## Cover
Expanding NSW-QLD transfer capacity
PADR market modelling workbook
TransGrid & Powerlink
30 September 2019

## Version notes
Change log
2019-09-30 | 1 | PADR results workbook released for the Neutral scenario

## ---Compare options---
Compare |  | Option1A | to | BaseCase
NEM discounted gross market benefits by year
[5 empty] | Real June 2019 dollars ($m) discounted to 2019-20 | 2020-21 | 2021-22 | 2022-23 | 2023-24 | 2024-25 | 2025-26 | 2026-27 | 2027-28 | 2028-29 | 2029-30 | 2030-31 | 2031-32 | 2032-33 | 2033-34 | 2034-35 | 2035-36 | 2036-37 | 2037-38 | 2038-39 | 2039-40 | 2040-41 | 2041-42 | 2042-43 | 2043-44 | 2044-45
[5 empty] | CAPEX | 0.00022908 | 2.8156e-05 | 133.9007 | -16.3552 | 3.4855e-05 | 0.67035 | 2.7087 | 1.9291 | 105.0346 | 33.43 | 6.3642e-05 | 23.7796 | -93.2291 | 46.7475 | 75.2433 | 15.891 | -92.6739 | -2.919 | -0.86306 | 30.7026 | -17.9821 | 15.6211 | 5.301 | -8.1463 | 0.56332
[5 empty] | FOM | 4.3874e-05 | 4.6924e-06 | 8.4895 | 2.0329 | 8.179e-06 | 0.14379 | 0.59874 | 0.60842 | 27.6397 | 5.1575 | 1.6012e-05 | 5.3899 | -23.5307 | 10.0783 | 11.1818 | 9.321 | -22.0115 | -0.44494 | -0.41986 | 2.2945 | -6.405 | 4.4987 | 1.6369 | -3.6057 | 0.15541
[5 empty] | Fuel | -1.9135e-05 | 0.033884 | 4.7246 | 4.9808 | 5.0774 | 7.1983 | 4.9793 | 5.6023 | -2.4854 | -6.1635 | -7.0393 | -4.5017 | 5.731 | 0.93143 | -8.0072 | -4.7029 | 7.0247 | 4.9152 | 2.4922 | 3.8409 | 8.0883 | 3.3933 | -1.6668 | 13.4002 | 10.6138
[5 empty] | VOM | 3.0676e-06 | 0.008018 | 0.23095 | -0.067847 | -0.28941 | 0.44097 | -0.21516 | 0.62929 | -1.2067 | -0.60642 | -0.40896 | -1.16 | -0.56151 | -0.40597 | -1.0137 | -1.1448 | -0.028993 | -0.18487 | -0.06708 | -0.30691 | -0.11096 | -0.31425 | -0.44106 | 0.49631 | 0.35777
[5 empty] | REZ | 8.7144e-06 | 6.8547e-07 | 6.8426e-07 | 1.3278e-06 | 8.7565e-07 | 8.4832e-07 | 9.1574e-07 | 1.3395e-06 | 20.7142 | 2.3074e-06 | 1.9505e-07 | 1.9591 | -4.5369 | 3.8766 | 0 | 14.0047 | -1.0254 | 1.289e-07 | 5.2889e-07 | -4.1295 | -1.3625 | 9.2388e-07 | 3.4651 | -9.158 | 0.23398
[5 empty] | USE+DSP | 2.6769e-06 | 1.5731e-06 | -0.31213 | 8.1772 | 3.9336 | 3.1121e-06 | 0.0019167 | 0.00097227 | -2.0514 | -0.30377 | 0.41274 | -0.099502 | 0.45129 | -1.1928 | 0.86773 | 1.6861 | 7.4128e-07 | -0.017878 | -0.11815 | 4.2507 | -4.2804 | 0.17123 | -0.14563 | -0.79557 | 3.3359e-06
[5 empty] | Cumulative total | 0.00026827 | 0.042205 | 147.0758 | 145.8436 | 154.5653 | 163.0187 | 171.0922 | 179.8622 | 327.5072 | 359.021 | 351.9855 | 377.3529 | 261.6769 | 321.7121 | 399.9839 | 435.039 | 326.3238 | 327.6723 | 328.6963 | 365.3487 | 343.2961 | 366.6662 | 374.8156 | 367.0066 | 378.9309
NEM capacity difference by year
Select region | NEM
[5 empty] | Capacity difference (MW) | 2020-21 | 2021-22 | 2022-23 | 2023-24 | 2024-25 | 2025-26 | 2026-27 | 2027-28 | 2028-29 | 2029-30 | 2030-31 | 2031-32 | 2032-33 | 2033-34 | 2034-35 | 2035-36 | 2036-37 | 2037-38 | 2038-39 | 2039-40 | 2040-41 | 2041-42 | 2042-43 | 2043-44 | 2044-45
| 0 |  |  |  | Black Coal | 0 | 0 | 0 | 0 | 0 | 0 | 0 | 0 | 0 | 0 | 0 | 0 | 0 | 0 | 0 | 0 | 0 | 0 | 0 | 0 | 0 | 0 | 0 | 0 | 0
[5 empty] | Brown Coal | 0 | 0 | 0 | 0 | 0 | 0 | 0 | 0 | 0 | 0 | 0 | 0 | 0 | 0 | 0 | 0 | 0 | 0 | 0 | 0 | 0 | 0 | 0 | 0 | 0
[5 empty] | CCGT | 0 | 0 | 0 | 0 | 0 | 0 | 0 | 0 | 0 | 0 | 0 | 0 | 0 | 0 | 0 | 0 | 0 | 0 | 0 | 0 | 0 | 0 | 0 | -80.9969 | -80.9969
[5 empty] | Gas - Steam | 0 | 0 | 0 | 0 | 0 | 0 | 0 | 0 | 0 | 0 | 0 | 0 | 0 | 0 | 0 | 0 | 0 | 0 | 0 | 0 | 0 | 0 | 0 | 0 | 0
[5 empty] | OCGT / Diesel | 0 | 0 | -171.0649 | -100.094 | -100.094 | -100.094 | -100.094 | -100.094 | -100.094 | -100.094 | -100.094 | -100.094 | -100.094 | -100.094 | -100.094 | -133.0887 | -133.0887 | -133.0887 | -133.0887 | -257.1484 | -247.6211 | -252.2945 | -252.2945 | -317.6201 | -317.6201
[5 empty] | Hydro | 0 | 0 | 0 | 0 | 0 | 0 | 0 | 0 | 0 | 0 | 0 | 0 | 0 | 0 | 0 | 0 | 0 | 0 | 0 | 0 | 0 | 0 | 0 | 0 | 0
[5 empty] | Wind | 0 | 0 | 0 | 0 | 0 | 0 | 0 | -4.4917 | -34.8865 | -38.9018 | -38.9019 | -81.0353 | -9.048 | -55.4977 | -55.4977 | -93.2498 | 73.6208 | 73.6202 | 80.9054 | 52.1479 | 229.0145 | 110.9479 | 58.0938 | 151.1282 | 166.5788
[5 empty] | Solar PV | 0 | 0 | 0 | 3e-05 | 3e-05 | -0.91991 | -5.0911 | -0.63579 | -199.1777 | -198.9973 | -198.9973 | -128.8836 | -78.6115 | -78.6115 | -78.6115 | -130.0956 | -98.4225 | -98.4225 | -98.4225 | -98.4225 | -189.8811 | -189.8811 | -189.8811 | -15.2071 | -75.1231
[5 empty] | LS Batteries | 0 | 0 | 0 | 0 | 0 | 0 | 0 | 0 | 0 | 0 | 0 | 0 | -15.6245 | -64.5659 | -64.5659 | -30.0063 | -30.0063 | -30.0063 | -30.0063 | -83.3248 | -153.2419 | -153.2419 | -153.2404 | -153.2404 | -153.2405
[5 empty] | Pumped Hydro | 0 | 0 | 0 | -30.2681 | -30.2681 | -30.2681 | -30.2681 | -30.2681 | -0.20821 | -44.3122 | -44.3122 | -81.2731 | 5.3252 | 5.3252 | -189.3412 | -149.9543 | -52.8489 | -41.5672 | -46.7814 | -74.8571 | -50.409 | -50.409 | -50.409 | 4.7001 | -3.5495
NEM generation difference by year
Select region | NEM
[5 empty] | Generation difference (GWh)* | 2020-21 | 2021-22 | 2022-23 | 2023-24 | 2024-25 | 2025-26 | 2026-27 | 2027-28 | 2028-29 | 2029-30 | 2030-31 | 2031-32 | 2032-33 | 2033-34 | 2034-35 | 2035-36 | 2036-37 | 2037-38 | 2038-39 | 2039-40 | 2040-41 | 2041-42 | 2042-43 | 2043-44 | 2044-45
| 0 |  |  |  | Black Coal | -0.0004 | -1.3395 | 14.902 | 52.662 | 132.9578 | 58.1042 | 29.9699 | 57.9596 | 971.0107 | 802.3043 | 694.4014 | 646.075 | 491.9457 | 470.5481 | 497.3539 | 457.2761 | 3.9288 | 21.4362 | -54.6873 | 142.6425 | -96.8179 | 27.0866 | 96.3885 | 17.9787 | 35.3614
[5 empty] | Brown Coal | 0 | 0 | -15.63 | -9.23 | -18.588 | -1.127 | 0 | 0 | 7.226 | 14.104 | 9.75 | 9.583 | 13.773 | 12.08 | 3.315 | 26.2006 | 16.7461 | 11.124 | 48.9987 | 29.2332 | 27.1178 | 36.9905 | 62.9613 | 9.1933 | 19.9932
[5 empty] | CCGT | 2.0721e-05 | -3.4044e-05 | -10.4169 | -11.688 | -44.1262 | -30.7716 | -9.5804 | -9.1382 | -203.171 | -66.4028 | -10.5156 | -0.036246 | -161.1878 | -45.137 | 132.5097 | 252.0217 | 46.1854 | 30.3737 | 10.8201 | 88.3154 | -36.846 | 37.4906 | 53.4886 | -512.1453 | -493.833
[5 empty] | Gas - Steam | -3.5e-06 | -0.04343 | 0.36936 | -2.4244 | -2.6482 | 0.22837 | -0.19969 | -0.57918 | -1.8139 | -1.5711 | 0.020071 | -14.1912 | -12.262 | -10.4825 | 0.34496 | -8.0741 | -9.3598 | -7.9437 | -1.7319 | -11.4875 | -14.3236 | -9.4178 | 3.9046 | -1.5201 | 5.833
[5 empty] | OCGT / Diesel | -2.9799e-05 | -3.6705e-05 | -0.10204 | -2.069 | -1.4997 | 0.032487 | -0.072906 | -0.54396 | -0.58311 | 0.046284 | -0.45665 | -13.7612 | -57.2828 | -52.1007 | -23.4531 | -132.9757 | -169.7972 | -123.0018 | -60.208 | -154.5741 | -158.7349 | -111.614 | -9.0762 | -64.4884 | -21.1187
[5 empty] | Hydro | 9.5e-05 | 0.69805 | 24.0095 | 15.2676 | 17.1941 | 11.4869 | -1.827 | 7.413 | 1.23 | -5.3194 | 7.2854 | 1.7962 | -16.0448 | 8.5915 | -18.095 | -0.6268 | 2.0228 | 3.7767 | -3.5472 | 13.8186 | 7.0637 | 4.5873 | -11.0856 | 10.3866 | 2.065
[5 empty] | Wind | -0.00018884 | -0.00044317 | 74.0223 | 71.5678 | 54.529 | 81.4322 | 128.4682 | 21.4833 | -68.7064 | -57.7579 | 18.2165 | -119.3284 | 105.7437 | -5.4465 | -296.1873 | -58.1834 | 475.1366 | 465.8555 | 393.4872 | 299.3666 | 833.6152 | 601.372 | 386.4165 | 710.2593 | 745.2004
[5 empty] | Solar PV | 0.018555 | -0.064101 | 41.4266 | 47.6331 | 36.6876 | 33.5956 | 65.6567 | 88.4108 | -370.9669 | -455.3689 | -518.4235 | -319.356 | -179.9593 | -175.4457 | -253.9775 | -322.2403 | -230.7498 | -243.8471 | -253.8588 | -250.6363 | -478.1633 | -484.5753 | -518.6303 | 3.1859 | -139.4281
[5 empty] | LS Batteries | -0.00018669 | -8.8418e-05 | 0.27394 | 0.99411 | -0.76973 | -0.5049 | -1.4365 | 0.93102 | 0.068143 | -1.5757 | -0.47193 | 0.3338 | -11.7223 | -47.514 | -49.6855 | -23.5982 | -21.911 | -24.2528 | -25.4149 | -66.8148 | -116.1183 | -111.2959 | -115.0319 | -118.1746 | -122.6687
[5 empty] | Pumped Hydro | -6.427e-05 | -0.33571 | -46.7337 | -84.4205 | -75.4028 | -109.7735 | -88.5404 | -148.9316 | -30.3307 | -183.9513 | -228.1837 | -147.2818 | 51.2975 | 6.6933 | -326.6228 | -226.7341 | -56.0491 | -55.3549 | -90.4022 | -106.1573 | -90.4513 | -97.1716 | -95.1514 | 58.1086 | -1.9582
*Generation shown is as-generated whereas demand met is sent-out. The difference in as-generated generation with QNI augmentation option and Base Case is due to different auxiliaries and losses.

## Neutral_BaseCase_CF
Capacity factor by technology (%) - QNI Base Case, Neutral Scenario
This block has been intentionally left blank.
Region | Technology | 2020-21 | 2021-22 | 2022-23 | 2023-24 | 2024-25 | 2025-26 | 2026-27 | 2027-28 | 2028-29 | 2029-30 | 2030-31 | 2031-32 | 2032-33 | 2033-34 | 2034-35 | 2035-36 | 2036-37 | 2037-38 | 2038-39 | 2039-40 | 2040-41 | 2041-42 | 2042-43 | 2043-44 | 2044-45
NSW1 | Black Coal | 53.91% | 54.29% | 61.45% | 64.17% | 67.43% | 67.49% | 63.56% | 68.82% | 65.91% | 69.82% | 69.82% | 73.33% | 73.33% | 73.33% | 73.33% | 70% | 70% | 70% | 64.38% | 46.01% | 70% | 70% | 63.41% | 0% | 0%
NSW1 | Brown Coal | bar: 2020-21 to 2044-45
NSW1 | CCGT | 0.08695% | 0.04483% | 0.716% | 1.701% | 3.511% | 0.1781% | 0.2296% | 0.6281% | 2.873% | 1.284% | 1.062% | 22.21% | 33.25% | 26.62% | 10.19% | 44.08% | 51.04% | 47.08% | 42% | 44.15% | 41.38% | 40.93% | 36.22% | 65.95% | 66.31%
NSW1 | Gas - Steam | bar: 2020-21 to 2044-45
NSW1 | OCGT / Diesel | 4.592e-08% | 0.001416% | 0.08413% | 0.1101% | 0.1096% | 0.002739% | 4.607e-08% | 0.017% | 0.02606% | 0.02283% | 0.02295% | 0.1524% | 0.3452% | 0.7821% | 1.02% | 2.772% | 4.662% | 5.775% | 6.72% | 5.576% | 4.289% | 5.769% | 3.642% | 5.312% | 4.892%
NSW1 | Hydro | 11.79% | 11.87% | 12.4% | 12.76% | 12.87% | 11.16% | 11.31% | 11.54% | 12.82% | 12.84% | 12.88% | 15.15% | 15.66% | 16.62% | 17.32% | 17.3% | 15.95% | 16.95% | 18.6% | 18.06% | 16.55% | 18.24% | 18.74% | 17.65% | 17.7%
NSW1 | Wind | 30.92% | 33.26% | 36.63% | 35.81% | 35.59% | 36.96% | 38.64% | 32.43% | 33.06% | 35.03% | 38.71% | 37.65% | 42.31% | 42.61% | 44.29% | 30.69% | 28.06% | 28.86% | 30.33% | 31.27% | 33.13% | 35.62% | 37.25% | 28.87% | 26.39%
NSW1 | Solar PV | 27.02% | 28.44% | 28.77% | 28.96% | 27.89% | 26.33% | 28.83% | 25.54% | 26.78% | 28.57% | 29.36% | 29.8% | 28.97% | 27.96% | 30.29% | 27.76% | 28.26% | 30% | 30.67% | 30.13% | 29.29% | 28.49% | 30.71% | 27.51% | 27.96%
NSW1 | LS Batteries | 0% | 0% | 0% | 0% | 0% | 0% | 0% | 0% | 0% | 0% | 0% | 0% | 8.631% | 8.697% | 8.929% | 8.435% | 8.22% | 8.575% | 8.571% | 8.526% | 8.404% | 8.212% | 8.598% | 8.45% | 8.67%
NSW1 | Pumped Hydro | 1.005% | 1.807% | 2.97% | 5.708% | 6.531% | 4.792% | 4.234% | 6.973% | 15.93% | 21.75% | 22.02% | 26% | 23.85% | 24.32% | 25.63% | 25.51% | 23.74% | 25.12% | 25.66% | 26.22% | 24.2% | 24.57% | 26.23% | 24.69% | 24.33%
Region | Technology | 2020-21 | 2021-22 | 2022-23 | 2023-24 | 2024-25 | 2025-26 | 2026-27 | 2027-28 | 2028-29 | 2029-30 | 2030-31 | 2031-32 | 2032-33 | 2033-34 | 2034-35 | 2035-36 | 2036-37 | 2037-38 | 2038-39 | 2039-40 | 2040-41 | 2041-42 | 2042-43 | 2043-44 | 2044-45
QLD1 | Black Coal | 67.47% | 60.51% | 58.61% | 60.47% | 62.89% | 62.48% | 61.22% | 61.69% | 59.5% | 64.6% | 63.87% | 64.44% | 66.64% | 64.61% | 64.12% | 65.79% | 71.33% | 68.46% | 68.65% | 68.94% | 72.18% | 67.96% | 65.08% | 68.5% | 69.6%
QLD1 | Brown Coal | bar: 2020-21 to 2044-45
QLD1 | CCGT | 32.2% | 31.83% | 32% | 32.57% | 32.61% | 32.04% | 32.5% | 32.3% | 32.51% | 32.91% | 33.08% | 35.38% | 38.46% | 37.92% | 34.63% | 40.07% | 48.65% | 48.01% | 50.32% | 48.21% | 50.54% | 49.3% | 47% | 48.31% | 49.9%
QLD1 | Gas - Steam | bar: 2020-21 to 2044-45
QLD1 | OCGT / Diesel | 6.937e-08% | 7.441e-08% | 0.01095% | 0.003585% | 0.008747% | 0.002148% | 0.009409% | 0.007722% | 8.979e-08% | 0.01262% | 0.01083% | 0.08121% | 0.09631% | 0.1155% | 0.05296% | 0.1315% | 0.9678% | 1.953% | 4.017% | 3.001% | 3.007% | 3.685% | 3.773% | 3.535% | 2.14%
QLD1 | Hydro | 53.07% | 53.01% | 52.98% | 53.1% | 53.02% | 53% | 53.01% | 53.15% | 53% | 53% | 52.95% | 53.15% | 52.85% | 52.97% | 52.97% | 53.1% | 52.41% | 52.89% | 52.96% | 52.79% | 53.03% | 52.77% | 52.45% | 53.04% | 52.55%
QLD1 | Wind | 39.84% | 37.21% | 35.89% | 33.4% | 29.84% | 35.76% | 33.2% | 38.86% | 37.93% | 41.68% | 36.85% | 35.25% | 32.58% | 36.21% | 34.26% | 38.69% | 38.05% | 38.75% | 37.98% | 36.17% | 33.85% | 37.79% | 35.5% | 39.11% | 37.02%
QLD1 | Solar PV | 28.44% | 28.8% | 29.8% | 29.83% | 28.65% | 27.92% | 29.58% | 25.02% | 27.59% | 28.38% | 29.68% | 29.71% | 28.49% | 27.68% | 29.74% | 24.96% | 27.72% | 28.65% | 29.95% | 30% | 28.86% | 28.1% | 30.18% | 25.03% | 27.55%
QLD1 | LS Batteries | 4.902% | 7.311% | 8.777% | 8.778% | 8.978% | 8.684% | 9.757% | 11.67% | 13.97% | 16.47% | 10.03% | 10.14% | 10.15% | 10.18% | 9.441% | 8.908% | 8.314% | 8.527% | 8.586% | 9.186% | 9.058% | 8.9% | 8.995% | 9.04% | 9.384%
QLD1 | Pumped Hydro | 1.716% | 5.058% | 8.936% | 9.29% | 10.77% | 9.952% | 12.07% | 10.46% | 12.38% | 17.93% | 16.43% | 17.12% | 17.62% | 17.49% | 19.8% | 19.7% | 20.96% | 21.39% | 21.67% | 21.79% | 21.69% | 21.45% | 21.88% | 21.47% | 21.87%
Region | Technology | 2020-21 | 2021-22 | 2022-23 | 2023-24 | 2024-25 | 2025-26 | 2026-27 | 2027-28 | 2028-29 | 2029-30 | 2030-31 | 2031-32 | 2032-33 | 2033-34 | 2034-35 | 2035-36 | 2036-37 | 2037-38 | 2038-39 | 2039-40 | 2040-41 | 2041-42 | 2042-43 | 2043-44 | 2044-45
VIC1 | Black Coal | bar: 2020-21 to 2044-45
VIC1 | Brown Coal | 84.63% | 83.46% | 83.1% | 85.55% | 84.38% | 85.54% | 85.89% | 85.89% | 85.51% | 82.93% | 84.95% | 83.8% | 86.8% | 87.95% | 86.48% | 85.61% | 84.23% | 83.1% | 82.87% | 83.97% | 83.71% | 84.01% | 81.44% | 82.42% | 83.73%
VIC1 | CCGT | bar: 2020-21 to 2044-45
VIC1 | Gas - Steam | 0.2104% | 0.9293% | 0.8643% | 0.6307% | 0.7904% | 0.5491% | 0.1194% | 0.2077% | 0.2667% | 0.5272% | 0.4335% | 0% | 0% | 0% | 0% | 0% | 0% | 0% | 0% | 0% | 0% | 0% | 0% | 0% | 0%
VIC1 | OCGT / Diesel | 0.1034% | 0.1622% | 0.3411% | 0.1301% | 0.09356% | 0.1002% | 0.01089% | 0.04882% | 0.02838% | 0.07336% | 0.06805% | 0.5608% | 0.8826% | 1.996% | 1.412% | 5.354% | 8.697% | 9.789% | 9.211% | 9.57% | 9.061% | 10.7% | 4.947% | 11.18% | 9.404%
VIC1 | Hydro | 18.07% | 18.14% | 18.02% | 18.08% | 18.11% | 18.27% | 18.35% | 18.24% | 18.08% | 18.13% | 18.03% | 18.09% | 18.09% | 18.08% | 18.06% | 18.08% | 18.02% | 18.06% | 18.02% | 18.08% | 18.06% | 18.06% | 18.06% | 18.09% | 18.04%
VIC1 | Wind | 33.6% | 32.68% | 36.77% | 32.5% | 32.19% | 34.07% | 35.75% | 32.26% | 34.42% | 33.41% | 36.85% | 31.63% | 32.39% | 33.51% | 34.94% | 31.67% | 32.15% | 31.17% | 34.78% | 31.22% | 31.88% | 32.51% | 34.5% | 31.16% | 31.46%
VIC1 | Solar PV | 26.39% | 26.83% | 26.69% | 27.98% | 26.73% | 25.47% | 27.24% | 26.55% | 27.55% | 28.24% | 28.14% | 29.23% | 27.64% | 26.85% | 28.23% | 26.66% | 27.68% | 28.18% | 28.08% | 29.21% | 27.59% | 26.88% | 28.21% | 26.65% | 27.61%
VIC1 | LS Batteries | 4.718% | 5.21% | 5.917% | 5.515% | 7.019% | 8.28% | 4.798% | 7.652% | 7.886% | 8.086% | 7.096% | 6.486% | 5.757% | 5.943% | 6.505% | 5.554% | 5.383% | 6.108% | 5.932% | 5.927% | 5.607% | 5.069% | 6.508% | 6.202% | 6.444%
VIC1 | Pumped Hydro | 0% | 0% | 0% | 0% | 0% | 0% | 0% | 0% | 0% | 0% | 0% | 25.98% | 23.13% | 23.81% | 25.2% | 22.28% | 21.41% | 22.56% | 22.25% | 23% | 22.06% | 21.87% | 23.6% | 22.46% | 22.22%
Region | Technology | 2020-21 | 2021-22 | 2022-23 | 2023-24 | 2024-25 | 2025-26 | 2026-27 | 2027-28 | 2028-29 | 2029-30 | 2030-31 | 2031-32 | 2032-33 | 2033-34 | 2034-35 | 2035-36 | 2036-37 | 2037-38 | 2038-39 | 2039-40 | 2040-41 | 2041-42 | 2042-43 | 2043-44 | 2044-45
SA1 | Black Coal | bar: 2020-21 to 2044-45
SA1 | Brown Coal | bar: 2020-21 to 2044-45
SA1 | CCGT | 15.28% | 17.21% | 16.58% | 4.979% | 9.44% | 7.375% | 3.218% | 4.173% | 21.05% | 10.04% | 4.301% | 28.88% | 39.16% | 33.59% | 15.75% | 40.26% | 44.76% | 41.17% | 35.74% | 40.36% | 42.29% | 39.63% | 32.89% | 39.23% | 36.91%
SA1 | Gas - Steam | 0.5547% | 1.339% | 1.475% | 0.4553% | 0.4284% | 0.2575% | 0.1686% | 0.2196% | 0.151% | 0.3678% | 0.3835% | 1.806% | 1.942% | 4.473% | 2.424% | 5.571% | 6.526% | 8.411% | 8.194% | 9.585% | 8.504% | 11.82% | 6.635% | 9.082% | 7.906%
SA1 | OCGT / Diesel | 0.6055% | 0.8929% | 0.9393% | 0.2793% | 0.3936% | 0.2426% | 0.1137% | 0.1506% | 0.1462% | 0.2107% | 0.2108% | 1.433% | 3.864% | 3.603% | 1.412% | 5.806% | 6.32% | 5.777% | 5.549% | 6.296% | 6.253% | 7.081% | 5.011% | 5.237% | 4.982%
SA1 | Hydro | bar: 2020-21 to 2044-45
SA1 | Wind | 32.97% | 33.55% | 35.62% | 32.78% | 32.89% | 31.65% | 36.07% | 33.33% | 32.54% | 32.44% | 34.96% | 30.47% | 30.42% | 28.91% | 32.16% | 30.82% | 30.39% | 30.26% | 31.87% | 27.92% | 27.59% | 26.4% | 29.43% | 29.6% | 29.37%
SA1 | Solar PV | 28.8% | 28.98% | 29.15% | 29.62% | 28.26% | 27.25% | 28.39% | 27.45% | 30.03% | 29.7% | 31.59% | 31.66% | 29.87% | 29.96% | 30.51% | 29.49% | 30.26% | 30.35% | 31.11% | 31.34% | 29.48% | 29.71% | 30.1% | 29.23% | 29.91%
SA1 | LS Batteries | 5.603% | 5.669% | 5.93% | 5.287% | 5.966% | 6.409% | 4.798% | 6.287% | 6.334% | 6.609% | 5.815% | 5.385% | 4.951% | 5.029% | 5.462% | 5.045% | 4.969% | 5.443% | 5.314% | 5.263% | 5.266% | 4.884% | 5.553% | 4.952% | 5.289%
SA1 | Pumped Hydro | 0% | 0% | 0% | 0% | 0% | 0% | 0% | 0% | 0% | 0% | 0% | 0% | 0% | 0% | 0% | 23.76% | 23.12% | 23.79% | 23.42% | 23.97% | 23.64% | 23.1% | 24.29% | 22.61% | 22.83%
Region | Technology | 2020-21 | 2021-22 | 2022-23 | 2023-24 | 2024-25 | 2025-26 | 2026-27 | 2027-28 | 2028-29 | 2029-30 | 2030-31 | 2031-32 | 2032-33 | 2033-34 | 2034-35 | 2035-36 | 2036-37 | 2037-38 | 2038-39 | 2039-40 | 2040-41 | 2041-42 | 2042-43 | 2043-44 | 2044-45
TAS1 | Black Coal | bar: 2020-21 to 2044-45
TAS1 | Brown Coal | bar: 2020-21 to 2044-45
TAS1 | CCGT | 3.926e-07% | 4.27e-07% | 4.238e-07% | 4.497e-07% | 5.074e-07% | 5.055e-07% | 5.061e-07% | 5.321e-07% | 5.9e-07% | 5.852e-07% | 5.788e-07% | 6.408e-07% | 7.05e-07% | 6.955e-07% | 6.846e-07% | 7.993e-07% | 9.573e-07% | 9.409e-07% | 8.717e-07% | 1.05e-06% | 1.11e-06% | 1.05e-06% | 1.02e-06% | 1.231e-06% | 1.257e-06%
TAS1 | Gas - Steam | bar: 2020-21 to 2044-45
TAS1 | OCGT / Diesel | 2.994e-07% | 3.353e-07% | 3.213e-07% | 3.452e-07% | 3.867e-07% | 3.789e-07% | 3.752e-07% | 3.954e-07% | 4.406e-07% | 4.292e-07% | 4.165e-07% | 4.618e-07% | 5.251e-07% | 5.087e-07% | 4.896e-07% | 5.862e-07% | 7.697e-07% | 7.246e-07% | 5.422e-07% | 7.467e-07% | 9.513e-07% | 7.573e-07% | 0.0001477% | 0.0002104% | 9.374e-07%
TAS1 | Hydro | 44.5% | 44.5% | 44.5% | 44.52% | 44.5% | 44.5% | 44.5% | 44.52% | 44.5% | 44.5% | 44.5% | 44.52% | 44.5% | 44.5% | 44.5% | 44.52% | 44.5% | 44.5% | 44.5% | 44.52% | 44.5% | 44.5% | 44.5% | 44.52% | 44.5%
TAS1 | Wind | 40.07% | 38.87% | 42.97% | 40.19% | 38.99% | 43.04% | 43.67% | 40.71% | 41.69% | 40.53% | 44.41% | 43.41% | 43.05% | 46.07% | 46.37% | 44.17% | 43.63% | 42.45% | 45.64% | 43.35% | 43.09% | 46.03% | 46.63% | 44.26% | 43.86%
TAS1 | Solar PV | bar: 2020-21 to 2044-45
TAS1 | LS Batteries | bar: 2020-21 to 2044-45
TAS1 | Pumped Hydro | bar: 2020-21 to 2044-45

## Neutral_BaseCase_Capacity
Installed capacity by technology (MW) - QNI Base Case, Neutral Scenario
Capacity calculated on 1 July. In early study years some wind and solar projects enter later in the financial year and are therefore reflected in the following financial year's capacity.
Region | Technology | 2020-21 | 2021-22 | 2022-23 | 2023-24 | 2024-25 | 2025-26 | 2026-27 | 2027-28 | 2028-29 | 2029-30 | 2030-31 | 2031-32 | 2032-33 | 2033-34 | 2034-35 | 2035-36 | 2036-37 | 2037-38 | 2038-39 | 2039-40 | 2040-41 | 2041-42 | 2042-43 | 2043-44 | 2044-45
NEM | Black Coal | 18346 | 18346 | 16346 | 16346 | 16346 | 16346 | 16346 | 16346 | 15026 | 13346 | 13346 | 10466 | 10466 | 10466 | 10466 | 7826 | 6426 | 6426 | 5726 | 5726 | 5726 | 5726 | 5726 | 4406 | 4406
NEM | Brown Coal | 4660 | 4660 | 4660 | 4660 | 4660 | 4660 | 4660 | 4660 | 4660 | 4660 | 4660 | 4660 | 3210 | 3210 | 3210 | 3210 | 3210 | 3210 | 3210 | 3210 | 3210 | 3210 | 3210 | 3210 | 3210
NEM | CCGT | 3118.4 | 3118.4 | 3118.4 | 3118.4 | 3118.4 | 3118.4 | 3118.4 | 3118.4 | 3118.4 | 3118.4 | 3118.4 | 3118.4 | 3118.4 | 3118.4 | 3118.4 | 3118.4 | 3118.4 | 3118.4 | 3118.4 | 3118.4 | 3118.4 | 3118.4 | 3118.4 | 4807.529 | 4807.529
NEM | Gas - Steam | 1790 | 1310 | 1310 | 1310 | 1310 | 1310 | 1310 | 1310 | 1310 | 1310 | 1310 | 800 | 800 | 800 | 800 | 800 | 800 | 800 | 800 | 800 | 800 | 800 | 800 | 800 | 800
NEM | OCGT / Diesel | 6650.14 | 6616.14 | 7129.2508 | 7165.6324 | 7165.6324 | 7165.6324 | 7165.6324 | 7165.6324 | 7165.6324 | 7165.6324 | 7165.6324 | 7165.6324 | 7165.6324 | 7165.6324 | 7165.6324 | 8841.8378 | 8841.8378 | 8841.8378 | 8841.8378 | 8965.8975 | 9249.5471 | 9254.2205 | 9254.2205 | 10083.5311 | 10083.5311
NEM | Hydro | 7282.5 | 7282.5 | 7282.5 | 7282.5 | 7282.5 | 7282.5 | 7282.5 | 7282.5 | 7282.5 | 7282.5 | 7282.5 | 7282.5 | 7282.5 | 7282.5 | 7282.5 | 7282.5 | 7282.5 | 7282.5 | 7282.5 | 7282.5 | 7282.5 | 7282.5 | 7282.5 | 7282.5 | 7282.5
NEM | Wind | 9001.6 | 9333.4 | 10343.4 | 10343.4 | 10343.4 | 10343.4 | 10343.4 | 10930.1774 | 12603.4033 | 13599.3649 | 13599.365 | 17197.7278 | 19306.0426 | 20116.5544 | 20116.5544 | 25485.0345 | 26774.9937 | 26774.9942 | 27149.6722 | 29962.0836 | 30026.8326 | 30224.1095 | 30432.1156 | 33384.0659 | 34009.8763
NEM | Solar PV | 5506.47 | 7138.47 | 7523.47 | 7606.842 | 7606.842 | 7659.1783 | 7720.3384 | 8859.2055 | 10460.0294 | 10914.2695 | 10914.2695 | 13421.2872 | 14135.8728 | 14135.8728 | 14135.8728 | 19681.7871 | 19817.1644 | 19817.1644 | 19817.1644 | 19817.1644 | 20102.5946 | 20102.5946 | 20102.5946 | 22808.7943 | 23067.3633
NEM | LS Batteries | 232 | 232 | 232 | 232 | 232 | 232 | 232 | 232 | 232 | 232 | 232 | 232 | 366.2433 | 485.3561 | 485.3561 | 928.8382 | 928.8382 | 928.8382 | 928.8382 | 982.157 | 1226.1014 | 1226.1014 | 1243.0123 | 1243.0123 | 1243.0122
NEM | Pumped Hydro | 810 | 810 | 810 | 840.2681 | 840.2681 | 2840.2681 | 2840.2681 | 2840.2681 | 3118.8847 | 3574.7772 | 3574.7772 | 4769.987 | 5370.6686 | 5370.6686 | 5780.1832 | 7829.6519 | 8681.8175 | 8756.8862 | 8977.5339 | 9087.3386 | 9278.8602 | 9278.8602 | 9278.8602 | 10804.3667 | 10885.2596
Total excluding storage |  | 56355.11 | 57804.91 | 57713.0208 | 57832.7744 | 57832.7744 | 57885.1107 | 57946.2708 | 59671.9153 | 61625.965 | 61396.1667 | 61396.1668 | 64111.5474 | 65484.4477 | 66294.9596 | 66294.9596 | 76245.5594 | 76270.8959 | 76270.8964 | 75945.5744 | 78882.0455 | 79515.8742 | 79717.8245 | 79925.8306 | 86782.4203 | 87666.7997
Region | Technology | 2020-21 | 2021-22 | 2022-23 | 2023-24 | 2024-25 | 2025-26 | 2026-27 | 2027-28 | 2028-29 | 2029-30 | 2030-31 | 2031-32 | 2032-33 | 2033-34 | 2034-35 | 2035-36 | 2036-37 | 2037-38 | 2038-39 | 2039-40 | 2040-41 | 2041-42 | 2042-43 | 2043-44 | 2044-45
NSW1 | Black Coal | 10160 | 10160 | 8160 | 8160 | 8160 | 8160 | 8160 | 8160 | 6840 | 6840 | 6840 | 3960 | 3960 | 3960 | 3960 | 1320 | 1320 | 1320 | 1320 | 1320 | 1320 | 1320 | 1320 | 0 | 0
NSW1 | Brown Coal | 0 | 0 | 0 | 0 | 0 | 0 | 0 | 0 | 0 | 0 | 0 | 0 | 0 | 0 | 0 | 0 | 0 | 0 | 0 | 0 | 0 | 0 | 0 | 0 | 0
NSW1 | CCGT | 605.9 | 605.9 | 605.9 | 605.9 | 605.9 | 605.9 | 605.9 | 605.9 | 605.9 | 605.9 | 605.9 | 605.9 | 605.9 | 605.9 | 605.9 | 605.9 | 605.9 | 605.9 | 605.9 | 605.9 | 605.9 | 605.9 | 605.9 | 2295.029 | 2295.029
NSW1 | Gas - Steam | 0 | 0 | 0 | 0 | 0 | 0 | 0 | 0 | 0 | 0 | 0 | 0 | 0 | 0 | 0 | 0 | 0 | 0 | 0 | 0 | 0 | 0 | 0 | 0 | 0
NSW1 | OCGT / Diesel | 1438 | 1438 | 1951.1108 | 1987.4924 | 1987.4924 | 1987.4924 | 1987.4924 | 1987.4924 | 1987.4924 | 1987.4924 | 1987.4924 | 1987.4924 | 1987.4924 | 1987.4924 | 1987.4924 | 3663.6978 | 3663.6978 | 3663.6978 | 3663.6978 | 3663.6978 | 3947.3474 | 3952.0208 | 3952.0208 | 4489.677 | 4489.677
NSW1 | Hydro | 2585 | 2585 | 2585 | 2585 | 2585 | 2585 | 2585 | 2585 | 2585 | 2585 | 2585 | 2585 | 2585 | 2585 | 2585 | 2585 | 2585 | 2585 | 2585 | 2585 | 2585 | 2585 | 2585 | 2585 | 2585
NSW1 | Wind | 1960.8 | 1960.8 | 1960.8 | 1960.8 | 1960.8 | 1960.8 | 1960.8 | 1960.8 | 3110.8 | 3110.8 | 3110.8 | 5818.7473 | 6580.8 | 7391.3118 | 7391.3118 | 9847.0732 | 9920.0449 | 9920.0454 | 9920.0454 | 12188.9661 | 12237.4622 | 12237.4622 | 12237.4622 | 12237.4622 | 12237.4622
NSW1 | Solar PV | 2497.7 | 2777.7 | 2777.7 | 2777.7 | 2777.7 | 2777.7 | 2777.7 | 2777.7 | 3472.7684 | 3472.7684 | 3472.7684 | 5869.6556 | 6384.7103 | 6384.7103 | 6384.7103 | 11906.5873 | 11956.7525 | 11956.7525 | 11956.7525 | 11956.7525 | 12056.7523 | 12056.7523 | 12056.7523 | 14762.952 | 15021.521
NSW1 | LS Batteries | 0 | 0 | 0 | 0 | 0 | 0 | 0 | 0 | 0 | 0 | 0 | 0 | 134.2433 | 253.3561 | 253.3561 | 696.8382 | 696.8382 | 696.8382 | 696.8382 | 696.8382 | 940.7825 | 940.7825 | 940.7825 | 940.7825 | 940.7825
NSW1 | Pumped Hydro | 240 | 240 | 240 | 270.2681 | 270.2681 | 2270.2681 | 2270.2681 | 2270.2681 | 2548.8847 | 2842.9121 | 2842.9121 | 4038.1215 | 4435.6729 | 4435.6729 | 4435.6729 | 5235.8569 | 5315.0472 | 5326.7032 | 5326.7032 | 5326.7032 | 5518.2248 | 5518.2248 | 5518.2248 | 6904.7065 | 6958.6465
Total excluding storage |  | 19247.4 | 19527.4 | 18040.5108 | 18076.8924 | 18076.8924 | 18076.8924 | 18076.8924 | 18076.8924 | 18601.9608 | 18601.9608 | 18601.9608 | 20826.7953 | 22103.9027 | 22914.4145 | 22914.4145 | 29928.2582 | 30051.3952 | 30051.3958 | 30051.3958 | 32320.3165 | 32752.4619 | 32757.1353 | 32757.1353 | 36370.1203 | 36628.6893
Region | Technology | 2020-21 | 2021-22 | 2022-23 | 2023-24 | 2024-25 | 2025-26 | 2026-27 | 2027-28 | 2028-29 | 2029-30 | 2030-31 | 2031-32 | 2032-33 | 2033-34 | 2034-35 | 2035-36 | 2036-37 | 2037-38 | 2038-39 | 2039-40 | 2040-41 | 2041-42 | 2042-43 | 2043-44 | 2044-45
QLD1 | Black Coal | 8186 | 8186 | 8186 | 8186 | 8186 | 8186 | 8186 | 8186 | 8186 | 6506 | 6506 | 6506 | 6506 | 6506 | 6506 | 6506 | 5106 | 5106 | 4406 | 4406 | 4406 | 4406 | 4406 | 4406 | 4406
QLD1 | Brown Coal | 0 | 0 | 0 | 0 | 0 | 0 | 0 | 0 | 0 | 0 | 0 | 0 | 0 | 0 | 0 | 0 | 0 | 0 | 0 | 0 | 0 | 0 | 0 | 0 | 0
QLD1 | CCGT | 1595.5 | 1595.5 | 1595.5 | 1595.5 | 1595.5 | 1595.5 | 1595.5 | 1595.5 | 1595.5 | 1595.5 | 1595.5 | 1595.5 | 1595.5 | 1595.5 | 1595.5 | 1595.5 | 1595.5 | 1595.5 | 1595.5 | 1595.5 | 1595.5 | 1595.5 | 1595.5 | 1595.5 | 1595.5
QLD1 | Gas - Steam | 0 | 0 | 0 | 0 | 0 | 0 | 0 | 0 | 0 | 0 | 0 | 0 | 0 | 0 | 0 | 0 | 0 | 0 | 0 | 0 | 0 | 0 | 0 | 0 | 0
QLD1 | OCGT / Diesel | 1879.5 | 1845.5 | 1845.5 | 1845.5 | 1845.5 | 1845.5 | 1845.5 | 1845.5 | 1845.5 | 1845.5 | 1845.5 | 1845.5 | 1845.5 | 1845.5 | 1845.5 | 1845.5 | 1845.5 | 1845.5 | 1845.5 | 1969.5597 | 1969.5597 | 1969.5597 | 1969.5597 | 2261.2141 | 2261.2141
QLD1 | Hydro | 152.4 | 152.4 | 152.4 | 152.4 | 152.4 | 152.4 | 152.4 | 152.4 | 152.4 | 152.4 | 152.4 | 152.4 | 152.4 | 152.4 | 152.4 | 152.4 | 152.4 | 152.4 | 152.4 | 152.4 | 152.4 | 152.4 | 152.4 | 152.4 | 152.4
QLD1 | Wind | 664 | 664 | 1674 | 1674 | 1674 | 1674 | 1674 | 2250.7775 | 2669.3977 | 3665.3593 | 3665.3593 | 3665.3593 | 3665.3593 | 3665.3593 | 3665.3593 | 3665.3593 | 4340.766 | 4340.766 | 4715.444 | 5258.9348 | 5275.1876 | 5472.4645 | 5680.4706 | 6181.9812 | 6181.9812
QLD1 | Solar PV | 1764.5 | 3116.5 | 3501.5 | 3501.5 | 3501.5 | 3501.5 | 3501.5 | 3501.5 | 3501.5 | 3501.5 | 3501.5 | 3501.5 | 3501.5 | 3501.5 | 3501.5 | 3501.5 | 3501.5 | 3501.5 | 3501.5 | 3501.5 | 3501.5 | 3501.5 | 3501.5 | 3501.5 | 3501.5
QLD1 | LS Batteries | 2 | 2 | 2 | 2 | 2 | 2 | 2 | 2 | 2 | 2 | 2 | 2 | 2 | 2 | 2 | 2 | 2 | 2 | 2 | 55.3188 | 55.3188 | 55.3188 | 55.3188 | 55.3188 | 55.3188
QLD1 | Pumped Hydro | 570 | 570 | 570 | 570 | 570 | 570 | 570 | 570 | 570 | 731.8651 | 731.8651 | 731.8651 | 732.8231 | 732.8231 | 1142.3378 | 1307.9134 | 1986.4589 | 2049.8717 | 2270.5194 | 2370 | 2370 | 2370 | 2370 | 2370 | 2370
Total excluding storage |  | 14241.9 | 15559.9 | 16954.9 | 16954.9 | 16954.9 | 16954.9 | 16954.9 | 17531.6775 | 17950.2977 | 17266.2593 | 17266.2593 | 17266.2593 | 17266.2593 | 17266.2593 | 17266.2593 | 17266.2593 | 16541.666 | 16541.666 | 16216.344 | 16883.8944 | 16900.1473 | 17097.4242 | 17305.4303 | 18098.5953 | 18098.5953
Region | Technology | 2020-21 | 2021-22 | 2022-23 | 2023-24 | 2024-25 | 2025-26 | 2026-27 | 2027-28 | 2028-29 | 2029-30 | 2030-31 | 2031-32 | 2032-33 | 2033-34 | 2034-35 | 2035-36 | 2036-37 | 2037-38 | 2038-39 | 2039-40 | 2040-41 | 2041-42 | 2042-43 | 2043-44 | 2044-45
VIC1 | Black Coal | 0 | 0 | 0 | 0 | 0 | 0 | 0 | 0 | 0 | 0 | 0 | 0 | 0 | 0 | 0 | 0 | 0 | 0 | 0 | 0 | 0 | 0 | 0 | 0 | 0
VIC1 | Brown Coal | 4660 | 4660 | 4660 | 4660 | 4660 | 4660 | 4660 | 4660 | 4660 | 4660 | 4660 | 4660 | 3210 | 3210 | 3210 | 3210 | 3210 | 3210 | 3210 | 3210 | 3210 | 3210 | 3210 | 3210 | 3210
VIC1 | CCGT | 0 | 0 | 0 | 0 | 0 | 0 | 0 | 0 | 0 | 0 | 0 | 0 | 0 | 0 | 0 | 0 | 0 | 0 | 0 | 0 | 0 | 0 | 0 | 0 | 0
VIC1 | Gas - Steam | 510 | 510 | 510 | 510 | 510 | 510 | 510 | 510 | 510 | 510 | 510 | 0 | 0 | 0 | 0 | 0 | 0 | 0 | 0 | 0 | 0 | 0 | 0 | 0 | 0
VIC1 | OCGT / Diesel | 1872 | 1872 | 1872 | 1872 | 1872 | 1872 | 1872 | 1872 | 1872 | 1872 | 1872 | 1872 | 1872 | 1872 | 1872 | 1872 | 1872 | 1872 | 1872 | 1872 | 1872 | 1872 | 1872 | 1872 | 1872
VIC1 | Hydro | 2211 | 2211 | 2211 | 2211 | 2211 | 2211 | 2211 | 2211 | 2211 | 2211 | 2211 | 2211 | 2211 | 2211 | 2211 | 2211 | 2211 | 2211 | 2211 | 2211 | 2211 | 2211 | 2211 | 2211 | 2211
VIC1 | Wind | 3739.35 | 4071.15 | 4071.15 | 4071.15 | 4071.15 | 4071.15 | 4071.15 | 4071.15 | 4071.1501 | 4071.1501 | 4071.1501 | 4071.1501 | 5385.46 | 5385.46 | 5385.46 | 7010.5622 | 7540.5622 | 7540.5622 | 7540.5622 | 7540.5622 | 7540.5622 | 7540.5622 | 7540.5622 | 9294.764 | 9834.5501
VIC1 | Solar PV | 929.27 | 929.27 | 929.27 | 1012.642 | 1012.642 | 1064.9783 | 1126.1384 | 2265.0051 | 2278.9269 | 2733.167 | 2733.167 | 2733.167 | 2755.2325 | 2755.2325 | 2755.2325 | 2779.2699 | 2779.2699 | 2779.2699 | 2779.2699 | 2779.2699 | 2779.2699 | 2779.2699 | 2779.2699 | 2779.2699 | 2779.2699
VIC1 | LS Batteries | 75 | 75 | 75 | 75 | 75 | 75 | 75 | 75 | 75 | 75 | 75 | 75 | 75 | 75 | 75 | 75 | 75 | 75 | 75 | 75 | 75 | 75 | 91.9109 | 91.9109 | 91.9109
VIC1 | Pumped Hydro | 0 | 0 | 0 | 0 | 0 | 0 | 0 | 0 | 0 | 0 | 0 | 0.00036372 | 202.1726 | 202.1726 | 202.1726 | 1200 | 1200 | 1200 | 1200 | 1200 | 1200 | 1200 | 1200 | 1200 | 1200
Total excluding storage |  | 13921.62 | 14253.42 | 14253.42 | 14336.792 | 14336.792 | 14389.1283 | 14450.2884 | 15589.1551 | 15603.077 | 16057.3171 | 16057.3171 | 15547.3171 | 15433.6925 | 15433.6925 | 15433.6925 | 17082.8321 | 17612.8321 | 17612.8321 | 17612.8321 | 17612.8321 | 17612.8321 | 17612.8321 | 17612.8321 | 19367.0339 | 19906.82
Region | Technology | 2020-21 | 2021-22 | 2022-23 | 2023-24 | 2024-25 | 2025-26 | 2026-27 | 2027-28 | 2028-29 | 2029-30 | 2030-31 | 2031-32 | 2032-33 | 2033-34 | 2034-35 | 2035-36 | 2036-37 | 2037-38 | 2038-39 | 2039-40 | 2040-41 | 2041-42 | 2042-43 | 2043-44 | 2044-45
SA1 | Black Coal | 0 | 0 | 0 | 0 | 0 | 0 | 0 | 0 | 0 | 0 | 0 | 0 | 0 | 0 | 0 | 0 | 0 | 0 | 0 | 0 | 0 | 0 | 0 | 0 | 0
SA1 | Brown Coal | 0 | 0 | 0 | 0 | 0 | 0 | 0 | 0 | 0 | 0 | 0 | 0 | 0 | 0 | 0 | 0 | 0 | 0 | 0 | 0 | 0 | 0 | 0 | 0 | 0
SA1 | CCGT | 709 | 709 | 709 | 709 | 709 | 709 | 709 | 709 | 709 | 709 | 709 | 709 | 709 | 709 | 709 | 709 | 709 | 709 | 709 | 709 | 709 | 709 | 709 | 709 | 709
SA1 | Gas - Steam | 1280 | 800 | 800 | 800 | 800 | 800 | 800 | 800 | 800 | 800 | 800 | 800 | 800 | 800 | 800 | 800 | 800 | 800 | 800 | 800 | 800 | 800 | 800 | 800 | 800
SA1 | OCGT / Diesel | 1282.64 | 1282.64 | 1282.64 | 1282.64 | 1282.64 | 1282.64 | 1282.64 | 1282.64 | 1282.64 | 1282.64 | 1282.64 | 1282.64 | 1282.64 | 1282.64 | 1282.64 | 1282.64 | 1282.64 | 1282.64 | 1282.64 | 1282.64 | 1282.64 | 1282.64 | 1282.64 | 1282.64 | 1282.64
SA1 | Hydro | 0 | 0 | 0 | 0 | 0 | 0 | 0 | 0 | 0 | 0 | 0 | 0 | 0 | 0 | 0 | 0 | 0 | 0 | 0 | 0 | 0 | 0 | 0 | 0 | 0
SA1 | Wind | 2073.45 | 2073.45 | 2073.45 | 2073.45 | 2073.45 | 2073.45 | 2073.45 | 2083.45 | 2083.4502 | 2083.4502 | 2083.4503 | 2780.518 | 2780.5182 | 2780.5182 | 2780.5182 | 4040.9493 | 4040.9493 | 4040.9493 | 4040.9493 | 4040.9493 | 4040.9493 | 4040.9493 | 4040.9493 | 4674.0416 | 4760.0659
SA1 | Solar PV | 315 | 315 | 315 | 315 | 315 | 315 | 315 | 315.0004 | 1206.8341 | 1206.8341 | 1206.8341 | 1316.9646 | 1494.4299 | 1494.4299 | 1494.4299 | 1494.4299 | 1579.642 | 1579.642 | 1579.642 | 1579.642 | 1765.0724 | 1765.0724 | 1765.0724 | 1765.0724 | 1765.0724
SA1 | LS Batteries | 155 | 155 | 155 | 155 | 155 | 155 | 155 | 155 | 155 | 155 | 155 | 155 | 155 | 155 | 155 | 155 | 155 | 155 | 155 | 155 | 155 | 155 | 155 | 155 | 155
SA1 | Pumped Hydro | 0 | 0 | 0 | 0 | 0 | 0 | 0 | 0 | 0 | 0 | 0 | 0 | 0 | 0 | 0 | 85.8815 | 180.3114 | 180.3114 | 180.3114 | 190.6354 | 190.6354 | 190.6354 | 190.6354 | 329.6602 | 356.6131
Total excluding storage |  | 5660.09 | 5180.09 | 5180.09 | 5180.09 | 5180.09 | 5180.09 | 5180.09 | 5190.0903 | 6081.9243 | 6081.9243 | 6081.9244 | 6889.1226 | 7066.5881 | 7066.5881 | 7066.5881 | 8327.0192 | 8412.2312 | 8412.2312 | 8412.2312 | 8412.2312 | 8597.6616 | 8597.6616 | 8597.6616 | 9230.7539 | 9316.7783
Region | Technology | 2020-21 | 2021-22 | 2022-23 | 2023-24 | 2024-25 | 2025-26 | 2026-27 | 2027-28 | 2028-29 | 2029-30 | 2030-31 | 2031-32 | 2032-33 | 2033-34 | 2034-35 | 2035-36 | 2036-37 | 2037-38 | 2038-39 | 2039-40 | 2040-41 | 2041-42 | 2042-43 | 2043-44 | 2044-45
TAS1 | Black Coal | 0 | 0 | 0 | 0 | 0 | 0 | 0 | 0 | 0 | 0 | 0 | 0 | 0 | 0 | 0 | 0 | 0 | 0 | 0 | 0 | 0 | 0 | 0 | 0 | 0
TAS1 | Brown Coal | 0 | 0 | 0 | 0 | 0 | 0 | 0 | 0 | 0 | 0 | 0 | 0 | 0 | 0 | 0 | 0 | 0 | 0 | 0 | 0 | 0 | 0 | 0 | 0 | 0
TAS1 | CCGT | 208 | 208 | 208 | 208 | 208 | 208 | 208 | 208 | 208 | 208 | 208 | 208 | 208 | 208 | 208 | 208 | 208 | 208 | 208 | 208 | 208 | 208 | 208 | 208 | 208
TAS1 | Gas - Steam | 0 | 0 | 0 | 0 | 0 | 0 | 0 | 0 | 0 | 0 | 0 | 0 | 0 | 0 | 0 | 0 | 0 | 0 | 0 | 0 | 0 | 0 | 0 | 0 | 0
TAS1 | OCGT / Diesel | 178 | 178 | 178 | 178 | 178 | 178 | 178 | 178 | 178 | 178 | 178 | 178 | 178 | 178 | 178 | 178 | 178 | 178 | 178 | 178 | 178 | 178 | 178 | 178 | 178
TAS1 | Hydro | 2334.1 | 2334.1 | 2334.1 | 2334.1 | 2334.1 | 2334.1 | 2334.1 | 2334.1 | 2334.1 | 2334.1 | 2334.1 | 2334.1 | 2334.1 | 2334.1 | 2334.1 | 2334.1 | 2334.1 | 2334.1 | 2334.1 | 2334.1 | 2334.1 | 2334.1 | 2334.1 | 2334.1 | 2334.1
TAS1 | Wind | 564 | 564 | 564 | 564 | 564 | 564 | 564 | 564 | 668.6053 | 668.6053 | 668.6053 | 861.9531 | 893.9052 | 893.9052 | 893.9052 | 921.0906 | 932.6713 | 932.6713 | 932.6713 | 932.6713 | 932.6713 | 932.6713 | 932.6713 | 995.8169 | 995.8169
TAS1 | Solar PV | 0 | 0 | 0 | 0 | 0 | 0 | 0 | 0 | 0 | 0 | 0 | 0 | 0 | 0 | 0 | 0 | 0 | 0 | 0 | 0 | 0 | 0 | 0 | 0 | 0
TAS1 | LS Batteries | 0 | 0 | 0 | 0 | 0 | 0 | 0 | 0 | 0 | 0 | 0 | 0 | 0 | 0 | 0 | 0 | 0 | 0 | 0 | 0 | 0 | 0 | 0 | 0 | 0
TAS1 | Pumped Hydro | 0 | 0 | 0 | 0 | 0 | 0 | 0 | 0 | 0 | 0 | 0 | 0 | 0 | 0 | 0 | 0 | 0 | 0 | 0 | 0 | 0 | 0 | 0 | 0 | 0
Total excluding storage |  | 3284.1 | 3284.1 | 3284.1 | 3284.1 | 3284.1 | 3284.1 | 3284.1 | 3284.1 | 3388.7053 | 3388.7053 | 3388.7053 | 3582.0531 | 3614.0052 | 3614.0052 | 3614.0052 | 3641.1906 | 3652.7713 | 3652.7713 | 3652.7713 | 3652.7713 | 3652.7713 | 3652.7713 | 3652.7713 | 3715.9169 | 3715.9169

## Neutral_BaseCase_Generation
Annual generation by technology (GWh) - QNI Base Case, Neutral Scenario
Region | Technology | 2020-21 | 2021-22 | 2022-23 | 2023-24 | 2024-25 | 2025-26 | 2026-27 | 2027-28 | 2028-29 | 2029-30 | 2030-31 | 2031-32 | 2032-33 | 2033-34 | 2034-35 | 2035-36 | 2036-37 | 2037-38 | 2038-39 | 2039-40 | 2040-41 | 2041-42 | 2042-43 | 2043-44 | 2044-45
NEM | Black Coal | 96364.3987 | 91713.6321 | 85948.5323 | 89231.7324 | 93299.9274 | 93045.0383 | 89337.7705 | 93430.6563 | 82160.4816 | 78655.7482 | 78236.7613 | 62165.1271 | 63416.7763 | 62260.9675 | 61983.0231 | 45586.999 | 39998.2583 | 38714.2188 | 33940.2828 | 31930.1537 | 35953.6077 | 34323.0241 | 32449.9052 | 26440.5012 | 26863.3387
NEM | Brown Coal | 34547.705 | 34069.223 | 33921.127 | 34924.731 | 34444.681 | 34917.817 | 35063.652 | 35063.652 | 34906.185 | 33853.862 | 34676.398 | 34206.946 | 24407.963 | 24731.034 | 24317.797 | 24073.993 | 23684.0063 | 23368.489 | 23301.9903 | 23613.3583 | 23539.5465 | 23624.2225 | 22901.0107 | 23175.2067 | 23544.1275
NEM | CCGT | 5453.4022 | 5519.707 | 5540.5162 | 4952.3477 | 5329.8448 | 4945.3469 | 4754.4364 | 4807.3625 | 6002.707 | 5291.7326 | 4947.4132 | 7917.121 | 9572.7284 | 8798.7595 | 6359.6965 | 10440.9447 | 12289.3669 | 11766.2263 | 11481.7221 | 11587.5651 | 11886.8354 | 11524.0433 | 10534.7666 | 22447.6946 | 22598.2827
NEM | Gas - Steam | 71.6027 | 135.3408 | 141.9671 | 60.0841 | 65.3359 | 42.581 | 17.1518 | 24.673 | 22.4959 | 49.3297 | 46.2468 | 126.5699 | 136.1222 | 313.4739 | 169.8675 | 390.4264 | 457.365 | 589.4494 | 574.2681 | 671.7005 | 595.9771 | 828.0217 | 464.9658 | 636.4888 | 554.0394
NEM | OCGT / Diesel | 84.9941 | 127.1128 | 177.6271 | 72.4619 | 80.0657 | 44.5204 | 16.0852 | 29.1417 | 25.613 | 41.7187 | 40.5878 | 292.6673 | 654.5556 | 886.9823 | 576.4294 | 2441.1018 | 3788.883 | 4423.393 | 4940.1434 | 4584.0452 | 4190.363 | 5182.9477 | 3285.9479 | 5211.046 | 4449.7526
NEM | Hydro | 15977.6431 | 16007.7118 | 16104.3718 | 16201.5446 | 16229.2016 | 15873.1549 | 15922.6615 | 15958.1496 | 16211.8162 | 16225.5576 | 16215.2271 | 16745.9409 | 16852.59 | 17071.3892 | 17226.85 | 17230.0852 | 16899.5988 | 17141.1421 | 17508.7428 | 17398.2918 | 17051.9356 | 17432.1498 | 17540.5268 | 17311.3937 | 17301.8824
NEM | Wind | 27334.5988 | 28850.4492 | 33262.6537 | 30581.5644 | 29870.5938 | 31618.19 | 32964.2073 | 32831.7958 | 38536.3843 | 43138.6239 | 44503.2224 | 52494.0451 | 60912.7401 | 65678.2956 | 67628.062 | 72821.0022 | 74415.0481 | 74582.7376 | 80031.082 | 84096.8481 | 85505.5687 | 90887.838 | 94620.0091 | 93481.5006 | 91513.0496
NEM | Solar PV | 13877.1171 | 18019.4268 | 19117.7175 | 19493.9679 | 18726.2261 | 18100.2788 | 19560.3414 | 19913.7065 | 25284.5292 | 27299.0768 | 28114.1635 | 35084.0592 | 35521.6657 | 34531.8779 | 36868.0193 | 46963.8083 | 49028.2203 | 51273.0764 | 52453.4484 | 52205.4975 | 51064.4644 | 49852.7045 | 53214.7241 | 54258.241 | 56583.3182
NEM | LS Batteries | 107.9351 | 112.4812 | 120.9296 | 109.5621 | 128.6895 | 142.9457 | 98.382 | 137.6882 | 140.2603 | 145.7442 | 127.3329 | 117.5002 | 208.3252 | 302.124 | 316.7162 | 621.4508 | 606.063 | 638.9406 | 635.8164 | 675.3755 | 844.8304 | 819.4808 | 879.9335 | 857.3911 | 883.7012
NEM | Pumped Hydro | 106.7966 | 290.5356 | 508.6054 | 599.0279 | 692.3424 | 1449.8689 | 1444.7292 | 1908.7621 | 4175.0393 | 6566.6818 | 6537.0378 | 10295.2855 | 10808.0956 | 10994.4846 | 12384.9803 | 16478.6334 | 17317.7205 | 18309.7007 | 18994.4245 | 19574.9439 | 18913.8326 | 19014.6012 | 20105.832 | 22405.2505 | 22421.6833
Total excluding storage |  | 193711.4616 | 194442.6036 | 194214.5128 | 195518.434 | 198045.8763 | 198586.9273 | 197636.3062 | 202059.1373 | 203150.2123 | 204555.6494 | 206780.0201 | 209032.4765 | 211475.1414 | 214272.7798 | 215129.7448 | 219948.3606 | 220560.7467 | 221858.7326 | 224231.6799 | 226087.4603 | 229788.2984 | 233654.9516 | 235011.8562 | 242962.0726 | 243407.791
Region | Technology | 2020-21 | 2021-22 | 2022-23 | 2023-24 | 2024-25 | 2025-26 | 2026-27 | 2027-28 | 2028-29 | 2029-30 | 2030-31 | 2031-32 | 2032-33 | 2033-34 | 2034-35 | 2035-36 | 2036-37 | 2037-38 | 2038-39 | 2039-40 | 2040-41 | 2041-42 | 2042-43 | 2043-44 | 2044-45
NSW1 | Black Coal | 47979.6547 | 48323.0031 | 43922.7824 | 45867.9531 | 48203.1394 | 48239.6339 | 45434.4547 | 49190.0704 | 39492.755 | 41837.7587 | 41837.7587 | 25439.0397 | 25439.0397 | 25439.0397 | 25439.0397 | 8094.2397 | 8094.2397 | 8094.2397 | 7443.964 | 5319.982 | 8094.2397 | 8094.2397 | 7332.584 | 0 | 0
NSW1 | Brown Coal | 0 | 0 | 0 | 0 | 0 | 0 | 0 | 0 | 0 | 0 | 0 | 0 | 0 | 0 | 0 | 0 | 0 | 0 | 0 | 0 | 0 | 0 | 0 | 0 | 0
NSW1 | CCGT | 4.6148 | 2.3796 | 38.0008 | 90.3059 | 186.3512 | 9.4521 | 12.1846 | 33.3394 | 152.4811 | 68.1741 | 56.3894 | 1178.884 | 1765.0119 | 1413.1216 | 540.9078 | 2339.7575 | 2709.2829 | 2498.7156 | 2229.0599 | 2343.1428 | 2196.2276 | 2172.2042 | 1922.5349 | 13259.1099 | 13331.7284
NSW1 | Gas - Steam | 0 | 0 | 0 | 0 | 0 | 0 | 0 | 0 | 0 | 0 | 0 | 0 | 0 | 0 | 0 | 0 | 0 | 0 | 0 | 0 | 0 | 0 | 0 | 0 | 0
NSW1 | OCGT / Diesel | 5.7841e-06 | 0.17841 | 14.3787 | 19.1661 | 19.0871 | 0.47694 | 8.021e-06 | 2.9605 | 4.5373 | 3.9749 | 3.9951 | 26.5329 | 60.101 | 136.1731 | 177.6212 | 889.4924 | 1496.1254 | 1853.2729 | 2156.788 | 1789.5053 | 1483.1556 | 1997.246 | 1260.7489 | 2089.1332 | 1923.852
NSW1 | Hydro | 2669.5174 | 2687.103 | 2808.6498 | 2888.4387 | 2914.9353 | 2527.2591 | 2561.033 | 2612.588 | 2903.3108 | 2908.1744 | 2917.5519 | 3430.901 | 3545.0429 | 3763.9703 | 3922.3529 | 3916.513 | 3611.0745 | 3838.1785 | 4212.186 | 4089.8816 | 3747.6607 | 4130.6248 | 4242.5005 | 3997.4417 | 4007.104
NSW1 | Wind | 5311.8645 | 5713.2854 | 6292.0148 | 6151.7901 | 6113.9932 | 6348.8965 | 6637.3613 | 5571.232 | 9009.679 | 9546.7755 | 10549.3054 | 19193.2446 | 24393.2015 | 27591.3763 | 28678.9489 | 26474.1814 | 24388.2132 | 25076.8542 | 26360.9895 | 33385.7647 | 35515.9847 | 38189.8214 | 39936.194 | 30947.0394 | 28292.7679
NSW1 | Solar PV | 6298.5417 | 6920.97 | 7000.5555 | 7046.2616 | 6787.1444 | 6406.4245 | 7014.9968 | 6214.4056 | 8146.7146 | 8692.6566 | 8932.5713 | 15320.1332 | 16201.9255 | 15638.9997 | 16939.7617 | 28954.7537 | 29596.901 | 31423.9108 | 32125.1624 | 31555.7472 | 30937.6596 | 30092.6939 | 32435.2075 | 35574.2548 | 36787.0037
NSW1 | LS Batteries | 5.132e-05 | 6.2912e-05 | 8.8827e-05 | 9.8317e-05 | 0.00010115 | 0.00010376 | 0.00010788 | 0.00011793 | 0.00012027 | 0.0002106 | 0.00022525 | 0.00021968 | 101.4965 | 193.0106 | 198.1667 | 514.8961 | 501.7698 | 523.4174 | 523.1792 | 520.4607 | 692.598 | 676.7336 | 708.5546 | 696.4002 | 714.5304
NSW1 | Pumped Hydro | 21.1345 | 37.9909 | 62.4361 | 135.1468 | 154.6362 | 952.929 | 842.0958 | 1386.6748 | 3557.0595 | 5417.2076 | 5483.523 | 9197.9365 | 9267.4687 | 9449.8776 | 9957.8137 | 11701.2715 | 11053.8881 | 11720.6676 | 11974.1398 | 12232.9247 | 11698.3841 | 11876.3046 | 12677.114 | 14934.6601 | 14832.3713
Total excluding storage |  | 62264.1932 | 63646.9196 | 60076.3819 | 62063.9154 | 64224.6506 | 63532.143 | 61660.0304 | 63624.5959 | 59709.4778 | 63057.5141 | 64297.5717 | 64588.7355 | 71404.3226 | 73982.6807 | 75698.6322 | 70668.9377 | 69895.8367 | 72785.1716 | 74528.1499 | 78484.0237 | 81974.928 | 84676.8299 | 87129.7698 | 85866.9789 | 84342.4559
Region | Technology | 2020-21 | 2021-22 | 2022-23 | 2023-24 | 2024-25 | 2025-26 | 2026-27 | 2027-28 | 2028-29 | 2029-30 | 2030-31 | 2031-32 | 2032-33 | 2033-34 | 2034-35 | 2035-36 | 2036-37 | 2037-38 | 2038-39 | 2039-40 | 2040-41 | 2041-42 | 2042-43 | 2043-44 | 2044-45
QLD1 | Black Coal | 48384.744 | 43390.629 | 42025.7499 | 43363.7793 | 45096.788 | 44805.4044 | 43903.3158 | 44240.5859 | 42667.7266 | 36817.9895 | 36399.0026 | 36726.0874 | 37977.7366 | 36821.9278 | 36543.9834 | 37492.7593 | 31904.0186 | 30619.9791 | 26496.3188 | 26610.1717 | 27859.368 | 26228.7844 | 25117.3212 | 26440.5012 | 26863.3387
QLD1 | Brown Coal | 0 | 0 | 0 | 0 | 0 | 0 | 0 | 0 | 0 | 0 | 0 | 0 | 0 | 0 | 0 | 0 | 0 | 0 | 0 | 0 | 0 | 0 | 0 | 0 | 0
QLD1 | CCGT | 4499.9565 | 4448.2473 | 4472.7064 | 4552.7829 | 4557.1704 | 4477.8616 | 4542.409 | 4514.8527 | 4543.0992 | 4600.2849 | 4623.8838 | 4944.3855 | 5375.7573 | 5299.7257 | 4840.6073 | 5600.9512 | 6799.9695 | 6710.5902 | 7032.7411 | 6737.7457 | 7063.9741 | 6890.4786 | 6569.4499 | 6752.0548 | 6974.3148
QLD1 | Gas - Steam | 0 | 0 | 0 | 0 | 0 | 0 | 0 | 0 | 0 | 0 | 0 | 0 | 0 | 0 | 0 | 0 | 0 | 0 | 0 | 0 | 0 | 0 | 0 | 0 | 0
QLD1 | OCGT / Diesel | 1.1421e-05 | 1.2029e-05 | 1.7698 | 0.57958 | 1.4141 | 0.34725 | 1.5211 | 1.2484 | 1.4516e-05 | 2.0395 | 1.7507 | 13.1286 | 15.5702 | 18.6788 | 8.5621 | 21.2601 | 156.4536 | 315.7231 | 649.394 | 517.7542 | 518.7233 | 635.8619 | 650.9843 | 700.1509 | 423.9573
QLD1 | Hydro | 708.4814 | 707.7426 | 707.2322 | 708.9343 | 707.769 | 707.6059 | 707.6605 | 709.502 | 707.5694 | 707.608 | 706.8834 | 709.5259 | 705.5079 | 707.2254 | 707.1869 | 708.9068 | 699.6981 | 706.1523 | 707.0546 | 704.7489 | 707.9927 | 704.4373 | 700.2732 | 708.0672 | 701.53
QLD1 | Wind | 2317.1639 | 3467.9019 | 5263.112 | 4898.4615 | 4376.0073 | 5243.7149 | 4868.1743 | 7661.5241 | 8870.6326 | 13381.241 | 11831.9681 | 11319.8664 | 10460.8818 | 11627.5675 | 11001.3584 | 12424.2407 | 14468.8396 | 14733.3073 | 15687.4169 | 16663.6165 | 15643.5691 | 18113.7156 | 17667.4587 | 21178.5832 | 20046.6202
QLD1 | Solar PV | 4635.3291 | 8114.6304 | 9140.2545 | 9148.6518 | 8788.4131 | 8565.4472 | 9074.4357 | 7674.4072 | 8463.068 | 8705.724 | 9103.6431 | 9113.5529 | 8738.7711 | 8490.0855 | 9121.4976 | 7656.3496 | 8503.7825 | 8788.1351 | 9187.7767 | 9201.6636 | 8851.6745 | 8620.2612 | 9257.359 | 7677.5998 | 8450.7222
QLD1 | LS Batteries | 0.8589 | 1.2809 | 1.5378 | 1.5379 | 1.573 | 1.5214 | 1.7095 | 2.0439 | 2.4471 | 2.8854 | 1.7571 | 1.7772 | 1.7782 | 1.7836 | 1.654 | 1.5608 | 1.4566 | 1.4939 | 1.5043 | 44.5161 | 43.8944 | 43.1301 | 43.5905 | 43.8076 | 45.4762
QLD1 | Pumped Hydro | 85.662 | 252.5446 | 446.1692 | 463.881 | 537.7061 | 496.9398 | 602.6333 | 522.0871 | 617.9796 | 1149.474 | 1053.5145 | 1097.348 | 1131.0265 | 1122.9559 | 1980.9504 | 2256.8229 | 3647.5405 | 3841.2762 | 4311.0766 | 4523.6062 | 4502.0791 | 4453.7208 | 4541.8898 | 4456.7686 | 4540.5467
Total excluding storage |  | 60545.675 | 60129.1512 | 61610.8248 | 62673.1895 | 63527.5619 | 63800.3812 | 63097.5163 | 64802.1202 | 65252.0959 | 64214.8869 | 62667.1318 | 62826.5469 | 63274.2249 | 62965.2107 | 62223.1957 | 63904.4677 | 62532.7619 | 61873.8872 | 59760.7021 | 60435.7005 | 60645.3017 | 61193.5389 | 59962.8463 | 63456.9571 | 63460.4831
Region | Technology | 2020-21 | 2021-22 | 2022-23 | 2023-24 | 2024-25 | 2025-26 | 2026-27 | 2027-28 | 2028-29 | 2029-30 | 2030-31 | 2031-32 | 2032-33 | 2033-34 | 2034-35 | 2035-36 | 2036-37 | 2037-38 | 2038-39 | 2039-40 | 2040-41 | 2041-42 | 2042-43 | 2043-44 | 2044-45
VIC1 | Black Coal | 0 | 0 | 0 | 0 | 0 | 0 | 0 | 0 | 0 | 0 | 0 | 0 | 0 | 0 | 0 | 0 | 0 | 0 | 0 | 0 | 0 | 0 | 0 | 0 | 0
VIC1 | Brown Coal | 34547.705 | 34069.223 | 33921.127 | 34924.731 | 34444.681 | 34917.817 | 35063.652 | 35063.652 | 34906.185 | 33853.862 | 34676.398 | 34206.946 | 24407.963 | 24731.034 | 24317.797 | 24073.993 | 23684.0063 | 23368.489 | 23301.9903 | 23613.3583 | 23539.5465 | 23624.2225 | 22901.0107 | 23175.2067 | 23544.1275
VIC1 | CCGT | 9.1743e-06 | 9.5492e-06 | 1.3893e-05 | 1.4163e-05 | 1.4681e-05 | 1.4553e-05 | 1.4345e-05 | 1.462e-05 | 1.6421e-05 | 1.6191e-05 | 1.5862e-05 | 2.2841e-05 | 3.0528e-05 | 2.9978e-05 | 2.8522e-05 | 6.253e-05 | 9.122e-05 | 8.9177e-05 | 8.5232e-05 | 8.8149e-05 | 0.00010119 | 9.8411e-05 | 0.00013909 | 0.00014819 | 0.00014608
VIC1 | Gas - Steam | 9.3998 | 41.5162 | 38.6147 | 28.177 | 35.3119 | 24.5337 | 5.3358 | 9.2806 | 11.913 | 23.5523 | 19.3685 | 0 | 0 | 0 | 0 | 0 | 0 | 0 | 0 | 0 | 0 | 0 | 0 | 0 | 0
VIC1 | OCGT / Diesel | 16.9626 | 26.6064 | 55.9353 | 21.3306 | 15.3428 | 16.4347 | 1.7862 | 8.0062 | 4.6532 | 12.0302 | 11.1598 | 91.9722 | 144.7375 | 327.2915 | 231.5411 | 878.0046 | 1426.1863 | 1605.2503 | 1510.4649 | 1569.3388 | 1485.8635 | 1754.2428 | 811.2111 | 1833.3546 | 1542.1514
VIC1 | Hydro | 3500.5446 | 3513.7665 | 3489.3902 | 3501.5363 | 3507.3975 | 3539.1902 | 3554.8686 | 3533.4244 | 3501.8365 | 3510.6755 | 3491.692 | 3502.8785 | 3502.9394 | 3501.0938 | 3498.2104 | 3502.0302 | 3489.7265 | 3497.7116 | 3490.4025 | 3501.026 | 3497.1825 | 3497.9879 | 3498.6534 | 3503.2496 | 3494.1488
VIC1 | Wind | 11737.3476 | 11654.4842 | 13114.7865 | 11591.7142 | 11481.0919 | 12150.6833 | 12748.5219 | 11505.4322 | 12275.8264 | 11916.0556 | 13140.6934 | 11281.2306 | 15278.6145 | 15810.8033 | 16483.1555 | 19448.8242 | 21237.3538 | 20591.0647 | 22971.6602 | 20622.1637 | 21057.9834 | 21477.8878 | 22788.5203 | 25373.4835 | 27100.8313
VIC1 | Solar PV | 2148.5878 | 2184.1611 | 2172.4368 | 2481.6021 | 2370.8716 | 2376.3634 | 2687.5134 | 5267.5423 | 5500.2746 | 6760.65 | 6738.0622 | 6997.6749 | 6670.3476 | 6480.6908 | 6813.0856 | 6491.6829 | 6739.9751 | 6861.7827 | 6835.7998 | 7110.975 | 6716.5809 | 6545.3121 | 6868.6592 | 6487.139 | 6721.1663
VIC1 | LS Batteries | 30.9944 | 34.2285 | 38.8742 | 36.2337 | 46.1132 | 54.3997 | 31.5243 | 50.2738 | 51.813 | 53.1281 | 46.6194 | 42.6108 | 37.8223 | 39.0463 | 42.7384 | 36.4879 | 35.3658 | 40.1303 | 38.976 | 38.939 | 36.835 | 33.3053 | 52.3962 | 49.9382 | 51.88
VIC1 | Pumped Hydro | 2.8397e-05 | 2.939e-05 | 8.5032e-05 | 8.1335e-05 | 8.9992e-05 | 8.9744e-05 | 7.7038e-05 | 8.9386e-05 | 9.0984e-05 | 9.503e-05 | 9.6616e-05 | 0.00082779 | 409.6003 | 421.651 | 446.2159 | 2341.7612 | 2251.1248 | 2371.9539 | 2339.249 | 2418.054 | 2318.6602 | 2298.842 | 2481.256 | 2360.934 | 2335.434
Total excluding storage |  | 51960.5475 | 51489.7573 | 52792.2906 | 52549.0912 | 51854.6968 | 53025.0224 | 54061.6778 | 55387.3378 | 56200.6888 | 56076.8255 | 58077.3739 | 56080.7023 | 50004.6022 | 50850.9133 | 51343.7897 | 54394.5349 | 56577.2481 | 55924.2984 | 58110.3178 | 56416.8618 | 56297.1568 | 56899.6533 | 56868.0548 | 60372.4336 | 62402.4255
Region | Technology | 2020-21 | 2021-22 | 2022-23 | 2023-24 | 2024-25 | 2025-26 | 2026-27 | 2027-28 | 2028-29 | 2029-30 | 2030-31 | 2031-32 | 2032-33 | 2033-34 | 2034-35 | 2035-36 | 2036-37 | 2037-38 | 2038-39 | 2039-40 | 2040-41 | 2041-42 | 2042-43 | 2043-44 | 2044-45
SA1 | Black Coal | 0 | 0 | 0 | 0 | 0 | 0 | 0 | 0 | 0 | 0 | 0 | 0 | 0 | 0 | 0 | 0 | 0 | 0 | 0 | 0 | 0 | 0 | 0 | 0 | 0
SA1 | Brown Coal | 0 | 0 | 0 | 0 | 0 | 0 | 0 | 0 | 0 | 0 | 0 | 0 | 0 | 0 | 0 | 0 | 0 | 0 | 0 | 0 | 0 | 0 | 0 | 0 | 0
SA1 | CCGT | 948.8309 | 1069.0801 | 1029.809 | 309.2588 | 586.3232 | 458.0332 | 199.8428 | 259.1703 | 1307.1267 | 623.2736 | 267.14 | 1793.8515 | 2431.9593 | 2085.9121 | 978.1814 | 2500.2359 | 2780.1143 | 2556.9203 | 2219.921 | 2506.6765 | 2626.6336 | 2461.3604 | 2042.7816 | 2436.5297 | 2292.2392
SA1 | Gas - Steam | 62.2029 | 93.8247 | 103.3524 | 31.9071 | 30.024 | 18.0473 | 11.816 | 15.3924 | 10.5829 | 25.7774 | 26.8783 | 126.5699 | 136.1222 | 313.4739 | 169.8675 | 390.4264 | 457.365 | 589.4494 | 574.2681 | 671.7005 | 595.9771 | 828.0217 | 464.9658 | 636.4888 | 554.0394
SA1 | OCGT / Diesel | 68.0314 | 100.328 | 105.5434 | 31.3856 | 44.2217 | 27.2615 | 12.7779 | 16.9266 | 16.4225 | 23.674 | 23.6822 | 161.0337 | 434.1469 | 404.8389 | 158.705 | 652.3446 | 710.1177 | 649.1467 | 623.4964 | 707.4469 | 702.6206 | 795.597 | 563.0014 | 588.404 | 559.7919
SA1 | Hydro | 0 | 0 | 0 | 0 | 0 | 0 | 0 | 0 | 0 | 0 | 0 | 0 | 0 | 0 | 0 | 0 | 0 | 0 | 0 | 0 | 0 | 0 | 0 | 0 | 0
SA1 | Wind | 5988.6692 | 6094.1276 | 6469.9223 | 5953.8669 | 5973.1823 | 5748.3576 | 6552.4526 | 6082.428 | 5938.6571 | 5920.8775 | 6380.3644 | 7421.9952 | 7408.7732 | 7040.6363 | 7833.8677 | 10909.9317 | 10756.1493 | 10713.2187 | 11282.4278 | 9883.7286 | 9767.7152 | 9346.0117 | 10418.289 | 12121.5656 | 12246.6219
SA1 | Solar PV | 794.6585 | 799.6653 | 804.4706 | 817.4525 | 779.797 | 752.0437 | 783.3957 | 757.3514 | 3174.472 | 3140.0462 | 3339.8869 | 3652.6981 | 3910.6214 | 3922.102 | 3993.6744 | 3861.022 | 4187.5618 | 4199.2477 | 4304.7094 | 4337.1118 | 4558.5494 | 4594.4373 | 4653.4984 | 4519.2474 | 4624.4261
SA1 | LS Batteries | 76.0817 | 76.9718 | 80.5176 | 71.7903 | 81.0031 | 87.0244 | 65.1481 | 85.3703 | 86.0001 | 89.7305 | 78.9561 | 73.1119 | 67.2281 | 68.2835 | 74.1571 | 68.506 | 67.4707 | 73.899 | 72.1568 | 71.4597 | 71.5029 | 66.3118 | 75.3921 | 67.245 | 71.8146
SA1 | Pumped Hydro | 2.4523e-05 | 3.073e-05 | 3.1683e-05 | 3.0995e-05 | 3.1264e-05 | 3.1432e-05 | 3.0373e-05 | 3.2456e-05 | 4.6534e-05 | 6.2046e-05 | 6.4694e-05 | 0.00013693 | 0.00013118 | 0.00013547 | 0.00019187 | 178.7777 | 365.1671 | 375.8029 | 369.9591 | 400.3589 | 394.7091 | 385.7337 | 405.5721 | 652.8878 | 713.3312
Total excluding storage |  | 7862.3928 | 8157.0256 | 8513.0977 | 7143.8709 | 7413.5482 | 7003.7433 | 7560.2849 | 7131.2687 | 10447.2612 | 9733.6487 | 10037.9518 | 13156.1483 | 14321.623 | 13766.9631 | 13134.296 | 18313.9607 | 18891.3081 | 18707.983 | 19004.8228 | 18106.6643 | 18251.4959 | 18025.428 | 18142.5362 | 20302.2356 | 20277.1185
Region | Technology | 2020-21 | 2021-22 | 2022-23 | 2023-24 | 2024-25 | 2025-26 | 2026-27 | 2027-28 | 2028-29 | 2029-30 | 2030-31 | 2031-32 | 2032-33 | 2033-34 | 2034-35 | 2035-36 | 2036-37 | 2037-38 | 2038-39 | 2039-40 | 2040-41 | 2041-42 | 2042-43 | 2043-44 | 2044-45
TAS1 | Black Coal | 0 | 0 | 0 | 0 | 0 | 0 | 0 | 0 | 0 | 0 | 0 | 0 | 0 | 0 | 0 | 0 | 0 | 0 | 0 | 0 | 0 | 0 | 0 | 0 | 0
TAS1 | Brown Coal | 0 | 0 | 0 | 0 | 0 | 0 | 0 | 0 | 0 | 0 | 0 | 0 | 0 | 0 | 0 | 0 | 0 | 0 | 0 | 0 | 0 | 0 | 0 | 0 | 0
TAS1 | CCGT | 7.1542e-06 | 7.7811e-06 | 7.7214e-06 | 8.1946e-06 | 9.2459e-06 | 9.2103e-06 | 9.221e-06 | 9.6947e-06 | 1.075e-05 | 1.0662e-05 | 1.0546e-05 | 1.1676e-05 | 1.2846e-05 | 1.2672e-05 | 1.2473e-05 | 1.4563e-05 | 1.7444e-05 | 1.7143e-05 | 1.5883e-05 | 1.9129e-05 | 2.0234e-05 | 1.9126e-05 | 1.8591e-05 | 2.2426e-05 | 2.2896e-05
TAS1 | Gas - Steam | 0 | 0 | 0 | 0 | 0 | 0 | 0 | 0 | 0 | 0 | 0 | 0 | 0 | 0 | 0 | 0 | 0 | 0 | 0 | 0 | 0 | 0 | 0 | 0 | 0
TAS1 | OCGT / Diesel | 4.6692e-06 | 5.229e-06 | 5.0099e-06 | 5.3822e-06 | 6.0303e-06 | 5.9075e-06 | 5.8508e-06 | 6.1655e-06 | 6.8702e-06 | 6.6919e-06 | 6.4947e-06 | 7.2e-06 | 8.1878e-06 | 7.9324e-06 | 7.6348e-06 | 9.1403e-06 | 1.2002e-05 | 1.1299e-05 | 8.4543e-06 | 1.1643e-05 | 1.4833e-05 | 1.1809e-05 | 0.0023037 | 0.0032813 | 1.4617e-05
TAS1 | Hydro | 9099.0996 | 9099.0997 | 9099.0997 | 9102.6353 | 9099.0998 | 9099.0997 | 9099.0995 | 9102.6352 | 9099.0995 | 9099.0997 | 9099.0998 | 9102.6353 | 9099.0997 | 9099.0997 | 9099.0998 | 9102.6353 | 9099.0997 | 9099.0997 | 9099.0998 | 9102.6352 | 9099.0998 | 9099.0998 | 9099.0997 | 9102.6353 | 9099.0997
TAS1 | Wind | 1979.5536 | 1920.6502 | 2122.8182 | 1985.7317 | 1926.319 | 2126.5378 | 2157.6972 | 2011.1795 | 2441.5891 | 2373.6744 | 2600.8911 | 3277.7082 | 3371.269 | 3607.9122 | 3630.7314 | 3563.8242 | 3564.4922 | 3468.2926 | 3728.5876 | 3541.5747 | 3520.3162 | 3760.4016 | 3809.547 | 3860.8289 | 3826.2083
TAS1 | Solar PV | 0 | 0 | 0 | 0 | 0 | 0 | 0 | 0 | 0 | 0 | 0 | 0 | 0 | 0 | 0 | 0 | 0 | 0 | 0 | 0 | 0 | 0 | 0 | 0 | 0
TAS1 | LS Batteries | 1.306e-05 | 1.4214e-05 | 1.5372e-05 | 1.5741e-05 | 1.7157e-05 | 1.967e-05 | 2.2332e-05 | 2.3863e-05 | 2.2475e-05 | 2.869e-05 | 3.3078e-05 | 3.2661e-05 | 3.1878e-05 | 3.7903e-05 | 4.663e-05 | 4.4065e-05 | 3.8205e-05 | 4.2914e-05 | 7.3558e-05 | 5.4777e-05 | 4.7587e-05 | 6.9158e-05 | 9.8013e-05 | 7.3091e-05 | 7.878e-05
TAS1 | Pumped Hydro | 1.8403e-05 | 1.9852e-05 | 2.1783e-05 | 2.2538e-05 | 2.2476e-05 | 2.4225e-05 | 2.5866e-05 | 2.7028e-05 | 2.6092e-05 | 2.9715e-05 | 3.3741e-05 | 3.6086e-05 | 3.4483e-05 | 4.1061e-05 | 5.044e-05 | 4.9458e-05 | 4.4599e-05 | 5.1139e-05 | 8.6687e-05 | 6.2086e-05 | 5.3308e-05 | 7.5624e-05 | 0.00010133 | 8.2718e-05 | 8.7169e-05
Total excluding storage |  | 11078.6532 | 11019.7498 | 11221.9178 | 11088.367 | 11025.4188 | 11225.6375 | 11256.7967 | 11113.8147 | 11540.6886 | 11472.7742 | 11699.9909 | 12380.3435 | 12470.3688 | 12707.0119 | 12729.8312 | 12666.4596 | 12663.5919 | 12567.3924 | 12827.6874 | 12644.2099 | 12619.4161 | 12859.5014 | 12908.649 | 12963.4675 | 12925.308

## Neutral_BaseCase_VOM Cost
VOM cost by technology ($000s) - QNI Base Case, Neutral Scenario
Real June 2019 dollars discounted to 2019-20
Region | Technology | 2020-21 | 2021-22 | 2022-23 | 2023-24 | 2024-25 | 2025-26 | 2026-27 | 2027-28 | 2028-29 | 2029-30 | 2030-31 | 2031-32 | 2032-33 | 2033-34 | 2034-35 | 2035-36 | 2036-37 | 2037-38 | 2038-39 | 2039-40 | 2040-41 | 2041-42 | 2042-43 | 2043-44 | 2044-45
NEM | Black Coal | 372220.9358 | 334625.6185 | 295942.6648 | 290113.4334 | 286443.0689 | 269724.8706 | 244492.8291 | 241534.5203 | 200477.0042 | 181290.6827 | 170194.3876 | 127669.1955 | 122996.5222 | 114061.2814 | 107203.576 | 74473.7488 | 61674.7781 | 56395.0246 | 46664.0008 | 41407.8794 | 44078.85 | 39724.8834 | 35443.3609 | 27303.3062 | 26173.3876
NEM | Brown Coal | 133479.1218 | 124254.7271 | 116811.9075 | 113594.916 | 105812.3815 | 101306.034 | 96046.4268 | 90700.8026 | 85209.0689 | 77995.424 | 75463.5619 | 70308.5137 | 47382.9575 | 45315.5458 | 42091.3664 | 39342.4863 | 36543.3834 | 34034.9046 | 32043.4249 | 30675.8083 | 28881.9471 | 27351.1313 | 25051.4589 | 23932.4297 | 22957.5534
NEM | CCGT | 36887.6638 | 35233.4797 | 33416.0157 | 28183.9448 | 28659.2607 | 25093.4774 | 22788.7514 | 21772.6224 | 25654.8328 | 21360.8925 | 18860.1204 | 28447.419 | 32518.8857 | 28153.634 | 19225.963 | 29834.934 | 33178.8377 | 29966.0432 | 27586.5931 | 26304.5578 | 25511.6731 | 23310.4971 | 20141.8122 | 43092.4568 | 40949.4601
NEM | Gas - Steam | 152.7313 | 272.7342 | 271.5578 | 107.2517 | 111.7099 | 67.5943 | 25.751 | 35.5121 | 30.8265 | 63.9153 | 56.5397 | 142.3504 | 148.4948 | 312.3846 | 160.2806 | 355.6527 | 389.5331 | 471.622 | 433.6693 | 478.8819 | 405.3323 | 525.4414 | 278.0218 | 364.5633 | 298.6224
NEM | OCGT / Diesel | 858.4655 | 1205.3904 | 1581.1736 | 603.2433 | 639.7829 | 332.047 | 114.5257 | 194.9813 | 164.6966 | 252.4847 | 231.0517 | 1541.8579 | 3323.7844 | 4114.685 | 2484.7651 | 10213.6423 | 14796.9708 | 16269.8332 | 17134.4657 | 15088.4643 | 13108.8685 | 15224.7844 | 9159.6766 | 13858.8411 | 11033.2219
NEM | Hydro | 105527.5949 | 99764.5992 | 94606.181 | 89983.1757 | 85237.3893 | 78520.8517 | 74494.3738 | 70512.4951 | 67684.7522 | 63930.8913 | 60195.5349 | 58772.5474 | 55906.9204 | 53258.2754 | 50817.7332 | 48090.1576 | 44532.5833 | 42590.1285 | 41014.3764 | 38560.1391 | 35736.2636 | 34376.6951 | 32690.6579 | 30549.0511 | 28796.0398
NEM | Wind | 67040.4324 | 66796.9295 | 72830.0378 | 63132.455 | 58184.4708 | 58322.7562 | 57321.2849 | 54160.7755 | 61007.6188 | 64813.5394 | 63029.3366 | 71513.9306 | 78789.5155 | 80916.4618 | 78526.6425 | 80363.9917 | 77464.9274 | 73332.3197 | 74163.3224 | 74488.8555 | 71491.8229 | 72094.4868 | 70811.6068 | 65757.8246 | 60714.0934
NEM | Solar PV | 0 | 0 | 0 | 0 | 0 | 0 | 0 | 0 | 0 | 0 | 0 | 0 | 0 | 0 | 0 | 0 | 0 | 0 | 0 | 0 | 0 | 0 | 0 | 0 | 0
NEM | LS Batteries | 0 | 0 | 0 | 0 | 0 | 0 | 0 | 0 | 0 | 0 | 0 | 0 | 0 | 0 | 0 | 0 | 0 | 0 | 0 | 0 | 0 | 0 | 0 | 0 | 0
NEM | Pumped Hydro | 708.4826 | 1814.2315 | 3004.1644 | 3004.5114 | 3303.8214 | 6853.7596 | 6464.6281 | 8140.0453 | 14654.0398 | 19309.2848 | 18206.793 | 21795.9415 | 19171.8449 | 18523.1725 | 18087.058 | 17665.9137 | 15042.2989 | 15007.1007 | 14821.2803 | 14647.9971 | 12263.6274 | 12083.1186 | 12111.8589 | 11163.6819 | 10481.2523
NEM | Pumped Hydro Pump | 1332.7476 | 3544.383 | 5684.9825 | 6227.2877 | 6781.8109 | 9401.4946 | 9772.6578 | 11652.5976 | 19265.5694 | 25645.7389 | 26719.4034 | 30480.9896 | 28822.0421 | 28360.6255 | 30093.0941 | 26999.3499 | 22965.5879 | 23323.1638 | 24622.341 | 22676.7315 | 19652.1497 | 19215.1591 | 20502.9425 | 17487.4145 | 16310.6511
Total |  | 718208.1757 | 667512.093 | 624148.6849 | 594950.219 | 575173.6963 | 549622.8854 | 511521.2287 | 498704.3524 | 474148.4092 | 454662.8536 | 432956.7291 | 410672.7457 | 389060.9676 | 373016.0659 | 348690.479 | 327339.8769 | 306588.9006 | 291390.1402 | 278483.4738 | 264329.3149 | 251130.5346 | 243906.197 | 226191.3965 | 233509.5691 | 217714.2821
Region | Technology | 2020-21 | 2021-22 | 2022-23 | 2023-24 | 2024-25 | 2025-26 | 2026-27 | 2027-28 | 2028-29 | 2029-30 | 2030-31 | 2031-32 | 2032-33 | 2033-34 | 2034-35 | 2035-36 | 2036-37 | 2037-38 | 2038-39 | 2039-40 | 2040-41 | 2041-42 | 2042-43 | 2043-44 | 2044-45
NSW1 | Black Coal | 185354.8593 | 176326.4212 | 151258.4986 | 149180.9953 | 148058.9216 | 139805.0047 | 124314.5458 | 127152.2871 | 96361.0623 | 96442.916 | 91002.5175 | 52263.5449 | 49345.1955 | 46597.3428 | 43994.1076 | 13225.4636 | 12476.7224 | 11788.5534 | 10259.8744 | 6879.1827 | 9935.5987 | 9368.594 | 8008.8527 | 0 | 0
NSW1 | Brown Coal | 0 | 0 | 0 | 0 | 0 | 0 | 0 | 0 | 0 | 0 | 0 | 0 | 0 | 0 | 0 | 0 | 0 | 0 | 0 | 0 | 0 | 0 | 0 | 0 | 0
NSW1 | CCGT | 31.7309 | 15.136 | 231.6076 | 506.1078 | 1008.4396 | 47.5143 | 58.1721 | 152.3217 | 653.6068 | 277.4763 | 216.7225 | 4227.8646 | 5999.0064 | 4505.9386 | 1623.8302 | 6678.8204 | 7317.4419 | 6357.7559 | 5342.8553 | 5320.7315 | 4722.5524 | 4387.4022 | 3667.4396 | 26495.6513 | 25142.0114
NSW1 | Gas - Steam | 0 | 0 | 0 | 0 | 0 | 0 | 0 | 0 | 0 | 0 | 0 | 0 | 0 | 0 | 0 | 0 | 0 | 0 | 0 | 0 | 0 | 0 | 0 | 0 | 0
NSW1 | OCGT / Diesel | 5.7716e-05 | 1.6307 | 127.1864 | 158.7789 | 149.8465 | 3.4478 | 5.6811e-05 | 19.0468 | 28.8155 | 24.0409 | 22.6369 | 137.4592 | 299.8683 | 614.8304 | 754.2862 | 3724.1775 | 5829.5293 | 6822.8034 | 7519.399 | 5946.2932 | 4708.9945 | 5963.6898 | 3576.1011 | 5702.9159 | 4819.7279
NSW1 | Hydro | 17700.7106 | 16782.6815 | 16506.5463 | 16051.6256 | 15328.0691 | 12518.8993 | 12000.4888 | 11554.8031 | 12136.1322 | 11453.9065 | 10832.0149 | 12053.0818 | 11752.1012 | 11742.1828 | 11570.9532 | 10935.6184 | 9511.5081 | 9544.6105 | 9877.7585 | 9067.1125 | 7849.1639 | 8149.029 | 7913.005 | 7060.1953 | 6668.2646
NSW1 | Wind | 13033.0912 | 13230.5163 | 13775.2524 | 12706.1058 | 11903.5033 | 11706.9013 | 11539.6281 | 9140.8547 | 14745.6493 | 14742.9628 | 15335.0375 | 27216.1058 | 32912.0893 | 35592.6153 | 34873.4734 | 30898.7568 | 26963.7856 | 26119.0834 | 25865.5659 | 31344.3575 | 31384.0848 | 32040.0296 | 31584.2049 | 23100.932 | 20026.3716
NSW1 | Solar PV | 0 | 0 | 0 | 0 | 0 | 0 | 0 | 0 | 0 | 0 | 0 | 0 | 0 | 0 | 0 | 0 | 0 | 0 | 0 | 0 | 0 | 0 | 0 | 0 | 0
NSW1 | LS Batteries | 0 | 0 | 0 | 0 | 0 | 0 | 0 | 0 | 0 | 0 | 0 | 0 | 0 | 0 | 0 | 0 | 0 | 0 | 0 | 0 | 0 | 0 | 0 | 0 | 0
NSW1 | Pumped Hydro | 139.9147 | 238.208 | 370.3232 | 420.3435 | 475.9479 | 4390.664 | 3640.1847 | 5835.4955 | 12073.2962 | 16236.8008 | 15631.5253 | 19222.1747 | 16652.3272 | 16173.9269 | 15952.2912 | 15826.5698 | 13413.3065 | 13358.2413 | 13332.36 | 13228.0735 | 10910.2085 | 10924.047 | 10887.752 | 10097.1171 | 9375.2839
NSW1 | Pumped Hydro Pump | 529.4209 | 1292.4348 | 1921.9284 | 2534.6706 | 2742.1655 | 5880.5735 | 5735.8363 | 8363.5606 | 15573.5075 | 21261.2106 | 23040.2051 | 26803.9471 | 25222.5106 | 25004.354 | 27043.214 | 24368.8591 | 20640.9167 | 20967.4649 | 22495.1359 | 20645.842 | 17720.7917 | 17559.1974 | 18749.4463 | 15966.0277 | 14732.7863
Total |  | 216789.7277 | 207887.0283 | 184191.3429 | 181558.6274 | 179666.8936 | 174353.005 | 157288.8559 | 162218.3696 | 151572.0697 | 160439.3139 | 156080.6597 | 141924.178 | 142183.0985 | 140231.1909 | 135812.1558 | 105658.2656 | 96153.2105 | 94958.5127 | 94692.949 | 92431.593 | 87231.3944 | 88391.9889 | 84386.8016 | 88422.8394 | 80764.4456
Region | Technology | 2020-21 | 2021-22 | 2022-23 | 2023-24 | 2024-25 | 2025-26 | 2026-27 | 2027-28 | 2028-29 | 2029-30 | 2030-31 | 2031-32 | 2032-33 | 2033-34 | 2034-35 | 2035-36 | 2036-37 | 2037-38 | 2038-39 | 2039-40 | 2040-41 | 2041-42 | 2042-43 | 2043-44 | 2044-45
QLD1 | Black Coal | 186866.0765 | 158299.1974 | 144684.1662 | 140932.4381 | 138384.1473 | 129919.8659 | 120178.2833 | 114382.2332 | 104115.9419 | 84847.7668 | 79191.8702 | 75405.6506 | 73651.3267 | 67463.9386 | 63209.4684 | 61248.2852 | 49198.0557 | 44606.4712 | 36404.1263 | 34528.6967 | 34143.2514 | 30356.2894 | 27434.5082 | 27303.3062 | 26173.3876
QLD1 | Brown Coal | 0 | 0 | 0 | 0 | 0 | 0 | 0 | 0 | 0 | 0 | 0 | 0 | 0 | 0 | 0 | 0 | 0 | 0 | 0 | 0 | 0 | 0 | 0 | 0 | 0
QLD1 | CCGT | 30441.7006 | 28393.4007 | 26989.5398 | 25925.6772 | 24487.1939 | 22732.7818 | 21775.4191 | 20440.4347 | 19423.6571 | 18571.3419 | 17624.6337 | 17780.429 | 18256.3594 | 16985.41 | 14658.3818 | 16010.8816 | 18361.6122 | 17098.6122 | 16924.5161 | 15295.3967 | 15152.3565 | 13955.3871 | 12580.6301 | 12192.077 | 11902.444
QLD1 | Gas - Steam | 0 | 0 | 0 | 0 | 0 | 0 | 0 | 0 | 0 | 0 | 0 | 0 | 0 | 0 | 0 | 0 | 0 | 0 | 0 | 0 | 0 | 0 | 0 | 0 | 0
QLD1 | OCGT / Diesel | 0.00011239 | 0.00011184 | 15.3404 | 4.6118 | 10.9027 | 2.5103 | 10.338 | 7.9859 | 9.0326e-05 | 11.8715 | 9.5907 | 67.6923 | 76.0338 | 84.3844 | 36.749 | 86.9817 | 603.4034 | 1133.374 | 2220.0929 | 1664.6383 | 1582.3035 | 1823.176 | 1782.9266 | 1808.7342 | 1030.6697
QLD1 | Hydro | 4678.2089 | 4407.0418 | 4156.1272 | 3933.6142 | 3707.6371 | 3501.3039 | 3308.3224 | 3130.784 | 2947.8969 | 2784.6852 | 2626.2295 | 2488.5329 | 2335.6949 | 2211.4039 | 2088.8454 | 1976.6341 | 1841.8433 | 1754.4604 | 1659.0135 | 1560.4951 | 1481.0587 | 1390.0823 | 1305.1996 | 1247.1981 | 1166.4751
QLD1 | Wind | 5680.1828 | 7988.2352 | 11499.1746 | 10100.8106 | 8521.4746 | 9646.5136 | 8438.4102 | 12845.1851 | 14142.204 | 20370.3897 | 16977.9609 | 15351.7446 | 13394.3174 | 14058.481 | 12539.4871 | 13422.4706 | 14795.904 | 14219.2821 | 14313.954 | 14397.2407 | 12763.4454 | 13971.7038 | 12918.3037 | 14729.8053 | 13158.9808
QLD1 | Solar PV | 0 | 0 | 0 | 0 | 0 | 0 | 0 | 0 | 0 | 0 | 0 | 0 | 0 | 0 | 0 | 0 | 0 | 0 | 0 | 0 | 0 | 0 | 0 | 0 | 0
QLD1 | LS Batteries | 0 | 0 | 0 | 0 | 0 | 0 | 0 | 0 | 0 | 0 | 0 | 0 | 0 | 0 | 0 | 0 | 0 | 0 | 0 | 0 | 0 | 0 | 0 | 0 | 0
QLD1 | Pumped Hydro | 568.5679 | 1576.0235 | 2633.8412 | 2584.1679 | 2827.8735 | 2463.0956 | 2824.4433 | 2304.5498 | 2580.7436 | 3072.4839 | 2575.2677 | 2573.7668 | 2519.5177 | 2349.2455 | 2134.7668 | 1839.3438 | 1628.9924 | 1648.8595 | 1488.9203 | 1419.9236 | 1353.4189 | 1159.0716 | 1224.1069 | 1066.5648 | 1105.9685
QLD1 | Pumped Hydro Pump | 803.3267 | 2251.9483 | 3763.054 | 3692.6171 | 4039.6454 | 3520.9212 | 4036.8215 | 3289.037 | 3692.0619 | 4384.5283 | 3679.1983 | 3677.0425 | 3599.5314 | 3356.2715 | 3049.8801 | 2630.4908 | 2324.6712 | 2355.699 | 2127.2051 | 2030.8895 | 1931.358 | 1655.9617 | 1753.4961 | 1521.3868 | 1577.8649
Total |  | 229038.0634 | 202915.847 | 193741.2433 | 187173.9369 | 181978.8744 | 171786.9922 | 160572.0377 | 156400.2098 | 146902.5055 | 134043.0674 | 122684.751 | 117344.8587 | 113832.7813 | 106509.1349 | 97717.5784 | 97215.0878 | 88754.4823 | 82816.7584 | 75137.8282 | 70897.2806 | 68407.1924 | 64311.6718 | 58999.1713 | 59869.0724 | 56115.7906
Region | Technology | 2020-21 | 2021-22 | 2022-23 | 2023-24 | 2024-25 | 2025-26 | 2026-27 | 2027-28 | 2028-29 | 2029-30 | 2030-31 | 2031-32 | 2032-33 | 2033-34 | 2034-35 | 2035-36 | 2036-37 | 2037-38 | 2038-39 | 2039-40 | 2040-41 | 2041-42 | 2042-43 | 2043-44 | 2044-45
VIC1 | Black Coal | 0 | 0 | 0 | 0 | 0 | 0 | 0 | 0 | 0 | 0 | 0 | 0 | 0 | 0 | 0 | 0 | 0 | 0 | 0 | 0 | 0 | 0 | 0 | 0 | 0
VIC1 | Brown Coal | 133479.1218 | 124254.7271 | 116811.9075 | 113594.916 | 105812.3815 | 101306.034 | 96046.4268 | 90700.8026 | 85209.0689 | 77995.424 | 75463.5619 | 70308.5137 | 47382.9575 | 45315.5458 | 42091.3664 | 39342.4863 | 36543.3834 | 34034.9046 | 32043.4249 | 30675.8083 | 28881.9471 | 27351.1313 | 25051.4589 | 23932.4297 | 22957.5534
VIC1 | CCGT | 6.2048e-05 | 6.0986e-05 | 8.3775e-05 | 8.0645e-05 | 7.8936e-05 | 7.388e-05 | 6.8775e-05 | 6.6182e-05 | 7.019e-05 | 6.5351e-05 | 6.045e-05 | 8.2185e-05 | 0.00010374 | 9.6133e-05 | 8.6383e-05 | 0.00017884 | 0.00024634 | 0.00022734 | 0.00020504 | 0.0002004 | 0.00021725 | 0.00019938 | 0.00026608 | 0.00026787 | 0.00024928
VIC1 | Gas - Steam | 20.008 | 83.5017 | 73.888 | 50.342 | 60.3071 | 38.9869 | 8.0236 | 13.3517 | 16.287 | 30.4832 | 23.7 | 0 | 0 | 0 | 0 | 0 | 0 | 0 | 0 | 0 | 0 | 0 | 0 | 0 | 0
VIC1 | OCGT / Diesel | 163.0316 | 241.6378 | 483.9409 | 172.7011 | 117.3959 | 117.8583 | 12.0697 | 51.653 | 28.8179 | 70.4948 | 61.7518 | 468.4731 | 714.736 | 1473.4338 | 985.2093 | 3584.0544 | 5465.2007 | 5824.2941 | 5147.0507 | 5067.6894 | 4544.1801 | 5041.9558 | 2195.2871 | 4743.4559 | 3747.6364
VIC1 | Hydro | 23095.2308 | 21902.7367 | 20484.6652 | 19434.9434 | 18416.8827 | 17490.5324 | 16631.9526 | 15615.9815 | 14638.5439 | 13869.9971 | 12945.0921 | 12285.0712 | 11630.4422 | 10872.9907 | 10288.3521 | 9790.9791 | 9203.1202 | 8679.4975 | 8145.8732 | 7755.9291 | 7333.8931 | 6877.0925 | 6497.4247 | 6194.8355 | 5811.4017
VIC1 | Wind | 28786.2772 | 27013.8642 | 28735.1867 | 23931.1523 | 22371.8432 | 22434.8629 | 22186.202 | 18884.7164 | 19028.5395 | 17458.5781 | 18190.2936 | 14720.5296 | 18946.8577 | 18583.5558 | 18259.2447 | 20426.2112 | 21107.2781 | 19338.5711 | 20372.3542 | 17250.9407 | 16629.2465 | 16064.6301 | 16067.2249 | 16921.1852 | 17070.8165
VIC1 | Solar PV | 0 | 0 | 0 | 0 | 0 | 0 | 0 | 0 | 0 | 0 | 0 | 0 | 0 | 0 | 0 | 0 | 0 | 0 | 0 | 0 | 0 | 0 | 0 | 0 | 0
VIC1 | LS Batteries | 0 | 0 | 0 | 0 | 0 | 0 | 0 | 0 | 0 | 0 | 0 | 0 | 0 | 0 | 0 | 0 | 0 | 0 | 0 | 0 | 0 | 0 | 0 | 0 | 0
VIC1 | Pumped Hydro | 0 | 0 | 0 | 0 | 0 | 0 | 0 | 0 | 0 | 0 | 0 | 0 | 0 | 0 | 0 | 0 | 0 | 0 | 0 | 0 | 0 | 0 | 0 | 0 | 0
VIC1 | Pumped Hydro Pump | 0 | 0 | 0 | 0 | 0 | 0 | 0 | 0 | 0 | 0 | 0 | 0 | 0 | 0 | 0 | 0 | 0 | 0 | 0 | 0 | 0 | 0 | 0 | 0 | 0
Total |  | 185543.6695 | 173496.4676 | 166589.5883 | 157184.0549 | 146778.8105 | 141388.2746 | 134884.6748 | 125266.5053 | 118921.2572 | 109424.9773 | 106684.3994 | 97782.5877 | 78674.9935 | 76245.5261 | 71624.1725 | 73143.7312 | 72318.9825 | 67877.2676 | 65708.7033 | 60750.3677 | 57389.2671 | 55334.8098 | 49811.3959 | 51791.9065 | 49587.4081
Region | Technology | 2020-21 | 2021-22 | 2022-23 | 2023-24 | 2024-25 | 2025-26 | 2026-27 | 2027-28 | 2028-29 | 2029-30 | 2030-31 | 2031-32 | 2032-33 | 2033-34 | 2034-35 | 2035-36 | 2036-37 | 2037-38 | 2038-39 | 2039-40 | 2040-41 | 2041-42 | 2042-43 | 2043-44 | 2044-45
SA1 | Black Coal | 0 | 0 | 0 | 0 | 0 | 0 | 0 | 0 | 0 | 0 | 0 | 0 | 0 | 0 | 0 | 0 | 0 | 0 | 0 | 0 | 0 | 0 | 0 | 0 | 0
SA1 | Brown Coal | 0 | 0 | 0 | 0 | 0 | 0 | 0 | 0 | 0 | 0 | 0 | 0 | 0 | 0 | 0 | 0 | 0 | 0 | 0 | 0 | 0 | 0 | 0 | 0 | 0
SA1 | CCGT | 6414.2322 | 6824.9429 | 6194.8682 | 1752.1597 | 3163.6271 | 2313.1812 | 955.1602 | 1179.8659 | 5577.5688 | 2512.0742 | 1018.764 | 6439.1253 | 8263.5198 | 6662.2852 | 2943.7509 | 7145.2318 | 7499.7833 | 6509.6748 | 5319.2214 | 5688.4293 | 5636.7639 | 4967.7075 | 3893.7422 | 4404.7282 | 3905.0044
SA1 | Gas - Steam | 132.7232 | 189.2324 | 197.6698 | 56.9097 | 51.4028 | 28.6074 | 17.7274 | 22.1604 | 14.5395 | 33.4321 | 32.8397 | 142.3504 | 148.4948 | 312.3846 | 160.2806 | 355.6527 | 389.5331 | 471.622 | 433.6693 | 478.8819 | 405.3323 | 525.4414 | 278.0218 | 364.5633 | 298.6224
SA1 | OCGT / Diesel | 695.4337 | 962.1217 | 954.7059 | 267.1515 | 361.6377 | 208.2306 | 92.1179 | 116.2955 | 107.0631 | 146.0775 | 137.0723 | 868.2333 | 2233.1463 | 1942.0364 | 708.5206 | 2818.4286 | 2898.8374 | 2489.3616 | 2247.923 | 2409.8434 | 2273.3903 | 2395.9628 | 1605.3557 | 1603.7264 | 1435.188
SA1 | Hydro | 0 | 0 | 0 | 0 | 0 | 0 | 0 | 0 | 0 | 0 | 0 | 0 | 0 | 0 | 0 | 0 | 0 | 0 | 0 | 0 | 0 | 0 | 0 | 0 | 0
SA1 | Wind | 14686.1374 | 14116.4283 | 14168.0127 | 12297.1358 | 11636.0815 | 10611.6942 | 11407.087 | 9989.462 | 9208.1027 | 8676.4951 | 8833.3539 | 9719.0254 | 9142.5142 | 8237.6589 | 8641.6741 | 11699.4179 | 10892.5863 | 10250.3987 | 10153.2737 | 8399.7405 | 7804.9418 | 7081.1983 | 7438.2799 | 8306.92 | 7931.6795
SA1 | Solar PV | 0 | 0 | 0 | 0 | 0 | 0 | 0 | 0 | 0 | 0 | 0 | 0 | 0 | 0 | 0 | 0 | 0 | 0 | 0 | 0 | 0 | 0 | 0 | 0 | 0
SA1 | LS Batteries | 0 | 0 | 0 | 0 | 0 | 0 | 0 | 0 | 0 | 0 | 0 | 0 | 0 | 0 | 0 | 0 | 0 | 0 | 0 | 0 | 0 | 0 | 0 | 0 | 0
SA1 | Pumped Hydro | 0 | 0 | 0 | 0 | 0 | 0 | 0 | 0 | 0 | 0 | 0 | 0 | 0 | 0 | 0 | 0 | 0 | 0 | 0 | 0 | 0 | 0 | 0 | 0 | 0
SA1 | Pumped Hydro Pump | 0 | 0 | 0 | 0 | 0 | 0 | 0 | 0 | 0 | 0 | 0 | 0 | 0 | 0 | 0 | 0 | 0 | 0 | 0 | 0 | 0 | 0 | 0 | 0 | 0
Total |  | 21928.5265 | 22092.7253 | 21515.2566 | 14373.3567 | 15212.7491 | 13161.7134 | 12472.0925 | 11307.7838 | 14907.2741 | 11368.0788 | 10022.03 | 17168.7345 | 19787.6752 | 17154.3651 | 12454.2262 | 22018.731 | 21680.74 | 19721.0571 | 18154.0874 | 16976.8951 | 16120.4284 | 14970.3099 | 13215.3996 | 14679.9379 | 13570.4942
Region | Technology | 2020-21 | 2021-22 | 2022-23 | 2023-24 | 2024-25 | 2025-26 | 2026-27 | 2027-28 | 2028-29 | 2029-30 | 2030-31 | 2031-32 | 2032-33 | 2033-34 | 2034-35 | 2035-36 | 2036-37 | 2037-38 | 2038-39 | 2039-40 | 2040-41 | 2041-42 | 2042-43 | 2043-44 | 2044-45
TAS1 | Black Coal | 0 | 0 | 0 | 0 | 0 | 0 | 0 | 0 | 0 | 0 | 0 | 0 | 0 | 0 | 0 | 0 | 0 | 0 | 0 | 0 | 0 | 0 | 0 | 0 | 0
TAS1 | Brown Coal | 0 | 0 | 0 | 0 | 0 | 0 | 0 | 0 | 0 | 0 | 0 | 0 | 0 | 0 | 0 | 0 | 0 | 0 | 0 | 0 | 0 | 0 | 0 | 0 | 0
TAS1 | CCGT | 5.0807e-05 | 5.218e-05 | 4.8895e-05 | 4.8997e-05 | 5.2199e-05 | 4.9101e-05 | 4.6419e-05 | 4.6081e-05 | 4.8246e-05 | 4.5187e-05 | 4.2205e-05 | 4.4117e-05 | 4.5834e-05 | 4.2691e-05 | 3.9681e-05 | 4.3745e-05 | 4.9475e-05 | 4.5912e-05 | 4.017e-05 | 4.5679e-05 | 4.5624e-05 | 4.0721e-05 | 3.7377e-05 | 4.2571e-05 | 4.104e-05
TAS1 | Gas - Steam | 0 | 0 | 0 | 0 | 0 | 0 | 0 | 0 | 0 | 0 | 0 | 0 | 0 | 0 | 0 | 0 | 0 | 0 | 0 | 0 | 0 | 0 | 0 | 0 | 0
TAS1 | OCGT / Diesel | 4.5816e-05 | 4.8443e-05 | 4.3844e-05 | 4.446e-05 | 4.7038e-05 | 4.3512e-05 | 4.0701e-05 | 4.0507e-05 | 4.2607e-05 | 3.9199e-05 | 3.5924e-05 | 3.7603e-05 | 4.0376e-05 | 3.6938e-05 | 3.3571e-05 | 3.7947e-05 | 4.703e-05 | 4.182e-05 | 2.9558e-05 | 3.8434e-05 | 4.6224e-05 | 3.4754e-05 | 0.0061304 | 0.0087193 | 3.6212e-05
TAS1 | Hydro | 60053.4446 | 56672.1393 | 53458.8422 | 50562.9925 | 47784.8005 | 45010.1161 | 42553.6101 | 40210.9265 | 37962.1793 | 35822.3025 | 33792.1984 | 31945.8616 | 30188.6821 | 28431.698 | 26869.5826 | 25386.9261 | 23976.1117 | 22611.56 | 21331.7311 | 20176.6024 | 19072.1479 | 17960.4913 | 16975.0286 | 16046.8222 | 15149.8983
TAS1 | Wind | 4854.7439 | 4447.8855 | 4652.4114 | 4097.2504 | 3751.5682 | 3922.7841 | 3749.9576 | 3300.5573 | 3883.1232 | 3565.1137 | 3692.6906 | 4506.5251 | 4393.7368 | 4444.1508 | 4212.7634 | 3917.1351 | 3705.3734 | 3404.9844 | 3458.1747 | 3096.5761 | 2910.1044 | 2936.9252 | 2803.5933 | 2698.982 | 2526.2451
TAS1 | Solar PV | 0 | 0 | 0 | 0 | 0 | 0 | 0 | 0 | 0 | 0 | 0 | 0 | 0 | 0 | 0 | 0 | 0 | 0 | 0 | 0 | 0 | 0 | 0 | 0 | 0
TAS1 | LS Batteries | 0 | 0 | 0 | 0 | 0 | 0 | 0 | 0 | 0 | 0 | 0 | 0 | 0 | 0 | 0 | 0 | 0 | 0 | 0 | 0 | 0 | 0 | 0 | 0 | 0
TAS1 | Pumped Hydro | 0 | 0 | 0 | 0 | 0 | 0 | 0 | 0 | 0 | 0 | 0 | 0 | 0 | 0 | 0 | 0 | 0 | 0 | 0 | 0 | 0 | 0 | 0 | 0 | 0
TAS1 | Pumped Hydro Pump | 0 | 0 | 0 | 0 | 0 | 0 | 0 | 0 | 0 | 0 | 0 | 0 | 0 | 0 | 0 | 0 | 0 | 0 | 0 | 0 | 0 | 0 | 0 | 0 | 0
Total |  | 64908.1886 | 61120.0248 | 58111.2537 | 54660.2431 | 51536.3687 | 48932.9003 | 46303.5678 | 43511.4839 | 41845.3026 | 39387.4163 | 37484.889 | 36452.3868 | 34582.419 | 32875.8488 | 31082.346 | 29304.0613 | 27681.4852 | 26016.5445 | 24789.9058 | 23273.1785 | 21982.2524 | 20897.4166 | 19778.6281 | 18745.8129 | 17676.1435

## Neutral_BaseCase_FOM Cost
FOM cost by technology ($000s) - QNI Base Case, Neutral Scenario
Real June 2019 dollars discounted to 2019-20. For new entrant capacity, the FOM is incurred annually in modelling, but presented here in the installation year. For existing capacity, the FOM is presented annually. In the Houston Kemp economic assessment workbook, FOM for existing capacity is not included. As retirement dates are the same in the Base Case and with each augmentation option, excluding FOM for existing generators does not affect the gross market benefits.
Region | Technology | 2020-21 | 2021-22 | 2022-23 | 2023-24 | 2024-25 | 2025-26 | 2026-27 | 2027-28 | 2028-29 | 2029-30 | 2030-31 | 2031-32 | 2032-33 | 2033-34 | 2034-35 | 2035-36 | 2036-37 | 2037-38 | 2038-39 | 2039-40 | 2040-41 | 2041-42 | 2042-43 | 2043-44 | 2044-45
NEM | Black Coal | 976007.2 | 976007.2 | 869607.2 | 869607.2 | 869607.2 | 869607.2 | 869607.2 | 869607.2 | 799383.2 | 710007.2 | 710007.2 | 556791.2 | 556791.2 | 556791.2 | 556791.2 | 416343.2 | 341863.2 | 341863.2 | 304623.2 | 304623.2 | 304623.2 | 304623.2 | 304623.2 | 234399.2 | 234399.2
NEM | Brown Coal | 656085.3 | 656085.3 | 656085.3 | 656085.3 | 656085.3 | 656085.3 | 656085.3 | 656085.3 | 656085.3 | 656085.3 | 656085.3 | 656085.3 | 436801.8 | 436801.8 | 436801.8 | 436801.8 | 436801.8 | 436801.8 | 436801.8 | 436801.8 | 436801.8 | 436801.8 | 436801.8 | 436801.8 | 436801.8
NEM | CCGT | 32743.2011 | 32743.2 | 32743.2001 | 32743.2 | 32743.2 | 32743.1999 | 32743.1999 | 32743.1999 | 32743.2 | 32743.1999 | 32743.2 | 32743.2001 | 32743.2001 | 32743.1999 | 32743.1999 | 32743.2033 | 32743.2001 | 32743.1999 | 32743.2 | 32743.2 | 32743.2 | 32743.1999 | 32743.2 | 42043.8218 | 32743.1999
NEM | Gas - Steam | 84358.6702 | 61737.3508 | 61737.3508 | 61737.3508 | 61737.3508 | 61737.3508 | 61737.3508 | 61737.3508 | 61737.3508 | 61737.3508 | 61737.3508 | 37702.199 | 37702.199 | 37702.199 | 37702.199 | 37702.199 | 37702.199 | 37702.199 | 37702.199 | 37702.199 | 37702.199 | 37702.199 | 37702.199 | 37702.199 | 37702.199
NEM | OCGT / Diesel | 31624.8247 | 31482.0241 | 56946.2614 | 33150.2557 | 31482.024 | 31482.024 | 31482.024 | 31482.024 | 31482.024 | 31482.024 | 31482.024 | 31482.024 | 31482.024 | 31482.024 | 31482.024 | 54995.7938 | 31482.024 | 31482.024 | 31482.024 | 32355.9977 | 33187.5858 | 31503.8449 | 31482.024 | 33274.4445 | 31482.024
NEM | Hydro | 424205.6252 | 424205.6252 | 424205.6252 | 424205.6252 | 424205.6252 | 424205.6252 | 424205.6252 | 424205.6252 | 424205.6252 | 424205.6252 | 424205.6252 | 424205.6252 | 424205.6252 | 424205.6252 | 424205.6252 | 424205.6252 | 424205.6252 | 424205.6252 | 424205.6252 | 424205.6252 | 424205.6252 | 424205.6252 | 424205.6252 | 424205.6252 | 424205.6252
NEM | Wind | 405972.2147 | 420936.342 | 466487.3431 | 466487.3463 | 466487.3504 | 466487.3527 | 466487.3499 | 622646.9034 | 890086.0968 | 686687.7827 | 466487.3594 | 1141304.5474 | 809193.9027 | 612087.8945 | 466487.3392 | 1136634.1038 | 594132.5761 | 466487.3897 | 493709.9883 | 668434.5593 | 469781.8055 | 473967.7905 | 472929.3442 | 519814.0867 | 471835.9453
NEM | Solar PV | 141516.2843 | 183458.6811 | 193353.1801 | 208706.6962 | 193353.1813 | 201533.1741 | 202131.9895 | 343103.2237 | 370170.7 | 243020.965 | 193353.1799 | 416617.5196 | 248858.5223 | 193353.179 | 193353.179 | 505803.9087 | 199401.6971 | 193353.1791 | 193353.1798 | 193353.1791 | 199418.5247 | 193353.179 | 193353.179 | 215903.1127 | 194462.3898
NEM | LS Batteries | 0.0042314 | 0.00070968 | 0.0015691 | 0.00048471 | 0.00020629 | 0.00058252 | 0.00056421 | 0.00045116 | 0.00052523 | 0.0059732 | 0.0002331 | 0.00075485 | 5128.7218 | 4068.3028 | 0.00084097 | 11849.8224 | 0.00024906 | 7.7704e-05 | 0.00042959 | 715.466 | 2793.9376 | 2.2643e-05 | 96.9341 | 5.1114e-05 | 9.9313e-05
NEM | Pumped Hydro | 47182.5147 | 47182.5018 | 47182.5196 | 52469.7407 | 47182.5007 | 163682.5001 | 163682.5007 | 163682.5007 | 196860.224 | 211235.321 | 163682.5002 | 273216.1878 | 209500.7926 | 163682.5001 | 187205.4084 | 271197.8233 | 201495.8822 | 166562.2827 | 170803.6133 | 166613.8205 | 168069.5615 | 163682.5 | 163682.5 | 176637.5397 | 164036.9162
NEM | Pumped Hydro Pump | 82132.5 | 82132.5 | 82132.5 | 82132.5 | 82132.5 | 198632.5 | 198632.5 | 198632.5 | 198632.5 | 198632.5 | 198632.5 | 198632.5 | 198632.5 | 198632.5 | 198632.5 | 198632.5 | 198632.5 | 198632.5 | 198632.5 | 198632.5 | 198632.5 | 198632.5 | 198632.5 | 198632.5 | 198632.5
Total |  | 2881828.3391 | 2915970.7256 | 2890480.4819 | 2887325.2154 | 2865016.2327 | 3106196.2275 | 3106795.0406 | 3403925.8282 | 3661386.2214 | 3255837.2747 | 2938416.2398 | 3768780.3038 | 2991040.4877 | 2691550.4246 | 2565404.4757 | 3526909.9794 | 2498460.704 | 2329833.3997 | 2324057.3299 | 2496181.5468 | 2307959.9393 | 2297215.8386 | 2296252.5056 | 2319414.3296 | 2226301.7995
Region | Technology | 2020-21 | 2021-22 | 2022-23 | 2023-24 | 2024-25 | 2025-26 | 2026-27 | 2027-28 | 2028-29 | 2029-30 | 2030-31 | 2031-32 | 2032-33 | 2033-34 | 2034-35 | 2035-36 | 2036-37 | 2037-38 | 2038-39 | 2039-40 | 2040-41 | 2041-42 | 2042-43 | 2043-44 | 2044-45
NSW1 | Black Coal | 540512 | 540512 | 434112 | 434112 | 434112 | 434112 | 434112 | 434112 | 363888 | 363888 | 363888 | 210672 | 210672 | 210672 | 210672 | 70224 | 70224 | 70224 | 70224 | 70224 | 70224 | 70224 | 70224 | 0 | 0
NSW1 | Brown Coal | 0 | 0 | 0 | 0 | 0 | 0 | 0 | 0 | 0 | 0 | 0 | 0 | 0 | 0 | 0 | 0 | 0 | 0 | 0 | 0 | 0 | 0 | 0 | 0 | 0
NSW1 | CCGT | 6361.9501 | 6361.9499 | 6361.95 | 6361.95 | 6361.9499 | 6361.9499 | 6361.9499 | 6361.9499 | 6361.95 | 6361.9499 | 6361.9499 | 6361.95 | 6361.95 | 6361.9499 | 6361.9499 | 6361.9531 | 6361.9499 | 6361.9499 | 6361.9499 | 6361.9499 | 6361.9499 | 6361.9499 | 6361.9499 | 15662.5717 | 6361.9499
NSW1 | Gas - Steam | 0 | 0 | 0 | 0 | 0 | 0 | 0 | 0 | 0 | 0 | 0 | 0 | 0 | 0 | 0 | 0 | 0 | 0 | 0 | 0 | 0 | 0 | 0 | 0 | 0
NSW1 | OCGT / Diesel | 6039.6001 | 6039.6 | 31503.8373 | 7707.8317 | 6039.6 | 6039.6 | 6039.6 | 6039.6 | 6039.6 | 6039.6 | 6039.6 | 6039.6 | 6039.6 | 6039.6 | 6039.6 | 29553.3698 | 6039.6 | 6039.6 | 6039.6 | 6039.6 | 7745.1618 | 6061.421 | 6039.6 | 7223.7693 | 6039.6
NSW1 | Hydro | 150576.25 | 150576.25 | 150576.25 | 150576.25 | 150576.25 | 150576.25 | 150576.25 | 150576.25 | 150576.25 | 150576.25 | 150576.25 | 150576.25 | 150576.25 | 150576.25 | 150576.25 | 150576.25 | 150576.25 | 150576.25 | 150576.25 | 150576.25 | 150576.25 | 150576.25 | 150576.25 | 150576.25 | 150576.25
NSW1 | Wind | 88432.0929 | 88432.0805 | 88432.0818 | 88432.0848 | 88432.0846 | 88432.0819 | 88432.0816 | 88432.0806 | 383323.7092 | 88432.0821 | 88432.08 | 606680.5301 | 219517.8752 | 234032.6349 | 88432.08 | 429941.4266 | 96087.7594 | 88432.1303 | 88432.0801 | 257542.9885 | 90932.9227 | 88432.08 | 88432.08 | 88432.0801 | 88432.0806
NSW1 | Solar PV | 64190.8918 | 71386.8902 | 71386.8908 | 71386.8922 | 71386.8909 | 71386.8903 | 71386.8906 | 71386.8902 | 154853.1899 | 71386.89 | 71386.8907 | 286201.7729 | 112876.8378 | 71386.89 | 71386.89 | 382483.381 | 73851.5266 | 71386.89 | 71386.89 | 71386.89 | 73618.8358 | 71386.89 | 71386.89 | 93936.8235 | 72496.1007
NSW1 | LS Batteries | 0.0018124 | 0.00040611 | 0.0011732 | 0.00044757 | 0.00010928 | 8.0395e-05 | 8.6259e-05 | 0.00026753 | 0.00035309 | 0.0034378 | 0.00011464 | 0.00032424 | 5128.7215 | 4068.3027 | 0.00016802 | 11849.8219 | 9.5638e-05 | 3.0184e-05 | 4.6497e-05 | 0.00028572 | 2793.9376 | 0 | 8.1648e-05 | 2.6961e-05 | 7.1431e-05
NSW1 | Pumped Hydro | 13980.0063 | 13980.0007 | 13980.0145 | 19267.2404 | 13980.0002 | 130480 | 130480 | 130480.0002 | 163657.7215 | 162136.1981 | 130480.0001 | 240013.6605 | 162558.3063 | 130480 | 130480.0011 | 178325.4673 | 134417.4538 | 130948.1416 | 130480 | 130480 | 134867.0615 | 130480 | 130480 | 142392.446 | 130736.3898
NSW1 | Pumped Hydro Pump | 48930 | 48930 | 48930 | 48930 | 48930 | 165430 | 165430 | 165430 | 165430 | 165430 | 165430 | 165430 | 165430 | 165430 | 165430 | 165430 | 165430 | 165430 | 165430 | 165430 | 165430 | 165430 | 165430 | 165430 | 165430
Total |  | 919022.7931 | 926218.7718 | 845283.0256 | 826774.2495 | 819818.7757 | 1052818.7722 | 1052818.7722 | 1052818.7713 | 1394130.421 | 1014250.9736 | 982594.7708 | 1671975.7638 | 1039161.5407 | 979047.6276 | 829378.7712 | 1424745.6697 | 702988.5398 | 689398.9619 | 688930.7701 | 858041.6788 | 702550.1193 | 688952.5909 | 688930.77 | 663653.9407 | 620072.3711
Region | Technology | 2020-21 | 2021-22 | 2022-23 | 2023-24 | 2024-25 | 2025-26 | 2026-27 | 2027-28 | 2028-29 | 2029-30 | 2030-31 | 2031-32 | 2032-33 | 2033-34 | 2034-35 | 2035-36 | 2036-37 | 2037-38 | 2038-39 | 2039-40 | 2040-41 | 2041-42 | 2042-43 | 2043-44 | 2044-45
QLD1 | Black Coal | 435495.2 | 435495.2 | 435495.2 | 435495.2 | 435495.2 | 435495.2 | 435495.2 | 435495.2 | 435495.2 | 346119.2 | 346119.2 | 346119.2 | 346119.2 | 346119.2 | 346119.2 | 346119.2 | 271639.2 | 271639.2 | 234399.2 | 234399.2 | 234399.2 | 234399.2 | 234399.2 | 234399.2 | 234399.2
QLD1 | Brown Coal | 0 | 0 | 0 | 0 | 0 | 0 | 0 | 0 | 0 | 0 | 0 | 0 | 0 | 0 | 0 | 0 | 0 | 0 | 0 | 0 | 0 | 0 | 0 | 0 | 0
QLD1 | CCGT | 16752.7504 | 16752.75 | 16752.75 | 16752.75 | 16752.75 | 16752.75 | 16752.75 | 16752.75 | 16752.75 | 16752.75 | 16752.75 | 16752.75 | 16752.75 | 16752.75 | 16752.75 | 16752.75 | 16752.7501 | 16752.75 | 16752.75 | 16752.7501 | 16752.75 | 16752.75 | 16752.75 | 16752.75 | 16752.75
QLD1 | Gas - Steam | 0 | 0 | 0 | 0 | 0 | 0 | 0 | 0 | 0 | 0 | 0 | 0 | 0 | 0 | 0 | 0 | 0 | 0 | 0 | 0 | 0 | 0 | 0 | 0 | 0
QLD1 | OCGT / Diesel | 7893.9002 | 7751.1 | 7751.1 | 7751.1 | 7751.1 | 7751.1 | 7751.1 | 7751.1 | 7751.1 | 7751.1 | 7751.1 | 7751.1 | 7751.1 | 7751.1 | 7751.1 | 7751.1 | 7751.1 | 7751.1 | 7751.1 | 8625.0737 | 7751.1 | 7751.1 | 7751.1 | 8359.3513 | 7751.1
QLD1 | Hydro | 8877.3001 | 8877.3001 | 8877.3001 | 8877.3001 | 8877.3001 | 8877.3001 | 8877.3001 | 8877.3001 | 8877.3001 | 8877.3001 | 8877.3001 | 8877.3001 | 8877.3001 | 8877.3001 | 8877.3001 | 8877.3001 | 8877.3001 | 8877.3001 | 8877.3001 | 8877.3001 | 8877.3001 | 8877.3001 | 8877.3001 | 8877.3001 | 8877.3001
QLD1 | Wind | 29946.4096 | 29946.4 | 75497.4002 | 75497.4003 | 75497.4007 | 75497.4011 | 75497.4002 | 228849.1063 | 177143.3726 | 295697.8413 | 75497.4 | 75497.4 | 75497.4 | 75497.4 | 75497.4 | 75497.4 | 142593.9158 | 75497.4002 | 102720.049 | 108333.7113 | 76291.0235 | 82977.8513 | 81939.4049 | 84873.6339 | 75497.4002
QLD1 | Solar PV | 45347.6514 | 80094.05 | 89988.5502 | 89988.5501 | 89988.5503 | 89988.5501 | 89988.55 | 89988.5508 | 89988.5507 | 89988.5518 | 89988.55 | 89988.55 | 89988.55 | 89988.55 | 89988.55 | 89988.55 | 89988.5502 | 89988.55 | 89988.5507 | 89988.55 | 89988.5503 | 89988.55 | 89988.55 | 89988.5502 | 89988.55
QLD1 | LS Batteries | 0.00094003 | 0.00011558 | 7.9219e-05 | 2.4652e-05 | 2.2965e-05 | 0.00034803 | 0.00033079 | 3.7857e-05 | 0 | 0.0016905 | 0 | 0 | 0 | 1.9145e-05 | 0.00051342 | 0 | 0 | 0 | 3.6814e-06 | 715.4655 | 0 | 0 | 0 | 0 | 0
QLD1 | Pumped Hydro | 33202.5029 | 33202.5005 | 33202.5006 | 33202.5003 | 33202.5004 | 33202.5 | 33202.5006 | 33202.5004 | 33202.5019 | 49099.1223 | 33202.5 | 33202.5 | 33271.8172 | 33202.5 | 56725.4062 | 41581.0251 | 63145.1217 | 35614.1411 | 40323.6133 | 35872.2882 | 33202.5 | 33202.5 | 33202.5 | 33202.5 | 33202.5
QLD1 | Pumped Hydro Pump | 33202.5 | 33202.5 | 33202.5 | 33202.5 | 33202.5 | 33202.5 | 33202.5 | 33202.5 | 33202.5 | 33202.5 | 33202.5 | 33202.5 | 33202.5 | 33202.5 | 33202.5 | 33202.5 | 33202.5 | 33202.5 | 33202.5 | 33202.5 | 33202.5 | 33202.5 | 33202.5 | 33202.5 | 33202.5
Total |  | 610718.2155 | 645321.8007 | 700767.3012 | 700767.3008 | 700767.3016 | 700767.3017 | 700767.3013 | 854119.0076 | 802413.2752 | 847488.3671 | 611391.3001 | 611391.3001 | 611460.6173 | 611391.3001 | 634914.2069 | 619769.8252 | 633950.4378 | 539322.9414 | 534015.0631 | 536766.8389 | 500464.9239 | 507151.7513 | 506113.305 | 509655.7855 | 499671.3003
Region | Technology | 2020-21 | 2021-22 | 2022-23 | 2023-24 | 2024-25 | 2025-26 | 2026-27 | 2027-28 | 2028-29 | 2029-30 | 2030-31 | 2031-32 | 2032-33 | 2033-34 | 2034-35 | 2035-36 | 2036-37 | 2037-38 | 2038-39 | 2039-40 | 2040-41 | 2041-42 | 2042-43 | 2043-44 | 2044-45
VIC1 | Black Coal | 0 | 0 | 0 | 0 | 0 | 0 | 0 | 0 | 0 | 0 | 0 | 0 | 0 | 0 | 0 | 0 | 0 | 0 | 0 | 0 | 0 | 0 | 0 | 0 | 0
VIC1 | Brown Coal | 656085.3 | 656085.3 | 656085.3 | 656085.3 | 656085.3 | 656085.3 | 656085.3 | 656085.3 | 656085.3 | 656085.3 | 656085.3 | 656085.3 | 436801.8 | 436801.8 | 436801.8 | 436801.8 | 436801.8 | 436801.8 | 436801.8 | 436801.8 | 436801.8 | 436801.8 | 436801.8 | 436801.8 | 436801.8
VIC1 | CCGT | 0.00019789 | 0 | 9.4531e-05 | 0 | 0 | 0 | 0 | 0 | 1.4637e-05 | 0 | 0 | 5.1547e-05 | 5.0293e-05 | 0 | 0 | 0.00015215 | 0.00011012 | 0 | 0 | 0 | 2.3935e-05 | 0 | 5.5868e-05 | 0 | 0
VIC1 | Gas - Steam | 24035.1518 | 24035.1518 | 24035.1518 | 24035.1518 | 24035.1518 | 24035.1518 | 24035.1518 | 24035.1518 | 24035.1518 | 24035.1518 | 24035.1518 | 0 | 0 | 0 | 0 | 0 | 0 | 0 | 0 | 0 | 0 | 0 | 0 | 0 | 0
VIC1 | OCGT / Diesel | 7862.4002 | 7862.4 | 7862.4002 | 7862.4 | 7862.4 | 7862.4 | 7862.4 | 7862.4 | 7862.4 | 7862.4 | 7862.4 | 7862.4 | 7862.4 | 7862.4 | 7862.4 | 7862.4 | 7862.4 | 7862.4 | 7862.4 | 7862.4 | 7862.4 | 7862.4 | 7862.4001 | 7862.4 | 7862.4
VIC1 | Hydro | 128790.75 | 128790.75 | 128790.75 | 128790.75 | 128790.75 | 128790.75 | 128790.75 | 128790.75 | 128790.75 | 128790.75 | 128790.75 | 128790.75 | 128790.75 | 128790.75 | 128790.75 | 128790.75 | 128790.75 | 128790.75 | 128790.75 | 128790.75 | 128790.75 | 128790.75 | 128790.75 | 128790.75 | 128790.75
VIC1 | Wind | 168644.6893 | 183608.8639 | 183608.8652 | 183608.8651 | 183608.8643 | 183608.8706 | 183608.8669 | 183608.8664 | 183608.8895 | 183608.864 | 183608.8639 | 183608.8643 | 389684.6912 | 183608.8639 | 183608.8639 | 361817.585 | 235276.1833 | 183608.8639 | 183608.8639 | 183608.8639 | 183608.8639 | 183608.8639 | 183608.8639 | 214397.7508 | 188169.4453
VIC1 | Solar PV | 23882.2392 | 23882.239 | 23882.239 | 39235.7539 | 23882.239 | 32062.231 | 32661.0478 | 173632.2408 | 25554.0102 | 73550.0232 | 23882.239 | 23882.239 | 25659.7143 | 23882.239 | 23882.239 | 25236.4776 | 23882.239 | 23882.239 | 23882.239 | 23882.239 | 23882.239 | 23882.239 | 23882.239 | 23882.239 | 23882.239
VIC1 | LS Batteries | 0.00054182 | 0 | 0.00029204 | 0 | 0 | 0 | 0 | 0 | 0.00017215 | 0.00035837 | 0 | 0.00015516 | 0.00031541 | 0 | 0 | 0.00011837 | 5.1153e-05 | 4.5028e-05 | 0.00035439 | 0 | 0 | 0 | 96.934 | 0 | 0
VIC1 | Pumped Hydro | 0.0020878 | 0 | 0.0043714 | 0 | 0 | 0 | 0 | 0 | 0 | 0 | 0 | 0.024591 | 13670.6691 | 0 | 0 | 47189.2143 | 0 | 0 | 0 | 0 | 0 | 0 | 0 | 0 | 0
VIC1 | Pumped Hydro Pump | 0 | 0 | 0 | 0 | 0 | 0 | 0 | 0 | 0 | 0 | 0 | 0 | 0 | 0 | 0 | 0 | 0 | 0 | 0 | 0 | 0 | 0 | 0 | 0 | 0
Total |  | 1009300.5334 | 1024264.7048 | 1024264.711 | 1039618.2208 | 1024264.7051 | 1032444.7035 | 1033043.5166 | 1174014.7091 | 1025936.5017 | 1073932.4894 | 1024264.7047 | 1000229.5781 | 1002470.0249 | 780946.0529 | 780946.0529 | 1007698.2272 | 832613.3725 | 780946.0529 | 780946.0533 | 780946.0529 | 780946.0529 | 780946.0529 | 781042.987 | 811734.9399 | 785506.6343
Region | Technology | 2020-21 | 2021-22 | 2022-23 | 2023-24 | 2024-25 | 2025-26 | 2026-27 | 2027-28 | 2028-29 | 2029-30 | 2030-31 | 2031-32 | 2032-33 | 2033-34 | 2034-35 | 2035-36 | 2036-37 | 2037-38 | 2038-39 | 2039-40 | 2040-41 | 2041-42 | 2042-43 | 2043-44 | 2044-45
SA1 | Black Coal | 0 | 0 | 0 | 0 | 0 | 0 | 0 | 0 | 0 | 0 | 0 | 0 | 0 | 0 | 0 | 0 | 0 | 0 | 0 | 0 | 0 | 0 | 0 | 0 | 0
SA1 | Brown Coal | 0 | 0 | 0 | 0 | 0 | 0 | 0 | 0 | 0 | 0 | 0 | 0 | 0 | 0 | 0 | 0 | 0 | 0 | 0 | 0 | 0 | 0 | 0 | 0 | 0
SA1 | CCGT | 7444.5002 | 7444.5 | 7444.5 | 7444.5 | 7444.5 | 7444.5 | 7444.5 | 7444.5 | 7444.5 | 7444.5 | 7444.5 | 7444.5 | 7444.5 | 7444.5 | 7444.5 | 7444.5 | 7444.5 | 7444.5 | 7444.5 | 7444.5 | 7444.5 | 7444.5 | 7444.5 | 7444.5 | 7444.5
SA1 | Gas - Steam | 60323.5183 | 37702.199 | 37702.199 | 37702.199 | 37702.199 | 37702.199 | 37702.199 | 37702.199 | 37702.199 | 37702.199 | 37702.199 | 37702.199 | 37702.199 | 37702.199 | 37702.199 | 37702.199 | 37702.199 | 37702.199 | 37702.199 | 37702.199 | 37702.199 | 37702.199 | 37702.199 | 37702.199 | 37702.199
SA1 | OCGT / Diesel | 9081.3241 | 9081.324 | 9081.324 | 9081.324 | 9081.324 | 9081.324 | 9081.324 | 9081.324 | 9081.324 | 9081.324 | 9081.324 | 9081.324 | 9081.324 | 9081.324 | 9081.324 | 9081.324 | 9081.324 | 9081.324 | 9081.324 | 9081.324 | 9081.324 | 9081.324 | 9081.324 | 9081.324 | 9081.324
SA1 | Hydro | 0 | 0 | 0 | 0 | 0 | 0 | 0 | 0 | 0 | 0 | 0 | 0 | 0 | 0 | 0 | 0 | 0 | 0 | 0 | 0 | 0 | 0 | 0 | 0 | 0
SA1 | Wind | 93512.6136 | 93512.5974 | 93512.5955 | 93512.5954 | 93512.5977 | 93512.5962 | 93512.6002 | 96320.4457 | 93512.6722 | 93512.5954 | 93512.6156 | 212750.8839 | 93512.6091 | 93512.5957 | 93512.5954 | 240641.7591 | 93512.6012 | 93512.5954 | 93512.5954 | 93512.5955 | 93512.5954 | 93512.5954 | 93512.5954 | 105470.9246 | 94300.6193
SA1 | Solar PV | 8095.5019 | 8095.5018 | 8095.5001 | 8095.5 | 8095.5012 | 8095.5028 | 8095.5011 | 8095.5419 | 99774.9491 | 8095.5 | 8095.5002 | 16544.9576 | 20333.4202 | 8095.5 | 8095.5 | 8095.5 | 11679.3814 | 8095.5 | 8095.5 | 8095.5 | 11928.8997 | 8095.5 | 8095.5 | 8095.5 | 8095.5
SA1 | LS Batteries | 0.00048936 | 0.00015029 | 0 | 0 | 1.2978e-05 | 8.3276e-05 | 6.9927e-05 | 0.0001021 | 0 | 0.00033031 | 6.7341e-05 | 0.00022962 | 0 | 1.8536e-05 | 0.00012833 | 0.00023679 | 6.0625e-05 | 0 | 0 | 0.00017531 | 8.816e-06 | 0 | 4.6754e-05 | 1.8116e-05 | 1.8944e-05
SA1 | Pumped Hydro | 0.0016807 | 0.0004318 | 0 | 0 | 0 | 0 | 0 | 1.7484e-05 | 0.00059928 | 0.00051147 | 2.8654e-05 | 0.0023978 | 0 | 0 | 0.0010496 | 4102.1164 | 3933.3065 | 0 | 0 | 261.5322 | 0 | 0 | 0 | 1042.5936 | 98.0264
SA1 | Pumped Hydro Pump | 0 | 0 | 0 | 0 | 0 | 0 | 0 | 0 | 0 | 0 | 0 | 0 | 0 | 0 | 0 | 0 | 0 | 0 | 0 | 0 | 0 | 0 | 0 | 0 | 0
Total |  | 178457.4603 | 155836.1229 | 155836.1185 | 155836.1183 | 155836.1218 | 155836.1219 | 155836.1243 | 158644.0106 | 247515.6449 | 155836.1192 | 155836.1388 | 283523.8671 | 168074.0523 | 155836.1187 | 155836.1195 | 307067.3987 | 163353.3121 | 155836.1183 | 155836.1183 | 156097.6508 | 159669.5181 | 155836.1183 | 155836.1184 | 168837.0412 | 156722.1687
Region | Technology | 2020-21 | 2021-22 | 2022-23 | 2023-24 | 2024-25 | 2025-26 | 2026-27 | 2027-28 | 2028-29 | 2029-30 | 2030-31 | 2031-32 | 2032-33 | 2033-34 | 2034-35 | 2035-36 | 2036-37 | 2037-38 | 2038-39 | 2039-40 | 2040-41 | 2041-42 | 2042-43 | 2043-44 | 2044-45
TAS1 | Black Coal | 0 | 0 | 0 | 0 | 0 | 0 | 0 | 0 | 0 | 0 | 0 | 0 | 0 | 0 | 0 | 0 | 0 | 0 | 0 | 0 | 0 | 0 | 0 | 0 | 0
TAS1 | Brown Coal | 0 | 0 | 0 | 0 | 0 | 0 | 0 | 0 | 0 | 0 | 0 | 0 | 0 | 0 | 0 | 0 | 0 | 0 | 0 | 0 | 0 | 0 | 0 | 0 | 0
TAS1 | CCGT | 2184.0002 | 2184 | 2184 | 2184 | 2184 | 2184 | 2184 | 2184 | 2184 | 2184 | 2184 | 2184 | 2184 | 2184 | 2184 | 2184 | 2184 | 2184 | 2184 | 2184 | 2184 | 2184 | 2184 | 2184 | 2184
TAS1 | Gas - Steam | 0 | 0 | 0 | 0 | 0 | 0 | 0 | 0 | 0 | 0 | 0 | 0 | 0 | 0 | 0 | 0 | 0 | 0 | 0 | 0 | 0 | 0 | 0 | 0 | 0
TAS1 | OCGT / Diesel | 747.6001 | 747.6 | 747.6 | 747.6 | 747.6 | 747.6 | 747.6 | 747.6 | 747.6 | 747.6 | 747.6 | 747.6 | 747.6 | 747.6 | 747.6 | 747.6 | 747.6 | 747.6 | 747.6 | 747.6 | 747.6 | 747.6 | 747.6 | 747.6 | 747.6
TAS1 | Hydro | 135961.3251 | 135961.3251 | 135961.3251 | 135961.3251 | 135961.3251 | 135961.3251 | 135961.3251 | 135961.3251 | 135961.3251 | 135961.3251 | 135961.3251 | 135961.3251 | 135961.3251 | 135961.3251 | 135961.3251 | 135961.3251 | 135961.3251 | 135961.3251 | 135961.3251 | 135961.3251 | 135961.3251 | 135961.3251 | 135961.3251 | 135961.3251 | 135961.3251
TAS1 | Wind | 25436.4093 | 25436.4001 | 25436.4004 | 25436.4007 | 25436.4032 | 25436.4029 | 25436.4009 | 25436.4044 | 52497.4534 | 25436.4 | 25436.4 | 62766.8692 | 30981.3273 | 25436.4 | 25436.4 | 28735.9331 | 26662.1165 | 25436.4 | 25436.4 | 25436.4001 | 25436.4 | 25436.4 | 25436.4 | 26639.6972 | 25436.4
TAS1 | Solar PV | 0 | 0 | 0 | 0 | 0 | 0 | 0 | 0 | 0 | 0 | 0 | 0 | 0 | 0 | 0 | 0 | 0 | 0 | 0 | 0 | 0 | 0 | 0 | 0 | 0
TAS1 | LS Batteries | 0.00044783 | 3.7697e-05 | 2.4631e-05 | 1.2489e-05 | 6.1066e-05 | 7.0819e-05 | 7.7234e-05 | 4.3676e-05 | 0 | 0.0001563 | 5.1119e-05 | 4.5823e-05 | 2.9568e-05 | 3.38e-05 | 3.1198e-05 | 0.00014963 | 4.1647e-05 | 2.4922e-06 | 2.5029e-05 | 5.2636e-05 | 2.0285e-05 | 2.2643e-05 | 1.9901e-05 | 6.0369e-06 | 8.9377e-06
TAS1 | Pumped Hydro | 0.0016644 | 0.00011597 | 9.4878e-05 | 8.9652e-05 | 6.0963e-05 | 8.8749e-05 | 9.2666e-05 | 7.5569e-05 | 8.9345e-05 | 0.00011611 | 8.0003e-05 | 0.00027502 | 3.3609e-05 | 7.4314e-05 | 6.5e-05 | 0.00017268 | 0.00018909 | 0 | 0 | 9.9459e-05 | 2.2535e-05 | 0 | 1.4107e-06 | 5.4472e-05 | 2.482e-06
TAS1 | Pumped Hydro Pump | 0 | 0 | 0 | 0 | 0 | 0 | 0 | 0 | 0 | 0 | 0 | 0 | 0 | 0 | 0 | 0 | 0 | 0 | 0 | 0 | 0 | 0 | 0 | 0 | 0
Total |  | 164329.3368 | 164329.3254 | 164329.3256 | 164329.3259 | 164329.3285 | 164329.3282 | 164329.3262 | 164329.3296 | 191390.3786 | 164329.3254 | 164329.3253 | 201659.7946 | 169874.2525 | 164329.3252 | 164329.3252 | 167628.8586 | 165555.0418 | 164329.3251 | 164329.3252 | 164329.3254 | 164329.3252 | 164329.3252 | 164329.3252 | 165532.6224 | 164329.3251

## Neutral_BaseCase_Fuel Cost
Fuel cost by technology ($000s) - QNI Base Case, Neutral Scenario
Real June 2019 dollars discounted to 2019-20
Region | Technology | 2020-21 | 2021-22 | 2022-23 | 2023-24 | 2024-25 | 2025-26 | 2026-27 | 2027-28 | 2028-29 | 2029-30 | 2030-31 | 2031-32 | 2032-33 | 2033-34 | 2034-35 | 2035-36 | 2036-37 | 2037-38 | 2038-39 | 2039-40 | 2040-41 | 2041-42 | 2042-43 | 2043-44 | 2044-45
NEM | Black Coal | 1896701.4391 | 1670261.118 | 1538010.0548 | 1542580.5061 | 1554941.4958 | 1484009.0689 | 1355755.0142 | 1417800.1171 | 1170229.4731 | 1045088.6157 | 982528.6874 | 683881.9566 | 671044.372 | 626836.5628 | 591492.7328 | 382284.7875 | 315338.0888 | 290444.5382 | 239374.1171 | 204204.6723 | 225957.2314 | 203685.8952 | 180776.6525 | 119817.2238 | 114422.255
NEM | Brown Coal | 257559.7507 | 239870.4476 | 225331.4334 | 219075.4599 | 204267.3466 | 195379.6261 | 185293.0387 | 174975.4561 | 164415.762 | 150269.39 | 145653.3522 | 135548.6119 | 88511.9585 | 84638.8839 | 78630.5855 | 73496.9896 | 68283.2181 | 63594.0567 | 59858.9934 | 57298.9292 | 53948.831 | 51097.9339 | 46779.2729 | 44719.559 | 42879.0274
NEM | CCGT | 324640.4077 | 299628.8833 | 294969.1246 | 249771.336 | 252444.1548 | 227837.3946 | 212674.9283 | 206291.2077 | 253915.5241 | 212171.2115 | 190409.3194 | 309008.7374 | 355843.6309 | 304809.6372 | 200986.8146 | 324403.1801 | 362945.9916 | 328115.897 | 300711.1237 | 287380.5371 | 278324.359 | 254326.0331 | 218236.7455 | 470678.9654 | 447428.846
NEM | Gas - Steam | 6746.6739 | 11292.4559 | 11923.6912 | 4722.5146 | 4829.4643 | 3076.9897 | 1250.999 | 1753.4482 | 1563.9966 | 3338.682 | 3076.1947 | 8184.5194 | 8464.2106 | 17691.5241 | 9013.4344 | 19833.0085 | 21746.3739 | 26481.8924 | 24341.0482 | 26836.882 | 22715.1105 | 29446.1058 | 15580.543 | 20430.3872 | 16735.0104
NEM | OCGT / Diesel | 6464.299 | 8956.2593 | 14106.9584 | 5678.2649 | 5438.5144 | 2745.0814 | 944.6336 | 1829.4055 | 1566.0257 | 2478.7078 | 2397.0538 | 16840.6648 | 33703.1734 | 44955.8019 | 29773.505 | 118141.9154 | 175070.7105 | 197218.2251 | 210170.5982 | 183852.9377 | 157765.5767 | 186269.7439 | 112208.1112 | 171192.8382 | 134927.435
NEM | Hydro | 0 | 0 | 0 | 0 | 0 | 0 | 0 | 0 | 0 | 0 | 0 | 0 | 0 | 0 | 0 | 0 | 0 | 0 | 0 | 0 | 0 | 0 | 0 | 0 | 0
NEM | Wind | 0 | 0 | 0 | 0 | 0 | 0 | 0 | 0 | 0 | 0 | 0 | 0 | 0 | 0 | 0 | 0 | 0 | 0 | 0 | 0 | 0 | 0 | 0 | 0 | 0
NEM | Solar PV | 0 | 0 | 0 | 0 | 0 | 0 | 0 | 0 | 0 | 0 | 0 | 0 | 0 | 0 | 0 | 0 | 0 | 0 | 0 | 0 | 0 | 0 | 0 | 0 | 0
NEM | LS Batteries | 0 | 0 | 0 | 0 | 0 | 0 | 0 | 0 | 0 | 0 | 0 | 0 | 0 | 0 | 0 | 0 | 0 | 0 | 0 | 0 | 0 | 0 | 0 | 0 | 0
NEM | Pumped Hydro | 0 | 0 | 0 | 0 | 0 | 0 | 0 | 0 | 0 | 0 | 0 | 0 | 0 | 0 | 0 | 0 | 0 | 0 | 0 | 0 | 0 | 0 | 0 | 0 | 0
NEM | Pumped Hydro Pump | 0 | 0 | 0 | 0 | 0 | 0 | 0 | 0 | 0 | 0 | 0 | 0 | 0 | 0 | 0 | 0 | 0 | 0 | 0 | 0 | 0 | 0 | 0 | 0 | 0
Total |  | 2492112.5704 | 2230009.1641 | 2084341.2624 | 2021828.0816 | 2021920.9758 | 1913048.1607 | 1755918.6138 | 1802649.6345 | 1591690.7815 | 1413346.6069 | 1324064.6076 | 1153464.49 | 1157567.3454 | 1078932.4099 | 909897.0722 | 918159.8812 | 943384.383 | 905854.6094 | 834455.8805 | 759573.9582 | 738711.1085 | 724825.7118 | 573581.3251 | 826838.9736 | 756392.5738
Region | Technology | 2020-21 | 2021-22 | 2022-23 | 2023-24 | 2024-25 | 2025-26 | 2026-27 | 2027-28 | 2028-29 | 2029-30 | 2030-31 | 2031-32 | 2032-33 | 2033-34 | 2034-35 | 2035-36 | 2036-37 | 2037-38 | 2038-39 | 2039-40 | 2040-41 | 2041-42 | 2042-43 | 2043-44 | 2044-45
NSW1 | Black Coal | 1041196.2531 | 945790.882 | 888817.526 | 908665.9263 | 925753.9868 | 883718.3758 | 800221.2956 | 884497.7375 | 685154.6591 | 668201.6393 | 630996.6988 | 348053.7866 | 337770.6213 | 320832.9216 | 302937.2087 | 101753.5788 | 97090.0094 | 91994.0246 | 79162.576 | 52624.3588 | 76005.3258 | 71667.8527 | 61266.1076 | 0 | 0
NSW1 | Brown Coal | 0 | 0 | 0 | 0 | 0 | 0 | 0 | 0 | 0 | 0 | 0 | 0 | 0 | 0 | 0 | 0 | 0 | 0 | 0 | 0 | 0 | 0 | 0 | 0 | 0
NSW1 | CCGT | 287.0679 | 129.2645 | 2114.6184 | 4739.8533 | 9214.0863 | 454.7675 | 593.6241 | 1596.4958 | 6971.2826 | 3095.8858 | 2511.533 | 50023.6933 | 70667.4193 | 53025.1632 | 18933.6119 | 78826.467 | 86606.7106 | 75379.0715 | 63327.509 | 63160.9131 | 56145.1013 | 52051.4662 | 43288.2347 | 293852.3163 | 278879.1974
NSW1 | Gas - Steam | 0 | 0 | 0 | 0 | 0 | 0 | 0 | 0 | 0 | 0 | 0 | 0 | 0 | 0 | 0 | 0 | 0 | 0 | 0 | 0 | 0 | 0 | 0 | 0 | 0
NSW1 | OCGT / Diesel | 0.00073093 | 15.9726 | 1349.2997 | 1746.8295 | 1641.4788 | 37.6592 | 0.00078059 | 222.7964 | 372.7136 | 313.3921 | 300.571 | 1857.2274 | 4038.5438 | 8227.8584 | 9956.8882 | 48963.9374 | 76816.0351 | 90245.207 | 99505.054 | 78613.9662 | 62385.2779 | 78953.6387 | 47401.713 | 75596.5285 | 63816.6659
NSW1 | Hydro | 0 | 0 | 0 | 0 | 0 | 0 | 0 | 0 | 0 | 0 | 0 | 0 | 0 | 0 | 0 | 0 | 0 | 0 | 0 | 0 | 0 | 0 | 0 | 0 | 0
NSW1 | Wind | 0 | 0 | 0 | 0 | 0 | 0 | 0 | 0 | 0 | 0 | 0 | 0 | 0 | 0 | 0 | 0 | 0 | 0 | 0 | 0 | 0 | 0 | 0 | 0 | 0
NSW1 | Solar PV | 0 | 0 | 0 | 0 | 0 | 0 | 0 | 0 | 0 | 0 | 0 | 0 | 0 | 0 | 0 | 0 | 0 | 0 | 0 | 0 | 0 | 0 | 0 | 0 | 0
NSW1 | LS Batteries | 0 | 0 | 0 | 0 | 0 | 0 | 0 | 0 | 0 | 0 | 0 | 0 | 0 | 0 | 0 | 0 | 0 | 0 | 0 | 0 | 0 | 0 | 0 | 0 | 0
NSW1 | Pumped Hydro | 0 | 0 | 0 | 0 | 0 | 0 | 0 | 0 | 0 | 0 | 0 | 0 | 0 | 0 | 0 | 0 | 0 | 0 | 0 | 0 | 0 | 0 | 0 | 0 | 0
NSW1 | Pumped Hydro Pump | 0 | 0 | 0 | 0 | 0 | 0 | 0 | 0 | 0 | 0 | 0 | 0 | 0 | 0 | 0 | 0 | 0 | 0 | 0 | 0 | 0 | 0 | 0 | 0 | 0
Total |  | 1041483.3217 | 945936.119 | 892281.4441 | 915152.6092 | 936609.5519 | 884210.8026 | 800814.9204 | 886317.0297 | 692498.6553 | 671610.9172 | 633808.8027 | 399934.7073 | 412476.5843 | 382085.9433 | 331827.7088 | 229543.9832 | 260512.7552 | 257618.303 | 241995.139 | 194399.2381 | 194535.7049 | 202672.9575 | 151956.0554 | 369448.8448 | 342695.8633
Region | Technology | 2020-21 | 2021-22 | 2022-23 | 2023-24 | 2024-25 | 2025-26 | 2026-27 | 2027-28 | 2028-29 | 2029-30 | 2030-31 | 2031-32 | 2032-33 | 2033-34 | 2034-35 | 2035-36 | 2036-37 | 2037-38 | 2038-39 | 2039-40 | 2040-41 | 2041-42 | 2042-43 | 2043-44 | 2044-45
QLD1 | Black Coal | 855505.186 | 724470.2361 | 649192.5288 | 633914.5798 | 629187.509 | 600290.6931 | 555533.7186 | 533302.3796 | 485074.814 | 376886.9764 | 351531.9887 | 335828.17 | 333273.7507 | 306003.6412 | 288555.5241 | 280531.2087 | 218248.0793 | 198450.5137 | 160211.5411 | 151580.3135 | 149951.9056 | 132018.0425 | 119510.5449 | 119817.2238 | 114422.255
QLD1 | Brown Coal | 0 | 0 | 0 | 0 | 0 | 0 | 0 | 0 | 0 | 0 | 0 | 0 | 0 | 0 | 0 | 0 | 0 | 0 | 0 | 0 | 0 | 0 | 0 | 0 | 0
QLD1 | CCGT | 265503.474 | 240215.7138 | 235702.3862 | 228604.7752 | 214026.0708 | 204835.8442 | 202268.1218 | 192328.6657 | 186345.0472 | 181017.8177 | 176032.0217 | 181311.8443 | 185930.6432 | 172327.9709 | 147333.8386 | 161569.5705 | 188124.9231 | 175689.4576 | 174432.8024 | 157011.4934 | 155589.5027 | 143537.869 | 128968.8037 | 124779.4791 | 122437.3534
QLD1 | Gas - Steam | 0 | 0 | 0 | 0 | 0 | 0 | 0 | 0 | 0 | 0 | 0 | 0 | 0 | 0 | 0 | 0 | 0 | 0 | 0 | 0 | 0 | 0 | 0 | 0 | 0
QLD1 | OCGT / Diesel | 0.0013852 | 0.001207 | 148.2559 | 46.3673 | 104.6665 | 25.7088 | 113.9907 | 88.8833 | 0.0012019 | 138.8319 | 116.4198 | 914.1667 | 991.7446 | 1085.3204 | 505.8395 | 1148.6708 | 7439.4676 | 14218.2406 | 27848.1863 | 21473.4111 | 19921.73 | 23001.104 | 22510.8633 | 23011.9835 | 12852.1921
QLD1 | Hydro | 0 | 0 | 0 | 0 | 0 | 0 | 0 | 0 | 0 | 0 | 0 | 0 | 0 | 0 | 0 | 0 | 0 | 0 | 0 | 0 | 0 | 0 | 0 | 0 | 0
QLD1 | Wind | 0 | 0 | 0 | 0 | 0 | 0 | 0 | 0 | 0 | 0 | 0 | 0 | 0 | 0 | 0 | 0 | 0 | 0 | 0 | 0 | 0 | 0 | 0 | 0 | 0
QLD1 | Solar PV | 0 | 0 | 0 | 0 | 0 | 0 | 0 | 0 | 0 | 0 | 0 | 0 | 0 | 0 | 0 | 0 | 0 | 0 | 0 | 0 | 0 | 0 | 0 | 0 | 0
QLD1 | LS Batteries | 0 | 0 | 0 | 0 | 0 | 0 | 0 | 0 | 0 | 0 | 0 | 0 | 0 | 0 | 0 | 0 | 0 | 0 | 0 | 0 | 0 | 0 | 0 | 0 | 0
QLD1 | Pumped Hydro | 0 | 0 | 0 | 0 | 0 | 0 | 0 | 0 | 0 | 0 | 0 | 0 | 0 | 0 | 0 | 0 | 0 | 0 | 0 | 0 | 0 | 0 | 0 | 0 | 0
QLD1 | Pumped Hydro Pump | 0 | 0 | 0 | 0 | 0 | 0 | 0 | 0 | 0 | 0 | 0 | 0 | 0 | 0 | 0 | 0 | 0 | 0 | 0 | 0 | 0 | 0 | 0 | 0 | 0
Total |  | 1121008.6614 | 964685.9511 | 885043.1709 | 862565.7223 | 843318.2463 | 805152.2461 | 757915.831 | 725719.9286 | 671419.8623 | 558043.626 | 527680.4301 | 518054.181 | 520196.1386 | 479416.9324 | 436395.2022 | 443249.4501 | 413812.47 | 388358.2118 | 362492.5298 | 330065.218 | 325463.1383 | 298557.0155 | 270990.2119 | 267608.6864 | 249711.8004
Region | Technology | 2020-21 | 2021-22 | 2022-23 | 2023-24 | 2024-25 | 2025-26 | 2026-27 | 2027-28 | 2028-29 | 2029-30 | 2030-31 | 2031-32 | 2032-33 | 2033-34 | 2034-35 | 2035-36 | 2036-37 | 2037-38 | 2038-39 | 2039-40 | 2040-41 | 2041-42 | 2042-43 | 2043-44 | 2044-45
VIC1 | Black Coal | 0 | 0 | 0 | 0 | 0 | 0 | 0 | 0 | 0 | 0 | 0 | 0 | 0 | 0 | 0 | 0 | 0 | 0 | 0 | 0 | 0 | 0 | 0 | 0 | 0
VIC1 | Brown Coal | 257559.7507 | 239870.4476 | 225331.4334 | 219075.4599 | 204267.3466 | 195379.6261 | 185293.0387 | 174975.4561 | 164415.762 | 150269.39 | 145653.3522 | 135548.6119 | 88511.9585 | 84638.8839 | 78630.5855 | 73496.9896 | 68283.2181 | 63594.0567 | 59858.9934 | 57298.9292 | 53948.831 | 51097.9339 | 46779.2729 | 44719.559 | 42879.0274
VIC1 | CCGT | 0.00057275 | 0.00053216 | 0.00077681 | 0.00075941 | 0.0007322 | 0.00072561 | 0.00071204 | 0.00069983 | 0.00077086 | 0.00073786 | 0.00071003 | 0.00099878 | 0.0012492 | 0.0011498 | 0.0010255 | 0.0021043 | 0.0029018 | 0.0026945 | 0.0024292 | 0.0023702 | 0.0025696 | 0.0023581 | 0.0031471 | 0.0031683 | 0.0029484
VIC1 | Gas - Steam | 837.3572 | 3313.5787 | 3105.576 | 2147.071 | 2535.6114 | 1730.557 | 374.4747 | 635.823 | 804.1624 | 1545.4355 | 1247.8599 | 0 | 0 | 0 | 0 | 0 | 0 | 0 | 0 | 0 | 0 | 0 | 0 | 0 | 0
VIC1 | OCGT / Diesel | 1588.6489 | 2184.9812 | 5033.3656 | 1826.7851 | 1168.964 | 1175.7857 | 126.0953 | 558.575 | 322.9841 | 809.5303 | 755.8633 | 6040.2721 | 8848.4073 | 18078.0572 | 12323.1405 | 43136.2962 | 65578.6997 | 70450.1028 | 62428.8934 | 61663.8536 | 54949.514 | 61396.3272 | 27206.1001 | 57601.5762 | 45387.473
VIC1 | Hydro | 0 | 0 | 0 | 0 | 0 | 0 | 0 | 0 | 0 | 0 | 0 | 0 | 0 | 0 | 0 | 0 | 0 | 0 | 0 | 0 | 0 | 0 | 0 | 0 | 0
VIC1 | Wind | 0 | 0 | 0 | 0 | 0 | 0 | 0 | 0 | 0 | 0 | 0 | 0 | 0 | 0 | 0 | 0 | 0 | 0 | 0 | 0 | 0 | 0 | 0 | 0 | 0
VIC1 | Solar PV | 0 | 0 | 0 | 0 | 0 | 0 | 0 | 0 | 0 | 0 | 0 | 0 | 0 | 0 | 0 | 0 | 0 | 0 | 0 | 0 | 0 | 0 | 0 | 0 | 0
VIC1 | LS Batteries | 0 | 0 | 0 | 0 | 0 | 0 | 0 | 0 | 0 | 0 | 0 | 0 | 0 | 0 | 0 | 0 | 0 | 0 | 0 | 0 | 0 | 0 | 0 | 0 | 0
VIC1 | Pumped Hydro | 0 | 0 | 0 | 0 | 0 | 0 | 0 | 0 | 0 | 0 | 0 | 0 | 0 | 0 | 0 | 0 | 0 | 0 | 0 | 0 | 0 | 0 | 0 | 0 | 0
VIC1 | Pumped Hydro Pump | 0 | 0 | 0 | 0 | 0 | 0 | 0 | 0 | 0 | 0 | 0 | 0 | 0 | 0 | 0 | 0 | 0 | 0 | 0 | 0 | 0 | 0 | 0 | 0 | 0
Total |  | 259985.7573 | 245369.008 | 233470.3758 | 223049.3168 | 207971.9227 | 198285.9695 | 185793.6094 | 176169.8549 | 165542.9092 | 152624.3565 | 147657.0761 | 141588.885 | 97360.367 | 102716.9422 | 90953.727 | 116633.2879 | 133861.9207 | 134044.1621 | 122287.8893 | 118962.7851 | 108898.3476 | 112494.2634 | 73985.3761 | 102321.1384 | 88266.5034
Region | Technology | 2020-21 | 2021-22 | 2022-23 | 2023-24 | 2024-25 | 2025-26 | 2026-27 | 2027-28 | 2028-29 | 2029-30 | 2030-31 | 2031-32 | 2032-33 | 2033-34 | 2034-35 | 2035-36 | 2036-37 | 2037-38 | 2038-39 | 2039-40 | 2040-41 | 2041-42 | 2042-43 | 2043-44 | 2044-45
SA1 | Black Coal | 0 | 0 | 0 | 0 | 0 | 0 | 0 | 0 | 0 | 0 | 0 | 0 | 0 | 0 | 0 | 0 | 0 | 0 | 0 | 0 | 0 | 0 | 0 | 0 | 0
SA1 | Brown Coal | 0 | 0 | 0 | 0 | 0 | 0 | 0 | 0 | 0 | 0 | 0 | 0 | 0 | 0 | 0 | 0 | 0 | 0 | 0 | 0 | 0 | 0 | 0 | 0 | 0
SA1 | CCGT | 58849.8647 | 59283.9039 | 57152.1187 | 16426.7062 | 29203.9964 | 22546.7816 | 9813.1812 | 12366.045 | 60599.1929 | 28057.5067 | 11865.7635 | 77673.1983 | 99245.5666 | 79456.5014 | 34719.3625 | 84007.1399 | 88214.3543 | 77047.3646 | 62950.8093 | 67208.1276 | 66589.7518 | 58736.6951 | 45979.7035 | 52047.1662 | 46112.2918
SA1 | Gas - Steam | 5909.3167 | 7978.8772 | 8818.1152 | 2575.4436 | 2293.8529 | 1346.4327 | 876.5243 | 1117.6251 | 759.8343 | 1793.2465 | 1828.3348 | 8184.5194 | 8464.2106 | 17691.5241 | 9013.4344 | 19833.0085 | 21746.3739 | 26481.8924 | 24341.0482 | 26836.882 | 22715.1105 | 29446.1058 | 15580.543 | 20430.3872 | 16735.0104
SA1 | OCGT / Diesel | 4875.6475 | 6755.3037 | 7576.0366 | 2058.2824 | 2523.4045 | 1505.9271 | 704.5463 | 959.1501 | 870.3262 | 1216.953 | 1224.1993 | 8028.9979 | 19824.4771 | 17564.5654 | 6987.6362 | 24893.0105 | 25236.5074 | 22304.6742 | 20388.464 | 22101.7062 | 20509.0541 | 22918.6735 | 15089.3441 | 14982.6209 | 12871.1035
SA1 | Hydro | 0 | 0 | 0 | 0 | 0 | 0 | 0 | 0 | 0 | 0 | 0 | 0 | 0 | 0 | 0 | 0 | 0 | 0 | 0 | 0 | 0 | 0 | 0 | 0 | 0
SA1 | Wind | 0 | 0 | 0 | 0 | 0 | 0 | 0 | 0 | 0 | 0 | 0 | 0 | 0 | 0 | 0 | 0 | 0 | 0 | 0 | 0 | 0 | 0 | 0 | 0 | 0
SA1 | Solar PV | 0 | 0 | 0 | 0 | 0 | 0 | 0 | 0 | 0 | 0 | 0 | 0 | 0 | 0 | 0 | 0 | 0 | 0 | 0 | 0 | 0 | 0 | 0 | 0 | 0
SA1 | LS Batteries | 0 | 0 | 0 | 0 | 0 | 0 | 0 | 0 | 0 | 0 | 0 | 0 | 0 | 0 | 0 | 0 | 0 | 0 | 0 | 0 | 0 | 0 | 0 | 0 | 0
SA1 | Pumped Hydro | 0 | 0 | 0 | 0 | 0 | 0 | 0 | 0 | 0 | 0 | 0 | 0 | 0 | 0 | 0 | 0 | 0 | 0 | 0 | 0 | 0 | 0 | 0 | 0 | 0
SA1 | Pumped Hydro Pump | 0 | 0 | 0 | 0 | 0 | 0 | 0 | 0 | 0 | 0 | 0 | 0 | 0 | 0 | 0 | 0 | 0 | 0 | 0 | 0 | 0 | 0 | 0 | 0 | 0
Total |  | 69634.8289 | 74018.0849 | 73546.2705 | 21060.4323 | 34021.2538 | 25399.1414 | 11394.2518 | 14442.8202 | 62229.3534 | 31067.7061 | 14918.2976 | 93886.7155 | 127534.2543 | 114712.5908 | 50720.4331 | 128733.1588 | 135197.2356 | 125833.9311 | 107680.3215 | 116146.7158 | 109813.9164 | 111101.4743 | 76649.5905 | 87460.1743 | 75718.4057
Region | Technology | 2020-21 | 2021-22 | 2022-23 | 2023-24 | 2024-25 | 2025-26 | 2026-27 | 2027-28 | 2028-29 | 2029-30 | 2030-31 | 2031-32 | 2032-33 | 2033-34 | 2034-35 | 2035-36 | 2036-37 | 2037-38 | 2038-39 | 2039-40 | 2040-41 | 2041-42 | 2042-43 | 2043-44 | 2044-45
TAS1 | Black Coal | 0 | 0 | 0 | 0 | 0 | 0 | 0 | 0 | 0 | 0 | 0 | 0 | 0 | 0 | 0 | 0 | 0 | 0 | 0 | 0 | 0 | 0 | 0 | 0 | 0
TAS1 | Brown Coal | 0 | 0 | 0 | 0 | 0 | 0 | 0 | 0 | 0 | 0 | 0 | 0 | 0 | 0 | 0 | 0 | 0 | 0 | 0 | 0 | 0 | 0 | 0 | 0 | 0
TAS1 | CCGT | 0.00052877 | 0.00051797 | 0.00051082 | 0.00051861 | 0.0005455 | 0.00053864 | 0.00053272 | 0.00053855 | 0.0005826 | 0.00055894 | 0.00054034 | 0.00058192 | 0.00059974 | 0.00055528 | 0.00051276 | 0.0005609 | 0.00063502 | 0.00059245 | 0.00051816 | 0.00058837 | 0.00058767 | 0.00052452 | 0.00048144 | 0.00054835 | 0.00052862
TAS1 | Gas - Steam | 0 | 0 | 0 | 0 | 0 | 0 | 0 | 0 | 0 | 0 | 0 | 0 | 0 | 0 | 0 | 0 | 0 | 0 | 0 | 0 | 0 | 0 | 0 | 0 | 0
TAS1 | OCGT / Diesel | 0.00055454 | 0.00055941 | 0.00053262 | 0.00054731 | 0.00057174 | 0.00055507 | 0.00054293 | 0.00055029 | 0.00059832 | 0.0005636 | 0.0005347 | 0.00057652 | 0.00061414 | 0.00055836 | 0.00050416 | 0.00056561 | 0.00070191 | 0.00062714 | 0.00044316 | 0.00057511 | 0.00069211 | 0.00052029 | 0.090778 | 0.12912 | 0.00054223
TAS1 | Hydro | 0 | 0 | 0 | 0 | 0 | 0 | 0 | 0 | 0 | 0 | 0 | 0 | 0 | 0 | 0 | 0 | 0 | 0 | 0 | 0 | 0 | 0 | 0 | 0 | 0
TAS1 | Wind | 0 | 0 | 0 | 0 | 0 | 0 | 0 | 0 | 0 | 0 | 0 | 0 | 0 | 0 | 0 | 0 | 0 | 0 | 0 | 0 | 0 | 0 | 0 | 0 | 0
TAS1 | Solar PV | 0 | 0 | 0 | 0 | 0 | 0 | 0 | 0 | 0 | 0 | 0 | 0 | 0 | 0 | 0 | 0 | 0 | 0 | 0 | 0 | 0 | 0 | 0 | 0 | 0
TAS1 | LS Batteries | 0 | 0 | 0 | 0 | 0 | 0 | 0 | 0 | 0 | 0 | 0 | 0 | 0 | 0 | 0 | 0 | 0 | 0 | 0 | 0 | 0 | 0 | 0 | 0 | 0
TAS1 | Pumped Hydro | 0 | 0 | 0 | 0 | 0 | 0 | 0 | 0 | 0 | 0 | 0 | 0 | 0 | 0 | 0 | 0 | 0 | 0 | 0 | 0 | 0 | 0 | 0 | 0 | 0
TAS1 | Pumped Hydro Pump | 0 | 0 | 0 | 0 | 0 | 0 | 0 | 0 | 0 | 0 | 0 | 0 | 0 | 0 | 0 | 0 | 0 | 0 | 0 | 0 | 0 | 0 | 0 | 0 | 0
Total |  | 0.0010833 | 0.0010774 | 0.0010434 | 0.0010659 | 0.0011172 | 0.0010937 | 0.0010757 | 0.0010888 | 0.0011809 | 0.0011225 | 0.001075 | 0.0011584 | 0.0012139 | 0.0011136 | 0.0010169 | 0.0011265 | 0.0013369 | 0.0012196 | 0.00096132 | 0.0011635 | 0.0012798 | 0.0010448 | 0.09126 | 0.12966 | 0.0010708

## Neutral_BaseCase_Build Cost
New generation build cost (CAPEX) by technology ($000s) - QNI Base Case, Neutral Scenario
Real June 2019 dollars discounted to 2019-20. The total capital costs are annualised for modelling purposes, but presented here in the installation year.
Region | Technology | 2020-21 | 2021-22 | 2022-23 | 2023-24 | 2024-25 | 2025-26 | 2026-27 | 2027-28 | 2028-29 | 2029-30 | 2030-31 | 2031-32 | 2032-33 | 2033-34 | 2034-35 | 2035-36 | 2036-37 | 2037-38 | 2038-39 | 2039-40 | 2040-41 | 2041-42 | 2042-43 | 2043-44 | 2044-45
NEM | Black Coal | 0 | 0 | 0 | 0 | 0 | 0 | 0 | 0 | 0 | 0 | 0 | 0 | 0 | 0 | 0 | 0 | 0 | 0 | 0 | 0 | 0 | 0 | 0 | 0 | 0
NEM | Brown Coal | 0 | 0 | 0 | 0 | 0 | 0 | 0 | 0 | 0 | 0 | 0 | 0 | 0 | 0 | 0 | 0 | 0 | 0 | 0 | 0 | 0 | 0 | 0 | 0 | 0
NEM | CCGT | 0.010844 | 0.00037178 | 0.0015164 | 0.00061232 | 0.000444 | 0 | 0 | 0.00010632 | 0.00094241 | 0 | 0.00018608 | 0.0015983 | 0.0016146 | 0 | 4.1502e-05 | 0.030301 | 0.0019485 | 0 | 0.00034241 | 0.0010513 | 0.00027229 | 0 | 0.00054265 | 81530.2248 | 0
NEM | Gas - Steam | 0 | 0 | 0 | 0 | 0 | 0 | 0 | 0 | 0 | 0 | 0 | 0 | 0 | 0 | 0 | 0 | 0 | 0 | 0 | 0 | 0 | 0 | 0 | 0 | 0
NEM | OCGT / Diesel | 0.01302 | 0.001345 | 401636.4108 | 26285.2441 | 0.00039744 | 0.00023997 | 0.00033423 | 0.00029393 | 0.00032666 | 0.00040234 | 0.00029003 | 0.00067725 | 8.6209e-05 | 0.00053051 | 0.00089989 | 364008.6585 | 0.00015086 | 0.00011061 | 0.00046283 | 14072.9053 | 26209.6079 | 334.972 | 0.0012867 | 27862.829 | 1.6457e-05
NEM | Hydro | 0 | 0 | 0 | 0 | 0 | 0 | 0 | 0 | 0 | 0 | 0 | 0 | 0 | 0 | 0 | 0 | 0 | 0 | 0 | 0 | 0 | 0 | 0 | 0 | 0
NEM | Wind | 0.21383 | 0.010825 | 0.014734 | 0.026137 | 0.041951 | 0.051558 | 0.0406 | 586833.2739 | 1521522.9158 | 818271.3912 | 0.078308 | 2393618.0398 | 1244722.1887 | 468661.9435 | 0 | 2280577.5865 | 456215.6452 | 0.16752 | 94528.8668 | 639511.81 | 10881.4496 | 25541.4885 | 20862.3017 | 184978.8223 | 18827.9804
NEM | Solar PV | 0.031693 | 0.012313 | 0.0056545 | 76501.7401 | 0.011975 | 38135.1256 | 39714.682 | 654113.5149 | 790974.8492 | 203898.7142 | 0.0037876 | 868246.1918 | 216254.568 | 0 | 0 | 1113628.9961 | 22855.9579 | 0.00013844 | 0.0027843 | 0.00011434 | 22004.609 | 5.0861e-05 | 0 | 70504.0673 | 3313.3396
NEM | LS Batteries | 0.055493 | 0.0090172 | 0.019357 | 0.0057487 | 0.0024156 | 0.0067695 | 0.0064925 | 0.005164 | 0.0061388 | 0.069323 | 0.0028489 | 0.0093224 | 60602.9344 | 48072.6176 | 0.010289 | 139725.2332 | 0.0030643 | 0.00096105 | 0.0053538 | 8480.4634 | 31964.5707 | 0.00027152 | 1199.6832 | 0.00060394 | 0.0011577
NEM | Pumped Hydro | 0.09797 | 0.012486 | 0.13045 | 34920.3829 | 0.0042541 | 0.0007793 | 0.0044908 | 0.0045367 | 208267.176 | 307461.4171 | 0.0011065 | 664119.4712 | 297728.8759 | 0.00036402 | 158287.2943 | 710804.3765 | 259802.4543 | 19213.8374 | 47688.2542 | 20156.8857 | 28351.6653 | 0 | 6.8345e-06 | 84024.1712 | 2269.3211
NEM | Pumped Hydro Pump | 0 | 0 | 0 | 0 | 0 | 0 | 0 | 0 | 0 | 0 | 0 | 0 | 0 | 0 | 0 | 0 | 0 | 0 | 0 | 0 | 0 | 0 | 0 | 0 | 0
Total |  | 0.42285 | 0.046358 | 401636.5825 | 137707.3996 | 0.061437 | 38135.1849 | 39714.7339 | 1240946.7988 | 2520764.9484 | 1329631.5922 | 0.086527 | 3925983.7144 | 1819308.5687 | 516734.562 | 158287.3055 | 4608744.881 | 738874.0625 | 19214.0061 | 142217.1299 | 682222.0655 | 119411.9028 | 25876.4608 | 22061.9868 | 448900.1152 | 24410.6423
Region | Technology | 2020-21 | 2021-22 | 2022-23 | 2023-24 | 2024-25 | 2025-26 | 2026-27 | 2027-28 | 2028-29 | 2029-30 | 2030-31 | 2031-32 | 2032-33 | 2033-34 | 2034-35 | 2035-36 | 2036-37 | 2037-38 | 2038-39 | 2039-40 | 2040-41 | 2041-42 | 2042-43 | 2043-44 | 2044-45
NSW1 | Black Coal | 0 | 0 | 0 | 0 | 0 | 0 | 0 | 0 | 0 | 0 | 0 | 0 | 0 | 0 | 0 | 0 | 0 | 0 | 0 | 0 | 0 | 0 | 0 | 0 | 0
NSW1 | Brown Coal | 0 | 0 | 0 | 0 | 0 | 0 | 0 | 0 | 0 | 0 | 0 | 0 | 0 | 0 | 0 | 0 | 0 | 0 | 0 | 0 | 0 | 0 | 0 | 0 | 0
NSW1 | CCGT | 0.0017362 | 0 | 0.00057003 | 0.00061232 | 0 | 0 | 0 | 0 | 0.00044843 | 0 | 0 | 0.00045223 | 0.00055662 | 0 | 0 | 0.028108 | 0 | 0 | 0 | 0 | 0 | 0 | 0 | 81530.2246 | 0
NSW1 | Gas - Steam | 0 | 0 | 0 | 0 | 0 | 0 | 0 | 0 | 0 | 0 | 0 | 0 | 0 | 0 | 0 | 0 | 0 | 0 | 0 | 0 | 0 | 0 | 0 | 0 | 0
NSW1 | OCGT / Diesel | 0.0020653 | 0.00011737 | 401636.4072 | 26285.2438 | 0 | 0 | 0 | 0 | 0 | 0 | 0 | 0 | 0 | 0 | 0 | 364008.6584 | 0 | 0 | 0 | 0 | 26209.6079 | 334.972 | 0 | 18120.4802 | 0
NSW1 | Hydro | 0 | 0 | 0 | 0 | 0 | 0 | 0 | 0 | 0 | 0 | 0 | 0 | 0 | 0 | 0 | 0 | 0 | 0 | 0 | 0 | 0 | 0 | 0 | 0 | 0
NSW1 | Wind | 0.046914 | 0.0021295 | 0.0064886 | 0.017218 | 0.016774 | 0.0068304 | 0.0055838 | 0.0022649 | 1041995.5855 | 0.0073552 | 0.00014724 | 1799496.229 | 449430.0974 | 468661.9423 | 0 | 1091215.4013 | 25540.0725 | 0.16688 | 0.00028537 | 526168.4954 | 8156.9221 | 4.6617e-05 | 0 | 0.00027172 | 0.0017837
NSW1 | Solar PV | 0.010066 | 0.0010968 | 0.0041569 | 0.010932 | 0.0042399 | 0.001249 | 0.0027106 | 0.00087861 | 348210.9159 | 5.3289e-05 | 0.0027173 | 831119.519 | 157198.4331 | 0 | 0 | 1108739.0317 | 8657.502 | 0 | 0 | 1.4523e-05 | 7666.7114 | 0 | 0 | 70504.0665 | 3313.3396
NSW1 | LS Batteries | 0.023024 | 0.0050364 | 0.01422 | 0.005292 | 0.0012508 | 0.00089983 | 0.00095704 | 0.0029876 | 0.0040191 | 0.039093 | 0.0013569 | 0.0038394 | 60602.93 | 48072.6167 | 0.0019854 | 139725.2268 | 0.0011277 | 0.0003559 | 0.00054128 | 0.0032689 | 31964.5703 | 0 | 0.00093411 | 0.00030846 | 0.00081722
NSW1 | Pumped Hydro | 0.039429 | 0.004589 | 0.093825 | 34920.3805 | 0.00089122 | 0 | 0 | 0.0012663 | 208267.1576 | 199806.7193 | 0.00045725 | 664119.2705 | 198389.3288 | 0 | 0.0066504 | 278150.9285 | 23966.1897 | 3037.7137 | 0 | 0 | 28351.6652 | 0 | 0 | 74873.2916 | 1410.3516
NSW1 | Pumped Hydro Pump | 0 | 0 | 0 | 0 | 0 | 0 | 0 | 0 | 0 | 0 | 0 | 0 | 0 | 0 | 0 | 0 | 0 | 0 | 0 | 0 | 0 | 0 | 0 | 0 | 0
Total |  | 0.12323 | 0.012969 | 401636.5264 | 61205.6583 | 0.023156 | 0.0089791 | 0.0092514 | 0.0073974 | 1598473.6634 | 199806.7658 | 0.0046786 | 3294735.0229 | 865620.79 | 516734.559 | 0.0086359 | 2981839.2749 | 58163.7654 | 3037.881 | 0.00082665 | 526168.4987 | 102349.477 | 334.972 | 0.00093411 | 245028.0634 | 4723.6937
Region | Technology | 2020-21 | 2021-22 | 2022-23 | 2023-24 | 2024-25 | 2025-26 | 2026-27 | 2027-28 | 2028-29 | 2029-30 | 2030-31 | 2031-32 | 2032-33 | 2033-34 | 2034-35 | 2035-36 | 2036-37 | 2037-38 | 2038-39 | 2039-40 | 2040-41 | 2041-42 | 2042-43 | 2043-44 | 2044-45
QLD1 | Black Coal | 0 | 0 | 0 | 0 | 0 | 0 | 0 | 0 | 0 | 0 | 0 | 0 | 0 | 0 | 0 | 0 | 0 | 0 | 0 | 0 | 0 | 0 | 0 | 0 | 0
QLD1 | Brown Coal | 0 | 0 | 0 | 0 | 0 | 0 | 0 | 0 | 0 | 0 | 0 | 0 | 0 | 0 | 0 | 0 | 0 | 0 | 0 | 0 | 0 | 0 | 0 | 0 | 0
QLD1 | CCGT | 0.0034189 | 0 | 0 | 0 | 0.00028227 | 0 | 0 | 0 | 0 | 0 | 0.00018608 | 0.00022111 | 0.00027682 | 0 | 4.1502e-05 | 0.00024233 | 0.00061318 | 0 | 0.00034241 | 0.00085783 | 0 | 0 | 0 | 0.00014891 | 0
QLD1 | Gas - Steam | 0 | 0 | 0 | 0 | 0 | 0 | 0 | 0 | 0 | 0 | 0 | 0 | 0 | 0 | 0 | 0 | 0 | 0 | 0 | 0 | 0 | 0 | 0 | 0 | 0
QLD1 | OCGT / Diesel | 0.00413 | 0.00020194 | 0.00025127 | 0.00018016 | 0.00026428 | 0.00016001 | 0.00022174 | 0.00019613 | 0.00015495 | 0.00020403 | 0.00015331 | 0.00037364 | 0 | 0.00035632 | 0.00069422 | 0 | 0 | 0 | 3.6985e-05 | 14072.9051 | 0 | 0 | 0 | 9742.3488 | 0
QLD1 | Hydro | 0 | 0 | 0 | 0 | 0 | 0 | 0 | 0 | 0 | 0 | 0 | 0 | 0 | 0 | 0 | 0 | 0 | 0 | 0 | 0 | 0 | 0 | 0 | 0 | 0
QLD1 | Wind | 0.037338 | 0 | 0.00092907 | 0.0012007 | 0.002588 | 0.0041785 | 0.0008967 | 576292.1132 | 379841.993 | 818271.3833 | 0 | 0 | 0 | 0 | 0 | 0 | 235557.9257 | 0.00063518 | 94528.8665 | 113343.3137 | 2724.5273 | 25541.4884 | 20862.3017 | 31092.586 | 0.00070274
QLD1 | Solar PV | 0.0086281 | 0.00010898 | 0.0010505 | 0.00054036 | 0.0014891 | 0.0006151 | 0 | 0.0037098 | 0.0033854 | 0.0080312 | 0 | 0 | 0 | 0 | 0 | 0 | 0.00062542 | 0.00013844 | 0.0027843 | 3.5345e-05 | 0.00095558 | 0 | 0 | 0.00069806 | 9.5672e-06
QLD1 | LS Batteries | 0.012371 | 0.001485 | 0.00099478 | 0.00030197 | 0.00027232 | 0.0040357 | 0.0038023 | 0.00043799 | 0 | 0.019916 | 0 | 0 | 0 | 0.00023438 | 0.0062853 | 0 | 0 | 0 | 4.44e-05 | 8480.4573 | 0 | 0 | 0 | 0 | 0
QLD1 | Pumped Hydro | 0.019727 | 0.0034216 | 0.0041322 | 0.0019621 | 0.0030607 | 0.00034015 | 0.0040329 | 0.0027406 | 0.012595 | 107654.6926 | 0 | 0 | 467.934 | 0 | 158287.278 | 56334.5343 | 201001.9586 | 16176.1237 | 47688.2542 | 17850.1094 | 0 | 0 | 0 | 0 | 0
QLD1 | Pumped Hydro Pump | 0 | 0 | 0 | 0 | 0 | 0 | 0 | 0 | 0 | 0 | 0 | 0 | 0 | 0 | 0 | 0 | 0 | 0 | 0 | 0 | 0 | 0 | 0 | 0 | 0
Total |  | 0.085613 | 0.0052175 | 0.0073578 | 0.0041852 | 0.0079567 | 0.0093294 | 0.0089537 | 576292.1203 | 379842.0091 | 925926.1041 | 0.0003394 | 0.00059475 | 467.9342 | 0.0005907 | 158287.285 | 56334.5346 | 436559.8855 | 16176.1245 | 142217.1239 | 153746.7864 | 2724.5282 | 25541.4884 | 20862.3017 | 40834.9356 | 0.00071231
Region | Technology | 2020-21 | 2021-22 | 2022-23 | 2023-24 | 2024-25 | 2025-26 | 2026-27 | 2027-28 | 2028-29 | 2029-30 | 2030-31 | 2031-32 | 2032-33 | 2033-34 | 2034-35 | 2035-36 | 2036-37 | 2037-38 | 2038-39 | 2039-40 | 2040-41 | 2041-42 | 2042-43 | 2043-44 | 2044-45
VIC1 | Black Coal | 0 | 0 | 0 | 0 | 0 | 0 | 0 | 0 | 0 | 0 | 0 | 0 | 0 | 0 | 0 | 0 | 0 | 0 | 0 | 0 | 0 | 0 | 0 | 0 | 0
VIC1 | Brown Coal | 0 | 0 | 0 | 0 | 0 | 0 | 0 | 0 | 0 | 0 | 0 | 0 | 0 | 0 | 0 | 0 | 0 | 0 | 0 | 0 | 0 | 0 | 0 | 0 | 0
VIC1 | CCGT | 0.0019871 | 0 | 0.00094641 | 0 | 0 | 0 | 0 | 0 | 0.00014523 | 0 | 0 | 0.00050914 | 0.00049601 | 0 | 0 | 0.0014937 | 0.0010794 | 0 | 0 | 0 | 0.0002332 | 0 | 0.00054265 | 0 | 0
VIC1 | Gas - Steam | 0 | 0 | 0 | 0 | 0 | 0 | 0 | 0 | 0 | 0 | 0 | 0 | 0 | 0 | 0 | 0 | 0 | 0 | 0 | 0 | 0 | 0 | 0 | 0 | 0
VIC1 | OCGT / Diesel | 0.0026494 | 0 | 0.0032572 | 0 | 0 | 0 | 0 | 0 | 0 | 0 | 0 | 0 | 0 | 0 | 0 | 0 | 0 | 0 | 0.00034907 | 0 | 0 | 0 | 0.0012464 | 0 | 0
VIC1 | Hydro | 0 | 0 | 0 | 0 | 0 | 0 | 0 | 0 | 0 | 0 | 0 | 0 | 0 | 0 | 0 | 0 | 0 | 0 | 0 | 0 | 0 | 0 | 0 | 0 | 0
VIC1 | Wind | 0.020341 | 0.00021452 | 0.005398 | 0.0051347 | 0.0016022 | 0.026943 | 0.012145 | 0.010176 | 0.099606 | 0.00053416 | 0 | 0.0017086 | 775466.1839 | 0 | 0 | 652353.0699 | 190876.1627 | 0 | 0 | 0 | 0 | 0 | 0 | 109487.5198 | 16179.1971
VIC1 | Solar PV | 0.0012686 | 0 | 0 | 76501.7286 | 0 | 38135.1093 | 39714.6737 | 654113.3049 | 7071.5287 | 203898.7062 | 0 | 0 | 6837.8044 | 0 | 0 | 4889.9644 | 0 | 0 | 0 | 0 | 0 | 0 | 0 | 0 | 0
VIC1 | LS Batteries | 0.0074448 | 0 | 0.003829 | 0 | 0 | 0 | 0 | 0 | 0.0021197 | 0.0044084 | 0 | 0.0019876 | 0.0040317 | 0 | 0 | 0.0015099 | 0.00065248 | 0.00057435 | 0.0044628 | 0 | 0 | 0 | 1199.6815 | 0 | 0
VIC1 | Pumped Hydro | 0.015328 | 0 | 0.032019 | 0 | 0 | 0 | 0 | 0 | 0 | 0 | 0 | 0.178 | 98871.6129 | 0 | 0 | 339930.5087 | 0 | 0 | 0 | 0 | 0 | 0 | 0 | 0 | 0
VIC1 | Pumped Hydro Pump | 0 | 0 | 0 | 0 | 0 | 0 | 0 | 0 | 0 | 0 | 0 | 0 | 0 | 0 | 0 | 0 | 0 | 0 | 0 | 0 | 0 | 0 | 0 | 0 | 0
Total |  | 0.04902 | 0.00021452 | 0.04545 | 76501.7338 | 0.0016022 | 38135.1362 | 39714.6858 | 654113.3151 | 7071.6305 | 203898.7111 | 0 | 0.1822 | 881175.6058 | 0 | 0 | 997173.546 | 190876.1645 | 0.00057435 | 0.0048118 | 0 | 0.0002332 | 0 | 1199.6832 | 109487.5198 | 16179.1971
Region | Technology | 2020-21 | 2021-22 | 2022-23 | 2023-24 | 2024-25 | 2025-26 | 2026-27 | 2027-28 | 2028-29 | 2029-30 | 2030-31 | 2031-32 | 2032-33 | 2033-34 | 2034-35 | 2035-36 | 2036-37 | 2037-38 | 2038-39 | 2039-40 | 2040-41 | 2041-42 | 2042-43 | 2043-44 | 2044-45
SA1 | Black Coal | 0 | 0 | 0 | 0 | 0 | 0 | 0 | 0 | 0 | 0 | 0 | 0 | 0 | 0 | 0 | 0 | 0 | 0 | 0 | 0 | 0 | 0 | 0 | 0 | 0
SA1 | Brown Coal | 0 | 0 | 0 | 0 | 0 | 0 | 0 | 0 | 0 | 0 | 0 | 0 | 0 | 0 | 0 | 0 | 0 | 0 | 0 | 0 | 0 | 0 | 0 | 0 | 0
SA1 | CCGT | 0.0021481 | 0.00037178 | 0 | 0 | 0 | 0 | 0 | 0.00010632 | 0.00023934 | 0 | 0 | 0.00033364 | 0.00020839 | 0 | 0 | 0.00036181 | 0.00015439 | 0 | 0 | 0.00013159 | 3.9089e-05 | 0 | 0 | 2.5863e-05 | 0
SA1 | Gas - Steam | 0 | 0 | 0 | 0 | 0 | 0 | 0 | 0 | 0 | 0 | 0 | 0 | 0 | 0 | 0 | 0 | 0 | 0 | 0 | 0 | 0 | 0 | 0 | 0 | 0
SA1 | OCGT / Diesel | 0.0021148 | 0.00092147 | 0 | 0 | 0 | 0 | 0 | 0 | 8.6164e-05 | 9.9636e-05 | 6.8067e-05 | 0.00020332 | 0 | 0.00011307 | 0.00013177 | 0 | 6.7559e-05 | 6.0622e-05 | 4.5272e-05 | 6.3598e-05 | 3.8781e-05 | 4.493e-05 | 1.804e-05 | 1.7498e-05 | 7.5148e-06
SA1 | Hydro | 0 | 0 | 0 | 0 | 0 | 0 | 0 | 0 | 0 | 0 | 0 | 0 | 0 | 0 | 0 | 0 | 0 | 0 | 0 | 0 | 0 | 0 | 0 | 0 | 0
SA1 | Wind | 0.073178 | 0.0081829 | 0.00055175 | 0 | 0.0090261 | 0.0029631 | 0.018506 | 10541.132 | 0.29823 | 0 | 0.07816 | 458963.3808 | 0.051252 | 0.0011869 | 0 | 525528.2513 | 0.020494 | 0 | 0 | 0.00039678 | 0.00014949 | 0 | 2.7002e-05 | 40390.8166 | 2648.7808
SA1 | Solar PV | 0.011731 | 0.011107 | 0.00044709 | 0 | 0.0062456 | 0.014399 | 0.0055702 | 0.20538 | 435692.4013 | 0 | 0.0010704 | 37126.6728 | 52218.3304 | 0 | 0 | 7.3317e-05 | 14198.4552 | 0 | 0 | 6.4473e-05 | 14337.8966 | 5.0861e-05 | 0 | 0.00011744 | 2.0414e-05
SA1 | LS Batteries | 0.0066905 | 0.0020059 | 0 | 0 | 0.00015989 | 0.0010032 | 0.00083505 | 0.0012272 | 0 | 0.0040429 | 0.00085791 | 0.0029266 | 0 | 0.00023575 | 0.0016322 | 0.0030053 | 0.00076944 | 0 | 0 | 0.0021588 | 0.00010856 | 0 | 0.00057575 | 0.00022309 | 0.00023328
SA1 | Pumped Hydro | 0.015199 | 0.0038988 | 0 | 0 | 0 | 0 | 0 | 0.00015673 | 0.0053635 | 0.0045702 | 0.00025583 | 0.021373 | 0 | 0 | 0.0093186 | 36388.4041 | 34834.3051 | 0 | 0 | 2306.7758 | 0 | 0 | 0 | 9150.8794 | 858.9696
SA1 | Pumped Hydro Pump | 0 | 0 | 0 | 0 | 0 | 0 | 0 | 0 | 0 | 0 | 0 | 0 | 0 | 0 | 0 | 0 | 0 | 0 | 0 | 0 | 0 | 0 | 0 | 0 | 0
Total |  | 0.11106 | 0.026488 | 0.00099884 | 0 | 0.015432 | 0.018365 | 0.024911 | 10541.3388 | 435692.7052 | 0.0087128 | 0.080412 | 496090.0785 | 52218.3819 | 0.0015357 | 0.011082 | 561916.6588 | 49032.7818 | 6.0622e-05 | 4.5272e-05 | 2306.7786 | 14337.897 | 9.5792e-05 | 0.00062079 | 49541.6963 | 3507.7506
Region | Technology | 2020-21 | 2021-22 | 2022-23 | 2023-24 | 2024-25 | 2025-26 | 2026-27 | 2027-28 | 2028-29 | 2029-30 | 2030-31 | 2031-32 | 2032-33 | 2033-34 | 2034-35 | 2035-36 | 2036-37 | 2037-38 | 2038-39 | 2039-40 | 2040-41 | 2041-42 | 2042-43 | 2043-44 | 2044-45
TAS1 | Black Coal | 0 | 0 | 0 | 0 | 0 | 0 | 0 | 0 | 0 | 0 | 0 | 0 | 0 | 0 | 0 | 0 | 0 | 0 | 0 | 0 | 0 | 0 | 0 | 0 | 0
TAS1 | Brown Coal | 0 | 0 | 0 | 0 | 0 | 0 | 0 | 0 | 0 | 0 | 0 | 0 | 0 | 0 | 0 | 0 | 0 | 0 | 0 | 0 | 0 | 0 | 0 | 0 | 0
TAS1 | CCGT | 0.001554 | 0 | 0 | 0 | 0.00016173 | 0 | 0 | 0 | 0.00010943 | 0 | 0 | 8.217e-05 | 7.6787e-05 | 0 | 0 | 9.5469e-05 | 0.00010149 | 0 | 0 | 6.1875e-05 | 0 | 0 | 0 | 2.4436e-05 | 0
TAS1 | Gas - Steam | 0 | 0 | 0 | 0 | 0 | 0 | 0 | 0 | 0 | 0 | 0 | 0 | 0 | 0 | 0 | 0 | 0 | 0 | 0 | 0 | 0 | 0 | 0 | 0 | 0
TAS1 | OCGT / Diesel | 0.0020605 | 0.00010419 | 0.00012154 | 9.264e-05 | 0.00013316 | 7.9963e-05 | 0.00011249 | 9.7806e-05 | 8.5544e-05 | 9.867e-05 | 6.8653e-05 | 0.00010029 | 8.6209e-05 | 6.1121e-05 | 7.3907e-05 | 6.735e-05 | 8.3304e-05 | 4.999e-05 | 3.1505e-05 | 5.8725e-05 | 4.5617e-05 | 2.1766e-05 | 2.2286e-05 | 1.951e-05 | 8.9417e-06
TAS1 | Hydro | 0 | 0 | 0 | 0 | 0 | 0 | 0 | 0 | 0 | 0 | 0 | 0 | 0 | 0 | 0 | 0 | 0 | 0 | 0 | 0 | 0 | 0 | 0 | 0 | 0
TAS1 | Wind | 0.036054 | 0.00029855 | 0.0013663 | 0.0025841 | 0.011961 | 0.010643 | 0.0034683 | 0.016245 | 99684.9395 | 0 | 0 | 135158.4282 | 19825.8561 | 0 | 0 | 11480.864 | 4241.4637 | 0 | 0 | 0.00048438 | 0 | 0 | 0 | 4007.8997 | 0
TAS1 | Solar PV | 0 | 0 | 0 | 0 | 0 | 0 | 0 | 0 | 0 | 0 | 0 | 0 | 0 | 0 | 0 | 0 | 0 | 0 | 0 | 0 | 0 | 0 | 0 | 0 | 0
TAS1 | LS Batteries | 0.0059623 | 0.00048996 | 0.00031291 | 0.00015476 | 0.00073258 | 0.00083076 | 0.00089811 | 0.00051121 | 0 | 0.0018629 | 0.00063416 | 0.00056871 | 0.00036619 | 0.00041861 | 0.00038638 | 0.0018492 | 0.0005147 | 3.08e-05 | 0.00030538 | 0.00063117 | 0.00024324 | 0.00027152 | 0.00023864 | 7.239e-05 | 0.00010717
TAS1 | Pumped Hydro | 0.008287 | 0.00057654 | 0.0004713 | 0.00044466 | 0.00030213 | 0.00043915 | 0.00045783 | 0.00037307 | 0.00044039 | 0.00057142 | 0.00039342 | 0.0013503 | 0.00016489 | 0.00036402 | 0.0003179 | 0.00084386 | 0.00092262 | 0 | 0 | 0.00048338 | 0.00010944 | 0 | 6.8345e-06 | 0.00026349 | 1.1986e-05
TAS1 | Pumped Hydro Pump | 0 | 0 | 0 | 0 | 0 | 0 | 0 | 0 | 0 | 0 | 0 | 0 | 0 | 0 | 0 | 0 | 0 | 0 | 0 | 0 | 0 | 0 | 0 | 0 | 0
Total |  | 0.053918 | 0.0014692 | 0.002272 | 0.0032762 | 0.01329 | 0.011992 | 0.0049367 | 0.017227 | 99684.9401 | 0.002533 | 0.0010962 | 135158.4303 | 19825.8568 | 0.00084376 | 0.00077819 | 11480.8668 | 4241.4653 | 8.079e-05 | 0.00033689 | 0.0017195 | 0.00039829 | 0.00029328 | 0.00026776 | 4007.9001 | 0.0001281

## Neutral_BaseCase_REZ Tx Cost
REZ transmission expansion cost by region ($000s) - QNI Base Case, Neutral Scenario
Real June 2019 dollars discounted to 2019-20
Region | Aggregation | 2020-21 | 2021-22 | 2022-23 | 2023-24 | 2024-25 | 2025-26 | 2026-27 | 2027-28 | 2028-29 | 2029-30 | 2030-31 | 2031-32 | 2032-33 | 2033-34 | 2034-35 | 2035-36 | 2036-37 | 2037-38 | 2038-39 | 2039-40 | 2040-41 | 2041-42 | 2042-43 | 2043-44 | 2044-45
NSW1 | Transmission | 0.0035585 | 0.00017718 | 0.00057417 | 0.001839 | 0.000241 | 0.00030424 | 0.00028857 | 5.9015e-05 | 91940.3288 | 9.713e-05 | 8.2595e-05 | 380785.4593 | 98848.524 | 64295.6164 | 0 | 440562.0038 | 2714.8591 | 0 | 0 | 74677.5505 | 5.9496e-05 | 0 | 0 | 24094.9237 | 1221.8253
QLD1 | Transmission | 0.0066832 | 0.00017367 | 0.00038717 | 0.00045809 | 0.00050854 | 0.00069808 | 0.00045404 | 0.0019526 | 0.0012893 | 0.0041775 | 0 | 0 | 0 | 0 | 0 | 0 | 0.0025335 | 0.00024792 | 0.00093894 | 0.0029774 | 0.00012924 | 0.0018872 | 13636.6894 | 7939.2233 | 0
VIC1 | Transmission | 0.0010966 | 0 | 0 | 0 | 0 | 0 | 0 | 0 | 0 | 0 | 0 | 0 | 3730.1003 | 0 | 0 | 30432.2679 | 3.5081e-06 | 0 | 0 | 0 | 0 | 0 | 0 | 2080.0865 | 1093.5776
SA1 | Transmission | 0.0038938 | 0.00086191 | 0.00019885 | 0 | 0.00069089 | 0.00036486 | 0.00076097 | 0.00036962 | 0.0021925 | 2.3543e-05 | 0.00029612 | 0.0013268 | 0.00098873 | 0 | 0 | 63147.5655 | 0.0015989 | 0 | 0 | 0.00015055 | 0.00026726 | 3.0901e-05 | 5.5912e-06 | 9343.8296 | 4.5381e-05
TAS1 | Transmission | 0.0008546 | 4.6253e-05 | 6.1625e-05 | 5.7411e-05 | 0.00017216 | 0.00022758 | 3.5929e-05 | 5.0765e-05 | 0.00026335 | 0 | 0 | 0.00010642 | 0.00016156 | 0 | 0 | 0.00015972 | 0.00013166 | 0 | 0 | 5.4337e-05 | 0 | 0 | 0 | 2.8089e-05 | 0
Total |  | 0.016087 | 0.001259 | 0.0012218 | 0.0023545 | 0.0016126 | 0.0015948 | 0.0015395 | 0.002432 | 91940.3325 | 0.0042982 | 0.00037872 | 380785.4607 | 102578.6254 | 64295.6164 | 0 | 534141.8374 | 2714.8634 | 0.00024792 | 0.00093894 | 74677.5537 | 0.000456 | 0.0019181 | 13636.6894 | 43458.0631 | 2315.4029

## Neutral_BaseCase_USE+DSP Cost
USE and DSP cost by region ($000s) - QNI Base Case, Neutral Scenario
Real June 2019 dollars discounted to 2019-20
Region | Aggregation | 2020-21 | 2021-22 | 2022-23 | 2023-24 | 2024-25 | 2025-26 | 2026-27 | 2027-28 | 2028-29 | 2029-30 | 2030-31 | 2031-32 | 2032-33 | 2033-34 | 2034-35 | 2035-36 | 2036-37 | 2037-38 | 2038-39 | 2039-40 | 2040-41 | 2041-42 | 2042-43 | 2043-44 | 2044-45
NSW1 | USE / DSP | 0.0025327 | 0.0025202 | 11534.5771 | 35669.1825 | 115442.7096 | 0.002567 | 1.9161 | 10.4773 | 11975.7088 | 32640.9369 | 4354.9887 | 4934.9887 | 5660.4444 | 12759.3602 | 794.2778 | 61440.9986 | 0.0028642 | 38.4278 | 167.4542 | 266.376 | 9973.9522 | 15131.9669 | 1280.4258 | 28110.2353 | 0.0028258
QLD1 | USE / DSP | 0.0012471 | 0.0012408 | 0.0012406 | 0.0012437 | 0.0012457 | 0.001244 | 0.0012409 | 0.0012472 | 0.0012427 | 0.001234 | 0.0012469 | 9.9577 | 8.5503 | 308.8102 | 1752.1469 | 805.8968 | 7.2232 | 0.0013079 | 0.001324 | 13108.673 | 1456.3571 | 1313.1765 | 2567.6279 | 10869.752 | 0.0013137
VIC1 | USE / DSP | 1505.3101 | 0.00063356 | 73424.3351 | 29389.7861 | 15.8834 | 0.00064511 | 0.0006424 | 0.00064937 | 0.00066467 | 0.00065945 | 0.0006526 | 38.6157 | 1118.602 | 16.7874 | 64.9739 | 0.00070842 | 0.00071795 | 0.00071314 | 3012.8041 | 13.996 | 18.4156 | 13.0173 | 9676.7599 | 0.00071587 | 0.00070789
SA1 | USE / DSP | 0.00065073 | 8045.7348 | 20.6685 | 4.7785 | 0.0006506 | 0.00065156 | 0.00064816 | 0.00065555 | 0.00066853 | 0.00066396 | 0.00065729 | 4.37 | 0.00068966 | 4.6641 | 6.515 | 0.00068581 | 0.000691 | 0.00068601 | 0.00067288 | 0.00068678 | 0.00068824 | 0.00069252 | 0.00066788 | 0.00067844 | 0.00067199
TAS1 | USE / DSP | 0.00063634 | 0.00063554 | 0.0006324 | 0.00063652 | 0.00063948 | 0.00063784 | 0.00063745 | 0.00064074 | 0.00064966 | 0.00064382 | 0.00063694 | 0.00065007 | 0.00065713 | 0.00064429 | 0.00062963 | 0.00064596 | 0.00067252 | 0.00065958 | 0.00061075 | 0.00065031 | 0.00067204 | 0.00063366 | 0.00061169 | 0.0006438 | 0.00063863
Total |  | 1505.3152 | 8045.7399 | 84979.5825 | 65063.7489 | 115458.5956 | 0.0057456 | 1.9193 | 10.4805 | 11975.712 | 32640.9401 | 4354.9919 | 4987.9327 | 6787.5981 | 13089.6225 | 2617.9142 | 62246.8975 | 7.2281 | 38.4311 | 3180.2609 | 13389.0464 | 11448.7263 | 16458.162 | 13524.8148 | 38979.9894 | 0.006158

## Neutral_Option1A_CF
Capacity factor by technology (%) - QNI Option1A, Neutral Scenario
This block has been intentionally left blank.
Region | Technology | 2020-21 | 2021-22 | 2022-23 | 2023-24 | 2024-25 | 2025-26 | 2026-27 | 2027-28 | 2028-29 | 2029-30 | 2030-31 | 2031-32 | 2032-33 | 2033-34 | 2034-35 | 2035-36 | 2036-37 | 2037-38 | 2038-39 | 2039-40 | 2040-41 | 2041-42 | 2042-43 | 2043-44 | 2044-45
NSW1 | Black Coal | 53.91% | 54.29% | 60.88% | 63.49% | 66.84% | 66.57% | 62.85% | 67.9% | 65.91% | 69.82% | 69.82% | 73.33% | 73.33% | 73.33% | 73.33% | 70% | 70% | 70% | 64.46% | 46.01% | 70% | 70% | 63.46% | 0% | 0%
NSW1 | Brown Coal | bar: 2020-21 to 2044-45
NSW1 | CCGT | 0.08695% | 0.04483% | 0.5813% | 1.589% | 3.15% | 0.1452% | 0.2029% | 0.5698% | 1.748% | 1.21% | 1.006% | 21.52% | 30.99% | 25.71% | 10.61% | 43.95% | 50.79% | 47.01% | 41.93% | 43.95% | 41.15% | 41.09% | 36.36% | 65.59% | 65.97%
NSW1 | Gas - Steam | bar: 2020-21 to 2044-45
NSW1 | OCGT / Diesel | 2.105e-08% | 0.001416% | 0.09085% | 0.1004% | 0.1082% | 0.003702% | 2.195e-08% | 0.01785% | 0.03255% | 0.0215% | 0.02334% | 0.1598% | 0.3305% | 0.7528% | 0.9038% | 2.671% | 4.582% | 5.785% | 6.955% | 5.553% | 4.235% | 5.842% | 3.778% | 5.394% | 4.963%
NSW1 | Hydro | 11.79% | 11.87% | 12.51% | 12.82% | 12.95% | 11.2% | 11.24% | 11.56% | 12.83% | 12.82% | 12.91% | 15.15% | 15.58% | 16.66% | 17.24% | 17.29% | 15.96% | 16.97% | 18.59% | 18.12% | 16.58% | 18.27% | 18.69% | 17.7% | 17.71%
NSW1 | Wind | 30.92% | 33.26% | 36.74% | 35.91% | 35.66% | 37.03% | 38.79% | 32.6% | 33.24% | 35.24% | 38.79% | 37.73% | 42.24% | 42.63% | 44.17% | 30.93% | 28.22% | 29.02% | 30.52% | 31.38% | 33.31% | 35.79% | 37.42% | 29.02% | 26.52%
NSW1 | Solar PV | 27.02% | 28.44% | 28.78% | 28.97% | 27.9% | 26.34% | 28.85% | 25.89% | 27.14% | 28.71% | 29.27% | 29.78% | 28.97% | 27.96% | 30.28% | 27.75% | 28.26% | 30% | 30.67% | 30.13% | 29.29% | 28.48% | 30.7% | 27.53% | 27.99%
NSW1 | LS Batteries | 0% | 0% | 0% | 0% | 0% | 0% | 0% | 0% | 0% | 0% | 0% | 0% | 8.638% | 8.771% | 8.983% | 8.416% | 8.222% | 8.558% | 8.54% | 8.514% | 8.417% | 8.241% | 8.635% | 8.436% | 8.648%
NSW1 | Pumped Hydro | 1.005% | 1.807% | 3.193% | 3.807% | 4.438% | 4.413% | 4.028% | 6.422% | 15.77% | 21.25% | 21.39% | 26.04% | 23.9% | 24.28% | 25.74% | 25.62% | 23.83% | 25.18% | 25.66% | 26.27% | 24.19% | 24.52% | 26.2% | 24.72% | 24.31%
Region | Technology | 2020-21 | 2021-22 | 2022-23 | 2023-24 | 2024-25 | 2025-26 | 2026-27 | 2027-28 | 2028-29 | 2029-30 | 2030-31 | 2031-32 | 2032-33 | 2033-34 | 2034-35 | 2035-36 | 2036-37 | 2037-38 | 2038-39 | 2039-40 | 2040-41 | 2041-42 | 2042-43 | 2043-44 | 2044-45
QLD1 | Black Coal | 67.47% | 60.51% | 59.19% | 61.22% | 63.67% | 63.48% | 61.98% | 62.69% | 60.86% | 66.01% | 65.08% | 65.57% | 67.5% | 65.43% | 64.99% | 66.59% | 71.34% | 68.51% | 68.48% | 69.31% | 71.93% | 68.03% | 65.31% | 68.55% | 69.69%
QLD1 | Brown Coal | bar: 2020-21 to 2044-45
QLD1 | CCGT | 32.2% | 31.83% | 32.01% | 32.63% | 32.66% | 32.04% | 32.5% | 32.33% | 32.51% | 32.96% | 33.06% | 35.81% | 38.49% | 38.14% | 35.12% | 41.95% | 49.11% | 48.29% | 50.41% | 48.97% | 50.49% | 49.53% | 47.33% | 48.49% | 50.2%
QLD1 | Gas - Steam | bar: 2020-21 to 2044-45
QLD1 | OCGT / Diesel | 3.179e-08% | 3.41e-08% | 0.01705% | 0.007242% | 0.01316% | 0.002148% | 0.01205% | 0.006152% | 4.173e-08% | 0.01578% | 0.006382% | 0.07821% | 0.0715% | 0.09452% | 0.07926% | 0.12% | 0.8048% | 1.806% | 3.726% | 3.029% | 2.879% | 3.678% | 3.907% | 3.561% | 2.247%
QLD1 | Hydro | 53.07% | 53.01% | 52.98% | 53.1% | 53.02% | 53% | 53.01% | 53.15% | 53% | 53.01% | 52.95% | 53.15% | 52.84% | 52.97% | 52.98% | 53.09% | 52.39% | 52.91% | 52.92% | 52.78% | 53.03% | 52.67% | 52.46% | 53% | 52.54%
QLD1 | Wind | 39.84% | 37.21% | 36.36% | 33.89% | 30.21% | 36.24% | 33.92% | 38.91% | 37.97% | 41.74% | 37.21% | 35.52% | 32.73% | 36.42% | 33.87% | 38.59% | 37.91% | 38.55% | 37.58% | 36.1% | 33.68% | 37.78% | 35.48% | 39.14% | 37.15%
QLD1 | Solar PV | 28.44% | 28.8% | 29.93% | 29.97% | 28.76% | 28.04% | 29.83% | 25.04% | 27.6% | 28.4% | 29.78% | 29.79% | 28.55% | 27.75% | 29.59% | 24.96% | 27.74% | 28.67% | 29.96% | 30% | 28.86% | 28.1% | 30.18% | 25.03% | 27.54%
QLD1 | LS Batteries | 4.902% | 7.293% | 8.279% | 8.419% | 8.559% | 8.333% | 9.283% | 11.27% | 13.62% | 16.12% | 9.846% | 10.1% | 9.662% | 9.809% | 9.746% | 8.895% | 8.264% | 8.544% | 8.56% | 8.478% | 8.282% | 8.151% | 8.472% | 7.906% | 8.461%
QLD1 | Pumped Hydro | 1.716% | 5.051% | 7.906% | 8.703% | 10.49% | 9.496% | 11.33% | 10.01% | 12.48% | 18.38% | 16.71% | 17.7% | 18.29% | 18.1% | 19.59% | 20.11% | 21.11% | 21.55% | 21.8% | 21.96% | 21.77% | 21.59% | 22.02% | 21.61% | 21.98%
Region | Technology | 2020-21 | 2021-22 | 2022-23 | 2023-24 | 2024-25 | 2025-26 | 2026-27 | 2027-28 | 2028-29 | 2029-30 | 2030-31 | 2031-32 | 2032-33 | 2033-34 | 2034-35 | 2035-36 | 2036-37 | 2037-38 | 2038-39 | 2039-40 | 2040-41 | 2041-42 | 2042-43 | 2043-44 | 2044-45
VIC1 | Black Coal | bar: 2020-21 to 2044-45
VIC1 | Brown Coal | 84.63% | 83.46% | 83.06% | 85.53% | 84.33% | 85.53% | 85.89% | 85.89% | 85.53% | 82.97% | 84.97% | 83.82% | 86.85% | 87.99% | 86.49% | 85.71% | 84.29% | 83.14% | 83.04% | 84.08% | 83.81% | 84.14% | 81.67% | 82.45% | 83.8%
VIC1 | CCGT | bar: 2020-21 to 2044-45
VIC1 | Gas - Steam | 0.2104% | 0.9293% | 0.864% | 0.6123% | 0.7788% | 0.5534% | 0.1233% | 0.2024% | 0.2385% | 0.5105% | 0.4426% | 0% | 0% | 0% | 0% | 0% | 0% | 0% | 0% | 0% | 0% | 0% | 0% | 0% | 0%
VIC1 | OCGT / Diesel | 0.1034% | 0.1622% | 0.3417% | 0.1315% | 0.08978% | 0.1006% | 0.01059% | 0.04796% | 0.02549% | 0.07541% | 0.06935% | 0.5058% | 0.8099% | 1.858% | 1.413% | 4.986% | 8.345% | 9.597% | 9.169% | 9.26% | 8.844% | 10.54% | 4.97% | 11.19% | 9.406%
VIC1 | Hydro | 18.07% | 18.14% | 18.01% | 18.08% | 18.11% | 18.28% | 18.42% | 18.25% | 18.08% | 18.12% | 18.03% | 18.09% | 18.09% | 18.08% | 18.06% | 18.08% | 18.02% | 18.06% | 18.02% | 18.07% | 18.06% | 18.06% | 18.06% | 18.09% | 18.04%
VIC1 | Wind | 33.6% | 32.68% | 36.74% | 32.48% | 32.17% | 34.07% | 35.75% | 32.26% | 34.42% | 33.41% | 36.89% | 31.65% | 32.4% | 33.53% | 34.96% | 31.69% | 32.19% | 31.19% | 34.82% | 31.26% | 31.92% | 32.57% | 34.54% | 31.21% | 31.52%
VIC1 | Solar PV | 26.39% | 26.83% | 26.69% | 27.97% | 26.73% | 25.47% | 27.24% | 26.55% | 27.55% | 28.24% | 28.14% | 29.23% | 27.63% | 26.84% | 28.22% | 26.67% | 27.69% | 28.19% | 28.08% | 29.21% | 27.6% | 26.88% | 28.22% | 26.65% | 27.61%
VIC1 | LS Batteries | 4.718% | 5.21% | 5.918% | 5.604% | 6.882% | 8.262% | 4.737% | 7.644% | 7.863% | 8.015% | 7.082% | 6.532% | 5.73% | 5.995% | 6.521% | 5.538% | 5.38% | 6.071% | 5.901% | 5.881% | 5.549% | 5.069% | 6.465% | 6.186% | 6.389%
VIC1 | Pumped Hydro | 0% | 0% | 0% | 0% | 0% | 0% | 0% | 0% | 0% | 0% | 0% | 26.03% | 23.16% | 23.79% | 25.14% | 22.3% | 21.45% | 22.6% | 22.26% | 23.03% | 22.09% | 21.91% | 23.63% | 22.49% | 22.21%
Region | Technology | 2020-21 | 2021-22 | 2022-23 | 2023-24 | 2024-25 | 2025-26 | 2026-27 | 2027-28 | 2028-29 | 2029-30 | 2030-31 | 2031-32 | 2032-33 | 2033-34 | 2034-35 | 2035-36 | 2036-37 | 2037-38 | 2038-39 | 2039-40 | 2040-41 | 2041-42 | 2042-43 | 2043-44 | 2044-45
SA1 | Black Coal | bar: 2020-21 to 2044-45
SA1 | Brown Coal | bar: 2020-21 to 2044-45
SA1 | CCGT | 15.28% | 17.21% | 16.5% | 4.765% | 8.915% | 6.901% | 3.082% | 4.018% | 18.72% | 8.928% | 4.237% | 28.49% | 38.43% | 33.15% | 16.43% | 40.2% | 44.7% | 41.1% | 35.77% | 40.23% | 42.02% | 39.57% | 32.89% | 39.22% | 36.94%
SA1 | Gas - Steam | 0.5547% | 1.338% | 1.48% | 0.4325% | 0.398% | 0.2581% | 0.1633% | 0.2148% | 0.1431% | 0.356% | 0.3781% | 1.604% | 1.767% | 4.324% | 2.429% | 5.456% | 6.393% | 8.298% | 8.17% | 9.421% | 8.3% | 11.68% | 6.691% | 9.061% | 7.989%
SA1 | OCGT / Diesel | 0.6055% | 0.8929% | 0.9307% | 0.2764% | 0.3901% | 0.2411% | 0.1097% | 0.1494% | 0.1377% | 0.2073% | 0.2124% | 1.396% | 3.544% | 3.476% | 1.415% | 5.74% | 6.261% | 5.745% | 5.544% | 6.264% | 6.206% | 7.05% | 5.025% | 5.264% | 5%
SA1 | Hydro | bar: 2020-21 to 2044-45
SA1 | Wind | 32.97% | 33.55% | 35.61% | 32.75% | 32.86% | 31.65% | 36.06% | 33.31% | 32.6% | 32.52% | 35.07% | 30.5% | 30.5% | 28.99% | 32.22% | 30.86% | 30.41% | 30.31% | 31.93% | 27.98% | 27.63% | 26.44% | 29.47% | 29.65% | 29.39%
SA1 | Solar PV | 28.8% | 28.98% | 29.15% | 29.62% | 28.26% | 27.25% | 28.39% | 27.44% | 30.03% | 29.72% | 31.56% | 31.66% | 29.88% | 29.96% | 30.51% | 29.53% | 30.29% | 30.39% | 31.15% | 31.37% | 29.52% | 29.71% | 30.1% | 29.27% | 29.94%
SA1 | LS Batteries | 5.603% | 5.669% | 5.956% | 5.322% | 5.98% | 6.385% | 4.728% | 6.365% | 6.355% | 6.532% | 5.79% | 5.387% | 4.972% | 5.041% | 5.444% | 5.031% | 4.941% | 5.403% | 5.248% | 5.234% | 5.218% | 4.891% | 5.548% | 4.905% | 5.234%
SA1 | Pumped Hydro | 0% | 0% | 0% | 0% | 0% | 0% | 0% | 0% | 0% | 0% | 0% | 0% | 0% | 0% | 0% | 23.82% | 23.15% | 23.82% | 23.42% | 23.98% | 23.71% | 23.09% | 24.27% | 22.62% | 22.86%
Region | Technology | 2020-21 | 2021-22 | 2022-23 | 2023-24 | 2024-25 | 2025-26 | 2026-27 | 2027-28 | 2028-29 | 2029-30 | 2030-31 | 2031-32 | 2032-33 | 2033-34 | 2034-35 | 2035-36 | 2036-37 | 2037-38 | 2038-39 | 2039-40 | 2040-41 | 2041-42 | 2042-43 | 2043-44 | 2044-45
TAS1 | Black Coal | bar: 2020-21 to 2044-45
TAS1 | Brown Coal | bar: 2020-21 to 2044-45
TAS1 | CCGT | 1.799e-07% | 1.952e-07% | 1.935e-07% | 2.058e-07% | 2.321e-07% | 2.312e-07% | 2.315e-07% | 2.434e-07% | 2.696e-07% | 2.679e-07% | 2.65e-07% | 2.935e-07% | 3.225e-07% | 3.183e-07% | 3.139e-07% | 3.662e-07% | 4.376e-07% | 4.301e-07% | 3.989e-07% | 4.797e-07% | 5.094e-07% | 4.818e-07% | 4.689e-07% | 5.669e-07% | 5.725e-07%
TAS1 | Gas - Steam | bar: 2020-21 to 2044-45
TAS1 | OCGT / Diesel | 1.372e-07% | 1.537e-07% | 1.466e-07% | 1.58e-07% | 1.77e-07% | 1.734e-07% | 1.717e-07% | 1.81e-07% | 2.008e-07% | 1.969e-07% | 1.909e-07% | 2.115e-07% | 2.395e-07% | 2.327e-07% | 2.254e-07% | 2.686e-07% | 3.517e-07% | 3.312e-07% | 2.487e-07% | 3.415e-07% | 4.346e-07% | 3.472e-07% | 0.0001474% | 0.0002099% | 4.276e-07%
TAS1 | Hydro | 44.5% | 44.5% | 44.5% | 44.52% | 44.5% | 44.5% | 44.5% | 44.52% | 44.5% | 44.5% | 44.5% | 44.52% | 44.5% | 44.5% | 44.5% | 44.52% | 44.5% | 44.5% | 44.5% | 44.52% | 44.5% | 44.5% | 44.5% | 44.52% | 44.5%
TAS1 | Wind | 40.07% | 38.87% | 42.97% | 40.19% | 38.99% | 43.04% | 43.67% | 40.71% | 41.39% | 40.25% | 44.16% | 43.4% | 43.06% | 46.08% | 46.38% | 44.18% | 43.63% | 42.45% | 45.65% | 43.35% | 43.09% | 46.04% | 46.64% | 44.26% | 43.86%
TAS1 | Solar PV | bar: 2020-21 to 2044-45
TAS1 | LS Batteries | bar: 2020-21 to 2044-45
TAS1 | Pumped Hydro | bar: 2020-21 to 2044-45

## Neutral_Option1A_Capacity
Installed capacity by technology (MW) - QNI Option1A, Neutral Scenario
Capacity calculated on 1 July. In early study years some wind and solar projects enter later in the financial year and are therefore reflected in the following financial year's capacity.
Region | Technology | 2021-22 | 2022-23 | 2023-24 | 2024-25 | 2025-26 | 2026-27 | 2027-28 | 2028-29 | 2029-30 | 2030-31 | 2031-32 | 2032-33 | 2033-34 | 2034-35 | 2035-36 | 2036-37 | 2037-38 | 2038-39 | 2039-40 | 2040-41 | 2041-42 | 2042-43 | 2043-44 | 2044-45 | 2045-46
NEM | Black Coal | 18346 | 18346 | 16346 | 16346 | 16346 | 16346 | 16346 | 16346 | 15026 | 13346 | 13346 | 10466 | 10466 | 10466 | 10466 | 7826 | 6426 | 6426 | 5726 | 5726 | 5726 | 5726 | 5726 | 4406 | 4406
NEM | Brown Coal | 4660 | 4660 | 4660 | 4660 | 4660 | 4660 | 4660 | 4660 | 4660 | 4660 | 4660 | 4660 | 3210 | 3210 | 3210 | 3210 | 3210 | 3210 | 3210 | 3210 | 3210 | 3210 | 3210 | 3210 | 3210
NEM | CCGT | 3118.4 | 3118.4 | 3118.4 | 3118.4 | 3118.4 | 3118.4 | 3118.4 | 3118.4 | 3118.4 | 3118.4 | 3118.4 | 3118.4 | 3118.4 | 3118.4 | 3118.4 | 3118.4 | 3118.4 | 3118.4 | 3118.4 | 3118.4 | 3118.4 | 3118.4 | 3118.4 | 4726.5321 | 4726.5321
NEM | Gas - Steam | 1790 | 1310 | 1310 | 1310 | 1310 | 1310 | 1310 | 1310 | 1310 | 1310 | 1310 | 800 | 800 | 800 | 800 | 800 | 800 | 800 | 800 | 800 | 800 | 800 | 800 | 800 | 800
NEM | OCGT / Diesel | 6650.14 | 6616.14 | 6958.1859 | 7065.5384 | 7065.5384 | 7065.5384 | 7065.5384 | 7065.5384 | 7065.5384 | 7065.5384 | 7065.5384 | 7065.5384 | 7065.5384 | 7065.5384 | 7065.5384 | 8708.7491 | 8708.7491 | 8708.7491 | 8708.7491 | 8708.7491 | 9001.926 | 9001.926 | 9001.926 | 9765.911 | 9765.911
NEM | Hydro | 7282.5 | 7282.5 | 7282.5 | 7282.5 | 7282.5 | 7282.5 | 7282.5 | 7282.5 | 7282.5 | 7282.5 | 7282.5 | 7282.5 | 7282.5 | 7282.5 | 7282.5 | 7282.5 | 7282.5 | 7282.5 | 7282.5 | 7282.5 | 7282.5 | 7282.5 | 7282.5 | 7282.5 | 7282.5
NEM | Wind | 9001.6 | 9333.4 | 10343.4 | 10343.4 | 10343.4 | 10343.4 | 10343.4 | 10925.6857 | 12568.5168 | 13560.4631 | 13560.4631 | 17116.6926 | 19296.9945 | 20061.0567 | 20061.0567 | 25391.7848 | 26848.6144 | 26848.6144 | 27230.5776 | 30014.2315 | 30255.8471 | 30335.0574 | 30490.2094 | 33535.1941 | 34176.4551
NEM | Solar PV | 5506.47 | 7138.47 | 7523.47 | 7606.842 | 7606.842 | 7658.2584 | 7715.2473 | 8858.5697 | 10260.8517 | 10715.2722 | 10715.2722 | 13292.4036 | 14057.2612 | 14057.2612 | 14057.2612 | 19551.6915 | 19718.7419 | 19718.7419 | 19718.7419 | 19718.7419 | 19912.7135 | 19912.7135 | 19912.7135 | 22793.5872 | 22992.2402
NEM | LS Batteries | 232 | 232 | 232 | 232 | 232 | 232 | 232 | 232 | 232 | 232 | 232 | 232 | 350.6188 | 420.7902 | 420.7902 | 898.8319 | 898.8319 | 898.8319 | 898.8319 | 898.8322 | 1072.8595 | 1072.8595 | 1089.7719 | 1089.7719 | 1089.7717
NEM | Pumped Hydro | 810 | 810 | 810 | 810 | 810 | 2810 | 2810 | 2810 | 3118.6765 | 3530.465 | 3530.465 | 4688.7138 | 5375.9938 | 5375.9938 | 5590.842 | 7679.6976 | 8628.9686 | 8715.319 | 8930.7525 | 9012.4815 | 9228.4512 | 9228.4512 | 9228.4512 | 10809.0667 | 10881.7101
Total excluding storage |  | 56355.11 | 57804.91 | 57541.9559 | 57732.6804 | 57732.6804 | 57784.0968 | 57841.0857 | 59566.6937 | 61291.8068 | 61058.1736 | 61058.1736 | 63801.5345 | 65296.6942 | 66060.7563 | 66060.7563 | 75889.1254 | 76113.0054 | 76113.0054 | 75794.9686 | 78578.6225 | 79307.3866 | 79386.5969 | 79541.7489 | 86519.7244 | 87359.6384
Region | Technology | 2020-21 | 2021-22 | 2022-23 | 2023-24 | 2024-25 | 2025-26 | 2026-27 | 2027-28 | 2028-29 | 2029-30 | 2030-31 | 2031-32 | 2032-33 | 2033-34 | 2034-35 | 2035-36 | 2036-37 | 2037-38 | 2038-39 | 2039-40 | 2040-41 | 2041-42 | 2042-43 | 2043-44 | 2044-45
NSW1 | Black Coal | 10160 | 10160 | 8160 | 8160 | 8160 | 8160 | 8160 | 8160 | 6840 | 6840 | 6840 | 3960 | 3960 | 3960 | 3960 | 1320 | 1320 | 1320 | 1320 | 1320 | 1320 | 1320 | 1320 | 0 | 0
NSW1 | Brown Coal | 0 | 0 | 0 | 0 | 0 | 0 | 0 | 0 | 0 | 0 | 0 | 0 | 0 | 0 | 0 | 0 | 0 | 0 | 0 | 0 | 0 | 0 | 0 | 0 | 0
NSW1 | CCGT | 605.9 | 605.9 | 605.9 | 605.9 | 605.9 | 605.9 | 605.9 | 605.9 | 605.9 | 605.9 | 605.9 | 605.9 | 605.9 | 605.9 | 605.9 | 605.9 | 605.9 | 605.9 | 605.9 | 605.9 | 605.9 | 605.9 | 605.9 | 2214.0321 | 2214.0321
NSW1 | Gas - Steam | 0 | 0 | 0 | 0 | 0 | 0 | 0 | 0 | 0 | 0 | 0 | 0 | 0 | 0 | 0 | 0 | 0 | 0 | 0 | 0 | 0 | 0 | 0 | 0 | 0
NSW1 | OCGT / Diesel | 1438 | 1438 | 1780.0459 | 1887.3984 | 1887.3984 | 1887.3984 | 1887.3984 | 1887.3984 | 1887.3984 | 1887.3984 | 1887.3984 | 1887.3984 | 1887.3984 | 1887.3984 | 1887.3984 | 3530.6091 | 3530.6091 | 3530.6091 | 3530.6091 | 3530.6091 | 3823.786 | 3823.786 | 3823.786 | 4447.0132 | 4447.0132
NSW1 | Hydro | 2585 | 2585 | 2585 | 2585 | 2585 | 2585 | 2585 | 2585 | 2585 | 2585 | 2585 | 2585 | 2585 | 2585 | 2585 | 2585 | 2585 | 2585 | 2585 | 2585 | 2585 | 2585 | 2585 | 2585 | 2585
NSW1 | Wind | 1960.8 | 1960.8 | 1960.8 | 1960.8 | 1960.8 | 1960.8 | 1960.8 | 1960.8 | 3101.6857 | 3101.6857 | 3101.6857 | 5765.8167 | 6694.8459 | 7458.9081 | 7458.9081 | 9766.2378 | 9782.9682 | 9782.9682 | 9782.9682 | 12177.3546 | 12228.5739 | 12228.5739 | 12228.5739 | 12305.4824 | 12305.4824
NSW1 | Solar PV | 2497.7 | 2777.7 | 2777.7 | 2777.7 | 2777.7 | 2777.7 | 2777.7 | 2777.7 | 3316.1691 | 3316.1691 | 3316.1691 | 5738.1702 | 6335.5316 | 6335.5316 | 6335.5316 | 11784.1051 | 11861.4235 | 11861.4235 | 11861.4235 | 11861.4235 | 11861.4235 | 11861.4235 | 11861.4235 | 14742.2973 | 14940.9503
NSW1 | LS Batteries | 0 | 0 | 0 | 0 | 0 | 0 | 0 | 0 | 0 | 0 | 0 | 0 | 118.6188 | 188.7902 | 188.7902 | 666.8319 | 666.8319 | 666.8319 | 666.8319 | 666.8319 | 840.8591 | 840.8591 | 840.8591 | 840.8591 | 840.8591
NSW1 | Pumped Hydro | 240 | 240 | 240 | 240 | 240 | 2240 | 2240 | 2240 | 2548.6765 | 2781.9313 | 2781.9313 | 3940.18 | 4380.9957 | 4380.9957 | 4380.9957 | 5112.2558 | 5192.3553 | 5211.485 | 5243.997 | 5252.0727 | 5468.0423 | 5468.0423 | 5468.0423 | 6903.4074 | 6957.0789
Total excluding storage |  | 19247.4 | 19527.4 | 17869.4459 | 17976.7984 | 17976.7984 | 17976.7984 | 17976.7984 | 17976.7984 | 18336.1532 | 18336.1532 | 18336.1532 | 20542.2853 | 22068.6759 | 22832.7381 | 22832.7381 | 29591.852 | 29685.9008 | 29685.9008 | 29685.9008 | 32080.2872 | 32424.6834 | 32424.6834 | 32424.6834 | 36293.825 | 36492.478
Region | Technology | 2020-21 | 2021-22 | 2022-23 | 2023-24 | 2024-25 | 2025-26 | 2026-27 | 2027-28 | 2028-29 | 2029-30 | 2030-31 | 2031-32 | 2032-33 | 2033-34 | 2034-35 | 2035-36 | 2036-37 | 2037-38 | 2038-39 | 2039-40 | 2040-41 | 2041-42 | 2042-43 | 2043-44 | 2044-45
QLD1 | Black Coal | 8186 | 8186 | 8186 | 8186 | 8186 | 8186 | 8186 | 8186 | 8186 | 6506 | 6506 | 6506 | 6506 | 6506 | 6506 | 6506 | 5106 | 5106 | 4406 | 4406 | 4406 | 4406 | 4406 | 4406 | 4406
QLD1 | Brown Coal | 0 | 0 | 0 | 0 | 0 | 0 | 0 | 0 | 0 | 0 | 0 | 0 | 0 | 0 | 0 | 0 | 0 | 0 | 0 | 0 | 0 | 0 | 0 | 0 | 0
QLD1 | CCGT | 1595.5 | 1595.5 | 1595.5 | 1595.5 | 1595.5 | 1595.5 | 1595.5 | 1595.5 | 1595.5 | 1595.5 | 1595.5 | 1595.5 | 1595.5 | 1595.5 | 1595.5 | 1595.5 | 1595.5 | 1595.5 | 1595.5 | 1595.5 | 1595.5 | 1595.5 | 1595.5 | 1595.5 | 1595.5
QLD1 | Gas - Steam | 0 | 0 | 0 | 0 | 0 | 0 | 0 | 0 | 0 | 0 | 0 | 0 | 0 | 0 | 0 | 0 | 0 | 0 | 0 | 0 | 0 | 0 | 0 | 0 | 0
QLD1 | OCGT / Diesel | 1879.5 | 1845.5 | 1845.5 | 1845.5 | 1845.5 | 1845.5 | 1845.5 | 1845.5 | 1845.5 | 1845.5 | 1845.5 | 1845.5 | 1845.5 | 1845.5 | 1845.5 | 1845.5 | 1845.5 | 1845.5 | 1845.5 | 1845.5 | 1845.5 | 1845.5 | 1845.5 | 1986.2578 | 1986.2578
QLD1 | Hydro | 152.4 | 152.4 | 152.4 | 152.4 | 152.4 | 152.4 | 152.4 | 152.4 | 152.4 | 152.4 | 152.4 | 152.4 | 152.4 | 152.4 | 152.4 | 152.4 | 152.4 | 152.4 | 152.4 | 152.4 | 152.4 | 152.4 | 152.4 | 152.4 | 152.4
QLD1 | Wind | 664 | 664 | 1674 | 1674 | 1674 | 1674 | 1674 | 2246.2857 | 2665.7312 | 3657.6775 | 3657.6775 | 3657.6775 | 3657.6775 | 3657.6775 | 3657.6775 | 3657.6775 | 4556.2907 | 4556.2907 | 4938.2539 | 5327.5214 | 5517.9177 | 5597.128 | 5752.28 | 6288.6142 | 6288.6142
QLD1 | Solar PV | 1764.5 | 3116.5 | 3501.5 | 3501.5 | 3501.5 | 3501.5 | 3501.5 | 3501.5 | 3501.5 | 3501.5 | 3501.5 | 3501.5 | 3501.5 | 3501.5 | 3501.5 | 3501.5 | 3501.5 | 3501.5 | 3501.5 | 3501.5 | 3501.5 | 3501.5 | 3501.5 | 3501.5 | 3501.5
QLD1 | LS Batteries | 2 | 2 | 2 | 2 | 2 | 2 | 2 | 2 | 2 | 2 | 2 | 2 | 2 | 2 | 2 | 2 | 2 | 2 | 2 | 2.0003 | 2.0003 | 2.0003 | 2.0003 | 2.0003 | 2.0002
QLD1 | Pumped Hydro | 570 | 570 | 570 | 570 | 570 | 570 | 570 | 570 | 570 | 748.5337 | 748.5337 | 748.5337 | 779.8633 | 779.8633 | 994.7115 | 1285.5073 | 2054.8029 | 2122.0236 | 2304.9451 | 2370 | 2370 | 2370 | 2370 | 2370 | 2370
Total excluding storage |  | 14241.9 | 15559.9 | 16954.9 | 16954.9 | 16954.9 | 16954.9 | 16954.9 | 17527.1857 | 17946.6312 | 17258.5775 | 17258.5775 | 17258.5775 | 17258.5775 | 17258.5775 | 17258.5775 | 17258.5775 | 16757.1907 | 16757.1907 | 16439.1539 | 16828.4214 | 17018.8177 | 17098.028 | 17253.18 | 17930.272 | 17930.272
Region | Technology | 2020-21 | 2021-22 | 2022-23 | 2023-24 | 2024-25 | 2025-26 | 2026-27 | 2027-28 | 2028-29 | 2029-30 | 2030-31 | 2031-32 | 2032-33 | 2033-34 | 2034-35 | 2035-36 | 2036-37 | 2037-38 | 2038-39 | 2039-40 | 2040-41 | 2041-42 | 2042-43 | 2043-44 | 2044-45
VIC1 | Black Coal | 0 | 0 | 0 | 0 | 0 | 0 | 0 | 0 | 0 | 0 | 0 | 0 | 0 | 0 | 0 | 0 | 0 | 0 | 0 | 0 | 0 | 0 | 0 | 0 | 0
VIC1 | Brown Coal | 4660 | 4660 | 4660 | 4660 | 4660 | 4660 | 4660 | 4660 | 4660 | 4660 | 4660 | 4660 | 3210 | 3210 | 3210 | 3210 | 3210 | 3210 | 3210 | 3210 | 3210 | 3210 | 3210 | 3210 | 3210
VIC1 | CCGT | 0 | 0 | 0 | 0 | 0 | 0 | 0 | 0 | 0 | 0 | 0 | 0 | 0 | 0 | 0 | 0 | 0 | 0 | 0 | 0 | 0 | 0 | 0 | 0 | 0
VIC1 | Gas - Steam | 510 | 510 | 510 | 510 | 510 | 510 | 510 | 510 | 510 | 510 | 510 | 0 | 0 | 0 | 0 | 0 | 0 | 0 | 0 | 0 | 0 | 0 | 0 | 0 | 0
VIC1 | OCGT / Diesel | 1872 | 1872 | 1872 | 1872 | 1872 | 1872 | 1872 | 1872 | 1872 | 1872 | 1872 | 1872 | 1872 | 1872 | 1872 | 1872 | 1872 | 1872 | 1872 | 1872 | 1872 | 1872 | 1872 | 1872 | 1872
VIC1 | Hydro | 2211 | 2211 | 2211 | 2211 | 2211 | 2211 | 2211 | 2211 | 2211 | 2211 | 2211 | 2211 | 2211 | 2211 | 2211 | 2211 | 2211 | 2211 | 2211 | 2211 | 2211 | 2211 | 2211 | 2211 | 2211
VIC1 | Wind | 3739.35 | 4071.15 | 4071.15 | 4071.15 | 4071.15 | 4071.15 | 4071.15 | 4071.15 | 4071.15 | 4071.15 | 4071.15 | 4071.15 | 5290.8822 | 5290.8822 | 5290.8822 | 7010.5521 | 7540.552 | 7540.552 | 7540.552 | 7540.552 | 7540.552 | 7540.552 | 7540.552 | 9279.9439 | 9834.55
VIC1 | Solar PV | 929.27 | 929.27 | 929.27 | 1012.642 | 1012.642 | 1064.0584 | 1121.0473 | 2264.3697 | 2278.9927 | 2733.4132 | 2733.4132 | 2733.4132 | 2733.4132 | 2733.4132 | 2733.4132 | 2779.27 | 2779.27 | 2779.27 | 2779.27 | 2779.27 | 2779.27 | 2779.27 | 2779.27 | 2779.27 | 2779.27
VIC1 | LS Batteries | 75 | 75 | 75 | 75 | 75 | 75 | 75 | 75 | 75 | 75 | 75 | 75 | 75 | 75 | 75 | 75 | 75 | 75 | 75 | 75 | 75 | 75 | 91.9124 | 91.9124 | 91.9124
VIC1 | Pumped Hydro | 0 | 0 | 0 | 0 | 0 | 0 | 0 | 0 | 0 | 0 | 0 | 0.00015457 | 215.1348 | 215.1348 | 215.1348 | 1200 | 1200 | 1200 | 1200 | 1200 | 1200 | 1200 | 1200 | 1200 | 1200
Total excluding storage |  | 13921.62 | 14253.42 | 14253.42 | 14336.792 | 14336.792 | 14388.2084 | 14445.1973 | 15588.5197 | 15603.1427 | 16057.5632 | 16057.5632 | 15547.5632 | 15317.2954 | 15317.2954 | 15317.2954 | 17082.8221 | 17612.822 | 17612.822 | 17612.822 | 17612.822 | 17612.822 | 17612.822 | 17612.822 | 19352.2139 | 19906.82
Region | Technology | 2020-21 | 2021-22 | 2022-23 | 2023-24 | 2024-25 | 2025-26 | 2026-27 | 2027-28 | 2028-29 | 2029-30 | 2030-31 | 2031-32 | 2032-33 | 2033-34 | 2034-35 | 2035-36 | 2036-37 | 2037-38 | 2038-39 | 2039-40 | 2040-41 | 2041-42 | 2042-43 | 2043-44 | 2044-45
SA1 | Black Coal | 0 | 0 | 0 | 0 | 0 | 0 | 0 | 0 | 0 | 0 | 0 | 0 | 0 | 0 | 0 | 0 | 0 | 0 | 0 | 0 | 0 | 0 | 0 | 0 | 0
SA1 | Brown Coal | 0 | 0 | 0 | 0 | 0 | 0 | 0 | 0 | 0 | 0 | 0 | 0 | 0 | 0 | 0 | 0 | 0 | 0 | 0 | 0 | 0 | 0 | 0 | 0 | 0
SA1 | CCGT | 709 | 709 | 709 | 709 | 709 | 709 | 709 | 709 | 709 | 709 | 709 | 709 | 709 | 709 | 709 | 709 | 709 | 709 | 709 | 709 | 709 | 709 | 709 | 709 | 709
SA1 | Gas - Steam | 1280 | 800 | 800 | 800 | 800 | 800 | 800 | 800 | 800 | 800 | 800 | 800 | 800 | 800 | 800 | 800 | 800 | 800 | 800 | 800 | 800 | 800 | 800 | 800 | 800
SA1 | OCGT / Diesel | 1282.64 | 1282.64 | 1282.64 | 1282.64 | 1282.64 | 1282.64 | 1282.64 | 1282.64 | 1282.64 | 1282.64 | 1282.64 | 1282.64 | 1282.64 | 1282.64 | 1282.64 | 1282.64 | 1282.64 | 1282.64 | 1282.64 | 1282.64 | 1282.64 | 1282.64 | 1282.64 | 1282.64 | 1282.64
SA1 | Hydro | 0 | 0 | 0 | 0 | 0 | 0 | 0 | 0 | 0 | 0 | 0 | 0 | 0 | 0 | 0 | 0 | 0 | 0 | 0 | 0 | 0 | 0 | 0 | 0 | 0
SA1 | Wind | 2073.45 | 2073.45 | 2073.45 | 2073.45 | 2073.45 | 2073.45 | 2073.45 | 2083.45 | 2083.45 | 2083.45 | 2083.45 | 2762.4525 | 2762.4525 | 2762.4525 | 2762.4525 | 4037.0006 | 4037.0006 | 4037.0006 | 4037.0006 | 4037.0006 | 4037.0006 | 4037.0006 | 4037.0006 | 4667.5259 | 4754.1808
SA1 | Solar PV | 315 | 315 | 315 | 315 | 315 | 315 | 315 | 315 | 1164.1899 | 1164.1899 | 1164.1899 | 1319.3202 | 1486.8164 | 1486.8164 | 1486.8164 | 1486.8164 | 1576.5484 | 1576.5484 | 1576.5484 | 1576.5484 | 1770.5199 | 1770.5199 | 1770.5199 | 1770.5199 | 1770.5199
SA1 | LS Batteries | 155 | 155 | 155 | 155 | 155 | 155 | 155 | 155 | 155 | 155 | 155 | 155 | 155 | 155 | 155 | 155 | 155 | 155 | 155 | 155 | 155 | 155 | 155 | 155 | 155
SA1 | Pumped Hydro | 0 | 0 | 0 | 0 | 0 | 0 | 0 | 0 | 0 | 0 | 0 | 0 | 0 | 0 | 0 | 81.9345 | 181.8104 | 181.8104 | 181.8104 | 190.4088 | 190.4088 | 190.4088 | 190.4088 | 335.6594 | 354.6312
Total excluding storage |  | 5660.09 | 5180.09 | 5180.09 | 5180.09 | 5180.09 | 5180.09 | 5180.09 | 5190.09 | 6039.2799 | 6039.2799 | 6039.2799 | 6873.4127 | 7040.909 | 7040.909 | 7040.909 | 8315.457 | 8405.189 | 8405.189 | 8405.189 | 8405.189 | 8599.1605 | 8599.1605 | 8599.1605 | 9229.6858 | 9316.3407
Region | Technology | 2020-21 | 2021-22 | 2022-23 | 2023-24 | 2024-25 | 2025-26 | 2026-27 | 2027-28 | 2028-29 | 2029-30 | 2030-31 | 2031-32 | 2032-33 | 2033-34 | 2034-35 | 2035-36 | 2036-37 | 2037-38 | 2038-39 | 2039-40 | 2040-41 | 2041-42 | 2042-43 | 2043-44 | 2044-45
TAS1 | Black Coal | 0 | 0 | 0 | 0 | 0 | 0 | 0 | 0 | 0 | 0 | 0 | 0 | 0 | 0 | 0 | 0 | 0 | 0 | 0 | 0 | 0 | 0 | 0 | 0 | 0
TAS1 | Brown Coal | 0 | 0 | 0 | 0 | 0 | 0 | 0 | 0 | 0 | 0 | 0 | 0 | 0 | 0 | 0 | 0 | 0 | 0 | 0 | 0 | 0 | 0 | 0 | 0 | 0
TAS1 | CCGT | 208 | 208 | 208 | 208 | 208 | 208 | 208 | 208 | 208 | 208 | 208 | 208 | 208 | 208 | 208 | 208 | 208 | 208 | 208 | 208 | 208 | 208 | 208 | 208 | 208
TAS1 | Gas - Steam | 0 | 0 | 0 | 0 | 0 | 0 | 0 | 0 | 0 | 0 | 0 | 0 | 0 | 0 | 0 | 0 | 0 | 0 | 0 | 0 | 0 | 0 | 0 | 0 | 0
TAS1 | OCGT / Diesel | 178 | 178 | 178 | 178 | 178 | 178 | 178 | 178 | 178 | 178 | 178 | 178 | 178 | 178 | 178 | 178 | 178 | 178 | 178 | 178 | 178 | 178 | 178 | 178 | 178
TAS1 | Hydro | 2334.1 | 2334.1 | 2334.1 | 2334.1 | 2334.1 | 2334.1 | 2334.1 | 2334.1 | 2334.1 | 2334.1 | 2334.1 | 2334.1 | 2334.1 | 2334.1 | 2334.1 | 2334.1 | 2334.1 | 2334.1 | 2334.1 | 2334.1 | 2334.1 | 2334.1 | 2334.1 | 2334.1 | 2334.1
TAS1 | Wind | 564 | 564 | 564 | 564 | 564 | 564 | 564 | 564 | 646.4999 | 646.4999 | 646.4999 | 859.5959 | 891.1364 | 891.1364 | 891.1364 | 920.3168 | 931.803 | 931.803 | 931.803 | 931.803 | 931.803 | 931.803 | 931.803 | 993.6277 | 993.6277
TAS1 | Solar PV | 0 | 0 | 0 | 0 | 0 | 0 | 0 | 0 | 0 | 0 | 0 | 0 | 0 | 0 | 0 | 0 | 0 | 0 | 0 | 0 | 0 | 0 | 0 | 0 | 0
TAS1 | LS Batteries | 0 | 0 | 0 | 0 | 0 | 0 | 0 | 0 | 0 | 0 | 0 | 0 | 0 | 0 | 0 | 0 | 0 | 0 | 0 | 0 | 0 | 0 | 0 | 0 | 0
TAS1 | Pumped Hydro | 0 | 0 | 0 | 0 | 0 | 0 | 0 | 0 | 0 | 0 | 0 | 0 | 0 | 0 | 0 | 0 | 0 | 0 | 0 | 0 | 0 | 0 | 0 | 0 | 0
Total excluding storage |  | 3284.1 | 3284.1 | 3284.1 | 3284.1 | 3284.1 | 3284.1 | 3284.1 | 3284.1 | 3366.5999 | 3366.5999 | 3366.5999 | 3579.6959 | 3611.2364 | 3611.2364 | 3611.2364 | 3640.4168 | 3651.903 | 3651.903 | 3651.903 | 3651.903 | 3651.903 | 3651.903 | 3651.903 | 3713.7277 | 3713.7277

## Neutral_Option1A_Generation
Annual generation by technology (GWh) - QNI Option1A, Neutral Scenario
Region | Technology | 2021-22 | 2022-23 | 2023-24 | 2024-25 | 2025-26 | 2026-27 | 2027-28 | 2028-29 | 2029-30 | 2030-31 | 2031-32 | 2032-33 | 2033-34 | 2034-35 | 2035-36 | 2036-37 | 2037-38 | 2038-39 | 2039-40 | 2040-41 | 2041-42 | 2042-43 | 2043-44 | 2044-45 | 2045-46
NEM | Black Coal | 96364.3983 | 91712.2926 | 85963.4343 | 89284.3944 | 93432.8852 | 93103.1425 | 89367.7404 | 93488.6159 | 83131.4923 | 79458.0525 | 78931.1627 | 62811.2021 | 63908.722 | 62731.5156 | 62480.377 | 46044.2751 | 40002.1871 | 38735.655 | 33885.5955 | 32072.7962 | 35856.7898 | 34350.1107 | 32546.2937 | 26458.4799 | 26898.7001
NEM | Brown Coal | 34547.705 | 34069.223 | 33905.497 | 34915.501 | 34426.093 | 34916.69 | 35063.652 | 35063.652 | 34913.411 | 33867.966 | 34686.148 | 34216.529 | 24421.736 | 24743.114 | 24321.112 | 24100.1936 | 23700.7524 | 23379.613 | 23350.989 | 23642.5915 | 23566.6643 | 23661.213 | 22963.972 | 23184.4 | 23564.1207
NEM | CCGT | 5453.4022 | 5519.707 | 5530.0992 | 4940.6596 | 5285.7186 | 4914.5753 | 4744.8561 | 4798.2243 | 5799.536 | 5225.3299 | 4936.8976 | 7917.0848 | 9411.5406 | 8753.6225 | 6492.2062 | 10692.9664 | 12335.5523 | 11796.6 | 11492.5422 | 11675.8806 | 11849.9894 | 11561.5339 | 10588.2552 | 21935.5492 | 22104.4497
NEM | Gas - Steam | 71.6027 | 135.2974 | 142.3365 | 57.6598 | 62.6878 | 42.8093 | 16.9521 | 24.0938 | 20.682 | 47.7586 | 46.2669 | 112.3787 | 123.8602 | 302.9914 | 170.2125 | 382.3523 | 448.0052 | 581.5057 | 572.5362 | 660.213 | 581.6535 | 818.6039 | 468.8704 | 634.9687 | 559.8724
NEM | OCGT / Diesel | 84.994 | 127.1128 | 177.5251 | 70.3928 | 78.566 | 44.5529 | 16.0123 | 28.5977 | 25.0299 | 41.7649 | 40.1311 | 278.9062 | 597.2728 | 834.8816 | 552.9763 | 2308.1261 | 3619.0858 | 4300.3912 | 4879.9353 | 4429.4712 | 4031.628 | 5071.3337 | 3276.8717 | 5146.5576 | 4428.6339
NEM | Hydro | 15977.6432 | 16008.4098 | 16128.3813 | 16216.8122 | 16246.3957 | 15884.6418 | 15920.8346 | 15965.5625 | 16213.0462 | 16220.2382 | 16222.5125 | 16747.737 | 16836.5452 | 17079.9807 | 17208.7549 | 17229.4585 | 16901.6217 | 17144.9188 | 17505.1956 | 17412.1104 | 17058.9993 | 17436.7371 | 17529.4412 | 17321.7803 | 17303.9474
NEM | Wind | 27334.5986 | 28850.4488 | 33336.6761 | 30653.1322 | 29925.1228 | 31699.6222 | 33092.6755 | 32853.2791 | 38467.6779 | 43080.866 | 44521.4388 | 52374.7167 | 61018.4838 | 65672.8491 | 67331.8747 | 72762.8189 | 74890.1847 | 75048.5931 | 80424.5692 | 84396.2147 | 86339.1838 | 91489.21 | 95006.4256 | 94191.7599 | 92258.25
NEM | Solar PV | 13877.1356 | 18019.3627 | 19159.1441 | 19541.601 | 18762.9137 | 18133.8744 | 19625.9981 | 20002.1173 | 24913.5623 | 26843.7079 | 27595.7401 | 34764.7033 | 35341.7065 | 34356.4322 | 36614.0418 | 46641.5679 | 48797.4705 | 51029.2293 | 52199.5896 | 51954.8612 | 50586.3011 | 49368.1292 | 52696.0938 | 54261.4269 | 56443.8901
NEM | LS Batteries | 107.9349 | 112.4811 | 121.2036 | 110.5562 | 127.9198 | 142.4408 | 96.9454 | 138.6192 | 140.3284 | 144.1685 | 126.861 | 117.834 | 196.6028 | 254.61 | 267.0308 | 597.8526 | 584.152 | 614.6878 | 610.4015 | 608.5608 | 728.7121 | 708.1849 | 764.9016 | 739.2165 | 761.0325
NEM | Pumped Hydro | 106.7965 | 290.1999 | 461.8717 | 514.6074 | 616.9395 | 1340.0954 | 1356.1888 | 1759.8304 | 4144.7086 | 6382.7305 | 6308.8541 | 10148.0037 | 10859.3931 | 11001.1779 | 12058.3575 | 16251.8993 | 17261.6714 | 18254.3458 | 18904.0223 | 19468.7865 | 18823.3812 | 18917.4296 | 20010.6807 | 22463.3592 | 22419.7251
Total excluding storage |  | 193711.4796 | 194441.8541 | 194343.0936 | 195680.153 | 198220.3827 | 198739.9084 | 197848.721 | 202224.1427 | 203484.4376 | 204785.684 | 206980.2977 | 209223.2578 | 211659.8671 | 214475.3871 | 215171.5554 | 220161.7588 | 220694.8596 | 222016.506 | 224310.9527 | 226244.1387 | 229871.2093 | 233756.8715 | 235076.2235 | 243134.9227 | 243561.8643
Region | Technology | 2020-21 | 2021-22 | 2022-23 | 2023-24 | 2024-25 | 2025-26 | 2026-27 | 2027-28 | 2028-29 | 2029-30 | 2030-31 | 2031-32 | 2032-33 | 2033-34 | 2034-35 | 2035-36 | 2036-37 | 2037-38 | 2038-39 | 2039-40 | 2040-41 | 2041-42 | 2042-43 | 2043-44 | 2044-45
NSW1 | Black Coal | 47979.6544 | 48322.3897 | 43520.7113 | 45380.5154 | 47774.7474 | 47585.6174 | 44925.1634 | 48533.4234 | 39492.391 | 41837.7587 | 41837.7587 | 25439.0397 | 25439.0397 | 25439.0397 | 25439.0397 | 8094.2397 | 8094.2397 | 8094.2397 | 7454.1274 | 5320.058 | 8094.2397 | 8094.2397 | 7338.229 | 0 | 0
NSW1 | Brown Coal | 0 | 0 | 0 | 0 | 0 | 0 | 0 | 0 | 0 | 0 | 0 | 0 | 0 | 0 | 0 | 0 | 0 | 0 | 0 | 0 | 0 | 0 | 0 | 0 | 0
NSW1 | CCGT | 4.6148 | 2.3796 | 30.8519 | 84.3318 | 167.1712 | 7.709 | 10.7679 | 30.2409 | 92.7637 | 64.2149 | 53.3986 | 1142.3557 | 1644.8396 | 1364.6306 | 563.1783 | 2332.7225 | 2695.5192 | 2495.0656 | 2225.3868 | 2332.5634 | 2184.1074 | 2180.8654 | 1930.0526 | 12721.8483 | 12794.041
NSW1 | Gas - Steam | 0 | 0 | 0 | 0 | 0 | 0 | 0 | 0 | 0 | 0 | 0 | 0 | 0 | 0 | 0 | 0 | 0 | 0 | 0 | 0 | 0 | 0 | 0 | 0 | 0
NSW1 | OCGT / Diesel | 2.6512e-06 | 0.17841 | 14.1672 | 16.6034 | 17.8889 | 0.61201 | 3.6288e-06 | 2.9505 | 5.3824 | 3.5551 | 3.8584 | 26.4183 | 54.6453 | 124.4581 | 149.4301 | 826.0549 | 1417.059 | 1789.1901 | 2150.9733 | 1717.4454 | 1418.507 | 1956.7569 | 1265.6553 | 2101.3264 | 1933.4111
NSW1 | Hydro | 2669.5174 | 2687.801 | 2832.9128 | 2903.668 | 2931.7085 | 2536.5545 | 2545.9383 | 2618.3369 | 2904.6946 | 2903.4168 | 2923.8235 | 3431.283 | 3528.9836 | 3772.1705 | 3904.3849 | 3916.3451 | 3613.2226 | 3842.2378 | 4209.125 | 4104.1435 | 3754.9758 | 4136.4257 | 4231.583 | 4008.5529 | 4009.4687
NSW1 | Wind | 5311.8645 | 5713.2854 | 6311.3519 | 6167.3215 | 6126.0315 | 6360.2695 | 6663.1031 | 5599.8386 | 9031.4005 | 9574.3256 | 10538.7815 | 19058.4129 | 24770.4977 | 27852.9627 | 28860.5549 | 26457.4256 | 24182.4665 | 24873.7223 | 26151.4024 | 33471.1937 | 35685.5551 | 38343.9642 | 40085.8624 | 31285.5604 | 28586.1005
NSW1 | Solar PV | 6298.5603 | 6920.9047 | 7003.1296 | 7048.7511 | 6789.2958 | 6408.3275 | 7018.9754 | 6299.6094 | 7883.79 | 8340.3204 | 8503.1834 | 14969.1455 | 16075.9259 | 15514.9025 | 16806.4757 | 28647.0027 | 29363.7821 | 31173.4547 | 31869.0932 | 31306.4381 | 30435.0398 | 29594.2037 | 31900.3679 | 35555.8148 | 36628.4086
NSW1 | LS Batteries | 2.3651e-05 | 2.8794e-05 | 4.0118e-05 | 4.5054e-05 | 4.6107e-05 | 4.7231e-05 | 4.9162e-05 | 5.3126e-05 | 5.5696e-05 | 9.3292e-05 | 0.00010157 | 9.7469e-05 | 89.7614 | 145.0555 | 148.5583 | 491.5995 | 480.2746 | 499.935 | 498.8684 | 497.366 | 619.9593 | 607.0473 | 636.0391 | 621.4223 | 637.0405
NSW1 | Pumped Hydro | 21.1344 | 37.9843 | 67.1316 | 80.038 | 93.3018 | 865.9277 | 790.3256 | 1260.0557 | 3521.6923 | 5177.6824 | 5213.175 | 8987.2808 | 9173.6311 | 9316.5961 | 9877.497 | 11472.2778 | 10837.1642 | 11493.6336 | 11789.3818 | 12087.7851 | 11586.5249 | 11747.1251 | 12550.0451 | 14947.8688 | 14812.726
Total excluding storage |  | 62264.2113 | 63646.9388 | 59713.1247 | 61601.1912 | 63806.8433 | 62899.0899 | 61163.9481 | 63084.3996 | 59410.4221 | 62723.5915 | 63860.8042 | 64066.655 | 71513.9318 | 74068.1641 | 75723.0637 | 70273.7904 | 69366.2891 | 72267.9103 | 74060.1081 | 78251.8422 | 81572.4249 | 84306.4557 | 86751.7503 | 85673.1028 | 83951.4299
Region | Technology | 2020-21 | 2021-22 | 2022-23 | 2023-24 | 2024-25 | 2025-26 | 2026-27 | 2027-28 | 2028-29 | 2029-30 | 2030-31 | 2031-32 | 2032-33 | 2033-34 | 2034-35 | 2035-36 | 2036-37 | 2037-38 | 2038-39 | 2039-40 | 2040-41 | 2041-42 | 2042-43 | 2043-44 | 2044-45
QLD1 | Black Coal | 48384.7439 | 43389.9029 | 42442.723 | 43903.879 | 45658.1378 | 45517.5251 | 44442.577 | 44955.1925 | 43639.1013 | 37620.2938 | 37093.404 | 37372.1624 | 38469.6823 | 37292.4759 | 37041.3373 | 37950.0354 | 31907.9474 | 30641.4153 | 26431.4681 | 26752.7382 | 27762.5501 | 26255.871 | 25208.0647 | 26458.4799 | 26898.7001
QLD1 | Brown Coal | 0 | 0 | 0 | 0 | 0 | 0 | 0 | 0 | 0 | 0 | 0 | 0 | 0 | 0 | 0 | 0 | 0 | 0 | 0 | 0 | 0 | 0 | 0 | 0 | 0
QLD1 | CCGT | 4499.9565 | 4448.2473 | 4474.2777 | 4560.3648 | 4564.835 | 4478.277 | 4542.6515 | 4518.4287 | 4543.8016 | 4606.5817 | 4620.3264 | 5005.5167 | 5379.7352 | 5330.1667 | 4908.495 | 5863.4743 | 6863.9719 | 6748.8124 | 7045.5079 | 6844.9171 | 7056.1379 | 6922.9307 | 6615.6534 | 6777.5352 | 7016.3717
QLD1 | Gas - Steam | 0 | 0 | 0 | 0 | 0 | 0 | 0 | 0 | 0 | 0 | 0 | 0 | 0 | 0 | 0 | 0 | 0 | 0 | 0 | 0 | 0 | 0 | 0 | 0 | 0
QLD1 | OCGT / Diesel | 5.2344e-06 | 5.5123e-06 | 2.7567 | 1.1707 | 2.1268 | 0.34724 | 1.9487 | 0.99462 | 6.7457e-06 | 2.5514 | 1.0317 | 12.6443 | 11.5595 | 15.2799 | 12.8138 | 19.4019 | 130.1117 | 291.9333 | 602.4167 | 489.6732 | 465.4577 | 594.6147 | 631.5891 | 619.5235 | 391.0214
QLD1 | Hydro | 708.4814 | 707.7426 | 707.2322 | 708.9386 | 707.7967 | 707.536 | 707.6984 | 709.568 | 707.5034 | 707.6316 | 706.9279 | 709.6145 | 705.4711 | 707.2254 | 707.2658 | 708.7503 | 699.4464 | 706.3423 | 706.492 | 704.5987 | 707.9576 | 703.117 | 700.3189 | 707.4963 | 701.4433
QLD1 | Wind | 2317.1639 | 3467.9016 | 5331.3105 | 4969.1954 | 4429.4756 | 5313.7462 | 4974.3889 | 7656.5514 | 8866.7529 | 13375.1696 | 11922.8701 | 11380.484 | 10488.2191 | 11669.2614 | 10851.4126 | 12365.3785 | 15130.5956 | 15388.3101 | 16256.8466 | 16845.5953 | 16279.9402 | 18523.0046 | 17876.896 | 21561.5079 | 20462.6607
QLD1 | Solar PV | 4635.3291 | 8114.6316 | 9179.107 | 9193.8171 | 8822.9492 | 8599.3714 | 9149.1369 | 7679.2942 | 8467.1219 | 8711.5633 | 9134.4423 | 9137.9464 | 8757.8315 | 8511.2387 | 9075.8219 | 7655.1945 | 8509.0176 | 8794.3131 | 9191.02 | 9203.4228 | 8853.3088 | 8620.2568 | 9257.324 | 7677.288 | 8448.549
QLD1 | LS Batteries | 0.85885 | 1.2778 | 1.4505 | 1.475 | 1.4995 | 1.46 | 1.6265 | 1.9741 | 2.3859 | 2.8246 | 1.7251 | 1.7697 | 1.6928 | 1.7186 | 1.7074 | 1.5584 | 1.4479 | 1.497 | 1.4997 | 1.4857 | 1.4512 | 1.4283 | 1.4845 | 1.3853 | 1.4826
QLD1 | Pumped Hydro | 85.662 | 252.2156 | 394.74 | 434.5693 | 523.6376 | 474.1677 | 565.8631 | 499.7747 | 623.0163 | 1205.048 | 1095.679 | 1160.7225 | 1249.2294 | 1236.2866 | 1707.0342 | 2264.0352 | 3800.7131 | 4005.7541 | 4401.317 | 4560.1151 | 4519.4108 | 4481.7432 | 4571.8939 | 4486.0893 | 4562.4058
Total excluding storage |  | 60545.6748 | 60128.426 | 62137.4071 | 63337.3656 | 64185.3211 | 64616.803 | 63818.4015 | 65520.0294 | 66224.281 | 65023.7913 | 63479.0025 | 63618.3683 | 63812.4987 | 63525.648 | 62597.1464 | 64562.2348 | 63241.0906 | 62571.1265 | 60233.7513 | 60840.9452 | 61125.3522 | 61619.7949 | 60289.846 | 63801.8308 | 63918.7461
Region | Technology | 2020-21 | 2021-22 | 2022-23 | 2023-24 | 2024-25 | 2025-26 | 2026-27 | 2027-28 | 2028-29 | 2029-30 | 2030-31 | 2031-32 | 2032-33 | 2033-34 | 2034-35 | 2035-36 | 2036-37 | 2037-38 | 2038-39 | 2039-40 | 2040-41 | 2041-42 | 2042-43 | 2043-44 | 2044-45
VIC1 | Black Coal | 0 | 0 | 0 | 0 | 0 | 0 | 0 | 0 | 0 | 0 | 0 | 0 | 0 | 0 | 0 | 0 | 0 | 0 | 0 | 0 | 0 | 0 | 0 | 0 | 0
VIC1 | Brown Coal | 34547.705 | 34069.223 | 33905.497 | 34915.501 | 34426.093 | 34916.69 | 35063.652 | 35063.652 | 34913.411 | 33867.966 | 34686.148 | 34216.529 | 24421.736 | 24743.114 | 24321.112 | 24100.1936 | 23700.7524 | 23379.613 | 23350.989 | 23642.5915 | 23566.6643 | 23661.213 | 22963.972 | 23184.4 | 23564.1207
VIC1 | CCGT | 4.204e-06 | 4.3772e-06 | 6.3031e-06 | 6.4244e-06 | 6.658e-06 | 6.6042e-06 | 6.4955e-06 | 6.6265e-06 | 7.4079e-06 | 7.3182e-06 | 7.1727e-06 | 1.0401e-05 | 1.3845e-05 | 1.362e-05 | 1.3006e-05 | 2.821e-05 | 4.1111e-05 | 4.0186e-05 | 3.8462e-05 | 3.974e-05 | 4.5587e-05 | 4.4378e-05 | 6.4274e-05 | 6.8431e-05 | 6.7459e-05
VIC1 | Gas - Steam | 9.3998 | 41.5162 | 38.6003 | 27.3533 | 34.7945 | 24.7217 | 5.509 | 9.0409 | 10.6569 | 22.807 | 19.773 | 0 | 0 | 0 | 0 | 0 | 0 | 0 | 0 | 0 | 0 | 0 | 0 | 0 | 0
VIC1 | OCGT / Diesel | 16.9626 | 26.6064 | 56.0308 | 21.5659 | 14.7235 | 16.5043 | 1.7368 | 7.8648 | 4.1794 | 12.366 | 11.3726 | 82.9402 | 132.8202 | 304.6064 | 231.7873 | 817.717 | 1368.4534 | 1573.7195 | 1503.6525 | 1518.5097 | 1450.3701 | 1727.851 | 814.98 | 1834.2217 | 1542.4425
VIC1 | Hydro | 3500.5447 | 3513.7665 | 3489.1367 | 3501.5704 | 3507.7909 | 3541.4516 | 3568.0984 | 3535.0224 | 3501.7486 | 3510.0902 | 3492.6614 | 3504.2043 | 3502.9908 | 3501.4851 | 3498.0047 | 3501.7277 | 3489.853 | 3497.239 | 3490.479 | 3500.7329 | 3496.9663 | 3498.0947 | 3498.4395 | 3503.0958 | 3493.9358
VIC1 | Wind | 11737.348 | 11654.484 | 13103.324 | 11582.4959 | 11474.3459 | 12150.729 | 12748.5219 | 11505.4368 | 12275.8251 | 11916.0481 | 13157.6822 | 11286.5097 | 15017.9977 | 15539.0004 | 16202.2732 | 19464.4238 | 21261.5892 | 20603.6472 | 22999.3949 | 20646.0153 | 21085.8636 | 21515.7621 | 22816.2841 | 25368.9194 | 27152.3506
VIC1 | Solar PV | 2148.5878 | 2184.1611 | 2172.4369 | 2481.5874 | 2370.8717 | 2374.1308 | 2674.5899 | 5266.0232 | 5500.4382 | 6761.2745 | 6739.053 | 6998.3685 | 6616.5791 | 6427.7168 | 6757.7346 | 6493.5889 | 6741.3181 | 6863.8477 | 6837.4574 | 7112.3071 | 6719.6624 | 6545.4 | 6869.5242 | 6489.0913 | 6722.8762
VIC1 | LS Batteries | 30.9943 | 34.2315 | 38.8824 | 36.8171 | 45.2177 | 54.2831 | 31.1213 | 50.2203 | 51.6593 | 52.6555 | 46.5255 | 42.9174 | 37.6452 | 39.3844 | 42.8414 | 36.3818 | 35.345 | 39.8879 | 38.771 | 38.6407 | 36.4556 | 33.3052 | 52.0494 | 49.8067 | 51.4444
VIC1 | Pumped Hydro | 1.3014e-05 | 1.347e-05 | 3.8954e-05 | 3.7042e-05 | 4.1066e-05 | 4.0834e-05 | 3.4998e-05 | 4.0843e-05 | 4.1457e-05 | 4.3205e-05 | 4.3975e-05 | 0.00035244 | 436.5325 | 448.2951 | 473.8262 | 2344.628 | 2255.0999 | 2375.6611 | 2340.396 | 2420.8875 | 2321.931 | 2303.4946 | 2483.862 | 2364.3752 | 2334.4502
Total excluding storage |  | 51960.5479 | 51489.7571 | 52765.0257 | 52530.0739 | 51828.6194 | 53024.2274 | 54062.108 | 55387.0401 | 56206.2592 | 56090.5519 | 58106.6903 | 56088.5516 | 49692.1238 | 50515.9227 | 51010.9118 | 54377.6511 | 56561.9662 | 55918.0665 | 58181.9728 | 56420.1564 | 56319.5267 | 56948.3208 | 56963.1998 | 60379.7283 | 62475.7259
Region | Technology | 2020-21 | 2021-22 | 2022-23 | 2023-24 | 2024-25 | 2025-26 | 2026-27 | 2027-28 | 2028-29 | 2029-30 | 2030-31 | 2031-32 | 2032-33 | 2033-34 | 2034-35 | 2035-36 | 2036-37 | 2037-38 | 2038-39 | 2039-40 | 2040-41 | 2041-42 | 2042-43 | 2043-44 | 2044-45
SA1 | Black Coal | 0 | 0 | 0 | 0 | 0 | 0 | 0 | 0 | 0 | 0 | 0 | 0 | 0 | 0 | 0 | 0 | 0 | 0 | 0 | 0 | 0 | 0 | 0 | 0 | 0
SA1 | Brown Coal | 0 | 0 | 0 | 0 | 0 | 0 | 0 | 0 | 0 | 0 | 0 | 0 | 0 | 0 | 0 | 0 | 0 | 0 | 0 | 0 | 0 | 0 | 0 | 0 | 0
SA1 | CCGT | 948.8309 | 1069.0801 | 1024.9696 | 295.963 | 553.7125 | 428.5893 | 191.4366 | 249.5547 | 1162.9707 | 554.5333 | 263.1725 | 1769.2124 | 2386.9658 | 2058.8252 | 1020.5328 | 2496.7696 | 2776.0612 | 2552.7219 | 2221.6474 | 2498.4 | 2609.744 | 2457.7377 | 2042.5492 | 2436.1657 | 2294.0369
SA1 | Gas - Steam | 62.2029 | 93.7812 | 103.7362 | 30.3065 | 27.8933 | 18.0876 | 11.443 | 15.053 | 10.0251 | 24.9516 | 26.4938 | 112.3787 | 123.8602 | 302.9914 | 170.2125 | 382.3523 | 448.0052 | 581.5057 | 572.5362 | 660.213 | 581.6535 | 818.6039 | 468.8704 | 634.9687 | 559.8724
SA1 | OCGT / Diesel | 68.0314 | 100.3279 | 104.5704 | 31.0528 | 43.8267 | 27.0893 | 12.3269 | 16.7877 | 15.4681 | 23.2924 | 23.8684 | 156.9034 | 398.2478 | 390.5372 | 158.9451 | 644.9523 | 703.4617 | 645.5483 | 622.8929 | 703.8428 | 697.2933 | 792.111 | 564.6451 | 591.4828 | 561.7589
SA1 | Hydro | 0 | 0 | 0 | 0 | 0 | 0 | 0 | 0 | 0 | 0 | 0 | 0 | 0 | 0 | 0 | 0 | 0 | 0 | 0 | 0 | 0 | 0 | 0 | 0 | 0
SA1 | Wind | 5988.6686 | 6094.1277 | 6467.8716 | 5948.3878 | 5968.9509 | 5748.3397 | 6548.9645 | 6080.2729 | 5949.5075 | 5935.9032 | 6401.1045 | 7381.2383 | 7380.5302 | 7014.3533 | 7797.1798 | 10913.5973 | 10754.4757 | 10717.8114 | 11290.4218 | 9894.9251 | 9770.8128 | 9348.7305 | 10420.4791 | 12123.5954 | 12239.5234
SA1 | Solar PV | 794.6585 | 799.6653 | 804.4706 | 817.4454 | 779.797 | 752.0447 | 783.2959 | 757.1905 | 3062.2122 | 3030.5498 | 3219.0614 | 3659.2429 | 3891.3699 | 3902.5742 | 3974.0096 | 3845.7819 | 4183.3526 | 4197.6138 | 4302.019 | 4332.6933 | 4578.2901 | 4608.2687 | 4668.8777 | 4539.2327 | 4644.0562
SA1 | LS Batteries | 76.0817 | 76.9718 | 80.8706 | 72.264 | 81.2025 | 86.6976 | 64.1976 | 86.4248 | 86.2832 | 88.6884 | 78.6102 | 73.1468 | 67.5035 | 68.4515 | 73.9237 | 68.3128 | 67.0844 | 73.3679 | 71.2625 | 71.0684 | 70.8459 | 66.4039 | 75.3286 | 66.6021 | 71.0649
SA1 | Pumped Hydro | 1.124e-05 | 1.4102e-05 | 1.4574e-05 | 1.4268e-05 | 1.4392e-05 | 1.4445e-05 | 1.396e-05 | 1.4804e-05 | 2.1164e-05 | 2.7701e-05 | 2.8974e-05 | 6.3261e-05 | 6.0691e-05 | 6.2601e-05 | 8.9793e-05 | 170.9583 | 368.6943 | 379.2969 | 372.9275 | 399.9988 | 395.5145 | 385.0667 | 404.8797 | 665.0258 | 710.1431
Total excluding storage |  | 7862.3923 | 8156.9822 | 8505.6184 | 7123.1555 | 7374.1804 | 6974.1507 | 7547.4669 | 7118.8588 | 10200.1837 | 9569.2303 | 9933.7006 | 13078.9757 | 14180.9739 | 13669.2812 | 13120.8799 | 18283.4534 | 18865.3563 | 18695.2011 | 19009.5174 | 18090.0743 | 18237.7936 | 18025.4518 | 18165.4214 | 20325.4453 | 20299.2478
Region | Technology | 2020-21 | 2021-22 | 2022-23 | 2023-24 | 2024-25 | 2025-26 | 2026-27 | 2027-28 | 2028-29 | 2029-30 | 2030-31 | 2031-32 | 2032-33 | 2033-34 | 2034-35 | 2035-36 | 2036-37 | 2037-38 | 2038-39 | 2039-40 | 2040-41 | 2041-42 | 2042-43 | 2043-44 | 2044-45
TAS1 | Black Coal | 0 | 0 | 0 | 0 | 0 | 0 | 0 | 0 | 0 | 0 | 0 | 0 | 0 | 0 | 0 | 0 | 0 | 0 | 0 | 0 | 0 | 0 | 0 | 0 | 0
TAS1 | Brown Coal | 0 | 0 | 0 | 0 | 0 | 0 | 0 | 0 | 0 | 0 | 0 | 0 | 0 | 0 | 0 | 0 | 0 | 0 | 0 | 0 | 0 | 0 | 0 | 0 | 0
TAS1 | CCGT | 3.2784e-06 | 3.5565e-06 | 3.5254e-06 | 3.7506e-06 | 4.2283e-06 | 4.2129e-06 | 4.2179e-06 | 4.4352e-06 | 4.9124e-06 | 4.8817e-06 | 4.8277e-06 | 5.348e-06 | 5.8762e-06 | 5.8004e-06 | 5.719e-06 | 6.6723e-06 | 7.9732e-06 | 7.8367e-06 | 7.2674e-06 | 8.741e-06 | 9.2814e-06 | 8.7788e-06 | 8.5439e-06 | 1.033e-05 | 1.0431e-05
TAS1 | Gas - Steam | 0 | 0 | 0 | 0 | 0 | 0 | 0 | 0 | 0 | 0 | 0 | 0 | 0 | 0 | 0 | 0 | 0 | 0 | 0 | 0 | 0 | 0 | 0 | 0 | 0
TAS1 | OCGT / Diesel | 2.1397e-06 | 2.3961e-06 | 2.2863e-06 | 2.4644e-06 | 2.7595e-06 | 2.7045e-06 | 2.6775e-06 | 2.8223e-06 | 3.1316e-06 | 3.0709e-06 | 2.9769e-06 | 3.2981e-06 | 3.7345e-06 | 3.6277e-06 | 3.5154e-06 | 4.1879e-06 | 5.4838e-06 | 5.1636e-06 | 3.8773e-06 | 5.3245e-06 | 6.7772e-06 | 5.4136e-06 | 0.0022981 | 0.0032737 | 6.6674e-06
TAS1 | Hydro | 9099.0997 | 9099.0998 | 9099.0995 | 9102.6351 | 9099.0996 | 9099.0997 | 9099.0995 | 9102.6353 | 9099.0996 | 9099.0996 | 9099.0996 | 9102.6353 | 9099.0996 | 9099.0997 | 9099.0995 | 9102.6353 | 9099.0996 | 9099.0996 | 9099.0997 | 9102.6354 | 9099.0997 | 9099.0997 | 9099.0998 | 9102.6354 | 9099.0996
TAS1 | Wind | 1979.5535 | 1920.6501 | 2122.8181 | 1985.7317 | 1926.319 | 2126.5377 | 2157.6971 | 2011.1794 | 2344.1919 | 2279.4194 | 2501.0005 | 3268.0718 | 3361.2392 | 3597.2714 | 3620.4541 | 3561.9936 | 3561.0577 | 3465.1021 | 3726.5035 | 3538.4852 | 3517.0122 | 3757.7486 | 3806.9039 | 3852.1769 | 3817.6148
TAS1 | Solar PV | 0 | 0 | 0 | 0 | 0 | 0 | 0 | 0 | 0 | 0 | 0 | 0 | 0 | 0 | 0 | 0 | 0 | 0 | 0 | 0 | 0 | 0 | 0 | 0 | 0
TAS1 | LS Batteries | 5.9887e-06 | 6.5177e-06 | 7.0768e-06 | 7.2238e-06 | 7.8777e-06 | 9.0299e-06 | 1.026e-05 | 1.0957e-05 | 1.0352e-05 | 1.3085e-05 | 1.5103e-05 | 1.4976e-05 | 1.4658e-05 | 1.7401e-05 | 2.1208e-05 | 2.0203e-05 | 1.7552e-05 | 1.9711e-05 | 3.3654e-05 | 2.5147e-05 | 2.1842e-05 | 3.1694e-05 | 4.4371e-05 | 3.3304e-05 | 3.6329e-05
TAS1 | Pumped Hydro | 8.4382e-06 | 9.103e-06 | 1.0046e-05 | 1.0346e-05 | 1.0324e-05 | 1.1124e-05 | 1.189e-05 | 1.2417e-05 | 1.1991e-05 | 1.3498e-05 | 1.5364e-05 | 1.6513e-05 | 1.5798e-05 | 1.8816e-05 | 2.2943e-05 | 2.2673e-05 | 2.0452e-05 | 2.3451e-05 | 3.9575e-05 | 2.8392e-05 | 2.4446e-05 | 3.4611e-05 | 4.5964e-05 | 3.7671e-05 | 4.0151e-05
Total excluding storage |  | 11078.6532 | 11019.7499 | 11221.9177 | 11088.3668 | 11025.4186 | 11225.6374 | 11256.7966 | 11113.8147 | 11443.2915 | 11378.5191 | 11600.1001 | 12370.7071 | 12460.3388 | 12696.3711 | 12719.5537 | 12664.629 | 12660.1574 | 12564.2017 | 12825.6031 | 12641.1206 | 12616.1119 | 12856.8483 | 12906.006 | 12954.8155 | 12916.7145

## Neutral_Option1A_VOM Cost
VOM cost by technology ($000s) - QNI Option1A, Neutral Scenario
Real June 2019 dollars discounted to 2019-20
Region | Technology | 2020-21 | 2021-22 | 2022-23 | 2023-24 | 2024-25 | 2025-26 | 2026-27 | 2027-28 | 2028-29 | 2029-30 | 2030-31 | 2031-32 | 2032-33 | 2033-34 | 2034-35 | 2035-36 | 2036-37 | 2037-38 | 2038-39 | 2039-40 | 2040-41 | 2041-42 | 2042-43 | 2043-44 | 2044-45
NEM | Black Coal | 372220.933 | 334620.8121 | 295993.3031 | 290286.695 | 286849.0057 | 269891.7488 | 244572.67 | 241687.6964 | 202847.212 | 183141.6492 | 171706.4136 | 128998.7724 | 123952.661 | 114924.2743 | 108062.9655 | 75221.3928 | 61681.517 | 56426.5449 | 46588.6684 | 41595.1917 | 43961.6865 | 39756.0234 | 35547.703 | 27321.7342 | 26208.0737
NEM | Brown Coal | 133479.1218 | 124254.7233 | 116757.779 | 113563.628 | 105754.4665 | 101302.7252 | 96045.83 | 90699.8602 | 85227.2767 | 78027.9415 | 75485.6714 | 70328 | 47409.6062 | 45337.8121 | 42096.9792 | 39385.6723 | 36569.0642 | 34051.1634 | 32111.372 | 30713.8848 | 28915.0944 | 27394.0321 | 25120.8801 | 23942.0869 | 22977.0156
NEM | CCGT | 36887.6634 | 35233.4792 | 33353.2998 | 28116.2834 | 28421.2171 | 24939.8641 | 22742.8924 | 21731.9257 | 24791.2892 | 21094.1225 | 18820.2311 | 28445.8081 | 31971.002 | 28008.5938 | 19625.4339 | 30555.299 | 33305.1971 | 30043.5241 | 27611.7383 | 26504.8043 | 25432.3209 | 23386.2371 | 20243.9473 | 42043.3746 | 39988.2561
NEM | Gas - Steam | 152.7313 | 272.649 | 272.2944 | 102.9641 | 107.1474 | 67.9611 | 25.473 | 34.6621 | 28.3516 | 61.8656 | 56.5654 | 126.5891 | 135.1095 | 301.8355 | 160.6436 | 348.2675 | 381.536 | 465.2824 | 432.3707 | 470.6778 | 395.6058 | 519.4233 | 280.3631 | 363.6905 | 301.7291
NEM | OCGT / Diesel | 858.4653 | 1205.3901 | 1579.9693 | 585.2004 | 627.3216 | 332.2463 | 113.8444 | 191.465 | 160.8155 | 252.4067 | 228.511 | 1470.9425 | 3034.8874 | 3873.7504 | 2386.8577 | 9664.9701 | 14137.4638 | 15817.3114 | 16926.7606 | 14570.2464 | 12616.4712 | 14891.0975 | 9135.2946 | 13691.7156 | 10986.0144
NEM | Hydro | 105527.5943 | 99768.8953 | 94744.4521 | 90064.3584 | 85328.9751 | 78578.6414 | 74491.919 | 70542.6498 | 67683.6459 | 63906.8909 | 60220.1453 | 58776.094 | 55852.6266 | 53282.8072 | 50766.4108 | 48086.731 | 44537.7236 | 42600.4399 | 41005.7811 | 38589.8381 | 35751.1862 | 34385.5658 | 32670.4725 | 30567.1508 | 28798.9957
NEM | Wind | 67040.4325 | 66796.9285 | 72992.8691 | 63281.2951 | 58291.6049 | 58472.882 | 57544.3367 | 54194.4626 | 60874.704 | 64704.0968 | 63036.4441 | 71334.6708 | 78967.8725 | 80923.0653 | 78195.3903 | 80261.0527 | 77914.2548 | 73748.5088 | 74484.4693 | 74745.5986 | 72185.5695 | 72564.9343 | 71078.139 | 66294.3614 | 61241.1877
NEM | Solar PV | 0 | 0 | 0 | 0 | 0 | 0 | 0 | 0 | 0 | 0 | 0 | 0 | 0 | 0 | 0 | 0 | 0 | 0 | 0 | 0 | 0 | 0 | 0 | 0 | 0
NEM | LS Batteries | 0 | 0 | 0 | 0 | 0 | 0 | 0 | 0 | 0 | 0 | 0 | 0 | 0 | 0 | 0 | 0 | 0 | 0 | 0 | 0 | 0 | 0 | 0 | 0 | 0
NEM | Pumped Hydro | 708.4829 | 1812.1987 | 2729.5576 | 2862.4932 | 3247.6202 | 6633.6596 | 6355.9647 | 7784.3437 | 14565.2092 | 18940.1615 | 17686.1636 | 21841.2683 | 19320.0036 | 18451.8771 | 18241.6278 | 17763.8179 | 15084.4445 | 15025.3477 | 14806.4116 | 14679.244 | 12285.3081 | 12082.6069 | 12092.6661 | 11212.9217 | 10508.0452
NEM | Pumped Hydro Pump | 1332.7482 | 3538.999 | 5494.2065 | 6155.1481 | 6835.7499 | 8962.1889 | 9843.4586 | 11207.9974 | 19176.6174 | 25140.1379 | 26125.5432 | 30510.6464 | 28978.713 | 28318.0212 | 30167.9112 | 27197.517 | 23006.693 | 23396.8866 | 24582.9815 | 22766.7343 | 19698.251 | 19240.5311 | 20462.9925 | 17576.2193 | 16347.1914
Total |  | 718208.1726 | 667504.075 | 623917.7309 | 595018.0656 | 575463.1083 | 549181.9173 | 511736.3888 | 498075.0629 | 475355.1215 | 455269.2724 | 433365.6887 | 411832.7917 | 389622.4818 | 373422.0369 | 349704.22 | 328484.7203 | 306617.8941 | 291575.0091 | 278550.5535 | 264636.2201 | 251241.4936 | 244220.4514 | 226632.4582 | 233013.2548 | 217356.5088
Region | Technology | 2020-21 | 2021-22 | 2022-23 | 2023-24 | 2024-25 | 2025-26 | 2026-27 | 2027-28 | 2028-29 | 2029-30 | 2030-31 | 2031-32 | 2032-33 | 2033-34 | 2034-35 | 2035-36 | 2036-37 | 2037-38 | 2038-39 | 2039-40 | 2040-41 | 2041-42 | 2042-43 | 2043-44 | 2044-45
NSW1 | Black Coal | 185354.8555 | 176324.2436 | 149875.7923 | 147591.8621 | 146740.6157 | 137907.9056 | 122919.983 | 125456.4249 | 96358.6062 | 96442.44 | 90999.7129 | 52262.3551 | 49345.3938 | 46596.95 | 43993.9226 | 13225.4873 | 12476.7696 | 11788.5703 | 10273.9745 | 6879.1804 | 9935.5109 | 9368.4514 | 8015.0897 | 0 | 0
NSW1 | Brown Coal | 0 | 0 | 0 | 0 | 0 | 0 | 0 | 0 | 0 | 0 | 0 | 0 | 0 | 0 | 0 | 0 | 0 | 0 | 0 | 0 | 0 | 0 | 0 | 0 | 0
NSW1 | CCGT | 31.7308 | 15.1359 | 187.9095 | 472.3908 | 905.8195 | 38.7244 | 51.4397 | 138.1661 | 398.9244 | 261.3427 | 205.1034 | 4096.5047 | 5589.3029 | 4351.1214 | 1690.5829 | 6658.6145 | 7280.4235 | 6348.5267 | 5333.86 | 5296.2906 | 4696.281 | 4404.5592 | 3682.022 | 25400.9123 | 24106.0619
NSW1 | Gas - Steam | 0 | 0 | 0 | 0 | 0 | 0 | 0 | 0 | 0 | 0 | 0 | 0 | 0 | 0 | 0 | 0 | 0 | 0 | 0 | 0 | 0 | 0 | 0 | 0 | 0
NSW1 | OCGT / Diesel | 2.6455e-05 | 1.6306 | 125.0837 | 137.0336 | 139.8755 | 4.4243 | 2.5703e-05 | 18.9831 | 34.1113 | 21.3915 | 21.7605 | 136.7717 | 272.0329 | 560.8762 | 635.3329 | 3458.393 | 5522.4066 | 6586.6819 | 7498.5165 | 5699.7458 | 4505.6702 | 5838.1089 | 3590.505 | 5736.3448 | 4847.1778
NSW1 | Hydro | 17700.7109 | 16786.9435 | 16645.144 | 16132.8378 | 15416.7857 | 12569.2168 | 11937.1595 | 11583.7352 | 12139.6284 | 11433.1242 | 10854.6471 | 12052.8227 | 11698.4048 | 11767.0082 | 11518.9352 | 10936.0953 | 9516.6601 | 9555.0683 | 9870.9497 | 9097.2261 | 7864.3643 | 8160.2217 | 7893.0131 | 7079.9165 | 6672.1785
NSW1 | Wind | 13033.0911 | 13230.5162 | 13817.8861 | 12738.5096 | 11927.2282 | 11727.9946 | 11584.5298 | 9187.794 | 14774.4263 | 14778.8522 | 15316.3312 | 27016.0577 | 33435.517 | 35921.2629 | 35085.4012 | 30842.9349 | 26702.6898 | 25875.7983 | 25626.8223 | 31414.8462 | 31527.3042 | 32160.5883 | 31694.056 | 23344.6946 | 20225.3227
NSW1 | Solar PV | 0 | 0 | 0 | 0 | 0 | 0 | 0 | 0 | 0 | 0 | 0 | 0 | 0 | 0 | 0 | 0 | 0 | 0 | 0 | 0 | 0 | 0 | 0 | 0 | 0
NSW1 | LS Batteries | 0 | 0 | 0 | 0 | 0 | 0 | 0 | 0 | 0 | 0 | 0 | 0 | 0 | 0 | 0 | 0 | 0 | 0 | 0 | 0 | 0 | 0 | 0 | 0 | 0
NSW1 | Pumped Hydro | 139.9148 | 238.1676 | 398.215 | 442.6164 | 493.563 | 4283.1827 | 3702.9642 | 5578.5656 | 11963.5647 | 15808.9001 | 15095.5094 | 19186.1285 | 16758.7901 | 16087.8776 | 16002.8427 | 15834.1407 | 13440.0662 | 13361.3922 | 13300.6151 | 13219.9433 | 10916.7121 | 10894.7202 | 10845.6674 | 10121.2025 | 9386.1955
NSW1 | Pumped Hydro Pump | 529.4212 | 1289.7999 | 2163.3708 | 2695.7274 | 2903.088 | 5601.8824 | 6052.8677 | 8058.9672 | 15455.6082 | 20670.7385 | 22424.368 | 26717.3613 | 25319.6174 | 24940.6739 | 26968.4768 | 24439.2417 | 20659.7525 | 21019.6243 | 22431.6694 | 20679.5919 | 17745.2137 | 17543.4064 | 18676.0585 | 16020.8295 | 14745.449
Total |  | 216789.7243 | 207886.4375 | 183213.4013 | 180210.9777 | 178526.9757 | 172133.3308 | 156248.9439 | 160022.6361 | 151124.8695 | 159416.7891 | 154917.4325 | 141468.0017 | 142419.0589 | 140225.7702 | 135895.4942 | 105394.9074 | 95598.7683 | 94535.662 | 94336.4075 | 92286.8242 | 87191.0563 | 88370.0561 | 84396.4117 | 87703.9001 | 79982.3853
Region | Technology | 2020-21 | 2021-22 | 2022-23 | 2023-24 | 2024-25 | 2025-26 | 2026-27 | 2027-28 | 2028-29 | 2029-30 | 2030-31 | 2031-32 | 2032-33 | 2033-34 | 2034-35 | 2035-36 | 2036-37 | 2037-38 | 2038-39 | 2039-40 | 2040-41 | 2041-42 | 2042-43 | 2043-44 | 2044-45
QLD1 | Black Coal | 186866.0774 | 158296.5685 | 146117.5109 | 142694.8329 | 140108.39 | 131983.8432 | 121652.687 | 116231.2715 | 106488.6058 | 86699.2092 | 80706.7007 | 76736.4174 | 74607.2672 | 68327.3244 | 64069.043 | 61995.9056 | 49204.7474 | 44637.9745 | 36314.6939 | 34716.0113 | 34026.1756 | 30387.572 | 27532.6133 | 27321.7342 | 26208.0737
QLD1 | Brown Coal | 0 | 0 | 0 | 0 | 0 | 0 | 0 | 0 | 0 | 0 | 0 | 0 | 0 | 0 | 0 | 0 | 0 | 0 | 0 | 0 | 0 | 0 | 0 | 0 | 0
QLD1 | CCGT | 30441.7005 | 28393.4004 | 26999.7881 | 25968.3336 | 24529.0633 | 22734.8425 | 21776.5189 | 20457.1395 | 19426.9122 | 18597.2574 | 17611.5063 | 17999.3458 | 18270.9679 | 17082.1975 | 14862.6789 | 16761.3502 | 18536.0356 | 17196.0323 | 16954.4503 | 15539.0767 | 15135.6205 | 14021.3684 | 12668.5387 | 12238.3569 | 11974.1524
QLD1 | Gas - Steam | 0 | 0 | 0 | 0 | 0 | 0 | 0 | 0 | 0 | 0 | 0 | 0 | 0 | 0 | 0 | 0 | 0 | 0 | 0 | 0 | 0 | 0 | 0 | 0 | 0
QLD1 | OCGT / Diesel | 5.151e-05 | 5.1249e-05 | 24.1865 | 9.3854 | 16.4059 | 2.5102 | 13.2438 | 6.375 | 4.1977e-05 | 14.822 | 5.7156 | 65.2681 | 56.661 | 68.9614 | 55.2479 | 79.4398 | 502.817 | 1047.4905 | 2058.9699 | 1572.2516 | 1419.5261 | 1704.1978 | 1729.2468 | 1597.6521 | 950.4227
QLD1 | Hydro | 4678.2089 | 4407.0405 | 4155.8997 | 3932.9445 | 3708.3155 | 3500.5877 | 3308.2378 | 3130.5707 | 2948.08 | 2784.6511 | 2626.4084 | 2488.6592 | 2335.729 | 2211.2518 | 2088.9422 | 1976.0768 | 1841.1494 | 1755.0816 | 1657.459 | 1560.5285 | 1481.1292 | 1387.4741 | 1305.3832 | 1246.026 | 1166.3191
QLD1 | Wind | 5680.1827 | 7988.2346 | 11649.1656 | 10247.7462 | 8626.4873 | 9775.4957 | 8622.6882 | 12835.4924 | 14135.5378 | 20360.0058 | 17108.6525 | 15433.8687 | 13429.1036 | 14108.2453 | 12368.2149 | 13357.8521 | 15488.5349 | 14866.2906 | 14844.9152 | 14557.681 | 13292.814 | 14293.6133 | 13056.3669 | 15031.44 | 13465.9133
QLD1 | Solar PV | 0 | 0 | 0 | 0 | 0 | 0 | 0 | 0 | 0 | 0 | 0 | 0 | 0 | 0 | 0 | 0 | 0 | 0 | 0 | 0 | 0 | 0 | 0 | 0 | 0
QLD1 | LS Batteries | 0 | 0 | 0 | 0 | 0 | 0 | 0 | 0 | 0 | 0 | 0 | 0 | 0 | 0 | 0 | 0 | 0 | 0 | 0 | 0 | 0 | 0 | 0 | 0 | 0
QLD1 | Pumped Hydro | 568.5681 | 1574.0311 | 2331.3426 | 2419.8768 | 2754.0571 | 2350.4769 | 2653.0005 | 2205.7781 | 2601.6445 | 3131.2614 | 2590.6542 | 2655.1398 | 2561.2134 | 2363.9995 | 2238.7852 | 1929.6772 | 1644.3783 | 1663.9555 | 1505.7965 | 1459.3008 | 1368.5959 | 1187.8867 | 1246.9987 | 1091.7192 | 1121.8497
QLD1 | Pumped Hydro Pump | 803.327 | 2249.1991 | 3330.8357 | 3459.4207 | 3932.6619 | 3360.3064 | 3790.5909 | 3149.0302 | 3721.0093 | 4469.3994 | 3701.1752 | 3793.2852 | 3659.0956 | 3377.3473 | 3199.4344 | 2758.2753 | 2346.9405 | 2377.2623 | 2151.3121 | 2087.1424 | 1953.0373 | 1697.1246 | 1786.934 | 1555.3898 | 1601.7424
Total |  | 229038.0646 | 202908.4742 | 194608.7289 | 188732.5399 | 183675.381 | 173708.0627 | 161816.9671 | 158015.6574 | 149321.7896 | 136056.6062 | 124350.8128 | 119171.9841 | 114920.0376 | 107539.3273 | 98882.3464 | 98858.577 | 89564.6031 | 83544.0872 | 75487.5967 | 71491.9923 | 68676.8987 | 64679.237 | 59326.0816 | 60082.3182 | 56488.4732
Region | Technology | 2020-21 | 2021-22 | 2022-23 | 2023-24 | 2024-25 | 2025-26 | 2026-27 | 2027-28 | 2028-29 | 2029-30 | 2030-31 | 2031-32 | 2032-33 | 2033-34 | 2034-35 | 2035-36 | 2036-37 | 2037-38 | 2038-39 | 2039-40 | 2040-41 | 2041-42 | 2042-43 | 2043-44 | 2044-45
VIC1 | Black Coal | 0 | 0 | 0 | 0 | 0 | 0 | 0 | 0 | 0 | 0 | 0 | 0 | 0 | 0 | 0 | 0 | 0 | 0 | 0 | 0 | 0 | 0 | 0 | 0 | 0
VIC1 | Brown Coal | 133479.1218 | 124254.7233 | 116757.779 | 113563.628 | 105754.4665 | 101302.7252 | 96045.83 | 90699.8602 | 85227.2767 | 78027.9415 | 75485.6714 | 70328 | 47409.6062 | 45337.8121 | 42096.9792 | 39385.6723 | 36569.0642 | 34051.1634 | 32111.372 | 30713.8848 | 28915.0944 | 27394.0321 | 25120.8801 | 23942.0869 | 22977.0156
VIC1 | CCGT | 2.8433e-05 | 2.7955e-05 | 3.8008e-05 | 3.6581e-05 | 3.58e-05 | 3.3526e-05 | 3.1141e-05 | 2.9998e-05 | 3.1664e-05 | 2.9538e-05 | 2.7335e-05 | 3.7423e-05 | 4.7046e-05 | 4.3679e-05 | 3.9391e-05 | 8.0682e-05 | 0.00011102 | 0.00010245 | 9.2528e-05 | 9.0343e-05 | 9.7873e-05 | 8.9908e-05 | 0.00012296 | 0.0001237 | 0.00011511
VIC1 | Gas - Steam | 20.008 | 83.5017 | 73.8585 | 48.8956 | 59.4127 | 39.2886 | 8.2951 | 12.9983 | 14.5818 | 29.504 | 24.1972 | 0 | 0 | 0 | 0 | 0 | 0 | 0 | 0 | 0 | 0 | 0 | 0 | 0 | 0
VIC1 | OCGT / Diesel | 163.0316 | 241.6377 | 484.7862 | 174.5778 | 112.6506 | 118.3576 | 11.742 | 50.7245 | 25.8782 | 72.4638 | 62.9323 | 423.2391 | 656.2613 | 1370.6193 | 986.5724 | 3340.9806 | 5240.7557 | 5707.719 | 5123.4838 | 4900.6424 | 4435.1221 | 4963.5856 | 2205.6012 | 4745.723 | 3748.2321
VIC1 | Hydro | 23095.2307 | 21902.7357 | 20483.7988 | 19434.9206 | 18419.3018 | 17498.3793 | 16693.5805 | 15617.1133 | 14633.957 | 13866.071 | 12947.8995 | 12289.0843 | 11629.9255 | 10873.2479 | 10288.8786 | 9787.5762 | 9203.9469 | 8678.7838 | 8146.0926 | 7755.7473 | 7333.8549 | 6877.6082 | 6497.1165 | 6194.4002 | 5810.682
VIC1 | Wind | 28786.2786 | 27013.864 | 28709.9129 | 23912.0263 | 22358.6057 | 22434.9474 | 22186.2018 | 18884.724 | 19028.5374 | 17458.5668 | 18213.9013 | 14727.379 | 18616.3558 | 18256.9526 | 17941.0508 | 20442.7588 | 21131.501 | 19350.4878 | 20397.0196 | 17270.8433 | 16651.356 | 16093.0464 | 16086.903 | 16918.047 | 17103.2611
VIC1 | Solar PV | 0 | 0 | 0 | 0 | 0 | 0 | 0 | 0 | 0 | 0 | 0 | 0 | 0 | 0 | 0 | 0 | 0 | 0 | 0 | 0 | 0 | 0 | 0 | 0 | 0
VIC1 | LS Batteries | 0 | 0 | 0 | 0 | 0 | 0 | 0 | 0 | 0 | 0 | 0 | 0 | 0 | 0 | 0 | 0 | 0 | 0 | 0 | 0 | 0 | 0 | 0 | 0 | 0
VIC1 | Pumped Hydro | 0 | 0 | 0 | 0 | 0 | 0 | 0 | 0 | 0 | 0 | 0 | 0 | 0 | 0 | 0 | 0 | 0 | 0 | 0 | 0 | 0 | 0 | 0 | 0 | 0
VIC1 | Pumped Hydro Pump | 0 | 0 | 0 | 0 | 0 | 0 | 0 | 0 | 0 | 0 | 0 | 0 | 0 | 0 | 0 | 0 | 0 | 0 | 0 | 0 | 0 | 0 | 0 | 0 | 0
Total |  | 185543.6707 | 173496.4625 | 166510.1355 | 157134.0484 | 146704.4374 | 141393.6982 | 134945.6496 | 125265.4204 | 118930.2312 | 109454.547 | 106734.6018 | 97767.7025 | 78312.1488 | 75838.6319 | 71313.481 | 72956.988 | 72145.268 | 67788.1542 | 65777.9681 | 60641.118 | 57335.4276 | 55328.2724 | 49910.5009 | 51800.2572 | 49639.1909
Region | Technology | 2020-21 | 2021-22 | 2022-23 | 2023-24 | 2024-25 | 2025-26 | 2026-27 | 2027-28 | 2028-29 | 2029-30 | 2030-31 | 2031-32 | 2032-33 | 2033-34 | 2034-35 | 2035-36 | 2036-37 | 2037-38 | 2038-39 | 2039-40 | 2040-41 | 2041-42 | 2042-43 | 2043-44 | 2044-45
SA1 | Black Coal | 0 | 0 | 0 | 0 | 0 | 0 | 0 | 0 | 0 | 0 | 0 | 0 | 0 | 0 | 0 | 0 | 0 | 0 | 0 | 0 | 0 | 0 | 0 | 0 | 0
SA1 | Brown Coal | 0 | 0 | 0 | 0 | 0 | 0 | 0 | 0 | 0 | 0 | 0 | 0 | 0 | 0 | 0 | 0 | 0 | 0 | 0 | 0 | 0 | 0 | 0 | 0 | 0
SA1 | CCGT | 6414.2321 | 6824.9428 | 6165.6022 | 1675.5589 | 2986.3342 | 2166.297 | 914.9337 | 1136.62 | 4965.4526 | 2235.5224 | 1003.6214 | 6349.9575 | 8110.731 | 6575.2748 | 3072.1721 | 7135.3341 | 7488.7379 | 6498.965 | 5323.4279 | 5669.437 | 5600.4193 | 4960.3094 | 3893.3865 | 4404.1052 | 3908.0417
SA1 | Gas - Steam | 132.7232 | 189.1473 | 198.4359 | 54.0685 | 47.7346 | 28.6725 | 17.1779 | 21.6638 | 13.7697 | 32.3616 | 32.3682 | 126.5891 | 135.1095 | 301.8355 | 160.6436 | 348.2675 | 381.536 | 465.2824 | 432.3707 | 470.6778 | 395.6058 | 519.4233 | 280.3631 | 363.6905 | 301.7291
SA1 | OCGT / Diesel | 695.4336 | 962.1216 | 945.9129 | 264.2036 | 358.3896 | 206.9542 | 88.8585 | 115.3824 | 100.8259 | 143.7295 | 138.1026 | 845.6636 | 2049.9322 | 1873.2934 | 709.7045 | 2786.1566 | 2871.4844 | 2475.42 | 2245.7904 | 2397.6065 | 2256.1528 | 2385.2051 | 1609.9355 | 1611.9869 | 1440.1818
SA1 | Hydro | 0 | 0 | 0 | 0 | 0 | 0 | 0 | 0 | 0 | 0 | 0 | 0 | 0 | 0 | 0 | 0 | 0 | 0 | 0 | 0 | 0 | 0 | 0 | 0 | 0
SA1 | Wind | 14686.1363 | 14116.4282 | 14163.4933 | 12285.7626 | 11627.7157 | 10611.6604 | 11400.9595 | 9985.8951 | 9224.9487 | 8698.5697 | 8862.2591 | 9665.1413 | 9107.2352 | 8206.5431 | 8600.8146 | 11702.5837 | 10889.987 | 10254.3024 | 10159.725 | 8408.5477 | 7806.9219 | 7082.9801 | 7439.3204 | 8307.6512 | 7926.5001
SA1 | Solar PV | 0 | 0 | 0 | 0 | 0 | 0 | 0 | 0 | 0 | 0 | 0 | 0 | 0 | 0 | 0 | 0 | 0 | 0 | 0 | 0 | 0 | 0 | 0 | 0 | 0
SA1 | LS Batteries | 0 | 0 | 0 | 0 | 0 | 0 | 0 | 0 | 0 | 0 | 0 | 0 | 0 | 0 | 0 | 0 | 0 | 0 | 0 | 0 | 0 | 0 | 0 | 0 | 0
SA1 | Pumped Hydro | 0 | 0 | 0 | 0 | 0 | 0 | 0 | 0 | 0 | 0 | 0 | 0 | 0 | 0 | 0 | 0 | 0 | 0 | 0 | 0 | 0 | 0 | 0 | 0 | 0
SA1 | Pumped Hydro Pump | 0 | 0 | 0 | 0 | 0 | 0 | 0 | 0 | 0 | 0 | 0 | 0 | 0 | 0 | 0 | 0 | 0 | 0 | 0 | 0 | 0 | 0 | 0 | 0 | 0
Total |  | 21928.5252 | 22092.64 | 21473.4443 | 14279.5936 | 15020.1741 | 13013.584 | 12421.9295 | 11259.5613 | 14304.9969 | 11110.1832 | 10036.3513 | 16987.3515 | 19403.008 | 16956.9468 | 12543.3348 | 21972.3419 | 21631.7454 | 19693.9697 | 18161.314 | 16946.269 | 16059.0998 | 14947.9179 | 13223.0055 | 14687.4339 | 13576.4527
Region | Technology | 2020-21 | 2021-22 | 2022-23 | 2023-24 | 2024-25 | 2025-26 | 2026-27 | 2027-28 | 2028-29 | 2029-30 | 2030-31 | 2031-32 | 2032-33 | 2033-34 | 2034-35 | 2035-36 | 2036-37 | 2037-38 | 2038-39 | 2039-40 | 2040-41 | 2041-42 | 2042-43 | 2043-44 | 2044-45
TAS1 | Black Coal | 0 | 0 | 0 | 0 | 0 | 0 | 0 | 0 | 0 | 0 | 0 | 0 | 0 | 0 | 0 | 0 | 0 | 0 | 0 | 0 | 0 | 0 | 0 | 0 | 0
TAS1 | Brown Coal | 0 | 0 | 0 | 0 | 0 | 0 | 0 | 0 | 0 | 0 | 0 | 0 | 0 | 0 | 0 | 0 | 0 | 0 | 0 | 0 | 0 | 0 | 0 | 0 | 0
TAS1 | CCGT | 2.3282e-05 | 2.3851e-05 | 2.2325e-05 | 2.2425e-05 | 2.3871e-05 | 2.2459e-05 | 2.1233e-05 | 2.1081e-05 | 2.2047e-05 | 2.0689e-05 | 1.932e-05 | 2.0208e-05 | 2.0966e-05 | 1.9542e-05 | 1.8194e-05 | 2.0042e-05 | 2.2614e-05 | 2.0988e-05 | 1.838e-05 | 2.0873e-05 | 2.0928e-05 | 1.8691e-05 | 1.7178e-05 | 1.9609e-05 | 1.8697e-05
TAS1 | Gas - Steam | 0 | 0 | 0 | 0 | 0 | 0 | 0 | 0 | 0 | 0 | 0 | 0 | 0 | 0 | 0 | 0 | 0 | 0 | 0 | 0 | 0 | 0 | 0 | 0 | 0
TAS1 | OCGT / Diesel | 2.0995e-05 | 2.2198e-05 | 2.0009e-05 | 2.0358e-05 | 2.1525e-05 | 1.992e-05 | 1.8626e-05 | 1.8542e-05 | 1.9421e-05 | 1.7988e-05 | 1.6466e-05 | 1.7225e-05 | 1.8416e-05 | 1.6893e-05 | 1.5457e-05 | 1.7386e-05 | 2.1488e-05 | 1.9111e-05 | 1.3556e-05 | 1.7577e-05 | 2.1119e-05 | 1.5933e-05 | 0.0061148 | 0.0086994 | 1.6518e-05
TAS1 | Hydro | 60053.4439 | 56672.1755 | 53459.6096 | 50563.6555 | 47784.5721 | 45010.4575 | 42552.9412 | 40211.2306 | 37961.9805 | 35823.0446 | 33791.1903 | 31945.5279 | 30188.5674 | 28431.2992 | 26869.6549 | 25386.9828 | 23975.9673 | 22611.5061 | 21331.2799 | 20176.3362 | 19071.8378 | 17960.2619 | 16974.9597 | 16046.8082 | 15149.8162
TAS1 | Wind | 4854.7438 | 4447.8854 | 4652.4113 | 4097.2504 | 3751.5681 | 3922.7839 | 3749.9575 | 3300.5571 | 3711.2537 | 3408.1023 | 3535.3 | 4492.224 | 4379.6609 | 4430.0614 | 4199.9088 | 3914.9232 | 3701.5421 | 3401.6298 | 3455.9872 | 3093.6803 | 2907.1733 | 2934.7062 | 2801.4927 | 2692.5286 | 2520.1905
TAS1 | Solar PV | 0 | 0 | 0 | 0 | 0 | 0 | 0 | 0 | 0 | 0 | 0 | 0 | 0 | 0 | 0 | 0 | 0 | 0 | 0 | 0 | 0 | 0 | 0 | 0 | 0
TAS1 | LS Batteries | 0 | 0 | 0 | 0 | 0 | 0 | 0 | 0 | 0 | 0 | 0 | 0 | 0 | 0 | 0 | 0 | 0 | 0 | 0 | 0 | 0 | 0 | 0 | 0 | 0
TAS1 | Pumped Hydro | 0 | 0 | 0 | 0 | 0 | 0 | 0 | 0 | 0 | 0 | 0 | 0 | 0 | 0 | 0 | 0 | 0 | 0 | 0 | 0 | 0 | 0 | 0 | 0 | 0
TAS1 | Pumped Hydro Pump | 0 | 0 | 0 | 0 | 0 | 0 | 0 | 0 | 0 | 0 | 0 | 0 | 0 | 0 | 0 | 0 | 0 | 0 | 0 | 0 | 0 | 0 | 0 | 0 | 0
Total |  | 64908.1878 | 61120.061 | 58112.0209 | 54660.906 | 51536.1402 | 48933.2415 | 46302.8987 | 43511.7877 | 41673.2343 | 39231.147 | 37326.4904 | 36437.7519 | 34568.2284 | 32861.3607 | 31069.5637 | 29301.906 | 27677.5094 | 26013.136 | 24787.2671 | 23270.0165 | 21979.0111 | 20894.9681 | 19776.4585 | 18739.3455 | 17670.0067

## Neutral_Option1A_FOM Cost
FOM cost by technology ($000s) - QNI Option1A, Neutral Scenario
Real June 2019 dollars discounted to 2019-20. For new entrant capacity, the FOM is incurred annually in modelling, but presented here in the installation year. For existing capacity, the FOM is presented annually. In the Houston Kemp economic assessment workbook, FOM for existing capacity is not included. As retirement dates are the same in the Base Case and with each augmentation option, excluding FOM for existing generators does not affect the gross market benefits.
Region | Technology | 2020-21 | 2021-22 | 2022-23 | 2023-24 | 2024-25 | 2025-26 | 2026-27 | 2027-28 | 2028-29 | 2029-30 | 2030-31 | 2031-32 | 2032-33 | 2033-34 | 2034-35 | 2035-36 | 2036-37 | 2037-38 | 2038-39 | 2039-40 | 2040-41 | 2041-42 | 2042-43 | 2043-44 | 2044-45
NEM | Black Coal | 976007.2 | 976007.2 | 869607.2 | 869607.2 | 869607.2 | 869607.2 | 869607.2 | 869607.2 | 799383.2 | 710007.2 | 710007.2 | 556791.2 | 556791.2 | 556791.2 | 556791.2 | 416343.2 | 341863.2 | 341863.2 | 304623.2 | 304623.2 | 304623.2 | 304623.2 | 304623.2 | 234399.2 | 234399.2
NEM | Brown Coal | 656085.3 | 656085.3 | 656085.3 | 656085.3 | 656085.3 | 656085.3 | 656085.3 | 656085.3 | 656085.3 | 656085.3 | 656085.3 | 656085.3 | 436801.8 | 436801.8 | 436801.8 | 436801.8 | 436801.8 | 436801.8 | 436801.8 | 436801.8 | 436801.8 | 436801.8 | 436801.8 | 436801.8 | 436801.8
NEM | CCGT | 32743.2005 | 32743.2 | 32743.2 | 32743.2 | 32743.1999 | 32743.1999 | 32743.1999 | 32743.1999 | 32743.2 | 32743.1999 | 32743.1999 | 32743.2 | 32743.2 | 32743.1999 | 32743.1999 | 32743.2013 | 32743.2 | 32743.1999 | 32743.2 | 32743.2 | 32743.1999 | 32743.1999 | 32743.2 | 41597.8395 | 32743.1999
NEM | Gas - Steam | 84358.6702 | 61737.3508 | 61737.3508 | 61737.3508 | 61737.3508 | 61737.3508 | 61737.3508 | 61737.3508 | 61737.3508 | 61737.3508 | 61737.3508 | 37702.199 | 37702.199 | 37702.199 | 37702.199 | 37702.199 | 37702.199 | 37702.199 | 37702.199 | 37702.199 | 37702.199 | 37702.199 | 37702.199 | 37702.199 | 37702.199
NEM | OCGT / Diesel | 31624.8243 | 31482.024 | 48456.7991 | 36404.5292 | 31482.024 | 31482.024 | 31482.024 | 31482.024 | 31482.024 | 31482.024 | 31482.024 | 31482.024 | 31482.024 | 31482.024 | 31482.024 | 54532.9463 | 31482.024 | 31482.024 | 31482.024 | 31482.0241 | 33244.8705 | 31482.024 | 31482.024 | 33148.2142 | 31482.024
NEM | Hydro | 424205.6252 | 424205.6252 | 424205.6252 | 424205.6252 | 424205.6252 | 424205.6252 | 424205.6252 | 424205.6252 | 424205.6252 | 424205.6252 | 424205.6252 | 424205.6252 | 424205.6252 | 424205.6252 | 424205.6252 | 424205.6252 | 424205.6252 | 424205.6252 | 424205.6252 | 424205.6252 | 424205.6252 | 424205.6252 | 424205.6252 | 424205.6252 | 424205.6252
NEM | Wind | 405972.1849 | 420936.3399 | 466487.3405 | 466487.3423 | 466487.3441 | 466487.3452 | 466487.3434 | 621452.6409 | 882230.6693 | 685800.0363 | 466487.3441 | 1133641.6196 | 823015.9525 | 603681.1436 | 466487.3392 | 1128091.4067 | 610395.9901 | 466487.3394 | 494239.2984 | 668468.1896 | 478425.6288 | 469490.8758 | 471292.4385 | 521902.6194 | 471967.8678
NEM | Solar PV | 141516.2814 | 183458.6799 | 193353.1796 | 208706.6986 | 193353.18 | 201389.3904 | 201533.2573 | 343689.0658 | 347066.1495 | 243040.6796 | 193353.1795 | 422320.7878 | 252733.2811 | 193353.179 | 193353.179 | 502714.7455 | 200895.2511 | 193353.1791 | 193353.1793 | 193353.179 | 197363.1495 | 193353.179 | 193353.179 | 217531.5937 | 194205.362
NEM | LS Batteries | 0.0019477 | 0.0003133 | 0.00068954 | 0.00022927 | 9.5565e-05 | 0.00021901 | 0.00029179 | 0.00017496 | 0.00034169 | 0.0026168 | 0.00010875 | 0.00034928 | 4531.7948 | 2396.7058 | 0.00026835 | 12773.2545 | 0.00016304 | 3.3432e-05 | 0.00021676 | 0.0042333 | 1993.1646 | 1.0579e-05 | 96.9427 | 2.2501e-05 | 4.4053e-05
NEM | Pumped Hydro | 47182.5067 | 47182.5008 | 47182.5072 | 47182.5218 | 47182.5003 | 163682.5 | 163682.5003 | 163682.5003 | 200180.5363 | 206945.8137 | 163682.5001 | 269785.936 | 215931.6474 | 163682.5 | 176023.5825 | 273048.1059 | 205750.4185 | 167007.2729 | 170694.1685 | 165875.0974 | 168629.5771 | 163682.5 | 163682.5 | 177098.4335 | 164006.6133
NEM | Pumped Hydro Pump | 82132.5 | 82132.5 | 82132.5 | 82132.5 | 82132.5 | 198632.5 | 198632.5 | 198632.5 | 198632.5 | 198632.5 | 198632.5 | 198632.5 | 198632.5 | 198632.5 | 198632.5 | 198632.5 | 198632.5 | 198632.5 | 198632.5 | 198632.5 | 198632.5 | 198632.5 | 198632.5 | 198632.5 | 198632.5
Total |  | 2881828.2952 | 2915970.7209 | 2881991.003 | 2885292.2682 | 2865016.2245 | 3106052.4358 | 3106196.3012 | 3403317.4071 | 3633746.5555 | 3250679.7321 | 2938416.2238 | 3763390.3918 | 3014571.224 | 2681472.0766 | 2554222.6491 | 3517588.9843 | 2520472.2081 | 2330278.3395 | 2324477.1946 | 2493887.0185 | 2314364.9147 | 2292717.103 | 2294615.6084 | 2323020.0244 | 2226146.3912
Region | Technology | 2020-21 | 2021-22 | 2022-23 | 2023-24 | 2024-25 | 2025-26 | 2026-27 | 2027-28 | 2028-29 | 2029-30 | 2030-31 | 2031-32 | 2032-33 | 2033-34 | 2034-35 | 2035-36 | 2036-37 | 2037-38 | 2038-39 | 2039-40 | 2040-41 | 2041-42 | 2042-43 | 2043-44 | 2044-45
NSW1 | Black Coal | 540512 | 540512 | 434112 | 434112 | 434112 | 434112 | 434112 | 434112 | 363888 | 363888 | 363888 | 210672 | 210672 | 210672 | 210672 | 70224 | 70224 | 70224 | 70224 | 70224 | 70224 | 70224 | 70224 | 0 | 0
NSW1 | Brown Coal | 0 | 0 | 0 | 0 | 0 | 0 | 0 | 0 | 0 | 0 | 0 | 0 | 0 | 0 | 0 | 0 | 0 | 0 | 0 | 0 | 0 | 0 | 0 | 0 | 0
NSW1 | CCGT | 6361.95 | 6361.9499 | 6361.95 | 6361.95 | 6361.9499 | 6361.9499 | 6361.9499 | 6361.9499 | 6361.95 | 6361.9499 | 6361.9499 | 6361.95 | 6361.95 | 6361.9499 | 6361.9499 | 6361.9512 | 6361.9499 | 6361.9499 | 6361.9499 | 6361.9499 | 6361.9499 | 6361.9499 | 6361.9499 | 15216.5895 | 6361.9499
NSW1 | Gas - Steam | 0 | 0 | 0 | 0 | 0 | 0 | 0 | 0 | 0 | 0 | 0 | 0 | 0 | 0 | 0 | 0 | 0 | 0 | 0 | 0 | 0 | 0 | 0 | 0 | 0
NSW1 | OCGT / Diesel | 6039.6001 | 6039.6 | 23014.3751 | 10962.1052 | 6039.6 | 6039.6 | 6039.6 | 6039.6 | 6039.6 | 6039.6 | 6039.6 | 6039.6 | 6039.6 | 6039.6 | 6039.6 | 29090.5223 | 6039.6 | 6039.6 | 6039.6 | 6039.6 | 7802.4465 | 6039.6 | 6039.6 | 7412.2369 | 6039.6
NSW1 | Hydro | 150576.25 | 150576.25 | 150576.25 | 150576.25 | 150576.25 | 150576.25 | 150576.25 | 150576.25 | 150576.25 | 150576.25 | 150576.25 | 150576.25 | 150576.25 | 150576.25 | 150576.25 | 150576.25 | 150576.25 | 150576.25 | 150576.25 | 150576.25 | 150576.25 | 150576.25 | 150576.25 | 150576.25 | 150576.25
NSW1 | Wind | 88432.0859 | 88432.08 | 88432.0805 | 88432.0821 | 88432.082 | 88432.0808 | 88432.0804 | 88432.0804 | 380986.5495 | 88432.0836 | 88432.08 | 598294.9472 | 248240.5557 | 225625.8842 | 88432.08 | 409318.7881 | 90187.3137 | 88432.0801 | 88432.08 | 266894.3883 | 91073.3534 | 88432.08 | 88432.08 | 89884.7869 | 88432.0802
NSW1 | Solar PV | 64190.8908 | 71386.89 | 71386.8904 | 71386.891 | 71386.8904 | 71386.8901 | 71386.8902 | 71386.8902 | 136048.1813 | 71386.8912 | 71386.8903 | 288452.556 | 119216.5361 | 71386.89 | 71386.89 | 378164.936 | 75154.9791 | 71386.89 | 71386.89 | 71386.89 | 71386.89 | 71386.89 | 71386.89 | 95565.3045 | 72239.0729
NSW1 | LS Batteries | 0.00083651 | 0.00017897 | 0.00051202 | 0.00022927 | 3.8118e-05 | 3.6447e-05 | 3.8398e-05 | 0.00010866 | 0.00026377 | 0.0015269 | 5.4215e-05 | 0.00014787 | 4531.7946 | 2396.7058 | 5.3544e-05 | 12773.2542 | 4.4978e-05 | 1.2683e-05 | 2.2102e-05 | 0.00014712 | 1993.1646 | 0 | 3.8674e-05 | 1.1976e-05 | 3.1369e-05
NSW1 | Pumped Hydro | 13980.0029 | 13980.0003 | 13980.0049 | 13980.0216 | 13980.0001 | 130480 | 130480 | 130480.0001 | 166978.0351 | 156209.6773 | 130480 | 236583.4243 | 165915.2014 | 130480 | 130480.0006 | 174640.8482 | 134440.5557 | 131248.314 | 131588.1217 | 130708.8815 | 135427.0771 | 130480 | 130480 | 142806.651 | 130735.1137
NSW1 | Pumped Hydro Pump | 48930 | 48930 | 48930 | 48930 | 48930 | 165430 | 165430 | 165430 | 165430 | 165430 | 165430 | 165430 | 165430 | 165430 | 165430 | 165430 | 165430 | 165430 | 165430 | 165430 | 165430 | 165430 | 165430 | 165430 | 165430
Total |  | 919022.7806 | 926218.7705 | 836793.5514 | 824741.3002 | 819818.7725 | 1052818.7709 | 1052818.7706 | 1052818.7707 | 1376308.5661 | 1008324.4536 | 982594.7703 | 1662410.7276 | 1076983.8877 | 968969.2799 | 829378.7705 | 1396580.5501 | 698414.6485 | 689699.0841 | 690038.8917 | 867621.9599 | 700275.1316 | 688930.7699 | 688930.77 | 666891.8189 | 619814.0668
Region | Technology | 2020-21 | 2021-22 | 2022-23 | 2023-24 | 2024-25 | 2025-26 | 2026-27 | 2027-28 | 2028-29 | 2029-30 | 2030-31 | 2031-32 | 2032-33 | 2033-34 | 2034-35 | 2035-36 | 2036-37 | 2037-38 | 2038-39 | 2039-40 | 2040-41 | 2041-42 | 2042-43 | 2043-44 | 2044-45
QLD1 | Black Coal | 435495.2 | 435495.2 | 435495.2 | 435495.2 | 435495.2 | 435495.2 | 435495.2 | 435495.2 | 435495.2 | 346119.2 | 346119.2 | 346119.2 | 346119.2 | 346119.2 | 346119.2 | 346119.2 | 271639.2 | 271639.2 | 234399.2 | 234399.2 | 234399.2 | 234399.2 | 234399.2 | 234399.2 | 234399.2
QLD1 | Brown Coal | 0 | 0 | 0 | 0 | 0 | 0 | 0 | 0 | 0 | 0 | 0 | 0 | 0 | 0 | 0 | 0 | 0 | 0 | 0 | 0 | 0 | 0 | 0 | 0 | 0
QLD1 | CCGT | 16752.7502 | 16752.75 | 16752.75 | 16752.75 | 16752.75 | 16752.75 | 16752.75 | 16752.75 | 16752.75 | 16752.75 | 16752.75 | 16752.75 | 16752.75 | 16752.75 | 16752.75 | 16752.75 | 16752.75 | 16752.75 | 16752.75 | 16752.75 | 16752.75 | 16752.75 | 16752.75 | 16752.75 | 16752.75
QLD1 | Gas - Steam | 0 | 0 | 0 | 0 | 0 | 0 | 0 | 0 | 0 | 0 | 0 | 0 | 0 | 0 | 0 | 0 | 0 | 0 | 0 | 0 | 0 | 0 | 0 | 0 | 0
QLD1 | OCGT / Diesel | 7893.9001 | 7751.1 | 7751.1 | 7751.1 | 7751.1 | 7751.1 | 7751.1 | 7751.1 | 7751.1 | 7751.1 | 7751.1 | 7751.1 | 7751.1 | 7751.1 | 7751.1 | 7751.1 | 7751.1 | 7751.1 | 7751.1 | 7751.1001 | 7751.1 | 7751.1 | 7751.1 | 8044.6533 | 7751.1
QLD1 | Hydro | 8877.3001 | 8877.3001 | 8877.3001 | 8877.3001 | 8877.3001 | 8877.3001 | 8877.3001 | 8877.3001 | 8877.3001 | 8877.3001 | 8877.3001 | 8877.3001 | 8877.3001 | 8877.3001 | 8877.3001 | 8877.3001 | 8877.3001 | 8877.3001 | 8877.3001 | 8877.3001 | 8877.3001 | 8877.3001 | 8877.3001 | 8877.3001 | 8877.3001
QLD1 | Wind | 29946.4044 | 29946.4 | 75497.4001 | 75497.4001 | 75497.4003 | 75497.4005 | 75497.4 | 227654.8447 | 177343.7668 | 294810.0933 | 75497.4 | 75497.4 | 75497.4 | 75497.4 | 75497.4 | 75497.4 | 164767.7736 | 75497.4001 | 103249.3591 | 99015.9419 | 84794.4161 | 78500.9366 | 80302.4993 | 85843.0549 | 75497.4001
QLD1 | Solar PV | 45347.6506 | 80094.05 | 89988.5501 | 89988.55 | 89988.5501 | 89988.55 | 89988.55 | 89988.5504 | 89988.5503 | 89988.5507 | 89988.55 | 89988.55 | 89988.55 | 89988.55 | 89988.55 | 89988.55 | 89988.5501 | 89988.55 | 89988.5503 | 89988.55 | 89988.5501 | 89988.55 | 89988.55 | 89988.5501 | 89988.55
QLD1 | LS Batteries | 0.00043329 | 4.7988e-05 | 3.2661e-05 | 0 | 2.943e-05 | 0.00011246 | 0.00018629 | 0 | 0 | 0.00070894 | 0 | 0 | 0 | 0 | 0.00015964 | 2.5001e-05 | 4.5943e-05 | 0 | 2.1108e-05 | 0.0039826 | 0 | 0 | 0 | 0 | 0
QLD1 | Pumped Hydro | 33202.5013 | 33202.5002 | 33202.5002 | 33202.5001 | 33202.5002 | 33202.5 | 33202.5002 | 33202.5002 | 33202.5009 | 50736.1361 | 33202.5 | 33202.5 | 35469.2719 | 33202.5 | 45543.5814 | 47917.4611 | 67149.7118 | 35758.9589 | 39106.0468 | 34948.3976 | 33202.5 | 33202.5 | 33202.5 | 33202.5 | 33202.5
QLD1 | Pumped Hydro Pump | 33202.5 | 33202.5 | 33202.5 | 33202.5 | 33202.5 | 33202.5 | 33202.5 | 33202.5 | 33202.5 | 33202.5 | 33202.5 | 33202.5 | 33202.5 | 33202.5 | 33202.5 | 33202.5 | 33202.5 | 33202.5 | 33202.5 | 33202.5 | 33202.5 | 33202.5 | 33202.5 | 33202.5 | 33202.5
Total |  | 610718.2072 | 645321.8004 | 700767.3005 | 700767.3003 | 700767.3007 | 700767.3007 | 700767.3005 | 852924.7453 | 802613.6681 | 848237.631 | 611391.3001 | 611391.3001 | 613658.072 | 611391.3001 | 623732.3817 | 626106.2612 | 660128.8857 | 539467.7591 | 533326.8064 | 524935.7438 | 508968.3163 | 502674.8367 | 504476.3994 | 510310.5084 | 499671.3002
Region | Technology | 2020-21 | 2021-22 | 2022-23 | 2023-24 | 2024-25 | 2025-26 | 2026-27 | 2027-28 | 2028-29 | 2029-30 | 2030-31 | 2031-32 | 2032-33 | 2033-34 | 2034-35 | 2035-36 | 2036-37 | 2037-38 | 2038-39 | 2039-40 | 2040-41 | 2041-42 | 2042-43 | 2043-44 | 2044-45
VIC1 | Black Coal | 0 | 0 | 0 | 0 | 0 | 0 | 0 | 0 | 0 | 0 | 0 | 0 | 0 | 0 | 0 | 0 | 0 | 0 | 0 | 0 | 0 | 0 | 0 | 0 | 0
VIC1 | Brown Coal | 656085.3 | 656085.3 | 656085.3 | 656085.3 | 656085.3 | 656085.3 | 656085.3 | 656085.3 | 656085.3 | 656085.3 | 656085.3 | 656085.3 | 436801.8 | 436801.8 | 436801.8 | 436801.8 | 436801.8 | 436801.8 | 436801.8 | 436801.8 | 436801.8 | 436801.8 | 436801.8 | 436801.8 | 436801.8
VIC1 | CCGT | 9.0679e-05 | 0 | 4.2079e-05 | 0 | 0 | 0 | 0 | 0 | 0 | 0 | 0 | 2.3924e-05 | 2.2766e-05 | 0 | 0 | 6.8168e-05 | 4.9581e-05 | 0 | 0 | 0 | 1.0779e-05 | 0 | 2.7062e-05 | 0 | 0
VIC1 | Gas - Steam | 24035.1518 | 24035.1518 | 24035.1518 | 24035.1518 | 24035.1518 | 24035.1518 | 24035.1518 | 24035.1518 | 24035.1518 | 24035.1518 | 24035.1518 | 0 | 0 | 0 | 0 | 0 | 0 | 0 | 0 | 0 | 0 | 0 | 0 | 0 | 0
VIC1 | OCGT / Diesel | 7862.4001 | 7862.4 | 7862.4001 | 7862.4 | 7862.4 | 7862.4 | 7862.4 | 7862.4 | 7862.4 | 7862.4 | 7862.4 | 7862.4 | 7862.4 | 7862.4 | 7862.4 | 7862.4 | 7862.4 | 7862.4 | 7862.4 | 7862.4 | 7862.4 | 7862.4 | 7862.4 | 7862.4 | 7862.4
VIC1 | Hydro | 128790.75 | 128790.75 | 128790.75 | 128790.75 | 128790.75 | 128790.75 | 128790.75 | 128790.75 | 128790.75 | 128790.75 | 128790.75 | 128790.75 | 128790.75 | 128790.75 | 128790.75 | 128790.75 | 128790.75 | 128790.75 | 128790.75 | 128790.75 | 128790.75 | 128790.75 | 128790.75 | 128790.75 | 128790.75
VIC1 | Wind | 168644.6867 | 183608.8639 | 183608.8644 | 183608.8644 | 183608.864 | 183608.867 | 183608.8654 | 183608.865 | 183608.8722 | 183608.8639 | 183608.8639 | 183608.8641 | 374855.4797 | 183608.8639 | 183608.8639 | 372187.8661 | 235276.1896 | 183608.8639 | 183608.8639 | 183608.8639 | 183608.8639 | 183608.8639 | 183608.8639 | 214137.813 | 188295.5919
VIC1 | Solar PV | 23882.2391 | 23882.239 | 23882.239 | 39235.7576 | 23882.239 | 31918.449 | 32062.317 | 174218.1224 | 25638.212 | 73569.7376 | 23882.239 | 23882.239 | 23882.239 | 23882.239 | 23882.239 | 26465.7595 | 23882.239 | 23882.239 | 23882.239 | 23882.239 | 23882.239 | 23882.239 | 23882.239 | 23882.239 | 23882.239
VIC1 | LS Batteries | 0.00024832 | 0 | 0.00013333 | 0 | 0 | 0 | 0 | 0 | 7.7917e-05 | 0.00016181 | 0 | 7.3698e-05 | 0.00015179 | 0 | 0 | 4.8425e-05 | 2.4465e-05 | 2.075e-05 | 0.00016208 | 0 | 0 | 0 | 96.9426 | 0 | 0
VIC1 | Pumped Hydro | 0.00095673 | 0 | 0.0019755 | 0 | 0 | 0 | 0 | 0 | 0 | 0 | 0 | 0.01037 | 14547.1741 | 0 | 0 | 46576.2055 | 0 | 0 | 0 | 0 | 0 | 0 | 0 | 0 | 0
VIC1 | Pumped Hydro Pump | 0 | 0 | 0 | 0 | 0 | 0 | 0 | 0 | 0 | 0 | 0 | 0 | 0 | 0 | 0 | 0 | 0 | 0 | 0 | 0 | 0 | 0 | 0 | 0 | 0
Total |  | 1009300.529 | 1024264.7047 | 1024264.7075 | 1039618.2238 | 1024264.7049 | 1032300.9179 | 1032444.7842 | 1174600.5893 | 1026020.6862 | 1073952.2036 | 1024264.7047 | 1000229.5636 | 986739.843 | 780946.0529 | 780946.0529 | 1018684.7812 | 832613.3787 | 780946.0529 | 780946.053 | 780946.0529 | 780946.0529 | 780946.0529 | 781042.9956 | 811475.0021 | 785632.7809
Region | Technology | 2020-21 | 2021-22 | 2022-23 | 2023-24 | 2024-25 | 2025-26 | 2026-27 | 2027-28 | 2028-29 | 2029-30 | 2030-31 | 2031-32 | 2032-33 | 2033-34 | 2034-35 | 2035-36 | 2036-37 | 2037-38 | 2038-39 | 2039-40 | 2040-41 | 2041-42 | 2042-43 | 2043-44 | 2044-45
SA1 | Black Coal | 0 | 0 | 0 | 0 | 0 | 0 | 0 | 0 | 0 | 0 | 0 | 0 | 0 | 0 | 0 | 0 | 0 | 0 | 0 | 0 | 0 | 0 | 0 | 0 | 0
SA1 | Brown Coal | 0 | 0 | 0 | 0 | 0 | 0 | 0 | 0 | 0 | 0 | 0 | 0 | 0 | 0 | 0 | 0 | 0 | 0 | 0 | 0 | 0 | 0 | 0 | 0 | 0
SA1 | CCGT | 7444.5001 | 7444.5 | 7444.5 | 7444.5 | 7444.5 | 7444.5 | 7444.5 | 7444.5 | 7444.5 | 7444.5 | 7444.5 | 7444.5 | 7444.5 | 7444.5 | 7444.5 | 7444.5 | 7444.5 | 7444.5 | 7444.5 | 7444.5 | 7444.5 | 7444.5 | 7444.5 | 7444.5 | 7444.5
SA1 | Gas - Steam | 60323.5183 | 37702.199 | 37702.199 | 37702.199 | 37702.199 | 37702.199 | 37702.199 | 37702.199 | 37702.199 | 37702.199 | 37702.199 | 37702.199 | 37702.199 | 37702.199 | 37702.199 | 37702.199 | 37702.199 | 37702.199 | 37702.199 | 37702.199 | 37702.199 | 37702.199 | 37702.199 | 37702.199 | 37702.199
SA1 | OCGT / Diesel | 9081.324 | 9081.324 | 9081.324 | 9081.324 | 9081.324 | 9081.324 | 9081.324 | 9081.324 | 9081.324 | 9081.324 | 9081.324 | 9081.324 | 9081.324 | 9081.324 | 9081.324 | 9081.324 | 9081.324 | 9081.324 | 9081.324 | 9081.324 | 9081.324 | 9081.324 | 9081.324 | 9081.324 | 9081.324
SA1 | Hydro | 0 | 0 | 0 | 0 | 0 | 0 | 0 | 0 | 0 | 0 | 0 | 0 | 0 | 0 | 0 | 0 | 0 | 0 | 0 | 0 | 0 | 0 | 0 | 0 | 0
SA1 | Wind | 93512.6037 | 93512.5961 | 93512.5954 | 93512.5954 | 93512.5964 | 93512.5957 | 93512.5972 | 96320.4488 | 93512.6193 | 93512.5954 | 93512.6002 | 209660.6835 | 93512.6037 | 93512.5956 | 93512.5954 | 242109.2923 | 93512.598 | 93512.5954 | 93512.5954 | 93512.5954 | 93512.5954 | 93512.5954 | 93512.5954 | 105422.4369 | 94306.3955
SA1 | Solar PV | 8095.5009 | 8095.5008 | 8095.5 | 8095.5 | 8095.5005 | 8095.5012 | 8095.5001 | 8095.5029 | 95391.2059 | 8095.5 | 8095.5002 | 19997.4428 | 19645.9561 | 8095.5 | 8095.5 | 8095.5 | 11869.4829 | 8095.5 | 8095.5 | 8095.5 | 12105.4703 | 8095.5 | 8095.5 | 8095.5 | 8095.5
SA1 | LS Batteries | 0.00022431 | 6.9077e-05 | 0 | 0 | 0 | 3.764e-05 | 3.1635e-05 | 4.6402e-05 | 0 | 0.00014868 | 3.128e-05 | 0.00010576 | 0 | 3.2109e-05 | 4.082e-05 | 0.00010644 | 2.8585e-05 | 0 | 0 | 7.9462e-05 | 4.3934e-06 | 0 | 2.2314e-05 | 7.7053e-06 | 8.6094e-06
SA1 | Pumped Hydro | 0.00077024 | 0.00019915 | 0 | 0 | 0 | 0 | 0 | 0 | 0.00026788 | 0.00021417 | 1.5328e-05 | 0.0011373 | 0 | 0 | 0.00051611 | 3913.591 | 4160.1509 | 0 | 0 | 217.8182 | 0 | 0 | 0 | 1089.2824 | 68.9997
SA1 | Pumped Hydro Pump | 0 | 0 | 0 | 0 | 0 | 0 | 0 | 0 | 0 | 0 | 0 | 0 | 0 | 0 | 0 | 0 | 0 | 0 | 0 | 0 | 0 | 0 | 0 | 0 | 0
Total |  | 178457.448 | 155836.1202 | 155836.1183 | 155836.1183 | 155836.1198 | 155836.1198 | 155836.1203 | 158643.9746 | 243131.8484 | 155836.1187 | 155836.1235 | 283886.1505 | 167386.5828 | 155836.1186 | 155836.1189 | 308346.4063 | 163770.2547 | 155836.1183 | 155836.1183 | 156053.9367 | 159846.0887 | 155836.1183 | 155836.1183 | 168835.2423 | 156698.9181
Region | Technology | 2020-21 | 2021-22 | 2022-23 | 2023-24 | 2024-25 | 2025-26 | 2026-27 | 2027-28 | 2028-29 | 2029-30 | 2030-31 | 2031-32 | 2032-33 | 2033-34 | 2034-35 | 2035-36 | 2036-37 | 2037-38 | 2038-39 | 2039-40 | 2040-41 | 2041-42 | 2042-43 | 2043-44 | 2044-45
TAS1 | Black Coal | 0 | 0 | 0 | 0 | 0 | 0 | 0 | 0 | 0 | 0 | 0 | 0 | 0 | 0 | 0 | 0 | 0 | 0 | 0 | 0 | 0 | 0 | 0 | 0 | 0
TAS1 | Brown Coal | 0 | 0 | 0 | 0 | 0 | 0 | 0 | 0 | 0 | 0 | 0 | 0 | 0 | 0 | 0 | 0 | 0 | 0 | 0 | 0 | 0 | 0 | 0 | 0 | 0
TAS1 | CCGT | 2184.0001 | 2184 | 2184 | 2184 | 2184 | 2184 | 2184 | 2184 | 2184 | 2184 | 2184 | 2184 | 2184 | 2184 | 2184 | 2184 | 2184 | 2184 | 2184 | 2184 | 2184 | 2184 | 2184 | 2184 | 2184
TAS1 | Gas - Steam | 0 | 0 | 0 | 0 | 0 | 0 | 0 | 0 | 0 | 0 | 0 | 0 | 0 | 0 | 0 | 0 | 0 | 0 | 0 | 0 | 0 | 0 | 0 | 0 | 0
TAS1 | OCGT / Diesel | 747.6001 | 747.6 | 747.6 | 747.6 | 747.6 | 747.6 | 747.6 | 747.6 | 747.6 | 747.6 | 747.6 | 747.6 | 747.6 | 747.6 | 747.6 | 747.6 | 747.6 | 747.6 | 747.6 | 747.6 | 747.6 | 747.6 | 747.6 | 747.6 | 747.6
TAS1 | Hydro | 135961.3251 | 135961.3251 | 135961.3251 | 135961.3251 | 135961.3251 | 135961.3251 | 135961.3251 | 135961.3251 | 135961.3251 | 135961.3251 | 135961.3251 | 135961.3251 | 135961.3251 | 135961.3251 | 135961.3251 | 135961.3251 | 135961.3251 | 135961.3251 | 135961.3251 | 135961.3251 | 135961.3251 | 135961.3251 | 135961.3251 | 135961.3251 | 135961.3251
TAS1 | Wind | 25436.4042 | 25436.4 | 25436.4001 | 25436.4003 | 25436.4014 | 25436.4013 | 25436.4004 | 25436.402 | 46778.8615 | 25436.4 | 25436.4 | 66579.7247 | 30909.9133 | 25436.4 | 25436.4 | 28978.0602 | 26652.1153 | 25436.4 | 25436.4 | 25436.4001 | 25436.4 | 25436.4 | 25436.4 | 26614.5277 | 25436.4
TAS1 | Solar PV | 0 | 0 | 0 | 0 | 0 | 0 | 0 | 0 | 0 | 0 | 0 | 0 | 0 | 0 | 0 | 0 | 0 | 0 | 0 | 0 | 0 | 0 | 0 | 0 | 0
TAS1 | LS Batteries | 0.0002053 | 1.727e-05 | 1.1531e-05 | 0 | 2.8017e-05 | 3.2461e-05 | 3.5473e-05 | 1.9899e-05 | 0 | 7.0479e-05 | 2.326e-05 | 2.1949e-05 | 1.3126e-05 | 1.5691e-05 | 1.4344e-05 | 6.8685e-05 | 1.9068e-05 | 0 | 1.1471e-05 | 2.4047e-05 | 9.2184e-06 | 1.0579e-05 | 8.8922e-06 | 2.8198e-06 | 4.0756e-06
TAS1 | Pumped Hydro | 0.00076299 | 5.318e-05 | 4.4448e-05 | 4.0459e-05 | 2.8076e-05 | 4.0643e-05 | 4.2771e-05 | 3.4481e-05 | 3.7719e-05 | 4.9774e-05 | 3.7084e-05 | 0.00012844 | 1.2136e-05 | 3.6376e-05 | 3.2013e-05 | 7.8681e-05 | 8.5133e-05 | 0 | 0 | 4.4286e-05 | 1.1391e-05 | 0 | 0 | 2.4765e-05 | 1.0299e-06
TAS1 | Pumped Hydro Pump | 0 | 0 | 0 | 0 | 0 | 0 | 0 | 0 | 0 | 0 | 0 | 0 | 0 | 0 | 0 | 0 | 0 | 0 | 0 | 0 | 0 | 0 | 0 | 0 | 0
Total |  | 164329.3305 | 164329.3252 | 164329.3253 | 164329.3255 | 164329.3266 | 164329.3265 | 164329.3256 | 164329.3272 | 185671.7867 | 164329.3253 | 164329.3252 | 205472.65 | 169802.8385 | 164329.3252 | 164329.3252 | 167870.9855 | 165545.0405 | 164329.3251 | 164329.3251 | 164329.3253 | 164329.3252 | 164329.3251 | 164329.3251 | 165507.4528 | 164329.3251

## Neutral_Option1A_Fuel Cost
Fuel cost by technology ($000s) - QNI Option1A, Neutral Scenario
Real June 2019 dollars discounted to 2019-20
Region | Technology | 2020-21 | 2021-22 | 2022-23 | 2023-24 | 2024-25 | 2025-26 | 2026-27 | 2027-28 | 2028-29 | 2029-30 | 2030-31 | 2031-32 | 2032-33 | 2033-34 | 2034-35 | 2035-36 | 2036-37 | 2037-38 | 2038-39 | 2039-40 | 2040-41 | 2041-42 | 2042-43 | 2043-44 | 2044-45
NEM | Black Coal | 1896701.4655 | 1670230.8329 | 1533924.5364 | 1538726.2323 | 1552506.051 | 1478287.7243 | 1351260.2493 | 1412728.1435 | 1182183.1161 | 1054292.661 | 990030.7025 | 690608.9972 | 675891.2502 | 631307.7809 | 596359.5241 | 386496.1662 | 315491.3428 | 290701.7469 | 239146.5382 | 205343.3088 | 225516.1398 | 203973.0274 | 181404.0415 | 119991.3229 | 114691.5316
NEM | Brown Coal | 257559.7507 | 239870.4476 | 225224.7819 | 219010.6062 | 204153.526 | 195372.7403 | 185291.966 | 174973.7413 | 164449.4618 | 150332.6837 | 145694.3607 | 135586.0869 | 88561.2332 | 84680.0567 | 78640.9632 | 73577.9603 | 68331.3031 | 63624.6081 | 59986.7384 | 57370.2776 | 54010.746 | 51178.187 | 46909.7422 | 44737.6884 | 42915.4561
NEM | CCGT | 324640.4045 | 299628.8808 | 294395.4222 | 249098.5436 | 250235.7744 | 226344.7906 | 212201.9228 | 205840.0977 | 244559.6983 | 209169.3669 | 189934.0699 | 308487.6879 | 348908.5733 | 302807.6496 | 205348.2159 | 332066.9085 | 364351.911 | 328978.6939 | 300991.357 | 289523.373 | 277358.5002 | 255119.4635 | 219342.1535 | 459223.9154 | 436912.8482
NEM | Gas - Steam | 6746.6736 | 11288.8636 | 11956.627 | 4532.2487 | 4628.1676 | 3093.4484 | 1236.5022 | 1711.5704 | 1439.5772 | 3231.6159 | 3076.1233 | 7278.313 | 7701.2474 | 17094.0869 | 9033.847 | 19421.1766 | 21299.9207 | 26125.9226 | 24268.1586 | 26377.118 | 22170.0302 | 29108.8517 | 15711.7517 | 20381.4769 | 16909.1161
NEM | OCGT / Diesel | 6464.2952 | 8956.2554 | 14115.3329 | 5479.6464 | 5320.0622 | 2751.1777 | 948.6479 | 1793.7937 | 1544.291 | 2483.819 | 2368.684 | 16005.0555 | 30774.0352 | 42111.4066 | 28521.7455 | 111300.5566 | 166885.2412 | 191508.4835 | 207570.9245 | 177118.9771 | 151567.3853 | 182052.8842 | 111880.4323 | 169104.3602 | 134349.7982
NEM | Hydro | 0 | 0 | 0 | 0 | 0 | 0 | 0 | 0 | 0 | 0 | 0 | 0 | 0 | 0 | 0 | 0 | 0 | 0 | 0 | 0 | 0 | 0 | 0 | 0 | 0
NEM | Wind | 0 | 0 | 0 | 0 | 0 | 0 | 0 | 0 | 0 | 0 | 0 | 0 | 0 | 0 | 0 | 0 | 0 | 0 | 0 | 0 | 0 | 0 | 0 | 0 | 0
NEM | Solar PV | 0 | 0 | 0 | 0 | 0 | 0 | 0 | 0 | 0 | 0 | 0 | 0 | 0 | 0 | 0 | 0 | 0 | 0 | 0 | 0 | 0 | 0 | 0 | 0 | 0
NEM | LS Batteries | 0 | 0 | 0 | 0 | 0 | 0 | 0 | 0 | 0 | 0 | 0 | 0 | 0 | 0 | 0 | 0 | 0 | 0 | 0 | 0 | 0 | 0 | 0 | 0 | 0
NEM | Pumped Hydro | 0 | 0 | 0 | 0 | 0 | 0 | 0 | 0 | 0 | 0 | 0 | 0 | 0 | 0 | 0 | 0 | 0 | 0 | 0 | 0 | 0 | 0 | 0 | 0 | 0
NEM | Pumped Hydro Pump | 0 | 0 | 0 | 0 | 0 | 0 | 0 | 0 | 0 | 0 | 0 | 0 | 0 | 0 | 0 | 0 | 0 | 0 | 0 | 0 | 0 | 0 | 0 | 0 | 0
Total |  | 2492112.5896 | 2229975.2802 | 2079616.7003 | 2016847.2773 | 2016843.5811 | 1905849.8814 | 1750939.2882 | 1797047.3466 | 1594176.1445 | 1419510.1465 | 1331103.9405 | 1157966.1405 | 1151836.3393 | 1078000.9807 | 917904.2956 | 922862.7682 | 936359.7188 | 900939.455 | 831963.7168 | 755733.0545 | 730622.8015 | 721432.4138 | 575248.1213 | 813438.7638 | 745778.7503
Region | Technology | 2020-21 | 2021-22 | 2022-23 | 2023-24 | 2024-25 | 2025-26 | 2026-27 | 2027-28 | 2028-29 | 2029-30 | 2030-31 | 2031-32 | 2032-33 | 2033-34 | 2034-35 | 2035-36 | 2036-37 | 2037-38 | 2038-39 | 2039-40 | 2040-41 | 2041-42 | 2042-43 | 2043-44 | 2044-45
NSW1 | Black Coal | 1041196.2531 | 945774.5873 | 878455.0859 | 896619.3768 | 915251.0217 | 868136.2795 | 788723.3541 | 870267.9056 | 685137.6997 | 668199.4183 | 630978.1907 | 348045.2049 | 337771.5127 | 320830.1945 | 302935.9849 | 101753.7602 | 97090.372 | 91994.153 | 79271.3654 | 52624.3437 | 76004.6534 | 71666.7649 | 61313.8206 | 0 | 0
NSW1 | Brown Coal | 0 | 0 | 0 | 0 | 0 | 0 | 0 | 0 | 0 | 0 | 0 | 0 | 0 | 0 | 0 | 0 | 0 | 0 | 0 | 0 | 0 | 0 | 0 | 0 | 0
NSW1 | CCGT | 287.0666 | 129.2639 | 1717.4374 | 4400.6294 | 8267.6719 | 369.9093 | 518.2719 | 1425.6128 | 4260.1984 | 2909.1701 | 2359.5088 | 48470.4086 | 65727.9898 | 51165.5893 | 19700.3083 | 78588.4946 | 86176.1726 | 75271.1577 | 63227.8634 | 62878.2814 | 55823.7721 | 52222.0312 | 43472.1119 | 281866.9197 | 267549.4995
NSW1 | Gas - Steam | 0 | 0 | 0 | 0 | 0 | 0 | 0 | 0 | 0 | 0 | 0 | 0 | 0 | 0 | 0 | 0 | 0 | 0 | 0 | 0 | 0 | 0 | 0 | 0 | 0
NSW1 | OCGT / Diesel | 0.00033502 | 15.9722 | 1326.5137 | 1502.8186 | 1534.3774 | 48.3247 | 0.00035368 | 222.0506 | 433.6353 | 279.5375 | 293.0382 | 1846.9956 | 3663.8266 | 7505.1369 | 8401.532 | 45461.0798 | 72788.4996 | 87123.0615 | 99227.1143 | 75339.188 | 59695.9435 | 77281.0966 | 47591.7181 | 76043.1582 | 64184.765
NSW1 | Hydro | 0 | 0 | 0 | 0 | 0 | 0 | 0 | 0 | 0 | 0 | 0 | 0 | 0 | 0 | 0 | 0 | 0 | 0 | 0 | 0 | 0 | 0 | 0 | 0 | 0
NSW1 | Wind | 0 | 0 | 0 | 0 | 0 | 0 | 0 | 0 | 0 | 0 | 0 | 0 | 0 | 0 | 0 | 0 | 0 | 0 | 0 | 0 | 0 | 0 | 0 | 0 | 0
NSW1 | Solar PV | 0 | 0 | 0 | 0 | 0 | 0 | 0 | 0 | 0 | 0 | 0 | 0 | 0 | 0 | 0 | 0 | 0 | 0 | 0 | 0 | 0 | 0 | 0 | 0 | 0
NSW1 | LS Batteries | 0 | 0 | 0 | 0 | 0 | 0 | 0 | 0 | 0 | 0 | 0 | 0 | 0 | 0 | 0 | 0 | 0 | 0 | 0 | 0 | 0 | 0 | 0 | 0 | 0
NSW1 | Pumped Hydro | 0 | 0 | 0 | 0 | 0 | 0 | 0 | 0 | 0 | 0 | 0 | 0 | 0 | 0 | 0 | 0 | 0 | 0 | 0 | 0 | 0 | 0 | 0 | 0 | 0
NSW1 | Pumped Hydro Pump | 0 | 0 | 0 | 0 | 0 | 0 | 0 | 0 | 0 | 0 | 0 | 0 | 0 | 0 | 0 | 0 | 0 | 0 | 0 | 0 | 0 | 0 | 0 | 0 | 0
Total |  | 1041483.32 | 945919.8235 | 881499.037 | 902522.8248 | 925053.0709 | 868554.5134 | 789241.6264 | 871915.569 | 689831.5334 | 671388.1259 | 633630.7377 | 398362.6091 | 407163.3291 | 379500.9208 | 331037.8252 | 225803.3346 | 256055.0442 | 254388.3722 | 241726.3432 | 190841.8131 | 191524.369 | 201169.8927 | 152377.6505 | 357910.0779 | 331734.2645
Region | Technology | 2020-21 | 2021-22 | 2022-23 | 2023-24 | 2024-25 | 2025-26 | 2026-27 | 2027-28 | 2028-29 | 2029-30 | 2030-31 | 2031-32 | 2032-33 | 2033-34 | 2034-35 | 2035-36 | 2036-37 | 2037-38 | 2038-39 | 2039-40 | 2040-41 | 2041-42 | 2042-43 | 2043-44 | 2044-45
QLD1 | Black Coal | 855505.2125 | 724456.2455 | 655469.4504 | 642106.8555 | 637255.0293 | 610151.4448 | 562536.8952 | 542460.238 | 497045.4164 | 386093.2427 | 359052.5118 | 342563.7923 | 338119.7375 | 310477.5864 | 293423.5392 | 284742.406 | 218400.9707 | 198707.594 | 159875.1728 | 152718.9651 | 149511.4863 | 132306.2625 | 120090.221 | 119991.3229 | 114691.5316
QLD1 | Brown Coal | 0 | 0 | 0 | 0 | 0 | 0 | 0 | 0 | 0 | 0 | 0 | 0 | 0 | 0 | 0 | 0 | 0 | 0 | 0 | 0 | 0 | 0 | 0 | 0 | 0
QLD1 | CCGT | 265503.4735 | 240215.7133 | 235798.0873 | 228987.1222 | 214402.1251 | 204853.6983 | 202284.0231 | 192500.008 | 186410.9844 | 181284.3309 | 175884.0004 | 183437.923 | 185789.5983 | 173225.3376 | 149423.1091 | 169593.2527 | 190093.9459 | 176784.7146 | 174763.2434 | 159664.1644 | 155375.102 | 144249.5665 | 129892.1529 | 125315.2277 | 123214.0048
QLD1 | Gas - Steam | 0 | 0 | 0 | 0 | 0 | 0 | 0 | 0 | 0 | 0 | 0 | 0 | 0 | 0 | 0 | 0 | 0 | 0 | 0 | 0 | 0 | 0 | 0 | 0 | 0
QLD1 | OCGT / Diesel | 0.00063486 | 0.0005531 | 233.2413 | 93.0421 | 159.0815 | 25.7082 | 146.1375 | 71.2519 | 0.00055798 | 174.7457 | 69.2005 | 836.5254 | 766.8101 | 861.753 | 770.8014 | 980.77 | 6203.2069 | 13144.5606 | 25812.0013 | 20113.745 | 17870.5292 | 21454.0457 | 21784.7515 | 20327.601 | 11848.9325
QLD1 | Hydro | 0 | 0 | 0 | 0 | 0 | 0 | 0 | 0 | 0 | 0 | 0 | 0 | 0 | 0 | 0 | 0 | 0 | 0 | 0 | 0 | 0 | 0 | 0 | 0 | 0
QLD1 | Wind | 0 | 0 | 0 | 0 | 0 | 0 | 0 | 0 | 0 | 0 | 0 | 0 | 0 | 0 | 0 | 0 | 0 | 0 | 0 | 0 | 0 | 0 | 0 | 0 | 0
QLD1 | Solar PV | 0 | 0 | 0 | 0 | 0 | 0 | 0 | 0 | 0 | 0 | 0 | 0 | 0 | 0 | 0 | 0 | 0 | 0 | 0 | 0 | 0 | 0 | 0 | 0 | 0
QLD1 | LS Batteries | 0 | 0 | 0 | 0 | 0 | 0 | 0 | 0 | 0 | 0 | 0 | 0 | 0 | 0 | 0 | 0 | 0 | 0 | 0 | 0 | 0 | 0 | 0 | 0 | 0
QLD1 | Pumped Hydro | 0 | 0 | 0 | 0 | 0 | 0 | 0 | 0 | 0 | 0 | 0 | 0 | 0 | 0 | 0 | 0 | 0 | 0 | 0 | 0 | 0 | 0 | 0 | 0 | 0
QLD1 | Pumped Hydro Pump | 0 | 0 | 0 | 0 | 0 | 0 | 0 | 0 | 0 | 0 | 0 | 0 | 0 | 0 | 0 | 0 | 0 | 0 | 0 | 0 | 0 | 0 | 0 | 0 | 0
Total |  | 1121008.6866 | 964671.9594 | 891500.779 | 871187.0198 | 851816.2359 | 815030.8512 | 764967.0558 | 735031.4978 | 683456.4013 | 567552.3193 | 535005.7128 | 526838.2407 | 524676.1458 | 484564.677 | 443617.4497 | 455316.4287 | 414698.1236 | 388636.8691 | 360450.4175 | 332496.8744 | 322757.1175 | 298009.8747 | 271767.1253 | 265634.1517 | 249754.4689
Region | Technology | 2020-21 | 2021-22 | 2022-23 | 2023-24 | 2024-25 | 2025-26 | 2026-27 | 2027-28 | 2028-29 | 2029-30 | 2030-31 | 2031-32 | 2032-33 | 2033-34 | 2034-35 | 2035-36 | 2036-37 | 2037-38 | 2038-39 | 2039-40 | 2040-41 | 2041-42 | 2042-43 | 2043-44 | 2044-45
VIC1 | Black Coal | 0 | 0 | 0 | 0 | 0 | 0 | 0 | 0 | 0 | 0 | 0 | 0 | 0 | 0 | 0 | 0 | 0 | 0 | 0 | 0 | 0 | 0 | 0 | 0 | 0
VIC1 | Brown Coal | 257559.7507 | 239870.4476 | 225224.7819 | 219010.6062 | 204153.526 | 195372.7403 | 185291.966 | 174973.7413 | 164449.4618 | 150332.6837 | 145694.3607 | 135586.0869 | 88561.2332 | 84680.0567 | 78640.9632 | 73577.9603 | 68331.3031 | 63624.6081 | 59986.7384 | 57370.2776 | 54010.746 | 51178.187 | 46909.7422 | 44737.6884 | 42915.4561
VIC1 | CCGT | 0.00026246 | 0.00024393 | 0.00035243 | 0.00034447 | 0.00033207 | 0.00032928 | 0.00032241 | 0.0003172 | 0.00034775 | 0.0003335 | 0.00032107 | 0.00045479 | 0.00056653 | 0.00052241 | 0.00046762 | 0.00094931 | 0.0013078 | 0.0012142 | 0.0010962 | 0.0010686 | 0.0011576 | 0.0010634 | 0.0014543 | 0.0014631 | 0.0013615
VIC1 | Gas - Steam | 837.3571 | 3313.5784 | 3104.3362 | 2085.3826 | 2498.0061 | 1743.9518 | 387.1466 | 618.9927 | 719.9719 | 1495.79 | 1274.0402 | 0 | 0 | 0 | 0 | 0 | 0 | 0 | 0 | 0 | 0 | 0 | 0 | 0 | 0
VIC1 | OCGT / Diesel | 1588.6482 | 2184.9802 | 5039.7435 | 1844.8421 | 1124.8721 | 1180.7868 | 122.6396 | 547.8349 | 290.3554 | 832.6417 | 769.9114 | 5488.8233 | 8129.8046 | 16805.0382 | 12353.1138 | 40241.5541 | 62898.4437 | 69054.6264 | 62158.3432 | 59676.4356 | 53647.6088 | 60493.0825 | 27343.0346 | 57656.9119 | 45398.4374
VIC1 | Hydro | 0 | 0 | 0 | 0 | 0 | 0 | 0 | 0 | 0 | 0 | 0 | 0 | 0 | 0 | 0 | 0 | 0 | 0 | 0 | 0 | 0 | 0 | 0 | 0 | 0
VIC1 | Wind | 0 | 0 | 0 | 0 | 0 | 0 | 0 | 0 | 0 | 0 | 0 | 0 | 0 | 0 | 0 | 0 | 0 | 0 | 0 | 0 | 0 | 0 | 0 | 0 | 0
VIC1 | Solar PV | 0 | 0 | 0 | 0 | 0 | 0 | 0 | 0 | 0 | 0 | 0 | 0 | 0 | 0 | 0 | 0 | 0 | 0 | 0 | 0 | 0 | 0 | 0 | 0 | 0
VIC1 | LS Batteries | 0 | 0 | 0 | 0 | 0 | 0 | 0 | 0 | 0 | 0 | 0 | 0 | 0 | 0 | 0 | 0 | 0 | 0 | 0 | 0 | 0 | 0 | 0 | 0 | 0
VIC1 | Pumped Hydro | 0 | 0 | 0 | 0 | 0 | 0 | 0 | 0 | 0 | 0 | 0 | 0 | 0 | 0 | 0 | 0 | 0 | 0 | 0 | 0 | 0 | 0 | 0 | 0 | 0
VIC1 | Pumped Hydro Pump | 0 | 0 | 0 | 0 | 0 | 0 | 0 | 0 | 0 | 0 | 0 | 0 | 0 | 0 | 0 | 0 | 0 | 0 | 0 | 0 | 0 | 0 | 0 | 0 | 0
Total |  | 259985.7563 | 245369.0064 | 233368.8619 | 222940.8313 | 207776.4045 | 198297.4793 | 185801.7526 | 176140.5691 | 165459.7893 | 152661.1157 | 147738.3127 | 141074.9106 | 96691.0384 | 101485.0954 | 90994.0774 | 113819.5154 | 131229.7481 | 132679.2358 | 122145.0828 | 117046.7143 | 107658.3559 | 111671.2705 | 74252.7782 | 102394.6017 | 88313.8948
Region | Technology | 2020-21 | 2021-22 | 2022-23 | 2023-24 | 2024-25 | 2025-26 | 2026-27 | 2027-28 | 2028-29 | 2029-30 | 2030-31 | 2031-32 | 2032-33 | 2033-34 | 2034-35 | 2035-36 | 2036-37 | 2037-38 | 2038-39 | 2039-40 | 2040-41 | 2041-42 | 2042-43 | 2043-44 | 2044-45
SA1 | Black Coal | 0 | 0 | 0 | 0 | 0 | 0 | 0 | 0 | 0 | 0 | 0 | 0 | 0 | 0 | 0 | 0 | 0 | 0 | 0 | 0 | 0 | 0 | 0 | 0 | 0
SA1 | Brown Coal | 0 | 0 | 0 | 0 | 0 | 0 | 0 | 0 | 0 | 0 | 0 | 0 | 0 | 0 | 0 | 0 | 0 | 0 | 0 | 0 | 0 | 0 | 0 | 0 | 0
SA1 | CCGT | 58849.8639 | 59283.9031 | 56879.8969 | 15710.7914 | 27565.9769 | 21121.1825 | 9399.6272 | 11914.4763 | 53888.515 | 24975.8654 | 11690.5601 | 76579.3555 | 97390.9844 | 78416.7219 | 36224.7978 | 83885.1601 | 88081.7909 | 76922.8201 | 63000.2488 | 66980.9259 | 66159.6247 | 58647.8645 | 45977.8871 | 52041.7663 | 46149.3423
SA1 | Gas - Steam | 5909.3165 | 7975.2852 | 8852.2908 | 2446.8661 | 2130.1615 | 1349.4966 | 849.3556 | 1092.5777 | 719.6054 | 1735.8259 | 1802.0831 | 7278.313 | 7701.2474 | 17094.0869 | 9033.847 | 19421.1766 | 21299.9207 | 26125.9226 | 24268.1586 | 26377.118 | 22170.0302 | 29108.8517 | 15711.7517 | 20381.4769 | 16909.1161
SA1 | OCGT / Diesel | 4875.6458 | 6755.3022 | 7515.8341 | 2038.9434 | 2501.731 | 1496.3579 | 679.8702 | 952.656 | 820.2995 | 1196.8938 | 1236.5336 | 7832.7109 | 18213.5936 | 16939.4782 | 6996.298 | 24617.1524 | 24995.0906 | 22186.2347 | 20373.4654 | 21989.6083 | 20353.3036 | 22824.6592 | 15160.8377 | 15076.5603 | 12917.6631
SA1 | Hydro | 0 | 0 | 0 | 0 | 0 | 0 | 0 | 0 | 0 | 0 | 0 | 0 | 0 | 0 | 0 | 0 | 0 | 0 | 0 | 0 | 0 | 0 | 0 | 0 | 0
SA1 | Wind | 0 | 0 | 0 | 0 | 0 | 0 | 0 | 0 | 0 | 0 | 0 | 0 | 0 | 0 | 0 | 0 | 0 | 0 | 0 | 0 | 0 | 0 | 0 | 0 | 0
SA1 | Solar PV | 0 | 0 | 0 | 0 | 0 | 0 | 0 | 0 | 0 | 0 | 0 | 0 | 0 | 0 | 0 | 0 | 0 | 0 | 0 | 0 | 0 | 0 | 0 | 0 | 0
SA1 | LS Batteries | 0 | 0 | 0 | 0 | 0 | 0 | 0 | 0 | 0 | 0 | 0 | 0 | 0 | 0 | 0 | 0 | 0 | 0 | 0 | 0 | 0 | 0 | 0 | 0 | 0
SA1 | Pumped Hydro | 0 | 0 | 0 | 0 | 0 | 0 | 0 | 0 | 0 | 0 | 0 | 0 | 0 | 0 | 0 | 0 | 0 | 0 | 0 | 0 | 0 | 0 | 0 | 0 | 0
SA1 | Pumped Hydro Pump | 0 | 0 | 0 | 0 | 0 | 0 | 0 | 0 | 0 | 0 | 0 | 0 | 0 | 0 | 0 | 0 | 0 | 0 | 0 | 0 | 0 | 0 | 0 | 0 | 0
Total |  | 69634.8261 | 74014.4904 | 73248.0219 | 20196.6009 | 32197.8693 | 23967.037 | 10928.853 | 13959.7101 | 55428.4199 | 27908.585 | 14729.1768 | 91690.3794 | 123305.8254 | 112450.287 | 52254.9429 | 127923.4891 | 134376.8022 | 125234.9774 | 107641.8729 | 115347.6522 | 108682.9585 | 110581.3754 | 76850.4765 | 87499.8034 | 75976.1216
Region | Technology | 2020-21 | 2021-22 | 2022-23 | 2023-24 | 2024-25 | 2025-26 | 2026-27 | 2027-28 | 2028-29 | 2029-30 | 2030-31 | 2031-32 | 2032-33 | 2033-34 | 2034-35 | 2035-36 | 2036-37 | 2037-38 | 2038-39 | 2039-40 | 2040-41 | 2041-42 | 2042-43 | 2043-44 | 2044-45
TAS1 | Black Coal | 0 | 0 | 0 | 0 | 0 | 0 | 0 | 0 | 0 | 0 | 0 | 0 | 0 | 0 | 0 | 0 | 0 | 0 | 0 | 0 | 0 | 0 | 0 | 0 | 0
TAS1 | Brown Coal | 0 | 0 | 0 | 0 | 0 | 0 | 0 | 0 | 0 | 0 | 0 | 0 | 0 | 0 | 0 | 0 | 0 | 0 | 0 | 0 | 0 | 0 | 0 | 0 | 0
TAS1 | CCGT | 0.00024231 | 0.00023675 | 0.00023323 | 0.00023736 | 0.00024946 | 0.00024638 | 0.00024368 | 0.00024638 | 0.00026623 | 0.0002559 | 0.00024734 | 0.00026655 | 0.00027433 | 0.00025418 | 0.00023511 | 0.00025698 | 0.00029026 | 0.00027083 | 0.00023709 | 0.00026886 | 0.00026957 | 0.00024075 | 0.00022126 | 0.00025258 | 0.00024083
TAS1 | Gas - Steam | 0 | 0 | 0 | 0 | 0 | 0 | 0 | 0 | 0 | 0 | 0 | 0 | 0 | 0 | 0 | 0 | 0 | 0 | 0 | 0 | 0 | 0 | 0 | 0 | 0
TAS1 | OCGT / Diesel | 0.00025412 | 0.00025634 | 0.00024307 | 0.00025061 | 0.00026163 | 0.00025412 | 0.00024846 | 0.0002519 | 0.00027273 | 0.00025863 | 0.00024508 | 0.00026409 | 0.00028011 | 0.00025536 | 0.00023214 | 0.00025915 | 0.00032071 | 0.00028659 | 0.00020324 | 0.00026301 | 0.00031622 | 0.00023852 | 0.090546 | 0.12882 | 0.00024734
TAS1 | Hydro | 0 | 0 | 0 | 0 | 0 | 0 | 0 | 0 | 0 | 0 | 0 | 0 | 0 | 0 | 0 | 0 | 0 | 0 | 0 | 0 | 0 | 0 | 0 | 0 | 0
TAS1 | Wind | 0 | 0 | 0 | 0 | 0 | 0 | 0 | 0 | 0 | 0 | 0 | 0 | 0 | 0 | 0 | 0 | 0 | 0 | 0 | 0 | 0 | 0 | 0 | 0 | 0
TAS1 | Solar PV | 0 | 0 | 0 | 0 | 0 | 0 | 0 | 0 | 0 | 0 | 0 | 0 | 0 | 0 | 0 | 0 | 0 | 0 | 0 | 0 | 0 | 0 | 0 | 0 | 0
TAS1 | LS Batteries | 0 | 0 | 0 | 0 | 0 | 0 | 0 | 0 | 0 | 0 | 0 | 0 | 0 | 0 | 0 | 0 | 0 | 0 | 0 | 0 | 0 | 0 | 0 | 0 | 0
TAS1 | Pumped Hydro | 0 | 0 | 0 | 0 | 0 | 0 | 0 | 0 | 0 | 0 | 0 | 0 | 0 | 0 | 0 | 0 | 0 | 0 | 0 | 0 | 0 | 0 | 0 | 0 | 0
TAS1 | Pumped Hydro Pump | 0 | 0 | 0 | 0 | 0 | 0 | 0 | 0 | 0 | 0 | 0 | 0 | 0 | 0 | 0 | 0 | 0 | 0 | 0 | 0 | 0 | 0 | 0 | 0 | 0
Total |  | 0.00049643 | 0.00049309 | 0.0004763 | 0.00048797 | 0.0005111 | 0.00050049 | 0.00049214 | 0.00049827 | 0.00053896 | 0.00051454 | 0.00049243 | 0.00053064 | 0.00055444 | 0.00050953 | 0.00046724 | 0.00051613 | 0.00061096 | 0.00055742 | 0.00044033 | 0.00053187 | 0.00058578 | 0.00047927 | 0.090767 | 0.12907 | 0.00048818

## Neutral_Option1A_Build Cost
New generation build cost (CAPEX) by technology ($000s) - QNI Option1A, Neutral Scenario
Real June 2019 dollars discounted to 2019-20. The total capital costs are annualised for modelling purposes, but presented here in the installation year.
Region | Technology | 2020-21 | 2021-22 | 2022-23 | 2023-24 | 2024-25 | 2025-26 | 2026-27 | 2027-28 | 2028-29 | 2029-30 | 2030-31 | 2031-32 | 2032-33 | 2033-34 | 2034-35 | 2035-36 | 2036-37 | 2037-38 | 2038-39 | 2039-40 | 2040-41 | 2041-42 | 2042-43 | 2043-44 | 2044-45
NEM | Black Coal | 0 | 0 | 0 | 0 | 0 | 0 | 0 | 0 | 0 | 0 | 0 | 0 | 0 | 0 | 0 | 0 | 0 | 0 | 0 | 0 | 0 | 0 | 0 | 0 | 0
NEM | Brown Coal | 0 | 0 | 0 | 0 | 0 | 0 | 0 | 0 | 0 | 0 | 0 | 0 | 0 | 0 | 0 | 0 | 0 | 0 | 0 | 0 | 0 | 0 | 0 | 0 | 0
NEM | CCGT | 0.00497 | 0.0001654 | 0.00066689 | 0.00027519 | 0 | 0 | 0 | 0 | 0.00031492 | 0 | 0 | 0.00071121 | 0.00068333 | 0 | 0 | 0.01182 | 0.0008767 | 0 | 0.00014874 | 0.00038749 | 0.00012429 | 0 | 0.00026286 | 77620.6977 | 0
NEM | Gas - Steam | 0 | 0 | 0 | 0 | 0 | 0 | 0 | 0 | 0 | 0 | 0 | 0 | 0 | 0 | 0 | 0 | 0 | 0 | 0 | 0 | 0 | 0 | 0 | 0 | 0
NEM | OCGT / Diesel | 0.0059672 | 0.00042172 | 267735.7911 | 77560.7187 | 0 | 0 | 0 | 0 | 0 | 0.00018546 | 0 | 0.00023539 | 0.00012692 | 0.00016373 | 0.00032148 | 356843.4744 | 6.8799e-05 | 9.9772e-05 | 0.00025019 | 0.0021292 | 27089.9099 | 3.11e-05 | 0.00058958 | 25706.2998 | 7.4752e-06
NEM | Hydro | 0 | 0 | 0 | 0 | 0 | 0 | 0 | 0 | 0 | 0 | 0 | 0 | 0 | 0 | 0 | 0 | 0 | 0 | 0 | 0 | 0 | 0 | 0 | 0 | 0
NEM | Wind | 0.097861 | 0.002846 | 0.004904 | 0.011537 | 0.018388 | 0.023154 | 0.015916 | 582345.2632 | 1492947.571 | 814972.4989 | 0.01885 | 2366427.0056 | 1287503.5836 | 441666.6564 | 0 | 2259009.478 | 514343.0879 | 0.00066441 | 96366.8613 | 636444.8049 | 40531.8241 | 10255.37 | 15561.2162 | 191240.1482 | 19293.8
NEM | Solar PV | 0.014525 | 0.0050601 | 0.002873 | 76501.7521 | 0.0050754 | 37464.8048 | 37006.0616 | 656672.473 | 692045.8225 | 203979.6473 | 0.0021506 | 892195.0849 | 230992.2314 | 0 | 0 | 1103025.4463 | 28235.8079 | 7.8399e-05 | 0.0011589 | 3.4048e-05 | 14998.3165 | 2.0721e-05 | 0 | 75405.4503 | 2545.5681
NEM | LS Batteries | 0.025541 | 0.0039825 | 0.008511 | 0.0027108 | 0.0011214 | 0.0025463 | 0.0033576 | 0.0020041 | 0.0039619 | 0.030366 | 0.0013287 | 0.0043154 | 53549.4163 | 28320.3899 | 0.0032839 | 150613.7305 | 0.0020021 | 0.00041422 | 0.0026929 | 0.050157 | 22803.1766 | 0.00012685 | 1199.7894 | 0.00026571 | 0.00051377
NEM | Pumped Hydro | 0.044906 | 0.0057263 | 0.047591 | 0.14042 | 0.0019963 | 0.00020111 | 0.0016978 | 0.0020469 | 230736.9458 | 277249.4511 | 0.00055497 | 643582.0519 | 340492.413 | 0.00017819 | 83044.0064 | 723361.7682 | 288969.0449 | 22132.9871 | 46713.3291 | 15074.5839 | 31970.802 | 0 | 0 | 87073.7891 | 2007.9508
NEM | Pumped Hydro Pump | 0 | 0 | 0 | 0 | 0 | 0 | 0 | 0 | 0 | 0 | 0 | 0 | 0 | 0 | 0 | 0 | 0 | 0 | 0 | 0 | 0 | 0 | 0 | 0 | 0
Total |  | 0.19377 | 0.018202 | 267735.8556 | 154062.6257 | 0.026582 | 37464.8307 | 37006.0826 | 1239017.7402 | 2415730.3435 | 1296201.6278 | 0.022884 | 3902204.1476 | 1912537.645 | 469987.0466 | 83044.01 | 4592853.9092 | 831547.9437 | 22132.9883 | 143080.1947 | 651519.4415 | 137394.0292 | 10255.3702 | 16761.0064 | 457046.3854 | 23847.3195
Region | Technology | 2020-21 | 2021-22 | 2022-23 | 2023-24 | 2024-25 | 2025-26 | 2026-27 | 2027-28 | 2028-29 | 2029-30 | 2030-31 | 2031-32 | 2032-33 | 2033-34 | 2034-35 | 2035-36 | 2036-37 | 2037-38 | 2038-39 | 2039-40 | 2040-41 | 2041-42 | 2042-43 | 2043-44 | 2044-45
NSW1 | Black Coal | 0 | 0 | 0 | 0 | 0 | 0 | 0 | 0 | 0 | 0 | 0 | 0 | 0 | 0 | 0 | 0 | 0 | 0 | 0 | 0 | 0 | 0 | 0 | 0 | 0
NSW1 | Brown Coal | 0 | 0 | 0 | 0 | 0 | 0 | 0 | 0 | 0 | 0 | 0 | 0 | 0 | 0 | 0 | 0 | 0 | 0 | 0 | 0 | 0 | 0 | 0 | 0 | 0
NSW1 | CCGT | 0.00079584 | 0 | 0.00024561 | 0.00027519 | 0 | 0 | 0 | 0 | 0.0002053 | 0 | 0 | 0.00020945 | 0.0002296 | 0 | 0 | 0.01082 | 0 | 0 | 0 | 0 | 0 | 0 | 0 | 77620.6976 | 0
NSW1 | Gas - Steam | 0 | 0 | 0 | 0 | 0 | 0 | 0 | 0 | 0 | 0 | 0 | 0 | 0 | 0 | 0 | 0 | 0 | 0 | 0 | 0 | 0 | 0 | 0 | 0 | 0
NSW1 | OCGT / Diesel | 0.00094659 | 0 | 267735.7896 | 77560.7187 | 0 | 0 | 0 | 0 | 0 | 0 | 0 | 0 | 0 | 0 | 0 | 356843.4744 | 0 | 0 | 0 | 0 | 27089.9098 | 0 | 0 | 21004.463 | 0
NSW1 | Hydro | 0 | 0 | 0 | 0 | 0 | 0 | 0 | 0 | 0 | 0 | 0 | 0 | 0 | 0 | 0 | 0 | 0 | 0 | 0 | 0 | 0 | 0 | 0 | 0 | 0
NSW1 | Wind | 0.021499 | 0 | 0.0019684 | 0.0076416 | 0.0073017 | 0.0029173 | 0.0013903 | 0.0014693 | 1033737.2638 | 0.012888 | 0 | 1770394.9733 | 548269.38 | 441666.6556 | 0 | 1025332.4309 | 5855.6258 | 0.00037729 | 0.00014063 | 555264.2646 | 8614.9607 | 0 | 0 | 4663.6959 | 0.00079674
NSW1 | Solar PV | 0.0046131 | 0.00014259 | 0.0022042 | 0.0051144 | 0.0018715 | 0.00058205 | 0.00087253 | 0.00058085 | 269758.7818 | 0.0050553 | 0.0011606 | 839827.8078 | 181707.2614 | 0 | 0 | 1093696.7189 | 13284.2171 | 0 | 0 | 0 | 6.828e-05 | 0 | 0 | 75405.45 | 2545.568
NSW1 | LS Batteries | 0.010627 | 0.0022195 | 0.0062063 | 0.0027108 | 0.00043631 | 0.00040794 | 0.00042602 | 0.0012135 | 0.0030025 | 0.017363 | 0.00064169 | 0.001751 | 53549.4142 | 28320.3893 | 0.0006327 | 150613.7274 | 0.00053036 | 0.00014955 | 0.00025729 | 0.0016831 | 22803.1765 | 0 | 0.00044245 | 0.00013702 | 0.00035888
NSW1 | Pumped Hydro | 0.018073 | 0.0020979 | 0.031367 | 0.13925 | 0.00041653 | 0 | 0 | 0.00053601 | 230736.9372 | 158508.6136 | 0.00023575 | 643581.9661 | 219979.4529 | 0 | 0.0033464 | 254192.3322 | 24241.3617 | 4985.4956 | 7178.8024 | 1480.366 | 31970.8019 | 0 | 0 | 77513.1201 | 1403.332
NSW1 | Pumped Hydro Pump | 0 | 0 | 0 | 0 | 0 | 0 | 0 | 0 | 0 | 0 | 0 | 0 | 0 | 0 | 0 | 0 | 0 | 0 | 0 | 0 | 0 | 0 | 0 | 0 | 0
Total |  | 0.056554 | 0.00446 | 267735.8316 | 77560.8737 | 0.010026 | 0.0039073 | 0.0026889 | 0.0037996 | 1534232.986 | 158508.6489 | 0.0020381 | 3253804.7491 | 1003505.5087 | 469987.0449 | 0.0039791 | 2880678.6946 | 43381.2051 | 4985.4961 | 7178.8028 | 556744.6323 | 90478.849 | 0 | 0.00044245 | 256207.4268 | 3948.9012
Region | Technology | 2020-21 | 2021-22 | 2022-23 | 2023-24 | 2024-25 | 2025-26 | 2026-27 | 2027-28 | 2028-29 | 2029-30 | 2030-31 | 2031-32 | 2032-33 | 2033-34 | 2034-35 | 2035-36 | 2036-37 | 2037-38 | 2038-39 | 2039-40 | 2040-41 | 2041-42 | 2042-43 | 2043-44 | 2044-45
QLD1 | Black Coal | 0 | 0 | 0 | 0 | 0 | 0 | 0 | 0 | 0 | 0 | 0 | 0 | 0 | 0 | 0 | 0 | 0 | 0 | 0 | 0 | 0 | 0 | 0 | 0 | 0
QLD1 | Brown Coal | 0 | 0 | 0 | 0 | 0 | 0 | 0 | 0 | 0 | 0 | 0 | 0 | 0 | 0 | 0 | 0 | 0 | 0 | 0 | 0 | 0 | 0 | 0 | 0 | 0
QLD1 | CCGT | 0.001567 | 0 | 0 | 0 | 0 | 0 | 0 | 0 | 0 | 0 | 0 | 0.00010913 | 0.00013311 | 0 | 0 | 0.00012379 | 0.00027329 | 0 | 0.00014874 | 0.0003005 | 0 | 0 | 0 | 9.9397e-05 | 0
QLD1 | Gas - Steam | 0 | 0 | 0 | 0 | 0 | 0 | 0 | 0 | 0 | 0 | 0 | 0 | 0 | 0 | 0 | 0 | 0 | 0 | 0 | 0 | 0 | 0 | 0 | 0 | 0
QLD1 | OCGT / Diesel | 0.0018929 | 0 | 0 | 0 | 0 | 0 | 0 | 0 | 0 | 9.4012e-05 | 0 | 9.5856e-05 | 8.7571e-05 | 5.5619e-05 | 0.00025142 | 0 | 0 | 4.8952e-05 | 5.7715e-05 | 0.0020732 | 0 | 0 | 0 | 4701.8368 | 0
QLD1 | Hydro | 0 | 0 | 0 | 0 | 0 | 0 | 0 | 0 | 0 | 0 | 0 | 0 | 0 | 0 | 0 | 0 | 0 | 0 | 0 | 0 | 0 | 0 | 0 | 0 | 0
QLD1 | Wind | 0.017125 | 0 | 0.00023801 | 0.00040143 | 0.0010994 | 0.0017763 | 0 | 571804.1064 | 380590.8484 | 814972.4857 | 0 | 0 | 0 | 0 | 0 | 0 | 313404.4115 | 0.00028712 | 96366.8612 | 81180.5398 | 31916.8633 | 10255.37 | 15561.2162 | 33862.1815 | 0.00046761
QLD1 | Solar PV | 0.0039547 | 0 | 0.00049064 | 0 | 0.00060786 | 7.1194e-05 | 0 | 0.0016774 | 0.00148 | 0.0032549 | 0 | 0 | 0 | 0 | 0 | 0 | 0.00044259 | 7.8399e-05 | 0.0011589 | 1.3472e-05 | 0.00043802 | 0 | 0 | 0.00027119 | 7.9197e-06
QLD1 | LS Batteries | 0.0057024 | 0.00061653 | 0.00041014 | 0 | 0.00034899 | 0.0013041 | 0.0021413 | 0 | 0 | 0.0083523 | 0 | 0 | 0 | 0 | 0.0019544 | 0.00030542 | 0.00056125 | 0 | 0.00025457 | 0.047207 | 0 | 0 | 0 | 0 | 0
QLD1 | Pumped Hydro | 0.009044 | 0.0015658 | 0.0015337 | 0.0009707 | 0.0014406 | 0 | 0.0014865 | 0.0013407 | 0.0060255 | 118740.8354 | 0 | 0 | 15302.1209 | 0 | 83043.9983 | 98938.7117 | 227884.3893 | 17147.4915 | 39534.5267 | 11673.0093 | 0 | 0 | 0 | 0 | 0
QLD1 | Pumped Hydro Pump | 0 | 0 | 0 | 0 | 0 | 0 | 0 | 0 | 0 | 0 | 0 | 0 | 0 | 0 | 0 | 0 | 0 | 0 | 0 | 0 | 0 | 0 | 0 | 0 | 0
Total |  | 0.039286 | 0.0021824 | 0.0026725 | 0.0013721 | 0.0034969 | 0.0031516 | 0.0036278 | 571804.1094 | 380590.8559 | 933713.3328 | 0 | 0.00020499 | 15302.1211 | 5.5619e-05 | 83044.0005 | 98938.7122 | 541288.8021 | 17147.4919 | 135901.3895 | 92853.5988 | 31916.8637 | 10255.37 | 15561.2162 | 38564.0186 | 0.00047552
Region | Technology | 2020-21 | 2021-22 | 2022-23 | 2023-24 | 2024-25 | 2025-26 | 2026-27 | 2027-28 | 2028-29 | 2029-30 | 2030-31 | 2031-32 | 2032-33 | 2033-34 | 2034-35 | 2035-36 | 2036-37 | 2037-38 | 2038-39 | 2039-40 | 2040-41 | 2041-42 | 2042-43 | 2043-44 | 2044-45
VIC1 | Black Coal | 0 | 0 | 0 | 0 | 0 | 0 | 0 | 0 | 0 | 0 | 0 | 0 | 0 | 0 | 0 | 0 | 0 | 0 | 0 | 0 | 0 | 0 | 0 | 0 | 0
VIC1 | Brown Coal | 0 | 0 | 0 | 0 | 0 | 0 | 0 | 0 | 0 | 0 | 0 | 0 | 0 | 0 | 0 | 0 | 0 | 0 | 0 | 0 | 0 | 0 | 0 | 0 | 0
VIC1 | CCGT | 0.00091055 | 0 | 0.00042128 | 0 | 0 | 0 | 0 | 0 | 0 | 0 | 0 | 0.00023631 | 0.00022453 | 0 | 0 | 0.00066924 | 0.00048603 | 0 | 0 | 0 | 0.00010502 | 0 | 0.00026286 | 0 | 0
VIC1 | Gas - Steam | 0 | 0 | 0 | 0 | 0 | 0 | 0 | 0 | 0 | 0 | 0 | 0 | 0 | 0 | 0 | 0 | 0 | 0 | 0 | 0 | 0 | 0 | 0 | 0 | 0
VIC1 | OCGT / Diesel | 0.0012141 | 0 | 0.0015125 | 0 | 0 | 0 | 0 | 0 | 0 | 0 | 0 | 0 | 0 | 0 | 0 | 0 | 0 | 0 | 0.00015705 | 0 | 0 | 0 | 0.00057071 | 0 | 0
VIC1 | Hydro | 0 | 0 | 0 | 0 | 0 | 0 | 0 | 0 | 0 | 0 | 0 | 0 | 0 | 0 | 0 | 0 | 0 | 0 | 0 | 0 | 0 | 0 | 0 | 0 | 0
VIC1 | Wind | 0.0093209 | 0 | 0.0023012 | 0.002335 | 0.00072589 | 0.012498 | 0.0059583 | 0.0045095 | 0.032485 | 0.00026623 | 0 | 0.0009535 | 719663.6564 | 0 | 0 | 690314.5847 | 190876.1857 | 0 | 0 | 0 | 0 | 0 | 0 | 108563.1621 | 16625.6024
VIC1 | Solar PV | 0.00058075 | 0 | 0 | 76501.747 | 0 | 37464.798 | 37006.0603 | 656672.4566 | 7427.6994 | 203979.639 | 0 | 0 | 5.6203e-05 | 0 | 0 | 9328.7273 | 0 | 0 | 0 | 0 | 0 | 0 | 0 | 0 | 0
VIC1 | LS Batteries | 0.003412 | 0 | 0.0017481 | 0 | 0 | 0 | 0 | 0 | 0.00095942 | 0.0019905 | 0 | 0.00094404 | 0.0019402 | 0 | 0 | 0.00061768 | 0.00031207 | 0.00026467 | 0.0020411 | 0 | 0 | 0 | 1199.7886 | 0 | 0
VIC1 | Pumped Hydro | 0.0070242 | 0 | 0.01447 | 0 | 0 | 0 | 0 | 0 | 0 | 0 | 0 | 0.075062 | 105210.8392 | 0 | 0 | 335514.661 | 0 | 0 | 0 | 0 | 0 | 0 | 0 | 0 | 0
VIC1 | Pumped Hydro Pump | 0 | 0 | 0 | 0 | 0 | 0 | 0 | 0 | 0 | 0 | 0 | 0 | 0 | 0 | 0 | 0 | 0 | 0 | 0 | 0 | 0 | 0 | 0 | 0 | 0
Total |  | 0.022462 | 0 | 0.020453 | 76501.7493 | 0.00072589 | 37464.8105 | 37006.0662 | 656672.4611 | 7427.7329 | 203979.6412 | 0 | 0.077196 | 824874.4977 | 0 | 0 | 1035157.9744 | 190876.1865 | 0.00026467 | 0.0021982 | 0 | 0.00010502 | 0 | 1199.7894 | 108563.1621 | 16625.6024
Region | Technology | 2020-21 | 2021-22 | 2022-23 | 2023-24 | 2024-25 | 2025-26 | 2026-27 | 2027-28 | 2028-29 | 2029-30 | 2030-31 | 2031-32 | 2032-33 | 2033-34 | 2034-35 | 2035-36 | 2036-37 | 2037-38 | 2038-39 | 2039-40 | 2040-41 | 2041-42 | 2042-43 | 2043-44 | 2044-45
SA1 | Black Coal | 0 | 0 | 0 | 0 | 0 | 0 | 0 | 0 | 0 | 0 | 0 | 0 | 0 | 0 | 0 | 0 | 0 | 0 | 0 | 0 | 0 | 0 | 0 | 0 | 0
SA1 | Brown Coal | 0 | 0 | 0 | 0 | 0 | 0 | 0 | 0 | 0 | 0 | 0 | 0 | 0 | 0 | 0 | 0 | 0 | 0 | 0 | 0 | 0 | 0 | 0 | 0 | 0
SA1 | CCGT | 0.00098446 | 0.0001654 | 0 | 0 | 0 | 0 | 0 | 0 | 0.00010962 | 0 | 0 | 0.00015633 | 9.6094e-05 | 0 | 0 | 0.00016386 | 7.1548e-05 | 0 | 0 | 5.8846e-05 | 1.9273e-05 | 0 | 0 | 1.2013e-05 | 0
SA1 | Gas - Steam | 0 | 0 | 0 | 0 | 0 | 0 | 0 | 0 | 0 | 0 | 0 | 0 | 0 | 0 | 0 | 0 | 0 | 0 | 0 | 0 | 0 | 0 | 0 | 0 | 0
SA1 | OCGT / Diesel | 0.00096933 | 0.00042172 | 0 | 0 | 0 | 0 | 0 | 0 | 0 | 4.5937e-05 | 0 | 9.3594e-05 | 0 | 7.9995e-05 | 3.5981e-05 | 0 | 3.0721e-05 | 2.7893e-05 | 2.09e-05 | 2.9071e-05 | 1.7615e-05 | 2.1069e-05 | 8.6104e-06 | 7.7245e-06 | 3.4076e-06
SA1 | Hydro | 0 | 0 | 0 | 0 | 0 | 0 | 0 | 0 | 0 | 0 | 0 | 0 | 0 | 0 | 0 | 0 | 0 | 0 | 0 | 0 | 0 | 0 | 0 | 0 | 0
SA1 | Wind | 0.033464 | 0.002846 | 0 | 0 | 0.0039494 | 0.0011562 | 0.0071117 | 10541.1434 | 0.092466 | 0 | 0.01885 | 447068.8058 | 0.031314 | 0.00077846 | 0 | 531039.1069 | 0.0092582 | 0 | 0 | 0.00018053 | 7.1152e-05 | 0 | 1.9844e-05 | 40227.0429 | 2668.1964
SA1 | Solar PV | 0.0053763 | 0.0049175 | 0.00017814 | 0 | 0.002596 | 0.0061357 | 0.00046431 | 0.014125 | 414859.3398 | 0 | 0.00098996 | 52367.2771 | 49284.9699 | 0 | 0 | 2.4934e-05 | 14951.5904 | 0 | 0 | 2.0576e-05 | 14998.316 | 2.0721e-05 | 0 | 5.4347e-05 | 8.9891e-06
SA1 | LS Batteries | 0.0030668 | 0.00092197 | 0 | 0 | 0 | 0.00045344 | 0.00037778 | 0.00055775 | 0 | 0.0018199 | 0.00039849 | 0.001348 | 0 | 0.00040839 | 0.00051918 | 0.0013509 | 0.00036279 | 0 | 0 | 0.00097853 | 5.4102e-05 | 0 | 0.00027478 | 9.4886e-05 | 0.00010602
SA1 | Pumped Hydro | 0.0069657 | 0.0017982 | 0 | 0 | 0 | 0 | 0 | 0 | 0.0023974 | 0.0019137 | 0.00013685 | 0.010138 | 0 | 0 | 0.0045819 | 34716.0629 | 36843.2935 | 0 | 0 | 1921.2083 | 0 | 0 | 0 | 9560.6689 | 604.6188
SA1 | Pumped Hydro Pump | 0 | 0 | 0 | 0 | 0 | 0 | 0 | 0 | 0 | 0 | 0 | 0 | 0 | 0 | 0 | 0 | 0 | 0 | 0 | 0 | 0 | 0 | 0 | 0 | 0
Total |  | 0.050827 | 0.011071 | 0.00017814 | 0 | 0.0065455 | 0.0077453 | 0.0079538 | 10541.1581 | 414859.4347 | 0.0037795 | 0.020375 | 499436.0946 | 49285.0013 | 0.0012668 | 0.0051371 | 565755.1714 | 51794.8936 | 2.7893e-05 | 2.09e-05 | 1921.2096 | 14998.3162 | 4.179e-05 | 0.00030324 | 49787.712 | 3272.8153
Region | Technology | 2020-21 | 2021-22 | 2022-23 | 2023-24 | 2024-25 | 2025-26 | 2026-27 | 2027-28 | 2028-29 | 2029-30 | 2030-31 | 2031-32 | 2032-33 | 2033-34 | 2034-35 | 2035-36 | 2036-37 | 2037-38 | 2038-39 | 2039-40 | 2040-41 | 2041-42 | 2042-43 | 2043-44 | 2044-45
TAS1 | Black Coal | 0 | 0 | 0 | 0 | 0 | 0 | 0 | 0 | 0 | 0 | 0 | 0 | 0 | 0 | 0 | 0 | 0 | 0 | 0 | 0 | 0 | 0 | 0 | 0 | 0
TAS1 | Brown Coal | 0 | 0 | 0 | 0 | 0 | 0 | 0 | 0 | 0 | 0 | 0 | 0 | 0 | 0 | 0 | 0 | 0 | 0 | 0 | 0 | 0 | 0 | 0 | 0 | 0
TAS1 | CCGT | 0.00071213 | 0 | 0 | 0 | 0 | 0 | 0 | 0 | 0 | 0 | 0 | 0 | 0 | 0 | 0 | 4.3873e-05 | 4.5835e-05 | 0 | 0 | 2.8138e-05 | 0 | 0 | 0 | 1.1465e-05 | 0
TAS1 | Gas - Steam | 0 | 0 | 0 | 0 | 0 | 0 | 0 | 0 | 0 | 0 | 0 | 0 | 0 | 0 | 0 | 0 | 0 | 0 | 0 | 0 | 0 | 0 | 0 | 0 | 0
TAS1 | OCGT / Diesel | 0.00094438 | 0 | 0 | 0 | 0 | 0 | 0 | 0 | 0 | 4.5511e-05 | 0 | 4.5939e-05 | 3.9347e-05 | 2.8112e-05 | 3.4078e-05 | 3.0746e-05 | 3.8078e-05 | 2.2926e-05 | 1.4522e-05 | 2.6862e-05 | 2.0881e-05 | 1.0031e-05 | 1.026e-05 | 8.9398e-06 | 4.0676e-06
TAS1 | Hydro | 0 | 0 | 0 | 0 | 0 | 0 | 0 | 0 | 0 | 0 | 0 | 0 | 0 | 0 | 0 | 0 | 0 | 0 | 0 | 0 | 0 | 0 | 0 | 0 | 0
TAS1 | Wind | 0.016452 | 0 | 0.0003963 | 0.0011591 | 0.005312 | 0.0048063 | 0.0014558 | 0.0074475 | 78619.3338 | 0 | 0 | 148963.2255 | 19570.5158 | 0 | 0 | 12323.3554 | 4206.8556 | 0 | 0 | 0.0002468 | 0 | 0 | 0 | 3924.0657 | 0
TAS1 | Solar PV | 0 | 0 | 0 | 0 | 0 | 0 | 0 | 0 | 0 | 0 | 0 | 0 | 0 | 0 | 0 | 0 | 0 | 0 | 0 | 0 | 0 | 0 | 0 | 0 | 0
TAS1 | LS Batteries | 0.0027333 | 0.00022447 | 0.00014648 | 0 | 0.0003361 | 0.00038079 | 0.00041249 | 0.00023291 | 0 | 0.00084002 | 0.00028855 | 0.00027241 | 0.00016256 | 0.00019433 | 0.00017765 | 0.00084886 | 0.00023566 | 0 | 0.00013997 | 0.00028835 | 0.00011054 | 0.00012685 | 0.00010663 | 3.3813e-05 | 4.8871e-05
TAS1 | Pumped Hydro | 0.0037989 | 0.00026437 | 0.0002208 | 0.00020067 | 0.00013915 | 0.00020111 | 0.00021132 | 0.00017022 | 0.00018592 | 0.00024496 | 0.00018237 | 0.00063062 | 5.9539e-05 | 0.00017819 | 0.00015657 | 0.00038451 | 0.00041539 | 0 | 0 | 0.00021523 | 5.5316e-05 | 0 | 0 | 0.00011979 | 4.9737e-06
TAS1 | Pumped Hydro Pump | 0 | 0 | 0 | 0 | 0 | 0 | 0 | 0 | 0 | 0 | 0 | 0 | 0 | 0 | 0 | 0 | 0 | 0 | 0 | 0 | 0 | 0 | 0 | 0 | 0
Total |  | 0.024641 | 0.00048884 | 0.00076358 | 0.0013597 | 0.0057872 | 0.0053882 | 0.0020797 | 0.0078506 | 78619.334 | 0.0011305 | 0.00047091 | 148963.2265 | 19570.5161 | 0.00040063 | 0.00036829 | 12323.3567 | 4206.8563 | 2.2926e-05 | 0.00015449 | 0.00080538 | 0.00018674 | 0.00013688 | 0.00011689 | 3924.0659 | 5.7913e-05

## Neutral_Option1A_REZ Tx Cost
REZ transmission expansion cost by region ($000s) - QNI Option1A, Neutral Scenario
Real June 2019 dollars discounted to 2019-20
Region | Aggregation | 2020-21 | 2021-22 | 2022-23 | 2023-24 | 2024-25 | 2025-26 | 2026-27 | 2027-28 | 2028-29 | 2029-30 | 2030-31 | 2031-32 | 2032-33 | 2033-34 | 2034-35 | 2035-36 | 2036-37 | 2037-38 | 2038-39 | 2039-40 | 2040-41 | 2041-42 | 2042-43 | 2043-44 | 2044-45
NSW1 | Transmission | 0.0016306 | 8.1371e-05 | 0.00025755 | 0.00078276 | 0.00010919 | 0.00014448 | 0.00011246 | 3.3447e-05 | 71226.1251 | 8.4466e-05 | 4.0811e-05 | 378826.3947 | 105917.7827 | 60419.0146 | 0 | 424786.1978 | 3740.304 | 0 | 0 | 78807.0276 | 1362.4711 | 0 | 0 | 26682.8378 | 938.7022
QLD1 | Transmission | 0.0030633 | 7.9715e-05 | 0.00019214 | 0.00021429 | 0.0002398 | 0.00032815 | 0.00020138 | 0.00084591 | 0.00056586 | 0.0019064 | 0 | 0 | 0 | 0 | 0 | 0 | 0.0011785 | 0.00011901 | 0.00041005 | 0.0013336 | 6.3127e-05 | 0.00098156 | 10171.6232 | 14711.2669 | 0
VIC1 | Transmission | 0.00050233 | 0 | 0 | 0 | 0 | 0 | 0 | 0 | 0 | 0 | 0 | 0 | 1197.7276 | 0 | 0 | 32203.3824 | 4.183e-06 | 0 | 0 | 0 | 0 | 0 | 0 | 1978.7546 | 1142.7205
SA1 | Transmission | 0.0017846 | 0.00039135 | 6.412e-05 | 0 | 0.00031026 | 0.00017039 | 0.00029403 | 0.00018977 | 0.00097422 | 0 | 0.00014286 | 0.00065011 | 0.00046008 | 0 | 0 | 63147.5597 | 0.00073861 | 0 | 0 | 6.4508e-05 | 0.0001196 | 1.2692e-05 | 4.0584e-06 | 9243.2282 | 1.8573e-05
TAS1 | Transmission | 0.00039153 | 2.1106e-05 | 2.3736e-05 | 2.9637e-05 | 7.7686e-05 | 0.00010342 | 1.5897e-05 | 2.3299e-05 | 0.00012315 | 0 | 0 | 4.8517e-05 | 7.3855e-05 | 0 | 0 | 7.3112e-05 | 5.733e-05 | 0 | 0 | 2.7691e-05 | 0 | 0 | 0 | 1.2563e-05 | 0
Total |  | 0.0073724 | 0.00057354 | 0.00053754 | 0.0010267 | 0.00073694 | 0.00074644 | 0.00062376 | 0.0010924 | 71226.1267 | 0.0019908 | 0.00018367 | 378826.3954 | 107115.5108 | 60419.0146 | 0 | 520137.14 | 3740.306 | 0.00011901 | 0.00041005 | 78807.0291 | 1362.4713 | 0.00099425 | 10171.6232 | 52616.0874 | 2081.4226

## Neutral_Option1A_USE+DSP Cost
USE and DSP cost by region ($000s) - QNI Option1A, Neutral Scenario
Real June 2019 dollars discounted to 2019-20
Region | Aggregation | 2020-21 | 2021-22 | 2022-23 | 2023-24 | 2024-25 | 2025-26 | 2026-27 | 2027-28 | 2028-29 | 2029-30 | 2030-31 | 2031-32 | 2032-33 | 2033-34 | 2034-35 | 2035-36 | 2036-37 | 2037-38 | 2038-39 | 2039-40 | 2040-41 | 2041-42 | 2042-43 | 2043-44 | 2044-45
NSW1 | USE / DSP | 0.0011604 | 0.0011546 | 11844.6279 | 27492.0315 | 111509.0901 | 0.0011763 | 0.0011703 | 9.5068 | 14027.0822 | 32944.713 | 3942.2509 | 5046.1916 | 5227.7236 | 14260.9882 | 815.5992 | 60551.7993 | 7.2258 | 56.308 | 285.5791 | 333.5404 | 13313.9121 | 15889.8619 | 2080.3464 | 28688.0197 | 0.001295
QLD1 | USE / DSP | 0.00057158 | 0.00056868 | 0.00056896 | 0.00057053 | 0.0005716 | 0.00057091 | 0.00056918 | 0.00057239 | 0.00057068 | 0.00056742 | 0.00057239 | 0.00058164 | 24.1715 | 0.00058207 | 862.1646 | 8.9959 | 0.00060134 | 0.00059949 | 0.00060643 | 8764.6359 | 2396.751 | 381.9946 | 1894.1228 | 11087.536 | 0.00060243
VIC1 | USE / DSP | 1505.3102 | 0.00029037 | 73426.4123 | 29389.7864 | 15.8831 | 0.00029553 | 0.00029388 | 0.00029725 | 0.00030402 | 0.00030195 | 0.00029883 | 36.8723 | 1084.4092 | 16.7871 | 65.9051 | 0.00032449 | 0.00032884 | 0.00032664 | 3012.8277 | 40.1899 | 18.4155 | 13.0169 | 9695.9723 | 0.00032814 | 0.00032443
SA1 | USE / DSP | 0.0002982 | 8045.736 | 20.6681 | 4.7781 | 0.00029796 | 0.00029847 | 0.00029652 | 0.00030006 | 0.0003059 | 0.00030404 | 0.00030099 | 4.3696 | 0.00031549 | 4.6637 | 6.5146 | 0.00031418 | 0.00031654 | 0.00031428 | 0.00030841 | 0.00031463 | 0.00031523 | 2.0608 | 0.0003063 | 0.00031092 | 0.00030795
TAS1 | USE / DSP | 0.00029163 | 0.00029126 | 0.00028961 | 0.00029167 | 0.00029299 | 0.00029226 | 0.00029206 | 0.00029357 | 0.00029742 | 0.00029514 | 0.00029192 | 0.00029789 | 0.00030085 | 0.00029513 | 0.00028885 | 0.00029601 | 0.00030802 | 0.0003021 | 0.00027994 | 0.00029789 | 0.00030779 | 0.00029041 | 0.00028066 | 0.00029528 | 0.00029237
Total |  | 1505.3125 | 8045.7383 | 85291.7091 | 56886.5968 | 111524.9743 | 0.0026334 | 0.002622 | 9.5082 | 14027.0837 | 32944.7145 | 3942.2524 | 5087.4344 | 6336.3049 | 14282.4398 | 1750.1838 | 60560.7961 | 7.2274 | 56.3096 | 3298.408 | 9138.3668 | 15729.0792 | 16286.9345 | 13670.4421 | 39775.5566 | 0.0028222

## Neutral_Option5B_CF
Capacity factor by technology (%) - QNI Option5B, Neutral Scenario
This block has been intentionally left blank.
Region | Technology | 2020-21 | 2021-22 | 2022-23 | 2023-24 | 2024-25 | 2025-26 | 2026-27 | 2027-28 | 2028-29 | 2029-30 | 2030-31 | 2031-32 | 2032-33 | 2033-34 | 2034-35 | 2035-36 | 2036-37 | 2037-38 | 2038-39 | 2039-40 | 2040-41 | 2041-42 | 2042-43 | 2043-44 | 2044-45
NSW1 | Black Coal | 53.91% | 54.29% | 60.6% | 63.13% | 66.58% | 66.17% | 62.47% | 67.46% | 65.91% | 69.82% | 69.82% | 73.33% | 73.33% | 73.33% | 73.33% | 70% | 70% | 70% | 64.52% | 46.03% | 70% | 70% | 63.43% | 0% | 0%
NSW1 | Brown Coal | bar: 2020-21 to 2044-45
NSW1 | CCGT | 0.08695% | 0.04483% | 0.5732% | 1.529% | 2.954% | 0.1266% | 0.1844% | 0.531% | 1.289% | 1.235% | 1.01% | 20.84% | 31.14% | 25.23% | 10.42% | 43.77% | 50.6% | 46.93% | 41.98% | 43.99% | 41.1% | 40.99% | 36.14% | 65.58% | 65.91%
NSW1 | Gas - Steam | bar: 2020-21 to 2044-45
NSW1 | OCGT / Diesel | 3.387e-08% | 0.001416% | 0.08564% | 0.1096% | 0.1104% | 0.003967% | 3.599e-08% | 0.01828% | 0.02875% | 0.02512% | 0.02574% | 0.16% | 0.344% | 0.7644% | 0.8991% | 2.645% | 4.546% | 5.733% | 6.971% | 5.541% | 4.234% | 5.84% | 3.761% | 5.392% | 4.976%
NSW1 | Hydro | 11.79% | 11.87% | 12.53% | 12.79% | 12.93% | 11.19% | 11.21% | 11.57% | 12.8% | 12.85% | 12.93% | 15.12% | 15.56% | 16.66% | 17.21% | 17.29% | 15.96% | 16.98% | 18.58% | 18.12% | 16.59% | 18.28% | 18.7% | 17.7% | 17.71%
NSW1 | Wind | 30.92% | 33.26% | 36.75% | 35.91% | 35.68% | 37.04% | 38.81% | 32.59% | 33.06% | 34.99% | 38.7% | 37.79% | 42.46% | 42.75% | 44.37% | 31.02% | 28.28% | 29.11% | 30.6% | 31.48% | 33.38% | 35.87% | 37.5% | 29.06% | 26.54%
NSW1 | Solar PV | 27.02% | 28.44% | 28.78% | 28.97% | 27.9% | 26.34% | 28.85% | 25.69% | 26.94% | 28.59% | 29.27% | 29.77% | 28.95% | 27.93% | 30.26% | 27.75% | 28.26% | 30% | 30.67% | 30.13% | 29.29% | 28.48% | 30.7% | 27.53% | 27.99%
NSW1 | LS Batteries | 0% | 0% | 0% | 0% | 0% | 0% | 0% | 0% | 0% | 0% | 0% | 0% | 8.619% | 8.755% | 8.966% | 8.41% | 8.206% | 8.545% | 8.521% | 8.489% | 8.408% | 8.244% | 8.629% | 8.424% | 8.639%
NSW1 | Pumped Hydro | 1.005% | 1.807% | 3.213% | 3.773% | 4.411% | 4.152% | 3.947% | 6.056% | 16.07% | 21.55% | 21.73% | 26.02% | 23.91% | 24.27% | 25.68% | 25.62% | 23.85% | 25.18% | 25.66% | 26.25% | 24.25% | 24.59% | 26.24% | 24.75% | 24.36%
Region | Technology | 2020-21 | 2021-22 | 2022-23 | 2023-24 | 2024-25 | 2025-26 | 2026-27 | 2027-28 | 2028-29 | 2029-30 | 2030-31 | 2031-32 | 2032-33 | 2033-34 | 2034-35 | 2035-36 | 2036-37 | 2037-38 | 2038-39 | 2039-40 | 2040-41 | 2041-42 | 2042-43 | 2043-44 | 2044-45
QLD1 | Black Coal | 67.47% | 60.51% | 59.54% | 61.68% | 64.12% | 64.03% | 62.45% | 63.35% | 62.1% | 66.92% | 65.94% | 66.45% | 68.37% | 66.27% | 65.6% | 67.32% | 71.45% | 68.57% | 68.86% | 69.65% | 72.22% | 68.34% | 65.35% | 68.81% | 69.93%
QLD1 | Brown Coal | bar: 2020-21 to 2044-45
QLD1 | CCGT | 32.2% | 31.83% | 32% | 32.61% | 32.65% | 32.03% | 32.5% | 32.32% | 32.49% | 33.13% | 33.25% | 35.95% | 38.87% | 38.34% | 35.14% | 42.12% | 49.09% | 48.25% | 50.75% | 48.97% | 50.44% | 49.51% | 47.11% | 48.46% | 50.13%
QLD1 | Gas - Steam | bar: 2020-21 to 2044-45
QLD1 | OCGT / Diesel | 5.115e-08% | 5.486e-08% | 0.01665% | 0.007187% | 0.01293% | 0.002273% | 0.01189% | 0.007014% | 6.786e-08% | 0.0274% | 0.01195% | 0.08726% | 0.08225% | 0.1061% | 0.08119% | 0.1089% | 0.7922% | 1.813% | 3.802% | 3.006% | 2.828% | 3.632% | 3.758% | 3.43% | 2.076%
QLD1 | Hydro | 53.07% | 53.01% | 52.98% | 53.11% | 53.01% | 53% | 53.01% | 53.15% | 53% | 53.02% | 52.96% | 53.15% | 52.85% | 52.97% | 53% | 53.09% | 52.41% | 52.91% | 52.96% | 52.79% | 53.03% | 52.66% | 52.45% | 53% | 52.55%
QLD1 | Wind | 39.84% | 37.21% | 36.45% | 33.98% | 30.27% | 36.32% | 34.05% | 39.24% | 38.52% | 41.99% | 37.15% | 35.85% | 33.07% | 36.92% | 34.55% | 39.09% | 37.99% | 38.6% | 37.69% | 36.26% | 33.75% | 37.89% | 35.69% | 39.35% | 37.39%
QLD1 | Solar PV | 28.44% | 28.8% | 29.95% | 30.01% | 28.79% | 28.06% | 29.89% | 25.08% | 27.73% | 28.49% | 29.79% | 29.9% | 28.69% | 27.91% | 29.86% | 25.05% | 27.76% | 28.69% | 29.98% | 30.03% | 28.87% | 28.12% | 30.21% | 25.04% | 27.6%
QLD1 | LS Batteries | 4.902% | 7.304% | 8.331% | 8.492% | 8.908% | 8.739% | 9.323% | 10.79% | 12.83% | 16.05% | 10.48% | 10.09% | 9.59% | 9.686% | 9.429% | 8.695% | 8.301% | 8.576% | 8.576% | 8.348% | 8.282% | 8.098% | 8.383% | 7.912% | 8.427%
QLD1 | Pumped Hydro | 1.716% | 5.041% | 7.612% | 8.407% | 10.21% | 9.193% | 11.01% | 9.61% | 12.37% | 16.17% | 14.35% | 17.11% | 17.8% | 17.49% | 19.41% | 19.99% | 20.91% | 21.36% | 21.68% | 21.86% | 21.68% | 21.49% | 21.95% | 21.56% | 21.91%
Region | Technology | 2020-21 | 2021-22 | 2022-23 | 2023-24 | 2024-25 | 2025-26 | 2026-27 | 2027-28 | 2028-29 | 2029-30 | 2030-31 | 2031-32 | 2032-33 | 2033-34 | 2034-35 | 2035-36 | 2036-37 | 2037-38 | 2038-39 | 2039-40 | 2040-41 | 2041-42 | 2042-43 | 2043-44 | 2044-45
VIC1 | Black Coal | bar: 2020-21 to 2044-45
VIC1 | Brown Coal | 84.63% | 83.46% | 83.05% | 85.53% | 84.33% | 85.54% | 85.89% | 85.89% | 85.55% | 82.99% | 84.97% | 83.87% | 86.88% | 88.02% | 86.53% | 85.78% | 84.3% | 83.16% | 83.14% | 84.13% | 83.83% | 84.17% | 81.67% | 82.47% | 83.82%
VIC1 | CCGT | bar: 2020-21 to 2044-45
VIC1 | Gas - Steam | 0.2104% | 0.9293% | 0.8654% | 0.6213% | 0.7818% | 0.5528% | 0.1284% | 0.2118% | 0.2462% | 0.5212% | 0.4592% | 0% | 0% | 0% | 0% | 0% | 0% | 0% | 0% | 0% | 0% | 0% | 0% | 0% | 0%
VIC1 | OCGT / Diesel | 0.1034% | 0.1622% | 0.3422% | 0.1328% | 0.08986% | 0.1003% | 0.01095% | 0.04905% | 0.02832% | 0.07983% | 0.07469% | 0.4977% | 0.817% | 1.848% | 1.408% | 4.824% | 8.231% | 9.552% | 9.166% | 9.218% | 8.811% | 10.5% | 4.913% | 11.17% | 9.364%
VIC1 | Hydro | 18.07% | 18.14% | 18.01% | 18.08% | 18.11% | 18.3% | 18.44% | 18.26% | 18.08% | 18.12% | 18.03% | 18.09% | 18.09% | 18.08% | 18.06% | 18.08% | 18.02% | 18.06% | 18.02% | 18.07% | 18.06% | 18.06% | 18.06% | 18.09% | 18.04%
VIC1 | Wind | 33.6% | 32.68% | 36.74% | 32.47% | 32.17% | 34.07% | 35.75% | 32.26% | 34.42% | 33.41% | 36.88% | 31.67% | 32.41% | 33.54% | 34.96% | 31.74% | 32.22% | 31.22% | 34.86% | 31.28% | 31.93% | 32.58% | 34.55% | 31.23% | 31.53%
VIC1 | Solar PV | 26.39% | 26.83% | 26.69% | 27.97% | 26.73% | 25.47% | 27.23% | 26.55% | 27.55% | 28.24% | 28.14% | 29.23% | 27.64% | 26.85% | 28.23% | 26.68% | 27.69% | 28.2% | 28.09% | 29.22% | 27.6% | 26.88% | 28.22% | 26.65% | 27.61%
VIC1 | LS Batteries | 4.718% | 5.21% | 5.834% | 5.587% | 6.765% | 8.105% | 4.608% | 7.493% | 7.928% | 8.059% | 7.128% | 6.527% | 5.731% | 5.986% | 6.526% | 5.555% | 5.377% | 6.051% | 5.872% | 5.86% | 5.551% | 5.072% | 6.465% | 6.162% | 6.389%
VIC1 | Pumped Hydro | 0% | 0% | 0% | 0% | 0% | 0% | 0% | 0% | 0% | 0% | 0% | 25.97% | 23.16% | 23.83% | 25.16% | 22.31% | 21.48% | 22.6% | 22.26% | 23.03% | 22.09% | 21.93% | 23.65% | 22.49% | 22.22%
Region | Technology | 2020-21 | 2021-22 | 2022-23 | 2023-24 | 2024-25 | 2025-26 | 2026-27 | 2027-28 | 2028-29 | 2029-30 | 2030-31 | 2031-32 | 2032-33 | 2033-34 | 2034-35 | 2035-36 | 2036-37 | 2037-38 | 2038-39 | 2039-40 | 2040-41 | 2041-42 | 2042-43 | 2043-44 | 2044-45
SA1 | Black Coal | bar: 2020-21 to 2044-45
SA1 | Brown Coal | bar: 2020-21 to 2044-45
SA1 | CCGT | 15.28% | 17.21% | 16.46% | 4.653% | 8.324% | 6.531% | 3.054% | 3.948% | 16.97% | 9.197% | 4.419% | 28.1% | 38.58% | 32.95% | 16.28% | 40.15% | 44.67% | 41.01% | 35.79% | 40.21% | 41.99% | 39.57% | 32.81% | 39.22% | 36.92%
SA1 | Gas - Steam | 0.5547% | 1.337% | 1.48% | 0.4372% | 0.4067% | 0.2605% | 0.1662% | 0.2204% | 0.1523% | 0.3711% | 0.3913% | 1.573% | 1.787% | 4.307% | 2.418% | 5.397% | 6.347% | 8.261% | 8.169% | 9.38% | 8.265% | 11.67% | 6.62% | 9.037% | 7.975%
SA1 | OCGT / Diesel | 0.6055% | 0.8929% | 0.9278% | 0.2743% | 0.3866% | 0.2395% | 0.1093% | 0.1496% | 0.1368% | 0.2156% | 0.2174% | 1.359% | 3.565% | 3.439% | 1.41% | 5.73% | 6.244% | 5.732% | 5.546% | 6.251% | 6.207% | 7.049% | 5.005% | 5.255% | 4.996%
SA1 | Hydro | bar: 2020-21 to 2044-45
SA1 | Wind | 32.97% | 33.55% | 35.61% | 32.75% | 32.86% | 31.65% | 36.05% | 33.31% | 32.66% | 32.58% | 35.06% | 30.55% | 30.53% | 29.02% | 32.24% | 30.89% | 30.42% | 30.32% | 31.95% | 28% | 27.66% | 26.47% | 29.5% | 29.68% | 29.41%
SA1 | Solar PV | 28.8% | 28.98% | 29.15% | 29.62% | 28.26% | 27.25% | 28.39% | 27.44% | 30.02% | 29.71% | 31.57% | 31.67% | 29.88% | 29.96% | 30.51% | 29.54% | 30.3% | 30.42% | 31.17% | 31.39% | 29.53% | 29.72% | 30.12% | 29.28% | 29.95%
SA1 | LS Batteries | 5.603% | 5.669% | 5.937% | 5.301% | 5.943% | 6.316% | 4.616% | 6.17% | 6.385% | 6.576% | 5.837% | 5.375% | 4.975% | 5.046% | 5.45% | 5.042% | 4.93% | 5.384% | 5.228% | 5.206% | 5.195% | 4.887% | 5.531% | 4.899% | 5.226%
SA1 | Pumped Hydro | 0% | 0% | 0% | 0% | 0% | 0% | 0% | 0% | 0% | 0% | 0% | 0% | 0% | 0% | 0% | 23.84% | 23.16% | 23.82% | 23.4% | 23.99% | 23.72% | 23.09% | 24.29% | 22.62% | 22.85%
Region | Technology | 2020-21 | 2021-22 | 2022-23 | 2023-24 | 2024-25 | 2025-26 | 2026-27 | 2027-28 | 2028-29 | 2029-30 | 2030-31 | 2031-32 | 2032-33 | 2033-34 | 2034-35 | 2035-36 | 2036-37 | 2037-38 | 2038-39 | 2039-40 | 2040-41 | 2041-42 | 2042-43 | 2043-44 | 2044-45
TAS1 | Black Coal | bar: 2020-21 to 2044-45
TAS1 | Brown Coal | bar: 2020-21 to 2044-45
TAS1 | CCGT | 2.894e-07% | 3.14e-07% | 3.112e-07% | 3.309e-07% | 3.729e-07% | 3.715e-07% | 3.72e-07% | 3.912e-07% | 4.327e-07% | 4.311e-07% | 4.265e-07% | 4.718e-07% | 5.19e-07% | 5.118e-07% | 5.049e-07% | 5.889e-07% | 7.029e-07% | 6.91e-07% | 6.413e-07% | 7.729e-07% | 8.193e-07% | 7.752e-07% | 7.546e-07% | 9.1e-07% | 9.228e-07%
TAS1 | Gas - Steam | bar: 2020-21 to 2044-45
TAS1 | OCGT / Diesel | 2.207e-07% | 2.472e-07% | 2.358e-07% | 2.541e-07% | 2.846e-07% | 2.788e-07% | 2.76e-07% | 2.91e-07% | 3.211e-07% | 3.175e-07% | 3.079e-07% | 3.401e-07% | 3.861e-07% | 3.735e-07% | 3.625e-07% | 4.319e-07% | 5.647e-07% | 5.318e-07% | 4.004e-07% | 5.5e-07% | 6.984e-07% | 5.588e-07% | 0.0001476% | 0.0002102% | 6.889e-07%
TAS1 | Hydro | 44.5% | 44.5% | 44.5% | 44.52% | 44.5% | 44.5% | 44.5% | 44.52% | 44.5% | 44.5% | 44.5% | 44.52% | 44.5% | 44.5% | 44.5% | 44.52% | 44.5% | 44.5% | 44.5% | 44.52% | 44.5% | 44.5% | 44.5% | 44.52% | 44.5%
TAS1 | Wind | 40.07% | 38.87% | 42.97% | 40.19% | 38.99% | 43.04% | 43.67% | 40.71% | 41.29% | 40.15% | 44.07% | 43.38% | 43.06% | 46.08% | 46.38% | 44.19% | 43.63% | 42.45% | 45.66% | 43.35% | 43.09% | 46.04% | 46.64% | 44.26% | 43.86%
TAS1 | Solar PV | bar: 2020-21 to 2044-45
TAS1 | LS Batteries | bar: 2020-21 to 2044-45
TAS1 | Pumped Hydro | bar: 2020-21 to 2044-45

## Neutral_Option5B_Capacity
Installed capacity by technology (MW) - QNI Option5B, Neutral Scenario
Capacity calculated on 1 July. In early study years some wind and solar projects enter later in the financial year and are therefore reflected in the following financial year's capacity.
Region | Technology | 2021-22 | 2022-23 | 2023-24 | 2024-25 | 2025-26 | 2026-27 | 2027-28 | 2028-29 | 2029-30 | 2030-31 | 2031-32 | 2032-33 | 2033-34 | 2034-35 | 2035-36 | 2036-37 | 2037-38 | 2038-39 | 2039-40 | 2040-41 | 2041-42 | 2042-43 | 2043-44 | 2044-45 | 2045-46
NEM | Black Coal | 18346 | 18346 | 16346 | 16346 | 16346 | 16346 | 16346 | 16346 | 15026 | 13346 | 13346 | 10466 | 10466 | 10466 | 10466 | 7826 | 6426 | 6426 | 5726 | 5726 | 5726 | 5726 | 5726 | 4406 | 4406
NEM | Brown Coal | 4660 | 4660 | 4660 | 4660 | 4660 | 4660 | 4660 | 4660 | 4660 | 4660 | 4660 | 4660 | 3210 | 3210 | 3210 | 3210 | 3210 | 3210 | 3210 | 3210 | 3210 | 3210 | 3210 | 3210 | 3210
NEM | CCGT | 3118.4 | 3118.4 | 3118.4 | 3118.4 | 3118.4 | 3118.4 | 3118.4 | 3118.4 | 3118.4 | 3118.4 | 3118.4 | 3118.4 | 3118.4 | 3118.4 | 3118.4 | 3118.4 | 3118.4 | 3118.4 | 3118.4 | 3118.4 | 3118.4 | 3118.4 | 3118.4 | 4711.6312 | 4711.6312
NEM | Gas - Steam | 1790 | 1310 | 1310 | 1310 | 1310 | 1310 | 1310 | 1310 | 1310 | 1310 | 1310 | 800 | 800 | 800 | 800 | 800 | 800 | 800 | 800 | 800 | 800 | 800 | 800 | 800 | 800
NEM | OCGT / Diesel | 6650.14 | 6616.14 | 6954.2368 | 7019.6868 | 7019.6868 | 7019.6868 | 7019.6868 | 7019.6868 | 7019.6868 | 7019.6868 | 7019.6868 | 7019.6868 | 7019.6868 | 7019.6868 | 7019.6868 | 8694.854 | 8694.854 | 8694.854 | 8694.854 | 8694.854 | 8987.512 | 8987.512 | 8987.512 | 9792.5845 | 9792.5845
NEM | Hydro | 7282.5 | 7282.5 | 7282.5 | 7282.5 | 7282.5 | 7282.5 | 7282.5 | 7282.5 | 7282.5 | 7282.5 | 7282.5 | 7282.5 | 7282.5 | 7282.5 | 7282.5 | 7282.5 | 7282.5 | 7282.5 | 7282.5 | 7282.5 | 7282.5 | 7282.5 | 7282.5 | 7282.5 | 7282.5
NEM | Wind | 9001.6 | 9333.4 | 10343.4 | 10343.4 | 10343.4 | 10343.4 | 10343.4 | 10903.1184 | 12426.3012 | 13438.6929 | 13438.6929 | 17008.8865 | 19163.5804 | 19963.5944 | 19963.5944 | 25292.6912 | 26918.7502 | 26918.7526 | 27213.0314 | 30018.3568 | 30241.8399 | 30309.9825 | 30512.7385 | 33515.0812 | 34153.3649
NEM | Solar PV | 5506.47 | 7138.47 | 7523.47 | 7606.842 | 7606.842 | 7656.7605 | 7713.9017 | 8858.1328 | 10238.2978 | 10692.7683 | 10736.8217 | 13241.6694 | 13951.3465 | 13951.3465 | 13951.3465 | 19436.8801 | 19606.2741 | 19606.2741 | 19606.2741 | 19606.2741 | 19872.8183 | 19872.8183 | 19872.8183 | 22758.9209 | 22971.6869
NEM | LS Batteries | 232 | 232 | 232 | 232 | 232 | 232 | 232 | 232 | 232 | 232 | 232 | 232 | 344.2143 | 429.9627 | 429.9627 | 892.1717 | 892.1717 | 892.1717 | 892.1717 | 892.1871 | 1085.6991 | 1085.6991 | 1102.6112 | 1102.6112 | 1102.6111
NEM | Pumped Hydro | 810 | 810 | 810 | 810.0001 | 810.0001 | 2810.0001 | 2810.0001 | 2810.0001 | 3146.2439 | 3453.1658 | 3453.1658 | 4719.8586 | 5395.9554 | 5395.9554 | 5644.6117 | 7749.3431 | 8574.8174 | 8663.8978 | 8906.6786 | 9044.4001 | 9240.0256 | 9240.0256 | 9240.0256 | 10834.4429 | 10900.6453
Total excluding storage |  | 56355.11 | 57804.91 | 57538.0067 | 57686.8288 | 57686.8288 | 57736.7473 | 57793.8884 | 59497.838 | 61081.1858 | 60868.048 | 60912.1013 | 63597.1427 | 65011.5136 | 65811.5276 | 65811.5276 | 75661.3253 | 76056.7783 | 76056.7807 | 75651.0595 | 78456.3849 | 79239.0702 | 79307.2128 | 79509.9688 | 86476.7178 | 87327.7675
Region | Technology | 2020-21 | 2021-22 | 2022-23 | 2023-24 | 2024-25 | 2025-26 | 2026-27 | 2027-28 | 2028-29 | 2029-30 | 2030-31 | 2031-32 | 2032-33 | 2033-34 | 2034-35 | 2035-36 | 2036-37 | 2037-38 | 2038-39 | 2039-40 | 2040-41 | 2041-42 | 2042-43 | 2043-44 | 2044-45
NSW1 | Black Coal | 10160 | 10160 | 8160 | 8160 | 8160 | 8160 | 8160 | 8160 | 6840 | 6840 | 6840 | 3960 | 3960 | 3960 | 3960 | 1320 | 1320 | 1320 | 1320 | 1320 | 1320 | 1320 | 1320 | 0 | 0
NSW1 | Brown Coal | 0 | 0 | 0 | 0 | 0 | 0 | 0 | 0 | 0 | 0 | 0 | 0 | 0 | 0 | 0 | 0 | 0 | 0 | 0 | 0 | 0 | 0 | 0 | 0 | 0
NSW1 | CCGT | 605.9 | 605.9 | 605.9 | 605.9 | 605.9 | 605.9 | 605.9 | 605.9 | 605.9 | 605.9 | 605.9 | 605.9 | 605.9 | 605.9 | 605.9 | 605.9 | 605.9 | 605.9 | 605.9 | 605.9 | 605.9 | 605.9 | 605.9 | 2199.1312 | 2199.1312
NSW1 | Gas - Steam | 0 | 0 | 0 | 0 | 0 | 0 | 0 | 0 | 0 | 0 | 0 | 0 | 0 | 0 | 0 | 0 | 0 | 0 | 0 | 0 | 0 | 0 | 0 | 0 | 0
NSW1 | OCGT / Diesel | 1438 | 1438 | 1776.0968 | 1841.5468 | 1841.5468 | 1841.5468 | 1841.5468 | 1841.5468 | 1841.5468 | 1841.5468 | 1841.5468 | 1841.5468 | 1841.5468 | 1841.5468 | 1841.5468 | 3516.714 | 3516.714 | 3516.714 | 3516.714 | 3516.714 | 3809.372 | 3809.372 | 3809.372 | 4432.2217 | 4432.2217
NSW1 | Hydro | 2585 | 2585 | 2585 | 2585 | 2585 | 2585 | 2585 | 2585 | 2585 | 2585 | 2585 | 2585 | 2585 | 2585 | 2585 | 2585 | 2585 | 2585 | 2585 | 2585 | 2585 | 2585 | 2585 | 2585 | 2585
NSW1 | Wind | 1960.8 | 1960.8 | 1960.8 | 1960.8 | 1960.8 | 1960.8 | 1960.8 | 1960.8 | 3016.0043 | 3016.0043 | 3016.0043 | 5698.4978 | 6608.0998 | 7408.1138 | 7408.1138 | 9698.0693 | 9748.1128 | 9748.1152 | 9748.1152 | 12137.8599 | 12137.8599 | 12137.8599 | 12137.8599 | 12207.8448 | 12207.8448
NSW1 | Solar PV | 2497.7 | 2777.7 | 2777.7 | 2777.7 | 2777.7 | 2777.7 | 2777.7 | 2777.7 | 3323.6644 | 3323.6644 | 3323.6644 | 5690.835 | 6210.3223 | 6210.3223 | 6210.3223 | 11665.4822 | 11744.9819 | 11744.9819 | 11744.9819 | 11744.9819 | 11828.3386 | 11828.3386 | 11828.3386 | 14714.4412 | 14927.2072
NSW1 | LS Batteries | 0 | 0 | 0 | 0 | 0 | 0 | 0 | 0 | 0 | 0 | 0 | 0 | 112.2143 | 197.9627 | 197.9627 | 660.1717 | 660.1717 | 660.1717 | 660.1717 | 660.1717 | 853.6838 | 853.6838 | 853.6838 | 853.6838 | 853.6837
NSW1 | Pumped Hydro | 240 | 240 | 240 | 240.0001 | 240.0001 | 2240.0001 | 2240.0001 | 2240.0001 | 2576.2439 | 2883.165 | 2883.165 | 4030.0986 | 4451.1599 | 4451.1599 | 4451.1599 | 5152.9317 | 5241.5735 | 5272.7007 | 5282.9354 | 5282.9354 | 5478.5609 | 5478.5609 | 5478.5609 | 6930.9204 | 6980.0299
Total excluding storage |  | 19247.4 | 19527.4 | 17865.4968 | 17930.9468 | 17930.9468 | 17930.9468 | 17930.9468 | 17930.9468 | 18212.1154 | 18212.1154 | 18212.1154 | 20381.7796 | 21810.8689 | 22610.8829 | 22610.8829 | 29391.1655 | 29520.7087 | 29520.7111 | 29520.7111 | 31910.4558 | 32286.4705 | 32286.4705 | 32286.4705 | 36138.6389 | 36351.4049
Region | Technology | 2020-21 | 2021-22 | 2022-23 | 2023-24 | 2024-25 | 2025-26 | 2026-27 | 2027-28 | 2028-29 | 2029-30 | 2030-31 | 2031-32 | 2032-33 | 2033-34 | 2034-35 | 2035-36 | 2036-37 | 2037-38 | 2038-39 | 2039-40 | 2040-41 | 2041-42 | 2042-43 | 2043-44 | 2044-45
QLD1 | Black Coal | 8186 | 8186 | 8186 | 8186 | 8186 | 8186 | 8186 | 8186 | 8186 | 6506 | 6506 | 6506 | 6506 | 6506 | 6506 | 6506 | 5106 | 5106 | 4406 | 4406 | 4406 | 4406 | 4406 | 4406 | 4406
QLD1 | Brown Coal | 0 | 0 | 0 | 0 | 0 | 0 | 0 | 0 | 0 | 0 | 0 | 0 | 0 | 0 | 0 | 0 | 0 | 0 | 0 | 0 | 0 | 0 | 0 | 0 | 0
QLD1 | CCGT | 1595.5 | 1595.5 | 1595.5 | 1595.5 | 1595.5 | 1595.5 | 1595.5 | 1595.5 | 1595.5 | 1595.5 | 1595.5 | 1595.5 | 1595.5 | 1595.5 | 1595.5 | 1595.5 | 1595.5 | 1595.5 | 1595.5 | 1595.5 | 1595.5 | 1595.5 | 1595.5 | 1595.5 | 1595.5
QLD1 | Gas - Steam | 0 | 0 | 0 | 0 | 0 | 0 | 0 | 0 | 0 | 0 | 0 | 0 | 0 | 0 | 0 | 0 | 0 | 0 | 0 | 0 | 0 | 0 | 0 | 0 | 0
QLD1 | OCGT / Diesel | 1879.5 | 1845.5 | 1845.5 | 1845.5 | 1845.5 | 1845.5 | 1845.5 | 1845.5 | 1845.5 | 1845.5 | 1845.5 | 1845.5 | 1845.5 | 1845.5 | 1845.5 | 1845.5 | 1845.5 | 1845.5 | 1845.5 | 1845.5 | 1845.5 | 1845.5 | 1845.5 | 2027.7228 | 2027.7228
QLD1 | Hydro | 152.4 | 152.4 | 152.4 | 152.4 | 152.4 | 152.4 | 152.4 | 152.4 | 152.4 | 152.4 | 152.4 | 152.4 | 152.4 | 152.4 | 152.4 | 152.4 | 152.4 | 152.4 | 152.4 | 152.4 | 152.4 | 152.4 | 152.4 | 152.4 | 152.4
QLD1 | Wind | 664 | 664 | 1674 | 1674 | 1674 | 1674 | 1674 | 2223.7185 | 2616.681 | 3629.0726 | 3629.0726 | 3629.0726 | 3629.0726 | 3629.0726 | 3629.0726 | 3629.0726 | 4663.7049 | 4663.7049 | 4957.9837 | 5373.5643 | 5597.0475 | 5665.1901 | 5867.946 | 6359.319 | 6359.319
QLD1 | Solar PV | 1764.5 | 3116.5 | 3501.5 | 3501.5 | 3501.5 | 3501.5 | 3501.5 | 3501.5 | 3501.5 | 3501.5 | 3501.5 | 3501.5 | 3501.5 | 3501.5 | 3501.5 | 3501.5 | 3501.5 | 3501.5 | 3501.5 | 3501.5 | 3501.5 | 3501.5 | 3501.5 | 3501.5 | 3501.5
QLD1 | LS Batteries | 2 | 2 | 2 | 2 | 2 | 2 | 2 | 2 | 2 | 2 | 2 | 2 | 2 | 2 | 2 | 2 | 2 | 2 | 2 | 2.0153 | 2.0153 | 2.0153 | 2.0153 | 2.0153 | 2.0153
QLD1 | Pumped Hydro | 570 | 570 | 570 | 570 | 570 | 570 | 570 | 570 | 570 | 570.0008 | 570.0008 | 689.7598 | 730.357 | 730.357 | 979.0132 | 1312.7963 | 1950.7918 | 2008.7451 | 2241.2911 | 2370 | 2370 | 2370 | 2370 | 2370 | 2370
Total excluding storage |  | 14241.9 | 15559.9 | 16954.9 | 16954.9 | 16954.9 | 16954.9 | 16954.9 | 17504.6185 | 17897.581 | 17229.9726 | 17229.9726 | 17229.9726 | 17229.9726 | 17229.9726 | 17229.9726 | 17229.9726 | 16864.6049 | 16864.6049 | 16458.8837 | 16874.4643 | 17097.9475 | 17166.0901 | 17368.8461 | 18042.4418 | 18042.4418
Region | Technology | 2020-21 | 2021-22 | 2022-23 | 2023-24 | 2024-25 | 2025-26 | 2026-27 | 2027-28 | 2028-29 | 2029-30 | 2030-31 | 2031-32 | 2032-33 | 2033-34 | 2034-35 | 2035-36 | 2036-37 | 2037-38 | 2038-39 | 2039-40 | 2040-41 | 2041-42 | 2042-43 | 2043-44 | 2044-45
VIC1 | Black Coal | 0 | 0 | 0 | 0 | 0 | 0 | 0 | 0 | 0 | 0 | 0 | 0 | 0 | 0 | 0 | 0 | 0 | 0 | 0 | 0 | 0 | 0 | 0 | 0 | 0
VIC1 | Brown Coal | 4660 | 4660 | 4660 | 4660 | 4660 | 4660 | 4660 | 4660 | 4660 | 4660 | 4660 | 4660 | 3210 | 3210 | 3210 | 3210 | 3210 | 3210 | 3210 | 3210 | 3210 | 3210 | 3210 | 3210 | 3210
VIC1 | CCGT | 0 | 0 | 0 | 0 | 0 | 0 | 0 | 0 | 0 | 0 | 0 | 0 | 0 | 0 | 0 | 0 | 0 | 0 | 0 | 0 | 0 | 0 | 0 | 0 | 0
VIC1 | Gas - Steam | 510 | 510 | 510 | 510 | 510 | 510 | 510 | 510 | 510 | 510 | 510 | 0 | 0 | 0 | 0 | 0 | 0 | 0 | 0 | 0 | 0 | 0 | 0 | 0 | 0
VIC1 | OCGT / Diesel | 1872 | 1872 | 1872 | 1872 | 1872 | 1872 | 1872 | 1872 | 1872 | 1872 | 1872 | 1872 | 1872 | 1872 | 1872 | 1872 | 1872 | 1872 | 1872 | 1872 | 1872 | 1872 | 1872 | 1872 | 1872
VIC1 | Hydro | 2211 | 2211 | 2211 | 2211 | 2211 | 2211 | 2211 | 2211 | 2211 | 2211 | 2211 | 2211 | 2211 | 2211 | 2211 | 2211 | 2211 | 2211 | 2211 | 2211 | 2211 | 2211 | 2211 | 2211 | 2211
VIC1 | Wind | 3739.35 | 4071.15 | 4071.15 | 4071.15 | 4071.15 | 4071.15 | 4071.15 | 4071.15 | 4071.15 | 4071.15 | 4071.15 | 4071.15 | 5281.6367 | 5281.6367 | 5281.6367 | 7010.5541 | 7540.554 | 7540.554 | 7540.554 | 7540.554 | 7540.554 | 7540.554 | 7540.554 | 9285.6727 | 9834.55
VIC1 | Solar PV | 929.27 | 929.27 | 929.27 | 1012.642 | 1012.642 | 1062.5605 | 1119.7017 | 2263.9328 | 2279.1937 | 2733.6642 | 2733.6642 | 2733.6642 | 2748.8962 | 2748.8962 | 2748.8962 | 2779.2699 | 2779.2699 | 2779.2699 | 2779.2699 | 2779.2699 | 2779.2699 | 2779.2699 | 2779.2699 | 2779.2699 | 2779.2699
VIC1 | LS Batteries | 75 | 75 | 75 | 75 | 75 | 75 | 75 | 75 | 75 | 75 | 75 | 75 | 75 | 75 | 75 | 75 | 75 | 75 | 75 | 75 | 75 | 75 | 91.9121 | 91.9121 | 91.9121
VIC1 | Pumped Hydro | 0 | 0 | 0 | 0 | 0 | 0 | 0 | 0 | 0 | 0 | 0 | 0.00025273 | 214.4385 | 214.4385 | 214.4385 | 1200 | 1200 | 1200 | 1200 | 1200 | 1200 | 1200 | 1200 | 1200 | 1200
Total excluding storage |  | 13921.62 | 14253.42 | 14253.42 | 14336.792 | 14336.792 | 14386.7105 | 14443.8517 | 15588.0828 | 15603.3437 | 16057.8142 | 16057.8142 | 15547.8142 | 15323.5329 | 15323.5329 | 15323.5329 | 17082.824 | 17612.8239 | 17612.8239 | 17612.8239 | 17612.8239 | 17612.8239 | 17612.8239 | 17612.8239 | 19357.9426 | 19906.8199
Region | Technology | 2020-21 | 2021-22 | 2022-23 | 2023-24 | 2024-25 | 2025-26 | 2026-27 | 2027-28 | 2028-29 | 2029-30 | 2030-31 | 2031-32 | 2032-33 | 2033-34 | 2034-35 | 2035-36 | 2036-37 | 2037-38 | 2038-39 | 2039-40 | 2040-41 | 2041-42 | 2042-43 | 2043-44 | 2044-45
SA1 | Black Coal | 0 | 0 | 0 | 0 | 0 | 0 | 0 | 0 | 0 | 0 | 0 | 0 | 0 | 0 | 0 | 0 | 0 | 0 | 0 | 0 | 0 | 0 | 0 | 0 | 0
SA1 | Brown Coal | 0 | 0 | 0 | 0 | 0 | 0 | 0 | 0 | 0 | 0 | 0 | 0 | 0 | 0 | 0 | 0 | 0 | 0 | 0 | 0 | 0 | 0 | 0 | 0 | 0
SA1 | CCGT | 709 | 709 | 709 | 709 | 709 | 709 | 709 | 709 | 709 | 709 | 709 | 709 | 709 | 709 | 709 | 709 | 709 | 709 | 709 | 709 | 709 | 709 | 709 | 709 | 709
SA1 | Gas - Steam | 1280 | 800 | 800 | 800 | 800 | 800 | 800 | 800 | 800 | 800 | 800 | 800 | 800 | 800 | 800 | 800 | 800 | 800 | 800 | 800 | 800 | 800 | 800 | 800 | 800
SA1 | OCGT / Diesel | 1282.64 | 1282.64 | 1282.64 | 1282.64 | 1282.64 | 1282.64 | 1282.64 | 1282.64 | 1282.64 | 1282.64 | 1282.64 | 1282.64 | 1282.64 | 1282.64 | 1282.64 | 1282.64 | 1282.64 | 1282.64 | 1282.64 | 1282.64 | 1282.64 | 1282.64 | 1282.64 | 1282.64 | 1282.64
SA1 | Hydro | 0 | 0 | 0 | 0 | 0 | 0 | 0 | 0 | 0 | 0 | 0 | 0 | 0 | 0 | 0 | 0 | 0 | 0 | 0 | 0 | 0 | 0 | 0 | 0 | 0
SA1 | Wind | 2073.45 | 2073.45 | 2073.45 | 2073.45 | 2073.45 | 2073.45 | 2073.45 | 2083.45 | 2083.45 | 2083.45 | 2083.45 | 2754.1209 | 2754.1209 | 2754.1209 | 2754.1209 | 4034.8473 | 4034.8473 | 4034.8473 | 4034.8473 | 4034.8473 | 4034.8473 | 4034.8473 | 4034.8473 | 4668.531 | 4757.9374
SA1 | Solar PV | 315 | 315 | 315 | 315 | 315 | 315 | 315 | 315 | 1133.9398 | 1133.9398 | 1177.9931 | 1315.6702 | 1490.628 | 1490.628 | 1490.628 | 1490.628 | 1580.5223 | 1580.5223 | 1580.5223 | 1580.5223 | 1763.7097 | 1763.7097 | 1763.7097 | 1763.7097 | 1763.7097
SA1 | LS Batteries | 155 | 155 | 155 | 155 | 155 | 155 | 155 | 155 | 155 | 155 | 155 | 155 | 155 | 155 | 155 | 155 | 155 | 155 | 155 | 155 | 155 | 155 | 155 | 155 | 155
SA1 | Pumped Hydro | 0 | 0 | 0 | 0 | 0 | 0 | 0 | 0 | 0 | 0 | 0 | 0 | 0 | 0 | 0 | 83.6152 | 182.4521 | 182.4521 | 182.4521 | 191.4647 | 191.4647 | 191.4647 | 191.4647 | 333.5225 | 350.6153
Total excluding storage |  | 5660.09 | 5180.09 | 5180.09 | 5180.09 | 5180.09 | 5180.09 | 5180.09 | 5190.09 | 6009.0297 | 6009.0297 | 6053.0831 | 6861.431 | 7036.3888 | 7036.3888 | 7036.3888 | 8317.1152 | 8407.0096 | 8407.0096 | 8407.0096 | 8407.0096 | 8590.197 | 8590.197 | 8590.197 | 9223.8807 | 9313.2872
Region | Technology | 2020-21 | 2021-22 | 2022-23 | 2023-24 | 2024-25 | 2025-26 | 2026-27 | 2027-28 | 2028-29 | 2029-30 | 2030-31 | 2031-32 | 2032-33 | 2033-34 | 2034-35 | 2035-36 | 2036-37 | 2037-38 | 2038-39 | 2039-40 | 2040-41 | 2041-42 | 2042-43 | 2043-44 | 2044-45
TAS1 | Black Coal | 0 | 0 | 0 | 0 | 0 | 0 | 0 | 0 | 0 | 0 | 0 | 0 | 0 | 0 | 0 | 0 | 0 | 0 | 0 | 0 | 0 | 0 | 0 | 0 | 0
TAS1 | Brown Coal | 0 | 0 | 0 | 0 | 0 | 0 | 0 | 0 | 0 | 0 | 0 | 0 | 0 | 0 | 0 | 0 | 0 | 0 | 0 | 0 | 0 | 0 | 0 | 0 | 0
TAS1 | CCGT | 208 | 208 | 208 | 208 | 208 | 208 | 208 | 208 | 208 | 208 | 208 | 208 | 208 | 208 | 208 | 208 | 208 | 208 | 208 | 208 | 208 | 208 | 208 | 208 | 208
TAS1 | Gas - Steam | 0 | 0 | 0 | 0 | 0 | 0 | 0 | 0 | 0 | 0 | 0 | 0 | 0 | 0 | 0 | 0 | 0 | 0 | 0 | 0 | 0 | 0 | 0 | 0 | 0
TAS1 | OCGT / Diesel | 178 | 178 | 178 | 178 | 178 | 178 | 178 | 178 | 178 | 178 | 178 | 178 | 178 | 178 | 178 | 178 | 178 | 178 | 178 | 178 | 178 | 178 | 178 | 178 | 178
TAS1 | Hydro | 2334.1 | 2334.1 | 2334.1 | 2334.1 | 2334.1 | 2334.1 | 2334.1 | 2334.1 | 2334.1 | 2334.1 | 2334.1 | 2334.1 | 2334.1 | 2334.1 | 2334.1 | 2334.1 | 2334.1 | 2334.1 | 2334.1 | 2334.1 | 2334.1 | 2334.1 | 2334.1 | 2334.1 | 2334.1
TAS1 | Wind | 564 | 564 | 564 | 564 | 564 | 564 | 564 | 564 | 639.016 | 639.016 | 639.016 | 856.0453 | 890.6504 | 890.6504 | 890.6504 | 920.148 | 931.5313 | 931.5313 | 931.5313 | 931.5313 | 931.5313 | 931.5313 | 931.5313 | 993.7137 | 993.7137
TAS1 | Solar PV | 0 | 0 | 0 | 0 | 0 | 0 | 0 | 0 | 0 | 0 | 0 | 0 | 0 | 0 | 0 | 0 | 0 | 0 | 0 | 0 | 0 | 0 | 0 | 0 | 0
TAS1 | LS Batteries | 0 | 0 | 0 | 0 | 0 | 0 | 0 | 0 | 0 | 0 | 0 | 0 | 0 | 0 | 0 | 0 | 0 | 0 | 0 | 0 | 0 | 0 | 0 | 0 | 0
TAS1 | Pumped Hydro | 0 | 0 | 0 | 0 | 0 | 0 | 0 | 0 | 0 | 0 | 0 | 0 | 0 | 0 | 0 | 0 | 0 | 0 | 0 | 0 | 0 | 0 | 0 | 0 | 0
Total excluding storage |  | 3284.1 | 3284.1 | 3284.1 | 3284.1 | 3284.1 | 3284.1 | 3284.1 | 3284.1 | 3359.116 | 3359.116 | 3359.116 | 3576.1453 | 3610.7504 | 3610.7504 | 3610.7504 | 3640.248 | 3651.6313 | 3651.6313 | 3651.6313 | 3651.6313 | 3651.6313 | 3651.6313 | 3651.6313 | 3713.8137 | 3713.8137

## Neutral_Option5B_Generation
Annual generation by technology (GWh) - QNI Option5B, Neutral Scenario
Region | Technology | 2021-22 | 2022-23 | 2023-24 | 2024-25 | 2025-26 | 2026-27 | 2027-28 | 2028-29 | 2029-30 | 2030-31 | 2031-32 | 2032-33 | 2033-34 | 2034-35 | 2035-36 | 2036-37 | 2037-38 | 2038-39 | 2039-40 | 2040-41 | 2041-42 | 2042-43 | 2043-44 | 2044-45 | 2045-46
NEM | Black Coal | 96364.3987 | 91711.4334 | 86013.9699 | 89355.786 | 93568.5394 | 93216.2765 | 89441.248 | 93651.7894 | 84025.1299 | 79976.1745 | 79417.8215 | 63308.8111 | 64403.9657 | 63206.2558 | 62828.5041 | 46460.1077 | 40053.3444 | 38764.3464 | 34037.3388 | 32203.4817 | 35967.5085 | 34470.4931 | 32558.2148 | 26557.1442 | 26990.0853
NEM | Brown Coal | 34547.705 | 34069.223 | 33901.93 | 34914.582 | 34423.931 | 34916.855 | 35063.652 | 35063.652 | 34921.939 | 33876.787 | 34685.964 | 34238.054 | 24431.424 | 24750.964 | 24330.883 | 24120.594 | 23706.113 | 23383.0934 | 23379.9324 | 23657.566 | 23571.578 | 23667.5615 | 22964.863 | 23191.528 | 23570.1964
NEM | CCGT | 5453.4022 | 5519.6579 | 5525.48 | 4927.5813 | 5236.613 | 4889.4101 | 4741.3933 | 4790.9019 | 5663.2898 | 5267.4651 | 4974.9117 | 7875.9346 | 9481.2119 | 8744.7236 | 6476.0232 | 10703.4323 | 12320.507 | 11782.2723 | 11544.2328 | 11676.5587 | 11839.4862 | 11553.8504 | 10539.5015 | 21843.1297 | 21997.0463
NEM | Gas - Steam | 71.6027 | 135.2166 | 142.3508 | 58.3987 | 63.4255 | 42.9538 | 17.3811 | 24.9103 | 21.6717 | 49.2932 | 47.9333 | 110.2035 | 125.2369 | 301.8518 | 169.4709 | 378.2563 | 444.7979 | 578.9446 | 572.4877 | 657.3312 | 579.2347 | 817.4898 | 463.9488 | 633.3425 | 558.891
NEM | OCGT / Diesel | 84.994 | 127.1128 | 176.3795 | 71.4566 | 78.0812 | 44.3739 | 16.003 | 28.9371 | 24.6561 | 45.8026 | 42.7546 | 274.2375 | 603.315 | 829.8866 | 547.5471 | 2267.4337 | 3579.8523 | 4269.5789 | 4888.6106 | 4406.9742 | 4012.5889 | 5050.0476 | 3230.5691 | 5124.3904 | 4397.5613
NEM | Hydro | 15977.6431 | 16009.14 | 16132.2066 | 16208.5899 | 16242.5483 | 15886.3356 | 15917.0773 | 15967.9702 | 16206.0198 | 16225.4299 | 16227.3722 | 16740.9156 | 16831.0272 | 17081.051 | 17202.8099 | 17227.9204 | 16902.4789 | 17147.4662 | 17503.0182 | 17411.8084 | 17061.0476 | 17439.0853 | 17532.6395 | 17320.5853 | 17304.7994
NEM | Wind | 27334.5986 | 28850.4489 | 33350.8479 | 30666.2505 | 29934.8147 | 31713.6614 | 33113.7656 | 32839.4757 | 38111.4095 | 42703.1034 | 44053.9949 | 52181.3773 | 60808.6732 | 65590.7261 | 67352.4391 | 72749.7279 | 75265.526 | 75431.122 | 80539.6221 | 84633.6915 | 86426.336 | 91572.6187 | 95270.7129 | 94391.6996 | 92451.5613
NEM | Solar PV | 13877.1171 | 18019.4352 | 19166.5261 | 19552.7725 | 18770.9761 | 18138.6763 | 19642.4491 | 19965.6616 | 24829.9047 | 26776.3375 | 27659.0174 | 34661.8251 | 35104.5741 | 34131.0575 | 36399.7069 | 46398.4101 | 48525.7844 | 50742.3123 | 51903.2165 | 51666.2655 | 50489.3079 | 49272.8028 | 52600.4998 | 54184.1533 | 56414.7481
NEM | LS Batteries | 107.935 | 112.4818 | 120.4071 | 110.1676 | 126.7021 | 140.5313 | 94.5853 | 134.8903 | 141.0327 | 145.0462 | 127.9244 | 117.6269 | 191.6026 | 261.3536 | 274.0095 | 592.815 | 578.3057 | 608.5279 | 603.8703 | 601.598 | 737.2685 | 717.6491 | 773.9125 | 747.471 | 769.9364
NEM | Pumped Hydro | 106.7965 | 289.7021 | 447.6196 | 499.1207 | 602.5317 | 1273.6413 | 1324.1547 | 1668.1153 | 4244.1829 | 6251.2742 | 6205.782 | 10218.6963 | 10896.7299 | 11030.9244 | 12150.7043 | 16385.5459 | 17151.2975 | 18144.48 | 18844.5451 | 19512.4437 | 18860.7378 | 18954.1563 | 20045.4264 | 22525.9531 | 22479.7944
Total excluding storage |  | 193711.4614 | 194441.6677 | 194409.6907 | 195755.4174 | 198318.9293 | 198848.5426 | 197952.9693 | 202333.2983 | 203804.0206 | 204920.3932 | 207109.7696 | 209391.3587 | 211789.428 | 214636.5164 | 215307.3843 | 220305.8825 | 220798.404 | 222099.1362 | 224368.4592 | 226313.6772 | 229947.0877 | 233843.9493 | 235160.9494 | 243245.973 | 243684.8891
Region | Technology | 2020-21 | 2021-22 | 2022-23 | 2023-24 | 2024-25 | 2025-26 | 2026-27 | 2027-28 | 2028-29 | 2029-30 | 2030-31 | 2031-32 | 2032-33 | 2033-34 | 2034-35 | 2035-36 | 2036-37 | 2037-38 | 2038-39 | 2039-40 | 2040-41 | 2041-42 | 2042-43 | 2043-44 | 2044-45
NSW1 | Black Coal | 47979.6547 | 48322.0926 | 43320.5327 | 45125.3643 | 47591.7104 | 47301.2114 | 44656.8507 | 48221.8524 | 39493.871 | 41837.7587 | 41837.7587 | 25439.0397 | 25439.0397 | 25439.0397 | 25439.0397 | 8094.2397 | 8094.2397 | 8094.2397 | 7460.9487 | 5322.239 | 8094.2397 | 8094.2397 | 7335.0933 | 0 | 0
NSW1 | Brown Coal | 0 | 0 | 0 | 0 | 0 | 0 | 0 | 0 | 0 | 0 | 0 | 0 | 0 | 0 | 0 | 0 | 0 | 0 | 0 | 0 | 0 | 0 | 0 | 0 | 0
NSW1 | CCGT | 4.6148 | 2.3796 | 30.422 | 81.147 | 156.7831 | 6.7211 | 9.7896 | 28.1812 | 68.4207 | 65.5326 | 53.6341 | 1105.9748 | 1652.756 | 1338.8749 | 553.3168 | 2323.1061 | 2685.4772 | 2490.8526 | 2228.0537 | 2334.7787 | 2181.3743 | 2175.7496 | 1918.1964 | 12634.3483 | 12698.0929
NSW1 | Gas - Steam | 0 | 0 | 0 | 0 | 0 | 0 | 0 | 0 | 0 | 0 | 0 | 0 | 0 | 0 | 0 | 0 | 0 | 0 | 0 | 0 | 0 | 0 | 0 | 0 | 0
NSW1 | OCGT / Diesel | 4.2667e-06 | 0.17841 | 13.3241 | 17.6886 | 17.8143 | 0.64001 | 5.8052e-06 | 2.9484 | 4.6386 | 4.052 | 4.1519 | 25.8177 | 55.4969 | 123.319 | 145.0364 | 814.9708 | 1400.502 | 1766.0758 | 2147.6522 | 1707.015 | 1413.0186 | 1948.686 | 1254.8951 | 2093.6795 | 1931.9037
NSW1 | Hydro | 2669.5174 | 2688.5313 | 2836.735 | 2895.7181 | 2927.6478 | 2534.4836 | 2538.759 | 2619.4827 | 2898.1678 | 2909.0457 | 2928.6499 | 3424.3854 | 3523.4211 | 3773.1942 | 3898.1288 | 3914.7896 | 3613.7657 | 3844.7653 | 4206.3011 | 4103.6841 | 3757.017 | 4139.1926 | 4234.9694 | 4007.3437 | 4010.2732
NSW1 | Wind | 5311.8645 | 5713.2854 | 6312.7606 | 6168.9123 | 6127.755 | 6361.7746 | 6665.7896 | 5598.468 | 8734.3832 | 9245.2692 | 10224.1383 | 18866.0077 | 24576.9763 | 27741.0516 | 28795.9258 | 26352.4651 | 24150.3481 | 24857.9964 | 26127.5317 | 33467.9416 | 35493.59 | 38135.7147 | 39872.173 | 31076.2372 | 28381.2698
NSW1 | Solar PV | 6298.5417 | 6920.9692 | 7003.1119 | 7048.6679 | 6789.2487 | 6408.298 | 7018.9743 | 6251.631 | 7842.4659 | 8325.1592 | 8523.3898 | 14842.4152 | 15747.1937 | 15193.2316 | 16460.4012 | 28361.8292 | 29073.0318 | 30867.0466 | 31553.2534 | 30997.2534 | 30349.8724 | 29509.9878 | 31810.0458 | 35488.9023 | 36596.7356
NSW1 | LS Batteries | 3.7991e-05 | 4.6374e-05 | 6.4777e-05 | 7.3271e-05 | 7.513e-05 | 7.6965e-05 | 8.0364e-05 | 8.6013e-05 | 9.0372e-05 | 0.00015252 | 0.00016413 | 0.00015848 | 84.722 | 151.818 | 155.4855 | 486.3396 | 474.5842 | 494.1615 | 492.7991 | 490.9417 | 628.7994 | 616.5326 | 645.2825 | 629.9453 | 646.0531
NSW1 | Pumped Hydro | 21.1344 | 37.9852 | 67.5458 | 79.334 | 92.7356 | 814.6362 | 774.4969 | 1188.2575 | 3626.3664 | 5443.7345 | 5489.3963 | 9184.8672 | 9322.8264 | 9464.0397 | 10013.8426 | 11566.3324 | 10949.8877 | 11629.4261 | 11873.1562 | 12149.9246 | 11640.1584 | 11799.6054 | 12594.5933 | 15025.2087 | 14893.9074
Total excluding storage |  | 62264.1931 | 63647.4366 | 59516.8864 | 61337.4982 | 63610.9593 | 62613.1287 | 60890.1632 | 62722.5636 | 59041.9472 | 62386.8175 | 63571.7227 | 63703.6405 | 70994.8836 | 73608.7111 | 75291.8487 | 69861.4005 | 69017.3645 | 71920.9763 | 73723.7408 | 77932.9118 | 81289.1121 | 84003.5703 | 86425.3728 | 85300.511 | 83618.2752
Region | Technology | 2020-21 | 2021-22 | 2022-23 | 2023-24 | 2024-25 | 2025-26 | 2026-27 | 2027-28 | 2028-29 | 2029-30 | 2030-31 | 2031-32 | 2032-33 | 2033-34 | 2034-35 | 2035-36 | 2036-37 | 2037-38 | 2038-39 | 2039-40 | 2040-41 | 2041-42 | 2042-43 | 2043-44 | 2044-45
QLD1 | Black Coal | 48384.744 | 43389.3408 | 42693.4372 | 44230.4217 | 45976.829 | 45915.0651 | 44784.3973 | 45429.937 | 44531.2589 | 38138.4158 | 37580.0628 | 37869.7714 | 38964.926 | 37767.2161 | 37389.4644 | 38365.868 | 31959.1047 | 30670.1067 | 26576.3901 | 26881.2427 | 27873.2688 | 26376.2534 | 25223.1215 | 26557.1442 | 26990.0853
QLD1 | Brown Coal | 0 | 0 | 0 | 0 | 0 | 0 | 0 | 0 | 0 | 0 | 0 | 0 | 0 | 0 | 0 | 0 | 0 | 0 | 0 | 0 | 0 | 0 | 0 | 0 | 0
QLD1 | CCGT | 4499.9565 | 4448.2473 | 4472.8398 | 4557.4333 | 4562.8114 | 4477.039 | 4541.9443 | 4517.5186 | 4541.0425 | 4630.726 | 4646.834 | 5024.4748 | 5432.4918 | 5359.0827 | 4911.7541 | 5886.5752 | 6860.8856 | 6744.2194 | 7093.5374 | 6844.5984 | 7049.8915 | 6920.2272 | 6583.6813 | 6773.0047 | 7006.2205
QLD1 | Gas - Steam | 0 | 0 | 0 | 0 | 0 | 0 | 0 | 0 | 0 | 0 | 0 | 0 | 0 | 0 | 0 | 0 | 0 | 0 | 0 | 0 | 0 | 0 | 0 | 0 | 0
QLD1 | OCGT / Diesel | 8.422e-06 | 8.8686e-06 | 2.691 | 1.1618 | 2.091 | 0.36745 | 1.922 | 1.1339 | 1.097e-05 | 4.4293 | 1.9325 | 14.1068 | 13.2963 | 17.1503 | 13.126 | 17.6018 | 128.0788 | 293.0829 | 614.6123 | 485.9979 | 457.2585 | 587.2325 | 607.6173 | 609.1808 | 368.7194
QLD1 | Hydro | 708.4814 | 707.7426 | 707.2322 | 709.0004 | 707.7 | 707.6276 | 707.6418 | 709.568 | 707.5034 | 707.8254 | 706.9727 | 709.5697 | 705.5701 | 707.2254 | 707.5295 | 708.7782 | 699.7243 | 706.3765 | 706.9742 | 704.7034 | 707.9533 | 703.0626 | 700.2753 | 707.5717 | 701.5277
QLD1 | Wind | 2317.1639 | 3467.9016 | 5345.6329 | 4982.2611 | 4438.5689 | 5326.033 | 4993.2527 | 7644.3367 | 8829.7536 | 13348.7605 | 11811.3564 | 11398.1485 | 10512.0166 | 11737.1829 | 10983.1727 | 12425.3998 | 15521.3168 | 15769.523 | 16369.4496 | 17066.4823 | 16546.098 | 18801.4182 | 18343.4339 | 21921.6477 | 20831.3523
QLD1 | Solar PV | 4635.3291 | 8114.6396 | 9186.5067 | 9205.0676 | 8831.0587 | 8607.8298 | 9169.0176 | 7691.9674 | 8504.649 | 8738.0952 | 9137.9417 | 9170.38 | 8801.076 | 8560.0967 | 9157.9892 | 7684.4929 | 8515.7131 | 8799.028 | 9196.2382 | 9209.9073 | 8856.5786 | 8625.4705 | 9267.4637 | 7681.6018 | 8467.152
QLD1 | LS Batteries | 0.85887 | 1.2797 | 1.4595 | 1.4877 | 1.5607 | 1.5311 | 1.6334 | 1.8901 | 2.2471 | 2.8113 | 1.8361 | 1.7671 | 1.6802 | 1.697 | 1.652 | 1.5233 | 1.4544 | 1.5026 | 1.5025 | 1.4738 | 1.4621 | 1.4296 | 1.48 | 1.3968 | 1.4877
QLD1 | Pumped Hydro | 85.662 | 251.7169 | 380.0737 | 419.7865 | 509.7959 | 459.005 | 549.6577 | 479.8577 | 617.8164 | 807.5396 | 716.3856 | 1033.8283 | 1138.9276 | 1119.2805 | 1664.2433 | 2299.031 | 3573.698 | 3758.1085 | 4256.9792 | 4539.3647 | 4500.2693 | 4462.5239 | 4557.4265 | 4475.7646 | 4548.0638
Total excluding storage |  | 60545.675 | 60127.8718 | 62408.3398 | 63685.3459 | 64519.0591 | 65033.9619 | 64198.1758 | 65994.4616 | 67114.2074 | 65568.2523 | 63885.1001 | 64186.4512 | 64429.3769 | 64147.9542 | 63163.0358 | 65088.7159 | 63684.8233 | 62982.3364 | 60557.2018 | 61192.9321 | 61491.0487 | 62013.6643 | 60725.5931 | 64250.1509 | 64365.0572
Region | Technology | 2020-21 | 2021-22 | 2022-23 | 2023-24 | 2024-25 | 2025-26 | 2026-27 | 2027-28 | 2028-29 | 2029-30 | 2030-31 | 2031-32 | 2032-33 | 2033-34 | 2034-35 | 2035-36 | 2036-37 | 2037-38 | 2038-39 | 2039-40 | 2040-41 | 2041-42 | 2042-43 | 2043-44 | 2044-45
VIC1 | Black Coal | 0 | 0 | 0 | 0 | 0 | 0 | 0 | 0 | 0 | 0 | 0 | 0 | 0 | 0 | 0 | 0 | 0 | 0 | 0 | 0 | 0 | 0 | 0 | 0 | 0
VIC1 | Brown Coal | 34547.705 | 34069.223 | 33901.93 | 34914.582 | 34423.931 | 34916.855 | 35063.652 | 35063.652 | 34921.939 | 33876.787 | 34685.964 | 34238.054 | 24431.424 | 24750.964 | 24330.883 | 24120.594 | 23706.113 | 23383.0934 | 23379.9324 | 23657.566 | 23571.578 | 23667.5615 | 22964.863 | 23191.528 | 23570.1964
VIC1 | CCGT | 6.763e-06 | 7.0464e-06 | 1.0055e-05 | 1.0242e-05 | 1.0611e-05 | 1.0525e-05 | 1.035e-05 | 1.0545e-05 | 1.185e-05 | 1.1743e-05 | 1.1514e-05 | 1.666e-05 | 2.2274e-05 | 2.1884e-05 | 2.0908e-05 | 4.5132e-05 | 6.5846e-05 | 6.437e-05 | 6.1661e-05 | 6.3763e-05 | 7.3307e-05 | 7.1377e-05 | 0.00010236 | 0.00010909 | 0.00010752
VIC1 | Gas - Steam | 9.3998 | 41.5162 | 38.6604 | 27.7591 | 34.9267 | 24.6989 | 5.7343 | 9.4637 | 10.9997 | 23.2871 | 20.5142 | 0 | 0 | 0 | 0 | 0 | 0 | 0 | 0 | 0 | 0 | 0 | 0 | 0 | 0
VIC1 | OCGT / Diesel | 16.9626 | 26.6064 | 56.1227 | 21.7821 | 14.7351 | 16.4557 | 1.796 | 8.0434 | 4.6442 | 13.0917 | 12.2489 | 81.6091 | 133.9822 | 303.0092 | 230.9047 | 791.0288 | 1349.7471 | 1566.4016 | 1503.1785 | 1511.5944 | 1444.9469 | 1722.1008 | 805.6743 | 1831.0831 | 1535.5628
VIC1 | Hydro | 3500.5447 | 3513.7665 | 3489.1397 | 3501.2361 | 3508.1009 | 3545.1247 | 3571.5768 | 3536.2842 | 3501.249 | 3509.4591 | 3492.6499 | 3504.3251 | 3502.9364 | 3501.5317 | 3498.052 | 3501.7173 | 3489.8893 | 3497.225 | 3490.643 | 3500.7856 | 3496.9775 | 3497.7305 | 3498.2952 | 3503.0347 | 3493.8989
VIC1 | Wind | 11737.3478 | 11654.4841 | 13101.9852 | 11581.5862 | 11473.69 | 12150.8034 | 12748.5219 | 11505.4401 | 12275.8218 | 11916.0407 | 13153.526 | 11293.4344 | 14994.739 | 15515.9594 | 16175.9195 | 19491.2689 | 21281.9389 | 20621.6132 | 23023.7854 | 20664.8807 | 21093.7922 | 21523.784 | 22823.7449 | 25402.2152 | 27164.6596
VIC1 | Solar PV | 2148.5878 | 2184.1611 | 2172.4368 | 2481.59 | 2370.8717 | 2370.4953 | 2671.1741 | 5264.9789 | 5500.938 | 6761.9113 | 6739.5391 | 6999.3093 | 6654.8777 | 6465.3183 | 6797.1062 | 6494.6568 | 6741.8717 | 6864.8627 | 6838.2532 | 7113.1341 | 6720.1543 | 6545.4327 | 6869.7371 | 6489.4899 | 6723.1314
VIC1 | LS Batteries | 30.9943 | 34.2316 | 38.3297 | 36.7063 | 44.4483 | 53.248 | 30.2749 | 49.2297 | 52.0837 | 52.9482 | 46.832 | 42.8818 | 37.653 | 39.3258 | 42.8778 | 36.4968 | 35.3287 | 39.7565 | 38.5764 | 38.4975 | 36.4715 | 33.3261 | 52.053 | 49.6124 | 51.4401
VIC1 | Pumped Hydro | 2.0937e-05 | 2.1681e-05 | 6.1372e-05 | 5.816e-05 | 6.4846e-05 | 6.4469e-05 | 5.4189e-05 | 6.4567e-05 | 6.5841e-05 | 6.8414e-05 | 6.9798e-05 | 0.00057498 | 434.9758 | 447.6041 | 472.6182 | 2345.5896 | 2257.608 | 2376.1973 | 2340.3992 | 2420.7812 | 2322.4854 | 2304.8164 | 2485.939 | 2364.1182 | 2336.0876
Total excluding storage |  | 51960.5477 | 51489.7573 | 52760.2748 | 52528.5356 | 51826.2553 | 53024.4332 | 54062.4551 | 55387.8623 | 56215.5917 | 56100.5769 | 58104.4421 | 56116.7319 | 49717.9592 | 50536.7826 | 51032.8654 | 54399.2658 | 56569.5601 | 55933.196 | 58235.7926 | 56447.9609 | 56327.4489 | 56956.6097 | 56962.3146 | 60417.351 | 62487.4491
Region | Technology | 2020-21 | 2021-22 | 2022-23 | 2023-24 | 2024-25 | 2025-26 | 2026-27 | 2027-28 | 2028-29 | 2029-30 | 2030-31 | 2031-32 | 2032-33 | 2033-34 | 2034-35 | 2035-36 | 2036-37 | 2037-38 | 2038-39 | 2039-40 | 2040-41 | 2041-42 | 2042-43 | 2043-44 | 2044-45
SA1 | Black Coal | 0 | 0 | 0 | 0 | 0 | 0 | 0 | 0 | 0 | 0 | 0 | 0 | 0 | 0 | 0 | 0 | 0 | 0 | 0 | 0 | 0 | 0 | 0 | 0 | 0
SA1 | Brown Coal | 0 | 0 | 0 | 0 | 0 | 0 | 0 | 0 | 0 | 0 | 0 | 0 | 0 | 0 | 0 | 0 | 0 | 0 | 0 | 0 | 0 | 0 | 0 | 0 | 0
SA1 | CCGT | 948.8309 | 1069.0309 | 1022.2181 | 289.001 | 517.0185 | 405.6499 | 189.6594 | 245.2021 | 1053.8266 | 571.2064 | 274.4436 | 1745.485 | 2395.964 | 2046.7659 | 1010.9522 | 2493.7509 | 2774.1441 | 2547.2002 | 2222.6416 | 2497.1815 | 2608.2203 | 2457.8735 | 2037.6238 | 2435.7766 | 2292.7327
SA1 | Gas - Steam | 62.2029 | 93.7004 | 103.6904 | 30.6396 | 28.4989 | 18.2549 | 11.6468 | 15.4467 | 10.6721 | 26.006 | 27.4191 | 110.2035 | 125.2369 | 301.8518 | 169.4709 | 378.2563 | 444.7979 | 578.9446 | 572.4877 | 657.3312 | 579.2347 | 817.4898 | 463.9488 | 633.3425 | 558.891
SA1 | OCGT / Diesel | 68.0314 | 100.3279 | 104.2417 | 30.824 | 43.4408 | 26.9107 | 12.285 | 16.8114 | 15.3732 | 24.2296 | 24.4214 | 152.7039 | 400.5396 | 386.4081 | 158.4801 | 643.8323 | 701.5244 | 644.0187 | 623.1677 | 702.3669 | 697.3649 | 792.0283 | 562.3801 | 590.4437 | 561.3755
SA1 | Hydro | 0 | 0 | 0 | 0 | 0 | 0 | 0 | 0 | 0 | 0 | 0 | 0 | 0 | 0 | 0 | 0 | 0 | 0 | 0 | 0 | 0 | 0 | 0 | 0 | 0
SA1 | Wind | 5988.6689 | 6094.1276 | 6467.6511 | 5947.7591 | 5968.4817 | 5748.5126 | 6548.5043 | 6080.0514 | 5960.2499 | 5945.645 | 6398.0234 | 7370.5724 | 7365.3597 | 7001.0629 | 7778.8692 | 10918.8043 | 10751.5139 | 10717.5963 | 11293.0151 | 9896.5661 | 9776.9583 | 9354.8184 | 10425.3849 | 12138.6998 | 12256.2468
SA1 | Solar PV | 794.6585 | 799.6653 | 804.4706 | 817.447 | 779.797 | 752.0533 | 783.283 | 757.0843 | 2981.8518 | 2951.1718 | 3258.1469 | 3649.7207 | 3901.4268 | 3912.4108 | 3984.2104 | 3857.4313 | 4195.1678 | 4211.375 | 4315.4717 | 4345.9707 | 4562.7026 | 4591.9119 | 4653.2532 | 4524.1593 | 4627.7291
SA1 | LS Batteries | 76.0817 | 76.9704 | 80.6178 | 71.9734 | 80.693 | 85.7522 | 62.6769 | 83.7703 | 86.7018 | 89.2865 | 79.2561 | 72.9779 | 67.5473 | 68.5128 | 73.9942 | 68.4552 | 66.9383 | 73.1073 | 70.9922 | 70.6849 | 70.5354 | 66.3608 | 75.097 | 66.5165 | 70.9554
SA1 | Pumped Hydro | 1.8091e-05 | 2.254e-05 | 2.3303e-05 | 2.2797e-05 | 2.2996e-05 | 2.308e-05 | 2.2256e-05 | 2.3494e-05 | 3.4107e-05 | 4.4626e-05 | 4.7313e-05 | 0.00010168 | 9.7591e-05 | 0.00010072 | 0.00014543 | 174.5929 | 370.1038 | 380.7481 | 374.0105 | 402.3732 | 397.8247 | 387.2105 | 407.4675 | 660.8615 | 701.7355
Total excluding storage |  | 7862.3926 | 8156.8522 | 8502.2719 | 7115.6707 | 7337.237 | 6951.3813 | 7545.3785 | 7114.5959 | 10021.9736 | 9518.2588 | 9982.4544 | 13028.6855 | 14188.5269 | 13648.4996 | 13101.9828 | 18292.0751 | 18867.1481 | 18699.1349 | 19026.7838 | 18099.4164 | 18224.4808 | 18014.1219 | 18142.5908 | 20322.4219 | 20296.9751
Region | Technology | 2020-21 | 2021-22 | 2022-23 | 2023-24 | 2024-25 | 2025-26 | 2026-27 | 2027-28 | 2028-29 | 2029-30 | 2030-31 | 2031-32 | 2032-33 | 2033-34 | 2034-35 | 2035-36 | 2036-37 | 2037-38 | 2038-39 | 2039-40 | 2040-41 | 2041-42 | 2042-43 | 2043-44 | 2044-45
TAS1 | Black Coal | 0 | 0 | 0 | 0 | 0 | 0 | 0 | 0 | 0 | 0 | 0 | 0 | 0 | 0 | 0 | 0 | 0 | 0 | 0 | 0 | 0 | 0 | 0 | 0 | 0
TAS1 | Brown Coal | 0 | 0 | 0 | 0 | 0 | 0 | 0 | 0 | 0 | 0 | 0 | 0 | 0 | 0 | 0 | 0 | 0 | 0 | 0 | 0 | 0 | 0 | 0 | 0 | 0
TAS1 | CCGT | 5.2736e-06 | 5.7205e-06 | 5.6704e-06 | 6.0294e-06 | 6.7953e-06 | 6.7698e-06 | 6.7781e-06 | 7.1273e-06 | 7.8842e-06 | 7.8549e-06 | 7.7707e-06 | 8.5959e-06 | 9.4559e-06 | 9.3256e-06 | 9.2002e-06 | 1.073e-05 | 1.2808e-05 | 1.259e-05 | 1.1684e-05 | 1.4083e-05 | 1.4927e-05 | 1.4125e-05 | 1.3749e-05 | 1.6581e-05 | 1.6814e-05
TAS1 | Gas - Steam | 0 | 0 | 0 | 0 | 0 | 0 | 0 | 0 | 0 | 0 | 0 | 0 | 0 | 0 | 0 | 0 | 0 | 0 | 0 | 0 | 0 | 0 | 0 | 0 | 0
TAS1 | OCGT / Diesel | 3.4421e-06 | 3.8546e-06 | 3.6768e-06 | 3.9626e-06 | 4.4373e-06 | 4.3468e-06 | 4.3038e-06 | 4.537e-06 | 5.0073e-06 | 4.9506e-06 | 4.8013e-06 | 5.3027e-06 | 6.0196e-06 | 5.8232e-06 | 5.6529e-06 | 6.735e-06 | 8.8057e-06 | 8.2918e-06 | 6.2429e-06 | 8.5757e-06 | 1.089e-05 | 8.7129e-06 | 0.002301 | 0.0032776 | 1.0743e-05
TAS1 | Hydro | 9099.0995 | 9099.0996 | 9099.0997 | 9102.6353 | 9099.0996 | 9099.0997 | 9099.0996 | 9102.6353 | 9099.0996 | 9099.0996 | 9099.0997 | 9102.6353 | 9099.0996 | 9099.0996 | 9099.0996 | 9102.6353 | 9099.0996 | 9099.0995 | 9099.0998 | 9102.6352 | 9099.0997 | 9099.0997 | 9099.0996 | 9102.6353 | 9099.0997
TAS1 | Wind | 1979.5535 | 1920.6501 | 2122.8181 | 1985.7317 | 1926.319 | 2126.5377 | 2157.6972 | 2011.1795 | 2311.201 | 2247.3881 | 2466.9507 | 3253.2144 | 3359.5816 | 3595.4694 | 3618.5519 | 3561.7899 | 3560.4084 | 3464.393 | 3725.8404 | 3537.8208 | 3515.8975 | 3756.8834 | 3805.9761 | 3852.8997 | 3818.0328
TAS1 | Solar PV | 0 | 0 | 0 | 0 | 0 | 0 | 0 | 0 | 0 | 0 | 0 | 0 | 0 | 0 | 0 | 0 | 0 | 0 | 0 | 0 | 0 | 0 | 0 | 0 | 0
TAS1 | LS Batteries | 9.6467e-06 | 1.0499e-05 | 1.1404e-05 | 1.1643e-05 | 1.2696e-05 | 1.4563e-05 | 1.6548e-05 | 1.7674e-05 | 1.6779e-05 | 2.099e-05 | 2.4211e-05 | 2.4107e-05 | 2.356e-05 | 2.809e-05 | 3.4169e-05 | 3.2545e-05 | 2.8316e-05 | 3.1802e-05 | 5.4091e-05 | 4.0448e-05 | 3.5223e-05 | 5.0996e-05 | 7.1412e-05 | 5.3758e-05 | 5.8369e-05
TAS1 | Pumped Hydro | 1.359e-05 | 1.4661e-05 | 1.6188e-05 | 1.6675e-05 | 1.6638e-05 | 1.794e-05 | 1.9177e-05 | 2.0031e-05 | 1.9434e-05 | 2.1632e-05 | 2.4601e-05 | 2.6523e-05 | 2.537e-05 | 3.033e-05 | 3.6916e-05 | 3.6491e-05 | 3.2942e-05 | 3.7777e-05 | 6.3512e-05 | 4.5646e-05 | 3.9399e-05 | 5.5633e-05 | 7.3956e-05 | 6.0754e-05 | 6.4487e-05
Total excluding storage |  | 11078.6531 | 11019.7498 | 11221.9179 | 11088.367 | 11025.4186 | 11225.6375 | 11256.7967 | 11113.8148 | 11410.3006 | 11346.4878 | 11566.0504 | 12355.8497 | 12458.6813 | 12694.569 | 12717.6516 | 12664.4251 | 12659.508 | 12563.4926 | 12824.9402 | 12640.456 | 12614.9973 | 12855.9831 | 12905.0781 | 12955.5383 | 12917.1325

## Neutral_Option5B_VOM Cost
VOM cost by technology ($000s) - QNI Option5B, Neutral Scenario
Real June 2019 dollars discounted to 2019-20
Region | Technology | 2020-21 | 2021-22 | 2022-23 | 2023-24 | 2024-25 | 2025-26 | 2026-27 | 2027-28 | 2028-29 | 2029-30 | 2030-31 | 2031-32 | 2032-33 | 2033-34 | 2034-35 | 2035-36 | 2036-37 | 2037-38 | 2038-39 | 2039-40 | 2040-41 | 2041-42 | 2042-43 | 2043-44 | 2044-45
NEM | Black Coal | 372220.9339 | 334617.7611 | 296166.6317 | 290519.101 | 287263.1681 | 270216.6742 | 244775.0349 | 242109.9433 | 205026.7002 | 184334.9174 | 172766.5567 | 130018.8026 | 124911.3919 | 115793.4915 | 108663.3905 | 75900.3192 | 61760.3404 | 56468.0285 | 46796.7125 | 41763.8749 | 44097.0097 | 39894.6412 | 35560.2092 | 27423.22 | 26297.0154
NEM | Brown Coal | 133479.1218 | 124254.7233 | 116745.4466 | 113560.2153 | 105747.7262 | 101303.1331 | 96045.9188 | 90699.0784 | 85248.4457 | 78048.3947 | 75485.83 | 70372.3229 | 47428.4419 | 45352.3296 | 42113.9726 | 39419.0161 | 36577.3069 | 34056.254 | 32150.9679 | 30733.3994 | 28921.0944 | 27401.406 | 25121.9207 | 23949.406 | 22982.9906
NEM | CCGT | 36887.6636 | 35233.1739 | 33325.3074 | 28042.8576 | 28155.6597 | 24813.8328 | 22726.4169 | 21698.5727 | 24206.8327 | 21263.3812 | 18964.3826 | 28297.733 | 32207.1913 | 27980.4258 | 19576.9379 | 30584.6736 | 33264.5583 | 30006.686 | 27736.0197 | 26506.0791 | 25409.908 | 23370.8031 | 20150.8059 | 41854.9856 | 39784.228
NEM | Gas - Steam | 152.7313 | 272.4905 | 272.3219 | 104.2866 | 108.4273 | 68.1863 | 26.1201 | 35.8605 | 29.7202 | 63.832 | 58.6044 | 124.1478 | 136.5887 | 300.7055 | 159.938 | 344.5941 | 378.8171 | 463.2598 | 432.3351 | 468.6212 | 393.9659 | 518.7141 | 277.4244 | 362.7773 | 301.2017
NEM | OCGT / Diesel | 858.4654 | 1205.3902 | 1569.5944 | 593.6193 | 623.1833 | 330.8546 | 113.7545 | 193.6096 | 158.1225 | 275.9887 | 243.1139 | 1445.6626 | 3065.2376 | 3850.1163 | 2363.2977 | 9500.465 | 13983.651 | 15704.092 | 16955.2488 | 14495.5094 | 12558.1646 | 14829.432 | 9008.1541 | 13634.4185 | 10912.4455
NEM | Hydro | 105527.5959 | 99773.328 | 94766.9087 | 90018.4262 | 85312.8067 | 78589.8615 | 74471.2866 | 70553.9639 | 67656.9808 | 63928.8781 | 60239.4369 | 58752.471 | 55835.0602 | 53286.3561 | 50749.8452 | 48081.8883 | 44540.7697 | 42607.0885 | 41001.0626 | 38589.4034 | 35754.9959 | 34390.5184 | 32676.4989 | 30565.3656 | 28800.7754
NEM | Wind | 67040.433 | 66796.9285 | 73023.9313 | 63308.4909 | 58310.6888 | 58498.8482 | 57580.9649 | 54163.6421 | 60245.2585 | 64080.8021 | 62317.4571 | 71045.0772 | 78675.6621 | 80816.3166 | 78215.7149 | 80226.9577 | 78295.4457 | 74118.0605 | 74582.545 | 74946.3066 | 72242.6251 | 72614.8648 | 71273.0982 | 66444.2858 | 61379.5635
NEM | Solar PV | 0 | 0 | 0 | 0 | 0 | 0 | 0 | 0 | 0 | 0 | 0 | 0 | 0 | 0 | 0 | 0 | 0 | 0 | 0 | 0 | 0 | 0 | 0 | 0 | 0
NEM | LS Batteries | 0 | 0 | 0 | 0 | 0 | 0 | 0 | 0 | 0 | 0 | 0 | 0 | 0 | 0 | 0 | 0 | 0 | 0 | 0 | 0 | 0 | 0 | 0 | 0 | 0
NEM | Pumped Hydro | 708.4826 | 1809.1816 | 2646.065 | 2776.8225 | 3172.1818 | 6303.6496 | 6206.7705 | 7379.7681 | 14717.3611 | 19160.4176 | 17949.286 | 21858.9908 | 19294.9795 | 18412.4652 | 18193.8489 | 17729.401 | 15087.3298 | 15039.9194 | 14791.494 | 14648.167 | 12257.3981 | 12067.2504 | 12088.3874 | 11207.7966 | 10510.3388
NEM | Pumped Hydro Pump | 1332.7476 | 3534.2613 | 5395.518 | 5972.906 | 6710.4593 | 8531.0213 | 9680.183 | 10662.2561 | 19443.7058 | 25333.1689 | 26487.9731 | 30536.0718 | 28881.9092 | 28274.4305 | 30072.2076 | 27144.4913 | 23023.9779 | 23411.3915 | 24548.7241 | 22722.6419 | 19662.3371 | 19224.9641 | 20465.6027 | 17562.3832 | 16349.719
Total |  | 718208.1751 | 667497.2384 | 623911.7251 | 594896.7254 | 575404.3012 | 548656.0617 | 511626.4501 | 497496.6947 | 476733.1274 | 456489.7808 | 434512.6408 | 412451.2799 | 390436.4623 | 374066.637 | 350109.1534 | 328931.8062 | 306912.1968 | 291874.7802 | 278995.1096 | 264874.0029 | 251297.4988 | 244312.594 | 226622.1013 | 233004.6387 | 217318.2778
Region | Technology | 2020-21 | 2021-22 | 2022-23 | 2023-24 | 2024-25 | 2025-26 | 2026-27 | 2027-28 | 2028-29 | 2029-30 | 2030-31 | 2031-32 | 2032-33 | 2033-34 | 2034-35 | 2035-36 | 2036-37 | 2037-38 | 2038-39 | 2039-40 | 2040-41 | 2041-42 | 2042-43 | 2043-44 | 2044-45
NSW1 | Black Coal | 185354.8574 | 176323.1898 | 149189.3314 | 146761.8961 | 146177.7715 | 137081.8905 | 122188.4514 | 124650.7517 | 96365.2786 | 96443.2691 | 91001.0935 | 52262.661 | 49345.6128 | 46597.119 | 43993.8499 | 13225.4127 | 12476.831 | 11788.5836 | 10283.3428 | 6882.0118 | 9935.5175 | 9368.5005 | 8011.6827 | 0 | 0
NSW1 | Brown Coal | 0 | 0 | 0 | 0 | 0 | 0 | 0 | 0 | 0 | 0 | 0 | 0 | 0 | 0 | 0 | 0 | 0 | 0 | 0 | 0 | 0 | 0 | 0 | 0 | 0
NSW1 | CCGT | 31.7308 | 15.136 | 185.2898 | 454.4459 | 850.3954 | 33.7394 | 46.7832 | 128.753 | 293.1023 | 266.6075 | 205.9566 | 3965.8575 | 5616.0024 | 4269.2064 | 1661.1756 | 6631.1816 | 7253.3996 | 6337.8292 | 5340.3477 | 5301.3408 | 4690.5074 | 4394.326 | 3659.4764 | 25221.4315 | 23921.8237
NSW1 | Gas - Steam | 0 | 0 | 0 | 0 | 0 | 0 | 0 | 0 | 0 | 0 | 0 | 0 | 0 | 0 | 0 | 0 | 0 | 0 | 0 | 0 | 0 | 0 | 0 | 0 | 0
NSW1 | OCGT / Diesel | 4.2576e-05 | 1.6307 | 117.4745 | 145.6911 | 139.046 | 4.6266 | 4.1119e-05 | 18.9694 | 29.1323 | 24.2259 | 23.3288 | 133.6221 | 276.5551 | 555.7985 | 616.2356 | 3413.3594 | 5456.7674 | 6501.8229 | 7486.1283 | 5664.3567 | 4488.7357 | 5815.0625 | 3560.2731 | 5715.9704 | 4845.7674
NSW1 | Hydro | 17700.7112 | 16791.3696 | 16666.3868 | 16087.4093 | 15396.2106 | 12563.2427 | 11899.7599 | 11591.5571 | 12113.8695 | 11456.6305 | 10873.2591 | 12028.9006 | 11680.1243 | 11770.1662 | 11501.0769 | 10931.9383 | 9518.3615 | 9561.6273 | 9864.2392 | 9096.2881 | 7868.4607 | 8165.7374 | 7899.4101 | 7077.8063 | 6673.5578
NSW1 | Wind | 13033.0912 | 13230.5165 | 13820.9895 | 12741.8353 | 11930.6238 | 11730.7947 | 11589.2262 | 9185.5789 | 14256.395 | 14239.1279 | 14825.5146 | 26732.6903 | 33165.7013 | 35780.7354 | 35010.6483 | 30713.6444 | 26659.9993 | 25854.0954 | 25597.4117 | 31405.7566 | 31353.883 | 31982.5781 | 31521.0878 | 23186.4777 | 20078.3434
NSW1 | Solar PV | 0 | 0 | 0 | 0 | 0 | 0 | 0 | 0 | 0 | 0 | 0 | 0 | 0 | 0 | 0 | 0 | 0 | 0 | 0 | 0 | 0 | 0 | 0 | 0 | 0
NSW1 | LS Batteries | 0 | 0 | 0 | 0 | 0 | 0 | 0 | 0 | 0 | 0 | 0 | 0 | 0 | 0 | 0 | 0 | 0 | 0 | 0 | 0 | 0 | 0 | 0 | 0 | 0
NSW1 | Pumped Hydro | 139.9146 | 238.1726 | 400.667 | 438.8195 | 490.4825 | 4028.4645 | 3629.1933 | 5261.7218 | 12137.4293 | 15978.3591 | 15284.5802 | 19190.7514 | 16736.5801 | 16063.5897 | 15972.5292 | 15853.6693 | 13458.086 | 13385.7449 | 13302.0483 | 13215.9282 | 10918.5795 | 10900.7503 | 10861.9175 | 10128.7018 | 9400.6039
NSW1 | Pumped Hydro Pump | 529.4208 | 1289.2953 | 2187.5425 | 2629.5057 | 2882.0948 | 5279.7212 | 5995.739 | 7638.7115 | 15753.7076 | 20790.4658 | 22681.751 | 26724.0718 | 25226.8346 | 24918.6878 | 26897.8462 | 24462.9741 | 20698.8386 | 21048.1004 | 22420.768 | 20673.6835 | 17752.3115 | 17558.3913 | 18707.9094 | 16023.911 | 14766.4849
Total |  | 216789.7262 | 207889.3103 | 182567.6817 | 179259.6028 | 177866.6247 | 170722.4796 | 155349.153 | 158476.0434 | 150948.9146 | 159198.6859 | 154895.4837 | 141038.5548 | 142047.4106 | 139955.3029 | 135653.3616 | 105232.1799 | 95522.2835 | 94477.8037 | 94294.2861 | 92239.3657 | 87007.9952 | 88185.3461 | 84221.757 | 87354.2987 | 79686.5812
Region | Technology | 2020-21 | 2021-22 | 2022-23 | 2023-24 | 2024-25 | 2025-26 | 2026-27 | 2027-28 | 2028-29 | 2029-30 | 2030-31 | 2031-32 | 2032-33 | 2033-34 | 2034-35 | 2035-36 | 2036-37 | 2037-38 | 2038-39 | 2039-40 | 2040-41 | 2041-42 | 2042-43 | 2043-44 | 2044-45
QLD1 | Black Coal | 186866.0765 | 158294.5713 | 146977.3003 | 143757.2049 | 141085.3966 | 133134.7838 | 122586.5836 | 117459.1917 | 108661.4216 | 87891.6483 | 81765.4632 | 77756.1416 | 75565.779 | 69196.3725 | 64669.5406 | 62674.9065 | 49283.5094 | 44679.4449 | 36513.3697 | 34881.8631 | 34161.4923 | 30526.1407 | 27548.5264 | 27423.22 | 26297.0154
QLD1 | Brown Coal | 0 | 0 | 0 | 0 | 0 | 0 | 0 | 0 | 0 | 0 | 0 | 0 | 0 | 0 | 0 | 0 | 0 | 0 | 0 | 0 | 0 | 0 | 0 | 0 | 0
QLD1 | CCGT | 30441.7006 | 28393.4005 | 26990.9763 | 25952.035 | 24518.1299 | 22728.6035 | 21773.2015 | 20452.9269 | 19415.1944 | 18694.919 | 17712.3231 | 18067.1083 | 18449.8351 | 17174.6291 | 14872.4835 | 16826.6975 | 18527.5313 | 17184.048 | 17069.7309 | 15538.1168 | 15122.189 | 14015.8631 | 12607.3515 | 12230.148 | 11956.5317
QLD1 | Gas - Steam | 0 | 0 | 0 | 0 | 0 | 0 | 0 | 0 | 0 | 0 | 0 | 0 | 0 | 0 | 0 | 0 | 0 | 0 | 0 | 0 | 0 | 0 | 0 | 0 | 0
QLD1 | OCGT / Diesel | 8.2879e-05 | 8.2454e-05 | 23.602 | 9.3416 | 16.1542 | 2.6563 | 13.0624 | 7.2698 | 6.8265e-05 | 25.6924 | 10.619 | 72.7805 | 65.1056 | 77.4456 | 56.609 | 71.9734 | 495.0189 | 1051.8373 | 2100.4297 | 1560.5439 | 1394.5784 | 1682.8357 | 1663.9183 | 1571.6318 | 896.1445
QLD1 | Hydro | 4678.2089 | 4407.0483 | 4156.0893 | 3933.0536 | 3708.7343 | 3501.684 | 3307.7167 | 3129.7471 | 2947.8257 | 2785.0154 | 2626.3585 | 2488.038 | 2335.7877 | 2211.1077 | 2089.5644 | 1975.8571 | 1841.9343 | 1755.0938 | 1658.6088 | 1560.7029 | 1480.7522 | 1387.2955 | 1305.2456 | 1246.3281 | 1166.6593
QLD1 | Wind | 5680.1827 | 7988.2348 | 11680.5721 | 10274.8128 | 8644.3888 | 9798.2059 | 8655.4291 | 12807.2493 | 14065.6176 | 20315.4712 | 16944.1671 | 15454.8847 | 13457.5295 | 14187.9494 | 12516.0314 | 13419.684 | 15896.2175 | 15241.8283 | 14949.4161 | 14751.2074 | 13513.399 | 14511.8499 | 13416.5624 | 15306.0675 | 13731.8556
QLD1 | Solar PV | 0 | 0 | 0 | 0 | 0 | 0 | 0 | 0 | 0 | 0 | 0 | 0 | 0 | 0 | 0 | 0 | 0 | 0 | 0 | 0 | 0 | 0 | 0 | 0 | 0
QLD1 | LS Batteries | 0 | 0 | 0 | 0 | 0 | 0 | 0 | 0 | 0 | 0 | 0 | 0 | 0 | 0 | 0 | 0 | 0 | 0 | 0 | 0 | 0 | 0 | 0 | 0 | 0
QLD1 | Pumped Hydro | 568.568 | 1571.0091 | 2245.398 | 2338.003 | 2681.6992 | 2275.1851 | 2577.5771 | 2118.0463 | 2579.9318 | 3182.0585 | 2664.7059 | 2668.2394 | 2558.3994 | 2348.8755 | 2221.3196 | 1875.7316 | 1629.2438 | 1654.1745 | 1489.4456 | 1432.2388 | 1338.8186 | 1166.5001 | 1226.4699 | 1079.0948 | 1109.7348
QLD1 | Pumped Hydro Pump | 803.3268 | 2244.966 | 3207.9754 | 3343.4004 | 3828.3645 | 3251.3001 | 3684.444 | 3023.5447 | 3689.9981 | 4542.703 | 3806.2221 | 3812 | 3655.0746 | 3355.7427 | 3174.3615 | 2681.5173 | 2325.1393 | 2363.291 | 2127.9561 | 2048.9585 | 1910.0256 | 1666.5728 | 1757.6933 | 1538.4721 | 1583.2341
Total |  | 229038.0635 | 202899.23 | 195281.9135 | 189607.8514 | 184482.8675 | 174692.4186 | 162598.0145 | 158997.9757 | 151359.9893 | 137437.5077 | 125529.8588 | 120319.1924 | 116087.5109 | 108552.1225 | 99599.9099 | 99526.3674 | 89998.5946 | 83929.7178 | 75908.9569 | 71773.6314 | 68921.2551 | 64957.0578 | 59525.7674 | 60394.9624 | 56741.1754
Region | Technology | 2020-21 | 2021-22 | 2022-23 | 2023-24 | 2024-25 | 2025-26 | 2026-27 | 2027-28 | 2028-29 | 2029-30 | 2030-31 | 2031-32 | 2032-33 | 2033-34 | 2034-35 | 2035-36 | 2036-37 | 2037-38 | 2038-39 | 2039-40 | 2040-41 | 2041-42 | 2042-43 | 2043-44 | 2044-45
VIC1 | Black Coal | 0 | 0 | 0 | 0 | 0 | 0 | 0 | 0 | 0 | 0 | 0 | 0 | 0 | 0 | 0 | 0 | 0 | 0 | 0 | 0 | 0 | 0 | 0 | 0 | 0
VIC1 | Brown Coal | 133479.1218 | 124254.7233 | 116745.4466 | 113560.2153 | 105747.7262 | 101303.1331 | 96045.9188 | 90699.0784 | 85248.4457 | 78048.3947 | 75485.83 | 70372.3229 | 47428.4419 | 45352.3296 | 42113.9726 | 39419.0161 | 36577.3069 | 34056.254 | 32150.9679 | 30733.3994 | 28921.0944 | 27401.406 | 25121.9207 | 23949.406 | 22982.9906
VIC1 | CCGT | 4.574e-05 | 4.5002e-05 | 6.0632e-05 | 5.832e-05 | 5.7056e-05 | 5.3429e-05 | 4.9621e-05 | 4.7736e-05 | 5.0651e-05 | 4.7397e-05 | 4.3881e-05 | 5.9945e-05 | 7.5688e-05 | 7.0177e-05 | 6.3323e-05 | 0.00012908 | 0.00017781 | 0.0001641 | 0.00014834 | 0.00014496 | 0.00015739 | 0.00014461 | 0.00019581 | 0.0001972 | 0.00018348
VIC1 | Gas - Steam | 20.008 | 83.5017 | 73.9757 | 49.6122 | 59.65 | 39.2477 | 8.642 | 13.6184 | 15.0541 | 30.1193 | 25.1033 | 0 | 0 | 0 | 0 | 0 | 0 | 0 | 0 | 0 | 0 | 0 | 0 | 0 | 0
VIC1 | OCGT / Diesel | 163.0316 | 241.6378 | 485.5986 | 176.3117 | 112.746 | 118.0268 | 12.1366 | 51.8942 | 28.7602 | 76.7159 | 67.8245 | 416.5015 | 661.8597 | 1363.503 | 982.7751 | 3233.737 | 5168.2316 | 5680.7812 | 5121.875 | 4878.0334 | 4418.4715 | 4946.6006 | 2180.5453 | 4737.6049 | 3731.3346
VIC1 | Hydro | 23095.2305 | 21902.7362 | 20484.6108 | 19433.9196 | 18423.2732 | 17514.6179 | 16711.3247 | 15621.0859 | 14632.6548 | 13864.1693 | 12948.5707 | 12289.7579 | 11630.4013 | 10873.6682 | 10289.5707 | 9787.0622 | 9204.4646 | 8678.915 | 8146.5786 | 7756.1221 | 7333.9817 | 6877.1546 | 6496.8471 | 6194.4246 | 5810.6851
VIC1 | Wind | 28786.2783 | 27013.8637 | 28706.9514 | 23910.1344 | 22357.3171 | 22435.0846 | 22186.2019 | 18884.7296 | 19028.5324 | 17458.5559 | 18208.1135 | 14736.4074 | 18586.7669 | 18229.1587 | 17911.1271 | 20471.073 | 21151.8677 | 19367.4765 | 20418.7377 | 17286.7046 | 16657.6625 | 16099.0612 | 16092.186 | 16940.4406 | 17111.0469
VIC1 | Solar PV | 0 | 0 | 0 | 0 | 0 | 0 | 0 | 0 | 0 | 0 | 0 | 0 | 0 | 0 | 0 | 0 | 0 | 0 | 0 | 0 | 0 | 0 | 0 | 0 | 0
VIC1 | LS Batteries | 0 | 0 | 0 | 0 | 0 | 0 | 0 | 0 | 0 | 0 | 0 | 0 | 0 | 0 | 0 | 0 | 0 | 0 | 0 | 0 | 0 | 0 | 0 | 0 | 0
VIC1 | Pumped Hydro | 0 | 0 | 0 | 0 | 0 | 0 | 0 | 0 | 0 | 0 | 0 | 0 | 0 | 0 | 0 | 0 | 0 | 0 | 0 | 0 | 0 | 0 | 0 | 0 | 0
VIC1 | Pumped Hydro Pump | 0 | 0 | 0 | 0 | 0 | 0 | 0 | 0 | 0 | 0 | 0 | 0 | 0 | 0 | 0 | 0 | 0 | 0 | 0 | 0 | 0 | 0 | 0 | 0 | 0
Total |  | 185543.6703 | 173496.4627 | 166496.5832 | 157130.1934 | 146700.7126 | 141410.1103 | 134964.224 | 125270.4064 | 118953.4474 | 109477.9551 | 106735.4421 | 97814.9899 | 78307.4698 | 75818.6595 | 71297.4455 | 72910.8884 | 72101.871 | 67783.4269 | 65838.1594 | 60654.2597 | 57331.2103 | 55324.2225 | 49891.4992 | 51821.8763 | 49636.0572
Region | Technology | 2020-21 | 2021-22 | 2022-23 | 2023-24 | 2024-25 | 2025-26 | 2026-27 | 2027-28 | 2028-29 | 2029-30 | 2030-31 | 2031-32 | 2032-33 | 2033-34 | 2034-35 | 2035-36 | 2036-37 | 2037-38 | 2038-39 | 2039-40 | 2040-41 | 2041-42 | 2042-43 | 2043-44 | 2044-45
SA1 | Black Coal | 0 | 0 | 0 | 0 | 0 | 0 | 0 | 0 | 0 | 0 | 0 | 0 | 0 | 0 | 0 | 0 | 0 | 0 | 0 | 0 | 0 | 0 | 0 | 0 | 0
SA1 | Brown Coal | 0 | 0 | 0 | 0 | 0 | 0 | 0 | 0 | 0 | 0 | 0 | 0 | 0 | 0 | 0 | 0 | 0 | 0 | 0 | 0 | 0 | 0 | 0 | 0 | 0
SA1 | CCGT | 6414.2322 | 6824.6374 | 6149.0412 | 1636.3766 | 2787.1343 | 2051.4898 | 906.4322 | 1116.8927 | 4498.536 | 2301.8547 | 1046.1029 | 6264.7671 | 8141.3537 | 6536.5902 | 3043.2788 | 7126.7943 | 7483.6272 | 6484.8086 | 5325.9409 | 5666.6213 | 5597.2114 | 4960.6138 | 3883.9778 | 4403.4058 | 3905.8724
SA1 | Gas - Steam | 132.7232 | 188.9887 | 198.3462 | 54.6743 | 48.7773 | 28.9386 | 17.4781 | 22.2421 | 14.666 | 33.7128 | 33.501 | 124.1478 | 136.5887 | 300.7055 | 159.938 | 344.5941 | 378.8171 | 463.2598 | 432.3351 | 468.6212 | 393.9659 | 518.7141 | 277.4244 | 362.7773 | 301.2017
SA1 | OCGT / Diesel | 695.4336 | 962.1217 | 942.9193 | 262.2749 | 355.237 | 205.5447 | 88.5553 | 115.4761 | 100.2298 | 149.3546 | 141.3417 | 822.7586 | 2061.7172 | 1853.3692 | 707.6781 | 2781.3952 | 2863.633 | 2469.6506 | 2246.8157 | 2392.5753 | 2256.3789 | 2384.9332 | 1603.4113 | 1609.2027 | 1439.199
SA1 | Hydro | 0 | 0 | 0 | 0 | 0 | 0 | 0 | 0 | 0 | 0 | 0 | 0 | 0 | 0 | 0 | 0 | 0 | 0 | 0 | 0 | 0 | 0 | 0 | 0 | 0
SA1 | Wind | 14686.1369 | 14116.428 | 14163.0069 | 12284.458 | 11626.791 | 10611.979 | 11400.1502 | 9985.5272 | 9241.6825 | 8712.9076 | 8857.9962 | 9650.9253 | 9088.3248 | 8190.8085 | 8580.396 | 11707.888 | 10886.5421 | 10253.7724 | 10161.6557 | 8409.5841 | 7811.4944 | 7087.3912 | 7442.5031 | 8318.2311 | 7937.8337
SA1 | Solar PV | 0 | 0 | 0 | 0 | 0 | 0 | 0 | 0 | 0 | 0 | 0 | 0 | 0 | 0 | 0 | 0 | 0 | 0 | 0 | 0 | 0 | 0 | 0 | 0 | 0
SA1 | LS Batteries | 0 | 0 | 0 | 0 | 0 | 0 | 0 | 0 | 0 | 0 | 0 | 0 | 0 | 0 | 0 | 0 | 0 | 0 | 0 | 0 | 0 | 0 | 0 | 0 | 0
SA1 | Pumped Hydro | 0 | 0 | 0 | 0 | 0 | 0 | 0 | 0 | 0 | 0 | 0 | 0 | 0 | 0 | 0 | 0 | 0 | 0 | 0 | 0 | 0 | 0 | 0 | 0 | 0
SA1 | Pumped Hydro Pump | 0 | 0 | 0 | 0 | 0 | 0 | 0 | 0 | 0 | 0 | 0 | 0 | 0 | 0 | 0 | 0 | 0 | 0 | 0 | 0 | 0 | 0 | 0 | 0 | 0
Total |  | 21928.526 | 22092.1758 | 21453.3136 | 14237.7838 | 14817.9396 | 12897.9522 | 12412.6157 | 11240.1382 | 13855.1142 | 11197.8297 | 10078.9418 | 16862.5987 | 19427.9843 | 16881.4734 | 12491.291 | 21960.6715 | 21612.6193 | 19671.4913 | 18166.7475 | 16937.402 | 16059.0506 | 14951.6522 | 13207.3166 | 14693.617 | 13584.1068
Region | Technology | 2020-21 | 2021-22 | 2022-23 | 2023-24 | 2024-25 | 2025-26 | 2026-27 | 2027-28 | 2028-29 | 2029-30 | 2030-31 | 2031-32 | 2032-33 | 2033-34 | 2034-35 | 2035-36 | 2036-37 | 2037-38 | 2038-39 | 2039-40 | 2040-41 | 2041-42 | 2042-43 | 2043-44 | 2044-45
TAS1 | Black Coal | 0 | 0 | 0 | 0 | 0 | 0 | 0 | 0 | 0 | 0 | 0 | 0 | 0 | 0 | 0 | 0 | 0 | 0 | 0 | 0 | 0 | 0 | 0 | 0 | 0
TAS1 | Brown Coal | 0 | 0 | 0 | 0 | 0 | 0 | 0 | 0 | 0 | 0 | 0 | 0 | 0 | 0 | 0 | 0 | 0 | 0 | 0 | 0 | 0 | 0 | 0 | 0 | 0
TAS1 | CCGT | 3.7452e-05 | 3.8362e-05 | 3.5908e-05 | 3.6051e-05 | 3.8364e-05 | 3.6091e-05 | 3.4121e-05 | 3.3878e-05 | 3.5385e-05 | 3.3289e-05 | 3.1097e-05 | 3.248e-05 | 3.3738e-05 | 3.1418e-05 | 2.9269e-05 | 3.223e-05 | 3.6328e-05 | 3.3718e-05 | 2.955e-05 | 3.3629e-05 | 3.3659e-05 | 3.0073e-05 | 2.7642e-05 | 3.1476e-05 | 3.0138e-05
TAS1 | Gas - Steam | 0 | 0 | 0 | 0 | 0 | 0 | 0 | 0 | 0 | 0 | 0 | 0 | 0 | 0 | 0 | 0 | 0 | 0 | 0 | 0 | 0 | 0 | 0 | 0 | 0
TAS1 | OCGT / Diesel | 3.3775e-05 | 3.571e-05 | 3.2178e-05 | 3.2734e-05 | 3.4612e-05 | 3.2017e-05 | 2.9939e-05 | 2.9808e-05 | 3.1054e-05 | 2.8999e-05 | 2.6558e-05 | 2.7694e-05 | 2.9685e-05 | 2.7116e-05 | 2.4856e-05 | 2.7961e-05 | 3.4505e-05 | 3.0689e-05 | 2.1826e-05 | 2.8309e-05 | 3.3935e-05 | 2.5643e-05 | 0.0061229 | 0.0087097 | 2.6614e-05
TAS1 | Hydro | 60053.4453 | 56672.174 | 53459.8217 | 50564.0436 | 47784.5886 | 45010.3169 | 42552.4853 | 40211.5738 | 37962.6308 | 35823.0629 | 33791.2486 | 31945.7745 | 30188.7469 | 28431.414 | 26869.6332 | 25387.0306 | 23976.0092 | 22611.4524 | 21331.6359 | 20176.2903 | 19071.8013 | 17960.331 | 16974.996 | 16046.8067 | 15149.8732
TAS1 | Wind | 4854.7438 | 4447.8854 | 4652.4113 | 4097.2504 | 3751.5681 | 3922.784 | 3749.9575 | 3300.5572 | 3653.031 | 3354.7395 | 3481.6657 | 4470.1696 | 4377.3397 | 4427.6646 | 4197.512 | 3914.6683 | 3700.819 | 3400.888 | 3455.3237 | 3093.0538 | 2906.1863 | 2933.9844 | 2800.7589 | 2693.0689 | 2520.484
TAS1 | Solar PV | 0 | 0 | 0 | 0 | 0 | 0 | 0 | 0 | 0 | 0 | 0 | 0 | 0 | 0 | 0 | 0 | 0 | 0 | 0 | 0 | 0 | 0 | 0 | 0 | 0
TAS1 | LS Batteries | 0 | 0 | 0 | 0 | 0 | 0 | 0 | 0 | 0 | 0 | 0 | 0 | 0 | 0 | 0 | 0 | 0 | 0 | 0 | 0 | 0 | 0 | 0 | 0 | 0
TAS1 | Pumped Hydro | 0 | 0 | 0 | 0 | 0 | 0 | 0 | 0 | 0 | 0 | 0 | 0 | 0 | 0 | 0 | 0 | 0 | 0 | 0 | 0 | 0 | 0 | 0 | 0 | 0
TAS1 | Pumped Hydro Pump | 0 | 0 | 0 | 0 | 0 | 0 | 0 | 0 | 0 | 0 | 0 | 0 | 0 | 0 | 0 | 0 | 0 | 0 | 0 | 0 | 0 | 0 | 0 | 0 | 0
Total |  | 64908.1892 | 61120.0595 | 58112.2331 | 54661.2941 | 51536.1568 | 48933.101 | 46302.4429 | 43512.131 | 41615.6619 | 39177.8025 | 37272.9143 | 36415.9442 | 34566.0866 | 32859.0787 | 31067.1453 | 29301.6989 | 27676.8283 | 26012.3405 | 24786.9597 | 23269.3442 | 21977.9876 | 20894.3154 | 19775.761 | 18739.8844 | 17670.3572

## Neutral_Option5B_FOM Cost
FOM cost by technology ($000s) - QNI Option5B, Neutral Scenario
Real June 2019 dollars discounted to 2019-20. For new entrant capacity, the FOM is incurred annually in modelling, but presented here in the installation year. For existing capacity, the FOM is presented annually. In the Houston Kemp economic assessment workbook, FOM for existing capacity is not included. As retirement dates are the same in the Base Case and with each augmentation option, excluding FOM for existing generators does not affect the gross market benefits.
Region | Technology | 2020-21 | 2021-22 | 2022-23 | 2023-24 | 2024-25 | 2025-26 | 2026-27 | 2027-28 | 2028-29 | 2029-30 | 2030-31 | 2031-32 | 2032-33 | 2033-34 | 2034-35 | 2035-36 | 2036-37 | 2037-38 | 2038-39 | 2039-40 | 2040-41 | 2041-42 | 2042-43 | 2043-44 | 2044-45
NEM | Black Coal | 976007.2 | 976007.2 | 869607.2 | 869607.2 | 869607.2 | 869607.2 | 869607.2 | 869607.2 | 799383.2 | 710007.2 | 710007.2 | 556791.2 | 556791.2 | 556791.2 | 556791.2 | 416343.2 | 341863.2 | 341863.2 | 304623.2 | 304623.2 | 304623.2 | 304623.2 | 304623.2 | 234399.2 | 234399.2
NEM | Brown Coal | 656085.3 | 656085.3 | 656085.3 | 656085.3 | 656085.3 | 656085.3 | 656085.3 | 656085.3 | 656085.3 | 656085.3 | 656085.3 | 656085.3 | 436801.8 | 436801.8 | 436801.8 | 436801.8 | 436801.8 | 436801.8 | 436801.8 | 436801.8 | 436801.8 | 436801.8 | 436801.8 | 436801.8 | 436801.8
NEM | CCGT | 32743.2008 | 32743.2 | 32743.2 | 32743.2 | 32743.2 | 32743.1999 | 32743.1999 | 32743.1999 | 32743.2 | 32743.1999 | 32743.1999 | 32743.2001 | 32743.2001 | 32743.1999 | 32743.1999 | 32743.202 | 32743.2001 | 32743.1999 | 32743.2 | 32743.2 | 32743.2 | 32743.1999 | 32743.2 | 41515.7922 | 32743.1999
NEM | Gas - Steam | 84358.6702 | 61737.3508 | 61737.3508 | 61737.3508 | 61737.3508 | 61737.3508 | 61737.3508 | 61737.3508 | 61737.3508 | 61737.3508 | 61737.3508 | 37702.199 | 37702.199 | 37702.199 | 37702.199 | 37702.199 | 37702.199 | 37702.199 | 37702.199 | 37702.199 | 37702.199 | 37702.199 | 37702.199 | 37702.199 | 37702.199
NEM | OCGT / Diesel | 31624.8245 | 31482.024 | 48260.8135 | 34483.1478 | 31482.024 | 31482.024 | 31482.024 | 31482.024 | 31482.024 | 31482.024 | 31482.024 | 31482.024 | 31482.024 | 31482.024 | 31482.024 | 54981.2299 | 31482.024 | 31482.024 | 31482.024 | 31482.0244 | 33241.7518 | 31482.024 | 31482.024 | 33233.8581 | 31482.024
NEM | Hydro | 424205.6252 | 424205.6252 | 424205.6252 | 424205.6252 | 424205.6252 | 424205.6252 | 424205.6252 | 424205.6252 | 424205.6252 | 424205.6252 | 424205.6252 | 424205.6252 | 424205.6252 | 424205.6252 | 424205.6252 | 424205.6252 | 424205.6252 | 424205.6252 | 424205.6252 | 424205.6252 | 424205.6252 | 424205.6252 | 424205.6252 | 424205.6252 | 424205.6252
NEM | Wind | 405972.2002 | 420936.341 | 466487.3417 | 466487.3444 | 466487.347 | 466487.3489 | 466487.3457 | 615452.5488 | 851893.1416 | 690320.3806 | 466487.3582 | 1136490.0444 | 818756.3636 | 609762.361 | 466487.3392 | 1126553.4148 | 627392.5276 | 466487.5556 | 487868.4959 | 669712.0033 | 477399.9783 | 469071.2037 | 472766.7456 | 521184.8627 | 471944.3105
NEM | Solar PV | 141516.2829 | 183458.6804 | 193353.1798 | 208706.6974 | 193353.1804 | 201155.2769 | 201555.1136 | 343808.564 | 344933.1403 | 243046.1415 | 197094.2462 | 416067.6853 | 248492.2081 | 193353.179 | 193353.179 | 502331.0991 | 201039.8034 | 193353.1791 | 193353.1796 | 193353.1791 | 199000.6906 | 193353.179 | 193353.179 | 217577.1346 | 194265.9026
NEM | LS Batteries | 0.0031312 | 0.00050822 | 0.0011098 | 0.0004341 | 0.00015695 | 0.00037426 | 0.00046738 | 0.00025663 | 0.00046835 | 0.0041849 | 0.00017844 | 0.00056523 | 4287.1134 | 2928.7386 | 0.00049681 | 12350.2065 | 0.00021441 | 5.5649e-05 | 0.00034702 | 0.2051 | 2216.3272 | 1.7084e-05 | 96.941 | 3.6077e-05 | 7.1311e-05
NEM | Pumped Hydro | 47182.5108 | 47182.5013 | 47182.5113 | 47182.5296 | 47182.5005 | 163682.5001 | 163682.5004 | 163682.5004 | 203395.5997 | 196925.6291 | 163682.5002 | 278426.4936 | 215122.8728 | 163682.5001 | 177965.549 | 273718.7014 | 200324.0627 | 167136.6846 | 171536.4506 | 167365.0052 | 168163.5664 | 163682.5 | 163682.5 | 177227.808 | 163978.095
NEM | Pumped Hydro Pump | 82132.5 | 82132.5 | 82132.5 | 82132.5 | 82132.5 | 198632.5 | 198632.5 | 198632.5 | 198632.5 | 198632.5 | 198632.5 | 198632.5 | 198632.5 | 198632.5 | 198632.5 | 198632.5 | 198632.5 | 198632.5 | 198632.5 | 198632.5 | 198632.5 | 198632.5 | 198632.5 | 198632.5 | 198632.5
Total |  | 2881828.3177 | 2915970.7232 | 2881795.0235 | 2883370.8956 | 2865016.2281 | 3105818.3263 | 3106218.1601 | 3397436.8134 | 3604491.0822 | 3245185.3554 | 2942157.3046 | 3768626.272 | 3005017.1062 | 2688085.3269 | 2556164.6159 | 3516363.1779 | 2532186.9423 | 2330407.9674 | 2318948.6747 | 2496620.9412 | 2314730.8384 | 2292297.4308 | 2296089.9138 | 2322480.7799 | 2226154.8563
Region | Technology | 2020-21 | 2021-22 | 2022-23 | 2023-24 | 2024-25 | 2025-26 | 2026-27 | 2027-28 | 2028-29 | 2029-30 | 2030-31 | 2031-32 | 2032-33 | 2033-34 | 2034-35 | 2035-36 | 2036-37 | 2037-38 | 2038-39 | 2039-40 | 2040-41 | 2041-42 | 2042-43 | 2043-44 | 2044-45
NSW1 | Black Coal | 540512 | 540512 | 434112 | 434112 | 434112 | 434112 | 434112 | 434112 | 363888 | 363888 | 363888 | 210672 | 210672 | 210672 | 210672 | 70224 | 70224 | 70224 | 70224 | 70224 | 70224 | 70224 | 70224 | 0 | 0
NSW1 | Brown Coal | 0 | 0 | 0 | 0 | 0 | 0 | 0 | 0 | 0 | 0 | 0 | 0 | 0 | 0 | 0 | 0 | 0 | 0 | 0 | 0 | 0 | 0 | 0 | 0 | 0
NSW1 | CCGT | 6361.9501 | 6361.9499 | 6361.95 | 6361.95 | 6361.9499 | 6361.9499 | 6361.9499 | 6361.9499 | 6361.95 | 6361.9499 | 6361.9499 | 6361.95 | 6361.95 | 6361.9499 | 6361.9499 | 6361.9518 | 6361.9499 | 6361.9499 | 6361.9499 | 6361.9499 | 6361.9499 | 6361.9499 | 6361.9499 | 15134.5421 | 6361.9499
NSW1 | Gas - Steam | 0 | 0 | 0 | 0 | 0 | 0 | 0 | 0 | 0 | 0 | 0 | 0 | 0 | 0 | 0 | 0 | 0 | 0 | 0 | 0 | 0 | 0 | 0 | 0 | 0
NSW1 | OCGT / Diesel | 6039.6001 | 6039.6 | 22818.3894 | 9040.7238 | 6039.6 | 6039.6 | 6039.6 | 6039.6 | 6039.6 | 6039.6 | 6039.6 | 6039.6 | 6039.6 | 6039.6 | 6039.6 | 29538.8059 | 6039.6 | 6039.6 | 6039.6 | 6039.6 | 7799.3278 | 6039.6 | 6039.6 | 7411.4048 | 6039.6
NSW1 | Hydro | 150576.25 | 150576.25 | 150576.25 | 150576.25 | 150576.25 | 150576.25 | 150576.25 | 150576.25 | 150576.25 | 150576.25 | 150576.25 | 150576.25 | 150576.25 | 150576.25 | 150576.25 | 150576.25 | 150576.25 | 150576.25 | 150576.25 | 150576.25 | 150576.25 | 150576.25 | 150576.25 | 150576.25 | 150576.25
NSW1 | Wind | 88432.0895 | 88432.0803 | 88432.0811 | 88432.0834 | 88432.0831 | 88432.0812 | 88432.0806 | 88432.0805 | 359015.483 | 88432.0824 | 88432.08 | 601809.1486 | 244898.7912 | 231707.1015 | 88432.08 | 406091.3521 | 93682.2919 | 88432.2962 | 88432.08 | 266548.433 | 88432.08 | 88432.08 | 88432.08 | 89754.0079 | 88432.0804
NSW1 | Solar PV | 64190.8913 | 71386.8901 | 71386.8906 | 71386.8916 | 71386.8905 | 71386.8902 | 71386.8903 | 71386.8902 | 136948.2427 | 71386.8933 | 71386.8906 | 283538.5071 | 113233.9058 | 71386.89 | 71386.89 | 378653.5909 | 75292.7009 | 71386.89 | 71386.89 | 71386.89 | 73247.3709 | 71386.89 | 71386.89 | 95610.8455 | 72299.6135
NSW1 | LS Batteries | 0.0013428 | 0.00029238 | 0.00082786 | 0.00040196 | 7.4713e-05 | 5.8061e-05 | 6.438e-05 | 0.000152 | 0.00034253 | 0.0024467 | 8.803e-05 | 0.00024124 | 4287.1131 | 2928.7386 | 9.3445e-05 | 12350.2061 | 7.3747e-05 | 2.1516e-05 | 3.2918e-05 | 0.00023286 | 2216.3272 | 0 | 6.2018e-05 | 1.9223e-05 | 5.0927e-05
NSW1 | Pumped Hydro | 13980.0047 | 13980.0005 | 13980.0078 | 13980.0293 | 13980.0001 | 130480 | 130480 | 130480.0001 | 170193.098 | 163723.0552 | 130480.0001 | 235583.7386 | 164482.9905 | 130480 | 130480.0009 | 173022.9777 | 134851.4426 | 131730.1739 | 130828.8336 | 130480 | 134961.0664 | 130480 | 130480 | 142959.9689 | 130713.4292
NSW1 | Pumped Hydro Pump | 48930 | 48930 | 48930 | 48930 | 48930 | 165430 | 165430 | 165430 | 165430 | 165430 | 165430 | 165430 | 165430 | 165430 | 165430 | 165430 | 165430 | 165430 | 165430 | 165430 | 165430 | 165430 | 165430 | 165430 | 165430
Total |  | 919022.787 | 926218.7712 | 836597.5697 | 822819.9285 | 819818.7736 | 1052818.7714 | 1052818.7709 | 1052818.7709 | 1358452.624 | 1015837.8333 | 982594.7707 | 1660011.1945 | 1065982.6006 | 975582.53 | 829378.7709 | 1392249.1345 | 702458.2354 | 690181.1601 | 689279.6036 | 867047.1232 | 699248.3722 | 688930.7699 | 688930.77 | 666877.0193 | 619852.9232
Region | Technology | 2020-21 | 2021-22 | 2022-23 | 2023-24 | 2024-25 | 2025-26 | 2026-27 | 2027-28 | 2028-29 | 2029-30 | 2030-31 | 2031-32 | 2032-33 | 2033-34 | 2034-35 | 2035-36 | 2036-37 | 2037-38 | 2038-39 | 2039-40 | 2040-41 | 2041-42 | 2042-43 | 2043-44 | 2044-45
QLD1 | Black Coal | 435495.2 | 435495.2 | 435495.2 | 435495.2 | 435495.2 | 435495.2 | 435495.2 | 435495.2 | 435495.2 | 346119.2 | 346119.2 | 346119.2 | 346119.2 | 346119.2 | 346119.2 | 346119.2 | 271639.2 | 271639.2 | 234399.2 | 234399.2 | 234399.2 | 234399.2 | 234399.2 | 234399.2 | 234399.2
QLD1 | Brown Coal | 0 | 0 | 0 | 0 | 0 | 0 | 0 | 0 | 0 | 0 | 0 | 0 | 0 | 0 | 0 | 0 | 0 | 0 | 0 | 0 | 0 | 0 | 0 | 0 | 0
QLD1 | CCGT | 16752.7503 | 16752.75 | 16752.75 | 16752.75 | 16752.75 | 16752.75 | 16752.75 | 16752.75 | 16752.75 | 16752.75 | 16752.75 | 16752.75 | 16752.75 | 16752.75 | 16752.75 | 16752.75 | 16752.75 | 16752.75 | 16752.75 | 16752.7501 | 16752.75 | 16752.75 | 16752.75 | 16752.75 | 16752.75
QLD1 | Gas - Steam | 0 | 0 | 0 | 0 | 0 | 0 | 0 | 0 | 0 | 0 | 0 | 0 | 0 | 0 | 0 | 0 | 0 | 0 | 0 | 0 | 0 | 0 | 0 | 0 | 0
QLD1 | OCGT / Diesel | 7893.9002 | 7751.1 | 7751.1 | 7751.1 | 7751.1 | 7751.1 | 7751.1 | 7751.1 | 7751.1 | 7751.1 | 7751.1 | 7751.1 | 7751.1 | 7751.1 | 7751.1 | 7751.1 | 7751.1 | 7751.1 | 7751.1 | 7751.1004 | 7751.1 | 7751.1 | 7751.1 | 8131.1293 | 7751.1
QLD1 | Hydro | 8877.3001 | 8877.3001 | 8877.3001 | 8877.3001 | 8877.3001 | 8877.3001 | 8877.3001 | 8877.3001 | 8877.3001 | 8877.3001 | 8877.3001 | 8877.3001 | 8877.3001 | 8877.3001 | 8877.3001 | 8877.3001 | 8877.3001 | 8877.3001 | 8877.3001 | 8877.3001 | 8877.3001 | 8877.3001 | 8877.3001 | 8877.3001 | 8877.3001
QLD1 | Wind | 29946.4071 | 29946.4 | 75497.4002 | 75497.4003 | 75497.4006 | 75497.4009 | 75497.4001 | 221654.7538 | 170913.3566 | 299330.4388 | 75497.4 | 75497.4 | 75497.4 | 75497.4 | 75497.4 | 75497.4 | 178280.2234 | 75497.4001 | 96878.5566 | 100605.7108 | 86410.039 | 78081.2645 | 81776.8064 | 85089.088 | 75497.4002
QLD1 | Solar PV | 45347.651 | 80094.05 | 89988.5501 | 89988.5501 | 89988.5502 | 89988.5501 | 89988.55 | 89988.5506 | 89988.5506 | 89988.5511 | 89988.55 | 89988.55 | 89988.55 | 89988.55 | 89988.55 | 89988.55 | 89988.5502 | 89988.55 | 89988.5506 | 89988.55 | 89988.5502 | 89988.55 | 89988.55 | 89988.5501 | 89988.55
QLD1 | LS Batteries | 0.00069736 | 7.7493e-05 | 5.117e-05 | 2.3117e-05 | 2.7089e-05 | 0.00020432 | 0.00029403 | 0 | 0 | 0.0011218 | 0 | 0 | 0 | 0 | 0.00030888 | 5.7378e-05 | 2.3917e-05 | 0 | 3.401e-05 | 0.2047 | 0 | 0 | 0 | 0 | 0
QLD1 | Pumped Hydro | 33202.5021 | 33202.5004 | 33202.5003 | 33202.5002 | 33202.5003 | 33202.5 | 33202.5003 | 33202.5002 | 33202.5012 | 33202.5735 | 33202.5 | 42842.7359 | 36139.7981 | 33202.5 | 47485.5472 | 50092.7233 | 61355.7466 | 35406.5107 | 40707.6171 | 36656.6948 | 33202.5 | 33202.5 | 33202.5 | 33202.5 | 33202.5
QLD1 | Pumped Hydro Pump | 33202.5 | 33202.5 | 33202.5 | 33202.5 | 33202.5 | 33202.5 | 33202.5 | 33202.5 | 33202.5 | 33202.5 | 33202.5 | 33202.5 | 33202.5 | 33202.5 | 33202.5 | 33202.5 | 33202.5 | 33202.5 | 33202.5 | 33202.5 | 33202.5 | 33202.5 | 33202.5 | 33202.5 | 33202.5
Total |  | 610718.2115 | 645321.8005 | 700767.3008 | 700767.3007 | 700767.3013 | 700767.3013 | 700767.3009 | 846924.6547 | 796183.2584 | 835224.4146 | 611391.3001 | 621031.536 | 614328.5982 | 611391.3001 | 625674.3477 | 628281.5235 | 667847.3703 | 539115.311 | 528557.5744 | 528234.0108 | 510583.9393 | 502255.1646 | 505950.7065 | 509643.0176 | 499671.3003
Region | Technology | 2020-21 | 2021-22 | 2022-23 | 2023-24 | 2024-25 | 2025-26 | 2026-27 | 2027-28 | 2028-29 | 2029-30 | 2030-31 | 2031-32 | 2032-33 | 2033-34 | 2034-35 | 2035-36 | 2036-37 | 2037-38 | 2038-39 | 2039-40 | 2040-41 | 2041-42 | 2042-43 | 2043-44 | 2044-45
VIC1 | Black Coal | 0 | 0 | 0 | 0 | 0 | 0 | 0 | 0 | 0 | 0 | 0 | 0 | 0 | 0 | 0 | 0 | 0 | 0 | 0 | 0 | 0 | 0 | 0 | 0 | 0
VIC1 | Brown Coal | 656085.3 | 656085.3 | 656085.3 | 656085.3 | 656085.3 | 656085.3 | 656085.3 | 656085.3 | 656085.3 | 656085.3 | 656085.3 | 656085.3 | 436801.8 | 436801.8 | 436801.8 | 436801.8 | 436801.8 | 436801.8 | 436801.8 | 436801.8 | 436801.8 | 436801.8 | 436801.8 | 436801.8 | 436801.8
VIC1 | CCGT | 0.00014587 | 0 | 6.5844e-05 | 0 | 0 | 0 | 0 | 0 | 1.0853e-05 | 0 | 0 | 3.8283e-05 | 3.701e-05 | 0 | 0 | 0.00010858 | 7.9685e-05 | 0 | 0 | 0 | 1.7632e-05 | 0 | 4.2339e-05 | 0 | 0
VIC1 | Gas - Steam | 24035.1518 | 24035.1518 | 24035.1518 | 24035.1518 | 24035.1518 | 24035.1518 | 24035.1518 | 24035.1518 | 24035.1518 | 24035.1518 | 24035.1518 | 0 | 0 | 0 | 0 | 0 | 0 | 0 | 0 | 0 | 0 | 0 | 0 | 0 | 0
VIC1 | OCGT / Diesel | 7862.4001 | 7862.4 | 7862.4001 | 7862.4 | 7862.4 | 7862.4 | 7862.4 | 7862.4 | 7862.4 | 7862.4 | 7862.4 | 7862.4 | 7862.4 | 7862.4 | 7862.4 | 7862.4 | 7862.4 | 7862.4 | 7862.4 | 7862.4 | 7862.4 | 7862.4 | 7862.4001 | 7862.4 | 7862.4
VIC1 | Hydro | 128790.75 | 128790.75 | 128790.75 | 128790.75 | 128790.75 | 128790.75 | 128790.75 | 128790.75 | 128790.75 | 128790.75 | 128790.75 | 128790.75 | 128790.75 | 128790.75 | 128790.75 | 128790.75 | 128790.75 | 128790.75 | 128790.75 | 128790.75 | 128790.75 | 128790.75 | 128790.75 | 128790.75 | 128790.75
VIC1 | Wind | 168644.688 | 183608.8639 | 183608.8648 | 183608.8648 | 183608.8642 | 183608.8689 | 183608.8662 | 183608.8657 | 183608.8768 | 183608.864 | 183608.8639 | 183608.8642 | 373405.8265 | 183608.8639 | 183608.8639 | 373201.9469 | 235276.1863 | 183608.8639 | 183608.8639 | 183608.8639 | 183608.8639 | 183608.8639 | 183608.8639 | 214238.3288 | 188246.829
VIC1 | Solar PV | 23882.2392 | 23882.239 | 23882.239 | 39235.7557 | 23882.239 | 31684.3349 | 32084.1731 | 174337.6209 | 25714.815 | 73575.1971 | 23882.239 | 23882.239 | 25109.2536 | 23882.239 | 23882.239 | 25593.4582 | 23882.239 | 23882.239 | 23882.239 | 23882.239 | 23882.239 | 23882.239 | 23882.239 | 23882.239 | 23882.239
VIC1 | LS Batteries | 0.00039948 | 0 | 0.00021213 | 0 | 0 | 0 | 0 | 0 | 0.00012581 | 0.00026277 | 0 | 0.00011959 | 0.00024378 | 0 | 0 | 7.5877e-05 | 3.9633e-05 | 3.2242e-05 | 0.00026166 | 0 | 0 | 0 | 96.9409 | 0 | 0
VIC1 | Pumped Hydro | 0.0015391 | 0 | 0.0030908 | 0 | 0 | 0 | 0 | 0 | 0 | 0 | 0 | 0.017028 | 14500.0843 | 0 | 0 | 46609.1335 | 0 | 0 | 0 | 0 | 0 | 0 | 0 | 0 | 0
VIC1 | Pumped Hydro Pump | 0 | 0 | 0 | 0 | 0 | 0 | 0 | 0 | 0 | 0 | 0 | 0 | 0 | 0 | 0 | 0 | 0 | 0 | 0 | 0 | 0 | 0 | 0 | 0 | 0
Total |  | 1009300.5312 | 1024264.7047 | 1024264.7091 | 1039618.2223 | 1024264.705 | 1032066.8057 | 1032466.6412 | 1174720.0884 | 1026097.2938 | 1073957.6632 | 1024264.7047 | 1000229.5704 | 986470.1146 | 780946.0529 | 780946.0529 | 1018859.4888 | 832613.3754 | 780946.0529 | 780946.0532 | 780946.0529 | 780946.0529 | 780946.0529 | 781042.9938 | 811575.5178 | 785584.0181
Region | Technology | 2020-21 | 2021-22 | 2022-23 | 2023-24 | 2024-25 | 2025-26 | 2026-27 | 2027-28 | 2028-29 | 2029-30 | 2030-31 | 2031-32 | 2032-33 | 2033-34 | 2034-35 | 2035-36 | 2036-37 | 2037-38 | 2038-39 | 2039-40 | 2040-41 | 2041-42 | 2042-43 | 2043-44 | 2044-45
SA1 | Black Coal | 0 | 0 | 0 | 0 | 0 | 0 | 0 | 0 | 0 | 0 | 0 | 0 | 0 | 0 | 0 | 0 | 0 | 0 | 0 | 0 | 0 | 0 | 0 | 0 | 0
SA1 | Brown Coal | 0 | 0 | 0 | 0 | 0 | 0 | 0 | 0 | 0 | 0 | 0 | 0 | 0 | 0 | 0 | 0 | 0 | 0 | 0 | 0 | 0 | 0 | 0 | 0 | 0
SA1 | CCGT | 7444.5002 | 7444.5 | 7444.5 | 7444.5 | 7444.5 | 7444.5 | 7444.5 | 7444.5 | 7444.5 | 7444.5 | 7444.5 | 7444.5 | 7444.5 | 7444.5 | 7444.5 | 7444.5 | 7444.5 | 7444.5 | 7444.5 | 7444.5 | 7444.5 | 7444.5 | 7444.5 | 7444.5 | 7444.5
SA1 | Gas - Steam | 60323.5183 | 37702.199 | 37702.199 | 37702.199 | 37702.199 | 37702.199 | 37702.199 | 37702.199 | 37702.199 | 37702.199 | 37702.199 | 37702.199 | 37702.199 | 37702.199 | 37702.199 | 37702.199 | 37702.199 | 37702.199 | 37702.199 | 37702.199 | 37702.199 | 37702.199 | 37702.199 | 37702.199 | 37702.199
SA1 | OCGT / Diesel | 9081.3241 | 9081.324 | 9081.324 | 9081.324 | 9081.324 | 9081.324 | 9081.324 | 9081.324 | 9081.324 | 9081.324 | 9081.324 | 9081.324 | 9081.324 | 9081.324 | 9081.324 | 9081.324 | 9081.324 | 9081.324 | 9081.324 | 9081.324 | 9081.324 | 9081.324 | 9081.324 | 9081.324 | 9081.324
SA1 | Hydro | 0 | 0 | 0 | 0 | 0 | 0 | 0 | 0 | 0 | 0 | 0 | 0 | 0 | 0 | 0 | 0 | 0 | 0 | 0 | 0 | 0 | 0 | 0 | 0 | 0
SA1 | Wind | 93512.6087 | 93512.5968 | 93512.5954 | 93512.5954 | 93512.597 | 93512.5959 | 93512.5981 | 96320.4456 | 93512.6315 | 93512.5954 | 93512.6143 | 208235.4842 | 93512.6089 | 93512.5957 | 93512.5954 | 242746.1539 | 93512.5996 | 93512.5954 | 93512.5954 | 93512.5955 | 93512.5954 | 93512.5954 | 93512.5954 | 105482.0948 | 94331.6009
SA1 | Solar PV | 8095.5014 | 8095.5013 | 8095.5 | 8095.5 | 8095.5008 | 8095.5017 | 8095.5001 | 8095.5023 | 92281.5321 | 8095.5 | 11836.5666 | 18658.3892 | 20160.4987 | 8095.5 | 8095.5 | 8095.5 | 11876.3133 | 8095.5 | 8095.5 | 8095.5 | 11882.5305 | 8095.5 | 8095.5 | 8095.5 | 8095.5
SA1 | LS Batteries | 0.00036108 | 0.00011054 | 0 | 0 | 1.0072e-05 | 5.9534e-05 | 5.1846e-05 | 7.2477e-05 | 0 | 0.00024147 | 5.2742e-05 | 0.00016914 | 0 | 4.9476e-05 | 7.1247e-05 | 0.00016613 | 4.6428e-05 | 0 | 0 | 0.00012696 | 7.7409e-06 | 0 | 3.5594e-05 | 1.232e-05 | 1.388e-05
SA1 | Pumped Hydro | 0.0012394 | 0.00030884 | 0 | 0 | 0 | 0 | 0 | 0 | 0.00043661 | 0.00034965 | 4.3626e-05 | 0.0018099 | 0 | 0 | 0.00085509 | 3993.8668 | 4116.8734 | 0 | 0 | 228.3104 | 0 | 0 | 0 | 1065.3391 | 62.1658
SA1 | Pumped Hydro Pump | 0 | 0 | 0 | 0 | 0 | 0 | 0 | 0 | 0 | 0 | 0 | 0 | 0 | 0 | 0 | 0 | 0 | 0 | 0 | 0 | 0 | 0 | 0 | 0 | 0
Total |  | 178457.4543 | 155836.1215 | 155836.1184 | 155836.1183 | 155836.1207 | 155836.1206 | 155836.1213 | 158643.9709 | 240022.187 | 155836.1189 | 159577.2039 | 281121.8983 | 167901.1305 | 155836.1187 | 155836.1192 | 309063.5439 | 163733.8094 | 155836.1183 | 155836.1183 | 156064.4289 | 159623.1489 | 155836.1183 | 155836.1184 | 168870.9569 | 156717.2896
Region | Technology | 2020-21 | 2021-22 | 2022-23 | 2023-24 | 2024-25 | 2025-26 | 2026-27 | 2027-28 | 2028-29 | 2029-30 | 2030-31 | 2031-32 | 2032-33 | 2033-34 | 2034-35 | 2035-36 | 2036-37 | 2037-38 | 2038-39 | 2039-40 | 2040-41 | 2041-42 | 2042-43 | 2043-44 | 2044-45
TAS1 | Black Coal | 0 | 0 | 0 | 0 | 0 | 0 | 0 | 0 | 0 | 0 | 0 | 0 | 0 | 0 | 0 | 0 | 0 | 0 | 0 | 0 | 0 | 0 | 0 | 0 | 0
TAS1 | Brown Coal | 0 | 0 | 0 | 0 | 0 | 0 | 0 | 0 | 0 | 0 | 0 | 0 | 0 | 0 | 0 | 0 | 0 | 0 | 0 | 0 | 0 | 0 | 0 | 0 | 0
TAS1 | CCGT | 2184.0001 | 2184 | 2184 | 2184 | 2184 | 2184 | 2184 | 2184 | 2184 | 2184 | 2184 | 2184 | 2184 | 2184 | 2184 | 2184 | 2184 | 2184 | 2184 | 2184 | 2184 | 2184 | 2184 | 2184 | 2184
TAS1 | Gas - Steam | 0 | 0 | 0 | 0 | 0 | 0 | 0 | 0 | 0 | 0 | 0 | 0 | 0 | 0 | 0 | 0 | 0 | 0 | 0 | 0 | 0 | 0 | 0 | 0 | 0
TAS1 | OCGT / Diesel | 747.6001 | 747.6 | 747.6 | 747.6 | 747.6 | 747.6 | 747.6 | 747.6 | 747.6 | 747.6 | 747.6 | 747.6 | 747.6 | 747.6 | 747.6 | 747.6 | 747.6 | 747.6 | 747.6 | 747.6 | 747.6 | 747.6 | 747.6 | 747.6 | 747.6
TAS1 | Hydro | 135961.3251 | 135961.3251 | 135961.3251 | 135961.3251 | 135961.3251 | 135961.3251 | 135961.3251 | 135961.3251 | 135961.3251 | 135961.3251 | 135961.3251 | 135961.3251 | 135961.3251 | 135961.3251 | 135961.3251 | 135961.3251 | 135961.3251 | 135961.3251 | 135961.3251 | 135961.3251 | 135961.3251 | 135961.3251 | 135961.3251 | 135961.3251 | 135961.3251
TAS1 | Wind | 25436.4068 | 25436.4001 | 25436.4002 | 25436.4005 | 25436.4023 | 25436.402 | 25436.4006 | 25436.4032 | 44842.7938 | 25436.4 | 25436.4 | 67339.1473 | 31441.737 | 25436.4 | 25436.4 | 29016.5618 | 26641.2265 | 25436.4 | 25436.4 | 25436.4001 | 25436.4 | 25436.4 | 25436.4 | 26621.3431 | 25436.4
TAS1 | Solar PV | 0 | 0 | 0 | 0 | 0 | 0 | 0 | 0 | 0 | 0 | 0 | 0 | 0 | 0 | 0 | 0 | 0 | 0 | 0 | 0 | 0 | 0 | 0 | 0 | 0
TAS1 | LS Batteries | 0.00033052 | 2.7804e-05 | 1.8597e-05 | 9.0214e-06 | 4.5075e-05 | 5.2341e-05 | 5.7131e-05 | 3.2149e-05 | 0 | 0.00011218 | 3.7669e-05 | 3.5258e-05 | 2.1601e-05 | 2.5117e-05 | 2.3229e-05 | 0.00011051 | 3.0684e-05 | 1.8919e-06 | 1.8438e-05 | 3.8754e-05 | 1.4774e-05 | 1.7084e-05 | 1.4335e-05 | 4.5341e-06 | 6.5043e-06
TAS1 | Pumped Hydro | 0.0012282 | 8.5694e-05 | 7.169e-05 | 6.5176e-05 | 4.5187e-05 | 6.5625e-05 | 6.8916e-05 | 5.5636e-05 | 5.9724e-05 | 7.7271e-05 | 6.0165e-05 | 0.00020428 | 2.2733e-05 | 5.7033e-05 | 5.222e-05 | 0.00012668 | 0.00013622 | 0 | 0 | 7.2077e-05 | 1.767e-05 | 0 | 1.8625e-06 | 3.9574e-05 | 1.7854e-06
TAS1 | Pumped Hydro Pump | 0 | 0 | 0 | 0 | 0 | 0 | 0 | 0 | 0 | 0 | 0 | 0 | 0 | 0 | 0 | 0 | 0 | 0 | 0 | 0 | 0 | 0 | 0 | 0 | 0
Total |  | 164329.3337 | 164329.3253 | 164329.3254 | 164329.3258 | 164329.3275 | 164329.3273 | 164329.3259 | 164329.3284 | 183735.719 | 164329.3253 | 164329.3252 | 206232.0727 | 170334.6622 | 164329.3252 | 164329.3252 | 167909.4872 | 165534.1518 | 164329.3251 | 164329.3252 | 164329.3254 | 164329.3252 | 164329.3252 | 164329.3252 | 165514.2683 | 164329.3251

## Neutral_Option5B_Fuel Cost
Fuel cost by technology ($000s) - QNI Option5B, Neutral Scenario
Real June 2019 dollars discounted to 2019-20
Region | Technology | 2020-21 | 2021-22 | 2022-23 | 2023-24 | 2024-25 | 2025-26 | 2026-27 | 2027-28 | 2028-29 | 2029-30 | 2030-31 | 2031-32 | 2032-33 | 2033-34 | 2034-35 | 2035-36 | 2036-37 | 2037-38 | 2038-39 | 2039-40 | 2040-41 | 2041-42 | 2042-43 | 2043-44 | 2044-45
NEM | Black Coal | 1896701.4391 | 1670212.6837 | 1533167.7507 | 1537783.9169 | 1552955.2483 | 1477420.559 | 1350091.5014 | 1412433.594 | 1193443.6223 | 1060394.7611 | 995453.7979 | 695601.7394 | 680606.661 | 635550.2191 | 599215.5467 | 389729.6808 | 315907.5845 | 290887.1766 | 240203.6733 | 206146.695 | 226163.7299 | 204602.017 | 181415.6563 | 120473.373 | 115119.2134
NEM | Brown Coal | 257559.7507 | 239870.4476 | 225200.6119 | 219003.6072 | 204140.3399 | 195373.6053 | 185292.136 | 174972.272 | 164488.6308 | 150372.5137 | 145694.7309 | 135672.9745 | 88596.0585 | 84706.8971 | 78672.3815 | 73640.474 | 68346.6195 | 63634.136 | 60061.2144 | 57406.797 | 54021.9471 | 51192.0151 | 46911.7224 | 44751.4136 | 42926.6412
NEM | CCGT | 324640.4064 | 299626.2459 | 294137.6597 | 248422.3782 | 247808.064 | 225124.3378 | 212032.2554 | 205492.9967 | 238245.7098 | 210891.5114 | 191433.6424 | 306519.676 | 351416.6295 | 302231.9687 | 204759.043 | 332321.1399 | 363836.9368 | 328501.741 | 302325.3575 | 289497.4358 | 277092.9151 | 254915.8875 | 218296.1548 | 457110.3819 | 434641.2532
NEM | Gas - Steam | 6746.6738 | 11282.1802 | 11957.5507 | 4590.2285 | 4684.6725 | 3104.1578 | 1267.5351 | 1770.2661 | 1509.7374 | 3335.2858 | 3186.902 | 7137.9471 | 7785.5576 | 17030.0925 | 8994.17 | 19216.3248 | 21148.1322 | 26012.3532 | 24266.1662 | 26261.8659 | 22078.1303 | 29069.1086 | 15547.0595 | 20330.3003 | 16879.5581
NEM | OCGT / Diesel | 6464.2969 | 8956.2576 | 14015.0615 | 5582.055 | 5286.4652 | 2742.0402 | 948.9923 | 1821.9652 | 1513.8589 | 2751.6554 | 2533.54 | 15772.1993 | 31138.5799 | 41883.7199 | 28217.1327 | 109332.8491 | 164982.7498 | 190067.8419 | 207923.8881 | 176282.9071 | 150838.85 | 181303.5319 | 110311.5827 | 168372.6631 | 133439.5679
NEM | Hydro | 0 | 0 | 0 | 0 | 0 | 0 | 0 | 0 | 0 | 0 | 0 | 0 | 0 | 0 | 0 | 0 | 0 | 0 | 0 | 0 | 0 | 0 | 0 | 0 | 0
NEM | Wind | 0 | 0 | 0 | 0 | 0 | 0 | 0 | 0 | 0 | 0 | 0 | 0 | 0 | 0 | 0 | 0 | 0 | 0 | 0 | 0 | 0 | 0 | 0 | 0 | 0
NEM | Solar PV | 0 | 0 | 0 | 0 | 0 | 0 | 0 | 0 | 0 | 0 | 0 | 0 | 0 | 0 | 0 | 0 | 0 | 0 | 0 | 0 | 0 | 0 | 0 | 0 | 0
NEM | LS Batteries | 0 | 0 | 0 | 0 | 0 | 0 | 0 | 0 | 0 | 0 | 0 | 0 | 0 | 0 | 0 | 0 | 0 | 0 | 0 | 0 | 0 | 0 | 0 | 0 | 0
NEM | Pumped Hydro | 0 | 0 | 0 | 0 | 0 | 0 | 0 | 0 | 0 | 0 | 0 | 0 | 0 | 0 | 0 | 0 | 0 | 0 | 0 | 0 | 0 | 0 | 0 | 0 | 0
NEM | Pumped Hydro Pump | 0 | 0 | 0 | 0 | 0 | 0 | 0 | 0 | 0 | 0 | 0 | 0 | 0 | 0 | 0 | 0 | 0 | 0 | 0 | 0 | 0 | 0 | 0 | 0 | 0
Total |  | 2492112.5669 | 2229947.8149 | 2078478.6346 | 2015382.1859 | 2014874.79 | 1903764.7001 | 1749632.4202 | 1796491.0939 | 1599201.5591 | 1427745.7274 | 1338302.6131 | 1160704.5362 | 1159543.4865 | 1081402.8973 | 919858.2739 | 924240.4687 | 934222.0228 | 899103.2486 | 834780.2994 | 755595.7008 | 730195.5725 | 721082.5601 | 572482.1756 | 811038.1319 | 743006.2337
Region | Technology | 2020-21 | 2021-22 | 2022-23 | 2023-24 | 2024-25 | 2025-26 | 2026-27 | 2027-28 | 2028-29 | 2029-30 | 2030-31 | 2031-32 | 2032-33 | 2033-34 | 2034-35 | 2035-36 | 2036-37 | 2037-38 | 2038-39 | 2039-40 | 2040-41 | 2041-42 | 2042-43 | 2043-44 | 2044-45
NSW1 | Black Coal | 1041196.2531 | 945766.8669 | 873336.3248 | 890290.6893 | 910765.7488 | 861357.2351 | 782638.8517 | 863509.0916 | 685188.0642 | 668203.6185 | 630986.712 | 348047.169 | 337772.8725 | 320831.2672 | 302935.5392 | 101753.186 | 97090.848 | 91994.2587 | 79343.6525 | 52646.0019 | 76004.7063 | 71667.1426 | 61287.7583 | 0 | 0
NSW1 | Brown Coal | 0 | 0 | 0 | 0 | 0 | 0 | 0 | 0 | 0 | 0 | 0 | 0 | 0 | 0 | 0 | 0 | 0 | 0 | 0 | 0 | 0 | 0 | 0 | 0 | 0
NSW1 | CCGT | 287.0673 | 129.2642 | 1691.8555 | 4236.9866 | 7763.1358 | 322.2989 | 470.7113 | 1329.2813 | 3135.0419 | 2970.113 | 2367.8926 | 46921.1729 | 66043.4991 | 50140.7422 | 19352.4012 | 78266.0183 | 85845.2666 | 75134.3883 | 63307.0966 | 62932.6248 | 55757.0672 | 52095.8482 | 43203.1604 | 279909.7214 | 265530.5458
NSW1 | Gas - Steam | 0 | 0 | 0 | 0 | 0 | 0 | 0 | 0 | 0 | 0 | 0 | 0 | 0 | 0 | 0 | 0 | 0 | 0 | 0 | 0 | 0 | 0 | 0 | 0 | 0
NSW1 | OCGT / Diesel | 0.00053915 | 15.9724 | 1244.7878 | 1600.819 | 1524.1848 | 50.535 | 0.00056618 | 221.8909 | 375.9986 | 315.4223 | 309.276 | 1804.2294 | 3725.0049 | 7437.0483 | 8149.1796 | 44867.3835 | 71922.9831 | 86005.9898 | 99062.8179 | 74869.5526 | 59471.5049 | 76976.8945 | 47190.0439 | 75772.587 | 64169.1295
NSW1 | Hydro | 0 | 0 | 0 | 0 | 0 | 0 | 0 | 0 | 0 | 0 | 0 | 0 | 0 | 0 | 0 | 0 | 0 | 0 | 0 | 0 | 0 | 0 | 0 | 0 | 0
NSW1 | Wind | 0 | 0 | 0 | 0 | 0 | 0 | 0 | 0 | 0 | 0 | 0 | 0 | 0 | 0 | 0 | 0 | 0 | 0 | 0 | 0 | 0 | 0 | 0 | 0 | 0
NSW1 | Solar PV | 0 | 0 | 0 | 0 | 0 | 0 | 0 | 0 | 0 | 0 | 0 | 0 | 0 | 0 | 0 | 0 | 0 | 0 | 0 | 0 | 0 | 0 | 0 | 0 | 0
NSW1 | LS Batteries | 0 | 0 | 0 | 0 | 0 | 0 | 0 | 0 | 0 | 0 | 0 | 0 | 0 | 0 | 0 | 0 | 0 | 0 | 0 | 0 | 0 | 0 | 0 | 0 | 0
NSW1 | Pumped Hydro | 0 | 0 | 0 | 0 | 0 | 0 | 0 | 0 | 0 | 0 | 0 | 0 | 0 | 0 | 0 | 0 | 0 | 0 | 0 | 0 | 0 | 0 | 0 | 0 | 0
NSW1 | Pumped Hydro Pump | 0 | 0 | 0 | 0 | 0 | 0 | 0 | 0 | 0 | 0 | 0 | 0 | 0 | 0 | 0 | 0 | 0 | 0 | 0 | 0 | 0 | 0 | 0 | 0 | 0
Total |  | 1041483.3209 | 945912.1035 | 876272.9681 | 896128.495 | 920053.0694 | 861730.069 | 783109.5636 | 865060.2638 | 688699.1047 | 671489.1538 | 633663.8805 | 396772.5713 | 407541.3765 | 378409.0577 | 330437.12 | 224886.5878 | 254859.0977 | 253134.6368 | 241713.567 | 190448.1792 | 191233.2784 | 200739.8853 | 151680.9625 | 355682.3084 | 329699.6753
Region | Technology | 2020-21 | 2021-22 | 2022-23 | 2023-24 | 2024-25 | 2025-26 | 2026-27 | 2027-28 | 2028-29 | 2029-30 | 2030-31 | 2031-32 | 2032-33 | 2033-34 | 2034-35 | 2035-36 | 2036-37 | 2037-38 | 2038-39 | 2039-40 | 2040-41 | 2041-42 | 2042-43 | 2043-44 | 2044-45
QLD1 | Black Coal | 855505.186 | 724445.8168 | 659831.4259 | 647493.2276 | 642189.4995 | 616063.3239 | 567452.6497 | 548924.5024 | 508255.5581 | 392191.1426 | 364467.0859 | 347554.5703 | 342833.7885 | 314718.9518 | 296280.0076 | 287976.4948 | 218816.7365 | 198892.9178 | 160860.0208 | 153500.6931 | 150159.0236 | 132934.8744 | 120127.898 | 120473.373 | 115119.2134
QLD1 | Brown Coal | 0 | 0 | 0 | 0 | 0 | 0 | 0 | 0 | 0 | 0 | 0 | 0 | 0 | 0 | 0 | 0 | 0 | 0 | 0 | 0 | 0 | 0 | 0 | 0 | 0
QLD1 | CCGT | 265503.4738 | 240215.7136 | 235719.4416 | 228840.7372 | 214308.2538 | 204794.9676 | 202249.7419 | 192456.1442 | 186298.097 | 182205.6286 | 176880.7561 | 184059.3927 | 187610.4598 | 174140.9054 | 149521.6608 | 170269.4721 | 189970.7263 | 176611.6253 | 175988.7661 | 159617.2066 | 155214.351 | 144168.671 | 129226.8616 | 125167.8449 | 122987.0535
QLD1 | Gas - Steam | 0 | 0 | 0 | 0 | 0 | 0 | 0 | 0 | 0 | 0 | 0 | 0 | 0 | 0 | 0 | 0 | 0 | 0 | 0 | 0 | 0 | 0 | 0 | 0 | 0
QLD1 | OCGT / Diesel | 0.0010215 | 0.00088991 | 227.3706 | 92.6156 | 156.873 | 27.2677 | 144.6114 | 81.2435 | 0.00090691 | 304.5399 | 129.4315 | 932.58 | 893.5883 | 969.1844 | 788.1893 | 924.6957 | 6108.073 | 13202.7484 | 26338.4087 | 20056.8479 | 17562.6665 | 21204.6042 | 20977.0511 | 20000.6876 | 11165.7503
QLD1 | Hydro | 0 | 0 | 0 | 0 | 0 | 0 | 0 | 0 | 0 | 0 | 0 | 0 | 0 | 0 | 0 | 0 | 0 | 0 | 0 | 0 | 0 | 0 | 0 | 0 | 0
QLD1 | Wind | 0 | 0 | 0 | 0 | 0 | 0 | 0 | 0 | 0 | 0 | 0 | 0 | 0 | 0 | 0 | 0 | 0 | 0 | 0 | 0 | 0 | 0 | 0 | 0 | 0
QLD1 | Solar PV | 0 | 0 | 0 | 0 | 0 | 0 | 0 | 0 | 0 | 0 | 0 | 0 | 0 | 0 | 0 | 0 | 0 | 0 | 0 | 0 | 0 | 0 | 0 | 0 | 0
QLD1 | LS Batteries | 0 | 0 | 0 | 0 | 0 | 0 | 0 | 0 | 0 | 0 | 0 | 0 | 0 | 0 | 0 | 0 | 0 | 0 | 0 | 0 | 0 | 0 | 0 | 0 | 0
QLD1 | Pumped Hydro | 0 | 0 | 0 | 0 | 0 | 0 | 0 | 0 | 0 | 0 | 0 | 0 | 0 | 0 | 0 | 0 | 0 | 0 | 0 | 0 | 0 | 0 | 0 | 0 | 0
QLD1 | Pumped Hydro Pump | 0 | 0 | 0 | 0 | 0 | 0 | 0 | 0 | 0 | 0 | 0 | 0 | 0 | 0 | 0 | 0 | 0 | 0 | 0 | 0 | 0 | 0 | 0 | 0 | 0
Total |  | 1121008.6608 | 964661.5313 | 895778.2381 | 876426.5804 | 856654.6263 | 820885.5592 | 769847.003 | 741461.8901 | 694553.656 | 574701.3111 | 541477.2736 | 532546.543 | 531337.8365 | 489829.0417 | 446589.8577 | 459170.6626 | 414895.5359 | 388707.2915 | 363187.1956 | 333174.7475 | 322936.0411 | 298308.1496 | 270331.8108 | 265641.9056 | 249272.0172
Region | Technology | 2020-21 | 2021-22 | 2022-23 | 2023-24 | 2024-25 | 2025-26 | 2026-27 | 2027-28 | 2028-29 | 2029-30 | 2030-31 | 2031-32 | 2032-33 | 2033-34 | 2034-35 | 2035-36 | 2036-37 | 2037-38 | 2038-39 | 2039-40 | 2040-41 | 2041-42 | 2042-43 | 2043-44 | 2044-45
VIC1 | Black Coal | 0 | 0 | 0 | 0 | 0 | 0 | 0 | 0 | 0 | 0 | 0 | 0 | 0 | 0 | 0 | 0 | 0 | 0 | 0 | 0 | 0 | 0 | 0 | 0 | 0
VIC1 | Brown Coal | 257559.7507 | 239870.4476 | 225200.6119 | 219003.6072 | 204140.3399 | 195373.6053 | 185292.136 | 174972.272 | 164488.6308 | 150372.5137 | 145694.7309 | 135672.9745 | 88596.0585 | 84706.8971 | 78672.3815 | 73640.474 | 68346.6195 | 63634.136 | 60061.2144 | 57406.797 | 54021.9471 | 51192.0151 | 46911.7224 | 44751.4136 | 42926.6412
VIC1 | CCGT | 0.00042221 | 0.00039268 | 0.00056222 | 0.00054918 | 0.00052925 | 0.00052476 | 0.00051373 | 0.00050477 | 0.00055628 | 0.00053514 | 0.00051541 | 0.00072851 | 0.00091145 | 0.00083934 | 0.00075172 | 0.0015188 | 0.0020946 | 0.0019449 | 0.0017574 | 0.0017145 | 0.0018615 | 0.0017103 | 0.002316 | 0.0023324 | 0.0021702
VIC1 | Gas - Steam | 837.3572 | 3313.5787 | 3109.2599 | 2115.9438 | 2507.983 | 1742.1365 | 403.336 | 648.5196 | 743.2914 | 1526.9822 | 1321.7505 | 0 | 0 | 0 | 0 | 0 | 0 | 0 | 0 | 0 | 0 | 0 | 0 | 0 | 0
VIC1 | OCGT / Diesel | 1588.6486 | 2184.9807 | 5047.5645 | 1861.3401 | 1125.2668 | 1177.5232 | 126.7941 | 560.9646 | 322.3401 | 882.5227 | 829.6203 | 5406.7476 | 8200.5602 | 16717.6495 | 12306.9381 | 38963.1119 | 62030.5764 | 68729.7982 | 62140.278 | 59411.6182 | 53449.9641 | 60295.7603 | 27044.6906 | 57558.8676 | 45194.3843
VIC1 | Hydro | 0 | 0 | 0 | 0 | 0 | 0 | 0 | 0 | 0 | 0 | 0 | 0 | 0 | 0 | 0 | 0 | 0 | 0 | 0 | 0 | 0 | 0 | 0 | 0 | 0
VIC1 | Wind | 0 | 0 | 0 | 0 | 0 | 0 | 0 | 0 | 0 | 0 | 0 | 0 | 0 | 0 | 0 | 0 | 0 | 0 | 0 | 0 | 0 | 0 | 0 | 0 | 0
VIC1 | Solar PV | 0 | 0 | 0 | 0 | 0 | 0 | 0 | 0 | 0 | 0 | 0 | 0 | 0 | 0 | 0 | 0 | 0 | 0 | 0 | 0 | 0 | 0 | 0 | 0 | 0
VIC1 | LS Batteries | 0 | 0 | 0 | 0 | 0 | 0 | 0 | 0 | 0 | 0 | 0 | 0 | 0 | 0 | 0 | 0 | 0 | 0 | 0 | 0 | 0 | 0 | 0 | 0 | 0
VIC1 | Pumped Hydro | 0 | 0 | 0 | 0 | 0 | 0 | 0 | 0 | 0 | 0 | 0 | 0 | 0 | 0 | 0 | 0 | 0 | 0 | 0 | 0 | 0 | 0 | 0 | 0 | 0
VIC1 | Pumped Hydro Pump | 0 | 0 | 0 | 0 | 0 | 0 | 0 | 0 | 0 | 0 | 0 | 0 | 0 | 0 | 0 | 0 | 0 | 0 | 0 | 0 | 0 | 0 | 0 | 0 | 0
Total |  | 259985.7569 | 245369.0074 | 233357.4369 | 222980.8916 | 207773.5903 | 198293.2655 | 185822.2666 | 176181.7567 | 165554.2629 | 152782.0191 | 147846.1022 | 141079.7228 | 96796.6197 | 101424.5475 | 90979.3203 | 112603.5875 | 130377.198 | 132363.9361 | 122201.4941 | 116818.4169 | 107471.9131 | 111487.7771 | 73956.4153 | 102310.2836 | 88121.0277
Region | Technology | 2020-21 | 2021-22 | 2022-23 | 2023-24 | 2024-25 | 2025-26 | 2026-27 | 2027-28 | 2028-29 | 2029-30 | 2030-31 | 2031-32 | 2032-33 | 2033-34 | 2034-35 | 2035-36 | 2036-37 | 2037-38 | 2038-39 | 2039-40 | 2040-41 | 2041-42 | 2042-43 | 2043-44 | 2044-45
SA1 | Black Coal | 0 | 0 | 0 | 0 | 0 | 0 | 0 | 0 | 0 | 0 | 0 | 0 | 0 | 0 | 0 | 0 | 0 | 0 | 0 | 0 | 0 | 0 | 0 | 0 | 0
SA1 | Brown Coal | 0 | 0 | 0 | 0 | 0 | 0 | 0 | 0 | 0 | 0 | 0 | 0 | 0 | 0 | 0 | 0 | 0 | 0 | 0 | 0 | 0 | 0 | 0 | 0 | 0
SA1 | CCGT | 58849.8645 | 59281.2673 | 56726.3617 | 15344.6535 | 25736.6736 | 20007.0704 | 9311.8012 | 11707.5703 | 48812.57 | 25715.7688 | 12184.9928 | 75539.1093 | 97762.6693 | 77950.3198 | 35884.9798 | 83785.6476 | 88020.9414 | 76755.7251 | 63029.4927 | 66947.6023 | 66121.4947 | 58651.3662 | 45866.1301 | 52032.8128 | 46123.6513
SA1 | Gas - Steam | 5909.3166 | 7968.6015 | 8848.2908 | 2474.2847 | 2176.6895 | 1362.0212 | 864.1992 | 1121.7465 | 766.446 | 1808.3037 | 1865.1515 | 7137.9471 | 7785.5576 | 17030.0925 | 8994.17 | 19216.3248 | 21148.1322 | 26012.3532 | 24266.1662 | 26261.8659 | 22078.1303 | 29069.1086 | 15547.0595 | 20330.3003 | 16879.5581
SA1 | OCGT / Diesel | 4875.6464 | 6755.3032 | 7495.3381 | 2027.2799 | 2480.1402 | 1486.714 | 677.5858 | 957.8657 | 815.5188 | 1249.17 | 1265.2117 | 7628.6419 | 18319.426 | 16759.8373 | 6972.8254 | 24577.6576 | 24921.1167 | 22129.3051 | 20382.3831 | 21944.8881 | 20354.714 | 22826.2725 | 15099.7063 | 15040.3919 | 12910.3034
SA1 | Hydro | 0 | 0 | 0 | 0 | 0 | 0 | 0 | 0 | 0 | 0 | 0 | 0 | 0 | 0 | 0 | 0 | 0 | 0 | 0 | 0 | 0 | 0 | 0 | 0 | 0
SA1 | Wind | 0 | 0 | 0 | 0 | 0 | 0 | 0 | 0 | 0 | 0 | 0 | 0 | 0 | 0 | 0 | 0 | 0 | 0 | 0 | 0 | 0 | 0 | 0 | 0 | 0
SA1 | Solar PV | 0 | 0 | 0 | 0 | 0 | 0 | 0 | 0 | 0 | 0 | 0 | 0 | 0 | 0 | 0 | 0 | 0 | 0 | 0 | 0 | 0 | 0 | 0 | 0 | 0
SA1 | LS Batteries | 0 | 0 | 0 | 0 | 0 | 0 | 0 | 0 | 0 | 0 | 0 | 0 | 0 | 0 | 0 | 0 | 0 | 0 | 0 | 0 | 0 | 0 | 0 | 0 | 0
SA1 | Pumped Hydro | 0 | 0 | 0 | 0 | 0 | 0 | 0 | 0 | 0 | 0 | 0 | 0 | 0 | 0 | 0 | 0 | 0 | 0 | 0 | 0 | 0 | 0 | 0 | 0 | 0
SA1 | Pumped Hydro Pump | 0 | 0 | 0 | 0 | 0 | 0 | 0 | 0 | 0 | 0 | 0 | 0 | 0 | 0 | 0 | 0 | 0 | 0 | 0 | 0 | 0 | 0 | 0 | 0 | 0
Total |  | 69634.8275 | 74005.172 | 73069.9907 | 19846.2181 | 30393.5033 | 22855.8056 | 10853.5861 | 13787.1824 | 50394.5348 | 28773.2425 | 15315.356 | 90305.6982 | 123867.6529 | 111740.2497 | 51851.9752 | 127579.6301 | 134090.1902 | 124897.3833 | 107678.042 | 115154.3563 | 108554.339 | 110546.7473 | 76512.8959 | 87403.505 | 75913.5128
Region | Technology | 2020-21 | 2021-22 | 2022-23 | 2023-24 | 2024-25 | 2025-26 | 2026-27 | 2027-28 | 2028-29 | 2029-30 | 2030-31 | 2031-32 | 2032-33 | 2033-34 | 2034-35 | 2035-36 | 2036-37 | 2037-38 | 2038-39 | 2039-40 | 2040-41 | 2041-42 | 2042-43 | 2043-44 | 2044-45
TAS1 | Black Coal | 0 | 0 | 0 | 0 | 0 | 0 | 0 | 0 | 0 | 0 | 0 | 0 | 0 | 0 | 0 | 0 | 0 | 0 | 0 | 0 | 0 | 0 | 0 | 0 | 0
TAS1 | Brown Coal | 0 | 0 | 0 | 0 | 0 | 0 | 0 | 0 | 0 | 0 | 0 | 0 | 0 | 0 | 0 | 0 | 0 | 0 | 0 | 0 | 0 | 0 | 0 | 0 | 0
TAS1 | CCGT | 0.00038978 | 0.0003808 | 0.00037514 | 0.00038158 | 0.00040092 | 0.00039591 | 0.00039159 | 0.00039592 | 0.0004273 | 0.00041176 | 0.00039813 | 0.00042843 | 0.00044145 | 0.00040865 | 0.00037822 | 0.00041325 | 0.00046627 | 0.00043509 | 0.00038117 | 0.00043316 | 0.00043355 | 0.00038736 | 0.00035605 | 0.00040543 | 0.00038819
TAS1 | Gas - Steam | 0 | 0 | 0 | 0 | 0 | 0 | 0 | 0 | 0 | 0 | 0 | 0 | 0 | 0 | 0 | 0 | 0 | 0 | 0 | 0 | 0 | 0 | 0 | 0 | 0
TAS1 | OCGT / Diesel | 0.0004088 | 0.00041237 | 0.00039089 | 0.00040296 | 0.0004207 | 0.00040843 | 0.00039937 | 0.00040494 | 0.00043609 | 0.00041694 | 0.00039529 | 0.0004246 | 0.00045151 | 0.00040989 | 0.00037329 | 0.00041677 | 0.00051497 | 0.00046022 | 0.00032724 | 0.00042361 | 0.00050811 | 0.00038389 | 0.090667 | 0.12897 | 0.00039852
TAS1 | Hydro | 0 | 0 | 0 | 0 | 0 | 0 | 0 | 0 | 0 | 0 | 0 | 0 | 0 | 0 | 0 | 0 | 0 | 0 | 0 | 0 | 0 | 0 | 0 | 0 | 0
TAS1 | Wind | 0 | 0 | 0 | 0 | 0 | 0 | 0 | 0 | 0 | 0 | 0 | 0 | 0 | 0 | 0 | 0 | 0 | 0 | 0 | 0 | 0 | 0 | 0 | 0 | 0
TAS1 | Solar PV | 0 | 0 | 0 | 0 | 0 | 0 | 0 | 0 | 0 | 0 | 0 | 0 | 0 | 0 | 0 | 0 | 0 | 0 | 0 | 0 | 0 | 0 | 0 | 0 | 0
TAS1 | LS Batteries | 0 | 0 | 0 | 0 | 0 | 0 | 0 | 0 | 0 | 0 | 0 | 0 | 0 | 0 | 0 | 0 | 0 | 0 | 0 | 0 | 0 | 0 | 0 | 0 | 0
TAS1 | Pumped Hydro | 0 | 0 | 0 | 0 | 0 | 0 | 0 | 0 | 0 | 0 | 0 | 0 | 0 | 0 | 0 | 0 | 0 | 0 | 0 | 0 | 0 | 0 | 0 | 0 | 0
TAS1 | Pumped Hydro Pump | 0 | 0 | 0 | 0 | 0 | 0 | 0 | 0 | 0 | 0 | 0 | 0 | 0 | 0 | 0 | 0 | 0 | 0 | 0 | 0 | 0 | 0 | 0 | 0 | 0
Total |  | 0.00079857 | 0.00079317 | 0.00076603 | 0.00078454 | 0.00082162 | 0.00080434 | 0.00079096 | 0.00080086 | 0.00086339 | 0.0008287 | 0.00079342 | 0.00085303 | 0.00089297 | 0.00081854 | 0.0007515 | 0.00083002 | 0.00098124 | 0.00089531 | 0.00070842 | 0.00085677 | 0.00094166 | 0.00077125 | 0.091023 | 0.12938 | 0.00078671

## Neutral_Option5B_Build Cost
New generation build cost (CAPEX) by technology ($000s) - QNI Option5B, Neutral Scenario
Real June 2019 dollars discounted to 2019-20. The total capital costs are annualised for modelling purposes, but presented here in the installation year.
Region | Technology | 2020-21 | 2021-22 | 2022-23 | 2023-24 | 2024-25 | 2025-26 | 2026-27 | 2027-28 | 2028-29 | 2029-30 | 2030-31 | 2031-32 | 2032-33 | 2033-34 | 2034-35 | 2035-36 | 2036-37 | 2037-38 | 2038-39 | 2039-40 | 2040-41 | 2041-42 | 2042-43 | 2043-44 | 2044-45
NEM | Black Coal | 0 | 0 | 0 | 0 | 0 | 0 | 0 | 0 | 0 | 0 | 0 | 0 | 0 | 0 | 0 | 0 | 0 | 0 | 0 | 0 | 0 | 0 | 0 | 0 | 0
NEM | Brown Coal | 0 | 0 | 0 | 0 | 0 | 0 | 0 | 0 | 0 | 0 | 0 | 0 | 0 | 0 | 0 | 0 | 0 | 0 | 0 | 0 | 0 | 0 | 0 | 0 | 0
NEM | CCGT | 0.0079966 | 0.00025978 | 0.0010474 | 0.00042522 | 0.00033688 | 0 | 0 | 0 | 0.00071179 | 0 | 0.00011519 | 0.0012078 | 0.0011878 | 0 | 0 | 0.018022 | 0.0013782 | 0 | 0.00026004 | 0.00068623 | 0.00020241 | 0 | 0.00041124 | 76901.4621 | 0
NEM | Gas - Steam | 0 | 0 | 0 | 0 | 0 | 0 | 0 | 0 | 0 | 0 | 0 | 0 | 0 | 0 | 0 | 0 | 0 | 0 | 0 | 0 | 0 | 0 | 0 | 0 | 0
NEM | OCGT / Diesel | 0.0096017 | 0.00076078 | 264644.595 | 47286.7597 | 0.0002941 | 0 | 0.00024562 | 0.00021783 | 0.00024203 | 0.00030167 | 0.00021096 | 0.00038213 | 0.00020799 | 0.0002641 | 0.00058934 | 363783.2005 | 0.00010838 | 0.00012396 | 0.0003998 | 0.0069716 | 27041.9841 | 5.0148e-05 | 0.00094495 | 27078.6517 | 1.2068e-05
NEM | Hydro | 0 | 0 | 0 | 0 | 0 | 0 | 0 | 0 | 0 | 0 | 0 | 0 | 0 | 0 | 0 | 0 | 0 | 0 | 0 | 0 | 0 | 0 | 0 | 0 | 0
NEM | Wind | 0.15734 | 0.0071438 | 0.0094559 | 0.019001 | 0.029245 | 0.037334 | 0.024991 | 559797.0581 | 1384151.3931 | 831770.2329 | 0.073381 | 2375877.3183 | 1272220.0152 | 461630.1448 | 0 | 2255785.9726 | 573403.579 | 0.71795 | 74244.6667 | 640855.9188 | 37463.3328 | 8822.4282 | 20335.7296 | 188780.5995 | 19205.9623
NEM | Solar PV | 0.023371 | 0.0082572 | 0.0042991 | 76501.746 | 0.0073495 | 36373.3688 | 37104.9376 | 657194.4449 | 681346.5501 | 204002.0705 | 16784.48 | 867284.5506 | 214752.0174 | 0 | 0 | 1101424.6466 | 28698.5407 | 0.00011882 | 0.0022785 | 8.5235e-05 | 20555.1979 | 2.6839e-05 | 0 | 75545.6743 | 2726.4098
NEM | LS Batteries | 0.041062 | 0.0064584 | 0.013695 | 0.0051476 | 0.0018412 | 0.0043503 | 0.0053775 | 0.002945 | 0.0054482 | 0.048564 | 0.0021811 | 0.006982 | 50658.1682 | 34607.0928 | 0.0060795 | 145625.4301 | 0.0026358 | 0.00068833 | 0.0043134 | 2.431 | 25356.3099 | 0.00020486 | 1199.768 | 0.000426 | 0.00083156
NEM | Pumped Hydro | 0.072272 | 0.0090993 | 0.075019 | 0.19083 | 0.0031985 | 0.00044605 | 0.0026152 | 0.0024209 | 251343.68 | 208569.1579 | 0.0010735 | 702424.4093 | 334820.3144 | 0.00027937 | 96111.6351 | 728686.4385 | 252276.6878 | 22895.6642 | 52519.6951 | 25108.3758 | 28959.1781 | 0 | 9.0233e-06 | 87781.3754 | 1828.7859
NEM | Pumped Hydro Pump | 0 | 0 | 0 | 0 | 0 | 0 | 0 | 0 | 0 | 0 | 0 | 0 | 0 | 0 | 0 | 0 | 0 | 0 | 0 | 0 | 0 | 0 | 0 | 0 | 0
Total |  | 0.31165 | 0.031979 | 264644.6985 | 123788.7212 | 0.042265 | 36373.4109 | 37104.9708 | 1216991.5086 | 2316841.6296 | 1244341.5101 | 16784.557 | 3945586.2868 | 1872450.5166 | 496237.2382 | 96111.6418 | 4595305.7064 | 854378.8116 | 22896.383 | 126764.3691 | 665966.7334 | 139376.0029 | 8822.4285 | 21535.4989 | 456087.7635 | 23761.1589
Region | Technology | 2020-21 | 2021-22 | 2022-23 | 2023-24 | 2024-25 | 2025-26 | 2026-27 | 2027-28 | 2028-29 | 2029-30 | 2030-31 | 2031-32 | 2032-33 | 2033-34 | 2034-35 | 2035-36 | 2036-37 | 2037-38 | 2038-39 | 2039-40 | 2040-41 | 2041-42 | 2042-43 | 2043-44 | 2044-45
NSW1 | Black Coal | 0 | 0 | 0 | 0 | 0 | 0 | 0 | 0 | 0 | 0 | 0 | 0 | 0 | 0 | 0 | 0 | 0 | 0 | 0 | 0 | 0 | 0 | 0 | 0 | 0
NSW1 | Brown Coal | 0 | 0 | 0 | 0 | 0 | 0 | 0 | 0 | 0 | 0 | 0 | 0 | 0 | 0 | 0 | 0 | 0 | 0 | 0 | 0 | 0 | 0 | 0 | 0 | 0
NSW1 | CCGT | 0.001281 | 0 | 0.00038818 | 0.00042522 | 0 | 0 | 0 | 0 | 0.00033446 | 0 | 0 | 0.00033776 | 0.00038279 | 0 | 0 | 0.016405 | 0 | 0 | 0 | 0 | 0 | 0 | 0 | 76901.4619 | 0
NSW1 | Gas - Steam | 0 | 0 | 0 | 0 | 0 | 0 | 0 | 0 | 0 | 0 | 0 | 0 | 0 | 0 | 0 | 0 | 0 | 0 | 0 | 0 | 0 | 0 | 0 | 0 | 0
NSW1 | OCGT / Diesel | 0.0015235 | 8.7067e-05 | 264644.5922 | 47286.7597 | 0 | 0 | 0 | 0 | 0 | 0 | 0 | 0 | 0 | 0 | 0 | 363783.2005 | 0 | 0 | 0 | 0 | 27041.984 | 0 | 0 | 20991.7301 | 0
NSW1 | Hydro | 0 | 0 | 0 | 0 | 0 | 0 | 0 | 0 | 0 | 0 | 0 | 0 | 0 | 0 | 0 | 0 | 0 | 0 | 0 | 0 | 0 | 0 | 0 | 0 | 0
NSW1 | Wind | 0.034597 | 0.0012562 | 0.0039682 | 0.01223 | 0.011087 | 0.0044202 | 0.0021713 | 0.0017301 | 956102.7969 | 0.0086425 | 0.0001684 | 1782581.4995 | 536539.3248 | 461630.1436 | 0 | 1015862.1637 | 17515.2047 | 0.71751 | 0.00024835 | 554187.8659 | 0.00016843 | 0 | 0 | 4243.8498 | 0.0012874
NSW1 | Solar PV | 0.0074241 | 0.00052534 | 0.0032288 | 0.0078975 | 0.0021318 | 0.00091591 | 0.0012634 | 0.00079787 | 273513.7244 | 0.014004 | 0.0022072 | 820815.3344 | 158551.3044 | 0 | 0 | 1095245.6758 | 13719.8888 | 0 | 0 | 1.1454e-05 | 6390.7331 | 0 | 0 | 75545.6738 | 2726.4098
NSW1 | LS Batteries | 0.017059 | 0.0036259 | 0.010035 | 0.0047527 | 0.00085519 | 0.00064985 | 0.00071429 | 0.0016975 | 0.003899 | 0.027822 | 0.0010419 | 0.0028566 | 50658.1648 | 34607.0919 | 0.0011042 | 145625.425 | 0.00086958 | 0.0002537 | 0.0003832 | 0.0026641 | 25356.3096 | 0 | 0.00070953 | 0.00021993 | 0.00058264
NSW1 | Pumped Hydro | 0.029091 | 0.0033682 | 0.049696 | 0.18897 | 0.00065183 | 0 | 0 | 0.00072732 | 251343.6677 | 208568.6566 | 0.00038811 | 637294.7418 | 210121.4573 | 0 | 0.0053734 | 243941.9354 | 26826.615 | 8112.2248 | 2259.8666 | 0 | 28959.178 | 0 | 0 | 78430.858 | 1284.0501
NSW1 | Pumped Hydro Pump | 0 | 0 | 0 | 0 | 0 | 0 | 0 | 0 | 0 | 0 | 0 | 0 | 0 | 0 | 0 | 0 | 0 | 0 | 0 | 0 | 0 | 0 | 0 | 0 | 0
Total |  | 0.090974 | 0.0088628 | 264644.6595 | 47286.974 | 0.014725 | 0.005986 | 0.004149 | 0.0049528 | 1480960.1932 | 208568.7071 | 0.0038057 | 3240691.5789 | 955870.2518 | 496237.2355 | 0.0064776 | 2864458.4167 | 58061.7094 | 8112.9426 | 2259.8672 | 554187.8686 | 87748.2049 | 0 | 0.00070953 | 256113.5738 | 4010.4618
Region | Technology | 2020-21 | 2021-22 | 2022-23 | 2023-24 | 2024-25 | 2025-26 | 2026-27 | 2027-28 | 2028-29 | 2029-30 | 2030-31 | 2031-32 | 2032-33 | 2033-34 | 2034-35 | 2035-36 | 2036-37 | 2037-38 | 2038-39 | 2039-40 | 2040-41 | 2041-42 | 2042-43 | 2043-44 | 2044-45
QLD1 | Black Coal | 0 | 0 | 0 | 0 | 0 | 0 | 0 | 0 | 0 | 0 | 0 | 0 | 0 | 0 | 0 | 0 | 0 | 0 | 0 | 0 | 0 | 0 | 0 | 0 | 0
QLD1 | Brown Coal | 0 | 0 | 0 | 0 | 0 | 0 | 0 | 0 | 0 | 0 | 0 | 0 | 0 | 0 | 0 | 0 | 0 | 0 | 0 | 0 | 0 | 0 | 0 | 0 | 0
QLD1 | CCGT | 0.0025215 | 0 | 0 | 0 | 0.00021904 | 0 | 0 | 0 | 0 | 0 | 0.00011519 | 0.00018033 | 0.00022743 | 0 | 0 | 0.00021813 | 0.00040851 | 0 | 0.00026004 | 0.00054548 | 0 | 0 | 0 | 0.0001331 | 0
QLD1 | Gas - Steam | 0 | 0 | 0 | 0 | 0 | 0 | 0 | 0 | 0 | 0 | 0 | 0 | 0 | 0 | 0 | 0 | 0 | 0 | 0 | 0 | 0 | 0 | 0 | 0 | 0
QLD1 | OCGT / Diesel | 0.0030449 | 0 | 0.00018407 | 0 | 0.00019592 | 0 | 0.00016266 | 0.00014568 | 0.00011608 | 0.00015302 | 0.0001099 | 0.00015427 | 0.00014452 | 9.1815e-05 | 0.00047186 | 0 | 0 | 4.2221e-05 | 9.1925e-05 | 0.0068815 | 0 | 0 | 0 | 6086.9216 | 0
QLD1 | Hydro | 0 | 0 | 0 | 0 | 0 | 0 | 0 | 0 | 0 | 0 | 0 | 0 | 0 | 0 | 0 | 0 | 0 | 0 | 0 | 0 | 0 | 0 | 0 | 0 | 0
QLD1 | Wind | 0.027557 | 0 | 0.00082078 | 0.00099041 | 0.0021559 | 0.0032669 | 0.00052647 | 549255.9056 | 356560.9753 | 831770.2236 | 0 | 0 | 0 | 8.5721e-05 | 0 | 8.8028e-05 | 360843.0097 | 0.00043292 | 74244.6665 | 86668.0522 | 37463.3325 | 8822.4282 | 20335.7295 | 31240.8344 | 0.00072831
QLD1 | Solar PV | 0.0063637 | 0 | 0.00081052 | 0.00032947 | 0.0011748 | 0.0004179 | 0 | 0.0028511 | 0.0026171 | 0.0050004 | 0 | 0 | 0 | 0 | 0 | 2.3221e-05 | 0.0007943 | 0.00011882 | 0.0022785 | 2.6301e-05 | 0.00074303 | 0 | 0 | 0.00048422 | 1.4885e-05
QLD1 | LS Batteries | 0.0091777 | 0.00099562 | 0.00064257 | 0.00028317 | 0.00032124 | 0.0023693 | 0.0033797 | 0 | 0 | 0.013216 | 0 | 0 | 0 | 0 | 0.0037814 | 0.00070094 | 0.00029218 | 0 | 0.00041019 | 2.4264 | 0 | 0 | 0 | 0 | 0
QLD1 | Pumped Hydro | 0.014558 | 0.0025165 | 0.0023281 | 0.0015368 | 0.0023228 | 0.00012132 | 0.0022748 | 0.0014189 | 0.0081344 | 0.49779 | 0 | 65129.527 | 19828.5898 | 0 | 96111.6219 | 113564.4815 | 188990.0543 | 14783.4393 | 50259.8285 | 23094.624 | 0 | 0 | 0 | 0 | 0
QLD1 | Pumped Hydro Pump | 0 | 0 | 0 | 0 | 0 | 0 | 0 | 0 | 0 | 0 | 0 | 0 | 0 | 0 | 0 | 0 | 0 | 0 | 0 | 0 | 0 | 0 | 0 | 0 | 0
Total |  | 0.063223 | 0.0035121 | 0.004786 | 0.0031399 | 0.0063897 | 0.0061754 | 0.0063436 | 549255.9101 | 356560.9862 | 831770.7398 | 0.00022508 | 65129.5274 | 19828.5902 | 0.00017754 | 96111.6261 | 113564.4826 | 549833.0654 | 14783.4399 | 124504.4981 | 109765.1099 | 37463.3333 | 8822.4282 | 20335.7295 | 37327.7566 | 0.00074319
Region | Technology | 2020-21 | 2021-22 | 2022-23 | 2023-24 | 2024-25 | 2025-26 | 2026-27 | 2027-28 | 2028-29 | 2029-30 | 2030-31 | 2031-32 | 2032-33 | 2033-34 | 2034-35 | 2035-36 | 2036-37 | 2037-38 | 2038-39 | 2039-40 | 2040-41 | 2041-42 | 2042-43 | 2043-44 | 2044-45
VIC1 | Black Coal | 0 | 0 | 0 | 0 | 0 | 0 | 0 | 0 | 0 | 0 | 0 | 0 | 0 | 0 | 0 | 0 | 0 | 0 | 0 | 0 | 0 | 0 | 0 | 0 | 0
VIC1 | Brown Coal | 0 | 0 | 0 | 0 | 0 | 0 | 0 | 0 | 0 | 0 | 0 | 0 | 0 | 0 | 0 | 0 | 0 | 0 | 0 | 0 | 0 | 0 | 0 | 0 | 0
VIC1 | CCGT | 0.0014647 | 0 | 0.0006592 | 0 | 0 | 0 | 0 | 0 | 0.00010768 | 0 | 0 | 0.00037813 | 0.000365 | 0 | 0 | 0.001066 | 0.00078112 | 0 | 0 | 0 | 0.00017179 | 0 | 0.00041124 | 0 | 0
VIC1 | Gas - Steam | 0 | 0 | 0 | 0 | 0 | 0 | 0 | 0 | 0 | 0 | 0 | 0 | 0 | 0 | 0 | 0 | 0 | 0 | 0 | 0 | 0 | 0 | 0 | 0 | 0
VIC1 | OCGT / Diesel | 0.0019535 | 0 | 0.0024447 | 0 | 0 | 0 | 0 | 0 | 0 | 0 | 0 | 0 | 0 | 0 | 0 | 0 | 0 | 0 | 0.00025064 | 0 | 0 | 0 | 0.0009148 | 0 | 0
VIC1 | Hydro | 0 | 0 | 0 | 0 | 0 | 0 | 0 | 0 | 0 | 0 | 0 | 0 | 0 | 0 | 0 | 0 | 0 | 0 | 0 | 0 | 0 | 0 | 0 | 0 | 0
VIC1 | Wind | 0.014996 | 0 | 0.0036381 | 0.0037282 | 0.0011506 | 0.020057 | 0.0093001 | 0.0071473 | 0.05021 | 0.00051124 | 0 | 0.0014468 | 714208.5913 | 0 | 0 | 694026.7532 | 190876.1736 | 0 | 0 | 0 | 0 | 0 | 0 | 108920.6035 | 16453.0413
VIC1 | Solar PV | 0.00093409 | 0 | 0 | 76501.7378 | 0 | 36373.3586 | 37104.9357 | 657194.4301 | 7751.7272 | 204002.0515 | 0 | 0 | 4720.2263 | 0 | 0 | 6178.9707 | 0 | 0 | 0 | 0 | 0 | 0 | 0 | 0 | 0
VIC1 | LS Batteries | 0.005489 | 0 | 0.0027812 | 0 | 0 | 0 | 0 | 0 | 0.0015492 | 0.0032324 | 0 | 0.0015319 | 0.0031161 | 0 | 0 | 0.00096785 | 0.00050554 | 0.00041125 | 0.003295 | 0 | 0 | 0 | 1199.7667 | 0 | 0
VIC1 | Pumped Hydro | 0.0113 | 0 | 0.022639 | 0 | 0 | 0 | 0 | 0 | 0 | 0 | 0 | 0.12325 | 104870.2672 | 0 | 0 | 335751.8597 | 0 | 0 | 0 | 0 | 0 | 0 | 0 | 0 | 0
VIC1 | Pumped Hydro Pump | 0 | 0 | 0 | 0 | 0 | 0 | 0 | 0 | 0 | 0 | 0 | 0 | 0 | 0 | 0 | 0 | 0 | 0 | 0 | 0 | 0 | 0 | 0 | 0 | 0
Total |  | 0.036138 | 0 | 0.032162 | 76501.7415 | 0.0011506 | 36373.3786 | 37104.945 | 657194.4372 | 7751.779 | 204002.0552 | 0 | 0.1266 | 823799.0883 | 0 | 0 | 1035957.5857 | 190876.1749 | 0.00041125 | 0.0035456 | 0 | 0.00017179 | 0 | 1199.768 | 108920.6035 | 16453.0413
Region | Technology | 2020-21 | 2021-22 | 2022-23 | 2023-24 | 2024-25 | 2025-26 | 2026-27 | 2027-28 | 2028-29 | 2029-30 | 2030-31 | 2031-32 | 2032-33 | 2033-34 | 2034-35 | 2035-36 | 2036-37 | 2037-38 | 2038-39 | 2039-40 | 2040-41 | 2041-42 | 2042-43 | 2043-44 | 2044-45
SA1 | Black Coal | 0 | 0 | 0 | 0 | 0 | 0 | 0 | 0 | 0 | 0 | 0 | 0 | 0 | 0 | 0 | 0 | 0 | 0 | 0 | 0 | 0 | 0 | 0 | 0 | 0
SA1 | Brown Coal | 0 | 0 | 0 | 0 | 0 | 0 | 0 | 0 | 0 | 0 | 0 | 0 | 0 | 0 | 0 | 0 | 0 | 0 | 0 | 0 | 0 | 0 | 0 | 0 | 0
SA1 | CCGT | 0.0015839 | 0.00025978 | 0 | 0 | 0 | 0 | 0 | 0 | 0.00018929 | 0 | 0 | 0.00025097 | 0.00015585 | 0 | 0 | 0.00026223 | 0.00011533 | 0 | 0 | 9.4646e-05 | 3.0617e-05 | 0 | 0 | 1.9462e-05 | 0
SA1 | Gas - Steam | 0 | 0 | 0 | 0 | 0 | 0 | 0 | 0 | 0 | 0 | 0 | 0 | 0 | 0 | 0 | 0 | 0 | 0 | 0 | 0 | 0 | 0 | 0 | 0 | 0
SA1 | OCGT / Diesel | 0.00156 | 0.00067371 | 0 | 0 | 0 | 0 | 0 | 0 | 6.3553e-05 | 7.4833e-05 | 5.042e-05 | 0.0001541 | 0 | 0.00012725 | 6.256e-05 | 0 | 4.7198e-05 | 4.4829e-05 | 3.3746e-05 | 4.6892e-05 | 2.8237e-05 | 3.3952e-05 | 1.363e-05 | 1.2524e-05 | 5.5009e-06
SA1 | Hydro | 0 | 0 | 0 | 0 | 0 | 0 | 0 | 0 | 0 | 0 | 0 | 0 | 0 | 0 | 0 | 0 | 0 | 0 | 0 | 0 | 0 | 0 | 0 | 0 | 0
SA1 | Wind | 0.05375 | 0.005666 | 0.00022715 | 0 | 0.0063736 | 0.0021425 | 0.010669 | 10541.1317 | 0.13938 | 9.8777e-05 | 0.073212 | 441583.0317 | 0.050521 | 0.0011257 | 0 | 533439.7323 | 0.014924 | 0 | 0 | 0.00028772 | 0.00011496 | 0 | 2.9388e-05 | 40428.5454 | 2752.919
SA1 | Solar PV | 0.0086493 | 0.0077318 | 0.00025975 | 0 | 0.0040429 | 0.0088784 | 0.00067522 | 0.011227 | 400081.0959 | 0 | 16784.4778 | 46469.2163 | 51480.4866 | 0 | 0 | 4.0146e-05 | 14978.6511 | 0 | 0 | 4.748e-05 | 14164.464 | 2.6839e-05 | 0 | 8.8597e-05 | 1.4834e-05
SA1 | LS Batteries | 0.0049367 | 0.0014754 | 0 | 0 | 0.00012408 | 0.00071719 | 0.00061913 | 0.00087117 | 0 | 0.0029555 | 0.00067191 | 0.0021558 | 0 | 0.00062926 | 0.00090617 | 0.0021085 | 0.00058925 | 0 | 0 | 0.0015635 | 9.5325e-05 | 0 | 0.00043832 | 0.00015171 | 0.00017093
SA1 | Pumped Hydro | 0.011208 | 0.0027885 | 0 | 0 | 0 | 0 | 0 | 0 | 0.0039076 | 0.0031243 | 0.0003895 | 0.016133 | 0 | 0 | 0.0075913 | 35428.1612 | 36460.0178 | 0 | 0 | 2013.7515 | 0 | 0 | 0 | 9350.5172 | 544.7358
SA1 | Pumped Hydro Pump | 0 | 0 | 0 | 0 | 0 | 0 | 0 | 0 | 0 | 0 | 0 | 0 | 0 | 0 | 0 | 0 | 0 | 0 | 0 | 0 | 0 | 0 | 0 | 0 | 0
Total |  | 0.081688 | 0.018595 | 0.00048689 | 0 | 0.010541 | 0.011738 | 0.011963 | 10541.1438 | 400081.2395 | 0.0062534 | 16784.5522 | 488052.2667 | 51480.5373 | 0.0018823 | 0.00856 | 568867.8959 | 51438.6846 | 4.4829e-05 | 3.3746e-05 | 2013.7535 | 14164.4643 | 6.0791e-05 | 0.00048134 | 49779.0629 | 3297.655
Region | Technology | 2020-21 | 2021-22 | 2022-23 | 2023-24 | 2024-25 | 2025-26 | 2026-27 | 2027-28 | 2028-29 | 2029-30 | 2030-31 | 2031-32 | 2032-33 | 2033-34 | 2034-35 | 2035-36 | 2036-37 | 2037-38 | 2038-39 | 2039-40 | 2040-41 | 2041-42 | 2042-43 | 2043-44 | 2044-45
TAS1 | Black Coal | 0 | 0 | 0 | 0 | 0 | 0 | 0 | 0 | 0 | 0 | 0 | 0 | 0 | 0 | 0 | 0 | 0 | 0 | 0 | 0 | 0 | 0 | 0 | 0 | 0
TAS1 | Brown Coal | 0 | 0 | 0 | 0 | 0 | 0 | 0 | 0 | 0 | 0 | 0 | 0 | 0 | 0 | 0 | 0 | 0 | 0 | 0 | 0 | 0 | 0 | 0 | 0 | 0
TAS1 | CCGT | 0.0011455 | 0 | 0 | 0 | 0.00011785 | 0 | 0 | 0 | 8.0359e-05 | 0 | 0 | 6.0583e-05 | 5.669e-05 | 0 | 0 | 7.034e-05 | 7.3276e-05 | 0 | 0 | 4.6108e-05 | 0 | 0 | 0 | 1.8166e-05 | 0
TAS1 | Gas - Steam | 0 | 0 | 0 | 0 | 0 | 0 | 0 | 0 | 0 | 0 | 0 | 0 | 0 | 0 | 0 | 0 | 0 | 0 | 0 | 0 | 0 | 0 | 0 | 0 | 0
TAS1 | OCGT / Diesel | 0.0015199 | 0 | 8.9139e-05 | 0 | 9.8184e-05 | 0 | 8.2965e-05 | 7.2146e-05 | 6.2396e-05 | 7.3812e-05 | 5.064e-05 | 7.3756e-05 | 6.3465e-05 | 4.5041e-05 | 5.4928e-05 | 4.9491e-05 | 6.1179e-05 | 3.691e-05 | 2.3492e-05 | 4.3238e-05 | 3.3528e-05 | 1.6196e-05 | 1.6513e-05 | 1.4363e-05 | 6.567e-06
TAS1 | Hydro | 0 | 0 | 0 | 0 | 0 | 0 | 0 | 0 | 0 | 0 | 0 | 0 | 0 | 0 | 0 | 0 | 0 | 0 | 0 | 0 | 0 | 0 | 0 | 0 | 0
TAS1 | Wind | 0.026442 | 0.00022162 | 0.00080169 | 0.0020527 | 0.0084782 | 0.0074475 | 0.002324 | 0.011906 | 71487.4312 | 0 | 0 | 151712.7857 | 21472.0485 | 0 | 0 | 12457.3234 | 4169.176 | 0 | 0 | 0.00044606 | 0 | 0 | 0 | 3946.7665 | 0
TAS1 | Solar PV | 0 | 0 | 0 | 0 | 0 | 0 | 0 | 0 | 0 | 0 | 0 | 0 | 0 | 0 | 0 | 0 | 0 | 0 | 0 | 0 | 0 | 0 | 0 | 0 | 0
TAS1 | LS Batteries | 0.0044005 | 0.00036138 | 0.00023625 | 0.00011179 | 0.00054075 | 0.000614 | 0.00066434 | 0.00037629 | 0 | 0.001337 | 0.0004673 | 0.00043759 | 0.00026753 | 0.00031108 | 0.00028769 | 0.0013658 | 0.00037921 | 2.3381e-05 | 0.00022496 | 0.00046471 | 0.00017715 | 0.00020486 | 0.00017189 | 5.437e-05 | 7.7995e-05
TAS1 | Pumped Hydro | 0.0061154 | 0.00042601 | 0.00035612 | 0.00032326 | 0.00022395 | 0.00032473 | 0.00034049 | 0.00027466 | 0.00029439 | 0.00038028 | 0.00029587 | 0.001003 | 0.00011153 | 0.00027937 | 0.0002554 | 0.00061907 | 0.00066465 | 0 | 0 | 0.0003503 | 8.5811e-05 | 0 | 9.0233e-06 | 0.00019142 | 8.6224e-06
TAS1 | Pumped Hydro Pump | 0 | 0 | 0 | 0 | 0 | 0 | 0 | 0 | 0 | 0 | 0 | 0 | 0 | 0 | 0 | 0 | 0 | 0 | 0 | 0 | 0 | 0 | 0 | 0 | 0
Total |  | 0.039623 | 0.001009 | 0.0014832 | 0.0024878 | 0.0094589 | 0.0083863 | 0.0034118 | 0.012629 | 71487.4317 | 0.0017911 | 0.00081381 | 151712.7872 | 21472.049 | 0.00063549 | 0.00059801 | 12457.3255 | 4169.1772 | 6.0292e-05 | 0.00024845 | 0.0013504 | 0.00029649 | 0.00022106 | 0.00019743 | 3946.7667 | 9.3184e-05

## Neutral_Option5B_REZ Tx Cost
REZ transmission expansion cost by region ($000s) - QNI Option5B, Neutral Scenario
Real June 2019 dollars discounted to 2019-20
Region | Aggregation | 2020-21 | 2021-22 | 2022-23 | 2023-24 | 2024-25 | 2025-26 | 2026-27 | 2027-28 | 2028-29 | 2029-30 | 2030-31 | 2031-32 | 2032-33 | 2033-34 | 2034-35 | 2035-36 | 2036-37 | 2037-38 | 2038-39 | 2039-40 | 2040-41 | 2041-42 | 2042-43 | 2043-44 | 2044-45
NSW1 | Transmission | 0.0026242 | 0.00013128 | 0.00038194 | 0.0011374 | 0.00017476 | 0.00021771 | 0.00016859 | 4.9304e-05 | 72217.5625 | 0.00015207 | 7.152e-05 | 368521.4183 | 107628.1503 | 62113.7929 | 0 | 423416.2936 | 4302.3525 | 0 | 0 | 78654.2575 | 6.4374e-05 | 0 | 0 | 26665.1584 | 1005.3893
QLD1 | Transmission | 0.0049296 | 0.00012829 | 0.00031725 | 0.00035028 | 0.0003924 | 0.00054013 | 0.00031113 | 0.001369 | 0.0008659 | 0.0029572 | 0 | 0 | 0 | 5.4169e-05 | 0 | 8.8682e-05 | 0.0019815 | 0.00018479 | 0.00078568 | 0.0021879 | 0.00010105 | 0.0017025 | 13292.4943 | 15692.1633 | 0
VIC1 | Transmission | 0.00080832 | 0 | 0 | 0 | 0 | 0 | 0 | 0 | 0 | 0 | 0 | 0 | 950.174 | 0 | 0 | 32376.5183 | 1.0924e-05 | 0 | 0 | 0 | 0 | 0 | 0 | 2017.925 | 1123.724
SA1 | Transmission | 0.0028716 | 0.00062525 | 9.836e-05 | 0 | 0.00049309 | 0.00026772 | 0.00044697 | 0.00027626 | 0.0015921 | 4.5968e-05 | 0.00023739 | 0.0010318 | 0.00074451 | 0 | 0 | 63147.5604 | 0.0011937 | 0 | 0 | 0.0001096 | 0.00019114 | 1.8651e-05 | 6.0289e-06 | 9307.445 | 3.106e-05
TAS1 | Transmission | 0.00062972 | 3.4207e-05 | 3.7512e-05 | 4.743e-05 | 0.00012473 | 0.00016364 | 2.5712e-05 | 3.7553e-05 | 0.00019924 | 0 | 0 | 7.5849e-05 | 0.00011897 | 0 | 0 | 0.00011749 | 8.9999e-05 | 0 | 0 | 4.6971e-05 | 0 | 0 | 0 | 1.9886e-05 | 0
Total |  | 0.011863 | 0.00091903 | 0.00083506 | 0.0015351 | 0.001185 | 0.0011892 | 0.00095241 | 0.0017322 | 72217.5652 | 0.0031552 | 0.00030891 | 368521.4194 | 108578.3251 | 62113.793 | 0 | 518940.3726 | 4302.3558 | 0.00018479 | 0.00078568 | 78654.2599 | 0.00035656 | 0.0017212 | 13292.4943 | 53682.6918 | 2129.1133

## Neutral_Option5B_USE+DSP Cost
USE and DSP cost by region ($000s) - QNI Option5B, Neutral Scenario
Real June 2019 dollars discounted to 2019-20
Region | Aggregation | 2020-21 | 2021-22 | 2022-23 | 2023-24 | 2024-25 | 2025-26 | 2026-27 | 2027-28 | 2028-29 | 2029-30 | 2030-31 | 2031-32 | 2032-33 | 2033-34 | 2034-35 | 2035-36 | 2036-37 | 2037-38 | 2038-39 | 2039-40 | 2040-41 | 2041-42 | 2042-43 | 2043-44 | 2044-45
NSW1 | USE / DSP | 0.0018662 | 0.0018569 | 11522.9334 | 32218.9275 | 114376.344 | 0.0018899 | 0.0055627 | 9.966 | 12581.7802 | 29503.0398 | 3074.0665 | 4757.3195 | 5147.73 | 14050.3102 | 896.5298 | 60729.6312 | 8.8525 | 58.8375 | 261.4356 | 339.5094 | 13309.0786 | 15521.3178 | 1981.1439 | 28666.5977 | 0.002082
QLD1 | USE / DSP | 0.00091982 | 0.00091513 | 0.00091566 | 0.00091824 | 0.00092008 | 0.00091906 | 0.00091604 | 0.00092168 | 0.00092008 | 0.00091679 | 0.00092284 | 0.00093774 | 25.0325 | 7.7418 | 1323.4795 | 11.6876 | 0.00096768 | 0.00096475 | 0.00097694 | 10847.3501 | 2663.1124 | 522.7792 | 2157.0605 | 10533.8433 | 0.00096907
VIC1 | USE / DSP | 1505.3101 | 0.00046728 | 73421.9856 | 29389.786 | 15.8833 | 0.00047523 | 0.00047249 | 0.00047754 | 0.00048845 | 0.00048603 | 0.00048112 | 37.4754 | 1092.6421 | 16.7873 | 66.307 | 0.00052205 | 0.00052904 | 0.00052549 | 3012.823 | 43.2624 | 18.4156 | 13.0171 | 9696.5699 | 0.00052799 | 0.00052207
SA1 | USE / DSP | 0.00047976 | 8045.7357 | 20.6683 | 4.7783 | 0.00047914 | 0.00047989 | 0.00047664 | 0.00048199 | 0.00049156 | 0.00048934 | 0.00048448 | 4.3698 | 0.00050774 | 4.6639 | 19.8993 | 0.00050542 | 0.0005092 | 0.00050556 | 0.00049623 | 0.00050617 | 0.00050715 | 2.061 | 0.00049257 | 0.0005002 | 0.00049542
TAS1 | USE / DSP | 0.00046923 | 0.00046863 | 0.00046594 | 0.00046924 | 0.00047137 | 0.00047016 | 0.00046983 | 0.00047228 | 0.00047796 | 0.00047507 | 0.00046993 | 0.00047922 | 0.00048424 | 0.00047461 | 0.00046468 | 0.00047621 | 0.00049538 | 0.00048585 | 0.00045047 | 0.00047937 | 0.00049507 | 0.00046726 | 0.00045155 | 0.00047485 | 0.00047051
Total |  | 1505.3138 | 8045.7394 | 84965.5887 | 61613.4932 | 114392.2291 | 0.0042343 | 0.0078977 | 9.9683 | 12581.7826 | 29503.0422 | 3074.0689 | 4799.1661 | 6265.4056 | 14079.5037 | 2306.216 | 60741.3203 | 8.855 | 58.84 | 3274.2604 | 11230.1229 | 15990.6077 | 16059.1756 | 13834.7752 | 39200.4425 | 0.004539