## Cover
TransGrid & Powerlink
30 September 2019
Expanding NSW-QLD transfer capacity
PADR market modelling workbook

## Version notes
Change log
2019-09-30 | 1 | PADR results workbook released for the Neutral + low emissions scenario

## ---Compare options---
Compare |  | Option1A | to | BaseCase
NEM discounted gross market benefits by year
[5 empty] | Real June 2019 dollars ($m) discounted to 2019-20 | 2020-21 | 2021-22 | 2022-23 | 2023-24 | 2024-25 | 2025-26 | 2026-27 | 2027-28 | 2028-29 | 2029-30 | 2030-31 | 2031-32 | 2032-33 | 2033-34 | 2034-35 | 2035-36 | 2036-37 | 2037-38 | 2038-39 | 2039-40 | 2040-41 | 2041-42 | 2042-43 | 2043-44 | 2044-45
[5 empty] | CAPEX | 1.0962e-05 | 1.4829e-06 | 177.2723 | -17.1912 | -20.6317 | -9.2433 | 6.789 | 19.2204 | 17.1378 | 11.6058 | -27.1868 | -12.4264 | 17.704 | -11.5096 | 37.5092 | 37.1565 | 1.8982 | -21.0682 | -3.678 | 3.4933 | 3.4333 | -1.748 | 0.18665 | 14.6904 | -1.3794
[5 empty] | FOM | 2.1563e-06 | 2.0067e-07 | 21.0732 | -2.6029 | -2.3069 | -2.0405 | 1.8995 | 0.028779 | -2.2672 | 5.4162 | -4.606 | -6.5381 | 7.4849 | -3.6042 | 5.5742 | 9.0178 | 0.44614 | -3.4641 | -3.5979 | -0.54873 | 0.79649 | 0.73555 | 0.015082 | 4.3469 | -1.438
[5 empty] | Fuel | -0.00019989 | -0.077518 | 0.62957 | 1.7083 | 0.61972 | -0.16681 | 0.26015 | 1.5209 | 1.8139 | 0.75052 | 1.7565 | 4.3674 | 4.207 | 6.8357 | -1.371 | 2.4521 | 0.75387 | 3.3 | 2.3124 | 5.4277 | 4.2945 | 6.0246 | 5.4751 | 7.2618 | 5.5082
[5 empty] | VOM | 9.9744e-06 | 0.0049676 | -0.37016 | -0.23336 | 0.35454 | 0.22241 | 0.25286 | -0.087708 | -0.47513 | -0.55365 | -0.068685 | 0.13394 | 0.82767 | 0.61217 | 0.049599 | -0.37611 | -0.44526 | -0.28059 | -0.49977 | -0.29936 | -0.15257 | -0.69829 | -0.43537 | -7.3204e-05 | -0.35299
[5 empty] | REZ | 4.2879e-07 | 2.6442e-08 | 11.736 | -1.7995e-08 | -8.9802 | 12.9175 | 1.6029e-08 | 17.9845 | -2.7754 | -2.5299 | -2.4501 | -1.5898 | 9.151 | -1.7002 | -5.4133e-09 | 7.3352 | -6.6749 | -1.7889 | -3.8201 | 7.3512 | -0.90405 | 1.8165 | -5.1529e-09 | 0.93504 | 0.0049088
[5 empty] | USE+DSP | 1.497e-07 | 1.418e-07 | -2.5324 | 0.28284 | 4.8834 | 1.5553e-07 | 1.5373e-07 | 1.6001e-07 | 0.27519 | -1.291 | -0.022008 | 0.017959 | -1.0559 | -0.52311 | 0.56401 | 1.7737 | 1.6375e-07 | 1.6676e-07 | 0.0033302 | 9.7929 | 0.4367 | 4.8203 | 1.3695 | 7.1968 | 10.9513
[5 empty] | Cumulative total | -0.00017622 | -0.072725 | 207.7358 | 189.6996 | 163.6384 | 165.3276 | 174.5291 | 213.1961 | 226.9053 | 240.3033 | 207.7263 | 191.6912 | 230.0099 | 220.1206 | 262.4465 | 319.8058 | 315.7839 | 292.4821 | 283.2021 | 308.4191 | 316.3235 | 327.2742 | 333.8852 | 368.316 | 381.61
NEM capacity difference by year
Select region | NEM
[5 empty] | Capacity difference (MW) | 2020-21 | 2021-22 | 2022-23 | 2023-24 | 2024-25 | 2025-26 | 2026-27 | 2027-28 | 2028-29 | 2029-30 | 2030-31 | 2031-32 | 2032-33 | 2033-34 | 2034-35 | 2035-36 | 2036-37 | 2037-38 | 2038-39 | 2039-40 | 2040-41 | 2041-42 | 2042-43 | 2043-44 | 2044-45
| 0 |  |  |  | Black Coal | 0 | 0 | 0 | 0 | 0 | 0 | 0 | 0 | 0 | 0 | 0 | 0 | 0 | 0 | 0 | 0 | 0 | 0 | 0 | 0 | 0 | 0 | 0 | 0 | 0
[5 empty] | Brown Coal | 0 | 0 | 0 | 0 | 0 | 0 | 0 | 0 | 0 | 0 | 0 | 0 | 0 | 0 | 0 | 0 | 0 | 0 | 0 | 0 | 0 | 0 | 0 | 0 | 0
[5 empty] | CCGT | 0 | 0 | 0 | 0 | 0 | 0 | 0 | 0 | 0 | 0 | 0 | 0 | 0 | 0 | 0 | 0 | 0 | 0 | 0 | 0 | 0 | 0 | 0 | 0 | 0
[5 empty] | Gas - Steam | 0 | 0 | 0 | 0 | 0 | 0 | 0 | 0 | 0 | 0 | 0 | 0 | 0 | 0 | 0 | 0 | 0 | 0 | 0 | 0 | 0 | 0 | 0 | 0 | 0
[5 empty] | OCGT / Diesel | 0 | 0 | -120.5159 | -120.5159 | -120.5159 | -120.5159 | -120.5159 | -120.5159 | -120.5159 | -120.5159 | -120.5159 | -120.5159 | -124.9813 | -94.6057 | -94.6057 | -119.2324 | -119.2324 | -119.2324 | -119.2324 | -119.2324 | -119.2324 | -119.2324 | -119.2324 | -167.4436 | -167.4436
[5 empty] | Hydro | 0 | 0 | 0 | 0 | 0 | 0 | 0 | 0 | 0 | 0 | 0 | 0 | 0 | 0 | 0 | 0 | 0 | 0 | 0 | 0 | 0 | 0 | 0 | 0 | 0
[5 empty] | Wind | 0 | 0 | 0 | 0 | -23.9361 | -1.3517 | -7.5489 | 48.9506 | 81.8551 | 67.702 | 38.0064 | 93.1249 | 39.9376 | 61.3701 | 61.3701 | 54.3806 | 76.8573 | 83.2101 | 179.7241 | 186.8093 | 182.1426 | 179.5605 | 179.5605 | -174.0055 | 150.5921
[5 empty] | Solar PV | 0 | 0 | -53.4557 | -53.4557 | 11.2929 | -14.8458 | -14.8458 | -147.8782 | -111.2339 | -123.759 | -61.6826 | -72.7527 | -41.3815 | -41.3815 | -41.3815 | -80.3398 | -143.0029 | -174.1639 | -302.49 | -236.9609 | -339.7989 | -414.3896 | -414.3896 | -144.5779 | -467.4878
[5 empty] | LS Batteries | 0 | 0 | 0 | 0 | 0 | 0 | 0 | 0 | 0 | 0 | 0 | 0 | -39.8884 | -63.0351 | -63.0351 | -63.0351 | -63.0351 | -63.035 | -63.035 | -60.2026 | -129.4462 | -65.1665 | -67.7976 | -222.0101 | -222.0101
[5 empty] | Pumped Hydro | 0 | 0 | -22.884 | -7.9831 | -7.9831 | -7.9831 | -7.9831 | -7.9831 | -95.2219 | -86.0884 | -45.9282 | -81.6032 | -20.0645 | -20.0645 | -117.1068 | -159.2765 | -159.8514 | -72.3991 | -112.7101 | -179.3725 | -76.8978 | -76.8978 | -76.8978 | 101.0099 | -63.0111
NEM generation difference by year
Select region | NEM
[5 empty] | Generation difference (GWh)* | 2020-21 | 2021-22 | 2022-23 | 2023-24 | 2024-25 | 2025-26 | 2026-27 | 2027-28 | 2028-29 | 2029-30 | 2030-31 | 2031-32 | 2032-33 | 2033-34 | 2034-35 | 2035-36 | 2036-37 | 2037-38 | 2038-39 | 2039-40 | 2040-41 | 2041-42 | 2042-43 | 2043-44 | 2044-45
| 0 |  |  |  | Black Coal | 0.00716 | 1.9222 | 167.7018 | 174.2883 | 72.2212 | -21.7046 | -58.3687 | -144.0121 | -174.3673 | -47.5617 | -1.1061 | 100.2844 | 171.4655 | 135.6828 | 105.4216 | 29.7235 | 3.3565 | 44.3527 | 30.2917 | 131.1182 | 30.5076 | 94.4482 | 29.4621 | 131.7318 | 85.9173
[5 empty] | Brown Coal | 0.0002 | 0.0222 | -13.5358 | -7.7436 | -45.1797 | 17.0443 | 47.5634 | 104.7947 | 120.5647 | 36.3102 | 17.9315 | -25.2347 | -74.9802 | -19.5649 | -89.086 | 6.4203 | 4.5253 | 15.1484 | 12.6842 | -10.3689 | 46.2608 | 30.9786 | 80.9168 | 45.4783 | 49.2085
[5 empty] | CCGT | -1.5141e-06 | 0.35313 | 2.7423 | -8.393 | -2.9729 | -1.6906 | -8.787 | -5.8597 | 0.61807 | -9.9249 | -36.2264 | -102.6537 | -112.3613 | -74.2419 | 30.2942 | 54.7991 | 50.3631 | -6.3997 | -2.5175 | -6.8749 | -45.3993 | -78.4725 | -94.5411 | -48.0288 | 33.1099
[5 empty] | Gas - Steam | -3e-07 | 0 | 0.32383 | -0.76996 | 0.47452 | 0.2039 | 0.26963 | -0.14445 | -0.049936 | 1.3462 | -1.0751 | -5.109 | -2.1312 | -13.1518 | -3.1386 | -4.4878 | -5.77 | -5.424 | 0.22081 | -7.4192 | -2.1187 | -7.7647 | -0.65245 | 1.9626 | 0.73763
[5 empty] | OCGT / Diesel | -1.3196e-06 | -1.1503e-06 | -0.53609 | -0.11239 | 0.031284 | 0.20098 | 0.1119 | 0.031018 | 0.35733 | 0.30582 | -3.2767 | -8.1086 | -15.4288 | -79.0882 | -4.3388 | -84.3496 | -42.6056 | -71.0047 | -57.0235 | -129.9772 | -78.5034 | -110.3153 | -99.5302 | -184.2252 | -186.1909
[5 empty] | Hydro | -0.0049575 | -2.3131 | 16.9304 | 5.8762 | 8.504 | -1.941 | 4.6216 | -3.5134 | 0.3835 | 3.0019 | 0.84146 | -23.2814 | -5.2394 | -26.7396 | -26.816 | -7.0941 | -9.0344 | -6.3275 | -14.022 | 2.4995 | -31.7395 | -2.1819 | 6.2488 | 10.6918 | 4.2867
[5 empty] | Wind | 1.3395e-05 | 7.8286e-05 | 73.5035 | 85.7846 | -51.3441 | 45.4052 | 15.2017 | 437.846 | 335.573 | 367.595 | 212.9036 | 315.3717 | 225.7259 | 296.63 | 133.1393 | 301.2623 | 391.1013 | 543.5112 | 775.4644 | 621.0927 | 821.1877 | 1162.2817 | 1074.1688 | 487.5742 | 1106.0376
[5 empty] | Solar PV | 0.027436 | -0.0034319 | -109.961 | -93.5635 | 73.1323 | -1.9741 | 41.6219 | -337.4102 | -258.715 | -319.7452 | -156.9728 | -185.5429 | -97.2641 | -95.4258 | -116.1543 | -192.2342 | -320.0119 | -418.5433 | -742.2303 | -602.2345 | -786.7675 | -982.5729 | -1003.8571 | -267.572 | -955.4703
[5 empty] | LS Batteries | -1.0437e-05 | 0.0032286 | 0.46266 | 0.56913 | 0.89043 | 0.38841 | 0.82193 | 0.12516 | 0.30741 | -0.071768 | -0.548 | -0.4213 | -29.6337 | -44.3104 | -47.3111 | -48.7885 | -47.7684 | -50.3193 | -56.1358 | -50.2873 | -112.8332 | -62.9277 | -73.2368 | -181.6978 | -232.5777
[5 empty] | Pumped Hydro | -6.8401e-06 | 0.018791 | -69.1928 | -50.611 | -40.8534 | -28.1154 | -28.7844 | -66.4614 | -188.5924 | -165.9809 | -106.4645 | -200.5594 | -134.2622 | -92.9724 | -247.1178 | -237.4813 | -267.1857 | -121.3457 | -226.9686 | -282.4338 | -158.2868 | -96.3574 | -165.4951 | 206.9829 | -225.6035
*Generation shown is as-generated whereas demand met is sent-out. The difference in as-generated generation with QNI augmentation option and Base Case is due to different auxiliaries and losses.

## Neutral2_BaseCase_CF
Capacity factor by technology (%) - QNI Base Case, Neutral + low emissions scenario
This block has been intentionally left blank.
Region | Technology | 2020-21 | 2021-22 | 2022-23 | 2023-24 | 2024-25 | 2025-26 | 2026-27 | 2027-28 | 2028-29 | 2029-30 | 2030-31 | 2031-32 | 2032-33 | 2033-34 | 2034-35 | 2035-36 | 2036-37 | 2037-38 | 2038-39 | 2039-40 | 2040-41 | 2041-42 | 2042-43 | 2043-44 | 2044-45
NSW1 | Black Coal | 54.68% | 54.16% | 60.54% | 63.96% | 58.92% | 58.14% | 55.64% | 56.49% | 55.18% | 61.73% | 59.95% | 64.91% | 58.83% | 67.69% | 67.43% | 70% | 70% | 67.45% | 58.34% | 38.98% | 53.33% | 58.87% | 41.79% | 0% | 0%
NSW1 | Brown Coal | bar: 2020-21 to 2044-45
NSW1 | CCGT | 0.01859% | 0.1799% | 0.1695% | 0.8859% | 1.061% | 0.04571% | 0.5871% | 0.4439% | 1.222% | 2.269% | 6.864% | 8.564% | 22.76% | 23.56% | 9.675% | 36.18% | 40.29% | 34.92% | 32.48% | 31.57% | 25.61% | 34.85% | 24.72% | 36.97% | 38.35%
NSW1 | Gas - Steam | bar: 2020-21 to 2044-45
NSW1 | OCGT / Diesel | 0.01198% | 0.0205% | 0.0674% | 0.1023% | 0.09296% | 3.595e-08% | 3.483e-05% | 3.771e-08% | 0.0132% | 0.02348% | 0.07168% | 0.1098% | 0.08549% | 1.122% | 1.199% | 1.796% | 2.16% | 2.492% | 3.177% | 3.307% | 1.753% | 3.131% | 2.99% | 3.174% | 3.12%
NSW1 | Hydro | 11.71% | 12.18% | 12.07% | 12.64% | 12.86% | 12.14% | 12.1% | 12.81% | 13.56% | 14.14% | 14.05% | 15.17% | 14.9% | 17.29% | 17.18% | 17.88% | 17.38% | 17.86% | 18.11% | 18.19% | 17.15% | 19.07% | 19.19% | 19.19% | 18.51%
NSW1 | Wind | 30.93% | 33.25% | 36.65% | 35.84% | 40% | 42.8% | 44.28% | 35.26% | 30.96% | 32.94% | 34.48% | 35.42% | 39.74% | 40.06% | 41.49% | 30.33% | 27.6% | 27.85% | 29.18% | 30.15% | 30.29% | 31.87% | 33.14% | 25.51% | 23.26%
NSW1 | Solar PV | 27.02% | 28.44% | 28.89% | 29.04% | 28.34% | 27.01% | 29.44% | 26.77% | 27.85% | 29.7% | 30.34% | 29.96% | 29.15% | 28.24% | 30.54% | 27.78% | 28.12% | 29.84% | 30.48% | 29.95% | 29.05% | 28.37% | 30.56% | 27.25% | 27.5%
NSW1 | LS Batteries | 0% | 0% | 0% | 0% | 0% | 0% | 0% | 0% | 0% | 0% | 0% | 0% | 8.566% | 8.396% | 8.619% | 8.539% | 8.474% | 8.775% | 8.961% | 8.749% | 9.249% | 8.503% | 8.883% | 8.551% | 8.823%
NSW1 | Pumped Hydro | 0.7553% | 1.974% | 6.02% | 8.2% | 8.28% | 5.746% | 8.404% | 10.01% | 14.14% | 18.41% | 20.31% | 22.81% | 23.47% | 24.87% | 25.44% | 25.73% | 24.5% | 25.25% | 25.74% | 24.87% | 23.45% | 22.59% | 23.51% | 22.64% | 22.26%
Region | Technology | 2020-21 | 2021-22 | 2022-23 | 2023-24 | 2024-25 | 2025-26 | 2026-27 | 2027-28 | 2028-29 | 2029-30 | 2030-31 | 2031-32 | 2032-33 | 2033-34 | 2034-35 | 2035-36 | 2036-37 | 2037-38 | 2038-39 | 2039-40 | 2040-41 | 2041-42 | 2042-43 | 2043-44 | 2044-45
QLD1 | Black Coal | 67.2% | 59.8% | 58.1% | 59.86% | 58.3% | 54.55% | 53.24% | 51.74% | 49.38% | 53.99% | 53.89% | 55.71% | 60.19% | 58.08% | 61.44% | 62.69% | 65% | 60.62% | 60.89% | 56.97% | 54.06% | 46.66% | 47.46% | 43.39% | 42.28%
QLD1 | Brown Coal | bar: 2020-21 to 2044-45
QLD1 | CCGT | 32.14% | 31.88% | 31.78% | 32.54% | 32.48% | 31.99% | 32.53% | 32.35% | 32.26% | 32.45% | 33.28% | 33.22% | 33.94% | 36.04% | 34.98% | 37.99% | 43.02% | 41.84% | 44.39% | 40.78% | 41.42% | 43.42% | 40.62% | 44.57% | 44.78%
QLD1 | Gas - Steam | bar: 2020-21 to 2044-45
QLD1 | OCGT / Diesel | 4.896e-08% | 0.007377% | 0.0007339% | 0.01524% | 0.01914% | 5.889e-08% | 0.002138% | 0.00122% | 5.998e-08% | 0.001106% | 0.03308% | 0.0463% | 0.02254% | 0.05054% | 0.09111% | 0.1318% | 0.7788% | 1.103% | 1.641% | 2.078% | 0.591% | 0.3463% | 0.4999% | 0.8016% | 0.2769%
QLD1 | Hydro | 53.07% | 53.01% | 52.96% | 53.11% | 53.01% | 53.08% | 52.94% | 53.15% | 53.01% | 52.86% | 52.68% | 53.12% | 52.77% | 52.85% | 52.79% | 52.99% | 52.12% | 52.39% | 52.13% | 51.88% | 51.85% | 48.12% | 47.3% | 46.08% | 44.29%
QLD1 | Wind | 39.81% | 37.17% | 35.91% | 33.48% | 29.56% | 36.34% | 33.79% | 38.21% | 36.17% | 37.83% | 36.34% | 35.05% | 32.54% | 35.86% | 34.47% | 39.06% | 36.68% | 36.69% | 34.96% | 33.93% | 30.35% | 33.05% | 30.97% | 31.3% | 29.93%
QLD1 | Solar PV | 28.44% | 28.8% | 29.8% | 29.87% | 28.62% | 27.94% | 29.66% | 24.92% | 27.5% | 28.65% | 29.64% | 29.82% | 28.63% | 27.79% | 30.08% | 25.13% | 27.71% | 28.62% | 29.87% | 29.99% | 28.67% | 27.98% | 29.87% | 24.78% | 27.13%
QLD1 | LS Batteries | 5.018% | 7.443% | 8.319% | 8.888% | 8.297% | 8.039% | 9.467% | 8.516% | 8.756% | 8.583% | 9.181% | 8.9% | 8.884% | 9.239% | 8.648% | 7.78% | 8.146% | 8.119% | 8.442% | 9.23% | 9.081% | 8.536% | 9.158% | 8.125% | 9.166%
QLD1 | Pumped Hydro | 1.648% | 5.366% | 7.054% | 9.477% | 7.324% | 7.261% | 10.81% | 11.21% | 11.51% | 14.38% | 14.67% | 16.42% | 16.35% | 17.66% | 20.2% | 19.94% | 20.54% | 20.7% | 21.09% | 20.77% | 19.95% | 17.82% | 19.1% | 16.89% | 17.28%
Region | Technology | 2020-21 | 2021-22 | 2022-23 | 2023-24 | 2024-25 | 2025-26 | 2026-27 | 2027-28 | 2028-29 | 2029-30 | 2030-31 | 2031-32 | 2032-33 | 2033-34 | 2034-35 | 2035-36 | 2036-37 | 2037-38 | 2038-39 | 2039-40 | 2040-41 | 2041-42 | 2042-43 | 2043-44 | 2044-45
VIC1 | Black Coal | bar: 2020-21 to 2044-45
VIC1 | Brown Coal | 82.26% | 84% | 84.29% | 84.31% | 84.43% | 79.09% | 78.04% | 74.56% | 73.1% | 70.39% | 71.76% | 73.81% | 78.55% | 81.87% | 79.78% | 82.54% | 82.8% | 78.79% | 75.16% | 75.48% | 67.62% | 67.37% | 62.94% | 58.63% | 57.22%
VIC1 | CCGT | bar: 2020-21 to 2044-45
VIC1 | Gas - Steam | 0.2671% | 1.096% | 0.6319% | 0.5479% | 0.6702% | 0.3438% | 0.121% | 0.2231% | 0.1348% | 0.5046% | 0.6689% | 0% | 0% | 0% | 0% | 0% | 0% | 0% | 0% | 0% | 0% | 0% | 0% | 0% | 0%
VIC1 | OCGT / Diesel | 0.1155% | 0.1688% | 0.2118% | 0.1329% | 0.09302% | 0.04659% | 0.01714% | 0.03407% | 0.01482% | 0.137% | 0.1891% | 0.3787% | 0.3768% | 2.102% | 1.497% | 2.551% | 3.2% | 2.994% | 3.648% | 3.646% | 1.293% | 4.618% | 2.153% | 7.366% | 7.433%
VIC1 | Hydro | 18.14% | 18.13% | 17.99% | 18.04% | 18.01% | 17.99% | 17.97% | 17.98% | 17.98% | 18.01% | 18.02% | 18.08% | 18.03% | 18.04% | 18.05% | 18.08% | 18.02% | 18.07% | 18.02% | 18.07% | 18.09% | 18.1% | 18.07% | 18.08% | 18.04%
VIC1 | Wind | 33.63% | 32.65% | 36.74% | 32.41% | 31.8% | 33.44% | 35.58% | 31.99% | 33.02% | 31.76% | 35.33% | 31.04% | 31.87% | 32.92% | 34.4% | 31.25% | 31.42% | 30.28% | 33.6% | 29.9% | 29.34% | 29.7% | 31.45% | 27.51% | 27.48%
VIC1 | Solar PV | 26.39% | 26.83% | 26.69% | 28.28% | 26.94% | 25.7% | 27.33% | 26.28% | 27.24% | 27.93% | 27.99% | 29.24% | 27.65% | 26.9% | 28.25% | 26.67% | 27.68% | 28.17% | 28.05% | 29.2% | 27.51% | 26.88% | 28.17% | 26.58% | 27.5%
VIC1 | LS Batteries | 4.398% | 6.044% | 5.355% | 5.128% | 4.178% | 3.372% | 5.759% | 3.976% | 4.501% | 5.659% | 6.471% | 6.116% | 5.924% | 5.758% | 6.388% | 5.7% | 5.603% | 6.122% | 6.242% | 6.02% | 5.707% | 4.737% | 6.126% | 6.553% | 7.431%
VIC1 | Pumped Hydro | 0% | 0% | 0% | 0% | 0% | 0% | 0% | 0% | 0% | 0% | 0% | 23.77% | 22.54% | 23.31% | 24.63% | 22.43% | 21.82% | 22.51% | 22.49% | 22.96% | 21.13% | 20.17% | 21.29% | 20.84% | 20.42%
Region | Technology | 2020-21 | 2021-22 | 2022-23 | 2023-24 | 2024-25 | 2025-26 | 2026-27 | 2027-28 | 2028-29 | 2029-30 | 2030-31 | 2031-32 | 2032-33 | 2033-34 | 2034-35 | 2035-36 | 2036-37 | 2037-38 | 2038-39 | 2039-40 | 2040-41 | 2041-42 | 2042-43 | 2043-44 | 2044-45
SA1 | Black Coal | bar: 2020-21 to 2044-45
SA1 | Brown Coal | bar: 2020-21 to 2044-45
SA1 | CCGT | 15.41% | 17.45% | 16.1% | 4.514% | 5.56% | 4.786% | 2.705% | 2.642% | 2.556% | 4.374% | 6.53% | 10.59% | 23.89% | 27.17% | 11.45% | 31.73% | 34.58% | 29.23% | 27.17% | 27.9% | 20.52% | 30.11% | 16.77% | 22.29% | 18.97%
SA1 | Gas - Steam | 0.6072% | 1.421% | 1.244% | 0.3877% | 0.3001% | 0.05772% | 0.1242% | 0.09732% | 0.0204% | 0.229% | 0.4249% | 0.576% | 0.5651% | 3.924% | 2.25% | 3.187% | 2.765% | 3.402% | 3.536% | 4.229% | 0.9421% | 4.461% | 2.454% | 2.022% | 0.288%
SA1 | OCGT / Diesel | 0.6594% | 0.9165% | 0.8024% | 0.239% | 0.287% | 0.1668% | 0.1275% | 0.08314% | 0.04708% | 0.1532% | 0.2704% | 0.7397% | 0.9659% | 2.935% | 1.286% | 3.449% | 4.18% | 3.652% | 3.766% | 3.212% | 1.473% | 4.386% | 1.684% | 2.122% | 2.055%
SA1 | Hydro | bar: 2020-21 to 2044-45
SA1 | Wind | 33.06% | 33.49% | 35.62% | 32.75% | 32.56% | 30.88% | 34.81% | 33.12% | 32.03% | 31.39% | 33.29% | 28.72% | 28.91% | 27.51% | 30.59% | 30.33% | 29.72% | 29.4% | 30.57% | 26.89% | 26.64% | 24.44% | 26.97% | 24.96% | 23.42%
SA1 | Solar PV | 28.8% | 28.98% | 29.15% | 29.63% | 28.26% | 29.94% | 30.59% | 29.92% | 30.69% | 30.75% | 31.48% | 31.51% | 29.82% | 29.97% | 30.46% | 29.45% | 30.08% | 30.08% | 30.71% | 31.03% | 29.15% | 29.51% | 29.72% | 28.71% | 29.05%
SA1 | LS Batteries | 5.429% | 5.89% | 5.894% | 5.262% | 4.423% | 4.69% | 5.394% | 4.655% | 4.815% | 5.303% | 5.774% | 5.532% | 5.482% | 5.265% | 5.693% | 5.227% | 5.138% | 5.491% | 5.586% | 5.303% | 5.031% | 4.677% | 5.592% | 5.127% | 6.164%
SA1 | Pumped Hydro | 0% | 0% | 0% | 0% | 0% | 0% | 0% | 0% | 0% | 0% | 0% | 26.4% | 25.76% | 26.1% | 27.44% | 23.28% | 23% | 23.57% | 22.27% | 22.81% | 21.18% | 21.36% | 21.45% | 18.92% | 19.6%
Region | Technology | 2020-21 | 2021-22 | 2022-23 | 2023-24 | 2024-25 | 2025-26 | 2026-27 | 2027-28 | 2028-29 | 2029-30 | 2030-31 | 2031-32 | 2032-33 | 2033-34 | 2034-35 | 2035-36 | 2036-37 | 2037-38 | 2038-39 | 2039-40 | 2040-41 | 2041-42 | 2042-43 | 2043-44 | 2044-45
TAS1 | Black Coal | bar: 2020-21 to 2044-45
TAS1 | Brown Coal | bar: 2020-21 to 2044-45
TAS1 | CCGT | 2.837e-07% | 3.003e-07% | 2.977e-07% | 3.179e-07% | 3.393e-07% | 3.386e-07% | 3.331e-07% | 3.768e-07% | 3.762e-07% | 3.733e-07% | 3.673e-07% | 3.778e-07% | 4.391e-07% | 4.339e-07% | 4.342e-07% | 4.463e-07% | 4.492e-07% | 4.538e-07% | 4.261e-07% | 4.595e-07% | 4.543e-07% | 4.189e-07% | 4.313e-07% | 4.183e-07% | 4.144e-07%
TAS1 | Gas - Steam | bar: 2020-21 to 2044-45
TAS1 | OCGT / Diesel | 2.152e-07% | 2.373e-07% | 2.259e-07% | 2.445e-07% | 2.545e-07% | 2.471e-07% | 2.34e-07% | 2.607e-07% | 2.661e-07% | 2.579e-07% | 2.478e-07% | 2.653e-07% | 3.098e-07% | 3.103e-07% | 3.199e-07% | 3.587e-07% | 3.859e-07% | 4.016e-07% | 3.055e-07% | 4.392e-07% | 4.001e-07% | 2.706e-07% | 0.0001474% | 2.655e-07% | 2.53e-07%
TAS1 | Hydro | 44.5% | 44.5% | 44.5% | 44.52% | 44.5% | 44.5% | 44.5% | 44.52% | 44.5% | 44.5% | 44.5% | 44.52% | 44.5% | 44.5% | 44.5% | 44.52% | 44.5% | 44.5% | 44.5% | 44.52% | 44.5% | 44.5% | 44.5% | 44.52% | 44.5%
TAS1 | Wind | 40.07% | 38.87% | 42.97% | 40.19% | 42.36% | 46.54% | 47.12% | 44.45% | 43.66% | 42.28% | 45.75% | 43.44% | 43.11% | 46.02% | 46.31% | 44.18% | 43.63% | 42.4% | 45.59% | 43.26% | 43% | 45.89% | 46.41% | 43.69% | 43.45%
TAS1 | Solar PV | bar: 2020-21 to 2044-45
TAS1 | LS Batteries | bar: 2020-21 to 2044-45
TAS1 | Pumped Hydro | bar: 2020-21 to 2044-45

## Neutral2_BaseCase_Capacity
Installed capacity by technology (MW) - QNI Base Case, Neutral + low emissions scenario
Capacity calculated on 1 July. In early study years some wind and solar projects enter later in the financial year and are therefore reflected in the following financial year's capacity.
Region | Technology | 2020-21 | 2021-22 | 2022-23 | 2023-24 | 2024-25 | 2025-26 | 2026-27 | 2027-28 | 2028-29 | 2029-30 | 2030-31 | 2031-32 | 2032-33 | 2033-34 | 2034-35 | 2035-36 | 2036-37 | 2037-38 | 2038-39 | 2039-40 | 2040-41 | 2041-42 | 2042-43 | 2043-44 | 2044-45
NEM | Black Coal | 18346 | 18346 | 16346 | 16346 | 16346 | 16346 | 15686 | 14846 | 14186 | 11906 | 11906 | 10466 | 10466 | 9146 | 8446 | 7126 | 6076 | 6076 | 5726 | 5726 | 5726 | 5066 | 5066 | 4406 | 3676
NEM | Brown Coal | 4660 | 4660 | 4660 | 4660 | 4660 | 4660 | 4660 | 4660 | 4660 | 4660 | 3935 | 3935 | 3210 | 3210 | 3210 | 3210 | 3210 | 3210 | 3210 | 3210 | 3210 | 3210 | 3210 | 3210 | 3210
NEM | CCGT | 3118.4 | 3118.4 | 3118.4 | 3118.4 | 3118.4 | 3118.4 | 3118.4 | 3118.4 | 3118.4 | 3118.4 | 3118.4 | 3118.4 | 3118.4 | 3118.4 | 3118.4 | 3118.4 | 3118.4 | 3118.4 | 3118.4 | 3118.4 | 3118.4 | 3118.4 | 3118.4 | 3118.4 | 3118.4
NEM | Gas - Steam | 1790 | 1310 | 1310 | 1310 | 1310 | 1310 | 1310 | 1310 | 1310 | 1310 | 1310 | 800 | 800 | 800 | 800 | 800 | 800 | 800 | 800 | 800 | 800 | 800 | 800 | 800 | 800
NEM | OCGT / Diesel | 6650.14 | 6616.14 | 6897.7507 | 6897.7507 | 6897.7507 | 6897.7507 | 6897.7507 | 6897.7507 | 6897.7507 | 6897.7507 | 6897.7507 | 6897.7507 | 7461.9892 | 7510.2214 | 7510.2214 | 8882.5721 | 8882.5721 | 8882.5721 | 8882.5721 | 8882.5721 | 8882.5721 | 8882.5721 | 8882.5721 | 9755.899 | 9755.899
NEM | Hydro | 7282.5 | 7282.5 | 7282.5 | 7282.5 | 7282.5 | 7282.5 | 7282.5 | 7282.5 | 7282.5 | 7282.5 | 7282.5 | 7282.5 | 7282.5 | 7282.5 | 7282.5 | 7282.5 | 7282.5 | 7282.5 | 7282.5 | 7282.5 | 7282.5 | 7282.5 | 7282.5 | 7282.5 | 7282.5
NEM | Wind | 9001.6 | 9333.4 | 10343.4 | 10343.4 | 11736.7459 | 12451.3961 | 13274.3368 | 17518.5974 | 18872.4017 | 19587.6005 | 20086.5341 | 22190.4764 | 22848.9028 | 24367.3994 | 24367.3994 | 27830.0214 | 29283.5653 | 29883.7394 | 30125.1063 | 33423.1564 | 34874.3102 | 35839.1946 | 35839.1946 | 42788.9217 | 44371.1404
NEM | Solar PV | 5506.47 | 7138.47 | 7656.9376 | 7915.6893 | 8625.4025 | 9389.803 | 9389.803 | 10396.0111 | 12166.7917 | 13418.123 | 14026.7087 | 15449.3465 | 16156.6858 | 16156.6858 | 16156.6858 | 20720.2385 | 21477.8231 | 21987.7407 | 22116.0682 | 22581.9442 | 26344.4151 | 26672.3204 | 26672.3204 | 32142.2467 | 33386.4555
NEM | LS Batteries | 232 | 232 | 232 | 232 | 232 | 232 | 232 | 232 | 232 | 232 | 232 | 232 | 439.0916 | 1095.6636 | 1095.6636 | 1095.6636 | 1095.6636 | 1095.6635 | 1095.6635 | 1108.9906 | 1442.1872 | 2088.2224 | 2106.6684 | 5408.0719 | 5408.0719
NEM | Pumped Hydro | 810 | 810 | 949.9984 | 949.9984 | 949.9984 | 2949.9984 | 2949.9984 | 2949.9984 | 3125.6349 | 4083.4558 | 4134.7881 | 5493.5602 | 5748.2375 | 5748.2375 | 6232.4286 | 8731.6003 | 9361.0408 | 9901.6495 | 10274.6486 | 10678.4657 | 12679.5902 | 12679.5902 | 12679.5902 | 14340.5116 | 14569.4907
Total excluding storage |  | 56355.11 | 57804.91 | 57614.9883 | 57873.74 | 59976.799 | 61455.8497 | 61618.7905 | 66029.2592 | 68493.8441 | 68180.3743 | 68562.8935 | 70139.4736 | 71344.4778 | 71591.2066 | 70891.2066 | 78969.732 | 80130.8605 | 81240.9522 | 81260.6466 | 85024.5728 | 90238.1974 | 90870.9871 | 90870.9871 | 103503.9674 | 105600.3949
Region | Technology | 2020-21 | 2021-22 | 2022-23 | 2023-24 | 2024-25 | 2025-26 | 2026-27 | 2027-28 | 2028-29 | 2029-30 | 2030-31 | 2031-32 | 2032-33 | 2033-34 | 2034-35 | 2035-36 | 2036-37 | 2037-38 | 2038-39 | 2039-40 | 2040-41 | 2041-42 | 2042-43 | 2043-44 | 2044-45
NSW1 | Black Coal | 10160 | 10160 | 8160 | 8160 | 8160 | 8160 | 7500 | 7500 | 6840 | 5400 | 5400 | 3960 | 3960 | 2640 | 2640 | 1320 | 1320 | 1320 | 1320 | 1320 | 1320 | 660 | 660 | 0 | 0
NSW1 | Brown Coal | 0 | 0 | 0 | 0 | 0 | 0 | 0 | 0 | 0 | 0 | 0 | 0 | 0 | 0 | 0 | 0 | 0 | 0 | 0 | 0 | 0 | 0 | 0 | 0 | 0
NSW1 | CCGT | 605.9 | 605.9 | 605.9 | 605.9 | 605.9 | 605.9 | 605.9 | 605.9 | 605.9 | 605.9 | 605.9 | 605.9 | 605.9 | 605.9 | 605.9 | 605.9 | 605.9 | 605.9 | 605.9 | 605.9 | 605.9 | 605.9 | 605.9 | 605.9 | 605.9
NSW1 | Gas - Steam | 0 | 0 | 0 | 0 | 0 | 0 | 0 | 0 | 0 | 0 | 0 | 0 | 0 | 0 | 0 | 0 | 0 | 0 | 0 | 0 | 0 | 0 | 0 | 0 | 0
NSW1 | OCGT / Diesel | 1438 | 1438 | 1719.6107 | 1719.6107 | 1719.6107 | 1719.6107 | 1719.6107 | 1719.6107 | 1719.6107 | 1719.6107 | 1719.6107 | 1719.6107 | 2283.8492 | 2332.0814 | 2332.0814 | 3704.4321 | 3704.4321 | 3704.4321 | 3704.4321 | 3704.4321 | 3704.4321 | 3704.4321 | 3704.4321 | 4577.759 | 4577.759
NSW1 | Hydro | 2585 | 2585 | 2585 | 2585 | 2585 | 2585 | 2585 | 2585 | 2585 | 2585 | 2585 | 2585 | 2585 | 2585 | 2585 | 2585 | 2585 | 2585 | 2585 | 2585 | 2585 | 2585 | 2585 | 2585 | 2585
NSW1 | Wind | 1960.8 | 1960.8 | 1960.8 | 1960.8 | 3121.128 | 3426.2254 | 4249.1661 | 4679.8325 | 4679.8325 | 4876.8576 | 4876.8576 | 6980.7999 | 7096.5917 | 8615.0883 | 8615.0883 | 9812.4791 | 9812.4791 | 10248.1664 | 10489.5333 | 12841.2532 | 13196.6409 | 13196.6409 | 13196.6409 | 14733.0685 | 14838.9104
NSW1 | Solar PV | 2497.7 | 2777.7 | 2911.1676 | 2911.1676 | 3620.8808 | 3620.8808 | 3620.8808 | 3955.9377 | 5726.7183 | 6564.741 | 6818.7256 | 7588.4882 | 8278.2916 | 8278.2916 | 8278.2916 | 12841.8443 | 13349.3849 | 13859.3024 | 13870.5001 | 13870.5001 | 17103.4141 | 17103.4141 | 17103.4141 | 20830.3935 | 22046.4466
NSW1 | LS Batteries | 0 | 0 | 0 | 0 | 0 | 0 | 0 | 0 | 0 | 0 | 0 | 0 | 207.0916 | 863.6636 | 863.6636 | 863.6636 | 863.6636 | 863.6635 | 863.6635 | 863.6635 | 1196.8601 | 1842.8953 | 1842.8953 | 4952.763 | 4952.763
NSW1 | Pumped Hydro | 240 | 240 | 379.9984 | 379.9984 | 379.9984 | 2379.9984 | 2379.9984 | 2379.9984 | 2555.6349 | 3364.4152 | 3415.7476 | 4210.98 | 4455.5825 | 4455.5825 | 4455.5825 | 5387.4799 | 5845.0348 | 6282.951 | 6384.8411 | 6502.5568 | 8094.8602 | 8094.8602 | 8094.8602 | 9011.0209 | 9240
Total excluding storage |  | 19247.4 | 19527.4 | 17942.4783 | 17942.4783 | 19812.5195 | 20117.6169 | 20280.5576 | 21046.2809 | 22157.0615 | 21752.1093 | 22006.0939 | 23439.7988 | 24809.6325 | 25056.3613 | 25056.3613 | 30869.6556 | 31377.1961 | 32322.8009 | 32575.3655 | 34927.0854 | 38515.3871 | 37855.3871 | 37855.3871 | 43332.121 | 44654.016
Region | Technology | 2020-21 | 2021-22 | 2022-23 | 2023-24 | 2024-25 | 2025-26 | 2026-27 | 2027-28 | 2028-29 | 2029-30 | 2030-31 | 2031-32 | 2032-33 | 2033-34 | 2034-35 | 2035-36 | 2036-37 | 2037-38 | 2038-39 | 2039-40 | 2040-41 | 2041-42 | 2042-43 | 2043-44 | 2044-45
QLD1 | Black Coal | 8186 | 8186 | 8186 | 8186 | 8186 | 8186 | 8186 | 7346 | 7346 | 6506 | 6506 | 6506 | 6506 | 6506 | 5806 | 5806 | 4756 | 4756 | 4406 | 4406 | 4406 | 4406 | 4406 | 4406 | 3676
QLD1 | Brown Coal | 0 | 0 | 0 | 0 | 0 | 0 | 0 | 0 | 0 | 0 | 0 | 0 | 0 | 0 | 0 | 0 | 0 | 0 | 0 | 0 | 0 | 0 | 0 | 0 | 0
QLD1 | CCGT | 1595.5 | 1595.5 | 1595.5 | 1595.5 | 1595.5 | 1595.5 | 1595.5 | 1595.5 | 1595.5 | 1595.5 | 1595.5 | 1595.5 | 1595.5 | 1595.5 | 1595.5 | 1595.5 | 1595.5 | 1595.5 | 1595.5 | 1595.5 | 1595.5 | 1595.5 | 1595.5 | 1595.5 | 1595.5
QLD1 | Gas - Steam | 0 | 0 | 0 | 0 | 0 | 0 | 0 | 0 | 0 | 0 | 0 | 0 | 0 | 0 | 0 | 0 | 0 | 0 | 0 | 0 | 0 | 0 | 0 | 0 | 0
QLD1 | OCGT / Diesel | 1879.5 | 1845.5 | 1845.5 | 1845.5 | 1845.5 | 1845.5 | 1845.5 | 1845.5 | 1845.5 | 1845.5 | 1845.5 | 1845.5 | 1845.5 | 1845.5 | 1845.5 | 1845.5 | 1845.5 | 1845.5 | 1845.5 | 1845.5 | 1845.5 | 1845.5 | 1845.5 | 1845.5 | 1845.5
QLD1 | Hydro | 152.4 | 152.4 | 152.4 | 152.4 | 152.4 | 152.4 | 152.4 | 152.4 | 152.4 | 152.4 | 152.4 | 152.4 | 152.4 | 152.4 | 152.4 | 152.4 | 152.4 | 152.4 | 152.4 | 152.4 | 152.4 | 152.4 | 152.4 | 152.4 | 152.4
QLD1 | Wind | 664 | 664 | 1674 | 1674 | 1674 | 1947.3348 | 1947.3348 | 3994.0005 | 4434.0005 | 4434.0005 | 4434.0005 | 4434.0005 | 4434.0005 | 4434.0005 | 4434.0005 | 4886.7439 | 5868.2656 | 6032.7524 | 6032.7524 | 6979.0824 | 7736.867 | 8701.7513 | 8701.7513 | 10221.3637 | 11136.2822
QLD1 | Solar PV | 1764.5 | 3116.5 | 3501.5 | 3501.5 | 3501.5 | 3501.5 | 3501.5 | 3501.5 | 3501.5 | 3501.5 | 3501.5 | 3501.5 | 3501.5 | 3501.5 | 3501.5 | 3501.5 | 3501.5 | 3501.5 | 3618.6299 | 3718.5596 | 3925.3293 | 3925.3293 | 3925.3293 | 4495.8031 | 4523.9588
QLD1 | LS Batteries | 2 | 2 | 2 | 2 | 2 | 2 | 2 | 2 | 2 | 2 | 2 | 2 | 2 | 2 | 2 | 2 | 2 | 2 | 2 | 15.3271 | 15.3271 | 15.3271 | 15.3271 | 206.8629 | 206.8629
QLD1 | Pumped Hydro | 570 | 570 | 570 | 570 | 570 | 570 | 570 | 570 | 570 | 719.0406 | 719.0406 | 913.2995 | 913.2995 | 913.2995 | 1397.4906 | 1996.1985 | 1996.1985 | 2098.8911 | 2370 | 2370 | 2370 | 2370 | 2370 | 2370 | 2370
Total excluding storage |  | 14241.9 | 15559.9 | 16954.9 | 16954.9 | 16954.9 | 17228.2348 | 17228.2348 | 18434.9005 | 18874.9005 | 18034.9005 | 18034.9005 | 18034.9005 | 18034.9005 | 18034.9005 | 17334.9005 | 17787.6439 | 17719.1656 | 17883.6524 | 17650.7823 | 18697.042 | 19661.5962 | 20626.4806 | 20626.4806 | 22716.5668 | 22929.641
Region | Technology | 2020-21 | 2021-22 | 2022-23 | 2023-24 | 2024-25 | 2025-26 | 2026-27 | 2027-28 | 2028-29 | 2029-30 | 2030-31 | 2031-32 | 2032-33 | 2033-34 | 2034-35 | 2035-36 | 2036-37 | 2037-38 | 2038-39 | 2039-40 | 2040-41 | 2041-42 | 2042-43 | 2043-44 | 2044-45
VIC1 | Black Coal | 0 | 0 | 0 | 0 | 0 | 0 | 0 | 0 | 0 | 0 | 0 | 0 | 0 | 0 | 0 | 0 | 0 | 0 | 0 | 0 | 0 | 0 | 0 | 0 | 0
VIC1 | Brown Coal | 4660 | 4660 | 4660 | 4660 | 4660 | 4660 | 4660 | 4660 | 4660 | 4660 | 3935 | 3935 | 3210 | 3210 | 3210 | 3210 | 3210 | 3210 | 3210 | 3210 | 3210 | 3210 | 3210 | 3210 | 3210
VIC1 | CCGT | 0 | 0 | 0 | 0 | 0 | 0 | 0 | 0 | 0 | 0 | 0 | 0 | 0 | 0 | 0 | 0 | 0 | 0 | 0 | 0 | 0 | 0 | 0 | 0 | 0
VIC1 | Gas - Steam | 510 | 510 | 510 | 510 | 510 | 510 | 510 | 510 | 510 | 510 | 510 | 0 | 0 | 0 | 0 | 0 | 0 | 0 | 0 | 0 | 0 | 0 | 0 | 0 | 0
VIC1 | OCGT / Diesel | 1872 | 1872 | 1872 | 1872 | 1872 | 1872 | 1872 | 1872 | 1872 | 1872 | 1872 | 1872 | 1872 | 1872 | 1872 | 1872 | 1872 | 1872 | 1872 | 1872 | 1872 | 1872 | 1872 | 1872 | 1872
VIC1 | Hydro | 2211 | 2211 | 2211 | 2211 | 2211 | 2211 | 2211 | 2211 | 2211 | 2211 | 2211 | 2211 | 2211 | 2211 | 2211 | 2211 | 2211 | 2211 | 2211 | 2211 | 2211 | 2211 | 2211 | 2211 | 2211
VIC1 | Wind | 3739.35 | 4071.15 | 4071.15 | 4071.15 | 4071.15 | 4071.15 | 4071.15 | 4764.3458 | 5404.1584 | 5843.9808 | 6342.9144 | 6342.9144 | 6885.549 | 6885.549 | 6885.549 | 7987.647 | 8459.6692 | 8459.6692 | 8459.6692 | 8459.6692 | 8797.6472 | 8797.6472 | 8797.6472 | 11474.55 | 11474.55
VIC1 | Solar PV | 929.27 | 929.27 | 929.27 | 1188.0217 | 1188.0217 | 1188.0217 | 1188.0217 | 1663.5734 | 1663.5734 | 2039.7578 | 2383.299 | 2911.0387 | 2911.0387 | 2911.0387 | 2911.0387 | 2911.0387 | 2911.0387 | 2911.0387 | 2911.0387 | 2911.0387 | 2911.0387 | 2911.0387 | 2911.0387 | 3490.4004 | 3490.4004
VIC1 | LS Batteries | 75 | 75 | 75 | 75 | 75 | 75 | 75 | 75 | 75 | 75 | 75 | 75 | 75 | 75 | 75 | 75 | 75 | 75 | 75 | 75 | 75 | 75 | 93.446 | 93.446 | 93.446
VIC1 | Pumped Hydro | 0 | 0 | 0 | 0 | 0 | 0 | 0 | 0 | 0 | 0 | 0 | 369.2804 | 379.3552 | 379.3552 | 379.3552 | 1200 | 1200 | 1200 | 1200 | 1200 | 1200 | 1200 | 1200 | 1200 | 1200
Total excluding storage |  | 13921.62 | 14253.42 | 14253.42 | 14512.1717 | 14512.1717 | 14512.1717 | 14512.1717 | 15680.9192 | 16320.7318 | 17136.7386 | 17254.2134 | 17271.9531 | 17089.5877 | 17089.5877 | 17089.5877 | 18191.6857 | 18663.7079 | 18663.7079 | 18663.7079 | 18663.7079 | 19001.6859 | 19001.6859 | 19001.6859 | 22257.9504 | 22257.9504
Region | Technology | 2020-21 | 2021-22 | 2022-23 | 2023-24 | 2024-25 | 2025-26 | 2026-27 | 2027-28 | 2028-29 | 2029-30 | 2030-31 | 2031-32 | 2032-33 | 2033-34 | 2034-35 | 2035-36 | 2036-37 | 2037-38 | 2038-39 | 2039-40 | 2040-41 | 2041-42 | 2042-43 | 2043-44 | 2044-45
SA1 | Black Coal | 0 | 0 | 0 | 0 | 0 | 0 | 0 | 0 | 0 | 0 | 0 | 0 | 0 | 0 | 0 | 0 | 0 | 0 | 0 | 0 | 0 | 0 | 0 | 0 | 0
SA1 | Brown Coal | 0 | 0 | 0 | 0 | 0 | 0 | 0 | 0 | 0 | 0 | 0 | 0 | 0 | 0 | 0 | 0 | 0 | 0 | 0 | 0 | 0 | 0 | 0 | 0 | 0
SA1 | CCGT | 709 | 709 | 709 | 709 | 709 | 709 | 709 | 709 | 709 | 709 | 709 | 709 | 709 | 709 | 709 | 709 | 709 | 709 | 709 | 709 | 709 | 709 | 709 | 709 | 709
SA1 | Gas - Steam | 1280 | 800 | 800 | 800 | 800 | 800 | 800 | 800 | 800 | 800 | 800 | 800 | 800 | 800 | 800 | 800 | 800 | 800 | 800 | 800 | 800 | 800 | 800 | 800 | 800
SA1 | OCGT / Diesel | 1282.64 | 1282.64 | 1282.64 | 1282.64 | 1282.64 | 1282.64 | 1282.64 | 1282.64 | 1282.64 | 1282.64 | 1282.64 | 1282.64 | 1282.64 | 1282.64 | 1282.64 | 1282.64 | 1282.64 | 1282.64 | 1282.64 | 1282.64 | 1282.64 | 1282.64 | 1282.64 | 1282.64 | 1282.64
SA1 | Hydro | 0 | 0 | 0 | 0 | 0 | 0 | 0 | 0 | 0 | 0 | 0 | 0 | 0 | 0 | 0 | 0 | 0 | 0 | 0 | 0 | 0 | 0 | 0 | 0 | 0
SA1 | Wind | 2073.45 | 2073.45 | 2073.45 | 2073.45 | 2073.45 | 2073.45 | 2073.45 | 3147.1827 | 3421.1745 | 3499.5258 | 3499.5258 | 3499.5258 | 3499.5258 | 3499.5258 | 3499.5258 | 4209.9155 | 4209.9155 | 4209.9155 | 4209.9155 | 4209.9158 | 4209.9193 | 4209.9193 | 4209.9193 | 5426.7036 | 5988.162
SA1 | Solar PV | 315 | 315 | 315 | 315 | 315 | 1079.4005 | 1079.4005 | 1275 | 1275 | 1312.1242 | 1323.1841 | 1448.3196 | 1465.8555 | 1465.8555 | 1465.8555 | 1465.8555 | 1715.8995 | 1715.8995 | 1715.8995 | 2081.8458 | 2404.6331 | 2732.5384 | 2732.5384 | 3325.6497 | 3325.6497
SA1 | LS Batteries | 155 | 155 | 155 | 155 | 155 | 155 | 155 | 155 | 155 | 155 | 155 | 155 | 155 | 155 | 155 | 155 | 155 | 155 | 155 | 155 | 155 | 155 | 155 | 155 | 155
SA1 | Pumped Hydro | 0 | 0 | 0 | 0 | 0 | 0 | 0 | 0 | 0 | 0 | 0 | 0.00026867 | 0.00026868 | 0.00026868 | 0.00026869 | 147.9219 | 319.8075 | 319.8075 | 319.8075 | 605.909 | 1014.73 | 1014.73 | 1014.73 | 1759.4907 | 1759.4907
Total excluding storage |  | 5660.09 | 5180.09 | 5180.09 | 5180.09 | 5180.09 | 5944.4905 | 5944.4905 | 7213.8227 | 7487.8145 | 7603.29 | 7614.3499 | 7739.4854 | 7757.0213 | 7757.0213 | 7757.0213 | 8467.411 | 8717.4551 | 8717.4551 | 8717.4551 | 9083.4015 | 9406.1924 | 9734.0977 | 9734.0977 | 11543.9933 | 12105.4517
Region | Technology | 2020-21 | 2021-22 | 2022-23 | 2023-24 | 2024-25 | 2025-26 | 2026-27 | 2027-28 | 2028-29 | 2029-30 | 2030-31 | 2031-32 | 2032-33 | 2033-34 | 2034-35 | 2035-36 | 2036-37 | 2037-38 | 2038-39 | 2039-40 | 2040-41 | 2041-42 | 2042-43 | 2043-44 | 2044-45
TAS1 | Black Coal | 0 | 0 | 0 | 0 | 0 | 0 | 0 | 0 | 0 | 0 | 0 | 0 | 0 | 0 | 0 | 0 | 0 | 0 | 0 | 0 | 0 | 0 | 0 | 0 | 0
TAS1 | Brown Coal | 0 | 0 | 0 | 0 | 0 | 0 | 0 | 0 | 0 | 0 | 0 | 0 | 0 | 0 | 0 | 0 | 0 | 0 | 0 | 0 | 0 | 0 | 0 | 0 | 0
TAS1 | CCGT | 208 | 208 | 208 | 208 | 208 | 208 | 208 | 208 | 208 | 208 | 208 | 208 | 208 | 208 | 208 | 208 | 208 | 208 | 208 | 208 | 208 | 208 | 208 | 208 | 208
TAS1 | Gas - Steam | 0 | 0 | 0 | 0 | 0 | 0 | 0 | 0 | 0 | 0 | 0 | 0 | 0 | 0 | 0 | 0 | 0 | 0 | 0 | 0 | 0 | 0 | 0 | 0 | 0
TAS1 | OCGT / Diesel | 178 | 178 | 178 | 178 | 178 | 178 | 178 | 178 | 178 | 178 | 178 | 178 | 178 | 178 | 178 | 178 | 178 | 178 | 178 | 178 | 178 | 178 | 178 | 178 | 178
TAS1 | Hydro | 2334.1 | 2334.1 | 2334.1 | 2334.1 | 2334.1 | 2334.1 | 2334.1 | 2334.1 | 2334.1 | 2334.1 | 2334.1 | 2334.1 | 2334.1 | 2334.1 | 2334.1 | 2334.1 | 2334.1 | 2334.1 | 2334.1 | 2334.1 | 2334.1 | 2334.1 | 2334.1 | 2334.1 | 2334.1
TAS1 | Wind | 564 | 564 | 564 | 564 | 797.0179 | 933.2358 | 933.2358 | 933.2358 | 933.2358 | 933.2358 | 933.2358 | 933.2358 | 933.2358 | 933.2358 | 933.2358 | 933.2358 | 933.2358 | 933.2358 | 933.2358 | 933.2358 | 933.2358 | 933.2358 | 933.2358 | 933.2358 | 933.2358
TAS1 | Solar PV | 0 | 0 | 0 | 0 | 0 | 0 | 0 | 0 | 0 | 0 | 0 | 0 | 0 | 0 | 0 | 0 | 0 | 0 | 0 | 0 | 0 | 0 | 0 | 0 | 0
TAS1 | LS Batteries | 0 | 0 | 0 | 0 | 0 | 0 | 0 | 0 | 0 | 0 | 0 | 0 | 0 | 0 | 0 | 0 | 0 | 0 | 0 | 0 | 0 | 0 | 0 | 0 | 0
TAS1 | Pumped Hydro | 0 | 0 | 0 | 0 | 0 | 0 | 0 | 0 | 0 | 0 | 0 | 0 | 0 | 0 | 0 | 0 | 0 | 0 | 0 | 0 | 0 | 0 | 0 | 0 | 0
Total excluding storage |  | 3284.1 | 3284.1 | 3284.1 | 3284.1 | 3517.1179 | 3653.3358 | 3653.3358 | 3653.3358 | 3653.3358 | 3653.3358 | 3653.3358 | 3653.3358 | 3653.3358 | 3653.3358 | 3653.3358 | 3653.3358 | 3653.3358 | 3653.3358 | 3653.3358 | 3653.3358 | 3653.3358 | 3653.3358 | 3653.3358 | 3653.3358 | 3653.3358

## Neutral2_BaseCase_Generation
Annual generation by technology (GWh) - QNI Base Case, Neutral + low emissions scenario
Region | Technology | 2020-21 | 2021-22 | 2022-23 | 2023-24 | 2024-25 | 2025-26 | 2026-27 | 2027-28 | 2028-29 | 2029-30 | 2030-31 | 2031-32 | 2032-33 | 2033-34 | 2034-35 | 2035-36 | 2036-37 | 2037-38 | 2038-39 | 2039-40 | 2040-41 | 2041-42 | 2042-43 | 2043-44 | 2044-45
NEM | Black Coal | 96850.5464 | 91085.0887 | 84943.5838 | 88641.2453 | 83922.5275 | 80681.5893 | 74729.8041 | 70406.2052 | 64838.2334 | 59971.2939 | 59073.4095 | 54266.7335 | 54708.5011 | 48752.7237 | 46839.8923 | 39980.5761 | 35175.416 | 33053.8779 | 30247.5776 | 26496.0049 | 27031.0136 | 21412.4017 | 20732.7442 | 16748.9098 | 13614.0279
NEM | Brown Coal | 33579.4538 | 34290.6062 | 34408.1413 | 34416.9895 | 34467.4301 | 32284.6319 | 31856.6526 | 30434.7194 | 29841.3983 | 28733.9977 | 24736.8311 | 25441.4477 | 22088.2072 | 23021.929 | 22433.9769 | 23210.1379 | 23283.8759 | 22155.0581 | 21135.5746 | 21224.0724 | 19015.0457 | 18944.6293 | 17697.5955 | 16487.672 | 16089.1227
NEM | CCGT | 5449.4592 | 5549.0228 | 5450.9618 | 4875.8565 | 4940.5325 | 4771.1238 | 4745.1936 | 4709.5033 | 4732.8349 | 4926.9493 | 5420.628 | 5754.5623 | 7435.469 | 7974.6315 | 6113.7431 | 9200.4819 | 10299.2468 | 9516.0554 | 9615.7289 | 9108.7786 | 8423.5162 | 9787.5665 | 8030.1159 | 9576.5404 | 9473.2038
NEM | Gas - Steam | 80.0207 | 148.5342 | 115.3965 | 51.6465 | 50.9735 | 19.4059 | 14.1102 | 16.7878 | 7.4498 | 38.5903 | 59.6598 | 40.3652 | 39.6018 | 274.9861 | 157.6553 | 223.3547 | 193.7979 | 238.4266 | 247.8092 | 296.3565 | 66.0193 | 312.6041 | 171.9414 | 141.7341 | 20.1863
NEM | OCGT / Diesel | 94.5391 | 134.427 | 135.1595 | 66.528 | 64.595 | 26.3835 | 17.4847 | 15.1259 | 9.7076 | 43.403 | 77.5376 | 169.2485 | 191.0603 | 911.6904 | 649.7135 | 1410.0929 | 1821.0877 | 1888.0801 | 2317.6624 | 2367.8981 | 1041.856 | 2322.1156 | 1593.4524 | 2848.8378 | 2745.7773
NEM | Hydro | 15972.4544 | 16076.3251 | 16022.8612 | 16167.7747 | 16206.3932 | 16041.3624 | 16027.0591 | 16197.1073 | 16359.0779 | 16495.4751 | 16475.7181 | 16747.6428 | 16670.4161 | 17215.4716 | 17189.8862 | 17361.2921 | 17219.9223 | 17343.0866 | 17385.9692 | 17414.7153 | 17178.9552 | 17566.0071 | 17575.5592 | 17565.2377 | 17377.1125
NEM | Wind | 27360.4537 | 28821.53 | 33257.8441 | 30556.2145 | 35485.3349 | 40385.755 | 45111.4103 | 53942.0329 | 55543.5398 | 58107.8862 | 62420.1235 | 64872.039 | 68952.8653 | 76215.8414 | 78613.5512 | 79460.9014 | 80384.9995 | 81140.6629 | 85186.574 | 90275.9917 | 91543.3133 | 97681.5419 | 99896.3006 | 104044.7145 | 102899.8399
NEM | Solar PV | 13876.8246 | 18019.4295 | 19484.7066 | 20326.2851 | 21348.5668 | 22644.798 | 24173.5241 | 24094.3064 | 29806.3867 | 34390.7365 | 36707.872 | 40516.5471 | 40799.5275 | 39711.9554 | 42489.0767 | 49542.3811 | 52961.3894 | 56711.2229 | 58270.4058 | 59269.4152 | 66541.6217 | 66048.7785 | 70354.0964 | 75969.0148 | 80736.3411
NEM | LS Batteries | 103.4871 | 120.9915 | 116.6678 | 106.6964 | 88.9661 | 87.2443 | 112.7413 | 90.8271 | 96.4896 | 110.6835 | 122.5197 | 116.8504 | 270.3058 | 746.1246 | 772.8436 | 755.804 | 749.1268 | 780.0524 | 796.2912 | 785.8974 | 1087.6612 | 1478.7425 | 1572.3778 | 3980.6313 | 4138.5066
NEM | Pumped Hydro | 98.1683 | 309.4378 | 552.614 | 746.1557 | 641.3039 | 1560.5374 | 2291.7494 | 2647.6169 | 3740.309 | 6330.8586 | 7000.1449 | 10498.7135 | 11218.8052 | 11894.4618 | 13221.3843 | 18291.4502 | 19073.0806 | 20727.0285 | 21760.0207 | 22104.3032 | 24876.4548 | 23739.6357 | 24778.7836 | 26481.4175 | 26770.3959
Total excluding storage |  | 193263.7519 | 194124.9635 | 193818.6548 | 195102.54 | 196486.3535 | 196855.0499 | 196675.2387 | 199815.7881 | 201138.6285 | 202708.3319 | 204971.7796 | 207808.5861 | 210885.6484 | 214079.2291 | 214487.4953 | 220389.2181 | 221339.7355 | 222046.4705 | 224407.3018 | 226453.2328 | 230841.341 | 234075.6447 | 236051.8056 | 243382.6611 | 242955.6115
Region | Technology | 2020-21 | 2021-22 | 2022-23 | 2023-24 | 2024-25 | 2025-26 | 2026-27 | 2027-28 | 2028-29 | 2029-30 | 2030-31 | 2031-32 | 2032-33 | 2033-34 | 2034-35 | 2035-36 | 2036-37 | 2037-38 | 2038-39 | 2039-40 | 2040-41 | 2041-42 | 2042-43 | 2043-44 | 2044-45
NSW1 | Black Coal | 48663.2513 | 48205.7094 | 43278.2258 | 45718.81 | 42118.3361 | 41561.4428 | 36554.7949 | 37111.3529 | 33062.7674 | 29200.3282 | 28359.5351 | 22516.3003 | 20407.1937 | 15654.0337 | 15593.0344 | 8094.2402 | 8094.24 | 7798.8662 | 6745.908 | 4507.7194 | 6166.6633 | 3403.4976 | 2416.0989 | 0 | 0
NSW1 | Brown Coal | 0 | 0 | 0 | 0 | 0 | 0 | 0 | 0 | 0 | 0 | 0 | 0 | 0 | 0 | 0 | 0 | 0 | 0 | 0 | 0 | 0 | 0 | 0 | 0 | 0
NSW1 | CCGT | 0.98668 | 9.5473 | 8.9974 | 47.0203 | 56.3037 | 2.4262 | 31.1591 | 23.5601 | 64.8477 | 120.4053 | 364.3452 | 454.5635 | 1208.2726 | 1250.279 | 513.504 | 1920.4447 | 2138.6899 | 1853.1893 | 1723.9758 | 1675.7 | 1359.3881 | 1849.524 | 1312.0855 | 1962.3019 | 2035.3959
NSW1 | Gas - Steam | 0 | 0 | 0 | 0 | 0 | 0 | 0 | 0 | 0 | 0 | 0 | 0 | 0 | 0 | 0 | 0 | 0 | 0 | 0 | 0 | 0 | 0 | 0 | 0 | 0
NSW1 | OCGT / Diesel | 1.5097 | 2.5828 | 10.1523 | 15.4176 | 14.003 | 5.4152e-06 | 0.0052473 | 5.6803e-06 | 1.9877 | 3.5368 | 10.7984 | 16.5451 | 17.1041 | 229.1391 | 244.9412 | 582.8757 | 700.7979 | 808.5329 | 1030.9773 | 1073.1665 | 568.781 | 1016.0494 | 970.4355 | 1272.8832 | 1251.1769
NSW1 | Hydro | 2652.0379 | 2757.832 | 2732.8413 | 2862.0529 | 2911.8907 | 2749.7788 | 2740.3387 | 2901.6206 | 3070.2349 | 3201.5598 | 3182.4085 | 3434.816 | 3373.8467 | 3916.015 | 3889.7963 | 4049.4726 | 3935.061 | 4045.1115 | 4101.1059 | 4119.0736 | 3884.3749 | 4318.2455 | 4344.3821 | 4346.4751 | 4191.8881
NSW1 | Wind | 5313.3996 | 5711.765 | 6294.9682 | 6155.6865 | 10937.6191 | 12847.2676 | 16482.5504 | 14453.2194 | 12692.4831 | 14073.6002 | 14729.5005 | 21657.6105 | 24702.8796 | 30231.0219 | 31312.7098 | 26074.4627 | 23721.7015 | 25002.3393 | 26814.7882 | 33921.1526 | 35020.5325 | 36837.1199 | 38311.5345 | 32928.7676 | 30236.4384
NSW1 | Solar PV | 6298.2771 | 6920.5237 | 7367.7555 | 7404.4558 | 8987.5832 | 8568.6713 | 9338.7326 | 9278.5447 | 13972.7663 | 17080.165 | 18123.4798 | 19915.3117 | 21138.9318 | 20481.3867 | 22147.283 | 31252.3909 | 32881.4897 | 36227.5377 | 37031.8556 | 36396.7333 | 43527.6832 | 42508.2112 | 45786.9524 | 49717.1982 | 53113.8617
NSW1 | LS Batteries | 3.6994e-05 | 4.4843e-05 | 6.602e-05 | 7.121e-05 | 6.3845e-05 | 6.0927e-05 | 7.3083e-05 | 6.8488e-05 | 7.1588e-05 | 0.00010867 | 0.00012403 | 0.00013015 | 155.4033 | 635.1885 | 652.0514 | 646.0172 | 641.1257 | 663.8565 | 677.9548 | 661.9498 | 969.6603 | 1372.6626 | 1434.0068 | 3710.1465 | 3827.8903
NSW1 | Pumped Hydro | 15.8785 | 41.5031 | 200.3825 | 272.958 | 275.6197 | 1197.9944 | 1752.0535 | 2087.7886 | 3165.8299 | 5425.304 | 6075.8688 | 8415.7963 | 9161.6317 | 9707.0514 | 9929.9551 | 12145.1302 | 12543.0224 | 13894.5887 | 14394.2101 | 14168.6715 | 16630.5567 | 16021.2806 | 16668.0249 | 17868.7493 | 18014.761
Total excluding storage |  | 62929.4623 | 63607.9602 | 59692.9405 | 62203.4431 | 65025.7357 | 65729.5868 | 65147.581 | 63768.2977 | 62865.0872 | 63679.5953 | 64770.0676 | 67995.147 | 70848.2285 | 71761.8754 | 73701.2686 | 71973.8868 | 71471.98 | 75735.5768 | 77448.6108 | 81693.5454 | 90527.423 | 89932.6477 | 93141.489 | 90227.626 | 90828.761
Region | Technology | 2020-21 | 2021-22 | 2022-23 | 2023-24 | 2024-25 | 2025-26 | 2026-27 | 2027-28 | 2028-29 | 2029-30 | 2030-31 | 2031-32 | 2032-33 | 2033-34 | 2034-35 | 2035-36 | 2036-37 | 2037-38 | 2038-39 | 2039-40 | 2040-41 | 2041-42 | 2042-43 | 2043-44 | 2044-45
QLD1 | Black Coal | 48187.2951 | 42879.3793 | 41665.358 | 42922.4353 | 41804.1914 | 39120.1465 | 38175.0092 | 33294.8523 | 31775.4661 | 30770.9657 | 30713.8744 | 31750.4332 | 34301.3074 | 33098.69 | 31246.8579 | 31886.3359 | 27081.176 | 25255.0117 | 23501.6696 | 21988.2854 | 20864.3503 | 18008.9041 | 18316.6453 | 16748.9098 | 13614.0279
QLD1 | Brown Coal | 0 | 0 | 0 | 0 | 0 | 0 | 0 | 0 | 0 | 0 | 0 | 0 | 0 | 0 | 0 | 0 | 0 | 0 | 0 | 0 | 0 | 0 | 0 | 0 | 0
QLD1 | CCGT | 4491.6726 | 4455.6359 | 4441.9976 | 4548.4519 | 4538.907 | 4471.4777 | 4546.032 | 4521.8551 | 4509.2138 | 4534.894 | 4650.7127 | 4642.5395 | 4743.7041 | 5036.6999 | 4889.3802 | 5309.185 | 6012.6414 | 5847.5254 | 6204.3647 | 5699.9612 | 5789.3707 | 6068.0524 | 5676.6717 | 6229.6079 | 6259.373
QLD1 | Gas - Steam | 0 | 0 | 0 | 0 | 0 | 0 | 0 | 0 | 0 | 0 | 0 | 0 | 0 | 0 | 0 | 0 | 0 | 0 | 0 | 0 | 0 | 0 | 0 | 0 | 0
QLD1 | OCGT / Diesel | 8.0606e-06 | 1.1926 | 0.11864 | 2.4633 | 3.0939 | 9.521e-06 | 0.34565 | 0.19722 | 9.6966e-06 | 0.17875 | 5.3479 | 7.4844 | 3.6445 | 8.1701 | 14.73 | 21.3058 | 125.9033 | 178.2496 | 265.2908 | 335.9634 | 95.5479 | 55.9882 | 80.8089 | 129.5975 | 44.7604
QLD1 | Hydro | 708.5241 | 707.7 | 707.0821 | 709.0198 | 707.7 | 708.6695 | 706.7305 | 709.5072 | 707.7406 | 705.6881 | 703.2922 | 709.1105 | 704.5506 | 705.4971 | 704.8077 | 707.4514 | 695.8475 | 699.474 | 695.9913 | 692.6376 | 692.1993 | 642.3863 | 631.46 | 615.1403 | 591.2156
QLD1 | Wind | 2315.3759 | 3464.101 | 5265.3227 | 4909.4592 | 4334.9026 | 6199.677 | 5764.9486 | 13370.4503 | 14050.0353 | 14695.1486 | 14114.385 | 13613.6284 | 12639.0962 | 13929.6727 | 13389.5916 | 16722.1423 | 18854.2435 | 19389.3929 | 18473.8706 | 20744.4127 | 20568.8106 | 25193.3386 | 23605.5659 | 28021.7691 | 29202.1233
QLD1 | Solar PV | 4635.3012 | 8115.1092 | 9140.0436 | 9160.9404 | 8777.3619 | 8570.5891 | 9097.5224 | 7644.767 | 8436.1664 | 8786.7102 | 9092.8298 | 9146.2478 | 8780.6739 | 8524.0596 | 9226.2627 | 7708.6107 | 8499.2123 | 8779.5787 | 9468.178 | 9767.7524 | 9856.9434 | 9621.8004 | 10269.4824 | 9759.0477 | 10751.5032
QLD1 | LS Batteries | 0.87912 | 1.304 | 1.4574 | 1.5571 | 1.4536 | 1.4085 | 1.6586 | 1.4921 | 1.5341 | 1.5037 | 1.6086 | 1.5592 | 1.5565 | 1.6187 | 1.5151 | 1.3631 | 1.4271 | 1.4225 | 1.479 | 12.3927 | 12.1933 | 11.4604 | 12.2965 | 147.2316 | 166.0996
QLD1 | Pumped Hydro | 82.2897 | 267.9346 | 352.2314 | 473.1976 | 365.6841 | 362.5429 | 539.6958 | 559.8282 | 574.479 | 905.5544 | 924.2757 | 1314.0469 | 1308.0771 | 1412.8617 | 2472.9722 | 3486.4875 | 3592.6223 | 3806.4079 | 4378.0455 | 4311.1839 | 4141.6318 | 3699.1317 | 3966.0836 | 3506.6069 | 3588.4922
Total excluding storage |  | 60338.169 | 59623.1181 | 61219.9227 | 62252.77 | 60166.1569 | 59070.5598 | 58290.5883 | 59541.6291 | 59478.6222 | 59493.5853 | 59280.442 | 59869.4438 | 61172.9767 | 61302.7894 | 59471.6301 | 62355.031 | 61269.024 | 60149.2323 | 58609.3651 | 59229.0127 | 57867.2223 | 59590.47 | 58580.6342 | 61504.0723 | 60463.0034
Region | Technology | 2020-21 | 2021-22 | 2022-23 | 2023-24 | 2024-25 | 2025-26 | 2026-27 | 2027-28 | 2028-29 | 2029-30 | 2030-31 | 2031-32 | 2032-33 | 2033-34 | 2034-35 | 2035-36 | 2036-37 | 2037-38 | 2038-39 | 2039-40 | 2040-41 | 2041-42 | 2042-43 | 2043-44 | 2044-45
VIC1 | Black Coal | 0 | 0 | 0 | 0 | 0 | 0 | 0 | 0 | 0 | 0 | 0 | 0 | 0 | 0 | 0 | 0 | 0 | 0 | 0 | 0 | 0 | 0 | 0 | 0 | 0
VIC1 | Brown Coal | 33579.4538 | 34290.6062 | 34408.1413 | 34416.9895 | 34467.4301 | 32284.6319 | 31856.6526 | 30434.7194 | 29841.3983 | 28733.9977 | 24736.8311 | 25441.4477 | 22088.2072 | 23021.929 | 22433.9769 | 23210.1379 | 23283.8759 | 22155.0581 | 21135.5746 | 21224.0724 | 19015.0457 | 18944.6293 | 17697.5955 | 16487.672 | 16089.1227
VIC1 | CCGT | 6.2306e-06 | 6.7406e-06 | 7.4266e-06 | 9.737e-06 | 1.0018e-05 | 1.0057e-05 | 9.8375e-06 | 1.019e-05 | 1.0113e-05 | 1.0234e-05 | 1.0261e-05 | 1.1313e-05 | 1.5123e-05 | 1.5528e-05 | 1.5031e-05 | 2.4353e-05 | 2.5607e-05 | 2.5241e-05 | 2.4699e-05 | 2.5177e-05 | 2.4859e-05 | 2.5091e-05 | 2.4049e-05 | 2.493e-05 | 2.4545e-05
VIC1 | Gas - Steam | 11.9344 | 48.9814 | 28.2322 | 24.4788 | 29.9399 | 15.3613 | 5.4063 | 9.9672 | 6.0202 | 22.5453 | 29.8851 | 0 | 0 | 0 | 0 | 0 | 0 | 0 | 0 | 0 | 0 | 0 | 0 | 0 | 0
VIC1 | OCGT / Diesel | 18.9395 | 27.6729 | 34.7287 | 21.7919 | 15.2541 | 7.6408 | 2.8104 | 5.5872 | 2.4299 | 22.4729 | 31.0145 | 62.1073 | 61.786 | 344.6627 | 245.5414 | 418.3627 | 524.7138 | 490.9627 | 598.2869 | 597.8649 | 212.0327 | 757.3129 | 353.0049 | 1207.8933 | 1218.9751
VIC1 | Hydro | 3512.7927 | 3511.6934 | 3483.838 | 3494.0666 | 3487.7028 | 3483.8145 | 3480.8902 | 3483.3443 | 3482.0028 | 3489.1276 | 3490.9176 | 3501.0811 | 3492.9191 | 3494.86 | 3496.1826 | 3501.7329 | 3489.9142 | 3499.4014 | 3489.7723 | 3500.3687 | 3503.2812 | 3506.2758 | 3500.6175 | 3500.9871 | 3494.9093
VIC1 | Wind | 11747.5026 | 11642.7021 | 13104.3145 | 11557.5299 | 11341.1494 | 11924.2849 | 12689.6171 | 13352.505 | 15632.4443 | 16259.4068 | 19630.9422 | 17244.4002 | 19223.5837 | 19858.294 | 20748.6455 | 21867.4129 | 23281.3224 | 22439.5217 | 24896.6639 | 22158.851 | 22613.5405 | 22885.8572 | 24240.0378 | 27656.3249 | 27624.8072
VIC1 | Solar PV | 2148.5878 | 2184.1453 | 2172.4368 | 2943.4002 | 2803.8414 | 2674.9971 | 2844.5989 | 3829.6216 | 3969.6356 | 4989.7689 | 5842.9142 | 7456.7044 | 7050.907 | 6858.5893 | 7203.6941 | 6800.353 | 7059.5521 | 7182.5186 | 7153.7808 | 7446.0886 | 7016.0167 | 6854.7404 | 7183.4661 | 8127.3994 | 8409.2496
VIC1 | LS Batteries | 28.8953 | 39.7084 | 35.1827 | 33.6926 | 27.4503 | 22.1573 | 37.8382 | 26.1234 | 29.5724 | 37.18 | 42.5121 | 40.1797 | 38.9177 | 37.8325 | 41.9722 | 37.4471 | 36.8122 | 40.2202 | 41.012 | 39.553 | 37.4929 | 31.1188 | 50.1458 | 53.639 | 60.8274
VIC1 | Pumped Hydro | 1.6076e-05 | 1.9606e-05 | 4.2935e-05 | 4.1915e-05 | 3.8873e-05 | 3.6604e-05 | 4.3754e-05 | 3.5987e-05 | 3.7849e-05 | 6.6315e-05 | 0.00013291 | 768.8697 | 749.0958 | 774.5481 | 818.4564 | 2358.1372 | 2293.2214 | 2365.8108 | 2363.7686 | 2413.7039 | 2221.671 | 2120.6836 | 2237.7854 | 2190.6597 | 2146.2622
Total excluding storage |  | 51019.2107 | 51705.8012 | 53231.6916 | 52458.257 | 52145.3178 | 50390.7305 | 50879.9756 | 51115.7447 | 52933.9311 | 53517.3192 | 53762.5047 | 53705.7407 | 51917.403 | 53578.335 | 54128.0405 | 55797.9994 | 57639.3783 | 55767.4626 | 57274.0786 | 54927.2457 | 52359.9168 | 52948.8156 | 52974.7218 | 56980.2767 | 56837.0639
Region | Technology | 2020-21 | 2021-22 | 2022-23 | 2023-24 | 2024-25 | 2025-26 | 2026-27 | 2027-28 | 2028-29 | 2029-30 | 2030-31 | 2031-32 | 2032-33 | 2033-34 | 2034-35 | 2035-36 | 2036-37 | 2037-38 | 2038-39 | 2039-40 | 2040-41 | 2041-42 | 2042-43 | 2043-44 | 2044-45
SA1 | Black Coal | 0 | 0 | 0 | 0 | 0 | 0 | 0 | 0 | 0 | 0 | 0 | 0 | 0 | 0 | 0 | 0 | 0 | 0 | 0 | 0 | 0 | 0 | 0 | 0 | 0
SA1 | Brown Coal | 0 | 0 | 0 | 0 | 0 | 0 | 0 | 0 | 0 | 0 | 0 | 0 | 0 | 0 | 0 | 0 | 0 | 0 | 0 | 0 | 0 | 0 | 0 | 0 | 0
SA1 | CCGT | 956.7999 | 1083.8396 | 999.9667 | 280.3843 | 345.3218 | 297.2198 | 168.0024 | 164.0881 | 158.7734 | 271.6499 | 405.5701 | 657.4592 | 1483.4923 | 1687.6525 | 710.859 | 1970.8522 | 2147.9155 | 1815.3406 | 1687.3884 | 1733.1174 | 1274.7574 | 1869.99 | 1041.3587 | 1384.6306 | 1178.435
SA1 | Gas - Steam | 68.0863 | 99.5528 | 87.1644 | 27.1677 | 21.0336 | 4.0447 | 8.704 | 6.8205 | 1.4296 | 16.045 | 29.7747 | 40.3652 | 39.6018 | 274.9861 | 157.6553 | 223.3547 | 193.7979 | 238.4266 | 247.8092 | 296.3565 | 66.0193 | 312.6041 | 171.9414 | 141.7341 | 20.1863
SA1 | OCGT / Diesel | 74.0899 | 102.9786 | 90.1598 | 26.8551 | 32.244 | 18.7427 | 14.3234 | 9.3416 | 5.29 | 17.2145 | 30.3768 | 83.1116 | 108.5257 | 329.7186 | 144.5009 | 387.5487 | 469.6728 | 410.3349 | 423.1074 | 360.9033 | 165.4943 | 492.765 | 189.2007 | 238.4638 | 230.8648
SA1 | Hydro | 0 | 0 | 0 | 0 | 0 | 0 | 0 | 0 | 0 | 0 | 0 | 0 | 0 | 0 | 0 | 0 | 0 | 0 | 0 | 0 | 0 | 0 | 0 | 0 | 0
SA1 | Wind | 6004.6221 | 6082.3118 | 6470.4207 | 5947.8072 | 5914.4211 | 5609.4212 | 6321.8891 | 9132.0847 | 9599.5669 | 9623.1118 | 10204.817 | 8805.0392 | 8863.0635 | 8434.5098 | 9376.984 | 11184.748 | 10961.145 | 10843.0257 | 11273.9109 | 9915.2649 | 9824.9362 | 9013.765 | 9945.3356 | 11866.0721 | 12284.1331
SA1 | Solar PV | 794.6585 | 799.6513 | 804.4706 | 817.4886 | 779.7803 | 2830.5405 | 2892.6702 | 3341.373 | 3427.8183 | 3534.0924 | 3648.6483 | 3998.2833 | 3829.0148 | 3847.9198 | 3911.8369 | 3781.0265 | 4521.1353 | 4521.5879 | 4616.5914 | 5658.8409 | 6140.9783 | 7064.0265 | 7114.1955 | 8365.3696 | 8461.7266
SA1 | LS Batteries | 73.7126 | 79.9791 | 80.0276 | 71.4466 | 60.0622 | 63.6783 | 73.2444 | 63.2116 | 65.3831 | 71.9996 | 78.3989 | 75.1113 | 74.4282 | 71.4847 | 77.3048 | 70.9766 | 69.7618 | 74.5532 | 75.8453 | 72.0019 | 68.3146 | 63.5006 | 75.9285 | 69.6142 | 83.6892
SA1 | Pumped Hydro | 1.6366e-05 | 2.1998e-05 | 2.2535e-05 | 2.1838e-05 | 1.9935e-05 | 1.9885e-05 | 2.2952e-05 | 2.6274e-05 | 4.0956e-05 | 7.4365e-05 | 0.00013273 | 0.00062133 | 0.00060623 | 0.0006142 | 0.00064576 | 301.6953 | 644.2145 | 660.221 | 623.9965 | 1210.7438 | 1882.5952 | 1898.5397 | 1906.8896 | 2915.4014 | 3020.8804
Total excluding storage |  | 7898.2568 | 8168.3341 | 8452.1821 | 7099.7029 | 7092.8008 | 8759.969 | 9405.5891 | 12653.7079 | 13192.8782 | 13462.1137 | 14319.1868 | 13584.2584 | 14323.6982 | 14574.7868 | 14301.8361 | 17547.5301 | 18293.6664 | 17828.7158 | 18248.8073 | 17964.483 | 17472.1855 | 18753.1507 | 18462.0319 | 21996.2701 | 22175.3457
Region | Technology | 2020-21 | 2021-22 | 2022-23 | 2023-24 | 2024-25 | 2025-26 | 2026-27 | 2027-28 | 2028-29 | 2029-30 | 2030-31 | 2031-32 | 2032-33 | 2033-34 | 2034-35 | 2035-36 | 2036-37 | 2037-38 | 2038-39 | 2039-40 | 2040-41 | 2041-42 | 2042-43 | 2043-44 | 2044-45
TAS1 | Black Coal | 0 | 0 | 0 | 0 | 0 | 0 | 0 | 0 | 0 | 0 | 0 | 0 | 0 | 0 | 0 | 0 | 0 | 0 | 0 | 0 | 0 | 0 | 0 | 0 | 0
TAS1 | Brown Coal | 0 | 0 | 0 | 0 | 0 | 0 | 0 | 0 | 0 | 0 | 0 | 0 | 0 | 0 | 0 | 0 | 0 | 0 | 0 | 0 | 0 | 0 | 0 | 0 | 0
TAS1 | CCGT | 5.169e-06 | 5.4718e-06 | 5.4239e-06 | 5.7928e-06 | 6.1819e-06 | 6.1701e-06 | 6.0689e-06 | 6.8649e-06 | 6.8543e-06 | 6.8023e-06 | 6.692e-06 | 6.884e-06 | 8.0016e-06 | 7.9052e-06 | 7.9109e-06 | 8.1327e-06 | 8.1849e-06 | 8.2681e-06 | 7.7646e-06 | 8.3732e-06 | 8.2776e-06 | 7.6323e-06 | 7.8585e-06 | 7.621e-06 | 7.5506e-06
TAS1 | Gas - Steam | 0 | 0 | 0 | 0 | 0 | 0 | 0 | 0 | 0 | 0 | 0 | 0 | 0 | 0 | 0 | 0 | 0 | 0 | 0 | 0 | 0 | 0 | 0 | 0 | 0
TAS1 | OCGT / Diesel | 3.3549e-06 | 3.6997e-06 | 3.5222e-06 | 3.8121e-06 | 3.9678e-06 | 3.8523e-06 | 3.6493e-06 | 4.065e-06 | 4.1498e-06 | 4.0214e-06 | 3.8631e-06 | 4.1369e-06 | 4.8302e-06 | 4.8377e-06 | 4.9876e-06 | 5.5937e-06 | 6.0169e-06 | 6.2628e-06 | 4.7641e-06 | 6.8483e-06 | 6.2393e-06 | 4.22e-06 | 0.002298 | 4.1396e-06 | 3.9442e-06
TAS1 | Hydro | 9099.0997 | 9099.0998 | 9099.0998 | 9102.6353 | 9099.0997 | 9099.0996 | 9099.0997 | 9102.6353 | 9099.0997 | 9099.0996 | 9099.0997 | 9102.6353 | 9099.0997 | 9099.0995 | 9099.0997 | 9102.6353 | 9099.0996 | 9099.0997 | 9099.0997 | 9102.6353 | 9099.0997 | 9099.0996 | 9099.0996 | 9102.6352 | 9099.0996
TAS1 | Wind | 1979.5535 | 1920.6501 | 2122.8181 | 1985.7317 | 2957.2427 | 3805.1043 | 3852.405 | 3633.7734 | 3569.0102 | 3456.6188 | 3740.4788 | 3551.3608 | 3524.2423 | 3762.3429 | 3785.6203 | 3612.1355 | 3566.5871 | 3466.3832 | 3727.3403 | 3536.3105 | 3515.4936 | 3751.4611 | 3793.8268 | 3571.7807 | 3552.3378
TAS1 | Solar PV | 0 | 0 | 0 | 0 | 0 | 0 | 0 | 0 | 0 | 0 | 0 | 0 | 0 | 0 | 0 | 0 | 0 | 0 | 0 | 0 | 0 | 0 | 0 | 0 | 0
TAS1 | LS Batteries | 9.2023e-06 | 1.0155e-05 | 1.1045e-05 | 1.1232e-05 | 1.1711e-05 | 1.2875e-05 | 1.6161e-05 | 1.4553e-05 | 1.4913e-05 | 1.8892e-05 | 2.2704e-05 | 2.2418e-05 | 2.171e-05 | 2.7367e-05 | 3.2285e-05 | 3.082e-05 | 3.2365e-05 | 3.0903e-05 | 6.0613e-05 | 3.5544e-05 | 3.3094e-05 | 7.8456e-05 | 8.3867e-05 | 8.8924e-05 | 9.4197e-05
TAS1 | Pumped Hydro | 1.2908e-05 | 1.4201e-05 | 1.5732e-05 | 1.6105e-05 | 1.5396e-05 | 1.6305e-05 | 1.9368e-05 | 1.7301e-05 | 1.9063e-05 | 2.1865e-05 | 2.5315e-05 | 2.6277e-05 | 2.4538e-05 | 3.0404e-05 | 3.5948e-05 | 3.4477e-05 | 3.6065e-05 | 3.6747e-05 | 6.9881e-05 | 4.0967e-05 | 3.7325e-05 | 8.3576e-05 | 8.5111e-05 | 9.0014e-05 | 9.5627e-05
Total excluding storage |  | 11078.6533 | 11019.75 | 11221.9179 | 11088.367 | 12056.3423 | 12904.2039 | 12951.5047 | 12736.4087 | 12668.1099 | 12555.7184 | 12839.5785 | 12653.9962 | 12623.3419 | 12861.4424 | 12884.7201 | 12714.7708 | 12665.6867 | 12565.4829 | 12826.44 | 12638.9459 | 12614.5933 | 12850.5607 | 12892.9287 | 12674.4159 | 12651.4374

## Neutral2_BaseCase_VOM Cost
VOM cost by technology ($000s) - QNI Base Case, Neutral + low emissions scenario
Real June 2019 dollars discounted to 2019-20
Region | Technology | 2020-21 | 2021-22 | 2022-23 | 2023-24 | 2024-25 | 2025-26 | 2026-27 | 2027-28 | 2028-29 | 2029-30 | 2030-31 | 2031-32 | 2032-33 | 2033-34 | 2034-35 | 2035-36 | 2036-37 | 2037-38 | 2038-39 | 2039-40 | 2040-41 | 2041-42 | 2042-43 | 2043-44 | 2044-45
NEM | Black Coal | 374114.0178 | 332319.1854 | 292498.5145 | 288186.8837 | 257652.9278 | 233880.8355 | 204499.3064 | 181991.334 | 158220.9323 | 138219.1623 | 128502.2601 | 111440.8873 | 106126.8323 | 89308.3185 | 80983.8359 | 65302.4372 | 54249.4453 | 48130.9257 | 41575.1562 | 34347.95 | 33122.6192 | 24773.9669 | 22645.4602 | 17292.5558 | 13269.164
NEM | Brown Coal | 129668.4976 | 125090.4627 | 118478.526 | 111937.3739 | 105923.7521 | 93634.4131 | 87254.1289 | 78737.2106 | 72835.9051 | 66190.6426 | 53840.8187 | 52295.3824 | 42881.6204 | 42171.9891 | 38815.1043 | 37931.6516 | 35922.9221 | 32265.5279 | 29046.9476 | 27573.8772 | 23330.9808 | 21919.8749 | 19347.8667 | 17039.5354 | 15690.022
NEM | CCGT | 36862.1014 | 35420.4958 | 32872.9886 | 27756.7869 | 26553.2073 | 24218.3917 | 22738.7108 | 21334.91 | 20225.2755 | 19885.7056 | 20639.6104 | 20679.1034 | 25250.1295 | 25502.4248 | 18494.5945 | 26287.9032 | 27802.6358 | 24231.7935 | 23098.9066 | 20667.8482 | 18082.5465 | 19795.0604 | 15355.4435 | 17294.3995 | 16155.387
NEM | Gas - Steam | 171.324 | 299.3801 | 220.3747 | 92.6266 | 86.4363 | 31.0295 | 21.1514 | 24.5762 | 10.173 | 50.073 | 72.4643 | 45.8741 | 43.1856 | 273.9594 | 148.2655 | 205.4148 | 164.3683 | 190.0459 | 187.9833 | 209.4057 | 45.2776 | 197.5204 | 101.9015 | 81.9034 | 11.029
NEM | OCGT / Diesel | 955.4004 | 1275.3888 | 1205.321 | 551.2503 | 510.3964 | 198.8382 | 123.5411 | 103.4323 | 62.1718 | 259.8918 | 433.8946 | 887.5378 | 967.7371 | 4205.0611 | 2801.1984 | 5972.2433 | 7159.4323 | 6993.2384 | 8079.68 | 7811.6465 | 3330.3005 | 6878.2393 | 4494.9563 | 7589.162 | 6856.3552
NEM | Hydro | 105557.073 | 100167.2844 | 94119.2067 | 89810.0234 | 85051.9939 | 79300.1533 | 74919.21 | 71566.2233 | 68225.3418 | 64902.4329 | 61042.695 | 58754.5117 | 55292.3764 | 53689.3128 | 50717.7735 | 48439.715 | 45331.3031 | 43073.3311 | 40698.9501 | 38573.3913 | 35995.0463 | 34629.0778 | 32751.1778 | 30998.5525 | 28916.1993
NEM | Wind | 67105.5054 | 66730.5363 | 72819.1245 | 63079.561 | 70608.393 | 76586.5269 | 81167.0203 | 92104.0893 | 89355.7345 | 88488.6839 | 89599.0521 | 88802.6197 | 89327.7396 | 94350.7743 | 91712.8089 | 87583.3464 | 83598.7736 | 79815.432 | 79043.071 | 80164.2634 | 76755.5745 | 77857.9762 | 75047.5956 | 74002.1378 | 69229.3243
NEM | Solar PV | 0 | 0 | 0 | 0 | 0 | 0 | 0 | 0 | 0 | 0 | 0 | 0 | 0 | 0 | 0 | 0 | 0 | 0 | 0 | 0 | 0 | 0 | 0 | 0 | 0
NEM | LS Batteries | 0 | 0 | 0 | 0 | 0 | 0 | 0 | 0 | 0 | 0 | 0 | 0 | 0 | 0 | 0 | 0 | 0 | 0 | 0 | 0 | 0 | 0 | 0 | 0 | 0
NEM | Pumped Hydro | 650.0228 | 1934.8237 | 2399.8209 | 3045.1246 | 2345.6729 | 6842.4382 | 9427.6772 | 10810.163 | 13275.0868 | 15225.598 | 16063.4271 | 17626.8653 | 17981.9304 | 18815.4846 | 17547.1975 | 17543.4534 | 15898.4264 | 15346.1666 | 15266.0593 | 13608.0367 | 12557.4567 | 11319.4888 | 11131.5 | 10890.3557 | 9691.4294
NEM | Pumped Hydro Pump | 1361.8914 | 3713.2372 | 4758.5213 | 6129.299 | 5205.5147 | 9653.1579 | 15194.4016 | 15788.5024 | 19619.2279 | 21978.6576 | 23881.0802 | 25557.3938 | 27108.6696 | 29184.5783 | 29044.4534 | 27450.7986 | 25633.3643 | 24214.7745 | 24737.2854 | 21808.6074 | 20529.2877 | 18291.2146 | 20052.435 | 17598.3866 | 15613.3167
Total |  | 716445.8337 | 666950.7944 | 619372.3982 | 590588.9293 | 553938.2945 | 524345.7843 | 495345.1479 | 472460.4411 | 441829.8487 | 415200.8476 | 394075.3022 | 376090.1756 | 364980.2209 | 357501.9029 | 330265.2319 | 316716.9633 | 295760.6712 | 274261.2355 | 261734.0395 | 244765.0264 | 223749.0899 | 215662.4192 | 200928.3365 | 192786.9886 | 175432.2268
Region | Technology | 2020-21 | 2021-22 | 2022-23 | 2023-24 | 2024-25 | 2025-26 | 2026-27 | 2027-28 | 2028-29 | 2029-30 | 2030-31 | 2031-32 | 2032-33 | 2033-34 | 2034-35 | 2035-36 | 2036-37 | 2037-38 | 2038-39 | 2039-40 | 2040-41 | 2041-42 | 2042-43 | 2043-44 | 2044-45
NSW1 | Black Coal | 187974.5014 | 175885.1329 | 149062.1435 | 148683.0925 | 129355.5165 | 120462.7668 | 100016.7743 | 95926.4953 | 80678.187 | 67319.5472 | 61714.2965 | 46247.0987 | 39598.6095 | 28682.5958 | 26956.4481 | 13220.509 | 12487.5944 | 11345.4358 | 9297.073 | 5822.6932 | 7557.1829 | 3934.9915 | 2634.8771 | 0 | 0
NSW1 | Brown Coal | 0 | 0 | 0 | 0 | 0 | 0 | 0 | 0 | 0 | 0 | 0 | 0 | 0 | 0 | 0 | 0 | 0 | 0 | 0 | 0 | 0 | 0 | 0 | 0 | 0
NSW1 | CCGT | 6.7255 | 61.3645 | 54.5963 | 264.0762 | 303.6812 | 12.2091 | 145.8536 | 108.7883 | 273.7223 | 484.5387 | 1376.8107 | 1630.6009 | 4099.152 | 3980.8133 | 1547.0897 | 5481.3997 | 5774.8824 | 4712.4377 | 4125.4216 | 3801.4971 | 2923.4292 | 3734.0948 | 2503.915 | 3540.347 | 3466.397
NSW1 | Gas - Steam | 0 | 0 | 0 | 0 | 0 | 0 | 0 | 0 | 0 | 0 | 0 | 0 | 0 | 0 | 0 | 0 | 0 | 0 | 0 | 0 | 0 | 0 | 0 | 0 | 0
NSW1 | OCGT / Diesel | 14.451 | 24.1305 | 88.8487 | 126.6075 | 108.6148 | 4.0606e-05 | 0.034939 | 3.7982e-05 | 12.7222 | 20.8719 | 59.3801 | 85.4887 | 85.4662 | 1038.6207 | 1049.4265 | 2474.3302 | 2742.1781 | 3006.847 | 3595.2741 | 3582.8042 | 1841.7765 | 3054.8235 | 2783.958 | 3478.4005 | 3194.4684
NSW1 | Hydro | 17596.1154 | 17225.8852 | 16047.9885 | 15902.6807 | 15295.0943 | 13587.3936 | 12816.3056 | 12846.3931 | 12801.262 | 12606.5507 | 11788.4698 | 12049.5205 | 11187.3883 | 12217.2767 | 11481.0587 | 11304.7113 | 10361.0735 | 10055.2612 | 9605.9146 | 9129.8132 | 8138.8127 | 8522.264 | 8096.8218 | 7676.4126 | 6974.0871
NSW1 | Wind | 13036.9294 | 13226.9654 | 13781.6762 | 12714.1777 | 22511.2365 | 25235.5102 | 30867.0761 | 25547.2629 | 21168.8725 | 22265.2303 | 21951.1714 | 30912.7605 | 33437.4046 | 39343.2478 | 38413.833 | 30390.8222 | 26201.8246 | 26080.9073 | 26393.8534 | 31951.4971 | 31031.7364 | 30961.8843 | 30359.385 | 24878.802 | 21703.746
NSW1 | Solar PV | 0 | 0 | 0 | 0 | 0 | 0 | 0 | 0 | 0 | 0 | 0 | 0 | 0 | 0 | 0 | 0 | 0 | 0 | 0 | 0 | 0 | 0 | 0 | 0 | 0
NSW1 | LS Batteries | 0 | 0 | 0 | 0 | 0 | 0 | 0 | 0 | 0 | 0 | 0 | 0 | 0 | 0 | 0 | 0 | 0 | 0 | 0 | 0 | 0 | 0 | 0 | 0 | 0
NSW1 | Pumped Hydro | 104.9361 | 260.1527 | 316.1307 | 410.5308 | 413.7953 | 5041.9955 | 6898.0519 | 8336.4169 | 10873.3555 | 12872.8286 | 13808.527 | 15546.3461 | 16037.4018 | 16730.8461 | 15565.7846 | 16071.2348 | 14347.7709 | 13870.1881 | 13916.5627 | 12409.9185 | 11504.8684 | 10579.8524 | 10310.2847 | 10264.0964 | 9133.6284
NSW1 | Pumped Hydro Pump | 592.1275 | 1320.3727 | 1781.4021 | 2349.8665 | 2460.6096 | 7080.7259 | 11565.9826 | 12263.8522 | 16192.1075 | 18617.819 | 20659.5323 | 22584.967 | 24330.5269 | 26201.4963 | 26217.5138 | 25348.3203 | 23417.9441 | 22106.0428 | 22808.7218 | 20092.1124 | 19030.689 | 17234.4535 | 18873.3926 | 16708.0892 | 14817.5978
Total |  | 219325.7864 | 208004.0039 | 181132.7861 | 180451.0319 | 170448.5482 | 171420.6011 | 162310.079 | 155029.2087 | 142000.229 | 134187.3864 | 131358.1877 | 129056.7823 | 128775.9492 | 128194.8967 | 121231.1545 | 104291.3276 | 95333.268 | 91177.1199 | 89742.8213 | 86790.3356 | 82028.4952 | 78022.3639 | 75562.634 | 66546.1477 | 59289.9247
Region | Technology | 2020-21 | 2021-22 | 2022-23 | 2023-24 | 2024-25 | 2025-26 | 2026-27 | 2027-28 | 2028-29 | 2029-30 | 2030-31 | 2031-32 | 2032-33 | 2033-34 | 2034-35 | 2035-36 | 2036-37 | 2037-38 | 2038-39 | 2039-40 | 2040-41 | 2041-42 | 2042-43 | 2043-44 | 2044-45
QLD1 | Black Coal | 186139.5163 | 156434.0525 | 143436.371 | 139503.7911 | 128297.4112 | 113418.0687 | 104482.5321 | 86064.8387 | 77542.7453 | 70899.6151 | 66787.9636 | 65193.7887 | 66528.2228 | 60625.7227 | 54027.3878 | 52081.9282 | 41761.8509 | 36785.4899 | 32278.0832 | 28525.2568 | 25565.4363 | 20838.9754 | 20010.5832 | 17292.5558 | 13269.164
QLD1 | Brown Coal | 0 | 0 | 0 | 0 | 0 | 0 | 0 | 0 | 0 | 0 | 0 | 0 | 0 | 0 | 0 | 0 | 0 | 0 | 0 | 0 | 0 | 0 | 0 | 0 | 0
QLD1 | CCGT | 30385.6505 | 28441.1745 | 26802.6381 | 25901.5544 | 24386.6408 | 22700.5822 | 21792.3103 | 20474.0024 | 19277.2664 | 18306.5449 | 17727.3675 | 16694.722 | 16111.4105 | 16140.5998 | 14807.6414 | 15174.3635 | 16236.613 | 14901.1532 | 14934.141 | 12940.8588 | 12421.1961 | 12293.2593 | 10872.2256 | 11247.247 | 10680.5168
QLD1 | Gas - Steam | 0 | 0 | 0 | 0 | 0 | 0 | 0 | 0 | 0 | 0 | 0 | 0 | 0 | 0 | 0 | 0 | 0 | 0 | 0 | 0 | 0 | 0 | 0 | 0 | 0
QLD1 | OCGT / Diesel | 7.9313e-05 | 11.1251 | 1.0429 | 19.5763 | 23.5124 | 7.0372e-05 | 2.3492 | 1.263 | 6.0355e-05 | 1.0577 | 29.7444 | 38.2751 | 17.5813 | 36.9756 | 62.6174 | 86.2753 | 486.1522 | 638.9396 | 908.4693 | 1079.3898 | 291.0387 | 160.2377 | 223.6884 | 334.3122 | 107.6472
QLD1 | Hydro | 4667.448 | 4409.2992 | 4161.3806 | 3938.6868 | 3707.9122 | 3506.1275 | 3302.836 | 3129.1593 | 2947.4527 | 2775.0081 | 2611.3798 | 2485.2678 | 2332.5594 | 2204.5019 | 2080.6942 | 1971.5662 | 1830.1634 | 1737.5175 | 1631.8144 | 1533.2857 | 1446.7218 | 1265.8363 | 1176.303 | 1082.005 | 980.9615
QLD1 | Wind | 5675.7623 | 7979.321 | 11503.6139 | 10123.634 | 8441.1203 | 11536.1627 | 10109.7119 | 22905.8513 | 22738.9355 | 22451.1093 | 20351.3554 | 18546.3955 | 16258.185 | 16916.7464 | 15328.9942 | 18175.6234 | 19384.8722 | 18822.8696 | 16917.4259 | 18109.4945 | 17061.3433 | 19973.9636 | 17667.6645 | 19936.0887 | 19696.9931
QLD1 | Solar PV | 0 | 0 | 0 | 0 | 0 | 0 | 0 | 0 | 0 | 0 | 0 | 0 | 0 | 0 | 0 | 0 | 0 | 0 | 0 | 0 | 0 | 0 | 0 | 0 | 0
QLD1 | LS Batteries | 0 | 0 | 0 | 0 | 0 | 0 | 0 | 0 | 0 | 0 | 0 | 0 | 0 | 0 | 0 | 0 | 0 | 0 | 0 | 0 | 0 | 0 | 0 | 0 | 0
QLD1 | Pumped Hydro | 545.0866 | 1674.671 | 2083.6903 | 2634.5938 | 1931.8776 | 1800.4427 | 2529.6253 | 2473.7462 | 2401.7314 | 2352.7694 | 2254.9001 | 2080.5192 | 1944.5286 | 2084.6385 | 1981.4128 | 1472.2185 | 1550.6555 | 1475.9785 | 1349.4966 | 1198.1182 | 1052.5883 | 739.6364 | 821.2154 | 626.2593 | 557.801
QLD1 | Pumped Hydro Pump | 769.7639 | 2392.8645 | 2977.1192 | 3779.4325 | 2744.9051 | 2572.432 | 3628.4191 | 3524.6501 | 3427.1204 | 3360.8385 | 3221.5479 | 2972.4268 | 2778.1428 | 2983.082 | 2826.9396 | 2102.4783 | 2215.4202 | 2108.7316 | 1928.5636 | 1716.495 | 1498.5987 | 1056.7611 | 1179.0424 | 890.2974 | 795.719
Total |  | 228183.2277 | 201342.5078 | 190965.8561 | 185901.2688 | 169533.3796 | 155533.8159 | 145847.7838 | 138573.5111 | 128335.2517 | 120146.9431 | 112984.2586 | 108011.395 | 105970.6303 | 100992.2669 | 91115.6874 | 91064.4535 | 83465.7274 | 76470.6799 | 69947.9939 | 65102.8988 | 59336.9231 | 56328.6697 | 51950.7224 | 51408.7652 | 46088.8025
Region | Technology | 2020-21 | 2021-22 | 2022-23 | 2023-24 | 2024-25 | 2025-26 | 2026-27 | 2027-28 | 2028-29 | 2029-30 | 2030-31 | 2031-32 | 2032-33 | 2033-34 | 2034-35 | 2035-36 | 2036-37 | 2037-38 | 2038-39 | 2039-40 | 2040-41 | 2041-42 | 2042-43 | 2043-44 | 2044-45
VIC1 | Black Coal | 0 | 0 | 0 | 0 | 0 | 0 | 0 | 0 | 0 | 0 | 0 | 0 | 0 | 0 | 0 | 0 | 0 | 0 | 0 | 0 | 0 | 0 | 0 | 0 | 0
VIC1 | Brown Coal | 129668.4976 | 125090.4627 | 118478.526 | 111937.3739 | 105923.7521 | 93634.4131 | 87254.1289 | 78737.2106 | 72835.9051 | 66190.6426 | 53840.8187 | 52295.3824 | 42881.6204 | 42171.9891 | 38815.1043 | 37931.6516 | 35922.9221 | 32265.5279 | 29046.9476 | 27573.8772 | 23330.9808 | 21919.8749 | 19347.8667 | 17039.5354 | 15690.022
VIC1 | CCGT | 4.2141e-05 | 4.3048e-05 | 4.4784e-05 | 5.5444e-05 | 5.386e-05 | 5.1053e-05 | 4.7159e-05 | 4.6129e-05 | 4.3221e-05 | 4.1304e-05 | 3.9095e-05 | 4.0705e-05 | 5.1386e-05 | 4.9793e-05 | 4.5525e-05 | 6.9658e-05 | 6.915e-05 | 6.4352e-05 | 5.9436e-05 | 5.7237e-05 | 5.3377e-05 | 5.084e-05 | 4.6019e-05 | 4.5067e-05 | 4.1883e-05
VIC1 | Gas - Steam | 25.744 | 98.6287 | 53.9816 | 43.9953 | 50.7516 | 24.6284 | 8.1463 | 14.5779 | 8.1929 | 29.2092 | 36.2284 | 0 | 0 | 0 | 0 | 0 | 0 | 0 | 0 | 0 | 0 | 0 | 0 | 0 | 0
VIC1 | OCGT / Diesel | 182.4201 | 252.5672 | 299.0557 | 176.5499 | 116.3642 | 55.0953 | 18.9321 | 36.875 | 15.0463 | 131.9021 | 170.4311 | 317.5809 | 303.9664 | 1552.2368 | 1044.2291 | 1733.2053 | 2012.4074 | 1774.0593 | 2045.6194 | 1917.7408 | 657.2624 | 2166.1442 | 948.4232 | 3118.2187 | 2959.3978
VIC1 | Hydro | 23217.7338 | 21872.6891 | 20447.874 | 19401.639 | 18285.9404 | 17204.2705 | 16254.2282 | 15403.2648 | 14532.8335 | 13722.5505 | 12879.6809 | 12277.5326 | 11585.1677 | 10839.5874 | 10282.8397 | 9775.856 | 9164.5777 | 8669.8946 | 8131.2161 | 7736.5417 | 7335.7165 | 6878.7921 | 6504.769 | 6194.4538 | 5811.4251
VIC1 | Wind | 28812.055 | 26987.028 | 28712.209 | 23860.014 | 22097.4833 | 22016.4497 | 22083.2556 | 22015.2292 | 24407.8642 | 24035.6774 | 27455.595 | 22740.9259 | 23957.1176 | 23455.4647 | 23099.876 | 23015.6118 | 23173.2032 | 21106.144 | 22108.5028 | 18562.0908 | 17887.3227 | 17149.8455 | 17116.3979 | 18517.7155 | 17467.1139
VIC1 | Solar PV | 0 | 0 | 0 | 0 | 0 | 0 | 0 | 0 | 0 | 0 | 0 | 0 | 0 | 0 | 0 | 0 | 0 | 0 | 0 | 0 | 0 | 0 | 0 | 0 | 0
VIC1 | LS Batteries | 0 | 0 | 0 | 0 | 0 | 0 | 0 | 0 | 0 | 0 | 0 | 0 | 0 | 0 | 0 | 0 | 0 | 0 | 0 | 0 | 0 | 0 | 0 | 0 | 0
VIC1 | Pumped Hydro | 0 | 0 | 0 | 0 | 0 | 0 | 0 | 0 | 0 | 0 | 0 | 0 | 0 | 0 | 0 | 0 | 0 | 0 | 0 | 0 | 0 | 0 | 0 | 0 | 0
VIC1 | Pumped Hydro Pump | 0 | 0 | 0 | 0 | 0 | 0 | 0 | 0 | 0 | 0 | 0 | 0 | 0 | 0 | 0 | 0 | 0 | 0 | 0 | 0 | 0 | 0 | 0 | 0 | 0
Total |  | 181906.4505 | 174301.3757 | 167991.6463 | 155419.5721 | 146474.2917 | 132934.8571 | 125618.6912 | 116207.1576 | 111799.8422 | 104109.9818 | 94382.7541 | 87631.4219 | 78727.8722 | 78019.2781 | 73242.0492 | 72456.3247 | 70273.1104 | 63815.6258 | 61332.2859 | 55790.2506 | 49211.2825 | 48114.6568 | 43917.4569 | 44869.9234 | 41927.9589
Region | Technology | 2020-21 | 2021-22 | 2022-23 | 2023-24 | 2024-25 | 2025-26 | 2026-27 | 2027-28 | 2028-29 | 2029-30 | 2030-31 | 2031-32 | 2032-33 | 2033-34 | 2034-35 | 2035-36 | 2036-37 | 2037-38 | 2038-39 | 2039-40 | 2040-41 | 2041-42 | 2042-43 | 2043-44 | 2044-45
SA1 | Black Coal | 0 | 0 | 0 | 0 | 0 | 0 | 0 | 0 | 0 | 0 | 0 | 0 | 0 | 0 | 0 | 0 | 0 | 0 | 0 | 0 | 0 | 0 | 0 | 0 | 0
SA1 | Brown Coal | 0 | 0 | 0 | 0 | 0 | 0 | 0 | 0 | 0 | 0 | 0 | 0 | 0 | 0 | 0 | 0 | 0 | 0 | 0 | 0 | 0 | 0 | 0 | 0 | 0
SA1 | CCGT | 6469.7253 | 6917.9567 | 6015.754 | 1591.1563 | 1862.8852 | 1505.6003 | 800.5469 | 752.1192 | 674.2868 | 1094.6218 | 1535.4322 | 2353.7805 | 5039.567 | 5381.0116 | 2139.8633 | 5632.1398 | 5791.1404 | 4618.2025 | 4039.344 | 3925.4923 | 2737.9212 | 3767.7063 | 1979.3028 | 2506.8055 | 2008.4732
SA1 | Gas - Steam | 145.5801 | 200.7514 | 166.3931 | 48.6313 | 35.6847 | 6.4011 | 13.0051 | 9.9984 | 1.9801 | 20.8638 | 36.2359 | 45.8741 | 43.1856 | 273.9594 | 148.2655 | 205.4148 | 164.3683 | 190.0459 | 187.9833 | 209.4057 | 45.2776 | 197.5204 | 101.9015 | 81.9034 | 11.029
SA1 | OCGT / Diesel | 758.5293 | 987.566 | 816.3736 | 228.5166 | 261.905 | 143.7427 | 102.2248 | 65.2941 | 34.4032 | 106.0601 | 174.3389 | 446.1931 | 560.7231 | 1577.228 | 644.9254 | 1678.4325 | 1918.6945 | 1573.3925 | 1530.3171 | 1231.7118 | 540.2229 | 1497.0339 | 538.8806 | 658.2307 | 594.8417
SA1 | Hydro | 0 | 0 | 0 | 0 | 0 | 0 | 0 | 0 | 0 | 0 | 0 | 0 | 0 | 0 | 0 | 0 | 0 | 0 | 0 | 0 | 0 | 0 | 0 | 0 | 0
SA1 | Wind | 14726.0148 | 14089.3365 | 14169.214 | 12284.4849 | 11520.6671 | 10354.8807 | 11003.6995 | 15303.1306 | 15167.6916 | 14368.0225 | 14353.1102 | 11689.9615 | 11066.8522 | 9986.5383 | 10463.5978 | 12026.99 | 11131.1521 | 10402.525 | 10166.344 | 8449.5138 | 7869.3162 | 6842.8336 | 7112.9523 | 8186.038 | 8028.0127
SA1 | Solar PV | 0 | 0 | 0 | 0 | 0 | 0 | 0 | 0 | 0 | 0 | 0 | 0 | 0 | 0 | 0 | 0 | 0 | 0 | 0 | 0 | 0 | 0 | 0 | 0 | 0
SA1 | LS Batteries | 0 | 0 | 0 | 0 | 0 | 0 | 0 | 0 | 0 | 0 | 0 | 0 | 0 | 0 | 0 | 0 | 0 | 0 | 0 | 0 | 0 | 0 | 0 | 0 | 0
SA1 | Pumped Hydro | 0 | 0 | 0 | 0 | 0 | 0 | 0 | 0 | 0 | 0 | 0 | 0 | 0 | 0 | 0 | 0 | 0 | 0 | 0 | 0 | 0 | 0 | 0 | 0 | 0
SA1 | Pumped Hydro Pump | 0 | 0 | 0 | 0 | 0 | 0 | 0 | 0 | 0 | 0 | 0 | 0 | 0 | 0 | 0 | 0 | 0 | 0 | 0 | 0 | 0 | 0 | 0 | 0 | 0
Total |  | 22099.8495 | 22195.6105 | 21167.7348 | 14152.789 | 13681.1421 | 12010.6248 | 11919.4763 | 16130.5423 | 15878.3616 | 15589.5682 | 16099.1172 | 14535.8092 | 16710.3279 | 17218.7373 | 13396.652 | 19542.9771 | 19005.3552 | 16784.1659 | 15923.9883 | 13816.1236 | 11192.738 | 12305.0942 | 9733.0372 | 11432.9775 | 10642.3565
Region | Technology | 2020-21 | 2021-22 | 2022-23 | 2023-24 | 2024-25 | 2025-26 | 2026-27 | 2027-28 | 2028-29 | 2029-30 | 2030-31 | 2031-32 | 2032-33 | 2033-34 | 2034-35 | 2035-36 | 2036-37 | 2037-38 | 2038-39 | 2039-40 | 2040-41 | 2041-42 | 2042-43 | 2043-44 | 2044-45
TAS1 | Black Coal | 0 | 0 | 0 | 0 | 0 | 0 | 0 | 0 | 0 | 0 | 0 | 0 | 0 | 0 | 0 | 0 | 0 | 0 | 0 | 0 | 0 | 0 | 0 | 0 | 0
TAS1 | Brown Coal | 0 | 0 | 0 | 0 | 0 | 0 | 0 | 0 | 0 | 0 | 0 | 0 | 0 | 0 | 0 | 0 | 0 | 0 | 0 | 0 | 0 | 0 | 0 | 0 | 0
TAS1 | CCGT | 3.6709e-05 | 3.6694e-05 | 3.4346e-05 | 3.4636e-05 | 3.4901e-05 | 3.2893e-05 | 3.0551e-05 | 3.263e-05 | 3.0762e-05 | 2.8827e-05 | 2.678e-05 | 2.6012e-05 | 2.8549e-05 | 2.6632e-05 | 2.5167e-05 | 2.443e-05 | 2.3215e-05 | 2.2144e-05 | 1.9637e-05 | 1.9995e-05 | 1.8665e-05 | 1.625e-05 | 1.58e-05 | 1.4468e-05 | 1.3534e-05
TAS1 | Gas - Steam | 0 | 0 | 0 | 0 | 0 | 0 | 0 | 0 | 0 | 0 | 0 | 0 | 0 | 0 | 0 | 0 | 0 | 0 | 0 | 0 | 0 | 0 | 0 | 0 | 0
TAS1 | OCGT / Diesel | 3.2919e-05 | 3.4276e-05 | 3.0825e-05 | 3.149e-05 | 3.0955e-05 | 2.8377e-05 | 2.539e-05 | 2.6709e-05 | 2.5741e-05 | 2.3559e-05 | 2.1371e-05 | 2.1611e-05 | 2.3825e-05 | 2.2531e-05 | 2.1933e-05 | 2.3227e-05 | 2.3588e-05 | 2.3188e-05 | 1.6661e-05 | 2.2613e-05 | 1.9456e-05 | 1.2428e-05 | 0.0061144 | 1.087e-05 | 9.7794e-06
TAS1 | Hydro | 60075.7757 | 56659.4109 | 53461.9636 | 50567.017 | 47763.047 | 45002.3617 | 42545.8402 | 40187.4061 | 37943.7935 | 35798.3235 | 33763.1645 | 31942.1908 | 30187.2609 | 28427.9469 | 26873.1809 | 25387.5815 | 23975.4886 | 22610.6578 | 21330.0052 | 20173.7507 | 19073.7953 | 17962.1855 | 16973.2839 | 16045.6812 | 15149.7256
TAS1 | Wind | 4854.7438 | 4447.8854 | 4652.4113 | 4097.2504 | 6037.8858 | 7443.5236 | 7103.2773 | 6332.6152 | 5872.3707 | 5368.6444 | 5487.8201 | 4912.5763 | 4608.1802 | 4648.777 | 4406.5078 | 3974.2989 | 3707.7214 | 3402.9861 | 3456.9449 | 3091.6672 | 2905.8558 | 2929.449 | 2791.1959 | 2483.4936 | 2333.4586
TAS1 | Solar PV | 0 | 0 | 0 | 0 | 0 | 0 | 0 | 0 | 0 | 0 | 0 | 0 | 0 | 0 | 0 | 0 | 0 | 0 | 0 | 0 | 0 | 0 | 0 | 0 | 0
TAS1 | LS Batteries | 0 | 0 | 0 | 0 | 0 | 0 | 0 | 0 | 0 | 0 | 0 | 0 | 0 | 0 | 0 | 0 | 0 | 0 | 0 | 0 | 0 | 0 | 0 | 0 | 0
TAS1 | Pumped Hydro | 0 | 0 | 0 | 0 | 0 | 0 | 0 | 0 | 0 | 0 | 0 | 0 | 0 | 0 | 0 | 0 | 0 | 0 | 0 | 0 | 0 | 0 | 0 | 0 | 0
TAS1 | Pumped Hydro Pump | 0 | 0 | 0 | 0 | 0 | 0 | 0 | 0 | 0 | 0 | 0 | 0 | 0 | 0 | 0 | 0 | 0 | 0 | 0 | 0 | 0 | 0 | 0 | 0 | 0
Total |  | 64930.5196 | 61107.2964 | 58114.375 | 54664.2675 | 53800.9329 | 52445.8854 | 49649.1176 | 46520.0213 | 43816.1643 | 41166.968 | 39250.9846 | 36854.7671 | 34795.4412 | 33076.724 | 31279.6888 | 29361.8804 | 27683.2101 | 26013.6439 | 24786.9501 | 23265.4179 | 21979.6511 | 20891.6346 | 19764.486 | 18529.1748 | 17483.1842

## Neutral2_BaseCase_FOM Cost
FOM cost by technology ($000s) - QNI Base Case, Neutral + low emissions scenario
Real June 2019 dollars discounted to 2019-20. For new entrant capacity, the FOM is incurred annually in modelling, but presented here in the installation year. For existing capacity, the FOM is presented annually. In the Houston Kemp economic assessment workbook, FOM for existing capacity is not included. As retirement dates are the same in the Base Case and with each augmentation option, excluding FOM for existing generators does not affect the gross market benefits.
Region | Technology | 2020-21 | 2021-22 | 2022-23 | 2023-24 | 2024-25 | 2025-26 | 2026-27 | 2027-28 | 2028-29 | 2029-30 | 2030-31 | 2031-32 | 2032-33 | 2033-34 | 2034-35 | 2035-36 | 2036-37 | 2037-38 | 2038-39 | 2039-40 | 2040-41 | 2041-42 | 2042-43 | 2043-44 | 2044-45
NEM | Black Coal | 976007.2 | 976007.2 | 869607.2 | 869607.2 | 869607.2 | 869607.2 | 834495.2 | 789807.2 | 754695.2 | 633399.2 | 633399.2 | 556791.2 | 556791.2 | 486567.2 | 449327.2 | 379103.2 | 323243.2 | 323243.2 | 304623.2 | 304623.2 | 304623.2 | 269511.2 | 269511.2 | 234399.2 | 195563.2
NEM | Brown Coal | 656085.3 | 656085.3 | 656085.3 | 656085.3 | 656085.3 | 656085.3 | 656085.3 | 656085.3 | 656085.3 | 656085.3 | 546443.55 | 546443.55 | 436801.8 | 436801.8 | 436801.8 | 436801.8 | 436801.8 | 436801.8 | 436801.8 | 436801.8 | 436801.8 | 436801.8 | 436801.8 | 436801.8 | 436801.8
NEM | CCGT | 32743.2007 | 32743.2 | 32743.2 | 32743.2 | 32743.2 | 32743.1999 | 32743.1999 | 32743.1999 | 32743.1999 | 32743.1999 | 32743.1999 | 32743.2 | 32743.2001 | 32743.1999 | 32743.1999 | 32743.2001 | 32743.1999 | 32743.1999 | 32743.1999 | 32743.1999 | 32743.1999 | 32743.1999 | 32743.1999 | 32743.1999 | 32743.1999
NEM | Gas - Steam | 84358.6702 | 61737.3508 | 61737.3508 | 61737.3508 | 61737.3508 | 61737.3508 | 61737.3508 | 61737.3508 | 61737.3508 | 61737.3508 | 61737.3508 | 37702.199 | 37702.199 | 37702.199 | 37702.199 | 37702.199 | 37702.199 | 37702.199 | 37702.199 | 37702.199 | 37702.199 | 37702.199 | 37702.199 | 37702.199 | 37702.199
NEM | OCGT / Diesel | 31624.8245 | 31482.024 | 45457.5691 | 31482.024 | 31482.024 | 31482.024 | 31482.024 | 31482.024 | 31482.024 | 31482.024 | 31482.024 | 31482.024 | 42799.2188 | 32346.8942 | 31482.024 | 50733.3286 | 31482.024 | 31482.024 | 31482.024 | 31482.0241 | 31482.024 | 31482.024 | 31482.024 | 33405.4963 | 31482.024
NEM | Hydro | 424205.6252 | 424205.6252 | 424205.6252 | 424205.6252 | 424205.6252 | 424205.6252 | 424205.6252 | 424205.6252 | 424205.6252 | 424205.6252 | 424205.6252 | 424205.6252 | 424205.6252 | 424205.6252 | 424205.6252 | 424205.6252 | 424205.6252 | 424205.6252 | 424205.6252 | 424205.6252 | 424205.6252 | 424205.6252 | 424205.6252 | 424205.6252 | 424205.6252
NEM | Wind | 405972.1996 | 420936.34 | 466487.3411 | 466487.344 | 972475.3503 | 700565.4457 | 718728.9711 | 1589673.8973 | 785668.8926 | 626375.0697 | 562824.5354 | 869140.9894 | 574836.3391 | 739270.5243 | 466487.3393 | 894739.9531 | 609872.3621 | 526587.8514 | 488121.506 | 701666.6803 | 540063.4346 | 507519.4928 | 466487.3392 | 599300.2936 | 481315.8271
NEM | Solar PV | 141516.2828 | 183458.68 | 219954.8444 | 241004.0525 | 313868.1241 | 295629.4985 | 193353.1792 | 321957.8211 | 405994.8343 | 329592.6756 | 253566.9136 | 319239.1661 | 250129.1786 | 193353.179 | 193353.179 | 450395.8815 | 225294.0996 | 211982.901 | 197136.6986 | 205134.0113 | 282145.2772 | 198617.2051 | 193353.179 | 238146.7928 | 198362.2871
NEM | LS Batteries | 0.00295 | 0.00054405 | 0.0013459 | 0.00026346 | 0.00012512 | 0.00043731 | 0.00057882 | 0.00029114 | 6.487e-05 | 0.0031143 | 0.00042688 | 0.00044457 | 7911.8721 | 22425.23 | 0.00015254 | 0.0010097 | 0.000165 | 6.7564e-05 | 0.00043674 | 178.8317 | 3816.1586 | 5745.7755 | 105.7331 | 13807.2955 | 8.8695e-05
NEM | Pumped Hydro | 47182.51 | 47182.5016 | 75327.6888 | 47182.5006 | 47182.5004 | 163682.5006 | 163682.5015 | 163682.5047 | 183688.2996 | 267191.791 | 168829.975 | 279767.1502 | 184542.2489 | 163682.5 | 191494.8934 | 294730.7671 | 193001.8507 | 185176.1936 | 175904.9462 | 174266.4454 | 211197.9036 | 163682.5 | 163682.5 | 177497.2838 | 164614.2301
NEM | Pumped Hydro Pump | 82132.5 | 82132.5 | 82132.5 | 82132.5 | 82132.5 | 198632.5 | 198632.5 | 198632.5 | 198632.5 | 198632.5 | 198632.5 | 198632.5 | 198632.5 | 198632.5 | 198632.5 | 198632.5 | 198632.5 | 198632.5 | 198632.5 | 198632.5 | 198632.5 | 198632.5 | 198632.5 | 198632.5 | 198632.5
Total |  | 2881828.316 | 2915970.7222 | 2933738.6209 | 2912667.0973 | 3491519.175 | 3434370.6452 | 3315145.8523 | 4270007.4232 | 3534933.2265 | 3261444.7394 | 2913864.8743 | 3296147.6043 | 2747095.3817 | 2767730.8515 | 2462229.96 | 3199788.4555 | 2512978.8607 | 2408557.4941 | 2327353.6995 | 2547436.5169 | 2503413.3222 | 2306643.5215 | 2254707.2995 | 2426641.6861 | 2201422.8925
Region | Technology | 2020-21 | 2021-22 | 2022-23 | 2023-24 | 2024-25 | 2025-26 | 2026-27 | 2027-28 | 2028-29 | 2029-30 | 2030-31 | 2031-32 | 2032-33 | 2033-34 | 2034-35 | 2035-36 | 2036-37 | 2037-38 | 2038-39 | 2039-40 | 2040-41 | 2041-42 | 2042-43 | 2043-44 | 2044-45
NSW1 | Black Coal | 540512 | 540512 | 434112 | 434112 | 434112 | 434112 | 399000 | 399000 | 363888 | 287280 | 287280 | 210672 | 210672 | 140448 | 140448 | 70224 | 70224 | 70224 | 70224 | 70224 | 70224 | 35112 | 35112 | 0 | 0
NSW1 | Brown Coal | 0 | 0 | 0 | 0 | 0 | 0 | 0 | 0 | 0 | 0 | 0 | 0 | 0 | 0 | 0 | 0 | 0 | 0 | 0 | 0 | 0 | 0 | 0 | 0 | 0
NSW1 | CCGT | 6361.9501 | 6361.9499 | 6361.95 | 6361.9499 | 6361.9499 | 6361.9499 | 6361.9499 | 6361.9499 | 6361.9499 | 6361.9499 | 6361.9499 | 6361.9499 | 6361.95 | 6361.9499 | 6361.9499 | 6361.95 | 6361.9499 | 6361.9499 | 6361.9499 | 6361.9499 | 6361.9499 | 6361.9499 | 6361.9499 | 6361.9499 | 6361.9499
NSW1 | Gas - Steam | 0 | 0 | 0 | 0 | 0 | 0 | 0 | 0 | 0 | 0 | 0 | 0 | 0 | 0 | 0 | 0 | 0 | 0 | 0 | 0 | 0 | 0 | 0 | 0 | 0
NSW1 | OCGT / Diesel | 6039.6001 | 6039.6 | 20015.145 | 6039.6 | 6039.6 | 6039.6 | 6039.6 | 6039.6 | 6039.6 | 6039.6 | 6039.6 | 6039.6 | 17356.7948 | 6904.4702 | 6039.6 | 25290.9046 | 6039.6 | 6039.6 | 6039.6 | 6039.6 | 6039.6 | 6039.6 | 6039.6 | 7963.0723 | 6039.6
NSW1 | Hydro | 150576.25 | 150576.25 | 150576.25 | 150576.25 | 150576.25 | 150576.25 | 150576.25 | 150576.25 | 150576.25 | 150576.25 | 150576.25 | 150576.25 | 150576.25 | 150576.25 | 150576.25 | 150576.25 | 150576.25 | 150576.25 | 150576.25 | 150576.25 | 150576.25 | 150576.25 | 150576.25 | 150576.25 | 150576.25
NSW1 | Wind | 88432.0892 | 88432.0802 | 88432.0812 | 88432.0827 | 509177.8688 | 190260.5548 | 340673.7103 | 209357.0378 | 88432.0915 | 138361.6374 | 88432.0807 | 491085.7296 | 111699.2473 | 361215.2647 | 88432.08 | 256707.5868 | 88432.0845 | 134449.7367 | 110066.2418 | 263714.3125 | 106758.6823 | 88432.08 | 88432.08 | 122133.7692 | 89564.6663
NSW1 | Solar PV | 64190.8913 | 71386.8901 | 97988.5553 | 71386.8908 | 191901.829 | 71386.8907 | 71386.8901 | 115443.6557 | 284028.5451 | 163018.4484 | 96582.1315 | 140374.894 | 126953.6236 | 71386.89 | 71386.89 | 328429.5914 | 92811.3565 | 90016.6115 | 71758.7686 | 71386.8902 | 149458.4357 | 71386.89 | 71386.89 | 102474.1264 | 76298.0913
NSW1 | LS Batteries | 0.0013104 | 0.00026223 | 0.0010806 | 0.00019261 | 8.2234e-05 | 5.328e-05 | 0.0001146 | 0.00015905 | 1.7553e-05 | 0.0015909 | 0.00022671 | 0.00019459 | 7911.8719 | 22425.2297 | 0 | 0.00032698 | 6.0154e-05 | 3.7901e-05 | 9.352e-05 | 0.00023396 | 3816.1585 | 5745.7754 | 4.0283e-05 | 13046.4347 | 6.6347e-05
NSW1 | Pumped Hydro | 13980.0045 | 13980.0006 | 42125.1866 | 13980.0001 | 13980.0001 | 130480.0001 | 130480.0002 | 130480.0002 | 150485.7916 | 219352.1549 | 135627.4708 | 203146.1298 | 150658.5059 | 130480 | 130480 | 185356.8596 | 152639.7643 | 148068.2101 | 133952.7626 | 133816.3122 | 169625.2762 | 130480 | 130480 | 138709.5734 | 131411.7301
NSW1 | Pumped Hydro Pump | 48930 | 48930 | 48930 | 48930 | 48930 | 165430 | 165430 | 165430 | 165430 | 165430 | 165430 | 165430 | 165430 | 165430 | 165430 | 165430 | 165430 | 165430 | 165430 | 165430 | 165430 | 165430 | 165430 | 165430 | 165430
Total |  | 919022.7864 | 926218.7711 | 888541.1692 | 819818.7738 | 1361079.4979 | 1154647.2455 | 1269948.4006 | 1182688.4938 | 1215242.2281 | 1136420.0423 | 936329.4833 | 1373686.5536 | 947620.2435 | 1055228.0544 | 759154.7699 | 1188377.1427 | 732515.0053 | 771166.3582 | 714409.573 | 867549.315 | 828290.3526 | 659564.5453 | 653818.77 | 706695.1759 | 625682.2877
Region | Technology | 2020-21 | 2021-22 | 2022-23 | 2023-24 | 2024-25 | 2025-26 | 2026-27 | 2027-28 | 2028-29 | 2029-30 | 2030-31 | 2031-32 | 2032-33 | 2033-34 | 2034-35 | 2035-36 | 2036-37 | 2037-38 | 2038-39 | 2039-40 | 2040-41 | 2041-42 | 2042-43 | 2043-44 | 2044-45
QLD1 | Black Coal | 435495.2 | 435495.2 | 435495.2 | 435495.2 | 435495.2 | 435495.2 | 435495.2 | 390807.2 | 390807.2 | 346119.2 | 346119.2 | 346119.2 | 346119.2 | 346119.2 | 308879.2 | 308879.2 | 253019.2 | 253019.2 | 234399.2 | 234399.2 | 234399.2 | 234399.2 | 234399.2 | 234399.2 | 195563.2
QLD1 | Brown Coal | 0 | 0 | 0 | 0 | 0 | 0 | 0 | 0 | 0 | 0 | 0 | 0 | 0 | 0 | 0 | 0 | 0 | 0 | 0 | 0 | 0 | 0 | 0 | 0 | 0
QLD1 | CCGT | 16752.7503 | 16752.75 | 16752.75 | 16752.75 | 16752.75 | 16752.75 | 16752.75 | 16752.75 | 16752.75 | 16752.75 | 16752.75 | 16752.75 | 16752.75 | 16752.75 | 16752.75 | 16752.75 | 16752.75 | 16752.75 | 16752.75 | 16752.75 | 16752.75 | 16752.75 | 16752.75 | 16752.75 | 16752.75
QLD1 | Gas - Steam | 0 | 0 | 0 | 0 | 0 | 0 | 0 | 0 | 0 | 0 | 0 | 0 | 0 | 0 | 0 | 0 | 0 | 0 | 0 | 0 | 0 | 0 | 0 | 0 | 0
QLD1 | OCGT / Diesel | 7893.9002 | 7751.1 | 7751.1 | 7751.1 | 7751.1 | 7751.1 | 7751.1 | 7751.1 | 7751.1 | 7751.1 | 7751.1 | 7751.1 | 7751.1 | 7751.1 | 7751.1 | 7751.1 | 7751.1 | 7751.1 | 7751.1 | 7751.1002 | 7751.1 | 7751.1 | 7751.1 | 7751.1 | 7751.1
QLD1 | Hydro | 8877.3001 | 8877.3001 | 8877.3001 | 8877.3001 | 8877.3001 | 8877.3001 | 8877.3001 | 8877.3001 | 8877.3001 | 8877.3001 | 8877.3001 | 8877.3001 | 8877.3001 | 8877.3001 | 8877.3001 | 8877.3001 | 8877.3001 | 8877.3001 | 8877.3001 | 8877.3001 | 8877.3001 | 8877.3001 | 8877.3001 | 8877.3001 | 8877.3001
QLD1 | Wind | 29946.4067 | 29946.4 | 75497.4001 | 75497.4003 | 75497.404 | 161880.9517 | 75497.4 | 619658.1698 | 182334.6027 | 75497.4007 | 75497.4 | 75497.4004 | 75497.4 | 75497.4002 | 75497.4001 | 127073.3123 | 173004.1131 | 89580.2553 | 75497.4032 | 135394.4982 | 114739.9965 | 116529.5536 | 75497.4 | 104641.431 | 84050.0768
QLD1 | Solar PV | 45347.651 | 80094.05 | 89988.5501 | 89988.5501 | 89988.5506 | 89988.5503 | 89988.55 | 89988.55 | 89988.5502 | 89988.5504 | 89988.5504 | 89988.5502 | 89988.55 | 89988.55 | 89988.55 | 89988.5509 | 89988.5507 | 89988.5504 | 93400.191 | 92408.9119 | 94036.1288 | 89988.55 | 89988.55 | 94078.9716 | 90086.4568
QLD1 | LS Batteries | 0.00064845 | 0.00011313 | 4.1751e-05 | 1.8178e-05 | 0 | 0.00027158 | 0.00031676 | 1.9174e-05 | 0 | 0.00077813 | 0 | 6.3086e-06 | 8.0228e-05 | 0.00016595 | 0.00013144 | 0.00030215 | 0 | 0 | 0 | 178.8313 | 0 | 0 | 0 | 760.8608 | 0
QLD1 | Pumped Hydro | 33202.502 | 33202.5004 | 33202.5002 | 33202.5004 | 33202.5003 | 33202.5004 | 33202.5012 | 33202.5041 | 33202.5072 | 47839.6336 | 33202.5 | 48839.7494 | 33202.5 | 33202.5 | 61014.8934 | 63498.5493 | 33202.5 | 37107.9834 | 41952.1837 | 33202.5 | 33202.5 | 33202.5 | 33202.5 | 33202.5 | 33202.5
QLD1 | Pumped Hydro Pump | 33202.5 | 33202.5 | 33202.5 | 33202.5 | 33202.5 | 33202.5 | 33202.5 | 33202.5 | 33202.5 | 33202.5 | 33202.5 | 33202.5 | 33202.5 | 33202.5 | 33202.5 | 33202.5 | 33202.5 | 33202.5 | 33202.5 | 33202.5 | 33202.5 | 33202.5 | 33202.5 | 33202.5 | 33202.5
Total |  | 610718.2109 | 645321.8006 | 700767.3006 | 700767.3009 | 700767.305 | 787150.8527 | 700767.3016 | 1200240.074 | 762916.5102 | 626028.4356 | 611391.3005 | 627028.5501 | 611391.3002 | 611391.3005 | 601963.6937 | 656023.2629 | 615798.0139 | 536279.6392 | 511832.628 | 562167.5917 | 542961.4754 | 540703.4537 | 499671.3001 | 533666.6135 | 469485.8837
Region | Technology | 2020-21 | 2021-22 | 2022-23 | 2023-24 | 2024-25 | 2025-26 | 2026-27 | 2027-28 | 2028-29 | 2029-30 | 2030-31 | 2031-32 | 2032-33 | 2033-34 | 2034-35 | 2035-36 | 2036-37 | 2037-38 | 2038-39 | 2039-40 | 2040-41 | 2041-42 | 2042-43 | 2043-44 | 2044-45
VIC1 | Black Coal | 0 | 0 | 0 | 0 | 0 | 0 | 0 | 0 | 0 | 0 | 0 | 0 | 0 | 0 | 0 | 0 | 0 | 0 | 0 | 0 | 0 | 0 | 0 | 0 | 0
VIC1 | Brown Coal | 656085.3 | 656085.3 | 656085.3 | 656085.3 | 656085.3 | 656085.3 | 656085.3 | 656085.3 | 656085.3 | 656085.3 | 546443.55 | 546443.55 | 436801.8 | 436801.8 | 436801.8 | 436801.8 | 436801.8 | 436801.8 | 436801.8 | 436801.8 | 436801.8 | 436801.8 | 436801.8 | 436801.8 | 436801.8
VIC1 | CCGT | 0.00013276 | 0 | 1.6512e-05 | 4.1305e-05 | 0 | 0 | 0 | 0 | 0 | 0 | 0 | 8.026e-06 | 2.6593e-05 | 0 | 0 | 4.3064e-05 | 4.2026e-06 | 0 | 0 | 0 | 0 | 0 | 0 | 0 | 0
VIC1 | Gas - Steam | 24035.1518 | 24035.1518 | 24035.1518 | 24035.1518 | 24035.1518 | 24035.1518 | 24035.1518 | 24035.1518 | 24035.1518 | 24035.1518 | 24035.1518 | 0 | 0 | 0 | 0 | 0 | 0 | 0 | 0 | 0 | 0 | 0 | 0 | 0 | 0
VIC1 | OCGT / Diesel | 7862.4001 | 7862.4 | 7862.4001 | 7862.4 | 7862.4 | 7862.4 | 7862.4 | 7862.4 | 7862.4 | 7862.4 | 7862.4 | 7862.4 | 7862.4 | 7862.4 | 7862.4 | 7862.4 | 7862.4 | 7862.4 | 7862.4 | 7862.4 | 7862.4 | 7862.4 | 7862.4 | 7862.4 | 7862.4
VIC1 | Hydro | 128790.75 | 128790.75 | 128790.75 | 128790.75 | 128790.75 | 128790.75 | 128790.75 | 128790.75 | 128790.75 | 128790.75 | 128790.75 | 128790.75 | 128790.75 | 128790.75 | 128790.75 | 128790.75 | 128790.75 | 128790.75 | 128790.75 | 128790.75 | 128790.75 | 128790.75 | 128790.75 | 128790.75 | 128790.75
VIC1 | Wind | 168644.6879 | 183608.8639 | 183608.8643 | 183608.865 | 183608.8663 | 183608.8658 | 183608.8639 | 361023.5963 | 333155.3175 | 277215.459 | 279946.0586 | 183608.864 | 268690.6959 | 183608.8639 | 183608.8639 | 306545.4893 | 229487.1612 | 183608.8639 | 183608.8656 | 183608.8639 | 199615.5744 | 183608.8639 | 183608.8639 | 230592.5466 | 183608.8639
VIC1 | Solar PV | 23882.2391 | 23882.239 | 23882.239 | 71533.1116 | 23882.239 | 23882.239 | 23882.239 | 86412.7032 | 23882.239 | 65015.208 | 57961.5161 | 71179.5461 | 23882.239 | 23882.239 | 23882.239 | 23882.239 | 23882.239 | 23882.239 | 23882.239 | 23882.239 | 23882.239 | 23882.239 | 23882.239 | 29006.9854 | 23882.239
VIC1 | LS Batteries | 0.00033098 | 3.5922e-05 | 0.00020577 | 4.4193e-05 | 0 | 0 | 0 | 0 | 4.7317e-05 | 0.00030292 | 4.0026e-05 | 9.6663e-05 | 3.1694e-05 | 6.6231e-05 | 0 | 0.00013876 | 4.3558e-05 | 2.2082e-05 | 0.00030824 | 0 | 0 | 2.1669e-05 | 105.733 | 0 | 0
VIC1 | Pumped Hydro | 0.0011386 | 0.00018018 | 0.0019161 | 0 | 0 | 0 | 0 | 0 | 0 | 0.0011202 | 0.0022309 | 27781.2544 | 681.2431 | 0 | 0 | 38809.9017 | 0 | 0 | 0 | 0 | 0 | 0 | 0 | 0 | 0
VIC1 | Pumped Hydro Pump | 0 | 0 | 0 | 0 | 0 | 0 | 0 | 0 | 0 | 0 | 0 | 0 | 0 | 0 | 0 | 0 | 0 | 0 | 0 | 0 | 0 | 0 | 0 | 0 | 0
Total |  | 1009300.5306 | 1024264.7049 | 1024264.7074 | 1071915.5785 | 1024264.7071 | 1024264.7067 | 1024264.7047 | 1264209.9013 | 1173811.1584 | 1159004.2703 | 1045039.4288 | 965666.3646 | 866709.1281 | 780946.0529 | 780946.0529 | 942692.5802 | 826824.3502 | 780946.0529 | 780946.0549 | 780946.0529 | 796952.7634 | 780946.0529 | 781051.7859 | 833054.482 | 780946.0529
Region | Technology | 2020-21 | 2021-22 | 2022-23 | 2023-24 | 2024-25 | 2025-26 | 2026-27 | 2027-28 | 2028-29 | 2029-30 | 2030-31 | 2031-32 | 2032-33 | 2033-34 | 2034-35 | 2035-36 | 2036-37 | 2037-38 | 2038-39 | 2039-40 | 2040-41 | 2041-42 | 2042-43 | 2043-44 | 2044-45
SA1 | Black Coal | 0 | 0 | 0 | 0 | 0 | 0 | 0 | 0 | 0 | 0 | 0 | 0 | 0 | 0 | 0 | 0 | 0 | 0 | 0 | 0 | 0 | 0 | 0 | 0 | 0
SA1 | Brown Coal | 0 | 0 | 0 | 0 | 0 | 0 | 0 | 0 | 0 | 0 | 0 | 0 | 0 | 0 | 0 | 0 | 0 | 0 | 0 | 0 | 0 | 0 | 0 | 0 | 0
SA1 | CCGT | 7444.5002 | 7444.5 | 7444.5 | 7444.5 | 7444.5 | 7444.5 | 7444.5 | 7444.5 | 7444.5 | 7444.5 | 7444.5 | 7444.5 | 7444.5 | 7444.5 | 7444.5 | 7444.5 | 7444.5 | 7444.5 | 7444.5 | 7444.5 | 7444.5 | 7444.5 | 7444.5 | 7444.5 | 7444.5
SA1 | Gas - Steam | 60323.5183 | 37702.199 | 37702.199 | 37702.199 | 37702.199 | 37702.199 | 37702.199 | 37702.199 | 37702.199 | 37702.199 | 37702.199 | 37702.199 | 37702.199 | 37702.199 | 37702.199 | 37702.199 | 37702.199 | 37702.199 | 37702.199 | 37702.199 | 37702.199 | 37702.199 | 37702.199 | 37702.199 | 37702.199
SA1 | OCGT / Diesel | 9081.3241 | 9081.324 | 9081.324 | 9081.324 | 9081.324 | 9081.324 | 9081.324 | 9081.324 | 9081.324 | 9081.324 | 9081.324 | 9081.324 | 9081.324 | 9081.324 | 9081.324 | 9081.324 | 9081.324 | 9081.324 | 9081.324 | 9081.324 | 9081.324 | 9081.324 | 9081.324 | 9081.324 | 9081.324
SA1 | Hydro | 0 | 0 | 0 | 0 | 0 | 0 | 0 | 0 | 0 | 0 | 0 | 0 | 0 | 0 | 0 | 0 | 0 | 0 | 0 | 0 | 0 | 0 | 0 | 0 | 0
SA1 | Wind | 93512.6091 | 93512.596 | 93512.5954 | 93512.5954 | 93512.6027 | 93512.6058 | 93512.5969 | 374198.6842 | 156310.4809 | 109864.1725 | 93512.596 | 93512.5954 | 93512.5959 | 93512.5955 | 93512.5954 | 178977.1646 | 93512.6032 | 93512.5955 | 93512.5954 | 93512.6058 | 93512.7815 | 93512.5954 | 93512.5954 | 116496.1468 | 98655.8201
SA1 | Solar PV | 8095.5014 | 8095.5009 | 8095.5 | 8095.5 | 8095.5056 | 110371.8185 | 8095.5 | 30112.9121 | 8095.5 | 11570.4688 | 9034.7156 | 17696.1758 | 9304.7659 | 8095.5 | 8095.5 | 8095.5002 | 18611.9534 | 8095.5002 | 8095.5 | 17455.9701 | 14768.4737 | 13359.5261 | 8095.5 | 12586.7094 | 8095.5
SA1 | LS Batteries | 0.00034258 | 0.00010463 | 0 | 0 | 0 | 5.9508e-05 | 8.3867e-05 | 7.8086e-05 | 0 | 0.00030674 | 0.00012546 | 0.00012736 | 3.7145e-05 | 3.3594e-05 | 0 | 0.0001427 | 3.8729e-05 | 0 | 5.2838e-06 | 9.1911e-05 | 5.0247e-05 | 2.2529e-05 | 1.2392e-05 | 2.3508e-05 | 1.4305e-05
SA1 | Pumped Hydro | 0.0011339 | 0.00035645 | 0 | 0 | 0 | 0 | 6.0932e-05 | 0.0002538 | 0.00065316 | 0.0012718 | 0.0018971 | 0.016374 | 0 | 0 | 0 | 7065.4564 | 7159.5864 | 0 | 0 | 7247.6331 | 8370.1275 | 0 | 0 | 5585.2104 | 0
SA1 | Pumped Hydro Pump | 0 | 0 | 0 | 0 | 0 | 0 | 0 | 0 | 0 | 0 | 0 | 0 | 0 | 0 | 0 | 0 | 0 | 0 | 0 | 0 | 0 | 0 | 0 | 0 | 0
Total |  | 178457.4546 | 155836.1203 | 155836.1184 | 155836.1184 | 155836.1311 | 258112.4473 | 155836.12 | 458539.6195 | 218634.0045 | 175662.6658 | 156775.3366 | 165436.8107 | 157045.3847 | 155836.1185 | 155836.1183 | 248366.1443 | 173512.166 | 155836.1186 | 155836.1184 | 172444.2321 | 170879.4057 | 161100.1444 | 155836.1183 | 188896.0896 | 160979.3431
Region | Technology | 2020-21 | 2021-22 | 2022-23 | 2023-24 | 2024-25 | 2025-26 | 2026-27 | 2027-28 | 2028-29 | 2029-30 | 2030-31 | 2031-32 | 2032-33 | 2033-34 | 2034-35 | 2035-36 | 2036-37 | 2037-38 | 2038-39 | 2039-40 | 2040-41 | 2041-42 | 2042-43 | 2043-44 | 2044-45
TAS1 | Black Coal | 0 | 0 | 0 | 0 | 0 | 0 | 0 | 0 | 0 | 0 | 0 | 0 | 0 | 0 | 0 | 0 | 0 | 0 | 0 | 0 | 0 | 0 | 0 | 0 | 0
TAS1 | Brown Coal | 0 | 0 | 0 | 0 | 0 | 0 | 0 | 0 | 0 | 0 | 0 | 0 | 0 | 0 | 0 | 0 | 0 | 0 | 0 | 0 | 0 | 0 | 0 | 0 | 0
TAS1 | CCGT | 2184.0001 | 2184 | 2184 | 2184 | 2184 | 2184 | 2184 | 2184 | 2184 | 2184 | 2184 | 2184 | 2184 | 2184 | 2184 | 2184 | 2184 | 2184 | 2184 | 2184 | 2184 | 2184 | 2184 | 2184 | 2184
TAS1 | Gas - Steam | 0 | 0 | 0 | 0 | 0 | 0 | 0 | 0 | 0 | 0 | 0 | 0 | 0 | 0 | 0 | 0 | 0 | 0 | 0 | 0 | 0 | 0 | 0 | 0 | 0
TAS1 | OCGT / Diesel | 747.6001 | 747.6 | 747.6 | 747.6 | 747.6 | 747.6 | 747.6 | 747.6 | 747.6 | 747.6 | 747.6 | 747.6 | 747.6 | 747.6 | 747.6 | 747.6 | 747.6 | 747.6 | 747.6 | 747.6 | 747.6 | 747.6 | 747.6 | 747.6 | 747.6
TAS1 | Hydro | 135961.3251 | 135961.3251 | 135961.3251 | 135961.3251 | 135961.3251 | 135961.3251 | 135961.3251 | 135961.3251 | 135961.3251 | 135961.3251 | 135961.3251 | 135961.3251 | 135961.3251 | 135961.3251 | 135961.3251 | 135961.3251 | 135961.3251 | 135961.3251 | 135961.3251 | 135961.3251 | 135961.3251 | 135961.3251 | 135961.3251 | 135961.3251 | 135961.3251
TAS1 | Wind | 25436.4067 | 25436.4 | 25436.4001 | 25436.4005 | 110678.6085 | 71302.4677 | 25436.4 | 25436.4092 | 25436.4 | 25436.4 | 25436.4 | 25436.4 | 25436.4 | 25436.4 | 25436.4 | 25436.4 | 25436.4 | 25436.4 | 25436.4 | 25436.4 | 25436.4 | 25436.4 | 25436.4 | 25436.4 | 25436.4
TAS1 | Solar PV | 0 | 0 | 0 | 0 | 0 | 0 | 0 | 0 | 0 | 0 | 0 | 0 | 0 | 0 | 0 | 0 | 0 | 0 | 0 | 0 | 0 | 0 | 0 | 0 | 0
TAS1 | LS Batteries | 0.00031761 | 2.8133e-05 | 1.775e-05 | 8.4852e-06 | 4.2881e-05 | 5.2943e-05 | 6.36e-05 | 3.4829e-05 | 0 | 0.00013568 | 3.4687e-05 | 1.9653e-05 | 2.3419e-05 | 1.9194e-05 | 2.1101e-05 | 9.9074e-05 | 2.2559e-05 | 7.5811e-06 | 2.9699e-05 | 3.269e-05 | 1.4169e-05 | 2.854e-05 | 1.1523e-05 | 5.1486e-06 | 8.043e-06
TAS1 | Pumped Hydro | 0.0011798 | 8.75e-05 | 6.9817e-05 | 6.182e-05 | 7.1657e-05 | 0.00012572 | 6.7097e-05 | 0.00012412 | 0.00016699 | 0.00015279 | 1.1573e-05 | 0.00015195 | 1.1104e-05 | 0 | 4.8139e-05 | 7.1354e-05 | 4.1866e-05 | 8.0597e-05 | 0 | 0.00010621 | 0 | 0 | 2.4592e-06 | 1.0887e-05 | 6.3397e-06
TAS1 | Pumped Hydro Pump | 0 | 0 | 0 | 0 | 0 | 0 | 0 | 0 | 0 | 0 | 0 | 0 | 0 | 0 | 0 | 0 | 0 | 0 | 0 | 0 | 0 | 0 | 0 | 0 | 0
Total |  | 164329.3335 | 164329.3252 | 164329.3253 | 164329.3257 | 249571.5338 | 210195.393 | 164329.3253 | 164329.3345 | 164329.3253 | 164329.3254 | 164329.3252 | 164329.3253 | 164329.3252 | 164329.3252 | 164329.3252 | 164329.3253 | 164329.3252 | 164329.3252 | 164329.3252 | 164329.3253 | 164329.3251 | 164329.3252 | 164329.3251 | 164329.3251 | 164329.3251

## Neutral2_BaseCase_Fuel Cost
Fuel cost by technology ($000s) - QNI Base Case, Neutral + low emissions scenario
Real June 2019 dollars discounted to 2019-20
Region | Technology | 2020-21 | 2021-22 | 2022-23 | 2023-24 | 2024-25 | 2025-26 | 2026-27 | 2027-28 | 2028-29 | 2029-30 | 2030-31 | 2031-32 | 2032-33 | 2033-34 | 2034-35 | 2035-36 | 2036-37 | 2037-38 | 2038-39 | 2039-40 | 2040-41 | 2041-42 | 2042-43 | 2043-44 | 2044-45
NEM | Black Coal | 1918999.1577 | 1657478.6893 | 1517324.8735 | 1532152.1256 | 1360148.6251 | 1241155.9679 | 1085483.1586 | 1028030.1794 | 914363.5467 | 759630.8064 | 706815.6468 | 595052.9962 | 570288.1143 | 478540 | 433761.0444 | 334059.7554 | 280337.7337 | 249933.7734 | 212291.7375 | 168207.6261 | 167432.8466 | 119025.627 | 106024.4226 | 75167.957 | 53448.128
NEM | Brown Coal | 250308.4344 | 241286.9764 | 228515.0312 | 216112.2776 | 204369.7809 | 180129.8225 | 168349.6506 | 151689.8754 | 140108.3173 | 127511.0312 | 102456.8574 | 99424.6638 | 80125.5203 | 78792.3154 | 72528.0019 | 70870.7139 | 67124.7771 | 60288.1596 | 54263.373 | 51515.0548 | 43585.6667 | 40951.7351 | 36135.5755 | 31825.2672 | 29300.8952
NEM | CCGT | 324449.5614 | 301236.7543 | 290058.0563 | 245735.9938 | 233148.3644 | 219356.1252 | 212137.2172 | 201691.9545 | 195347.195 | 196293.0354 | 210893.4932 | 218324.1218 | 271410.3589 | 274905.1592 | 192635.0183 | 283478.4211 | 301469.3455 | 262629.1743 | 249751.1297 | 222840.4733 | 192280.5854 | 214137.572 | 163301.3805 | 186761.2025 | 174846.1119
NEM | Gas - Steam | 7564.1385 | 12378.4263 | 9691.7455 | 4077.1893 | 3726.2825 | 1394.4849 | 1023.2354 | 1198.4627 | 507.9995 | 2599.948 | 3924.9236 | 2637.5588 | 2461.5817 | 15515.3569 | 8337.7611 | 11454.9792 | 9176.1492 | 10671.2049 | 10551.1501 | 11735.2436 | 2537.3886 | 11069.1832 | 5710.6313 | 4589.9254 | 618.0708
NEM | OCGT / Diesel | 7291.3505 | 9523.1386 | 10224.1405 | 5254.8871 | 4463.5242 | 1584.8902 | 1009.7576 | 923.7399 | 614.7256 | 2684.2344 | 4824.934 | 10099.4836 | 10146.1949 | 47799.5296 | 34330.6395 | 69404.7736 | 82998.9075 | 83440.1176 | 97351.9235 | 96006.9492 | 40904.786 | 82207.9186 | 56634.1029 | 93847.5076 | 84426.7362
NEM | Hydro | 0 | 0 | 0 | 0 | 0 | 0 | 0 | 0 | 0 | 0 | 0 | 0 | 0 | 0 | 0 | 0 | 0 | 0 | 0 | 0 | 0 | 0 | 0 | 0 | 0
NEM | Wind | 0 | 0 | 0 | 0 | 0 | 0 | 0 | 0 | 0 | 0 | 0 | 0 | 0 | 0 | 0 | 0 | 0 | 0 | 0 | 0 | 0 | 0 | 0 | 0 | 0
NEM | Solar PV | 0 | 0 | 0 | 0 | 0 | 0 | 0 | 0 | 0 | 0 | 0 | 0 | 0 | 0 | 0 | 0 | 0 | 0 | 0 | 0 | 0 | 0 | 0 | 0 | 0
NEM | LS Batteries | 0 | 0 | 0 | 0 | 0 | 0 | 0 | 0 | 0 | 0 | 0 | 0 | 0 | 0 | 0 | 0 | 0 | 0 | 0 | 0 | 0 | 0 | 0 | 0 | 0
NEM | Pumped Hydro | 0 | 0 | 0 | 0 | 0 | 0 | 0 | 0 | 0 | 0 | 0 | 0 | 0 | 0 | 0 | 0 | 0 | 0 | 0 | 0 | 0 | 0 | 0 | 0 | 0
NEM | Pumped Hydro Pump | 0 | 0 | 0 | 0 | 0 | 0 | 0 | 0 | 0 | 0 | 0 | 0 | 0 | 0 | 0 | 0 | 0 | 0 | 0 | 0 | 0 | 0 | 0 | 0 | 0
Total |  | 2508612.6425 | 2221903.985 | 2055813.847 | 2003332.4735 | 1805856.5772 | 1643621.2906 | 1468003.0194 | 1383534.2119 | 1250941.7841 | 1088719.0554 | 1028915.855 | 925538.8243 | 934431.77 | 895552.3611 | 741592.4651 | 769268.6432 | 741106.9131 | 666962.4298 | 624209.3138 | 550305.347 | 446741.2732 | 467392.036 | 367806.1128 | 392191.8599 | 342639.942
Region | Technology | 2020-21 | 2021-22 | 2022-23 | 2023-24 | 2024-25 | 2025-26 | 2026-27 | 2027-28 | 2028-29 | 2029-30 | 2030-31 | 2031-32 | 2032-33 | 2033-34 | 2034-35 | 2035-36 | 2036-37 | 2037-38 | 2038-39 | 2039-40 | 2040-41 | 2041-42 | 2042-43 | 2043-44 | 2044-45
NSW1 | Black Coal | 1066257.7186 | 943066.6138 | 872382.1076 | 905182.3872 | 778736.2342 | 727521.4693 | 610467.1161 | 641446.2172 | 564109.1218 | 448932.2191 | 414487.0557 | 307379.9169 | 271391.0312 | 206377.1671 | 193078.5269 | 101715.4636 | 97174.6062 | 88536.0793 | 71733.8432 | 44542.4315 | 57810.9254 | 30101.8905 | 20156.2776 | 0 | 0
NSW1 | Brown Coal | 0 | 0 | 0 | 0 | 0 | 0 | 0 | 0 | 0 | 0 | 0 | 0 | 0 | 0 | 0 | 0 | 0 | 0 | 0 | 0 | 0 | 0 | 0 | 0 | 0
NSW1 | CCGT | 60.5685 | 525.6817 | 505.9704 | 2449.239 | 2776.4865 | 116.6042 | 1467.3987 | 1115.7446 | 2914.635 | 5304.1637 | 15655.7593 | 19208.6507 | 47834.4067 | 46972.4856 | 18086.0115 | 64172.9238 | 67959.242 | 55660.5913 | 48689.4373 | 44676.6619 | 34107.7945 | 43919.9281 | 29290.0746 | 41841.5281 | 41083.8883
NSW1 | Gas - Steam | 0 | 0 | 0 | 0 | 0 | 0 | 0 | 0 | 0 | 0 | 0 | 0 | 0 | 0 | 0 | 0 | 0 | 0 | 0 | 0 | 0 | 0 | 0 | 0 | 0
NSW1 | OCGT / Diesel | 149.8894 | 236.3588 | 975.6004 | 1382.2669 | 1209.7529 | 0.00053528 | 0.40083 | 0.00053166 | 169.8604 | 264.6944 | 781.2348 | 1154.728 | 1156.3098 | 13889.3776 | 13871.9733 | 32496.1139 | 36217.0493 | 39886.3325 | 47719.4366 | 47445.8972 | 24472.0086 | 40550.0724 | 36948.016 | 46225.0262 | 42451.411
NSW1 | Hydro | 0 | 0 | 0 | 0 | 0 | 0 | 0 | 0 | 0 | 0 | 0 | 0 | 0 | 0 | 0 | 0 | 0 | 0 | 0 | 0 | 0 | 0 | 0 | 0 | 0
NSW1 | Wind | 0 | 0 | 0 | 0 | 0 | 0 | 0 | 0 | 0 | 0 | 0 | 0 | 0 | 0 | 0 | 0 | 0 | 0 | 0 | 0 | 0 | 0 | 0 | 0 | 0
NSW1 | Solar PV | 0 | 0 | 0 | 0 | 0 | 0 | 0 | 0 | 0 | 0 | 0 | 0 | 0 | 0 | 0 | 0 | 0 | 0 | 0 | 0 | 0 | 0 | 0 | 0 | 0
NSW1 | LS Batteries | 0 | 0 | 0 | 0 | 0 | 0 | 0 | 0 | 0 | 0 | 0 | 0 | 0 | 0 | 0 | 0 | 0 | 0 | 0 | 0 | 0 | 0 | 0 | 0 | 0
NSW1 | Pumped Hydro | 0 | 0 | 0 | 0 | 0 | 0 | 0 | 0 | 0 | 0 | 0 | 0 | 0 | 0 | 0 | 0 | 0 | 0 | 0 | 0 | 0 | 0 | 0 | 0 | 0
NSW1 | Pumped Hydro Pump | 0 | 0 | 0 | 0 | 0 | 0 | 0 | 0 | 0 | 0 | 0 | 0 | 0 | 0 | 0 | 0 | 0 | 0 | 0 | 0 | 0 | 0 | 0 | 0 | 0
Total |  | 1066468.1764 | 943828.6542 | 873863.6784 | 909013.8931 | 782722.4736 | 727638.074 | 611934.9156 | 642561.9623 | 567193.6172 | 454501.0772 | 430924.0498 | 327743.2956 | 320381.7476 | 267239.0304 | 225036.5117 | 198384.5013 | 201350.8975 | 184083.0031 | 168142.7171 | 136664.9907 | 116390.7285 | 114571.891 | 86394.3682 | 88066.5543 | 83535.2994
Region | Technology | 2020-21 | 2021-22 | 2022-23 | 2023-24 | 2024-25 | 2025-26 | 2026-27 | 2027-28 | 2028-29 | 2029-30 | 2030-31 | 2031-32 | 2032-33 | 2033-34 | 2034-35 | 2035-36 | 2036-37 | 2037-38 | 2038-39 | 2039-40 | 2040-41 | 2041-42 | 2042-43 | 2043-44 | 2044-45
QLD1 | Black Coal | 852741.4391 | 714412.0755 | 644942.7658 | 626969.7384 | 581412.3909 | 513634.4986 | 475016.0425 | 386583.9622 | 350254.4249 | 310698.5873 | 292328.5911 | 287673.0793 | 298897.0831 | 272162.8329 | 240682.5175 | 232344.2918 | 183163.1275 | 161397.6941 | 140557.8942 | 123665.1945 | 109621.9212 | 88923.7365 | 85868.1449 | 75167.957 | 53448.128
QLD1 | Brown Coal | 0 | 0 | 0 | 0 | 0 | 0 | 0 | 0 | 0 | 0 | 0 | 0 | 0 | 0 | 0 | 0 | 0 | 0 | 0 | 0 | 0 | 0 | 0 | 0 | 0
QLD1 | CCGT | 265022.4294 | 240615.808 | 234070.486 | 228371.5039 | 213185.1641 | 204558.8732 | 202431.6381 | 192697.2207 | 185106.7524 | 178750.8147 | 177361.2717 | 170735.3189 | 163419.1112 | 163839.623 | 149290.0177 | 153183.015 | 165457.9442 | 152347.3304 | 153286.7326 | 131873.777 | 126031.8402 | 125796.3274 | 110767.9855 | 115418.8995 | 110153.6757
QLD1 | Gas - Steam | 0 | 0 | 0 | 0 | 0 | 0 | 0 | 0 | 0 | 0 | 0 | 0 | 0 | 0 | 0 | 0 | 0 | 0 | 0 | 0 | 0 | 0 | 0 | 0 | 0
QLD1 | OCGT / Diesel | 0.00097843 | 101.2382 | 9.9982 | 195.5677 | 229.3837 | 0.00084465 | 25.3364 | 14.5235 | 0.00080374 | 12.9939 | 362.7378 | 488.1114 | 222.1748 | 491.8529 | 814.8747 | 1225.2753 | 6032.4822 | 8059.5044 | 11390.5039 | 14170.295 | 3830.7474 | 2061.9861 | 2924.286 | 4331.9771 | 1390.5781
QLD1 | Hydro | 0 | 0 | 0 | 0 | 0 | 0 | 0 | 0 | 0 | 0 | 0 | 0 | 0 | 0 | 0 | 0 | 0 | 0 | 0 | 0 | 0 | 0 | 0 | 0 | 0
QLD1 | Wind | 0 | 0 | 0 | 0 | 0 | 0 | 0 | 0 | 0 | 0 | 0 | 0 | 0 | 0 | 0 | 0 | 0 | 0 | 0 | 0 | 0 | 0 | 0 | 0 | 0
QLD1 | Solar PV | 0 | 0 | 0 | 0 | 0 | 0 | 0 | 0 | 0 | 0 | 0 | 0 | 0 | 0 | 0 | 0 | 0 | 0 | 0 | 0 | 0 | 0 | 0 | 0 | 0
QLD1 | LS Batteries | 0 | 0 | 0 | 0 | 0 | 0 | 0 | 0 | 0 | 0 | 0 | 0 | 0 | 0 | 0 | 0 | 0 | 0 | 0 | 0 | 0 | 0 | 0 | 0 | 0
QLD1 | Pumped Hydro | 0 | 0 | 0 | 0 | 0 | 0 | 0 | 0 | 0 | 0 | 0 | 0 | 0 | 0 | 0 | 0 | 0 | 0 | 0 | 0 | 0 | 0 | 0 | 0 | 0
QLD1 | Pumped Hydro Pump | 0 | 0 | 0 | 0 | 0 | 0 | 0 | 0 | 0 | 0 | 0 | 0 | 0 | 0 | 0 | 0 | 0 | 0 | 0 | 0 | 0 | 0 | 0 | 0 | 0
Total |  | 1117763.8694 | 955129.1217 | 879023.2501 | 855536.81 | 794826.9387 | 718193.3727 | 677473.017 | 579295.7065 | 535361.1781 | 489462.3959 | 470052.6007 | 458896.5097 | 462538.3691 | 436494.3088 | 390787.4099 | 386752.5821 | 354653.5539 | 321804.5289 | 305235.1307 | 269709.2665 | 239484.5088 | 216782.05 | 199560.4165 | 194918.8336 | 164992.3818
Region | Technology | 2020-21 | 2021-22 | 2022-23 | 2023-24 | 2024-25 | 2025-26 | 2026-27 | 2027-28 | 2028-29 | 2029-30 | 2030-31 | 2031-32 | 2032-33 | 2033-34 | 2034-35 | 2035-36 | 2036-37 | 2037-38 | 2038-39 | 2039-40 | 2040-41 | 2041-42 | 2042-43 | 2043-44 | 2044-45
VIC1 | Black Coal | 0 | 0 | 0 | 0 | 0 | 0 | 0 | 0 | 0 | 0 | 0 | 0 | 0 | 0 | 0 | 0 | 0 | 0 | 0 | 0 | 0 | 0 | 0 | 0 | 0
VIC1 | Brown Coal | 250308.4344 | 241286.9764 | 228515.0312 | 216112.2776 | 204369.7809 | 180129.8225 | 168349.6506 | 151689.8754 | 140108.3173 | 127511.0312 | 102456.8574 | 99424.6638 | 80125.5203 | 78792.3154 | 72528.0019 | 70870.7139 | 67124.7771 | 60288.1596 | 54263.373 | 51515.0548 | 43585.6667 | 40951.7351 | 36135.5755 | 31825.2672 | 29300.8952
VIC1 | CCGT | 0.000389 | 0.00037563 | 0.00041527 | 0.0005221 | 0.0004996 | 0.00050142 | 0.00048825 | 0.00048778 | 0.00047468 | 0.00046635 | 0.00045921 | 0.00049468 | 0.0006188 | 0.00059554 | 0.00054044 | 0.0008196 | 0.00081458 | 0.00076271 | 0.00070415 | 0.00067698 | 0.00063132 | 0.00060132 | 0.0005443 | 0.00053304 | 0.00049538
VIC1 | Gas - Steam | 1077.4127 | 3913.8607 | 2268.8924 | 1876.3839 | 2133.8487 | 1093.21 | 380.2027 | 694.2118 | 404.5214 | 1480.8459 | 1907.511 | 0 | 0 | 0 | 0 | 0 | 0 | 0 | 0 | 0 | 0 | 0 | 0 | 0 | 0
VIC1 | OCGT / Diesel | 1792.2631 | 2265.4517 | 3068.4888 | 1866.9004 | 1183.9996 | 546.5662 | 200.2462 | 395.3121 | 166.9297 | 1519.8302 | 2096.4962 | 4183.3628 | 3745.9905 | 19109.6713 | 13193.035 | 20991.2607 | 24191.0361 | 21539.0524 | 24764.5186 | 23409.3754 | 7925.0591 | 26273.3147 | 11815.4006 | 37525.5623 | 35468.5813
VIC1 | Hydro | 0 | 0 | 0 | 0 | 0 | 0 | 0 | 0 | 0 | 0 | 0 | 0 | 0 | 0 | 0 | 0 | 0 | 0 | 0 | 0 | 0 | 0 | 0 | 0 | 0
VIC1 | Wind | 0 | 0 | 0 | 0 | 0 | 0 | 0 | 0 | 0 | 0 | 0 | 0 | 0 | 0 | 0 | 0 | 0 | 0 | 0 | 0 | 0 | 0 | 0 | 0 | 0
VIC1 | Solar PV | 0 | 0 | 0 | 0 | 0 | 0 | 0 | 0 | 0 | 0 | 0 | 0 | 0 | 0 | 0 | 0 | 0 | 0 | 0 | 0 | 0 | 0 | 0 | 0 | 0
VIC1 | LS Batteries | 0 | 0 | 0 | 0 | 0 | 0 | 0 | 0 | 0 | 0 | 0 | 0 | 0 | 0 | 0 | 0 | 0 | 0 | 0 | 0 | 0 | 0 | 0 | 0 | 0
VIC1 | Pumped Hydro | 0 | 0 | 0 | 0 | 0 | 0 | 0 | 0 | 0 | 0 | 0 | 0 | 0 | 0 | 0 | 0 | 0 | 0 | 0 | 0 | 0 | 0 | 0 | 0 | 0
VIC1 | Pumped Hydro Pump | 0 | 0 | 0 | 0 | 0 | 0 | 0 | 0 | 0 | 0 | 0 | 0 | 0 | 0 | 0 | 0 | 0 | 0 | 0 | 0 | 0 | 0 | 0 | 0 | 0
Total |  | 253178.1105 | 247466.2892 | 233852.4127 | 219855.5624 | 207687.6298 | 181769.5991 | 168930.1 | 152779.3997 | 140679.7688 | 130511.7077 | 106460.865 | 103608.0271 | 83871.5115 | 97901.9873 | 85721.0374 | 91861.9754 | 91315.8141 | 81827.2127 | 79027.8923 | 74924.4308 | 51510.7264 | 67225.0504 | 47950.9766 | 69350.8301 | 64769.477
Region | Technology | 2020-21 | 2021-22 | 2022-23 | 2023-24 | 2024-25 | 2025-26 | 2026-27 | 2027-28 | 2028-29 | 2029-30 | 2030-31 | 2031-32 | 2032-33 | 2033-34 | 2034-35 | 2035-36 | 2036-37 | 2037-38 | 2038-39 | 2039-40 | 2040-41 | 2041-42 | 2042-43 | 2043-44 | 2044-45
SA1 | Black Coal | 0 | 0 | 0 | 0 | 0 | 0 | 0 | 0 | 0 | 0 | 0 | 0 | 0 | 0 | 0 | 0 | 0 | 0 | 0 | 0 | 0 | 0 | 0 | 0 | 0
SA1 | Brown Coal | 0 | 0 | 0 | 0 | 0 | 0 | 0 | 0 | 0 | 0 | 0 | 0 | 0 | 0 | 0 | 0 | 0 | 0 | 0 | 0 | 0 | 0 | 0 | 0 | 0
SA1 | CCGT | 59366.5628 | 60095.264 | 55481.5992 | 14915.2499 | 17186.7129 | 14680.6469 | 8238.1796 | 7878.9883 | 7325.8068 | 12238.0562 | 17876.4614 | 28380.1513 | 60156.84 | 64093.0496 | 25258.9882 | 66122.4811 | 68052.1582 | 54621.2516 | 47774.9589 | 46290.0335 | 32140.9499 | 44421.3157 | 23243.3197 | 29500.7741 | 23608.5472
SA1 | Gas - Steam | 6486.7258 | 8464.5656 | 7422.8532 | 2200.8055 | 1592.4338 | 301.2748 | 643.0327 | 504.251 | 103.4782 | 1119.1021 | 2017.4127 | 2637.5588 | 2461.5817 | 15515.3569 | 8337.7611 | 11454.9792 | 9176.1492 | 10671.2049 | 10551.1501 | 11735.2436 | 2537.3886 | 11069.1832 | 5710.6313 | 4589.9254 | 618.0708
SA1 | OCGT / Diesel | 5349.1966 | 6920.0896 | 6170.0527 | 1810.1518 | 1840.3875 | 1038.3223 | 783.7738 | 513.9034 | 277.9343 | 886.7155 | 1584.4648 | 4273.281 | 5021.7194 | 14308.6274 | 6450.7562 | 14692.1233 | 16558.3395 | 13955.2279 | 13477.4642 | 10981.3813 | 4676.9706 | 13322.5452 | 4946.3098 | 5764.9419 | 5116.1656
SA1 | Hydro | 0 | 0 | 0 | 0 | 0 | 0 | 0 | 0 | 0 | 0 | 0 | 0 | 0 | 0 | 0 | 0 | 0 | 0 | 0 | 0 | 0 | 0 | 0 | 0 | 0
SA1 | Wind | 0 | 0 | 0 | 0 | 0 | 0 | 0 | 0 | 0 | 0 | 0 | 0 | 0 | 0 | 0 | 0 | 0 | 0 | 0 | 0 | 0 | 0 | 0 | 0 | 0
SA1 | Solar PV | 0 | 0 | 0 | 0 | 0 | 0 | 0 | 0 | 0 | 0 | 0 | 0 | 0 | 0 | 0 | 0 | 0 | 0 | 0 | 0 | 0 | 0 | 0 | 0 | 0
SA1 | LS Batteries | 0 | 0 | 0 | 0 | 0 | 0 | 0 | 0 | 0 | 0 | 0 | 0 | 0 | 0 | 0 | 0 | 0 | 0 | 0 | 0 | 0 | 0 | 0 | 0 | 0
SA1 | Pumped Hydro | 0 | 0 | 0 | 0 | 0 | 0 | 0 | 0 | 0 | 0 | 0 | 0 | 0 | 0 | 0 | 0 | 0 | 0 | 0 | 0 | 0 | 0 | 0 | 0 | 0
SA1 | Pumped Hydro Pump | 0 | 0 | 0 | 0 | 0 | 0 | 0 | 0 | 0 | 0 | 0 | 0 | 0 | 0 | 0 | 0 | 0 | 0 | 0 | 0 | 0 | 0 | 0 | 0 | 0
Total |  | 71202.4853 | 75479.9191 | 69074.5051 | 18926.2072 | 20619.5343 | 16020.2441 | 9664.9861 | 8897.1427 | 7707.2193 | 14243.8738 | 21478.3389 | 35290.9912 | 67640.141 | 93917.0339 | 40047.5055 | 92269.5837 | 93786.6469 | 79247.6845 | 71803.5732 | 69006.6584 | 39355.309 | 68813.0441 | 33900.2607 | 39855.6414 | 29342.7836
Region | Technology | 2020-21 | 2021-22 | 2022-23 | 2023-24 | 2024-25 | 2025-26 | 2026-27 | 2027-28 | 2028-29 | 2029-30 | 2030-31 | 2031-32 | 2032-33 | 2033-34 | 2034-35 | 2035-36 | 2036-37 | 2037-38 | 2038-39 | 2039-40 | 2040-41 | 2041-42 | 2042-43 | 2043-44 | 2044-45
TAS1 | Black Coal | 0 | 0 | 0 | 0 | 0 | 0 | 0 | 0 | 0 | 0 | 0 | 0 | 0 | 0 | 0 | 0 | 0 | 0 | 0 | 0 | 0 | 0 | 0 | 0 | 0
TAS1 | Brown Coal | 0 | 0 | 0 | 0 | 0 | 0 | 0 | 0 | 0 | 0 | 0 | 0 | 0 | 0 | 0 | 0 | 0 | 0 | 0 | 0 | 0 | 0 | 0 | 0 | 0
TAS1 | CCGT | 0.00038204 | 0.00036425 | 0.00035883 | 0.00036661 | 0.00036473 | 0.00036083 | 0.00035062 | 0.00038134 | 0.00037148 | 0.00035657 | 0.00034286 | 0.00034311 | 0.00037356 | 0.00034641 | 0.00032522 | 0.00031324 | 0.00029797 | 0.00028575 | 0.00025331 | 0.00025755 | 0.00024042 | 0.00020932 | 0.00020351 | 0.00018635 | 0.00017433
TAS1 | Gas - Steam | 0 | 0 | 0 | 0 | 0 | 0 | 0 | 0 | 0 | 0 | 0 | 0 | 0 | 0 | 0 | 0 | 0 | 0 | 0 | 0 | 0 | 0 | 0 | 0 | 0
TAS1 | OCGT / Diesel | 0.00039844 | 0.0003958 | 0.00037446 | 0.00038765 | 0.00037621 | 0.00036195 | 0.00033865 | 0.00036279 | 0.00036141 | 0.00033866 | 0.00031803 | 0.00033127 | 0.00036232 | 0.00034054 | 0.00032936 | 0.00034617 | 0.00035197 | 0.00034766 | 0.00024976 | 0.0003383 | 0.00029119 | 0.000186 | 0.090538 | 0.00016269 | 0.00014637
TAS1 | Hydro | 0 | 0 | 0 | 0 | 0 | 0 | 0 | 0 | 0 | 0 | 0 | 0 | 0 | 0 | 0 | 0 | 0 | 0 | 0 | 0 | 0 | 0 | 0 | 0 | 0
TAS1 | Wind | 0 | 0 | 0 | 0 | 0 | 0 | 0 | 0 | 0 | 0 | 0 | 0 | 0 | 0 | 0 | 0 | 0 | 0 | 0 | 0 | 0 | 0 | 0 | 0 | 0
TAS1 | Solar PV | 0 | 0 | 0 | 0 | 0 | 0 | 0 | 0 | 0 | 0 | 0 | 0 | 0 | 0 | 0 | 0 | 0 | 0 | 0 | 0 | 0 | 0 | 0 | 0 | 0
TAS1 | LS Batteries | 0 | 0 | 0 | 0 | 0 | 0 | 0 | 0 | 0 | 0 | 0 | 0 | 0 | 0 | 0 | 0 | 0 | 0 | 0 | 0 | 0 | 0 | 0 | 0 | 0
TAS1 | Pumped Hydro | 0 | 0 | 0 | 0 | 0 | 0 | 0 | 0 | 0 | 0 | 0 | 0 | 0 | 0 | 0 | 0 | 0 | 0 | 0 | 0 | 0 | 0 | 0 | 0 | 0
TAS1 | Pumped Hydro Pump | 0 | 0 | 0 | 0 | 0 | 0 | 0 | 0 | 0 | 0 | 0 | 0 | 0 | 0 | 0 | 0 | 0 | 0 | 0 | 0 | 0 | 0 | 0 | 0 | 0
Total |  | 0.00078048 | 0.00076005 | 0.00073328 | 0.00075426 | 0.00074094 | 0.00072278 | 0.00068926 | 0.00074413 | 0.00073289 | 0.00069523 | 0.00066089 | 0.00067438 | 0.00073588 | 0.00068694 | 0.00065458 | 0.00065941 | 0.00064994 | 0.00063341 | 0.00050306 | 0.00059585 | 0.00053161 | 0.00039531 | 0.090742 | 0.00034904 | 0.0003207

## Neutral2_BaseCase_Build Cost
New generation build cost (CAPEX) by technology ($000s) - QNI Base Case, Neutral + low emissions scenario
Real June 2019 dollars discounted to 2019-20. The total capital costs are annualised for modelling purposes, but presented here in the installation year.
Region | Technology | 2020-21 | 2021-22 | 2022-23 | 2023-24 | 2024-25 | 2025-26 | 2026-27 | 2027-28 | 2028-29 | 2029-30 | 2030-31 | 2031-32 | 2032-33 | 2033-34 | 2034-35 | 2035-36 | 2036-37 | 2037-38 | 2038-39 | 2039-40 | 2040-41 | 2041-42 | 2042-43 | 2043-44 | 2044-45
NEM | Black Coal | 0 | 0 | 0 | 0 | 0 | 0 | 0 | 0 | 0 | 0 | 0 | 0 | 0 | 0 | 0 | 0 | 0 | 0 | 0 | 0 | 0 | 0 | 0 | 0 | 0
NEM | Brown Coal | 0 | 0 | 0 | 0 | 0 | 0 | 0 | 0 | 0 | 0 | 0 | 0 | 0 | 0 | 0 | 0 | 0 | 0 | 0 | 0 | 0 | 0 | 0 | 0 | 0
NEM | CCGT | 0.0076734 | 0.00016175 | 0.00097369 | 0.00041291 | 0.0003711 | 0 | 0 | 8.0896e-05 | 0 | 0 | 0 | 0.00015705 | 0.0011487 | 9.6231e-05 | 8.9518e-05 | 0.001562 | 0.00011628 | 0 | 0 | 0 | 0 | 0 | 0 | 0 | 0
NEM | Gas - Steam | 0 | 0 | 0 | 0 | 0 | 0 | 0 | 0 | 0 | 0 | 0 | 0 | 0 | 0 | 0 | 0 | 0 | 0 | 0 | 0 | 0 | 0 | 0 | 0 | 0
NEM | OCGT / Diesel | 0.0088787 | 0.00057479 | 220430.2323 | 0 | 0.00027395 | 0 | 0.00023324 | 0.00020865 | 0.00021602 | 0.00029035 | 0.00020738 | 0.00033507 | 175931.749 | 13430.8383 | 0.00037758 | 298022.8879 | 0.00014377 | 0.00012219 | 0.00027971 | 0.0027085 | 4.1169e-05 | 4.1609e-05 | 0.00032421 | 29433.4962 | 1.1447e-05
NEM | Hydro | 0 | 0 | 0 | 0 | 0 | 0 | 0 | 0 | 0 | 0 | 0 | 0 | 0 | 0 | 0 | 0 | 0 | 0 | 0 | 0 | 0 | 0 | 0 | 0 | 0
NEM | Wind | 0.15522 | 0.0032005 | 0.0072309 | 0.017811 | 1845037.6848 | 866186.1681 | 901514.8687 | 4253758.9638 | 1225177.9495 | 597160.414 | 369422.6006 | 1398120.391 | 396287.3395 | 878039.8923 | 0.0002978 | 1475095.821 | 511972.5234 | 194018.776 | 67720.48 | 748300.6779 | 249214.2398 | 133532.4469 | 0 | 441987.3625 | 48342.406
NEM | Solar PV | 0.022775 | 0.0059195 | 135623.3405 | 237429.2941 | 572553.4908 | 534884.3486 | 0.00058509 | 571011.5782 | 887114.2622 | 555528.4844 | 239164.5266 | 494471.6762 | 215692.8568 | 0 | 0 | 916798.3542 | 121154.3339 | 68255.3727 | 14770.5056 | 45406.2584 | 299063.1236 | 19497.5472 | 0 | 144459.9085 | 15578.5285
NEM | LS Batteries | 0.038641 | 0.0069496 | 0.016546 | 0.0031703 | 0.0014557 | 0.0050834 | 0.0066535 | 0.0033443 | 0.00078244 | 0.036356 | 0.0052244 | 0.005487 | 93489.6996 | 264985.0701 | 0.0018705 | 0.012352 | 0.0020352 | 0.00082226 | 0.0053988 | 2119.703 | 43659.4832 | 65735.628 | 1308.5817 | 158278.7269 | 0.0010317
NEM | Pumped Hydro | 0.066636 | 0.011563 | 175087.4412 | 0.0037581 | 0.0026567 | 0.0035714 | 0.0098442 | 0.03179 | 131289.1221 | 648733.0544 | 31621.8298 | 748602.2939 | 126990.5248 | 0 | 187151.5368 | 869881.3196 | 201881.69 | 140323.8352 | 81092.1474 | 85504.5292 | 309480.9198 | 0 | 1.1914e-05 | 98496.4283 | 5987.0426
NEM | Pumped Hydro Pump | 0 | 0 | 0 | 0 | 0 | 0 | 0 | 0 | 0 | 0 | 0 | 0 | 0 | 0 | 0 | 0 | 0 | 0 | 0 | 0 | 0 | 0 | 0 | 0 | 0
Total |  | 0.29983 | 0.028369 | 531141.0388 | 237429.3193 | 2417591.1803 | 1401070.5254 | 901514.886 | 4824770.5774 | 2243581.3348 | 1801421.9895 | 640208.9623 | 2641194.3671 | 1008392.1709 | 1156455.8007 | 187151.5394 | 3559798.3965 | 835008.5497 | 402597.985 | 163583.1387 | 881331.1713 | 901417.7664 | 218765.6222 | 1308.582 | 872655.9223 | 69907.9781
Region | Technology | 2020-21 | 2021-22 | 2022-23 | 2023-24 | 2024-25 | 2025-26 | 2026-27 | 2027-28 | 2028-29 | 2029-30 | 2030-31 | 2031-32 | 2032-33 | 2033-34 | 2034-35 | 2035-36 | 2036-37 | 2037-38 | 2038-39 | 2039-40 | 2040-41 | 2041-42 | 2042-43 | 2043-44 | 2044-45
NSW1 | Black Coal | 0 | 0 | 0 | 0 | 0 | 0 | 0 | 0 | 0 | 0 | 0 | 0 | 0 | 0 | 0 | 0 | 0 | 0 | 0 | 0 | 0 | 0 | 0 | 0 | 0
NSW1 | Brown Coal | 0 | 0 | 0 | 0 | 0 | 0 | 0 | 0 | 0 | 0 | 0 | 0 | 0 | 0 | 0 | 0 | 0 | 0 | 0 | 0 | 0 | 0 | 0 | 0 | 0
NSW1 | CCGT | 0.0012327 | 0 | 0.00080838 | 0 | 0 | 0 | 0 | 0 | 0 | 0 | 0 | 0 | 0.00048769 | 4.0682e-05 | 0 | 0.00079682 | 0 | 0 | 0 | 0 | 0 | 0 | 0 | 0 | 0
NSW1 | Gas - Steam | 0 | 0 | 0 | 0 | 0 | 0 | 0 | 0 | 0 | 0 | 0 | 0 | 0 | 0 | 0 | 0 | 0 | 0 | 0 | 0 | 0 | 0 | 0 | 0 | 0
NSW1 | OCGT / Diesel | 0.0014914 | 0 | 220430.2303 | 0 | 0 | 0 | 0 | 0 | 0 | 0 | 0 | 0 | 175931.7488 | 13430.8378 | 0 | 298022.8876 | 0 | 0 | 0 | 0 | 0 | 0 | 0 | 29433.4962 | 0
NSW1 | Hydro | 0 | 0 | 0 | 0 | 0 | 0 | 0 | 0 | 0 | 0 | 0 | 0 | 0 | 0 | 0 | 0 | 0 | 0 | 0 | 0 | 0 | 0 | 0 | 0 | 0
NSW1 | Wind | 0.033319 | 0.00084785 | 0.0044801 | 0.0098387 | 1523371.3247 | 366027.0413 | 901514.8626 | 430821.9794 | 0.038724 | 172490.6774 | 0.0026258 | 1398120.3889 | 76123.2286 | 878039.891 | 0 | 535611.4972 | 0.014175 | 144848.4439 | 67720.4625 | 545620.2298 | 59775.3183 | 0 | 0 | 101660.6939 | 3188.1609
NSW1 | Solar PV | 0.0071693 | 0.0003025 | 135623.3399 | 0.0041875 | 572553.4578 | 0.0030898 | 0.00058509 | 189882.3602 | 887114.2611 | 370847.8344 | 99051.5471 | 266914.8245 | 210533.0057 | 0 | 0 | 916798.35 | 79490.7336 | 68255.3705 | 1328.6742 | 0.00052888 | 258592.915 | 1.9731e-05 | 0 | 98255.3497 | 15242.7964
NSW1 | LS Batteries | 0.016647 | 0.003252 | 0.013098 | 0.0022773 | 0.00094127 | 0.00059634 | 0.0012714 | 0.0017762 | 0.00019981 | 0.018091 | 0.0026833 | 0.0023042 | 93489.6975 | 264985.0665 | 0 | 0.0038555 | 0.00070929 | 0.0004469 | 0.0010887 | 0.0026766 | 43659.4824 | 65735.6271 | 0.00046086 | 149260.1964 | 0.00075905
NSW1 | Pumped Hydro | 0.028108 | 0.003997 | 175087.4252 | 0.00068398 | 0.00041265 | 0.00037575 | 0.0008638 | 0.00095037 | 131289.0666 | 549607.8179 | 31621.7966 | 441871.7264 | 122063.5091 | 0 | 0 | 323935.6045 | 138474.6761 | 114127.7386 | 22497.7783 | 21578.689 | 235714.6758 | 0 | 0 | 49474.8459 | 5987.0425
NSW1 | Pumped Hydro Pump | 0 | 0 | 0 | 0 | 0 | 0 | 0 | 0 | 0 | 0 | 0 | 0 | 0 | 0 | 0 | 0 | 0 | 0 | 0 | 0 | 0 | 0 | 0 | 0 | 0
Total |  | 0.087966 | 0.0083993 | 531141.0138 | 0.016987 | 2095924.7838 | 366027.0454 | 901514.8653 | 620704.3423 | 1018403.3666 | 1092946.3477 | 130673.349 | 2106906.9421 | 678141.1902 | 1156455.7953 | 0 | 2074368.3439 | 217965.4246 | 327231.5534 | 91546.9161 | 567198.922 | 597742.3915 | 65735.6272 | 0.00046086 | 428084.5821 | 24418.0007
Region | Technology | 2020-21 | 2021-22 | 2022-23 | 2023-24 | 2024-25 | 2025-26 | 2026-27 | 2027-28 | 2028-29 | 2029-30 | 2030-31 | 2031-32 | 2032-33 | 2033-34 | 2034-35 | 2035-36 | 2036-37 | 2037-38 | 2038-39 | 2039-40 | 2040-41 | 2041-42 | 2042-43 | 2043-44 | 2044-45
QLD1 | Black Coal | 0 | 0 | 0 | 0 | 0 | 0 | 0 | 0 | 0 | 0 | 0 | 0 | 0 | 0 | 0 | 0 | 0 | 0 | 0 | 0 | 0 | 0 | 0 | 0 | 0
QLD1 | Brown Coal | 0 | 0 | 0 | 0 | 0 | 0 | 0 | 0 | 0 | 0 | 0 | 0 | 0 | 0 | 0 | 0 | 0 | 0 | 0 | 0 | 0 | 0 | 0 | 0 | 0
QLD1 | CCGT | 0.0024039 | 0 | 0 | 0 | 0.0003711 | 0 | 0 | 0 | 0 | 0 | 0 | 0 | 0.0001583 | 0 | 8.9518e-05 | 0.00028473 | 7.5082e-05 | 0 | 0 | 0 | 0 | 0 | 0 | 0 | 0
QLD1 | Gas - Steam | 0 | 0 | 0 | 0 | 0 | 0 | 0 | 0 | 0 | 0 | 0 | 0 | 0 | 0 | 0 | 0 | 0 | 0 | 0 | 0 | 0 | 0 | 0 | 0 | 0
QLD1 | OCGT / Diesel | 0.0029345 | 0 | 0.00017498 | 0 | 0.0001857 | 0 | 0.00015647 | 0.000136 | 0.00010917 | 0.00014587 | 0.00010468 | 0.00013454 | 0.00012146 | 0.00026477 | 0.00032209 | 0.00022298 | 0 | 0 | 0 | 0.0026313 | 0 | 0 | 0 | 0 | 0
QLD1 | Hydro | 0 | 0 | 0 | 0 | 0 | 0 | 0 | 0 | 0 | 0 | 0 | 0 | 0 | 0 | 0 | 0 | 0 | 0 | 0 | 0 | 0 | 0 | 0 | 0 | 0
QLD1 | Wind | 0.026118 | 0 | 0.00029516 | 0.0012951 | 0.015375 | 328314.961 | 0 | 2044943.4026 | 399241.1601 | 0.0026863 | 0 | 0.0014151 | 0.00010497 | 0.0007051 | 0.0002978 | 182069.4255 | 342319.9966 | 49170.3318 | 0.011092 | 202680.4121 | 131390.7996 | 133532.4469 | 0 | 95619.336 | 27866.3492
QLD1 | Solar PV | 0.0060667 | 0 | 0.00066106 | 0.00044587 | 0.0031057 | 0.0013382 | 0 | 0.00017772 | 0.0010831 | 0.0016552 | 0.0018105 | 0.00088855 | 3.5301e-05 | 0 | 0 | 0.0035622 | 0.0026306 | 0.0015384 | 13441.8314 | 9428.155 | 15345.1287 | 0 | 0 | 14371.3761 | 335.732
QLD1 | LS Batteries | 0.0085341 | 0.0014535 | 0.00052429 | 0.00022267 | 0 | 0.0031492 | 0.003641 | 0.00022184 | 0 | 0.0091674 | 0 | 7.7395e-05 | 0.00098217 | 0.0020316 | 0.0016091 | 0.0036912 | 0 | 0 | 0 | 2119.6988 | 0 | 0 | 0 | 9018.5301 | 0
QLD1 | Pumped Hydro | 0.01404 | 0.0025915 | 0.0015672 | 0.0027675 | 0.0018889 | 0.0025736 | 0.0081023 | 0.027952 | 0.048835 | 99125.2163 | 0 | 105645.4088 | 0 | 0 | 187151.5365 | 203700.986 | 0 | 26196.0963 | 58594.3691 | 0 | 0 | 0 | 0 | 0 | 0
QLD1 | Pumped Hydro Pump | 0 | 0 | 0 | 0 | 0 | 0 | 0 | 0 | 0 | 0 | 0 | 0 | 0 | 0 | 0 | 0 | 0 | 0 | 0 | 0 | 0 | 0 | 0 | 0 | 0
Total |  | 0.060097 | 0.004045 | 0.0032227 | 0.0047312 | 0.020927 | 328314.968 | 0.0119 | 2044943.4311 | 399241.2101 | 99125.2299 | 0.0019152 | 105645.4113 | 0.0014022 | 0.0030014 | 187151.5389 | 385770.4192 | 342319.9993 | 75366.4296 | 72036.2116 | 214228.2686 | 146735.9283 | 133532.4469 | 0 | 119009.2421 | 28202.0812
Region | Technology | 2020-21 | 2021-22 | 2022-23 | 2023-24 | 2024-25 | 2025-26 | 2026-27 | 2027-28 | 2028-29 | 2029-30 | 2030-31 | 2031-32 | 2032-33 | 2033-34 | 2034-35 | 2035-36 | 2036-37 | 2037-38 | 2038-39 | 2039-40 | 2040-41 | 2041-42 | 2042-43 | 2043-44 | 2044-45
VIC1 | Black Coal | 0 | 0 | 0 | 0 | 0 | 0 | 0 | 0 | 0 | 0 | 0 | 0 | 0 | 0 | 0 | 0 | 0 | 0 | 0 | 0 | 0 | 0 | 0 | 0 | 0
VIC1 | Brown Coal | 0 | 0 | 0 | 0 | 0 | 0 | 0 | 0 | 0 | 0 | 0 | 0 | 0 | 0 | 0 | 0 | 0 | 0 | 0 | 0 | 0 | 0 | 0 | 0 | 0
VIC1 | CCGT | 0.0013331 | 0 | 0.00016531 | 0.00041291 | 0 | 0 | 0 | 0 | 0 | 0 | 0 | 7.9275e-05 | 0.00026227 | 0 | 0 | 0.00042278 | 4.1197e-05 | 0 | 0 | 0 | 0 | 0 | 0 | 0 | 0
VIC1 | Gas - Steam | 0 | 0 | 0 | 0 | 0 | 0 | 0 | 0 | 0 | 0 | 0 | 0 | 0 | 0 | 0 | 0 | 0 | 0 | 0 | 0 | 0 | 0 | 0 | 0 | 0
VIC1 | OCGT / Diesel | 0.0014809 | 0 | 0.001794 | 0 | 0 | 0 | 0 | 0 | 0 | 0 | 0 | 0 | 0 | 0 | 0 | 0 | 4.7871e-05 | 4.5385e-05 | 0.00022299 | 0 | 0 | 0 | 0.00028989 | 0 | 0
VIC1 | Hydro | 0 | 0 | 0 | 0 | 0 | 0 | 0 | 0 | 0 | 0 | 0 | 0 | 0 | 0 | 0 | 0 | 0 | 0 | 0 | 0 | 0 | 0 | 0 | 0 | 0
VIC1 | Wind | 0.014561 | 0 | 0.0018148 | 0.0044474 | 0.0097482 | 0.0078239 | 0 | 692040.4973 | 580015.5685 | 360993.3555 | 369422.5955 | 0.00049433 | 320164.109 | 0 | 0 | 455936.8484 | 169652.485 | 0 | 0.0062465 | 0 | 58047.4832 | 0 | 0 | 167077.3905 | 0
VIC1 | Solar PV | 0.00073804 | 0 | 0 | 237429.2894 | 0 | 0 | 0 | 273135.2796 | 0 | 168861.1502 | 135957.4766 | 185740.8435 | 0 | 0 | 0 | 0 | 0 | 0 | 0 | 0 | 0 | 1.9092e-05 | 0 | 15993.9248 | 0
VIC1 | LS Batteries | 0.0045478 | 0.00048186 | 0.0026979 | 0.00056519 | 0 | 0 | 0 | 0 | 0.00058263 | 0.0037263 | 0.00051248 | 0.0012382 | 0.00040513 | 0.0008466 | 0 | 0.0017699 | 0.00055561 | 0.00028166 | 0.0038816 | 0 | 0 | 0.00026818 | 1308.581 | 0 | 0
VIC1 | Pumped Hydro | 0.0083594 | 0.0013208 | 0.014035 | 0 | 0 | 0 | 0 | 0 | 0 | 0.0081274 | 0.016173 | 201085.012 | 4927.0157 | 0 | 0 | 279569.5968 | 0 | 0 | 0 | 0 | 0 | 0 | 0 | 0 | 0
VIC1 | Pumped Hydro Pump | 0 | 0 | 0 | 0 | 0 | 0 | 0 | 0 | 0 | 0 | 0 | 0 | 0 | 0 | 0 | 0 | 0 | 0 | 0 | 0 | 0 | 0 | 0 | 0 | 0
Total |  | 0.031021 | 0.0018026 | 0.020507 | 237429.2948 | 0.0097482 | 0.0078239 | 0 | 965175.7769 | 580015.5691 | 529854.5176 | 505380.0888 | 386825.8573 | 325091.1253 | 0.0008466 | 0 | 735506.4474 | 169652.4857 | 0.00032705 | 0.010351 | 0 | 58047.4832 | 0.00028727 | 1308.5813 | 183071.3152 | 0
Region | Technology | 2020-21 | 2021-22 | 2022-23 | 2023-24 | 2024-25 | 2025-26 | 2026-27 | 2027-28 | 2028-29 | 2029-30 | 2030-31 | 2031-32 | 2032-33 | 2033-34 | 2034-35 | 2035-36 | 2036-37 | 2037-38 | 2038-39 | 2039-40 | 2040-41 | 2041-42 | 2042-43 | 2043-44 | 2044-45
SA1 | Black Coal | 0 | 0 | 0 | 0 | 0 | 0 | 0 | 0 | 0 | 0 | 0 | 0 | 0 | 0 | 0 | 0 | 0 | 0 | 0 | 0 | 0 | 0 | 0 | 0 | 0
SA1 | Brown Coal | 0 | 0 | 0 | 0 | 0 | 0 | 0 | 0 | 0 | 0 | 0 | 0 | 0 | 0 | 0 | 0 | 0 | 0 | 0 | 0 | 0 | 0 | 0 | 0 | 0
SA1 | CCGT | 0.0015818 | 0.00016175 | 0 | 0 | 0 | 0 | 0 | 0 | 0 | 0 | 0 | 7.7774e-05 | 0.00016193 | 5.555e-05 | 0 | 5.7697e-05 | 0 | 0 | 0 | 0 | 0 | 0 | 0 | 0 | 0
SA1 | Gas - Steam | 0 | 0 | 0 | 0 | 0 | 0 | 0 | 0 | 0 | 0 | 0 | 0 | 0 | 0 | 0 | 0 | 0 | 0 | 0 | 0 | 0 | 0 | 0 | 0 | 0
SA1 | OCGT / Diesel | 0.0015059 | 0.00057479 | 0 | 0 | 0 | 0 | 0 | 0 | 5.2159e-05 | 7.4797e-05 | 5.4255e-05 | 0.00013194 | 0 | 0.00017261 | 0 | 0 | 4.6811e-05 | 3.7441e-05 | 3.2113e-05 | 3.6214e-05 | 1.7568e-05 | 2.6247e-05 | 1.6247e-05 | 8.3296e-06 | 5.4338e-06
SA1 | Hydro | 0 | 0 | 0 | 0 | 0 | 0 | 0 | 0 | 0 | 0 | 0 | 0 | 0 | 0 | 0 | 0 | 0 | 0 | 0 | 0 | 0 | 0 | 0 | 0 | 0
SA1 | Wind | 0.055324 | 0.0023527 | 0.00019964 | 0.00016882 | 0.028584 | 0.040266 | 0.0060935 | 1085953.0503 | 245921.1822 | 63676.3784 | 0.0024303 | 0.0001611 | 0.0018109 | 0.00057555 | 0 | 301478.0499 | 0.027599 | 0.00034472 | 0.0002022 | 0.036042 | 0.63859 | 0 | 0 | 77629.9421 | 17287.8959
SA1 | Solar PV | 0.0088014 | 0.005617 | 0 | 0.00011398 | 0.029885 | 534884.3442 | 0 | 107993.9382 | 0 | 15819.4982 | 4155.501 | 41816.0074 | 5159.8511 | 0 | 0 | 0.00062394 | 41663.5977 | 0.00070922 | 0 | 35978.1029 | 25125.08 | 19497.5471 | 0 | 15839.258 | 2.4006e-05
SA1 | LS Batteries | 0.0046838 | 0.0013965 | 0 | 0 | 0 | 0.00071688 | 0.0010015 | 0.00093859 | 0 | 0.0037544 | 0.0015984 | 0.0016233 | 0.00047244 | 0.00042727 | 0 | 0.0018112 | 0.00049154 | 0 | 6.6206e-05 | 0.0011318 | 0.00061877 | 0.00027743 | 0.0001526 | 0.00028949 | 0.00017616
SA1 | Pumped Hydro | 0.010255 | 0.0032184 | 0 | 0 | 0 | 0 | 0.00054665 | 0.0022751 | 0.0058457 | 0.011364 | 0.016938 | 0.14595 | 0 | 0 | 0 | 62675.132 | 63407.0137 | 0 | 0 | 63925.8397 | 73766.244 | 0 | 0 | 49021.5824 | 0
SA1 | Pumped Hydro Pump | 0 | 0 | 0 | 0 | 0 | 0 | 0 | 0 | 0 | 0 | 0 | 0 | 0 | 0 | 0 | 0 | 0 | 0 | 0 | 0 | 0 | 0 | 0 | 0 | 0
Total |  | 0.082152 | 0.013321 | 0.00019964 | 0.0002828 | 0.058469 | 534884.3852 | 0.0076416 | 1193946.9918 | 245921.1881 | 79495.8918 | 4155.5221 | 41816.1553 | 5159.8535 | 0.001231 | 0 | 364153.1844 | 105070.6395 | 0.0010914 | 0.00030052 | 99903.9797 | 98891.9632 | 19497.5474 | 0.00016885 | 142490.7828 | 17287.8961
Region | Technology | 2020-21 | 2021-22 | 2022-23 | 2023-24 | 2024-25 | 2025-26 | 2026-27 | 2027-28 | 2028-29 | 2029-30 | 2030-31 | 2031-32 | 2032-33 | 2033-34 | 2034-35 | 2035-36 | 2036-37 | 2037-38 | 2038-39 | 2039-40 | 2040-41 | 2041-42 | 2042-43 | 2043-44 | 2044-45
TAS1 | Black Coal | 0 | 0 | 0 | 0 | 0 | 0 | 0 | 0 | 0 | 0 | 0 | 0 | 0 | 0 | 0 | 0 | 0 | 0 | 0 | 0 | 0 | 0 | 0 | 0 | 0
TAS1 | Brown Coal | 0 | 0 | 0 | 0 | 0 | 0 | 0 | 0 | 0 | 0 | 0 | 0 | 0 | 0 | 0 | 0 | 0 | 0 | 0 | 0 | 0 | 0 | 0 | 0 | 0
TAS1 | CCGT | 0.0011219 | 0 | 0 | 0 | 0 | 0 | 0 | 8.0896e-05 | 0 | 0 | 0 | 0 | 7.8518e-05 | 0 | 0 | 0 | 0 | 0 | 0 | 0 | 0 | 0 | 0 | 0 | 0
TAS1 | Gas - Steam | 0 | 0 | 0 | 0 | 0 | 0 | 0 | 0 | 0 | 0 | 0 | 0 | 0 | 0 | 0 | 0 | 0 | 0 | 0 | 0 | 0 | 0 | 0 | 0 | 0
TAS1 | OCGT / Diesel | 0.001466 | 0 | 8.5859e-05 | 0 | 8.8253e-05 | 0 | 7.6768e-05 | 7.2652e-05 | 5.4686e-05 | 6.9686e-05 | 4.8446e-05 | 6.8585e-05 | 6.1301e-05 | 4.5109e-05 | 5.5494e-05 | 4.4477e-05 | 4.909e-05 | 3.9365e-05 | 2.4612e-05 | 4.0969e-05 | 2.36e-05 | 1.5362e-05 | 1.807e-05 | 1.034e-05 | 6.0133e-06
TAS1 | Hydro | 0 | 0 | 0 | 0 | 0 | 0 | 0 | 0 | 0 | 0 | 0 | 0 | 0 | 0 | 0 | 0 | 0 | 0 | 0 | 0 | 0 | 0 | 0 | 0 | 0
TAS1 | Wind | 0.0259 | 0 | 0.00044117 | 0.0020611 | 321666.3064 | 171844.1177 | 0 | 0.034123 | 0 | 0 | 0 | 0 | 0 | 0 | 0 | 0 | 0 | 0 | 0 | 0 | 0 | 0 | 0 | 0 | 0
TAS1 | Solar PV | 0 | 0 | 0 | 0 | 0 | 0 | 0 | 0 | 0 | 0 | 0 | 0 | 0 | 0 | 0 | 0 | 0 | 0 | 0 | 0 | 0 | 0 | 0 | 0 | 0
TAS1 | LS Batteries | 0.0042286 | 0.00036565 | 0.00022549 | 0.00010515 | 0.00051443 | 0.00062106 | 0.00073957 | 0.00040766 | 0 | 0.0016171 | 0.0004303 | 0.00024392 | 0.00029004 | 0.00023772 | 0.00026133 | 0.0012244 | 0.0002788 | 9.3692e-05 | 0.00036236 | 0.000392 | 0.00016991 | 0.00034223 | 0.00013817 | 6.1738e-05 | 9.6445e-05
TAS1 | Pumped Hydro | 0.0058742 | 0.00043499 | 0.00034681 | 0.00030661 | 0.00035513 | 0.00062209 | 0.0003315 | 0.00061278 | 0.00082309 | 0.00075194 | 5.6913e-05 | 0.00074607 | 5.4476e-05 | 0 | 0.00023544 | 0.0003487 | 0.00020428 | 0.00039294 | 0 | 0.00051619 | 0 | 0 | 1.1914e-05 | 5.2664e-05 | 3.0617e-05
TAS1 | Pumped Hydro Pump | 0 | 0 | 0 | 0 | 0 | 0 | 0 | 0 | 0 | 0 | 0 | 0 | 0 | 0 | 0 | 0 | 0 | 0 | 0 | 0 | 0 | 0 | 0 | 0 | 0
Total |  | 0.03859 | 0.00080064 | 0.0010993 | 0.0024729 | 321666.3073 | 171844.1189 | 0.0011478 | 0.035297 | 0.00087778 | 0.0024387 | 0.00053566 | 0.0010586 | 0.00048434 | 0.00028283 | 0.00055227 | 0.0016176 | 0.00053216 | 0.000526 | 0.00038697 | 0.00094916 | 0.00019351 | 0.00035759 | 0.00016815 | 0.00012474 | 0.00013308

## Neutral2_BaseCase_REZ Tx Cost
REZ transmission expansion cost by region ($000s) - QNI Base Case, Neutral + low emissions scenario
Real June 2019 dollars discounted to 2019-20
Region | Aggregation | 2020-21 | 2021-22 | 2022-23 | 2023-24 | 2024-25 | 2025-26 | 2026-27 | 2027-28 | 2028-29 | 2029-30 | 2030-31 | 2031-32 | 2032-33 | 2033-34 | 2034-35 | 2035-36 | 2036-37 | 2037-38 | 2038-39 | 2039-40 | 2040-41 | 2041-42 | 2042-43 | 2043-44 | 2044-45
NSW1 | Transmission | 0.002549 | 0.00010452 | 29302.4402 | 0.00023486 | 156320.7146 | 41284.4353 | 0 | 54293.6282 | 234230.414 | 100934.5986 | 27753.1636 | 239240.4204 | 71482.7655 | 120458.0995 | 0 | 319367.6891 | 20596.1794 | 37153.3161 | 9553.4124 | 81319.9921 | 95451.4465 | 7.5547e-06 | 0 | 69579.5802 | 7494.5498
QLD1 | Transmission | 0.0047133 | 0.00012499 | 0.00025376 | 0.00038215 | 0.0012647 | 0.0024535 | 0 | 0.0017154 | 0.00048961 | 0.0011219 | 0.00016248 | 0.00078656 | 0.0001172 | 0.00041503 | 0.00019258 | 0.0012875 | 2577.0534 | 4495.4269 | 0.0021388 | 50886.6442 | 49698.2591 | 86858.4617 | 0 | 41901.2752 | 12961.7387
VIC1 | Transmission | 0.00075157 | 0 | 0 | 0 | 0 | 0 | 0 | 0 | 6306.8454 | 15985.0924 | 16451.3946 | 0 | 14529.329 | 0 | 0 | 2340.8312 | 1.8523e-05 | 0 | 0 | 5.2615e-06 | 4624.3333 | 9.4395e-06 | 0 | 31964.3323 | 0
SA1 | Transmission | 0.0028599 | 0.0004433 | 7.6635e-05 | 6.4375e-05 | 0.0012657 | 0.00072318 | 0.00027149 | 93021.8673 | 0.00042589 | 0.001345 | 0.00031029 | 8.2122e-05 | 0.00049592 | 0 | 0 | 23291.0407 | 0.0036828 | 0.00021934 | 6.1492e-05 | 0.00018839 | 3448.4662 | 6963.5587 | 0 | 26740.8919 | 4654.5167
TAS1 | Transmission | 0.0006228 | 0 | 2.989e-05 | 5.1917e-05 | 0.00027889 | 0.00032757 | 0 | 0.00053059 | 0 | 0 | 0 | 0 | 0 | 0 | 0 | 0 | 0 | 0 | 0 | 0 | 0 | 0 | 0 | 0 | 0
Total |  | 0.011497 | 0.00067282 | 29302.4406 | 0.00073331 | 156320.7174 | 41284.4388 | 0.00027149 | 147315.4978 | 240537.2602 | 116919.6934 | 44204.5587 | 239240.4213 | 86012.0951 | 120458.1 | 0.00019258 | 344999.5622 | 23173.2365 | 41648.7432 | 9553.4146 | 132206.6365 | 153222.5052 | 93822.0205 | 0 | 170186.0796 | 25110.8052

## Neutral2_BaseCase_USE+DSP Cost
USE and DSP cost by region ($000s) - QNI Base Case, Neutral + low emissions scenario
Real June 2019 dollars discounted to 2019-20
Region | Aggregation | 2020-21 | 2021-22 | 2022-23 | 2023-24 | 2024-25 | 2025-26 | 2026-27 | 2027-28 | 2028-29 | 2029-30 | 2030-31 | 2031-32 | 2032-33 | 2033-34 | 2034-35 | 2035-36 | 2036-37 | 2037-38 | 2038-39 | 2039-40 | 2040-41 | 2041-42 | 2042-43 | 2043-44 | 2044-45
NSW1 | USE / DSP | 27.8733 | 0.0017889 | 23699.2667 | 59395.794 | 69837.2349 | 0.0018808 | 0.0018499 | 0.0019211 | 1087.9288 | 8776.9002 | 10036.2833 | 629.9987 | 28806.8491 | 13653.4631 | 1441.0594 | 58167.6982 | 0.0020377 | 0.0020406 | 5.8388 | 750.5693 | 1902.0722 | 24892.2711 | 1107.4293 | 55826.8099 | 82009.6421
QLD1 | USE / DSP | 0.00088592 | 0.00088182 | 0.00088012 | 0.00088467 | 0.00090328 | 0.00091466 | 0.0009034 | 0.00092572 | 0.00092478 | 0.00093056 | 0.00092667 | 0.0009333 | 0.00093271 | 449.4491 | 1207.4099 | 2596.821 | 0.00094028 | 0.00094515 | 0.00096211 | 22900.0126 | 583.1557 | 20.425 | 1351.5154 | 3927.8335 | 1543.8937
VIC1 | USE / DSP | 0.00045222 | 0.00045029 | 2901.2587 | 13020.3461 | 21071.5263 | 0.00047141 | 0.00046412 | 0.00048276 | 0.00048123 | 0.00048644 | 0.00048424 | 82.1677 | 0.00050129 | 16.7873 | 167.975 | 0.00050618 | 0.0005089 | 0.00051288 | 1267.9973 | 0.00051845 | 0.00053931 | 1079.8582 | 7301.8228 | 10375.2176 | 21309.9022
SA1 | USE / DSP | 0.00046393 | 7820.9231 | 3.1996 | 4.7783 | 0.00046973 | 0.00047663 | 0.00046813 | 0.00048315 | 0.00048048 | 0.00048554 | 0.00048246 | 13.33 | 0.00049719 | 195.7911 | 12.3103 | 0.00049065 | 0.00049083 | 0.00049315 | 0.00048818 | 0.00049606 | 0.00051244 | 29.6376 | 0.00051211 | 101.6515 | 506.0272
TAS1 | USE / DSP | 0.0004532 | 0.00045146 | 0.00044869 | 0.0004522 | 0.0004592 | 0.00046296 | 0.00045381 | 0.00047418 | 0.00047375 | 0.00047081 | 0.00046018 | 0.00046789 | 0.00047466 | 0.00045845 | 0.00045055 | 0.00046025 | 0.00045899 | 0.00046722 | 0.0004284 | 0.00047199 | 0.0004817 | 0.00042845 | 0.00042814 | 0.24036 | 0.13656
Total |  | 27.8756 | 7820.9267 | 26603.7263 | 72420.9197 | 90908.763 | 0.0042064 | 0.0041393 | 0.0042869 | 1087.9311 | 8776.9026 | 10036.2857 | 725.4978 | 28806.8515 | 14315.4909 | 2828.755 | 60764.5206 | 0.0044367 | 0.004459 | 1273.838 | 23650.5834 | 2485.2294 | 26022.1924 | 9760.7685 | 70231.7527 | 105369.6017

## Neutral2_Option1A_CF
Capacity factor by technology (%) - QNI Option1A, Neutral + low emissions scenario
This block has been intentionally left blank.
Region | Technology | 2020-21 | 2021-22 | 2022-23 | 2023-24 | 2024-25 | 2025-26 | 2026-27 | 2027-28 | 2028-29 | 2029-30 | 2030-31 | 2031-32 | 2032-33 | 2033-34 | 2034-35 | 2035-36 | 2036-37 | 2037-38 | 2038-39 | 2039-40 | 2040-41 | 2041-42 | 2042-43 | 2043-44 | 2044-45
NSW1 | Black Coal | 54.68% | 54.17% | 60.08% | 63.42% | 58.8% | 58.27% | 55.72% | 56.53% | 55.11% | 61.75% | 59.97% | 64.77% | 58.66% | 67.49% | 67.42% | 70% | 70% | 67.57% | 58.41% | 39.05% | 53.43% | 58.52% | 41.63% | 0% | 0%
NSW1 | Brown Coal | bar: 2020-21 to 2044-45
NSW1 | CCGT | 0.01859% | 0.1799% | 0.1286% | 0.755% | 0.9756% | 0.02425% | 0.4486% | 0.3619% | 1.15% | 1.991% | 6.405% | 7.635% | 21.26% | 22.77% | 9.662% | 35.9% | 40.25% | 34.61% | 32.15% | 31.18% | 25.15% | 34.26% | 24.24% | 36.69% | 37.59%
NSW1 | Gas - Steam | bar: 2020-21 to 2044-45
NSW1 | OCGT / Diesel | 0.01198% | 0.0205% | 0.0667% | 0.1036% | 0.08978% | 3.722e-08% | 3.627e-08% | 0.0008142% | 0.01411% | 0.02499% | 0.07229% | 0.1149% | 0.07327% | 1.007% | 1.218% | 1.685% | 2.157% | 2.437% | 3.169% | 3.119% | 1.636% | 3.047% | 2.846% | 2.852% | 2.779%
NSW1 | Hydro | 11.71% | 12.17% | 12.14% | 12.67% | 12.9% | 12.13% | 12.12% | 12.8% | 13.56% | 14.15% | 14.05% | 15.07% | 14.88% | 17.18% | 17.06% | 17.85% | 17.34% | 17.84% | 18.05% | 18.19% | 17% | 19.06% | 19.21% | 19.23% | 18.52%
NSW1 | Wind | 30.93% | 33.25% | 36.75% | 35.94% | 39.97% | 42.67% | 44.2% | 35.45% | 31.04% | 33.06% | 34.62% | 35.49% | 40.01% | 40.19% | 41.58% | 30.52% | 27.74% | 28.02% | 29.33% | 30.2% | 30.4% | 32.02% | 33.25% | 25.83% | 23.34%
NSW1 | Solar PV | 27.02% | 28.44% | 28.85% | 29.02% | 28.35% | 27.03% | 29.46% | 26.72% | 27.84% | 29.69% | 30.33% | 29.95% | 29.15% | 28.24% | 30.54% | 27.78% | 28.14% | 29.86% | 30.5% | 29.97% | 29.09% | 28.4% | 30.59% | 27.26% | 27.57%
NSW1 | LS Batteries | 0% | 0% | 0% | 0% | 0% | 0% | 0% | 0% | 0% | 0% | 0% | 0% | 8.573% | 8.412% | 8.623% | 8.521% | 8.474% | 8.746% | 8.885% | 8.715% | 9.176% | 8.434% | 8.781% | 8.507% | 8.712%
NSW1 | Pumped Hydro | 0.7553% | 1.973% | 5.518% | 8.097% | 8.242% | 5.834% | 8.455% | 9.837% | 13.8% | 18.29% | 20.2% | 22.69% | 23.23% | 24.73% | 25.37% | 25.76% | 24.53% | 25.29% | 25.75% | 25% | 23.41% | 22.62% | 23.47% | 22.6% | 22.14%
Region | Technology | 2020-21 | 2021-22 | 2022-23 | 2023-24 | 2024-25 | 2025-26 | 2026-27 | 2027-28 | 2028-29 | 2029-30 | 2030-31 | 2031-32 | 2032-33 | 2033-34 | 2034-35 | 2035-36 | 2036-37 | 2037-38 | 2038-39 | 2039-40 | 2040-41 | 2041-42 | 2042-43 | 2043-44 | 2044-45
QLD1 | Black Coal | 67.2% | 59.8% | 58.8% | 60.64% | 58.52% | 54.4% | 53.08% | 51.47% | 49.18% | 53.89% | 53.87% | 55.97% | 60.59% | 58.39% | 61.65% | 62.75% | 65.01% | 60.69% | 60.95% | 57.29% | 54.11% | 46.96% | 47.56% | 43.74% | 42.54%
QLD1 | Brown Coal | bar: 2020-21 to 2044-45
QLD1 | CCGT | 32.14% | 31.88% | 31.82% | 32.58% | 32.48% | 31.98% | 32.52% | 32.34% | 32.28% | 32.47% | 33.24% | 33.22% | 33.97% | 36.19% | 35.19% | 38.67% | 43.44% | 42.02% | 44.55% | 41.06% | 41.25% | 43.23% | 40.21% | 44.11% | 45.06%
QLD1 | Gas - Steam | bar: 2020-21 to 2044-45
QLD1 | OCGT / Diesel | 4.714e-08% | 0.007377% | 0.002015% | 0.02207% | 0.0257% | 5.681e-08% | 0.002892% | 5.69e-08% | 5.774e-08% | 0.001324% | 0.02702% | 0.05568% | 0.01486% | 0.04182% | 0.127% | 0.09991% | 0.7514% | 1.048% | 1.595% | 2% | 0.4626% | 0.2678% | 0.4667% | 0.7548% | 0.2626%
QLD1 | Hydro | 53.07% | 53.01% | 52.96% | 53.11% | 53.01% | 53.08% | 52.94% | 53.15% | 53.02% | 52.88% | 52.74% | 53.13% | 52.77% | 52.85% | 52.81% | 52.98% | 52.1% | 52.36% | 52.17% | 51.98% | 52.01% | 48.22% | 47.35% | 46.21% | 44.43%
QLD1 | Wind | 39.81% | 37.17% | 36.34% | 33.99% | 29.9% | 37.15% | 34.75% | 38.57% | 36.2% | 37.94% | 36.31% | 34.94% | 32.51% | 35.89% | 34.25% | 38.57% | 36.39% | 36.64% | 34.91% | 33.96% | 30.54% | 33.45% | 31.3% | 31.68% | 30.26%
QLD1 | Solar PV | 28.44% | 28.8% | 29.91% | 30.02% | 28.75% | 28.06% | 29.91% | 25.01% | 27.57% | 28.67% | 29.69% | 29.84% | 28.64% | 27.81% | 30.05% | 25.12% | 27.7% | 28.64% | 29.9% | 29.98% | 28.69% | 28% | 29.94% | 24.79% | 27.16%
QLD1 | LS Batteries | 5.018% | 7.462% | 7.913% | 8.529% | 7.9% | 7.709% | 8.999% | 8.407% | 8.732% | 8.598% | 9.124% | 8.899% | 8.893% | 9.198% | 8.73% | 8.114% | 8.34% | 8.201% | 8.436% | 8.136% | 8.07% | 6.832% | 8.194% | 6.461% | 8.084%
QLD1 | Pumped Hydro | 1.648% | 5.367% | 6.224% | 8.645% | 6.646% | 6.413% | 10.13% | 10.76% | 11.55% | 14.57% | 14.91% | 16.56% | 16.38% | 17.72% | 20.19% | 20.3% | 20.73% | 20.87% | 21.17% | 20.9% | 20.03% | 17.98% | 19.16% | 16.93% | 17.29%
Region | Technology | 2020-21 | 2021-22 | 2022-23 | 2023-24 | 2024-25 | 2025-26 | 2026-27 | 2027-28 | 2028-29 | 2029-30 | 2030-31 | 2031-32 | 2032-33 | 2033-34 | 2034-35 | 2035-36 | 2036-37 | 2037-38 | 2038-39 | 2039-40 | 2040-41 | 2041-42 | 2042-43 | 2043-44 | 2044-45
VIC1 | Black Coal | bar: 2020-21 to 2044-45
VIC1 | Brown Coal | 82.26% | 84% | 84.26% | 84.29% | 84.32% | 79.13% | 78.16% | 74.81% | 73.4% | 70.48% | 71.81% | 73.73% | 78.28% | 81.8% | 79.46% | 82.56% | 82.82% | 78.84% | 75.21% | 75.44% | 67.79% | 67.48% | 63.22% | 58.8% | 57.39%
VIC1 | CCGT | bar: 2020-21 to 2044-45
VIC1 | Gas - Steam | 0.2671% | 1.096% | 0.6343% | 0.5356% | 0.6771% | 0.3461% | 0.1219% | 0.2141% | 0.1328% | 0.5169% | 0.6591% | 0% | 0% | 0% | 0% | 0% | 0% | 0% | 0% | 0% | 0% | 0% | 0% | 0% | 0%
VIC1 | OCGT / Diesel | 0.1155% | 0.1688% | 0.2117% | 0.1305% | 0.09207% | 0.04753% | 0.01711% | 0.0343% | 0.01622% | 0.1399% | 0.185% | 0.3557% | 0.3499% | 1.978% | 1.479% | 2.492% | 3.129% | 2.93% | 3.607% | 3.587% | 1.279% | 4.448% | 2.1% | 7.312% | 7.339%
VIC1 | Hydro | 18.14% | 18.13% | 17.99% | 18.04% | 18.01% | 17.99% | 17.97% | 17.99% | 17.98% | 18.01% | 18.02% | 18.07% | 18.04% | 18.04% | 18.05% | 18.08% | 18.02% | 18.07% | 18.02% | 18.07% | 18.09% | 18.1% | 18.07% | 18.08% | 18.04%
VIC1 | Wind | 33.63% | 32.65% | 36.72% | 32.4% | 31.79% | 33.43% | 35.58% | 32% | 33.04% | 31.79% | 35.36% | 31.06% | 31.88% | 32.93% | 34.4% | 31.29% | 31.45% | 30.34% | 33.68% | 29.93% | 29.43% | 29.8% | 31.55% | 27.58% | 27.63%
VIC1 | Solar PV | 26.39% | 26.83% | 26.69% | 28.28% | 26.94% | 25.7% | 27.33% | 26.28% | 27.24% | 27.92% | 27.99% | 29.24% | 27.65% | 26.89% | 28.25% | 26.67% | 27.69% | 28.18% | 28.06% | 29.2% | 27.52% | 26.88% | 28.18% | 26.59% | 27.52%
VIC1 | LS Batteries | 4.398% | 6.044% | 5.424% | 5.142% | 4.258% | 3.405% | 5.847% | 3.98% | 4.535% | 5.666% | 6.448% | 6.064% | 5.92% | 5.796% | 6.401% | 5.684% | 5.555% | 6.14% | 6.218% | 5.955% | 5.645% | 4.722% | 5.978% | 6.392% | 7.169%
VIC1 | Pumped Hydro | 0% | 0% | 0% | 0% | 0% | 0% | 0% | 0% | 0% | 0% | 0% | 23.79% | 22.51% | 23.35% | 24.61% | 22.44% | 21.87% | 22.53% | 22.51% | 23.02% | 21.15% | 20.2% | 21.32% | 20.92% | 20.29%
Region | Technology | 2020-21 | 2021-22 | 2022-23 | 2023-24 | 2024-25 | 2025-26 | 2026-27 | 2027-28 | 2028-29 | 2029-30 | 2030-31 | 2031-32 | 2032-33 | 2033-34 | 2034-35 | 2035-36 | 2036-37 | 2037-38 | 2038-39 | 2039-40 | 2040-41 | 2041-42 | 2042-43 | 2043-44 | 2044-45
SA1 | Black Coal | bar: 2020-21 to 2044-45
SA1 | Brown Coal | bar: 2020-21 to 2044-45
SA1 | CCGT | 15.41% | 17.46% | 16.1% | 4.41% | 5.565% | 4.802% | 2.698% | 2.645% | 2.59% | 4.397% | 6.414% | 9.725% | 23.28% | 26.3% | 11.48% | 31.32% | 34.48% | 28.98% | 27.06% | 27.5% | 20.58% | 29.77% | 16.57% | 22.8% | 19.53%
SA1 | Gas - Steam | 0.6072% | 1.421% | 1.247% | 0.3845% | 0.3025% | 0.0592% | 0.1275% | 0.101% | 0.02094% | 0.2404% | 0.4158% | 0.5031% | 0.5347% | 3.736% | 2.205% | 3.123% | 2.683% | 3.325% | 3.539% | 4.123% | 0.9118% | 4.35% | 2.444% | 2.05% | 0.2986%
SA1 | OCGT / Diesel | 0.6594% | 0.9165% | 0.8031% | 0.2398% | 0.2919% | 0.1672% | 0.1275% | 0.08383% | 0.04833% | 0.1517% | 0.262% | 0.6917% | 0.9078% | 2.707% | 1.279% | 3.308% | 4.153% | 3.576% | 3.701% | 3.088% | 1.47% | 4.291% | 1.604% | 2.151% | 2.135%
SA1 | Hydro | bar: 2020-21 to 2044-45
SA1 | Wind | 33.06% | 33.49% | 35.62% | 32.73% | 32.55% | 30.92% | 34.83% | 33.18% | 32.06% | 31.4% | 33.33% | 28.73% | 28.94% | 27.54% | 30.63% | 30.36% | 29.75% | 29.44% | 30.67% | 26.88% | 26.69% | 24.67% | 27.18% | 25.14% | 23.79%
SA1 | Solar PV | 28.8% | 28.98% | 29.15% | 29.63% | 28.26% | 29.91% | 30.57% | 29.92% | 30.69% | 30.75% | 31.48% | 31.51% | 29.82% | 29.97% | 30.47% | 29.49% | 30.11% | 30.14% | 30.81% | 31.06% | 29.17% | 29.54% | 29.79% | 28.74% | 29.14%
SA1 | LS Batteries | 5.429% | 5.89% | 5.9% | 5.302% | 4.455% | 4.707% | 5.419% | 4.664% | 4.822% | 5.294% | 5.745% | 5.526% | 5.498% | 5.313% | 5.684% | 5.204% | 5.086% | 5.489% | 5.499% | 5.265% | 4.979% | 4.443% | 5.336% | 4.929% | 5.792%
SA1 | Pumped Hydro | 0% | 0% | 0% | 0% | 0% | 0% | 0% | 0% | 0% | 0% | 0% | 26.38% | 25.75% | 26.14% | 27.38% | 23.4% | 23.02% | 23.59% | 22.28% | 22.84% | 21.26% | 21.31% | 21.39% | 18.92% | 19.53%
Region | Technology | 2020-21 | 2021-22 | 2022-23 | 2023-24 | 2024-25 | 2025-26 | 2026-27 | 2027-28 | 2028-29 | 2029-30 | 2030-31 | 2031-32 | 2032-33 | 2033-34 | 2034-35 | 2035-36 | 2036-37 | 2037-38 | 2038-39 | 2039-40 | 2040-41 | 2041-42 | 2042-43 | 2043-44 | 2044-45
TAS1 | Black Coal | bar: 2020-21 to 2044-45
TAS1 | Brown Coal | bar: 2020-21 to 2044-45
TAS1 | CCGT | 2.729e-07% | 2.891e-07% | 2.863e-07% | 3.058e-07% | 3.262e-07% | 3.256e-07% | 3.202e-07% | 3.622e-07% | 3.617e-07% | 3.59e-07% | 3.534e-07% | 3.631e-07% | 4.196e-07% | 4.15e-07% | 4.162e-07% | 4.333e-07% | 4.356e-07% | 4.401e-07% | 4.17e-07% | 4.456e-07% | 4.417e-07% | 4.069e-07% | 4.183e-07% | 4.064e-07% | 4.031e-07%
TAS1 | Gas - Steam | bar: 2020-21 to 2044-45
TAS1 | OCGT / Diesel | 2.071e-07% | 2.284e-07% | 2.173e-07% | 2.351e-07% | 2.448e-07% | 2.377e-07% | 2.252e-07% | 2.507e-07% | 2.562e-07% | 2.484e-07% | 2.388e-07% | 2.546e-07% | 2.976e-07% | 2.979e-07% | 3.087e-07% | 3.452e-07% | 3.713e-07% | 3.866e-07% | 2.948e-07% | 4.213e-07% | 3.904e-07% | 2.637e-07% | 0.0001474% | 2.592e-07% | 2.491e-07%
TAS1 | Hydro | 44.5% | 44.5% | 44.5% | 44.52% | 44.5% | 44.5% | 44.5% | 44.52% | 44.5% | 44.5% | 44.5% | 44.52% | 44.5% | 44.5% | 44.5% | 44.52% | 44.5% | 44.5% | 44.5% | 44.52% | 44.5% | 44.5% | 44.5% | 44.52% | 44.5%
TAS1 | Wind | 40.07% | 38.87% | 42.97% | 40.19% | 42.33% | 46.55% | 47.13% | 44.48% | 43.68% | 42.3% | 45.76% | 43.45% | 43.12% | 46.02% | 46.31% | 44.2% | 43.64% | 42.42% | 45.61% | 43.27% | 43.02% | 45.9% | 46.44% | 43.7% | 43.47%
TAS1 | Solar PV | bar: 2020-21 to 2044-45
TAS1 | LS Batteries | bar: 2020-21 to 2044-45
TAS1 | Pumped Hydro | bar: 2020-21 to 2044-45

## Neutral2_Option1A_Capacity
Installed capacity by technology (MW) - QNI Option1A, Neutral + low emissions scenario
Capacity calculated on 1 July. In early study years some wind and solar projects enter later in the financial year and are therefore reflected in the following financial year's capacity.
Region | Technology | 2021-22 | 2022-23 | 2023-24 | 2024-25 | 2025-26 | 2026-27 | 2027-28 | 2028-29 | 2029-30 | 2030-31 | 2031-32 | 2032-33 | 2033-34 | 2034-35 | 2035-36 | 2036-37 | 2037-38 | 2038-39 | 2039-40 | 2040-41 | 2041-42 | 2042-43 | 2043-44 | 2044-45 | 2045-46
NEM | Black Coal | 18346 | 18346 | 16346 | 16346 | 16346 | 16346 | 15686 | 14846 | 14186 | 11906 | 11906 | 10466 | 10466 | 9146 | 8446 | 7126 | 6076 | 6076 | 5726 | 5726 | 5726 | 5066 | 5066 | 4406 | 3676
NEM | Brown Coal | 4660 | 4660 | 4660 | 4660 | 4660 | 4660 | 4660 | 4660 | 4660 | 4660 | 3935 | 3935 | 3210 | 3210 | 3210 | 3210 | 3210 | 3210 | 3210 | 3210 | 3210 | 3210 | 3210 | 3210 | 3210
NEM | CCGT | 3118.4 | 3118.4 | 3118.4 | 3118.4 | 3118.4 | 3118.4 | 3118.4 | 3118.4 | 3118.4 | 3118.4 | 3118.4 | 3118.4 | 3118.4 | 3118.4 | 3118.4 | 3118.4 | 3118.4 | 3118.4 | 3118.4 | 3118.4 | 3118.4 | 3118.4 | 3118.4 | 3118.4 | 3118.4
NEM | Gas - Steam | 1790 | 1310 | 1310 | 1310 | 1310 | 1310 | 1310 | 1310 | 1310 | 1310 | 1310 | 800 | 800 | 800 | 800 | 800 | 800 | 800 | 800 | 800 | 800 | 800 | 800 | 800 | 800
NEM | OCGT / Diesel | 6650.14 | 6616.14 | 6777.2348 | 6777.2348 | 6777.2348 | 6777.2348 | 6777.2348 | 6777.2348 | 6777.2348 | 6777.2348 | 6777.2348 | 6777.2348 | 7337.0079 | 7415.6157 | 7415.6157 | 8763.3397 | 8763.3397 | 8763.3397 | 8763.3397 | 8763.3397 | 8763.3397 | 8763.3397 | 8763.3397 | 9588.4554 | 9588.4554
NEM | Hydro | 7282.5 | 7282.5 | 7282.5 | 7282.5 | 7282.5 | 7282.5 | 7282.5 | 7282.5 | 7282.5 | 7282.5 | 7282.5 | 7282.5 | 7282.5 | 7282.5 | 7282.5 | 7282.5 | 7282.5 | 7282.5 | 7282.5 | 7282.5 | 7282.5 | 7282.5 | 7282.5 | 7282.5 | 7282.5
NEM | Wind | 9001.6 | 9333.4 | 10343.4 | 10343.4 | 11712.8098 | 12450.0444 | 13266.7879 | 17567.548 | 18954.2568 | 19655.3025 | 20124.5405 | 22283.6013 | 22888.8404 | 24428.7695 | 24428.7695 | 27884.4021 | 29360.4226 | 29966.9495 | 30304.8304 | 33609.9657 | 35056.4528 | 36018.755 | 36018.755 | 42614.9161 | 44521.7325
NEM | Solar PV | 5506.47 | 7138.47 | 7603.4819 | 7862.2336 | 8636.6954 | 9374.9572 | 9374.9572 | 10248.1329 | 12055.5578 | 13294.3641 | 13965.0261 | 15376.5938 | 16115.3043 | 16115.3043 | 16115.3043 | 20639.8987 | 21334.8201 | 21813.5768 | 21813.5782 | 22344.9834 | 26004.6163 | 26257.9309 | 26257.9309 | 31997.6688 | 32918.9677
NEM | LS Batteries | 232 | 232 | 232 | 232 | 232 | 232 | 232 | 232 | 232 | 232 | 232 | 232 | 399.2032 | 1032.6285 | 1032.6285 | 1032.6285 | 1032.6285 | 1032.6285 | 1032.6285 | 1048.788 | 1312.741 | 2023.0559 | 2038.8708 | 5186.0619 | 5186.0618
NEM | Pumped Hydro | 810 | 810 | 927.1144 | 942.0153 | 942.0153 | 2942.0152 | 2942.0152 | 2942.0152 | 3030.4131 | 3997.3675 | 4088.86 | 5411.9571 | 5728.173 | 5728.173 | 6115.3218 | 8572.3238 | 9201.1894 | 9829.2504 | 10161.9384 | 10499.0933 | 12602.6925 | 12602.6925 | 12602.6925 | 14441.5215 | 14506.4796
Total excluding storage |  | 56355.11 | 57804.91 | 57441.0166 | 57699.7683 | 59843.6399 | 61319.1364 | 61475.8798 | 65809.8156 | 68343.9493 | 68003.8014 | 68418.7014 | 70039.3299 | 71218.0526 | 71516.5895 | 70816.5895 | 78824.5404 | 79945.4824 | 81030.7659 | 81018.6483 | 84855.1887 | 89961.3088 | 90516.9256 | 90516.9256 | 103017.9403 | 105116.0556
Region | Technology | 2020-21 | 2021-22 | 2022-23 | 2023-24 | 2024-25 | 2025-26 | 2026-27 | 2027-28 | 2028-29 | 2029-30 | 2030-31 | 2031-32 | 2032-33 | 2033-34 | 2034-35 | 2035-36 | 2036-37 | 2037-38 | 2038-39 | 2039-40 | 2040-41 | 2041-42 | 2042-43 | 2043-44 | 2044-45
NSW1 | Black Coal | 10160 | 10160 | 8160 | 8160 | 8160 | 8160 | 7500 | 7500 | 6840 | 5400 | 5400 | 3960 | 3960 | 2640 | 2640 | 1320 | 1320 | 1320 | 1320 | 1320 | 1320 | 660 | 660 | 0 | 0
NSW1 | Brown Coal | 0 | 0 | 0 | 0 | 0 | 0 | 0 | 0 | 0 | 0 | 0 | 0 | 0 | 0 | 0 | 0 | 0 | 0 | 0 | 0 | 0 | 0 | 0 | 0 | 0
NSW1 | CCGT | 605.9 | 605.9 | 605.9 | 605.9 | 605.9 | 605.9 | 605.9 | 605.9 | 605.9 | 605.9 | 605.9 | 605.9 | 605.9 | 605.9 | 605.9 | 605.9 | 605.9 | 605.9 | 605.9 | 605.9 | 605.9 | 605.9 | 605.9 | 605.9 | 605.9
NSW1 | Gas - Steam | 0 | 0 | 0 | 0 | 0 | 0 | 0 | 0 | 0 | 0 | 0 | 0 | 0 | 0 | 0 | 0 | 0 | 0 | 0 | 0 | 0 | 0 | 0 | 0 | 0
NSW1 | OCGT / Diesel | 1438 | 1438 | 1599.0948 | 1599.0948 | 1599.0948 | 1599.0948 | 1599.0948 | 1599.0948 | 1599.0948 | 1599.0948 | 1599.0948 | 1599.0948 | 2158.8679 | 2237.4757 | 2237.4757 | 3585.1997 | 3585.1997 | 3585.1997 | 3585.1997 | 3585.1997 | 3585.1997 | 3585.1997 | 3585.1997 | 4410.3154 | 4410.3154
NSW1 | Hydro | 2585 | 2585 | 2585 | 2585 | 2585 | 2585 | 2585 | 2585 | 2585 | 2585 | 2585 | 2585 | 2585 | 2585 | 2585 | 2585 | 2585 | 2585 | 2585 | 2585 | 2585 | 2585 | 2585 | 2585 | 2585
NSW1 | Wind | 1960.8 | 1960.8 | 1960.8 | 1960.8 | 3099.8314 | 3309.4671 | 4126.2106 | 4694.8894 | 4694.8894 | 4821.7391 | 4821.7391 | 6980.7999 | 6999.3424 | 8539.2715 | 8539.2715 | 9642.254 | 9642.254 | 10124.4077 | 10462.2886 | 12927.6679 | 13394.9017 | 13394.9017 | 13394.9017 | 14621.8759 | 15022.5701
NSW1 | Solar PV | 2497.7 | 2777.7 | 2857.7119 | 2857.7119 | 3632.1737 | 3632.1737 | 3632.1737 | 3805.9651 | 5613.39 | 6456.9205 | 6742.2885 | 7519.2644 | 8255.4606 | 8255.4606 | 8255.4606 | 12780.0549 | 13223.836 | 13702.5926 | 13702.5926 | 13708.0186 | 16902.3366 | 16902.3366 | 16902.3366 | 20973.8063 | 21820.6966
NSW1 | LS Batteries | 0 | 0 | 0 | 0 | 0 | 0 | 0 | 0 | 0 | 0 | 0 | 0 | 167.2032 | 800.6285 | 800.6285 | 800.6285 | 800.6285 | 800.6285 | 800.6285 | 816.788 | 1080.741 | 1791.0559 | 1791.0559 | 4938.2466 | 4938.2466
NSW1 | Pumped Hydro | 240 | 240 | 357.1144 | 372.0153 | 372.0153 | 2372.0152 | 2372.0152 | 2372.0152 | 2460.4131 | 3263.4942 | 3354.9867 | 4138.1856 | 4446.8638 | 4446.8638 | 4446.8638 | 5320.9553 | 5746.3018 | 6156.4643 | 6275.8387 | 6317.4759 | 8043.9955 | 8043.9955 | 8043.9955 | 9175.0419 | 9240
Total excluding storage |  | 19247.4 | 19527.4 | 17768.5067 | 17768.5067 | 19681.9999 | 19891.6356 | 20048.3791 | 20790.8493 | 21938.2742 | 21468.6544 | 21754.0224 | 23250.0591 | 24564.5708 | 24863.1078 | 24863.1078 | 30518.4087 | 30962.1897 | 31923.1001 | 32260.981 | 34731.7862 | 38393.338 | 37733.338 | 37733.338 | 43196.8977 | 44444.482
Region | Technology | 2020-21 | 2021-22 | 2022-23 | 2023-24 | 2024-25 | 2025-26 | 2026-27 | 2027-28 | 2028-29 | 2029-30 | 2030-31 | 2031-32 | 2032-33 | 2033-34 | 2034-35 | 2035-36 | 2036-37 | 2037-38 | 2038-39 | 2039-40 | 2040-41 | 2041-42 | 2042-43 | 2043-44 | 2044-45
QLD1 | Black Coal | 8186 | 8186 | 8186 | 8186 | 8186 | 8186 | 8186 | 7346 | 7346 | 6506 | 6506 | 6506 | 6506 | 6506 | 5806 | 5806 | 4756 | 4756 | 4406 | 4406 | 4406 | 4406 | 4406 | 4406 | 3676
QLD1 | Brown Coal | 0 | 0 | 0 | 0 | 0 | 0 | 0 | 0 | 0 | 0 | 0 | 0 | 0 | 0 | 0 | 0 | 0 | 0 | 0 | 0 | 0 | 0 | 0 | 0 | 0
QLD1 | CCGT | 1595.5 | 1595.5 | 1595.5 | 1595.5 | 1595.5 | 1595.5 | 1595.5 | 1595.5 | 1595.5 | 1595.5 | 1595.5 | 1595.5 | 1595.5 | 1595.5 | 1595.5 | 1595.5 | 1595.5 | 1595.5 | 1595.5 | 1595.5 | 1595.5 | 1595.5 | 1595.5 | 1595.5 | 1595.5
QLD1 | Gas - Steam | 0 | 0 | 0 | 0 | 0 | 0 | 0 | 0 | 0 | 0 | 0 | 0 | 0 | 0 | 0 | 0 | 0 | 0 | 0 | 0 | 0 | 0 | 0 | 0 | 0
QLD1 | OCGT / Diesel | 1879.5 | 1845.5 | 1845.5 | 1845.5 | 1845.5 | 1845.5 | 1845.5 | 1845.5 | 1845.5 | 1845.5 | 1845.5 | 1845.5 | 1845.5 | 1845.5 | 1845.5 | 1845.5 | 1845.5 | 1845.5 | 1845.5 | 1845.5 | 1845.5 | 1845.5 | 1845.5 | 1845.5 | 1845.5
QLD1 | Hydro | 152.4 | 152.4 | 152.4 | 152.4 | 152.4 | 152.4 | 152.4 | 152.4 | 152.4 | 152.4 | 152.4 | 152.4 | 152.4 | 152.4 | 152.4 | 152.4 | 152.4 | 152.4 | 152.4 | 152.4 | 152.4 | 152.4 | 152.4 | 152.4 | 152.4
QLD1 | Wind | 664 | 664 | 1674 | 1674 | 1674 | 2060.9249 | 2060.9249 | 4122.0212 | 4562.0212 | 4562.0212 | 4562.0212 | 4562.0212 | 4562.0212 | 4562.0212 | 4562.0212 | 5127.5103 | 6108.9209 | 6233.2941 | 6233.2941 | 7073.05 | 7714.5598 | 8676.862 | 8676.862 | 10162.5959 | 11185.6079
QLD1 | Solar PV | 1764.5 | 3116.5 | 3501.5 | 3501.5 | 3501.5 | 3501.5 | 3501.5 | 3501.5 | 3501.5 | 3501.5 | 3501.5 | 3501.5 | 3501.5 | 3501.5 | 3501.5 | 3501.5 | 3501.5 | 3501.5 | 3501.5014 | 3644.0301 | 3814.6868 | 3814.6868 | 3814.6868 | 4295.1298 | 4369.5384
QLD1 | LS Batteries | 2 | 2 | 2 | 2 | 2 | 2 | 2 | 2 | 2 | 2 | 2 | 2 | 2 | 2 | 2 | 2 | 2 | 2 | 2 | 2 | 2 | 2 | 2 | 2.0004 | 2.0004
QLD1 | Pumped Hydro | 570 | 570 | 570 | 570 | 570 | 570 | 570 | 570 | 570 | 733.8733 | 733.8733 | 915.4631 | 915.4631 | 915.4631 | 1302.612 | 1907.4194 | 1938.7878 | 2156.6864 | 2370 | 2370 | 2370 | 2370 | 2370 | 2370 | 2370
Total excluding storage |  | 14241.9 | 15559.9 | 16954.9 | 16954.9 | 16954.9 | 17341.8249 | 17341.8249 | 18562.9212 | 19002.9212 | 18162.9212 | 18162.9212 | 18162.9212 | 18162.9212 | 18162.9212 | 17462.9212 | 18028.4103 | 17959.8209 | 18084.1941 | 17734.1955 | 18716.4801 | 19528.6466 | 20490.9488 | 20490.9488 | 22457.1256 | 22824.5464
Region | Technology | 2020-21 | 2021-22 | 2022-23 | 2023-24 | 2024-25 | 2025-26 | 2026-27 | 2027-28 | 2028-29 | 2029-30 | 2030-31 | 2031-32 | 2032-33 | 2033-34 | 2034-35 | 2035-36 | 2036-37 | 2037-38 | 2038-39 | 2039-40 | 2040-41 | 2041-42 | 2042-43 | 2043-44 | 2044-45
VIC1 | Black Coal | 0 | 0 | 0 | 0 | 0 | 0 | 0 | 0 | 0 | 0 | 0 | 0 | 0 | 0 | 0 | 0 | 0 | 0 | 0 | 0 | 0 | 0 | 0 | 0 | 0
VIC1 | Brown Coal | 4660 | 4660 | 4660 | 4660 | 4660 | 4660 | 4660 | 4660 | 4660 | 4660 | 3935 | 3935 | 3210 | 3210 | 3210 | 3210 | 3210 | 3210 | 3210 | 3210 | 3210 | 3210 | 3210 | 3210 | 3210
VIC1 | CCGT | 0 | 0 | 0 | 0 | 0 | 0 | 0 | 0 | 0 | 0 | 0 | 0 | 0 | 0 | 0 | 0 | 0 | 0 | 0 | 0 | 0 | 0 | 0 | 0 | 0
VIC1 | Gas - Steam | 510 | 510 | 510 | 510 | 510 | 510 | 510 | 510 | 510 | 510 | 510 | 0 | 0 | 0 | 0 | 0 | 0 | 0 | 0 | 0 | 0 | 0 | 0 | 0 | 0
VIC1 | OCGT / Diesel | 1872 | 1872 | 1872 | 1872 | 1872 | 1872 | 1872 | 1872 | 1872 | 1872 | 1872 | 1872 | 1872 | 1872 | 1872 | 1872 | 1872 | 1872 | 1872 | 1872 | 1872 | 1872 | 1872 | 1872 | 1872
VIC1 | Hydro | 2211 | 2211 | 2211 | 2211 | 2211 | 2211 | 2211 | 2211 | 2211 | 2211 | 2211 | 2211 | 2211 | 2211 | 2211 | 2211 | 2211 | 2211 | 2211 | 2211 | 2211 | 2211 | 2211 | 2211 | 2211
VIC1 | Wind | 3739.35 | 4071.15 | 4071.15 | 4071.15 | 4071.15 | 4071.15 | 4071.15 | 4692.1798 | 5352.2542 | 5843.4332 | 6312.6712 | 6312.6712 | 6899.3678 | 6899.3678 | 6899.3678 | 7976.2574 | 8470.8672 | 8470.8672 | 8470.8672 | 8470.8672 | 8808.6096 | 8808.6096 | 8808.6096 | 11474.55 | 11474.55
VIC1 | Solar PV | 929.27 | 929.27 | 929.27 | 1188.0217 | 1188.0217 | 1188.0217 | 1188.0217 | 1665.6678 | 1665.6678 | 2023.8281 | 2400.4818 | 2898.0044 | 2898.0044 | 2898.0044 | 2898.0044 | 2898.0044 | 2898.0044 | 2898.0044 | 2898.0044 | 2898.0044 | 2898.0044 | 2898.0044 | 2898.0044 | 3490.4004 | 3490.4004
VIC1 | LS Batteries | 75 | 75 | 75 | 75 | 75 | 75 | 75 | 75 | 75 | 75 | 75 | 75 | 75 | 75 | 75 | 75 | 75 | 75 | 75 | 75 | 75 | 75 | 90.8149 | 90.8149 | 90.8149
VIC1 | Pumped Hydro | 0 | 0 | 0 | 0 | 0 | 0 | 0 | 0 | 0 | 0 | 0 | 358.3081 | 365.8458 | 365.8458 | 365.8458 | 1200 | 1200 | 1200 | 1200 | 1200 | 1200 | 1200 | 1200 | 1200 | 1200
Total excluding storage |  | 13921.62 | 14253.42 | 14253.42 | 14512.1717 | 14512.1717 | 14512.1717 | 14512.1717 | 15610.8475 | 16270.9219 | 17120.2613 | 17241.153 | 17228.6756 | 17090.3722 | 17090.3722 | 17090.3722 | 18167.2618 | 18661.8716 | 18661.8716 | 18661.8716 | 18661.8716 | 18999.614 | 18999.614 | 18999.614 | 22257.9504 | 22257.9504
Region | Technology | 2020-21 | 2021-22 | 2022-23 | 2023-24 | 2024-25 | 2025-26 | 2026-27 | 2027-28 | 2028-29 | 2029-30 | 2030-31 | 2031-32 | 2032-33 | 2033-34 | 2034-35 | 2035-36 | 2036-37 | 2037-38 | 2038-39 | 2039-40 | 2040-41 | 2041-42 | 2042-43 | 2043-44 | 2044-45
SA1 | Black Coal | 0 | 0 | 0 | 0 | 0 | 0 | 0 | 0 | 0 | 0 | 0 | 0 | 0 | 0 | 0 | 0 | 0 | 0 | 0 | 0 | 0 | 0 | 0 | 0 | 0
SA1 | Brown Coal | 0 | 0 | 0 | 0 | 0 | 0 | 0 | 0 | 0 | 0 | 0 | 0 | 0 | 0 | 0 | 0 | 0 | 0 | 0 | 0 | 0 | 0 | 0 | 0 | 0
SA1 | CCGT | 709 | 709 | 709 | 709 | 709 | 709 | 709 | 709 | 709 | 709 | 709 | 709 | 709 | 709 | 709 | 709 | 709 | 709 | 709 | 709 | 709 | 709 | 709 | 709 | 709
SA1 | Gas - Steam | 1280 | 800 | 800 | 800 | 800 | 800 | 800 | 800 | 800 | 800 | 800 | 800 | 800 | 800 | 800 | 800 | 800 | 800 | 800 | 800 | 800 | 800 | 800 | 800 | 800
SA1 | OCGT / Diesel | 1282.64 | 1282.64 | 1282.64 | 1282.64 | 1282.64 | 1282.64 | 1282.64 | 1282.64 | 1282.64 | 1282.64 | 1282.64 | 1282.64 | 1282.64 | 1282.64 | 1282.64 | 1282.64 | 1282.64 | 1282.64 | 1282.64 | 1282.64 | 1282.64 | 1282.64 | 1282.64 | 1282.64 | 1282.64
SA1 | Hydro | 0 | 0 | 0 | 0 | 0 | 0 | 0 | 0 | 0 | 0 | 0 | 0 | 0 | 0 | 0 | 0 | 0 | 0 | 0 | 0 | 0 | 0 | 0 | 0 | 0
SA1 | Wind | 2073.45 | 2073.45 | 2073.45 | 2073.45 | 2073.45 | 2073.45 | 2073.45 | 3123.4051 | 3410.0396 | 3493.0566 | 3493.0566 | 3493.0566 | 3493.0566 | 3493.0566 | 3493.0566 | 4203.328 | 4203.328 | 4203.328 | 4203.328 | 4203.3282 | 4203.3293 | 4203.3293 | 4203.3293 | 5420.8419 | 5903.9521
SA1 | Solar PV | 315 | 315 | 315 | 315 | 315 | 1053.2618 | 1053.2618 | 1275 | 1275 | 1312.1155 | 1320.7558 | 1457.825 | 1460.3394 | 1460.3394 | 1460.3394 | 1460.3394 | 1711.4797 | 1711.4797 | 1711.4797 | 2094.9302 | 2389.5884 | 2642.903 | 2642.903 | 3238.3323 | 3238.3323
SA1 | LS Batteries | 155 | 155 | 155 | 155 | 155 | 155 | 155 | 155 | 155 | 155 | 155 | 155 | 155 | 155 | 155 | 155 | 155 | 155 | 155 | 155 | 155 | 155 | 155 | 155 | 155
SA1 | Pumped Hydro | 0 | 0 | 0 | 0 | 0 | 0 | 0 | 0 | 0 | 0 | 0 | 0.00026201 | 0.00026202 | 0.00026202 | 0.00026203 | 143.9491 | 316.0997 | 316.0997 | 316.0997 | 611.6174 | 988.697 | 988.697 | 988.697 | 1696.4796 | 1696.4796
Total excluding storage |  | 5660.09 | 5180.09 | 5180.09 | 5180.09 | 5180.09 | 5918.3518 | 5918.3518 | 7190.0451 | 7476.6796 | 7596.812 | 7605.4524 | 7742.5216 | 7745.0359 | 7745.0359 | 7745.0359 | 8455.3074 | 8706.4477 | 8706.4477 | 8706.4477 | 9089.8984 | 9384.5577 | 9637.8723 | 9637.8723 | 11450.8143 | 11933.9245
Region | Technology | 2020-21 | 2021-22 | 2022-23 | 2023-24 | 2024-25 | 2025-26 | 2026-27 | 2027-28 | 2028-29 | 2029-30 | 2030-31 | 2031-32 | 2032-33 | 2033-34 | 2034-35 | 2035-36 | 2036-37 | 2037-38 | 2038-39 | 2039-40 | 2040-41 | 2041-42 | 2042-43 | 2043-44 | 2044-45
TAS1 | Black Coal | 0 | 0 | 0 | 0 | 0 | 0 | 0 | 0 | 0 | 0 | 0 | 0 | 0 | 0 | 0 | 0 | 0 | 0 | 0 | 0 | 0 | 0 | 0 | 0 | 0
TAS1 | Brown Coal | 0 | 0 | 0 | 0 | 0 | 0 | 0 | 0 | 0 | 0 | 0 | 0 | 0 | 0 | 0 | 0 | 0 | 0 | 0 | 0 | 0 | 0 | 0 | 0 | 0
TAS1 | CCGT | 208 | 208 | 208 | 208 | 208 | 208 | 208 | 208 | 208 | 208 | 208 | 208 | 208 | 208 | 208 | 208 | 208 | 208 | 208 | 208 | 208 | 208 | 208 | 208 | 208
TAS1 | Gas - Steam | 0 | 0 | 0 | 0 | 0 | 0 | 0 | 0 | 0 | 0 | 0 | 0 | 0 | 0 | 0 | 0 | 0 | 0 | 0 | 0 | 0 | 0 | 0 | 0 | 0
TAS1 | OCGT / Diesel | 178 | 178 | 178 | 178 | 178 | 178 | 178 | 178 | 178 | 178 | 178 | 178 | 178 | 178 | 178 | 178 | 178 | 178 | 178 | 178 | 178 | 178 | 178 | 178 | 178
TAS1 | Hydro | 2334.1 | 2334.1 | 2334.1 | 2334.1 | 2334.1 | 2334.1 | 2334.1 | 2334.1 | 2334.1 | 2334.1 | 2334.1 | 2334.1 | 2334.1 | 2334.1 | 2334.1 | 2334.1 | 2334.1 | 2334.1 | 2334.1 | 2334.1 | 2334.1 | 2334.1 | 2334.1 | 2334.1 | 2334.1
TAS1 | Wind | 564 | 564 | 564 | 564 | 794.3784 | 935.0524 | 935.0524 | 935.0524 | 935.0524 | 935.0524 | 935.0524 | 935.0524 | 935.0524 | 935.0524 | 935.0524 | 935.0524 | 935.0524 | 935.0524 | 935.0524 | 935.0524 | 935.0524 | 935.0524 | 935.0524 | 935.0524 | 935.0524
TAS1 | Solar PV | 0 | 0 | 0 | 0 | 0 | 0 | 0 | 0 | 0 | 0 | 0 | 0 | 0 | 0 | 0 | 0 | 0 | 0 | 0 | 0 | 0 | 0 | 0 | 0 | 0
TAS1 | LS Batteries | 0 | 0 | 0 | 0 | 0 | 0 | 0 | 0 | 0 | 0 | 0 | 0 | 0 | 0 | 0 | 0 | 0 | 0 | 0 | 0 | 0 | 0 | 0 | 0 | 0
TAS1 | Pumped Hydro | 0 | 0 | 0 | 0 | 0 | 0 | 0 | 0 | 0 | 0 | 0 | 0 | 0 | 0 | 0 | 0 | 0 | 0 | 0 | 0 | 0 | 0 | 0 | 0 | 0
Total excluding storage |  | 3284.1 | 3284.1 | 3284.1 | 3284.1 | 3514.4784 | 3655.1524 | 3655.1524 | 3655.1524 | 3655.1524 | 3655.1524 | 3655.1524 | 3655.1524 | 3655.1524 | 3655.1524 | 3655.1524 | 3655.1524 | 3655.1524 | 3655.1524 | 3655.1524 | 3655.1524 | 3655.1524 | 3655.1524 | 3655.1524 | 3655.1524 | 3655.1524

## Neutral2_Option1A_Generation
Annual generation by technology (GWh) - QNI Option1A, Neutral + low emissions scenario
Region | Technology | 2021-22 | 2022-23 | 2023-24 | 2024-25 | 2025-26 | 2026-27 | 2027-28 | 2028-29 | 2029-30 | 2030-31 | 2031-32 | 2032-33 | 2033-34 | 2034-35 | 2035-36 | 2036-37 | 2037-38 | 2038-39 | 2039-40 | 2040-41 | 2041-42 | 2042-43 | 2043-44 | 2044-45 | 2045-46
NEM | Black Coal | 96850.5536 | 91087.0109 | 85111.2856 | 88815.5336 | 83994.7487 | 80659.8847 | 74671.4354 | 70262.1931 | 64663.8661 | 59923.7322 | 59072.3034 | 54367.0179 | 54879.9666 | 48888.4065 | 46945.3139 | 40010.2996 | 35178.7725 | 33098.2306 | 30277.8693 | 26627.1231 | 27061.5212 | 21506.8499 | 20762.2063 | 16880.6416 | 13699.9452
NEM | Brown Coal | 33579.454 | 34290.6284 | 34394.6055 | 34409.2459 | 34422.2504 | 32301.6762 | 31904.216 | 30539.5141 | 29961.963 | 28770.3079 | 24754.7626 | 25416.213 | 22013.227 | 23002.3641 | 22344.8909 | 23216.5582 | 23288.4012 | 22170.2065 | 21148.2588 | 21213.7035 | 19061.3065 | 18975.6079 | 17778.5123 | 16533.1503 | 16138.3312
NEM | CCGT | 5449.4592 | 5549.376 | 5453.7041 | 4867.4635 | 4937.5596 | 4769.4332 | 4736.4066 | 4703.6436 | 4733.453 | 4917.0244 | 5384.4017 | 5651.9086 | 7323.1077 | 7900.3896 | 6144.0373 | 9255.2811 | 10349.61 | 9509.6557 | 9613.2113 | 9101.9037 | 8378.1169 | 9709.094 | 7935.5748 | 9528.5116 | 9506.3138
NEM | Gas - Steam | 80.0207 | 148.5342 | 115.7204 | 50.8766 | 51.448 | 19.6098 | 14.3799 | 16.6433 | 7.3999 | 39.9364 | 58.5847 | 35.2562 | 37.4706 | 261.8343 | 154.5167 | 218.8668 | 188.0279 | 233.0026 | 248.03 | 288.9373 | 63.9006 | 304.8394 | 171.2889 | 143.6967 | 20.9239
NEM | OCGT / Diesel | 94.5391 | 134.427 | 134.6234 | 66.4156 | 64.6263 | 26.5845 | 17.5966 | 15.157 | 10.0649 | 43.7088 | 74.2609 | 161.1398 | 175.6316 | 832.6022 | 645.3747 | 1325.7433 | 1778.4821 | 1817.0754 | 2260.6389 | 2237.9209 | 963.3525 | 2211.8002 | 1493.9222 | 2664.6126 | 2559.5864
NEM | Hydro | 15972.4494 | 16074.012 | 16039.7916 | 16173.6509 | 16214.8972 | 16039.4213 | 16031.6807 | 16193.5939 | 16359.4614 | 16498.4769 | 16476.5595 | 16724.3615 | 16665.1766 | 17188.732 | 17163.0702 | 17354.198 | 17210.8879 | 17336.7591 | 17371.9472 | 17417.2148 | 17147.2156 | 17563.8252 | 17581.808 | 17575.9295 | 17381.3992
NEM | Wind | 27360.4537 | 28821.5301 | 33331.3477 | 30641.9991 | 35433.9908 | 40431.1603 | 45126.612 | 54379.8788 | 55879.1128 | 58475.4812 | 62633.0271 | 65187.4107 | 69178.5912 | 76512.4714 | 78746.6906 | 79762.1637 | 80776.1008 | 81684.1741 | 85962.0384 | 90897.0845 | 92364.501 | 98843.8236 | 100970.4694 | 104532.2887 | 104005.8775
NEM | Solar PV | 13876.852 | 18019.426 | 19374.7456 | 20232.7216 | 21421.6991 | 22642.824 | 24215.146 | 23756.8961 | 29547.6717 | 34070.9913 | 36550.8992 | 40331.0042 | 40702.2635 | 39616.5297 | 42372.9225 | 49350.1469 | 52641.3776 | 56292.6796 | 57528.1755 | 58667.1808 | 65754.8542 | 65066.2056 | 69350.2393 | 75701.4428 | 79780.8708
NEM | LS Batteries | 103.4871 | 120.9948 | 117.1304 | 107.2655 | 89.8566 | 87.6327 | 113.5632 | 90.9523 | 96.7971 | 110.6117 | 121.9717 | 116.4291 | 240.6721 | 701.8142 | 725.5325 | 707.0155 | 701.3584 | 729.7331 | 740.1554 | 735.6101 | 974.828 | 1415.8148 | 1499.1409 | 3798.9335 | 3905.929
NEM | Pumped Hydro | 98.1683 | 309.4565 | 483.4212 | 695.5447 | 600.4505 | 1532.422 | 2262.965 | 2581.1555 | 3551.7166 | 6164.8776 | 6893.6804 | 10298.1542 | 11084.5431 | 11801.4895 | 12974.2665 | 18053.9689 | 18805.8949 | 20605.6828 | 21533.0521 | 21821.8694 | 24718.168 | 23643.2784 | 24613.2884 | 26688.4004 | 26544.7924
Total excluding storage |  | 193263.7818 | 194124.9446 | 193955.8238 | 195257.9066 | 196541.22 | 196890.594 | 196717.4732 | 199867.5199 | 201162.9928 | 202739.6591 | 205004.7992 | 207874.3119 | 210975.4348 | 214203.3298 | 214516.8168 | 220493.2575 | 221411.6599 | 222141.7836 | 224410.1695 | 226451.0686 | 230794.7686 | 234182.0459 | 236044.0212 | 243560.2738 | 243093.2479
Region | Technology | 2020-21 | 2021-22 | 2022-23 | 2023-24 | 2024-25 | 2025-26 | 2026-27 | 2027-28 | 2028-29 | 2029-30 | 2030-31 | 2031-32 | 2032-33 | 2033-34 | 2034-35 | 2035-36 | 2036-37 | 2037-38 | 2038-39 | 2039-40 | 2040-41 | 2041-42 | 2042-43 | 2043-44 | 2044-45
NSW1 | Black Coal | 48663.258 | 48207.7422 | 42944.9037 | 45330.3317 | 42029.7187 | 41652.6255 | 36609.321 | 37140.1097 | 33019.0027 | 29209.4044 | 28367.8266 | 22467.9537 | 20350.2767 | 15609.0339 | 15591.5198 | 8094.2397 | 8094.24 | 7813.3312 | 6753.6988 | 4514.9259 | 6178.2397 | 3383.2183 | 2406.618 | 0 | 0
NSW1 | Brown Coal | 0 | 0 | 0 | 0 | 0 | 0 | 0 | 0 | 0 | 0 | 0 | 0 | 0 | 0 | 0 | 0 | 0 | 0 | 0 | 0 | 0 | 0 | 0 | 0 | 0
NSW1 | CCGT | 0.98668 | 9.5473 | 6.8278 | 40.0709 | 51.7796 | 1.2872 | 23.8077 | 19.2098 | 61.0347 | 105.6911 | 339.9782 | 405.2393 | 1128.6475 | 1208.3693 | 512.8409 | 1905.3627 | 2136.4291 | 1836.8138 | 1706.5795 | 1655.0448 | 1334.9537 | 1818.4323 | 1286.6403 | 1947.6408 | 1995.4066
NSW1 | Gas - Steam | 0 | 0 | 0 | 0 | 0 | 0 | 0 | 0 | 0 | 0 | 0 | 0 | 0 | 0 | 0 | 0 | 0 | 0 | 0 | 0 | 0 | 0 | 0 | 0 | 0
NSW1 | OCGT / Diesel | 1.5097 | 2.5828 | 9.3432 | 14.5122 | 12.5769 | 5.2139e-06 | 5.0808e-06 | 0.11406 | 1.976 | 3.5005 | 10.1259 | 16.0918 | 13.8559 | 197.2831 | 238.6643 | 529.2973 | 677.3055 | 765.4278 | 995.3614 | 979.4365 | 513.7347 | 956.905 | 893.8859 | 1101.8228 | 1073.7669
NSW1 | Hydro | 2652.033 | 2755.8692 | 2749.8404 | 2868.564 | 2920.3461 | 2746.8241 | 2744.9805 | 2897.4505 | 3070.2744 | 3204.3673 | 3182.2967 | 3412.3255 | 3368.4003 | 3889.5614 | 3863.1116 | 4042.8826 | 3926.3957 | 4039.6401 | 4086.4867 | 4120.0261 | 3849.6835 | 4315.182 | 4350.813 | 4354.6799 | 4194.2682
NSW1 | Wind | 5313.3996 | 5711.7651 | 6313.2336 | 6173.1881 | 10853.9951 | 12371.8729 | 15976.6726 | 14579.2001 | 12767.8794 | 13964.7854 | 14624.2761 | 21701.2863 | 24534.0189 | 30065.6367 | 31106.5357 | 25778.3693 | 23433.829 | 24849.0899 | 26876.7786 | 34201.45 | 35668.9351 | 37576.2607 | 39017.2802 | 33088.6781 | 30715.7039
NSW1 | Solar PV | 6298.3046 | 6920.521 | 7222.9507 | 7264.1207 | 9019.6757 | 8599.8608 | 9374.7018 | 8909.0869 | 13688.9501 | 16791.9519 | 17914.0701 | 19730.697 | 21083.2403 | 20426.0609 | 22087.788 | 31099.527 | 32603.3426 | 35837.6409 | 36612.1392 | 35984.8453 | 43076.0186 | 42043.6818 | 45297.3512 | 50090.2096 | 52702.4185
NSW1 | LS Batteries | 3.5831e-05 | 4.3274e-05 | 6.3432e-05 | 6.9286e-05 | 6.2388e-05 | 5.9387e-05 | 7.163e-05 | 6.5552e-05 | 6.9896e-05 | 0.00010756 | 0.00012075 | 0.00012719 | 125.5628 | 589.9888 | 604.7702 | 597.598 | 594.3478 | 613.4248 | 623.1653 | 623.5758 | 868.7187 | 1323.2686 | 1377.6993 | 3680.0211 | 3768.8421
NSW1 | Pumped Hydro | 15.8785 | 41.4873 | 172.6209 | 263.8844 | 268.5874 | 1212.2158 | 1756.9306 | 2043.9509 | 2974.8762 | 5227.9812 | 5935.3579 | 8223.5783 | 9049.0674 | 9632.1065 | 9881.5218 | 12007.3096 | 12347.8848 | 13641.4353 | 14154.5692 | 13837.8849 | 16493.6867 | 15941.3227 | 16541.492 | 18162.2573 | 17918.6391
Total excluding storage |  | 62929.4915 | 63608.0276 | 59247.0993 | 61690.7877 | 64888.0922 | 65372.4705 | 64729.4837 | 63545.1711 | 62609.1173 | 63279.7007 | 64438.5736 | 67733.5935 | 70478.4395 | 71395.9454 | 73400.4603 | 71449.6786 | 70871.5419 | 75141.9438 | 77031.0441 | 81455.7286 | 90621.5653 | 90093.68 | 93252.5886 | 90583.0312 | 90681.5641
Region | Technology | 2020-21 | 2021-22 | 2022-23 | 2023-24 | 2024-25 | 2025-26 | 2026-27 | 2027-28 | 2028-29 | 2029-30 | 2030-31 | 2031-32 | 2032-33 | 2033-34 | 2034-35 | 2035-36 | 2036-37 | 2037-38 | 2038-39 | 2039-40 | 2040-41 | 2041-42 | 2042-43 | 2043-44 | 2044-45
QLD1 | Black Coal | 48187.2956 | 42879.2686 | 42166.3819 | 43485.2019 | 41965.03 | 39007.2592 | 38062.1144 | 33122.0834 | 31644.8634 | 30714.3278 | 30704.4768 | 31899.0642 | 34529.6899 | 33279.3726 | 31353.7941 | 31916.0599 | 27084.5325 | 25284.8994 | 23524.1705 | 22112.1972 | 20883.2815 | 18123.6316 | 18355.5883 | 16880.6416 | 13699.9452
QLD1 | Brown Coal | 0 | 0 | 0 | 0 | 0 | 0 | 0 | 0 | 0 | 0 | 0 | 0 | 0 | 0 | 0 | 0 | 0 | 0 | 0 | 0 | 0 | 0 | 0 | 0 | 0
QLD1 | CCGT | 4491.6726 | 4455.6576 | 4446.8449 | 4553.4644 | 4540.1689 | 4469.9128 | 4545.0376 | 4520.1817 | 4511.5818 | 4538.2709 | 4646.0512 | 4642.6816 | 4748.3823 | 5058.6426 | 4918.3343 | 5404.4167 | 6071.5309 | 5873.0137 | 6225.8676 | 5738.6941 | 5765.0213 | 6041.4782 | 5619.6207 | 6164.6212 | 6297.9094
QLD1 | Gas - Steam | 0 | 0 | 0 | 0 | 0 | 0 | 0 | 0 | 0 | 0 | 0 | 0 | 0 | 0 | 0 | 0 | 0 | 0 | 0 | 0 | 0 | 0 | 0 | 0 | 0
QLD1 | OCGT / Diesel | 7.7612e-06 | 1.1926 | 0.32583 | 3.5679 | 4.1553 | 9.1849e-06 | 0.46749 | 9.1984e-06 | 9.3344e-06 | 0.21408 | 4.3688 | 9.0016 | 2.4026 | 6.7616 | 20.5386 | 16.1523 | 121.4758 | 169.3837 | 257.8524 | 323.3797 | 74.7876 | 43.2866 | 75.4461 | 122.0306 | 42.4504
QLD1 | Hydro | 708.5241 | 707.7 | 707.0821 | 709.0198 | 707.7 | 708.6415 | 706.7585 | 709.5309 | 707.8888 | 706.0056 | 704.0624 | 709.2966 | 704.471 | 705.5726 | 705.0717 | 707.2862 | 695.5908 | 698.999 | 696.4928 | 693.9372 | 694.3209 | 643.7371 | 632.0845 | 616.8826 | 593.1384
QLD1 | Wind | 2315.3759 | 3464.101 | 5329.5028 | 4984.906 | 4384.8798 | 6706.5497 | 6273.417 | 13927.0518 | 14465.8711 | 15163.8094 | 14509.3828 | 13962.0362 | 12992.6331 | 14344.1851 | 13687.3385 | 17323.8883 | 19476.243 | 20006.0894 | 19063.8662 | 21039.118 | 20640.5208 | 25427.7366 | 23793.4606 | 28203.1489 | 29649.1291
QLD1 | Solar PV | 4635.3011 | 8115.1086 | 9174.8875 | 9207.7304 | 8818.4428 | 8608.347 | 9175.2525 | 7671.8073 | 8455.8229 | 8794.0647 | 9108.0501 | 9153.1212 | 8784.7567 | 8529.7957 | 9217.1727 | 7706.5915 | 8495.0615 | 8783.872 | 9172.4976 | 9569.273 | 9586.0238 | 9357.4086 | 10003.6496 | 9327.4354 | 10396.6101
QLD1 | LS Batteries | 0.87912 | 1.3073 | 1.3863 | 1.4943 | 1.384 | 1.3506 | 1.5766 | 1.4729 | 1.5299 | 1.5064 | 1.5986 | 1.5591 | 1.558 | 1.6115 | 1.5294 | 1.4215 | 1.4612 | 1.4368 | 1.478 | 1.4254 | 1.4139 | 1.1969 | 1.4357 | 1.1321 | 1.4165
QLD1 | Pumped Hydro | 82.2897 | 267.9692 | 310.8003 | 431.6603 | 331.863 | 320.2062 | 506.0343 | 537.2045 | 576.8403 | 936.8962 | 958.3222 | 1327.7447 | 1313.9711 | 1421.1903 | 2304.0455 | 3392.2565 | 3521.1782 | 3942.4407 | 4395.0529 | 4340.1205 | 4159.494 | 3733.0869 | 3978.4381 | 3515.3031 | 3589.7711
Total excluding storage |  | 60338.1694 | 59623.0284 | 61825.025 | 62943.8904 | 60420.3768 | 59500.7101 | 58763.0474 | 59950.6551 | 59786.028 | 59916.6924 | 59676.392 | 60375.2015 | 61762.3355 | 61924.3301 | 59902.2498 | 63074.3951 | 61944.4345 | 60816.2573 | 58940.7471 | 59476.5993 | 57643.9559 | 59637.2787 | 58479.8498 | 61314.7604 | 60679.1826
Region | Technology | 2020-21 | 2021-22 | 2022-23 | 2023-24 | 2024-25 | 2025-26 | 2026-27 | 2027-28 | 2028-29 | 2029-30 | 2030-31 | 2031-32 | 2032-33 | 2033-34 | 2034-35 | 2035-36 | 2036-37 | 2037-38 | 2038-39 | 2039-40 | 2040-41 | 2041-42 | 2042-43 | 2043-44 | 2044-45
VIC1 | Black Coal | 0 | 0 | 0 | 0 | 0 | 0 | 0 | 0 | 0 | 0 | 0 | 0 | 0 | 0 | 0 | 0 | 0 | 0 | 0 | 0 | 0 | 0 | 0 | 0 | 0
VIC1 | Brown Coal | 33579.454 | 34290.6284 | 34394.6055 | 34409.2459 | 34422.2504 | 32301.6762 | 31904.216 | 30539.5141 | 29961.963 | 28770.3079 | 24754.7626 | 25416.213 | 22013.227 | 23002.3641 | 22344.8909 | 23216.5582 | 23288.4012 | 22170.2065 | 21148.2588 | 21213.7035 | 19061.3065 | 18975.6079 | 17778.5123 | 16533.1503 | 16138.3312
VIC1 | CCGT | 5.9983e-06 | 6.4918e-06 | 7.1426e-06 | 9.342e-06 | 9.6245e-06 | 9.6623e-06 | 9.4509e-06 | 9.7858e-06 | 9.7093e-06 | 9.9085e-06 | 9.9508e-06 | 1.083e-05 | 1.4351e-05 | 1.4783e-05 | 1.4367e-05 | 2.3081e-05 | 2.4694e-05 | 2.432e-05 | 2.3815e-05 | 2.4261e-05 | 2.4009e-05 | 2.4162e-05 | 2.3205e-05 | 2.4082e-05 | 2.3678e-05
VIC1 | Gas - Steam | 11.9344 | 48.9814 | 28.3388 | 23.9289 | 30.249 | 15.4614 | 5.4459 | 9.5639 | 5.9321 | 23.0922 | 29.4465 | 0 | 0 | 0 | 0 | 0 | 0 | 0 | 0 | 0 | 0 | 0 | 0 | 0 | 0
VIC1 | OCGT / Diesel | 18.9395 | 27.6729 | 34.7169 | 21.393 | 15.098 | 7.7942 | 2.8052 | 5.6243 | 2.6591 | 22.9493 | 30.3306 | 58.3293 | 57.3713 | 324.4483 | 242.4634 | 408.6032 | 513.1072 | 480.4725 | 591.5471 | 588.1476 | 209.6621 | 729.4643 | 344.3086 | 1199.087 | 1203.5182
VIC1 | Hydro | 3512.7927 | 3511.3431 | 3483.7694 | 3493.4319 | 3487.7514 | 3484.8562 | 3480.8422 | 3483.9772 | 3482.1986 | 3489.0044 | 3491.1008 | 3500.1042 | 3493.2057 | 3494.4984 | 3495.7875 | 3501.3939 | 3489.8017 | 3499.0204 | 3489.8682 | 3500.6161 | 3504.1117 | 3505.8066 | 3499.8108 | 3501.7317 | 3494.8929
VIC1 | Wind | 11747.5026 | 11642.7021 | 13096.4717 | 11553.3007 | 11337.658 | 11923.2801 | 12689.7343 | 13151.6029 | 15489.776 | 16273.5322 | 19552.5906 | 17174.6165 | 19265.1287 | 19904.7708 | 20788.5193 | 21860.4855 | 23338.9446 | 22512.9296 | 24992.0999 | 22213.0921 | 22705.671 | 22996.9705 | 24346.7836 | 27724.3597 | 27776.309
VIC1 | Solar PV | 2148.5878 | 2184.1452 | 2172.4368 | 2943.3883 | 2803.8139 | 2674.9971 | 2844.5989 | 3834.6289 | 3974.9092 | 4950.1055 | 5886.4247 | 7422.8237 | 7018.928 | 6826.9297 | 7170.5275 | 6771.8314 | 7029.0559 | 7152.9307 | 7124.6299 | 7413.7743 | 6985.984 | 6825.0144 | 7153.0007 | 8130.3989 | 8414.8072
VIC1 | LS Batteries | 28.8953 | 39.7083 | 35.6343 | 33.7802 | 27.9781 | 22.3676 | 38.4118 | 26.1489 | 29.7978 | 37.2227 | 42.3623 | 39.8425 | 38.8933 | 38.0769 | 42.0537 | 37.3407 | 36.4964 | 40.3409 | 40.8532 | 39.1229 | 37.0862 | 31.0224 | 47.5544 | 50.851 | 57.0327
VIC1 | Pumped Hydro | 1.5483e-05 | 1.8884e-05 | 4.1875e-05 | 4.0772e-05 | 3.7946e-05 | 3.5681e-05 | 4.2733e-05 | 3.5055e-05 | 3.6833e-05 | 6.403e-05 | 0.00012504 | 746.8306 | 721.504 | 748.192 | 788.6985 | 2359.2893 | 2299.4001 | 2368.513 | 2366.6204 | 2419.9954 | 2223.7024 | 2123.1445 | 2240.7478 | 2198.8289 | 2133.3352
Total excluding storage |  | 51019.2109 | 51705.4731 | 53210.3392 | 52444.6886 | 52096.8208 | 50408.0653 | 50927.6424 | 51024.9113 | 52917.438 | 53528.9916 | 53744.6558 | 53572.0866 | 51847.8607 | 53553.0113 | 54042.1885 | 55758.8723 | 57659.3107 | 55815.5597 | 57346.4038 | 54929.3337 | 52466.7354 | 53032.8637 | 53122.4161 | 57088.7276 | 57027.8585
Region | Technology | 2020-21 | 2021-22 | 2022-23 | 2023-24 | 2024-25 | 2025-26 | 2026-27 | 2027-28 | 2028-29 | 2029-30 | 2030-31 | 2031-32 | 2032-33 | 2033-34 | 2034-35 | 2035-36 | 2036-37 | 2037-38 | 2038-39 | 2039-40 | 2040-41 | 2041-42 | 2042-43 | 2043-44 | 2044-45
SA1 | Black Coal | 0 | 0 | 0 | 0 | 0 | 0 | 0 | 0 | 0 | 0 | 0 | 0 | 0 | 0 | 0 | 0 | 0 | 0 | 0 | 0 | 0 | 0 | 0 | 0 | 0
SA1 | Brown Coal | 0 | 0 | 0 | 0 | 0 | 0 | 0 | 0 | 0 | 0 | 0 | 0 | 0 | 0 | 0 | 0 | 0 | 0 | 0 | 0 | 0 | 0 | 0 | 0 | 0
SA1 | CCGT | 956.7999 | 1084.171 | 1000.0314 | 273.9282 | 345.6111 | 298.2332 | 167.5612 | 164.2522 | 160.8365 | 273.0624 | 398.3723 | 603.9877 | 1446.078 | 1633.3776 | 712.8621 | 1945.5016 | 2141.65 | 1799.8281 | 1680.7642 | 1708.1647 | 1278.1419 | 1849.1834 | 1029.3137 | 1416.2495 | 1212.9977
SA1 | Gas - Steam | 68.0863 | 99.5528 | 87.3815 | 26.9477 | 21.199 | 4.1484 | 8.934 | 7.0794 | 1.4678 | 16.8442 | 29.1382 | 35.2562 | 37.4706 | 261.8343 | 154.5167 | 218.8668 | 188.0279 | 233.0026 | 248.03 | 288.9373 | 63.9006 | 304.8394 | 171.2889 | 143.6967 | 20.9239
SA1 | OCGT / Diesel | 74.0899 | 102.9786 | 90.2375 | 26.9425 | 32.7961 | 18.7903 | 14.324 | 9.4186 | 5.4298 | 17.0449 | 29.4357 | 77.7172 | 102.0018 | 304.1092 | 143.7084 | 371.6903 | 466.5936 | 401.7914 | 415.8781 | 346.9571 | 165.1681 | 482.1444 | 180.2793 | 241.6723 | 239.8508
SA1 | Hydro | 0 | 0 | 0 | 0 | 0 | 0 | 0 | 0 | 0 | 0 | 0 | 0 | 0 | 0 | 0 | 0 | 0 | 0 | 0 | 0 | 0 | 0 | 0 | 0 | 0
SA1 | Wind | 6004.622 | 6082.3118 | 6469.3214 | 5944.8725 | 5911.8783 | 5616.4775 | 6326.0807 | 9078.8544 | 9578.0482 | 9608.5817 | 10198.169 | 8790.5329 | 8855.0449 | 8427.9623 | 9371.0701 | 11178.8109 | 10952.8185 | 10841.4186 | 11293.0003 | 9899.1664 | 9825.8227 | 9083.0228 | 10008.6393 | 11936.25 | 12304.119
SA1 | Solar PV | 794.6585 | 799.6513 | 804.4706 | 817.4822 | 779.7666 | 2759.6191 | 2820.5928 | 3341.373 | 3427.9895 | 3534.8693 | 3642.3543 | 4024.3623 | 3815.3385 | 3833.7434 | 3897.4343 | 3772.197 | 4513.9175 | 4518.2359 | 4618.9089 | 5699.2882 | 6106.8278 | 6840.1008 | 6896.2377 | 8153.3989 | 8267.0351
SA1 | LS Batteries | 73.7126 | 79.9791 | 80.1097 | 71.9909 | 60.4944 | 63.9144 | 73.5748 | 63.3304 | 65.4692 | 71.8824 | 78.0107 | 75.0273 | 74.6579 | 72.1369 | 77.1791 | 70.6552 | 69.0529 | 74.5306 | 74.6589 | 71.486 | 67.6091 | 60.3268 | 72.4515 | 66.9293 | 78.6375
SA1 | Pumped Hydro | 1.5762e-05 | 2.1233e-05 | 2.1768e-05 | 2.1121e-05 | 1.9288e-05 | 1.9209e-05 | 2.2189e-05 | 2.5168e-05 | 3.928e-05 | 7.162e-05 | 0.00012647 | 0.00060537 | 0.00059112 | 0.00059998 | 0.00062843 | 295.1135 | 637.4317 | 653.2936 | 616.8096 | 1223.8685 | 1841.2849 | 1845.7241 | 1852.6104 | 2812.011 | 2903.047
Total excluding storage |  | 7898.2567 | 8168.6655 | 8451.4424 | 7090.1731 | 7091.2511 | 8697.2685 | 9337.4926 | 12600.9776 | 13173.7718 | 13450.4025 | 14297.4695 | 13531.8562 | 14255.9338 | 14461.0268 | 14279.5916 | 17487.0667 | 18263.0075 | 17794.2766 | 18256.5815 | 17942.5138 | 17439.8611 | 18559.2908 | 18285.7591 | 21891.2673 | 22044.9265
Region | Technology | 2020-21 | 2021-22 | 2022-23 | 2023-24 | 2024-25 | 2025-26 | 2026-27 | 2027-28 | 2028-29 | 2029-30 | 2030-31 | 2031-32 | 2032-33 | 2033-34 | 2034-35 | 2035-36 | 2036-37 | 2037-38 | 2038-39 | 2039-40 | 2040-41 | 2041-42 | 2042-43 | 2043-44 | 2044-45
TAS1 | Black Coal | 0 | 0 | 0 | 0 | 0 | 0 | 0 | 0 | 0 | 0 | 0 | 0 | 0 | 0 | 0 | 0 | 0 | 0 | 0 | 0 | 0 | 0 | 0 | 0 | 0
TAS1 | Brown Coal | 0 | 0 | 0 | 0 | 0 | 0 | 0 | 0 | 0 | 0 | 0 | 0 | 0 | 0 | 0 | 0 | 0 | 0 | 0 | 0 | 0 | 0 | 0 | 0 | 0
TAS1 | CCGT | 4.9718e-06 | 5.2676e-06 | 5.2171e-06 | 5.5723e-06 | 5.9442e-06 | 5.932e-06 | 5.8346e-06 | 6.5988e-06 | 6.5913e-06 | 6.5418e-06 | 6.4386e-06 | 6.6158e-06 | 7.6446e-06 | 7.561e-06 | 7.5834e-06 | 7.8943e-06 | 7.9376e-06 | 8.0194e-06 | 7.5976e-06 | 8.1189e-06 | 8.049e-06 | 7.414e-06 | 7.6214e-06 | 7.4041e-06 | 7.3452e-06
TAS1 | Gas - Steam | 0 | 0 | 0 | 0 | 0 | 0 | 0 | 0 | 0 | 0 | 0 | 0 | 0 | 0 | 0 | 0 | 0 | 0 | 0 | 0 | 0 | 0 | 0 | 0 | 0
TAS1 | OCGT / Diesel | 3.23e-06 | 3.5621e-06 | 3.3887e-06 | 3.6659e-06 | 3.8176e-06 | 3.7066e-06 | 3.511e-06 | 3.9094e-06 | 3.9946e-06 | 3.873e-06 | 3.7238e-06 | 3.9698e-06 | 4.6401e-06 | 4.6443e-06 | 4.813e-06 | 5.3833e-06 | 5.7903e-06 | 6.0277e-06 | 4.5963e-06 | 6.5691e-06 | 6.0872e-06 | 4.1115e-06 | 0.0022978 | 4.0409e-06 | 3.8836e-06
TAS1 | Hydro | 9099.0997 | 9099.0997 | 9099.0997 | 9102.6352 | 9099.0996 | 9099.0995 | 9099.0996 | 9102.6353 | 9099.0996 | 9099.0996 | 9099.0996 | 9102.6352 | 9099.0997 | 9099.0996 | 9099.0995 | 9102.6352 | 9099.0997 | 9099.0996 | 9099.0996 | 9102.6353 | 9099.0996 | 9099.0996 | 9099.0996 | 9102.6352 | 9099.0997
TAS1 | Wind | 1979.5535 | 1920.6501 | 2122.8181 | 1985.7317 | 2945.5795 | 3812.9799 | 3860.7075 | 3643.1696 | 3577.5381 | 3464.7724 | 3748.6086 | 3558.9388 | 3531.7657 | 3769.9166 | 3793.227 | 3620.6097 | 3574.2656 | 3474.6466 | 3736.2934 | 3544.258 | 3523.5514 | 3759.833 | 3804.3057 | 3579.852 | 3560.6166
TAS1 | Solar PV | 0 | 0 | 0 | 0 | 0 | 0 | 0 | 0 | 0 | 0 | 0 | 0 | 0 | 0 | 0 | 0 | 0 | 0 | 0 | 0 | 0 | 0 | 0 | 0 | 0
TAS1 | LS Batteries | 8.8655e-06 | 9.783e-06 | 1.0647e-05 | 1.0832e-05 | 1.1282e-05 | 1.2423e-05 | 1.5601e-05 | 1.4059e-05 | 1.4384e-05 | 1.8212e-05 | 2.1869e-05 | 2.1652e-05 | 2.0916e-05 | 2.6529e-05 | 3.0667e-05 | 2.9678e-05 | 3.1229e-05 | 2.9818e-05 | 5.8288e-05 | 3.4286e-05 | 3.1509e-05 | 7.5292e-05 | 8.0711e-05 | 8.5588e-05 | 9.0684e-05
TAS1 | Pumped Hydro | 1.2433e-05 | 1.368e-05 | 1.517e-05 | 1.5541e-05 | 1.4832e-05 | 1.5726e-05 | 1.8696e-05 | 1.6672e-05 | 1.8377e-05 | 2.1058e-05 | 2.4398e-05 | 2.535e-05 | 2.3646e-05 | 2.9481e-05 | 3.4265e-05 | 3.3195e-05 | 3.4786e-05 | 3.5447e-05 | 6.724e-05 | 3.9574e-05 | 3.5578e-05 | 8.0503e-05 | 8.2057e-05 | 8.6626e-05 | 9.2045e-05
Total excluding storage |  | 11078.6532 | 11019.7499 | 11221.9179 | 11088.3669 | 12044.6792 | 12912.0795 | 12959.8071 | 12745.8049 | 12676.6377 | 12563.872 | 12847.7083 | 12661.574 | 12630.8654 | 12869.0161 | 12892.3265 | 12723.2449 | 12673.3653 | 12573.7462 | 12835.393 | 12646.8932 | 12622.651 | 12858.9326 | 12903.4076 | 12682.4872 | 12659.7163

## Neutral2_Option1A_VOM Cost
VOM cost by technology ($000s) - QNI Option1A, Neutral + low emissions scenario
Real June 2019 dollars discounted to 2019-20
Region | Technology | 2020-21 | 2021-22 | 2022-23 | 2023-24 | 2024-25 | 2025-26 | 2026-27 | 2027-28 | 2028-29 | 2029-30 | 2030-31 | 2031-32 | 2032-33 | 2033-34 | 2034-35 | 2035-36 | 2036-37 | 2037-38 | 2038-39 | 2039-40 | 2040-41 | 2041-42 | 2042-43 | 2043-44 | 2044-45
NEM | Black Coal | 374114.043 | 332326.7075 | 293073.8067 | 288756.9378 | 257874.3605 | 233817.3653 | 204339.1857 | 181617.4338 | 157795.741 | 138109.8213 | 128498.9835 | 111650.8246 | 106461.4676 | 89555.5217 | 81165.0582 | 65351.3788 | 54255.41 | 48195.5412 | 41615.3372 | 34518.7872 | 33160.1543 | 24881.6835 | 22676.3692 | 17429.0496 | 13352.6774
NEM | Brown Coal | 129668.4967 | 125090.542 | 118431.5222 | 111911.3702 | 105784.3036 | 93684.2177 | 87384.3541 | 79006.9901 | 73133.3097 | 66274.4311 | 53880.2002 | 52243.2469 | 42736.0807 | 42136.3366 | 38660.7899 | 37942.3484 | 35929.8329 | 32287.9249 | 29064.5297 | 27560.5713 | 23387.67 | 21955.7585 | 19435.7297 | 17086.4733 | 15737.866
NEM | CCGT | 36862.1014 | 35422.7375 | 32889.7803 | 27709.3931 | 26537.0051 | 24209.8574 | 22697.3021 | 21308.1935 | 20227.9479 | 19845.3576 | 20501.9924 | 20309.1068 | 24868.8795 | 25261.7356 | 18586.3796 | 26443.1938 | 27939.6436 | 24214.7814 | 23091.683 | 20652.445 | 17985.1096 | 19635.2962 | 15174.1873 | 17206.0874 | 16211.4461
NEM | Gas - Steam | 171.324 | 299.3801 | 221.0086 | 91.2254 | 87.247 | 31.3538 | 21.5785 | 24.374 | 10.1152 | 51.7924 | 71.1843 | 40.1019 | 40.8474 | 260.7287 | 145.2725 | 201.3613 | 159.5301 | 185.6633 | 188.1507 | 204.0547 | 43.8755 | 192.6469 | 101.5176 | 83.0751 | 11.4273
NEM | OCGT / Diesel | 955.4004 | 1275.3888 | 1200.1237 | 549.2254 | 510.0289 | 200.2979 | 124.4359 | 103.7482 | 64.2013 | 261.4444 | 415.8422 | 844.3619 | 890.4053 | 3838.6529 | 2781.7487 | 5617.021 | 6991.8802 | 6731.4049 | 7881.3074 | 7378.325 | 3078.8465 | 6549.0454 | 4209.3548 | 7076.6122 | 6374.8182
NEM | Hydro | 105557.039 | 100152.0771 | 94218.7496 | 89835.6954 | 85094.9933 | 79292.375 | 74943.8864 | 71551.4858 | 68221.0426 | 64915.1838 | 61047.7622 | 58670.0454 | 55273.591 | 53604.2543 | 50639.4029 | 48420.3951 | 45308.5659 | 43057.5885 | 40666.0293 | 38576.4292 | 35928.8956 | 34623.5434 | 32764.3654 | 31017.842 | 28923.0043
NEM | Wind | 67105.5052 | 66730.5361 | 72980.8837 | 63257.9681 | 70482.1561 | 76610.5529 | 81125.8611 | 92891.7329 | 89924.3857 | 89048.4126 | 89904.9383 | 89248.912 | 89585.7147 | 94686.8852 | 91838.0292 | 87859.7298 | 83950.0912 | 80310.9887 | 79750.9503 | 80687.3239 | 77437.7212 | 78783.7785 | 75852.4777 | 74301.0828 | 69975.9425
NEM | Solar PV | 0 | 0 | 0 | 0 | 0 | 0 | 0 | 0 | 0 | 0 | 0 | 0 | 0 | 0 | 0 | 0 | 0 | 0 | 0 | 0 | 0 | 0 | 0 | 0 | 0
NEM | LS Batteries | 0 | 0 | 0 | 0 | 0 | 0 | 0 | 0 | 0 | 0 | 0 | 0 | 0 | 0 | 0 | 0 | 0 | 0 | 0 | 0 | 0 | 0 | 0 | 0 | 0
NEM | Pumped Hydro | 650.0228 | 1934.9379 | 2171.885 | 2833.3645 | 2178.8694 | 6758.539 | 9364.6239 | 10579.4684 | 13281.1422 | 15250.6147 | 16041.8663 | 17536.5049 | 17669.0625 | 18641.1957 | 17500.6572 | 17665.1448 | 15980.4519 | 15354.2764 | 15267.1043 | 13655.6254 | 12491.2472 | 11378.5155 | 11110.9853 | 10926.4706 | 9637.9388
NEM | Pumped Hydro Pump | 1361.8913 | 3713.5197 | 4554.7995 | 5877.1079 | 5034.7911 | 9518.8139 | 15091.0616 | 15464.7225 | 19647.0916 | 21997.4362 | 23781.218 | 25413.1345 | 26626.5044 | 28904.4188 | 28898.2948 | 27592.5018 | 25690.5304 | 24203.6555 | 24708.714 | 21830.8246 | 20388.1387 | 18360.4379 | 20038.7167 | 17660.3688 | 15560.0976
Total |  | 716445.8237 | 666945.8267 | 619742.5594 | 590822.2877 | 553583.7549 | 524123.3728 | 495092.2893 | 472548.1493 | 442304.9771 | 415754.4942 | 394143.9872 | 375956.2388 | 364152.5531 | 356889.7297 | 330215.633 | 317093.0749 | 296205.936 | 274541.8247 | 262233.8059 | 245064.3861 | 223901.6586 | 216360.7056 | 201363.7038 | 192787.0618 | 175785.2182
Region | Technology | 2020-21 | 2021-22 | 2022-23 | 2023-24 | 2024-25 | 2025-26 | 2026-27 | 2027-28 | 2028-29 | 2029-30 | 2030-31 | 2031-32 | 2032-33 | 2033-34 | 2034-35 | 2035-36 | 2036-37 | 2037-38 | 2038-39 | 2039-40 | 2040-41 | 2041-42 | 2042-43 | 2043-44 | 2044-45
NSW1 | Black Coal | 187974.5269 | 175893.0357 | 147915.6015 | 147416.5184 | 129081.653 | 120728.2767 | 100166.873 | 95999.3862 | 80571.2542 | 67340.6138 | 61732.9051 | 46147.466 | 39487.8088 | 28599.2205 | 26953.7686 | 13220.6516 | 12487.619 | 11366.4018 | 9307.9183 | 5832.1128 | 7571.3777 | 3911.4419 | 2624.4651 | 0 | 0
NSW1 | Brown Coal | 0 | 0 | 0 | 0 | 0 | 0 | 0 | 0 | 0 | 0 | 0 | 0 | 0 | 0 | 0 | 0 | 0 | 0 | 0 | 0 | 0 | 0 | 0 | 0 | 0
NSW1 | CCGT | 6.7255 | 61.3645 | 41.267 | 224.794 | 278.9035 | 6.4833 | 111.3412 | 88.7405 | 257.2523 | 424.4658 | 1284.5856 | 1452.8978 | 3827.3569 | 3845.6575 | 1545.5847 | 5438.137 | 5769.067 | 4670.7196 | 4083.3589 | 3754.3731 | 2870.7356 | 3671.1063 | 2455.2046 | 3513.5503 | 3397.9622
NSW1 | Gas - Steam | 0 | 0 | 0 | 0 | 0 | 0 | 0 | 0 | 0 | 0 | 0 | 0 | 0 | 0 | 0 | 0 | 0 | 0 | 0 | 0 | 0 | 0 | 0 | 0 | 0
NSW1 | OCGT / Diesel | 14.451 | 24.1305 | 81.2385 | 118.4247 | 96.8642 | 3.9096e-05 | 3.5973e-05 | 0.75805 | 12.4373 | 20.5211 | 55.7083 | 83.0546 | 69.1952 | 893.3962 | 1021.3424 | 2248.0403 | 2648.5582 | 2848.0188 | 3471.7504 | 3270.0667 | 1661.3534 | 2874.1167 | 2562.6916 | 2999.3187 | 2733.6885
NSW1 | Hydro | 17596.0822 | 17213.0062 | 16147.7628 | 15933.0598 | 15338.5692 | 13573.9207 | 12839.9831 | 12827.8964 | 12801.1461 | 12618.0263 | 11788.2761 | 11969.2328 | 11168.1428 | 12133.6672 | 11402.1753 | 11286.2326 | 10338.6731 | 10040.9749 | 9571.5666 | 9131.0342 | 8066.3775 | 8515.3097 | 8109.2951 | 7690.8022 | 6978.2063
NSW1 | Wind | 13036.9294 | 13226.9655 | 13821.9918 | 12750.7258 | 22324.6755 | 24243.0623 | 29869.3679 | 25779.1089 | 21300.3882 | 22084.7291 | 21786.3999 | 30977.1892 | 33179.1536 | 39107.3246 | 38140.6946 | 30001.3258 | 25843.568 | 25891.9916 | 26441.3303 | 32206.5408 | 31594.4972 | 31572.6532 | 30910.1727 | 24951.982 | 22037.59
NSW1 | Solar PV | 0 | 0 | 0 | 0 | 0 | 0 | 0 | 0 | 0 | 0 | 0 | 0 | 0 | 0 | 0 | 0 | 0 | 0 | 0 | 0 | 0 | 0 | 0 | 0 | 0
NSW1 | LS Batteries | 0 | 0 | 0 | 0 | 0 | 0 | 0 | 0 | 0 | 0 | 0 | 0 | 0 | 0 | 0 | 0 | 0 | 0 | 0 | 0 | 0 | 0 | 0 | 0 | 0
NSW1 | Pumped Hydro | 104.9361 | 260.0573 | 332.6616 | 430.4856 | 424.8987 | 5167.673 | 6992.071 | 8205.258 | 10869.5246 | 12894.679 | 13777.6458 | 15432.8875 | 15725.0928 | 16551.2882 | 15448.399 | 16074.8867 | 14360.497 | 13866.8652 | 13895.0765 | 12425.6 | 11431.0065 | 10622.6478 | 10275.3337 | 10285.4428 | 9079.3352
NSW1 | Pumped Hydro Pump | 592.1274 | 1320.3556 | 1926.8887 | 2431.5288 | 2541.1875 | 7245.7587 | 11687.0236 | 12082.2206 | 16206.0028 | 18631.9636 | 20546.3554 | 22407.7122 | 23849.1571 | 25912.5744 | 25972.3127 | 25320.4758 | 23376.1122 | 22078.5943 | 22748.1361 | 20068.5767 | 18878.6101 | 17280.4819 | 18839.0539 | 16748.8664 | 14763.3354
Total |  | 219325.7786 | 207998.9154 | 180267.412 | 179305.5371 | 170086.7517 | 170965.1746 | 161666.6598 | 154983.3688 | 142018.0056 | 134014.9987 | 130971.876 | 128470.4401 | 127305.9072 | 127043.1286 | 120484.2773 | 103589.7496 | 94824.0945 | 90763.5662 | 89519.1372 | 86688.3043 | 82073.9581 | 78447.7573 | 75776.2165 | 66189.9625 | 58990.1176
Region | Technology | 2020-21 | 2021-22 | 2022-23 | 2023-24 | 2024-25 | 2025-26 | 2026-27 | 2027-28 | 2028-29 | 2029-30 | 2030-31 | 2031-32 | 2032-33 | 2033-34 | 2034-35 | 2035-36 | 2036-37 | 2037-38 | 2038-39 | 2039-40 | 2040-41 | 2041-42 | 2042-43 | 2043-44 | 2044-45
QLD1 | Black Coal | 186139.5161 | 156433.6718 | 145158.2052 | 141340.4194 | 128792.7076 | 113089.0887 | 104172.3127 | 85618.0476 | 77224.4868 | 70769.2076 | 66766.0784 | 65503.3585 | 66973.6588 | 60956.3012 | 54211.2895 | 52130.7273 | 41767.791 | 36829.1394 | 32307.4189 | 28686.6743 | 25588.7766 | 20970.2415 | 20051.9042 | 17429.0496 | 13352.6774
QLD1 | Brown Coal | 0 | 0 | 0 | 0 | 0 | 0 | 0 | 0 | 0 | 0 | 0 | 0 | 0 | 0 | 0 | 0 | 0 | 0 | 0 | 0 | 0 | 0 | 0 | 0 | 0
QLD1 | CCGT | 30385.6505 | 28441.3095 | 26832.3608 | 25930.3608 | 24393.8617 | 22692.6663 | 21787.3487 | 20466.6264 | 19287.6085 | 18320.4947 | 17709.0004 | 16695.0301 | 16128.7093 | 16209.8476 | 14894.6642 | 15445.0541 | 16396.2706 | 14965.4966 | 14984.7806 | 13029.6088 | 12369.2334 | 12238.6776 | 10762.3787 | 11128.6004 | 10746.5138
QLD1 | Gas - Steam | 0 | 0 | 0 | 0 | 0 | 0 | 0 | 0 | 0 | 0 | 0 | 0 | 0 | 0 | 0 | 0 | 0 | 0 | 0 | 0 | 0 | 0 | 0 | 0 | 0
QLD1 | OCGT / Diesel | 7.6367e-05 | 11.1251 | 2.8642 | 28.3128 | 31.5798 | 6.7887e-05 | 3.1772 | 6.0662e-05 | 5.8101e-05 | 1.2662 | 24.3668 | 45.9973 | 11.5793 | 30.4824 | 87.3931 | 65.41 | 469.0086 | 607.2777 | 882.666 | 1038.4963 | 228.1614 | 123.6875 | 209.1068 | 315.0705 | 101.99
QLD1 | Hydro | 4667.448 | 4409.2992 | 4161.5726 | 3938.4319 | 3707.9435 | 3506.0897 | 3302.9172 | 3129.279 | 2948.0897 | 2776.2653 | 2614.3299 | 2486.0669 | 2332.2584 | 2204.7624 | 2081.4298 | 1971.0882 | 1829.6371 | 1736.4212 | 1632.7723 | 1536.1926 | 1451.2962 | 1268.5825 | 1177.3767 | 1084.8786 | 984.1361
QLD1 | Wind | 5675.7623 | 7979.3209 | 11644.8219 | 10280.3722 | 8539.3431 | 12525.0313 | 11042.4724 | 23876.4404 | 23426.5155 | 23182.1623 | 20933.2762 | 19032.5861 | 16723.1553 | 17432.4487 | 15681.129 | 18847.0932 | 20036.93 | 19431.2259 | 17466.3257 | 18338.5779 | 17100.8001 | 20146.2819 | 17793.0769 | 20061.4174 | 19998.4832
QLD1 | Solar PV | 0 | 0 | 0 | 0 | 0 | 0 | 0 | 0 | 0 | 0 | 0 | 0 | 0 | 0 | 0 | 0 | 0 | 0 | 0 | 0 | 0 | 0 | 0 | 0 | 0
QLD1 | LS Batteries | 0 | 0 | 0 | 0 | 0 | 0 | 0 | 0 | 0 | 0 | 0 | 0 | 0 | 0 | 0 | 0 | 0 | 0 | 0 | 0 | 0 | 0 | 0 | 0 | 0
QLD1 | Pumped Hydro | 545.0866 | 1674.8806 | 1839.2234 | 2402.8789 | 1753.9706 | 1590.866 | 2372.5529 | 2374.2104 | 2411.6176 | 2355.9358 | 2264.2205 | 2103.6174 | 1943.9697 | 2089.9075 | 2052.2583 | 1590.2582 | 1619.9549 | 1487.4112 | 1372.0279 | 1230.0254 | 1060.2407 | 755.8677 | 835.6516 | 641.0279 | 558.6036
QLD1 | Pumped Hydro Pump | 769.7639 | 2393.1641 | 2627.9108 | 3445.579 | 2493.6036 | 2273.0552 | 3404.038 | 3382.5019 | 3441.0888 | 3365.4726 | 3234.8626 | 3005.4223 | 2777.3473 | 2991.8444 | 2925.9821 | 2272.026 | 2314.4181 | 2125.0612 | 1960.5779 | 1762.2479 | 1509.5286 | 1079.956 | 1199.6628 | 911.5024 | 796.7622
Total |  | 228183.2274 | 201342.7714 | 192266.9589 | 187366.355 | 169713.0099 | 155676.7973 | 146084.8191 | 138847.1058 | 128739.4068 | 120770.8044 | 113546.1348 | 108872.0786 | 106890.678 | 101915.5942 | 91934.146 | 92321.6569 | 84434.0104 | 77182.0332 | 70606.5693 | 65621.8232 | 59308.0371 | 56583.2947 | 52029.1577 | 51571.5467 | 46539.1663
Region | Technology | 2020-21 | 2021-22 | 2022-23 | 2023-24 | 2024-25 | 2025-26 | 2026-27 | 2027-28 | 2028-29 | 2029-30 | 2030-31 | 2031-32 | 2032-33 | 2033-34 | 2034-35 | 2035-36 | 2036-37 | 2037-38 | 2038-39 | 2039-40 | 2040-41 | 2041-42 | 2042-43 | 2043-44 | 2044-45
VIC1 | Black Coal | 0 | 0 | 0 | 0 | 0 | 0 | 0 | 0 | 0 | 0 | 0 | 0 | 0 | 0 | 0 | 0 | 0 | 0 | 0 | 0 | 0 | 0 | 0 | 0 | 0
VIC1 | Brown Coal | 129668.4967 | 125090.542 | 118431.5222 | 111911.3702 | 105784.3036 | 93684.2177 | 87384.3541 | 79006.9901 | 73133.3097 | 66274.4311 | 53880.2002 | 52243.2469 | 42736.0807 | 42136.3366 | 38660.7899 | 37942.3484 | 35929.8329 | 32287.9249 | 29064.5297 | 27560.5713 | 23387.67 | 21955.7585 | 19435.7297 | 17086.4733 | 15737.866
VIC1 | CCGT | 4.0571e-05 | 4.1459e-05 | 4.3072e-05 | 5.3195e-05 | 5.1747e-05 | 4.9051e-05 | 4.5306e-05 | 4.4298e-05 | 4.1498e-05 | 3.999e-05 | 3.7915e-05 | 3.8967e-05 | 4.8761e-05 | 4.7406e-05 | 4.3515e-05 | 6.6021e-05 | 6.6685e-05 | 6.2005e-05 | 5.7309e-05 | 5.5154e-05 | 5.1552e-05 | 4.8958e-05 | 4.4404e-05 | 4.3533e-05 | 4.0404e-05
VIC1 | Gas - Steam | 25.744 | 98.6287 | 54.1898 | 42.9953 | 51.2745 | 24.7879 | 8.2143 | 14.0016 | 8.0823 | 29.9067 | 35.7102 | 0 | 0 | 0 | 0 | 0 | 0 | 0 | 0 | 0 | 0 | 0 | 0 | 0 | 0
VIC1 | OCGT / Diesel | 182.42 | 252.5672 | 298.9511 | 173.2451 | 115.1798 | 56.1944 | 18.9269 | 37.1763 | 16.4614 | 134.6415 | 166.7404 | 298.3732 | 282.4041 | 1460.7772 | 1030.9901 | 1693.7494 | 1968.3352 | 1735.9721 | 2022.9062 | 1886.3699 | 650.2033 | 2086.4575 | 924.9283 | 3095.2992 | 2921.3295
VIC1 | Hydro | 23217.7338 | 21870.3761 | 20447.6363 | 19397.1179 | 18285.9273 | 17209.9592 | 16254.2264 | 15405.2633 | 14528.6476 | 13722.4084 | 12881.7476 | 12272.7808 | 11586.6227 | 10838.445 | 10283.2266 | 9775.4167 | 9164.662 | 8669.3669 | 8131.6927 | 7735.7909 | 7337.5015 | 6878.4588 | 6504.2776 | 6196.5701 | 5811.2575
VIC1 | Wind | 28812.0552 | 26987.0278 | 28694.8901 | 23851.2346 | 22090.5032 | 22014.5533 | 22083.3903 | 21675.2592 | 24180.0362 | 24056.5337 | 27343.6583 | 22646.9281 | 24009.7029 | 23511.171 | 23144.939 | 23007.8459 | 23231.5843 | 21176.1729 | 22194.1558 | 18608.2711 | 17960.4584 | 17233.0624 | 17192.0425 | 18563.2804 | 17562.6384
VIC1 | Solar PV | 0 | 0 | 0 | 0 | 0 | 0 | 0 | 0 | 0 | 0 | 0 | 0 | 0 | 0 | 0 | 0 | 0 | 0 | 0 | 0 | 0 | 0 | 0 | 0 | 0
VIC1 | LS Batteries | 0 | 0 | 0 | 0 | 0 | 0 | 0 | 0 | 0 | 0 | 0 | 0 | 0 | 0 | 0 | 0 | 0 | 0 | 0 | 0 | 0 | 0 | 0 | 0 | 0
VIC1 | Pumped Hydro | 0 | 0 | 0 | 0 | 0 | 0 | 0 | 0 | 0 | 0 | 0 | 0 | 0 | 0 | 0 | 0 | 0 | 0 | 0 | 0 | 0 | 0 | 0 | 0 | 0
VIC1 | Pumped Hydro Pump | 0 | 0 | 0 | 0 | 0 | 0 | 0 | 0 | 0 | 0 | 0 | 0 | 0 | 0 | 0 | 0 | 0 | 0 | 0 | 0 | 0 | 0 | 0 | 0 | 0
Total |  | 181906.4497 | 174299.1419 | 167927.1896 | 155375.9632 | 146327.1885 | 132989.7126 | 125749.1121 | 116138.6906 | 111866.5372 | 104217.9214 | 94308.0567 | 87461.329 | 78614.8106 | 77946.7299 | 73119.9456 | 72419.3605 | 70294.4144 | 63869.4369 | 61413.2846 | 55791.0033 | 49335.8333 | 48153.7373 | 44056.9781 | 44941.623 | 42033.0915
Region | Technology | 2020-21 | 2021-22 | 2022-23 | 2023-24 | 2024-25 | 2025-26 | 2026-27 | 2027-28 | 2028-29 | 2029-30 | 2030-31 | 2031-32 | 2032-33 | 2033-34 | 2034-35 | 2035-36 | 2036-37 | 2037-38 | 2038-39 | 2039-40 | 2040-41 | 2041-42 | 2042-43 | 2043-44 | 2044-45
SA1 | Black Coal | 0 | 0 | 0 | 0 | 0 | 0 | 0 | 0 | 0 | 0 | 0 | 0 | 0 | 0 | 0 | 0 | 0 | 0 | 0 | 0 | 0 | 0 | 0 | 0 | 0
SA1 | Brown Coal | 0 | 0 | 0 | 0 | 0 | 0 | 0 | 0 | 0 | 0 | 0 | 0 | 0 | 0 | 0 | 0 | 0 | 0 | 0 | 0 | 0 | 0 | 0 | 0 | 0
SA1 | CCGT | 6469.7253 | 6920.0634 | 6016.1525 | 1554.2382 | 1864.2397 | 1510.7077 | 798.6121 | 752.8265 | 683.087 | 1100.397 | 1508.4063 | 2161.1788 | 4912.8133 | 5206.2304 | 2146.1307 | 5560.0027 | 5774.3059 | 4578.5651 | 4023.5434 | 3868.463 | 2745.1405 | 3725.5122 | 1956.604 | 2563.9365 | 2066.97
SA1 | Gas - Steam | 145.5801 | 200.7514 | 166.8188 | 48.2301 | 35.9725 | 6.5659 | 13.3642 | 10.3723 | 2.033 | 21.8858 | 35.4741 | 40.1019 | 40.8474 | 260.7287 | 145.2725 | 201.3613 | 159.5301 | 185.6633 | 188.1507 | 204.0547 | 43.8755 | 192.6469 | 101.5176 | 83.0751 | 11.4273
SA1 | OCGT / Diesel | 758.5293 | 987.566 | 817.0699 | 229.2427 | 266.405 | 144.1033 | 102.3317 | 65.8138 | 35.3025 | 105.0156 | 169.0266 | 416.9368 | 527.2266 | 1453.9971 | 642.0231 | 1609.8212 | 1905.978 | 1540.1362 | 1503.9847 | 1183.3921 | 539.1283 | 1464.7837 | 512.622 | 666.9239 | 617.8102
SA1 | Hydro | 0 | 0 | 0 | 0 | 0 | 0 | 0 | 0 | 0 | 0 | 0 | 0 | 0 | 0 | 0 | 0 | 0 | 0 | 0 | 0 | 0 | 0 | 0 | 0 | 0
SA1 | Wind | 14726.0145 | 14089.3365 | 14166.7686 | 12278.3851 | 11515.6131 | 10367.8718 | 11010.8854 | 15210.7415 | 15130.0354 | 14342.767 | 14340.9803 | 11668.3871 | 11054.981 | 9977.13 | 10455.2441 | 12019.2793 | 11121.7238 | 10399.9156 | 10183.2818 | 8434.8126 | 7868.9723 | 6895.3243 | 7157.7194 | 8234.8933 | 8037.9349
SA1 | Solar PV | 0 | 0 | 0 | 0 | 0 | 0 | 0 | 0 | 0 | 0 | 0 | 0 | 0 | 0 | 0 | 0 | 0 | 0 | 0 | 0 | 0 | 0 | 0 | 0 | 0
SA1 | LS Batteries | 0 | 0 | 0 | 0 | 0 | 0 | 0 | 0 | 0 | 0 | 0 | 0 | 0 | 0 | 0 | 0 | 0 | 0 | 0 | 0 | 0 | 0 | 0 | 0 | 0
SA1 | Pumped Hydro | 0 | 0 | 0 | 0 | 0 | 0 | 0 | 0 | 0 | 0 | 0 | 0 | 0 | 0 | 0 | 0 | 0 | 0 | 0 | 0 | 0 | 0 | 0 | 0 | 0
SA1 | Pumped Hydro Pump | 0 | 0 | 0 | 0 | 0 | 0 | 0 | 0 | 0 | 0 | 0 | 0 | 0 | 0 | 0 | 0 | 0 | 0 | 0 | 0 | 0 | 0 | 0 | 0 | 0
Total |  | 22099.8491 | 22197.7172 | 21166.8097 | 14110.0961 | 13682.2303 | 12029.2487 | 11925.1934 | 16039.7542 | 15850.4579 | 15570.0654 | 16053.8873 | 14286.6046 | 16535.8682 | 16898.0862 | 13388.6704 | 19390.4645 | 18961.5378 | 16704.2802 | 15898.9606 | 13690.7224 | 11197.1167 | 12278.2672 | 9728.463 | 11548.8289 | 10734.1424
Region | Technology | 2020-21 | 2021-22 | 2022-23 | 2023-24 | 2024-25 | 2025-26 | 2026-27 | 2027-28 | 2028-29 | 2029-30 | 2030-31 | 2031-32 | 2032-33 | 2033-34 | 2034-35 | 2035-36 | 2036-37 | 2037-38 | 2038-39 | 2039-40 | 2040-41 | 2041-42 | 2042-43 | 2043-44 | 2044-45
TAS1 | Black Coal | 0 | 0 | 0 | 0 | 0 | 0 | 0 | 0 | 0 | 0 | 0 | 0 | 0 | 0 | 0 | 0 | 0 | 0 | 0 | 0 | 0 | 0 | 0 | 0 | 0
TAS1 | Brown Coal | 0 | 0 | 0 | 0 | 0 | 0 | 0 | 0 | 0 | 0 | 0 | 0 | 0 | 0 | 0 | 0 | 0 | 0 | 0 | 0 | 0 | 0 | 0 | 0 | 0
TAS1 | CCGT | 3.5308e-05 | 3.5325e-05 | 3.3037e-05 | 3.3318e-05 | 3.3559e-05 | 3.1624e-05 | 2.9371e-05 | 3.1365e-05 | 2.9582e-05 | 2.7723e-05 | 2.5766e-05 | 2.4999e-05 | 2.7275e-05 | 2.5473e-05 | 2.4125e-05 | 2.3714e-05 | 2.2514e-05 | 2.1478e-05 | 1.9215e-05 | 1.9388e-05 | 1.815e-05 | 1.5786e-05 | 1.5323e-05 | 1.4056e-05 | 1.3166e-05
TAS1 | Gas - Steam | 0 | 0 | 0 | 0 | 0 | 0 | 0 | 0 | 0 | 0 | 0 | 0 | 0 | 0 | 0 | 0 | 0 | 0 | 0 | 0 | 0 | 0 | 0 | 0 | 0
TAS1 | OCGT / Diesel | 3.1693e-05 | 3.3001e-05 | 2.9657e-05 | 3.0283e-05 | 2.9783e-05 | 2.7303e-05 | 2.4428e-05 | 2.5687e-05 | 2.4778e-05 | 2.269e-05 | 2.06e-05 | 2.0738e-05 | 2.2887e-05 | 2.163e-05 | 2.1165e-05 | 2.2354e-05 | 2.27e-05 | 2.2317e-05 | 1.6073e-05 | 2.1691e-05 | 1.8981e-05 | 1.2109e-05 | 0.006114 | 1.0611e-05 | 9.629e-06
TAS1 | Hydro | 60075.775 | 56659.3955 | 53461.7778 | 50567.0859 | 47762.5533 | 45002.4054 | 42546.7596 | 40189.047 | 37943.1592 | 35798.4838 | 33763.4087 | 31941.9649 | 30186.5671 | 28427.3798 | 26872.5712 | 25387.6576 | 23975.5937 | 22610.8254 | 21329.9977 | 20173.4115 | 19073.7203 | 17961.1924 | 16973.416 | 16045.5911 | 15149.4043
TAS1 | Wind | 4854.7438 | 4447.8854 | 4652.4113 | 4097.2504 | 6012.0211 | 7460.0342 | 7119.7452 | 6350.1829 | 5887.4104 | 5382.2204 | 5500.6237 | 4923.8216 | 4618.7219 | 4658.8109 | 4416.0225 | 3984.1856 | 3716.2852 | 3411.6827 | 3465.8567 | 3099.1215 | 2912.9931 | 2936.4567 | 2799.4663 | 2489.5097 | 2339.296
TAS1 | Solar PV | 0 | 0 | 0 | 0 | 0 | 0 | 0 | 0 | 0 | 0 | 0 | 0 | 0 | 0 | 0 | 0 | 0 | 0 | 0 | 0 | 0 | 0 | 0 | 0 | 0
TAS1 | LS Batteries | 0 | 0 | 0 | 0 | 0 | 0 | 0 | 0 | 0 | 0 | 0 | 0 | 0 | 0 | 0 | 0 | 0 | 0 | 0 | 0 | 0 | 0 | 0 | 0 | 0
TAS1 | Pumped Hydro | 0 | 0 | 0 | 0 | 0 | 0 | 0 | 0 | 0 | 0 | 0 | 0 | 0 | 0 | 0 | 0 | 0 | 0 | 0 | 0 | 0 | 0 | 0 | 0 | 0
TAS1 | Pumped Hydro Pump | 0 | 0 | 0 | 0 | 0 | 0 | 0 | 0 | 0 | 0 | 0 | 0 | 0 | 0 | 0 | 0 | 0 | 0 | 0 | 0 | 0 | 0 | 0 | 0 | 0
Total |  | 64930.5189 | 61107.281 | 58114.1892 | 54664.3363 | 53774.5745 | 52462.4396 | 49666.5048 | 46539.2299 | 43830.5697 | 41180.7043 | 39264.0324 | 36865.7865 | 34805.2891 | 33086.1907 | 31288.5937 | 29371.8433 | 27691.8789 | 26022.5082 | 24795.8544 | 23272.533 | 21986.7135 | 20897.6491 | 19772.8885 | 18535.1008 | 17488.7004

## Neutral2_Option1A_FOM Cost
FOM cost by technology ($000s) - QNI Option1A, Neutral + low emissions scenario
Real June 2019 dollars discounted to 2019-20. For new entrant capacity, the FOM is incurred annually in modelling, but presented here in the installation year. For existing capacity, the FOM is presented annually. In the Houston Kemp economic assessment workbook, FOM for existing capacity is not included. As retirement dates are the same in the Base Case and with each augmentation option, excluding FOM for existing generators does not affect the gross market benefits.
Region | Technology | 2020-21 | 2021-22 | 2022-23 | 2023-24 | 2024-25 | 2025-26 | 2026-27 | 2027-28 | 2028-29 | 2029-30 | 2030-31 | 2031-32 | 2032-33 | 2033-34 | 2034-35 | 2035-36 | 2036-37 | 2037-38 | 2038-39 | 2039-40 | 2040-41 | 2041-42 | 2042-43 | 2043-44 | 2044-45
NEM | Black Coal | 976007.2 | 976007.2 | 869607.2 | 869607.2 | 869607.2 | 869607.2 | 834495.2 | 789807.2 | 754695.2 | 633399.2 | 633399.2 | 556791.2 | 556791.2 | 486567.2 | 449327.2 | 379103.2 | 323243.2 | 323243.2 | 304623.2 | 304623.2 | 304623.2 | 269511.2 | 269511.2 | 234399.2 | 195563.2
NEM | Brown Coal | 656085.3 | 656085.3 | 656085.3 | 656085.3 | 656085.3 | 656085.3 | 656085.3 | 656085.3 | 656085.3 | 656085.3 | 546443.55 | 546443.55 | 436801.8 | 436801.8 | 436801.8 | 436801.8 | 436801.8 | 436801.8 | 436801.8 | 436801.8 | 436801.8 | 436801.8 | 436801.8 | 436801.8 | 436801.8
NEM | CCGT | 32743.2007 | 32743.2 | 32743.2 | 32743.2 | 32743.2 | 32743.1999 | 32743.1999 | 32743.1999 | 32743.1999 | 32743.1999 | 32743.1999 | 32743.1999 | 32743.2001 | 32743.1999 | 32743.1999 | 32743.2001 | 32743.2 | 32743.1999 | 32743.1999 | 32743.1999 | 32743.1999 | 32743.1999 | 32743.1999 | 32743.1999 | 32743.1999
NEM | Gas - Steam | 84358.6702 | 61737.3508 | 61737.3508 | 61737.3508 | 61737.3508 | 61737.3508 | 61737.3508 | 61737.3508 | 61737.3508 | 61737.3508 | 61737.3508 | 37702.199 | 37702.199 | 37702.199 | 37702.199 | 37702.199 | 37702.199 | 37702.199 | 37702.199 | 37702.199 | 37702.199 | 37702.199 | 37702.199 | 37702.199 | 37702.199
NEM | OCGT / Diesel | 31624.8245 | 31482.024 | 39476.7028 | 31482.024 | 31482.024 | 31482.024 | 31482.024 | 31482.024 | 31482.024 | 31482.024 | 31482.024 | 31482.024 | 42709.6542 | 32891.5714 | 31482.024 | 50387.863 | 31482.024 | 31482.024 | 31482.024 | 31482.024 | 31482.024 | 31482.024 | 31482.024 | 33299.3133 | 31482.024
NEM | Hydro | 424205.6252 | 424205.6252 | 424205.6252 | 424205.6252 | 424205.6252 | 424205.6252 | 424205.6252 | 424205.6252 | 424205.6252 | 424205.6252 | 424205.6252 | 424205.6252 | 424205.6252 | 424205.6252 | 424205.6252 | 424205.6252 | 424205.6252 | 424205.6252 | 424205.6252 | 424205.6252 | 424205.6252 | 424205.6252 | 424205.6252 | 424205.6252 | 424205.6252
NEM | Wind | 405972.1981 | 420936.34 | 466487.341 | 466487.3441 | 963787.4385 | 706103.2958 | 716829.4332 | 1607632.3151 | 793302.4828 | 621893.5342 | 557090.7426 | 879689.5789 | 562203.7293 | 743120.665 | 466487.3393 | 890576.9425 | 612045.5711 | 528061.2786 | 496772.2289 | 702441.2879 | 540237.775 | 507409.6831 | 466487.3392 | 591755.3095 | 484720.8775
NEM | Solar PV | 141516.2827 | 183458.68 | 209300.4952 | 241004.0524 | 324862.9505 | 292132.1683 | 193353.1791 | 303970.6253 | 410395.1886 | 328223.3057 | 259759.4391 | 317859.3026 | 252430.2865 | 193353.179 | 193353.179 | 448263.9204 | 222823.6177 | 210706.8951 | 193353.2208 | 206775.6597 | 279924.7826 | 197419.7628 | 193353.179 | 240374.8415 | 197062.6964
NEM | LS Batteries | 0.002862 | 0.00050073 | 0.0013016 | 0.00030093 | 0.00017395 | 0.00038003 | 0.00048202 | 0.00029018 | 0.00013112 | 0.0031321 | 0.00031988 | 0.00048775 | 6387.9478 | 21634.6551 | 0.00016072 | 0.0010104 | 0.00015653 | 3.6909e-05 | 0.00045518 | 228.9997 | 3023.0999 | 6317.4734 | 90.6515 | 13203.01 | 8.5595e-05
NEM | Pumped Hydro | 47182.5096 | 47182.5016 | 70889.7306 | 49785.3856 | 47182.5004 | 163682.5005 | 163682.5013 | 163682.5034 | 173921.527 | 267626.5285 | 172977.2136 | 277136.5584 | 189002.3641 | 163682.5 | 185920.6916 | 292353.399 | 192852.9851 | 188442.8832 | 174635.603 | 172348.7547 | 213240.6258 | 163682.5 | 163682.5 | 179177.782 | 163946.8188
NEM | Pumped Hydro Pump | 82132.5 | 82132.5 | 82132.5 | 82132.5 | 82132.5 | 198632.5 | 198632.5 | 198632.5 | 198632.5 | 198632.5 | 198632.5 | 198632.5 | 198632.5 | 198632.5 | 198632.5 | 198632.5 | 198632.5 | 198632.5 | 198632.5 | 198632.5 | 198632.5 | 198632.5 | 198632.5 | 198632.5 | 198632.5
Total |  | 2881828.3138 | 2915970.722 | 2912665.4469 | 2915269.9824 | 3493826.0895 | 3436411.1649 | 3313246.314 | 4269978.644 | 3537200.3985 | 3256028.5716 | 2918470.8456 | 3302685.7385 | 2739610.5061 | 2771335.0947 | 2456655.7582 | 3190770.6502 | 2512532.7221 | 2412021.605 | 2330951.6013 | 2547985.2502 | 2502616.8315 | 2305907.9674 | 2254692.2178 | 2422294.7803 | 2202860.9408
Region | Technology | 2020-21 | 2021-22 | 2022-23 | 2023-24 | 2024-25 | 2025-26 | 2026-27 | 2027-28 | 2028-29 | 2029-30 | 2030-31 | 2031-32 | 2032-33 | 2033-34 | 2034-35 | 2035-36 | 2036-37 | 2037-38 | 2038-39 | 2039-40 | 2040-41 | 2041-42 | 2042-43 | 2043-44 | 2044-45
NSW1 | Black Coal | 540512 | 540512 | 434112 | 434112 | 434112 | 434112 | 399000 | 399000 | 363888 | 287280 | 287280 | 210672 | 210672 | 140448 | 140448 | 70224 | 70224 | 70224 | 70224 | 70224 | 70224 | 35112 | 35112 | 0 | 0
NSW1 | Brown Coal | 0 | 0 | 0 | 0 | 0 | 0 | 0 | 0 | 0 | 0 | 0 | 0 | 0 | 0 | 0 | 0 | 0 | 0 | 0 | 0 | 0 | 0 | 0 | 0 | 0
NSW1 | CCGT | 6361.9501 | 6361.9499 | 6361.95 | 6361.95 | 6361.9499 | 6361.9499 | 6361.9499 | 6361.9499 | 6361.9499 | 6361.9499 | 6361.9499 | 6361.9499 | 6361.95 | 6361.9499 | 6361.9499 | 6361.95 | 6361.9499 | 6361.9499 | 6361.9499 | 6361.9499 | 6361.9499 | 6361.9499 | 6361.9499 | 6361.9499 | 6361.9499
NSW1 | Gas - Steam | 0 | 0 | 0 | 0 | 0 | 0 | 0 | 0 | 0 | 0 | 0 | 0 | 0 | 0 | 0 | 0 | 0 | 0 | 0 | 0 | 0 | 0 | 0 | 0 | 0
NSW1 | OCGT / Diesel | 6039.6001 | 6039.6 | 14034.2787 | 6039.6 | 6039.6 | 6039.6 | 6039.6 | 6039.6 | 6039.6 | 6039.6 | 6039.6 | 6039.6 | 17267.2302 | 7449.1474 | 6039.6 | 24945.4391 | 6039.6 | 6039.6 | 6039.6 | 6039.6 | 6039.6 | 6039.6 | 6039.6 | 7856.8893 | 6039.6
NSW1 | Hydro | 150576.25 | 150576.25 | 150576.25 | 150576.25 | 150576.25 | 150576.25 | 150576.25 | 150576.25 | 150576.25 | 150576.25 | 150576.25 | 150576.25 | 150576.25 | 150576.25 | 150576.25 | 150576.25 | 150576.25 | 150576.25 | 150576.25 | 150576.25 | 150576.25 | 150576.25 | 150576.25 | 150576.25 | 150576.25
NSW1 | Wind | 88432.0888 | 88432.0802 | 88432.0811 | 88432.083 | 501455.5237 | 158399.5193 | 338774.1726 | 248108.9565 | 88432.091 | 121976.3038 | 88432.0806 | 501634.3191 | 92157.9985 | 365065.4054 | 88432.08 | 242456.0082 | 88432.0844 | 139357.5735 | 118716.9652 | 271653.931 | 112526.3601 | 88432.08 | 88432.08 | 115389.5923 | 92719.8002
NSW1 | Solar PV | 64190.8912 | 71386.8901 | 87334.2061 | 71386.8908 | 202896.656 | 71386.8906 | 71386.8901 | 94238.8072 | 288428.8994 | 163620.7022 | 99695.3616 | 140787.5763 | 130290.6091 | 71386.89 | 71386.89 | 326297.6305 | 90294.7657 | 88740.6055 | 71386.8904 | 71549.0287 | 148526.3724 | 71386.89 | 71386.89 | 105214.8693 | 74837.6632
NSW1 | LS Batteries | 0.0012712 | 0.00024745 | 0.0010473 | 0.00022559 | 0.00010725 | 5.0685e-05 | 0.00011259 | 9.6317e-05 | 8.1056e-05 | 0.0016713 | 0.00013808 | 0.00019917 | 6387.9477 | 21634.655 | 0 | 0.00031499 | 5.6255e-05 | 5.6253e-06 | 0.00010134 | 228.9981 | 3023.0999 | 6317.4733 | 4.1811e-05 | 13203.009 | 6.5125e-05
NSW1 | Pumped Hydro | 13980.0044 | 13980.0006 | 37687.2285 | 16582.8851 | 13980.0001 | 130480.0001 | 130480.0001 | 130480.0001 | 140719.0187 | 218330.1859 | 139774.7098 | 202360.8204 | 155290.1726 | 130480 | 130480 | 182221.7071 | 151095.6464 | 146953.5195 | 134548.6888 | 131660.0882 | 172317.8682 | 130480 | 130480 | 140667.3823 | 130744.3188
NSW1 | Pumped Hydro Pump | 48930 | 48930 | 48930 | 48930 | 48930 | 165430 | 165430 | 165430 | 165430 | 165430 | 165430 | 165430 | 165430 | 165430 | 165430 | 165430 | 165430 | 165430 | 165430 | 165430 | 165430 | 165430 | 165430 | 165430 | 165430
Total |  | 919022.7858 | 926218.7711 | 867467.9954 | 822421.6591 | 1364351.9798 | 1122786.21 | 1268048.8629 | 1200235.5639 | 1209875.8091 | 1119614.9935 | 943589.9521 | 1383862.5159 | 934434.1581 | 1058832.2978 | 759154.7699 | 1168512.9851 | 728454.2964 | 773683.4984 | 723284.3444 | 873723.8459 | 835025.5005 | 660136.2432 | 653818.77 | 704699.9421 | 626709.5821
Region | Technology | 2020-21 | 2021-22 | 2022-23 | 2023-24 | 2024-25 | 2025-26 | 2026-27 | 2027-28 | 2028-29 | 2029-30 | 2030-31 | 2031-32 | 2032-33 | 2033-34 | 2034-35 | 2035-36 | 2036-37 | 2037-38 | 2038-39 | 2039-40 | 2040-41 | 2041-42 | 2042-43 | 2043-44 | 2044-45
QLD1 | Black Coal | 435495.2 | 435495.2 | 435495.2 | 435495.2 | 435495.2 | 435495.2 | 435495.2 | 390807.2 | 390807.2 | 346119.2 | 346119.2 | 346119.2 | 346119.2 | 346119.2 | 308879.2 | 308879.2 | 253019.2 | 253019.2 | 234399.2 | 234399.2 | 234399.2 | 234399.2 | 234399.2 | 234399.2 | 195563.2
QLD1 | Brown Coal | 0 | 0 | 0 | 0 | 0 | 0 | 0 | 0 | 0 | 0 | 0 | 0 | 0 | 0 | 0 | 0 | 0 | 0 | 0 | 0 | 0 | 0 | 0 | 0 | 0
QLD1 | CCGT | 16752.7502 | 16752.75 | 16752.75 | 16752.75 | 16752.75 | 16752.75 | 16752.75 | 16752.75 | 16752.75 | 16752.75 | 16752.75 | 16752.75 | 16752.75 | 16752.75 | 16752.75 | 16752.75 | 16752.75 | 16752.75 | 16752.75 | 16752.75 | 16752.75 | 16752.75 | 16752.75 | 16752.75 | 16752.75
QLD1 | Gas - Steam | 0 | 0 | 0 | 0 | 0 | 0 | 0 | 0 | 0 | 0 | 0 | 0 | 0 | 0 | 0 | 0 | 0 | 0 | 0 | 0 | 0 | 0 | 0 | 0 | 0
QLD1 | OCGT / Diesel | 7893.9002 | 7751.1 | 7751.1 | 7751.1 | 7751.1 | 7751.1 | 7751.1 | 7751.1 | 7751.1 | 7751.1 | 7751.1 | 7751.1 | 7751.1 | 7751.1 | 7751.1 | 7751.1 | 7751.1 | 7751.1 | 7751.1 | 7751.1001 | 7751.1 | 7751.1 | 7751.1 | 7751.1 | 7751.1
QLD1 | Hydro | 8877.3001 | 8877.3001 | 8877.3001 | 8877.3001 | 8877.3001 | 8877.3001 | 8877.3001 | 8877.3001 | 8877.3001 | 8877.3001 | 8877.3001 | 8877.3001 | 8877.3001 | 8877.3001 | 8877.3001 | 8877.3001 | 8877.3001 | 8877.3001 | 8877.3001 | 8877.3001 | 8877.3001 | 8877.3001 | 8877.3001 | 8877.3001 | 8877.3001
QLD1 | Wind | 29946.4065 | 29946.4 | 75497.4001 | 75497.4004 | 75497.4041 | 197779.4448 | 75497.4 | 623494.9479 | 182334.6027 | 75497.4007 | 75497.4 | 75497.4004 | 75497.4 | 75497.4002 | 75497.4001 | 139917.1372 | 172993.0808 | 86145.8457 | 75497.4023 | 128229.4876 | 109169.7585 | 116419.7439 | 75497.4 | 104019.2719 | 85017.6996
QLD1 | Solar PV | 45347.651 | 80094.05 | 89988.5501 | 89988.5501 | 89988.5506 | 89988.5503 | 89988.55 | 89988.55 | 89988.5502 | 89988.5504 | 89988.5504 | 89988.5502 | 89988.55 | 89988.55 | 89988.55 | 89988.5506 | 89988.5505 | 89988.5505 | 89988.5914 | 93440.6869 | 93329.2065 | 89988.55 | 89988.55 | 93433.4306 | 90247.2942
QLD1 | LS Batteries | 0.00063626 | 9.1048e-05 | 3.8509e-05 | 2.5181e-05 | 2.5498e-05 | 0.00022216 | 0.00022729 | 8.6211e-05 | 0 | 0.00073421 | 0 | 3.3205e-05 | 8.9076e-05 | 1.9586e-05 | 0.00014088 | 0.00032878 | 0 | 0 | 1.8795e-06 | 0.0014979 | 0 | 0 | 0 | 0.00094431 | 0
QLD1 | Pumped Hydro | 33202.502 | 33202.5004 | 33202.5002 | 33202.5004 | 33202.5002 | 33202.5003 | 33202.501 | 33202.5029 | 33202.5075 | 49296.3402 | 33202.5 | 47819.9268 | 33202.5 | 33202.5 | 55440.6916 | 63807.2057 | 34586.7133 | 41489.3637 | 40086.9142 | 33202.5 | 33202.5 | 33202.5 | 33202.5 | 33202.5 | 33202.5
QLD1 | Pumped Hydro Pump | 33202.5 | 33202.5 | 33202.5 | 33202.5 | 33202.5 | 33202.5 | 33202.5 | 33202.5 | 33202.5 | 33202.5 | 33202.5 | 33202.5 | 33202.5 | 33202.5 | 33202.5 | 33202.5 | 33202.5 | 33202.5 | 33202.5 | 33202.5 | 33202.5 | 33202.5 | 33202.5 | 33202.5 | 33202.5
Total |  | 610718.2105 | 645321.8005 | 700767.3005 | 700767.3009 | 700767.3051 | 823049.3456 | 700767.3013 | 1204076.8511 | 762916.5105 | 627485.1421 | 611391.3005 | 626008.7275 | 611391.3002 | 611391.3003 | 596389.4919 | 669175.7439 | 617171.1948 | 537226.61 | 506555.758 | 555855.5261 | 536684.3151 | 540593.644 | 499671.3001 | 531638.0536 | 470614.3439
Region | Technology | 2020-21 | 2021-22 | 2022-23 | 2023-24 | 2024-25 | 2025-26 | 2026-27 | 2027-28 | 2028-29 | 2029-30 | 2030-31 | 2031-32 | 2032-33 | 2033-34 | 2034-35 | 2035-36 | 2036-37 | 2037-38 | 2038-39 | 2039-40 | 2040-41 | 2041-42 | 2042-43 | 2043-44 | 2044-45
VIC1 | Black Coal | 0 | 0 | 0 | 0 | 0 | 0 | 0 | 0 | 0 | 0 | 0 | 0 | 0 | 0 | 0 | 0 | 0 | 0 | 0 | 0 | 0 | 0 | 0 | 0 | 0
VIC1 | Brown Coal | 656085.3 | 656085.3 | 656085.3 | 656085.3 | 656085.3 | 656085.3 | 656085.3 | 656085.3 | 656085.3 | 656085.3 | 546443.55 | 546443.55 | 436801.8 | 436801.8 | 436801.8 | 436801.8 | 436801.8 | 436801.8 | 436801.8 | 436801.8 | 436801.8 | 436801.8 | 436801.8 | 436801.8 | 436801.8
VIC1 | CCGT | 0.00012781 | 0 | 1.5719e-05 | 3.9473e-05 | 0 | 0 | 0 | 0 | 0 | 0 | 0 | 6.6286e-06 | 2.45e-05 | 0 | 0 | 4.0385e-05 | 5.754e-06 | 0 | 0 | 0 | 0 | 0 | 0 | 0 | 0
VIC1 | Gas - Steam | 24035.1518 | 24035.1518 | 24035.1518 | 24035.1518 | 24035.1518 | 24035.1518 | 24035.1518 | 24035.1518 | 24035.1518 | 24035.1518 | 24035.1518 | 0 | 0 | 0 | 0 | 0 | 0 | 0 | 0 | 0 | 0 | 0 | 0 | 0 | 0
VIC1 | OCGT / Diesel | 7862.4001 | 7862.4 | 7862.4001 | 7862.4 | 7862.4 | 7862.4 | 7862.4 | 7862.4 | 7862.4 | 7862.4 | 7862.4 | 7862.4 | 7862.4 | 7862.4 | 7862.4 | 7862.4 | 7862.4 | 7862.4 | 7862.4 | 7862.4 | 7862.4 | 7862.4 | 7862.4 | 7862.4 | 7862.4
VIC1 | Hydro | 128790.75 | 128790.75 | 128790.75 | 128790.75 | 128790.75 | 128790.75 | 128790.75 | 128790.75 | 128790.75 | 128790.75 | 128790.75 | 128790.75 | 128790.75 | 128790.75 | 128790.75 | 128790.75 | 128790.75 | 128790.75 | 128790.75 | 128790.75 | 128790.75 | 128790.75 | 128790.75 | 128790.75 | 128790.75
VIC1 | Wind | 168644.6878 | 183608.8639 | 183608.8643 | 183608.8649 | 183608.8662 | 183608.8657 | 183608.8639 | 342553.618 | 337891.2521 | 288145.5567 | 274212.2661 | 183608.8639 | 275599.3348 | 183608.8639 | 183608.8639 | 303804.4711 | 231671.4031 | 183608.8639 | 183608.866 | 183608.8639 | 199592.6027 | 183608.8639 | 183608.8639 | 230400.1399 | 183608.8639
VIC1 | Solar PV | 23882.2391 | 23882.239 | 23882.239 | 71533.1116 | 23882.239 | 23882.239 | 23882.239 | 86688.0914 | 23882.239 | 63044.4058 | 61246.2798 | 68471.4194 | 23882.239 | 23882.239 | 23882.239 | 23882.239 | 23882.239 | 23882.239 | 23882.239 | 23882.239 | 23882.239 | 23882.239 | 23882.239 | 29122.2803 | 23882.239
VIC1 | LS Batteries | 0.00031875 | 3.4592e-05 | 0.00019862 | 4.1938e-05 | 0 | 0 | 0 | 0 | 5.0069e-05 | 0.00030062 | 2.8096e-05 | 0.00010256 | 2.4567e-05 | 6.285e-05 | 0 | 0.00013285 | 4.103e-05 | 2.3758e-05 | 0.00031932 | 0 | 0 | 1.5144e-06 | 90.6514 | 0 | 0
VIC1 | Pumped Hydro | 0.0010966 | 0.00017361 | 0.0018784 | 0 | 0 | 0 | 0 | 0 | 0 | 0.0010679 | 0.0020385 | 26955.7951 | 509.6915 | 0 | 0 | 39448.7877 | 0 | 0 | 0 | 0 | 0 | 0 | 0 | 0 | 0
VIC1 | Pumped Hydro Pump | 0 | 0 | 0 | 0 | 0 | 0 | 0 | 0 | 0 | 0 | 0 | 0 | 0 | 0 | 0 | 0 | 0 | 0 | 0 | 0 | 0 | 0 | 0 | 0 | 0
Total |  | 1009300.5304 | 1024264.7049 | 1024264.7073 | 1071915.5784 | 1024264.7071 | 1024264.7066 | 1024264.7047 | 1246015.3113 | 1178547.093 | 1167963.5657 | 1042590.3998 | 962132.7785 | 873446.2153 | 780946.0529 | 780946.0529 | 940590.448 | 829008.5922 | 780946.0529 | 780946.0554 | 780946.0529 | 796929.7917 | 780946.0529 | 781036.7043 | 832977.3703 | 780946.0529
Region | Technology | 2020-21 | 2021-22 | 2022-23 | 2023-24 | 2024-25 | 2025-26 | 2026-27 | 2027-28 | 2028-29 | 2029-30 | 2030-31 | 2031-32 | 2032-33 | 2033-34 | 2034-35 | 2035-36 | 2036-37 | 2037-38 | 2038-39 | 2039-40 | 2040-41 | 2041-42 | 2042-43 | 2043-44 | 2044-45
SA1 | Black Coal | 0 | 0 | 0 | 0 | 0 | 0 | 0 | 0 | 0 | 0 | 0 | 0 | 0 | 0 | 0 | 0 | 0 | 0 | 0 | 0 | 0 | 0 | 0 | 0 | 0
SA1 | Brown Coal | 0 | 0 | 0 | 0 | 0 | 0 | 0 | 0 | 0 | 0 | 0 | 0 | 0 | 0 | 0 | 0 | 0 | 0 | 0 | 0 | 0 | 0 | 0 | 0 | 0
SA1 | CCGT | 7444.5002 | 7444.5 | 7444.5 | 7444.5 | 7444.5 | 7444.5 | 7444.5 | 7444.5 | 7444.5 | 7444.5 | 7444.5 | 7444.5 | 7444.5 | 7444.5 | 7444.5 | 7444.5 | 7444.5 | 7444.5 | 7444.5 | 7444.5 | 7444.5 | 7444.5 | 7444.5 | 7444.5 | 7444.5
SA1 | Gas - Steam | 60323.5183 | 37702.199 | 37702.199 | 37702.199 | 37702.199 | 37702.199 | 37702.199 | 37702.199 | 37702.199 | 37702.199 | 37702.199 | 37702.199 | 37702.199 | 37702.199 | 37702.199 | 37702.199 | 37702.199 | 37702.199 | 37702.199 | 37702.199 | 37702.199 | 37702.199 | 37702.199 | 37702.199 | 37702.199
SA1 | OCGT / Diesel | 9081.3241 | 9081.324 | 9081.324 | 9081.324 | 9081.324 | 9081.324 | 9081.324 | 9081.324 | 9081.324 | 9081.324 | 9081.324 | 9081.324 | 9081.324 | 9081.324 | 9081.324 | 9081.324 | 9081.324 | 9081.324 | 9081.324 | 9081.324 | 9081.324 | 9081.324 | 9081.324 | 9081.324 | 9081.324
SA1 | Hydro | 0 | 0 | 0 | 0 | 0 | 0 | 0 | 0 | 0 | 0 | 0 | 0 | 0 | 0 | 0 | 0 | 0 | 0 | 0 | 0 | 0 | 0 | 0 | 0 | 0
SA1 | Wind | 93512.6086 | 93512.5959 | 93512.5954 | 93512.5954 | 93512.6025 | 93512.6053 | 93512.5967 | 368038.3834 | 159208.137 | 110837.873 | 93512.5958 | 93512.5954 | 93512.596 | 93512.5955 | 93512.5954 | 178962.926 | 93512.6028 | 93512.5955 | 93512.5954 | 93512.6055 | 93512.6537 | 93512.5954 | 93512.5954 | 116509.9054 | 97938.1138
SA1 | Solar PV | 8095.5013 | 8095.5009 | 8095.5 | 8095.5 | 8095.5049 | 106874.4884 | 8095.5 | 33055.1766 | 8095.5 | 11569.6474 | 8829.2474 | 18611.7568 | 8268.8884 | 8095.5 | 8095.5 | 8095.5003 | 18658.0624 | 8095.5001 | 8095.5 | 17903.7052 | 14186.9647 | 12162.0838 | 8095.5 | 12604.2612 | 8095.5
SA1 | LS Batteries | 0.00032994 | 0.00010055 | 0 | 0 | 0 | 5.6128e-05 | 8.1064e-05 | 7.4133e-05 | 0 | 0.0002952 | 0.00011983 | 0.00013477 | 2.8394e-05 | 2.9919e-05 | 0 | 0.00013792 | 3.7775e-05 | 0 | 4.3471e-06 | 8.8222e-05 | 5.3824e-05 | 1.3305e-05 | 1.5924e-05 | 2.3455e-05 | 1.2714e-05
SA1 | Pumped Hydro | 0.0010919 | 0.00034671 | 0 | 0 | 0 | 0 | 5.8258e-05 | 0.00023358 | 0.00062703 | 0.001233 | 0.0017827 | 0.016057 | 0 | 0 | 0 | 6875.6985 | 7170.6254 | 0 | 0 | 7486.1664 | 7720.2576 | 0 | 0 | 5307.8997 | 0
SA1 | Pumped Hydro Pump | 0 | 0 | 0 | 0 | 0 | 0 | 0 | 0 | 0 | 0 | 0 | 0 | 0 | 0 | 0 | 0 | 0 | 0 | 0 | 0 | 0 | 0 | 0 | 0 | 0
Total |  | 178457.4539 | 155836.1202 | 155836.1184 | 155836.1183 | 155836.1303 | 254615.1167 | 155836.1198 | 455321.5833 | 221531.6605 | 176635.5448 | 156569.8681 | 166352.3913 | 156009.5073 | 155836.1185 | 155836.1183 | 248162.1479 | 173569.3136 | 155836.1185 | 155836.1184 | 173130.5001 | 169647.899 | 159902.7021 | 155836.1183 | 188650.0893 | 160261.6367
Region | Technology | 2020-21 | 2021-22 | 2022-23 | 2023-24 | 2024-25 | 2025-26 | 2026-27 | 2027-28 | 2028-29 | 2029-30 | 2030-31 | 2031-32 | 2032-33 | 2033-34 | 2034-35 | 2035-36 | 2036-37 | 2037-38 | 2038-39 | 2039-40 | 2040-41 | 2041-42 | 2042-43 | 2043-44 | 2044-45
TAS1 | Black Coal | 0 | 0 | 0 | 0 | 0 | 0 | 0 | 0 | 0 | 0 | 0 | 0 | 0 | 0 | 0 | 0 | 0 | 0 | 0 | 0 | 0 | 0 | 0 | 0 | 0
TAS1 | Brown Coal | 0 | 0 | 0 | 0 | 0 | 0 | 0 | 0 | 0 | 0 | 0 | 0 | 0 | 0 | 0 | 0 | 0 | 0 | 0 | 0 | 0 | 0 | 0 | 0 | 0
TAS1 | CCGT | 2184.0001 | 2184 | 2184 | 2184 | 2184 | 2184 | 2184 | 2184 | 2184 | 2184 | 2184 | 2184 | 2184 | 2184 | 2184 | 2184 | 2184 | 2184 | 2184 | 2184 | 2184 | 2184 | 2184 | 2184 | 2184
TAS1 | Gas - Steam | 0 | 0 | 0 | 0 | 0 | 0 | 0 | 0 | 0 | 0 | 0 | 0 | 0 | 0 | 0 | 0 | 0 | 0 | 0 | 0 | 0 | 0 | 0 | 0 | 0
TAS1 | OCGT / Diesel | 747.6001 | 747.6 | 747.6 | 747.6 | 747.6 | 747.6 | 747.6 | 747.6 | 747.6 | 747.6 | 747.6 | 747.6 | 747.6 | 747.6 | 747.6 | 747.6 | 747.6 | 747.6 | 747.6 | 747.6 | 747.6 | 747.6 | 747.6 | 747.6 | 747.6
TAS1 | Hydro | 135961.3251 | 135961.3251 | 135961.3251 | 135961.3251 | 135961.3251 | 135961.3251 | 135961.3251 | 135961.3251 | 135961.3251 | 135961.3251 | 135961.3251 | 135961.3251 | 135961.3251 | 135961.3251 | 135961.3251 | 135961.3251 | 135961.3251 | 135961.3251 | 135961.3251 | 135961.3251 | 135961.3251 | 135961.3251 | 135961.3251 | 135961.3251 | 135961.3251
TAS1 | Wind | 25436.4064 | 25436.4 | 25436.4001 | 25436.4005 | 109713.042 | 72802.8607 | 25436.4 | 25436.4093 | 25436.4 | 25436.4 | 25436.4 | 25436.4 | 25436.4 | 25436.4 | 25436.4 | 25436.4 | 25436.4 | 25436.4 | 25436.4 | 25436.4 | 25436.4 | 25436.4 | 25436.4 | 25436.4 | 25436.4
TAS1 | Solar PV | 0 | 0 | 0 | 0 | 0 | 0 | 0 | 0 | 0 | 0 | 0 | 0 | 0 | 0 | 0 | 0 | 0 | 0 | 0 | 0 | 0 | 0 | 0 | 0 | 0
TAS1 | LS Batteries | 0.0003059 | 2.7092e-05 | 1.7152e-05 | 8.2216e-06 | 4.1206e-05 | 5.1058e-05 | 6.1073e-05 | 3.3517e-05 | 0 | 0.00013081 | 3.3876e-05 | 1.8049e-05 | 2.3158e-05 | 1.8629e-05 | 1.984e-05 | 9.5841e-05 | 2.1471e-05 | 7.5256e-06 | 2.8298e-05 | 3.1575e-05 | 1.4186e-05 | 2.6836e-05 | 1.1224e-05 | 4.9657e-06 | 7.7561e-06
TAS1 | Pumped Hydro | 0.0011362 | 8.4493e-05 | 6.7444e-05 | 5.9933e-05 | 6.8325e-05 | 0.0001203 | 6.4129e-05 | 0.00011645 | 0.00016253 | 0.00014726 | 1.5184e-05 | 0.00014027 | 1.436e-05 | 7.078e-06 | 4.9944e-05 | 6.5617e-05 | 3.8205e-05 | 7.8524e-05 | 0 | 0.00010366 | 0 | 0 | 2.0476e-06 | 1.0111e-05 | 6.1094e-06
TAS1 | Pumped Hydro Pump | 0 | 0 | 0 | 0 | 0 | 0 | 0 | 0 | 0 | 0 | 0 | 0 | 0 | 0 | 0 | 0 | 0 | 0 | 0 | 0 | 0 | 0 | 0 | 0 | 0
Total |  | 164329.3332 | 164329.3252 | 164329.3253 | 164329.3257 | 248605.9672 | 211695.786 | 164329.3253 | 164329.3345 | 164329.3253 | 164329.3254 | 164329.3252 | 164329.3253 | 164329.3252 | 164329.3252 | 164329.3252 | 164329.3253 | 164329.3252 | 164329.3252 | 164329.3252 | 164329.3253 | 164329.3251 | 164329.3252 | 164329.3251 | 164329.3251 | 164329.3251

## Neutral2_Option1A_Fuel Cost
Fuel cost by technology ($000s) - QNI Option1A, Neutral + low emissions scenario
Real June 2019 dollars discounted to 2019-20
Region | Technology | 2020-21 | 2021-22 | 2022-23 | 2023-24 | 2024-25 | 2025-26 | 2026-27 | 2027-28 | 2028-29 | 2029-30 | 2030-31 | 2031-32 | 2032-33 | 2033-34 | 2034-35 | 2035-36 | 2036-37 | 2037-38 | 2038-39 | 2039-40 | 2040-41 | 2041-42 | 2042-43 | 2043-44 | 2044-45
NEM | Black Coal | 1918999.3617 | 1657536.7649 | 1516679.7007 | 1531024.6516 | 1359947.4948 | 1241274.3938 | 1085349.6369 | 1026256.2705 | 911906.4585 | 759049.0718 | 706803.6997 | 595994.8725 | 571909.4986 | 479795.5628 | 434889.5751 | 334595.6667 | 280492.2635 | 250376.6006 | 212577.4608 | 169071.4183 | 167651.0826 | 119305.1544 | 106147.89 | 75587.2795 | 53750.6511
NEM | Brown Coal | 250308.4306 | 241287.1218 | 228421.4731 | 216064.1133 | 204089.0954 | 180227.7422 | 168596.0652 | 152220.7847 | 140710.1992 | 127676.729 | 102531.2823 | 99322.1284 | 79853.7205 | 78726.1331 | 72238.5543 | 70890.5288 | 67137.6289 | 60329.644 | 54296.22 | 51489.899 | 43691.5713 | 41018.8758 | 36298.9778 | 31912.9273 | 29390.4297
NEM | CCGT | 324449.5613 | 301256.0517 | 290202.9133 | 245289.6117 | 233002.5377 | 219278.2301 | 211735.3374 | 201419.3107 | 195371.6685 | 195843.9266 | 209345.8174 | 213880.2736 | 266842.9911 | 271949.2884 | 193620.8459 | 284977.5389 | 302908.5512 | 262329.1383 | 249580.4303 | 222527.382 | 191096.9314 | 212170.1135 | 161186.2346 | 185734.5759 | 175389.8205
NEM | Gas - Steam | 7564.1385 | 12378.4263 | 9719.4856 | 4016.3865 | 3761.1105 | 1409.3189 | 1044.1665 | 1189.8838 | 505.3012 | 2690.1242 | 3855.2274 | 2305.6818 | 2328.3003 | 14766.0557 | 8169.4504 | 11228.9367 | 8906.0482 | 10425.1218 | 10560.5477 | 11435.3692 | 2458.8151 | 10796.0727 | 5689.1204 | 4655.5888 | 640.3948
NEM | OCGT / Diesel | 7291.3503 | 9523.1385 | 10160.7041 | 5229.4326 | 4436.6233 | 1598.4138 | 1017.662 | 927.0279 | 634.2894 | 2708.682 | 4623.3015 | 9668.4571 | 9290.2151 | 43479.6206 | 34045.081 | 65123.8265 | 80908.5545 | 80201.9341 | 94882.271 | 90353.5368 | 37548.3636 | 78077.1974 | 53008.7975 | 87039.6721 | 77960.4811
NEM | Hydro | 0 | 0 | 0 | 0 | 0 | 0 | 0 | 0 | 0 | 0 | 0 | 0 | 0 | 0 | 0 | 0 | 0 | 0 | 0 | 0 | 0 | 0 | 0 | 0 | 0
NEM | Wind | 0 | 0 | 0 | 0 | 0 | 0 | 0 | 0 | 0 | 0 | 0 | 0 | 0 | 0 | 0 | 0 | 0 | 0 | 0 | 0 | 0 | 0 | 0 | 0 | 0
NEM | Solar PV | 0 | 0 | 0 | 0 | 0 | 0 | 0 | 0 | 0 | 0 | 0 | 0 | 0 | 0 | 0 | 0 | 0 | 0 | 0 | 0 | 0 | 0 | 0 | 0 | 0
NEM | LS Batteries | 0 | 0 | 0 | 0 | 0 | 0 | 0 | 0 | 0 | 0 | 0 | 0 | 0 | 0 | 0 | 0 | 0 | 0 | 0 | 0 | 0 | 0 | 0 | 0 | 0
NEM | Pumped Hydro | 0 | 0 | 0 | 0 | 0 | 0 | 0 | 0 | 0 | 0 | 0 | 0 | 0 | 0 | 0 | 0 | 0 | 0 | 0 | 0 | 0 | 0 | 0 | 0 | 0
NEM | Pumped Hydro Pump | 0 | 0 | 0 | 0 | 0 | 0 | 0 | 0 | 0 | 0 | 0 | 0 | 0 | 0 | 0 | 0 | 0 | 0 | 0 | 0 | 0 | 0 | 0 | 0 | 0
Total |  | 2508612.8423 | 2221981.5032 | 2055184.2768 | 2001624.1957 | 1805236.8617 | 1643788.0987 | 1467742.8681 | 1382013.2776 | 1249127.9168 | 1087968.5335 | 1027159.3283 | 921171.4134 | 930224.7256 | 888716.6607 | 742963.5066 | 766816.4976 | 740353.0462 | 663662.4388 | 621896.9298 | 544877.6053 | 442446.764 | 461367.4138 | 362331.0204 | 384930.0435 | 337131.7771
Region | Technology | 2020-21 | 2021-22 | 2022-23 | 2023-24 | 2024-25 | 2025-26 | 2026-27 | 2027-28 | 2028-29 | 2029-30 | 2030-31 | 2031-32 | 2032-33 | 2033-34 | 2034-35 | 2035-36 | 2036-37 | 2037-38 | 2038-39 | 2039-40 | 2040-41 | 2041-42 | 2042-43 | 2043-44 | 2044-45
NSW1 | Black Coal | 1066257.9301 | 943126.628 | 863890.8178 | 895568.5515 | 776727.1879 | 729674.6629 | 612019.4334 | 642097.0387 | 563342.4721 | 449107.4523 | 414660.4268 | 306746.5836 | 270684.5609 | 205806.6856 | 193054.0132 | 101716.5552 | 97174.7951 | 88699.6903 | 71817.5241 | 44614.4882 | 57919.5146 | 29921.7413 | 20076.6289 | 0 | 0
NSW1 | Brown Coal | 0 | 0 | 0 | 0 | 0 | 0 | 0 | 0 | 0 | 0 | 0 | 0 | 0 | 0 | 0 | 0 | 0 | 0 | 0 | 0 | 0 | 0 | 0 | 0 | 0
NSW1 | CCGT | 60.5685 | 525.6816 | 384.6428 | 2087.7139 | 2550.8305 | 61.9194 | 1120.6861 | 910.3588 | 2738.8128 | 4648.1264 | 14603.6929 | 17098.4138 | 44638.1254 | 45352.5677 | 18055.5785 | 63641.6036 | 67885.0804 | 55146.9037 | 48177.0609 | 44099.4933 | 33482.9324 | 43141.3931 | 28675.6813 | 41486.2278 | 40223.9048
NSW1 | Gas - Steam | 0 | 0 | 0 | 0 | 0 | 0 | 0 | 0 | 0 | 0 | 0 | 0 | 0 | 0 | 0 | 0 | 0 | 0 | 0 | 0 | 0 | 0 | 0 | 0 | 0
NSW1 | OCGT / Diesel | 149.8893 | 236.3588 | 884.9118 | 1295.9969 | 1082.9544 | 0.00051537 | 0.0004975 | 8.8672 | 166.0561 | 259.7418 | 733.0765 | 1121.674 | 937.1916 | 11944.291 | 13499.0092 | 29540.9137 | 34981.3441 | 37793.731 | 46078.6776 | 43325.3656 | 22071.0425 | 38151.5073 | 34005.6165 | 39854.4441 | 36321.4016
NSW1 | Hydro | 0 | 0 | 0 | 0 | 0 | 0 | 0 | 0 | 0 | 0 | 0 | 0 | 0 | 0 | 0 | 0 | 0 | 0 | 0 | 0 | 0 | 0 | 0 | 0 | 0
NSW1 | Wind | 0 | 0 | 0 | 0 | 0 | 0 | 0 | 0 | 0 | 0 | 0 | 0 | 0 | 0 | 0 | 0 | 0 | 0 | 0 | 0 | 0 | 0 | 0 | 0 | 0
NSW1 | Solar PV | 0 | 0 | 0 | 0 | 0 | 0 | 0 | 0 | 0 | 0 | 0 | 0 | 0 | 0 | 0 | 0 | 0 | 0 | 0 | 0 | 0 | 0 | 0 | 0 | 0
NSW1 | LS Batteries | 0 | 0 | 0 | 0 | 0 | 0 | 0 | 0 | 0 | 0 | 0 | 0 | 0 | 0 | 0 | 0 | 0 | 0 | 0 | 0 | 0 | 0 | 0 | 0 | 0
NSW1 | Pumped Hydro | 0 | 0 | 0 | 0 | 0 | 0 | 0 | 0 | 0 | 0 | 0 | 0 | 0 | 0 | 0 | 0 | 0 | 0 | 0 | 0 | 0 | 0 | 0 | 0 | 0
NSW1 | Pumped Hydro Pump | 0 | 0 | 0 | 0 | 0 | 0 | 0 | 0 | 0 | 0 | 0 | 0 | 0 | 0 | 0 | 0 | 0 | 0 | 0 | 0 | 0 | 0 | 0 | 0 | 0
Total |  | 1066468.3879 | 943888.6684 | 865160.3724 | 898952.2622 | 780360.9728 | 729736.5828 | 613140.1201 | 643016.2648 | 566247.341 | 454015.3205 | 429997.1963 | 324966.6713 | 316259.8779 | 263103.5443 | 224608.6009 | 194899.0725 | 200041.2196 | 181640.325 | 166073.2626 | 132039.3471 | 113473.4895 | 111214.6417 | 82757.9268 | 81340.6719 | 76545.3064
Region | Technology | 2020-21 | 2021-22 | 2022-23 | 2023-24 | 2024-25 | 2025-26 | 2026-27 | 2027-28 | 2028-29 | 2029-30 | 2030-31 | 2031-32 | 2032-33 | 2033-34 | 2034-35 | 2035-36 | 2036-37 | 2037-38 | 2038-39 | 2039-40 | 2040-41 | 2041-42 | 2042-43 | 2043-44 | 2044-45
QLD1 | Black Coal | 852741.4315 | 714410.1369 | 652788.8829 | 635456.1001 | 583220.3069 | 511599.7309 | 473330.2035 | 384159.2318 | 348563.9863 | 309941.6195 | 292143.2729 | 289248.289 | 301224.9377 | 273988.8772 | 241835.5619 | 232879.1114 | 183317.4684 | 161676.9103 | 140759.9367 | 124456.9301 | 109731.568 | 89383.4131 | 86071.2611 | 75587.2795 | 53750.6511
QLD1 | Brown Coal | 0 | 0 | 0 | 0 | 0 | 0 | 0 | 0 | 0 | 0 | 0 | 0 | 0 | 0 | 0 | 0 | 0 | 0 | 0 | 0 | 0 | 0 | 0 | 0 | 0
QLD1 | CCGT | 265022.4293 | 240616.9109 | 234333.1243 | 228633.0129 | 213251.6116 | 204485.8269 | 202396.4539 | 192622.4011 | 185210.8808 | 178892.8883 | 177181.7514 | 170723.1773 | 163571.5248 | 164590.6088 | 150233.0394 | 156080.6599 | 167175.4078 | 153035.3719 | 153818.4106 | 132818.5767 | 125390.4143 | 125112.0629 | 109533.8004 | 114074.4812 | 110868.7984
QLD1 | Gas - Steam | 0 | 0 | 0 | 0 | 0 | 0 | 0 | 0 | 0 | 0 | 0 | 0 | 0 | 0 | 0 | 0 | 0 | 0 | 0 | 0 | 0 | 0 | 0 | 0 | 0
QLD1 | OCGT / Diesel | 0.00094209 | 101.2382 | 27.4585 | 282.5786 | 309.5175 | 0.00081477 | 34.6571 | 0.00078049 | 0.00077375 | 15.555 | 298.2223 | 587.9804 | 146.2057 | 380.742 | 1127.5086 | 952.9433 | 5821.9721 | 7659.7285 | 11064.3242 | 13419.7459 | 2960.012 | 1592.3668 | 2736.7322 | 4082.1689 | 1312.7584
QLD1 | Hydro | 0 | 0 | 0 | 0 | 0 | 0 | 0 | 0 | 0 | 0 | 0 | 0 | 0 | 0 | 0 | 0 | 0 | 0 | 0 | 0 | 0 | 0 | 0 | 0 | 0
QLD1 | Wind | 0 | 0 | 0 | 0 | 0 | 0 | 0 | 0 | 0 | 0 | 0 | 0 | 0 | 0 | 0 | 0 | 0 | 0 | 0 | 0 | 0 | 0 | 0 | 0 | 0
QLD1 | Solar PV | 0 | 0 | 0 | 0 | 0 | 0 | 0 | 0 | 0 | 0 | 0 | 0 | 0 | 0 | 0 | 0 | 0 | 0 | 0 | 0 | 0 | 0 | 0 | 0 | 0
QLD1 | LS Batteries | 0 | 0 | 0 | 0 | 0 | 0 | 0 | 0 | 0 | 0 | 0 | 0 | 0 | 0 | 0 | 0 | 0 | 0 | 0 | 0 | 0 | 0 | 0 | 0 | 0
QLD1 | Pumped Hydro | 0 | 0 | 0 | 0 | 0 | 0 | 0 | 0 | 0 | 0 | 0 | 0 | 0 | 0 | 0 | 0 | 0 | 0 | 0 | 0 | 0 | 0 | 0 | 0 | 0
QLD1 | Pumped Hydro Pump | 0 | 0 | 0 | 0 | 0 | 0 | 0 | 0 | 0 | 0 | 0 | 0 | 0 | 0 | 0 | 0 | 0 | 0 | 0 | 0 | 0 | 0 | 0 | 0 | 0
Total |  | 1117763.8618 | 955128.286 | 887149.4657 | 864371.6916 | 796781.436 | 716085.5586 | 675761.3146 | 576781.6337 | 533774.8678 | 488850.0627 | 469623.2466 | 460559.4466 | 464942.6682 | 438960.2281 | 393196.1099 | 389912.7146 | 356314.8483 | 322372.0107 | 305642.6715 | 270695.2527 | 238081.9942 | 216087.8428 | 198341.7937 | 193743.9296 | 165932.2079
Region | Technology | 2020-21 | 2021-22 | 2022-23 | 2023-24 | 2024-25 | 2025-26 | 2026-27 | 2027-28 | 2028-29 | 2029-30 | 2030-31 | 2031-32 | 2032-33 | 2033-34 | 2034-35 | 2035-36 | 2036-37 | 2037-38 | 2038-39 | 2039-40 | 2040-41 | 2041-42 | 2042-43 | 2043-44 | 2044-45
VIC1 | Black Coal | 0 | 0 | 0 | 0 | 0 | 0 | 0 | 0 | 0 | 0 | 0 | 0 | 0 | 0 | 0 | 0 | 0 | 0 | 0 | 0 | 0 | 0 | 0 | 0 | 0
VIC1 | Brown Coal | 250308.4306 | 241287.1218 | 228421.4731 | 216064.1133 | 204089.0954 | 180227.7422 | 168596.0652 | 152220.7847 | 140710.1992 | 127676.729 | 102531.2823 | 99322.1284 | 79853.7205 | 78726.1331 | 72238.5543 | 70890.5288 | 67137.6289 | 60329.644 | 54296.22 | 51489.899 | 43691.5713 | 41018.8758 | 36298.9778 | 31912.9273 | 29390.4297
VIC1 | CCGT | 0.0003745 | 0.00036177 | 0.00039939 | 0.00050092 | 0.00048 | 0.00048176 | 0.00046906 | 0.00046842 | 0.00045575 | 0.00045151 | 0.00044534 | 0.00047356 | 0.00058719 | 0.00056699 | 0.00051657 | 0.00077681 | 0.00078554 | 0.0007349 | 0.00067895 | 0.00065235 | 0.00060974 | 0.00057906 | 0.0005252 | 0.00051489 | 0.00047789
VIC1 | Gas - Steam | 1077.4127 | 3913.8607 | 2277.6429 | 1833.7351 | 2155.8355 | 1100.2908 | 383.3769 | 666.771 | 399.0583 | 1516.2045 | 1880.2257 | 0 | 0 | 0 | 0 | 0 | 0 | 0 | 0 | 0 | 0 | 0 | 0 | 0 | 0
VIC1 | OCGT / Diesel | 1792.2631 | 2265.4516 | 3067.6467 | 1835.408 | 1172.9438 | 557.4852 | 200.2415 | 398.4995 | 182.6232 | 1553.1662 | 2049.9117 | 3946.0822 | 3483.5591 | 17971.7092 | 13027.9936 | 20521.0207 | 23658.899 | 21080.7343 | 24494.8436 | 23053.0556 | 7844.8374 | 25298.0528 | 11532.4372 | 37254.2212 | 35012.6063
VIC1 | Hydro | 0 | 0 | 0 | 0 | 0 | 0 | 0 | 0 | 0 | 0 | 0 | 0 | 0 | 0 | 0 | 0 | 0 | 0 | 0 | 0 | 0 | 0 | 0 | 0 | 0
VIC1 | Wind | 0 | 0 | 0 | 0 | 0 | 0 | 0 | 0 | 0 | 0 | 0 | 0 | 0 | 0 | 0 | 0 | 0 | 0 | 0 | 0 | 0 | 0 | 0 | 0 | 0
VIC1 | Solar PV | 0 | 0 | 0 | 0 | 0 | 0 | 0 | 0 | 0 | 0 | 0 | 0 | 0 | 0 | 0 | 0 | 0 | 0 | 0 | 0 | 0 | 0 | 0 | 0 | 0
VIC1 | LS Batteries | 0 | 0 | 0 | 0 | 0 | 0 | 0 | 0 | 0 | 0 | 0 | 0 | 0 | 0 | 0 | 0 | 0 | 0 | 0 | 0 | 0 | 0 | 0 | 0 | 0
VIC1 | Pumped Hydro | 0 | 0 | 0 | 0 | 0 | 0 | 0 | 0 | 0 | 0 | 0 | 0 | 0 | 0 | 0 | 0 | 0 | 0 | 0 | 0 | 0 | 0 | 0 | 0 | 0
VIC1 | Pumped Hydro Pump | 0 | 0 | 0 | 0 | 0 | 0 | 0 | 0 | 0 | 0 | 0 | 0 | 0 | 0 | 0 | 0 | 0 | 0 | 0 | 0 | 0 | 0 | 0 | 0 | 0
Total |  | 253178.1067 | 247466.4345 | 233766.763 | 219733.257 | 207417.8751 | 181885.5188 | 169179.684 | 153286.0556 | 141291.8812 | 130746.1002 | 106461.4202 | 103268.2111 | 83337.2802 | 96697.8429 | 85266.5484 | 91411.5503 | 90796.5286 | 81410.379 | 78791.0643 | 74542.9552 | 51536.4093 | 66316.9292 | 47831.4155 | 69167.149 | 64403.0365
Region | Technology | 2020-21 | 2021-22 | 2022-23 | 2023-24 | 2024-25 | 2025-26 | 2026-27 | 2027-28 | 2028-29 | 2029-30 | 2030-31 | 2031-32 | 2032-33 | 2033-34 | 2034-35 | 2035-36 | 2036-37 | 2037-38 | 2038-39 | 2039-40 | 2040-41 | 2041-42 | 2042-43 | 2043-44 | 2044-45
SA1 | Black Coal | 0 | 0 | 0 | 0 | 0 | 0 | 0 | 0 | 0 | 0 | 0 | 0 | 0 | 0 | 0 | 0 | 0 | 0 | 0 | 0 | 0 | 0 | 0 | 0 | 0
SA1 | Brown Coal | 0 | 0 | 0 | 0 | 0 | 0 | 0 | 0 | 0 | 0 | 0 | 0 | 0 | 0 | 0 | 0 | 0 | 0 | 0 | 0 | 0 | 0 | 0 | 0 | 0
SA1 | CCGT | 59366.5628 | 60113.4585 | 55485.1454 | 14568.8841 | 17200.0947 | 14730.4829 | 8218.1966 | 7886.5499 | 7421.9741 | 12302.9111 | 17560.3723 | 26058.6817 | 58633.34 | 62006.111 | 25332.2271 | 65255.2743 | 67848.0618 | 54146.8616 | 47584.9579 | 45609.3111 | 32223.5839 | 43916.6566 | 22976.7522 | 30173.8662 | 24297.1166
SA1 | Gas - Steam | 6486.7258 | 8464.5656 | 7441.8428 | 2182.6514 | 1605.275 | 309.028 | 660.7897 | 523.1128 | 106.243 | 1173.9196 | 1975.0017 | 2305.6818 | 2328.3003 | 14766.0557 | 8169.4504 | 11228.9367 | 8906.0482 | 10425.1218 | 10560.5477 | 11435.3692 | 2458.8151 | 10796.0727 | 5689.1204 | 4655.5888 | 640.3948
SA1 | OCGT / Diesel | 5349.1966 | 6920.0895 | 6180.6868 | 1815.4487 | 1871.2073 | 1040.9269 | 782.7625 | 519.6601 | 285.609 | 880.2187 | 1542.0906 | 4012.7202 | 4723.2584 | 13182.878 | 6390.5693 | 14108.9484 | 16446.339 | 13667.74 | 13244.4253 | 10555.3694 | 4672.4715 | 13035.2704 | 4733.9211 | 5848.8376 | 5313.7146
SA1 | Hydro | 0 | 0 | 0 | 0 | 0 | 0 | 0 | 0 | 0 | 0 | 0 | 0 | 0 | 0 | 0 | 0 | 0 | 0 | 0 | 0 | 0 | 0 | 0 | 0 | 0
SA1 | Wind | 0 | 0 | 0 | 0 | 0 | 0 | 0 | 0 | 0 | 0 | 0 | 0 | 0 | 0 | 0 | 0 | 0 | 0 | 0 | 0 | 0 | 0 | 0 | 0 | 0
SA1 | Solar PV | 0 | 0 | 0 | 0 | 0 | 0 | 0 | 0 | 0 | 0 | 0 | 0 | 0 | 0 | 0 | 0 | 0 | 0 | 0 | 0 | 0 | 0 | 0 | 0 | 0
SA1 | LS Batteries | 0 | 0 | 0 | 0 | 0 | 0 | 0 | 0 | 0 | 0 | 0 | 0 | 0 | 0 | 0 | 0 | 0 | 0 | 0 | 0 | 0 | 0 | 0 | 0 | 0
SA1 | Pumped Hydro | 0 | 0 | 0 | 0 | 0 | 0 | 0 | 0 | 0 | 0 | 0 | 0 | 0 | 0 | 0 | 0 | 0 | 0 | 0 | 0 | 0 | 0 | 0 | 0 | 0
SA1 | Pumped Hydro Pump | 0 | 0 | 0 | 0 | 0 | 0 | 0 | 0 | 0 | 0 | 0 | 0 | 0 | 0 | 0 | 0 | 0 | 0 | 0 | 0 | 0 | 0 | 0 | 0 | 0
Total |  | 71202.4852 | 75498.1136 | 69107.675 | 18566.9842 | 20676.577 | 16080.4378 | 9661.7487 | 8929.3228 | 7813.826 | 14357.0494 | 21077.4646 | 32377.0837 | 65684.8986 | 89955.0447 | 39892.2468 | 90593.1595 | 93200.449 | 78239.7234 | 71389.9309 | 67600.0497 | 39354.8705 | 67747.9998 | 33399.7936 | 40678.2926 | 30251.2261
Region | Technology | 2020-21 | 2021-22 | 2022-23 | 2023-24 | 2024-25 | 2025-26 | 2026-27 | 2027-28 | 2028-29 | 2029-30 | 2030-31 | 2031-32 | 2032-33 | 2033-34 | 2034-35 | 2035-36 | 2036-37 | 2037-38 | 2038-39 | 2039-40 | 2040-41 | 2041-42 | 2042-43 | 2043-44 | 2044-45
TAS1 | Black Coal | 0 | 0 | 0 | 0 | 0 | 0 | 0 | 0 | 0 | 0 | 0 | 0 | 0 | 0 | 0 | 0 | 0 | 0 | 0 | 0 | 0 | 0 | 0 | 0 | 0
TAS1 | Brown Coal | 0 | 0 | 0 | 0 | 0 | 0 | 0 | 0 | 0 | 0 | 0 | 0 | 0 | 0 | 0 | 0 | 0 | 0 | 0 | 0 | 0 | 0 | 0 | 0 | 0
TAS1 | CCGT | 0.00036747 | 0.00035066 | 0.00034515 | 0.00035265 | 0.0003507 | 0.00034691 | 0.00033708 | 0.00036656 | 0.00035722 | 0.00034292 | 0.00032987 | 0.00032974 | 0.00035689 | 0.00033132 | 0.00031175 | 0.00030406 | 0.00028897 | 0.00027715 | 0.00024786 | 0.00024973 | 0.00023378 | 0.00020333 | 0.00019737 | 0.00018105 | 0.00016959
TAS1 | Gas - Steam | 0 | 0 | 0 | 0 | 0 | 0 | 0 | 0 | 0 | 0 | 0 | 0 | 0 | 0 | 0 | 0 | 0 | 0 | 0 | 0 | 0 | 0 | 0 | 0 | 0
TAS1 | OCGT / Diesel | 0.0003836 | 0.00038108 | 0.00036027 | 0.00037279 | 0.00036197 | 0.00034825 | 0.00032582 | 0.0003489 | 0.00034789 | 0.00032617 | 0.00030656 | 0.00031789 | 0.00034806 | 0.00032693 | 0.00031783 | 0.00033315 | 0.00033872 | 0.00033461 | 0.00024095 | 0.00032451 | 0.00028409 | 0.00018121 | 0.090533 | 0.00015881 | 0.00014412
TAS1 | Hydro | 0 | 0 | 0 | 0 | 0 | 0 | 0 | 0 | 0 | 0 | 0 | 0 | 0 | 0 | 0 | 0 | 0 | 0 | 0 | 0 | 0 | 0 | 0 | 0 | 0
TAS1 | Wind | 0 | 0 | 0 | 0 | 0 | 0 | 0 | 0 | 0 | 0 | 0 | 0 | 0 | 0 | 0 | 0 | 0 | 0 | 0 | 0 | 0 | 0 | 0 | 0 | 0
TAS1 | Solar PV | 0 | 0 | 0 | 0 | 0 | 0 | 0 | 0 | 0 | 0 | 0 | 0 | 0 | 0 | 0 | 0 | 0 | 0 | 0 | 0 | 0 | 0 | 0 | 0 | 0
TAS1 | LS Batteries | 0 | 0 | 0 | 0 | 0 | 0 | 0 | 0 | 0 | 0 | 0 | 0 | 0 | 0 | 0 | 0 | 0 | 0 | 0 | 0 | 0 | 0 | 0 | 0 | 0
TAS1 | Pumped Hydro | 0 | 0 | 0 | 0 | 0 | 0 | 0 | 0 | 0 | 0 | 0 | 0 | 0 | 0 | 0 | 0 | 0 | 0 | 0 | 0 | 0 | 0 | 0 | 0 | 0
TAS1 | Pumped Hydro Pump | 0 | 0 | 0 | 0 | 0 | 0 | 0 | 0 | 0 | 0 | 0 | 0 | 0 | 0 | 0 | 0 | 0 | 0 | 0 | 0 | 0 | 0 | 0 | 0 | 0
Total |  | 0.00075107 | 0.00073174 | 0.00070541 | 0.00072544 | 0.00071267 | 0.00069516 | 0.0006629 | 0.00071546 | 0.00070511 | 0.00066909 | 0.00063643 | 0.00064764 | 0.00070495 | 0.00065825 | 0.00062958 | 0.0006372 | 0.00062769 | 0.00061176 | 0.00048882 | 0.00057424 | 0.00051787 | 0.00038455 | 0.09073 | 0.00033986 | 0.00031371

## Neutral2_Option1A_Build Cost
New generation build cost (CAPEX) by technology ($000s) - QNI Option1A, Neutral + low emissions scenario
Real June 2019 dollars discounted to 2019-20. The total capital costs are annualised for modelling purposes, but presented here in the installation year.
Region | Technology | 2020-21 | 2021-22 | 2022-23 | 2023-24 | 2024-25 | 2025-26 | 2026-27 | 2027-28 | 2028-29 | 2029-30 | 2030-31 | 2031-32 | 2032-33 | 2033-34 | 2034-35 | 2035-36 | 2036-37 | 2037-38 | 2038-39 | 2039-40 | 2040-41 | 2041-42 | 2042-43 | 2043-44 | 2044-45
NEM | Black Coal | 0 | 0 | 0 | 0 | 0 | 0 | 0 | 0 | 0 | 0 | 0 | 0 | 0 | 0 | 0 | 0 | 0 | 0 | 0 | 0 | 0 | 0 | 0 | 0 | 0
NEM | Brown Coal | 0 | 0 | 0 | 0 | 0 | 0 | 0 | 0 | 0 | 0 | 0 | 0 | 0 | 0 | 0 | 0 | 0 | 0 | 0 | 0 | 0 | 0 | 0 | 0 | 0
NEM | CCGT | 0.0073849 | 0.00015226 | 0.00075738 | 0.00057864 | 0.00035486 | 0 | 0 | 7.7861e-05 | 0 | 0 | 0 | 0.0001354 | 0.0010777 | 5.0988e-05 | 8.7764e-05 | 0.0014317 | 0.00014961 | 0 | 0 | 0 | 0 | 0 | 0 | 0 | 0
NEM | Gas - Steam | 0 | 0 | 0 | 0 | 0 | 0 | 0 | 0 | 0 | 0 | 0 | 0 | 0 | 0 | 0 | 0 | 0 | 0 | 0 | 0 | 0 | 0 | 0 | 0 | 0
NEM | OCGT / Diesel | 0.0085481 | 0.00055025 | 126096.6135 | 0 | 0.00026362 | 0 | 0.0002245 | 0.00020076 | 0.00020791 | 0.00027981 | 0.00019953 | 0.00033238 | 174539.42 | 21889.3011 | 0.00031455 | 292674.8531 | 0.0001376 | 0.00011709 | 0.00031046 | 0.0010829 | 4.0332e-05 | 4.0184e-05 | 0.00032085 | 27808.654 | 1.1074e-05
NEM | Hydro | 0 | 0 | 0 | 0 | 0 | 0 | 0 | 0 | 0 | 0 | 0 | 0 | 0 | 0 | 0 | 0 | 0 | 0 | 0 | 0 | 0 | 0 | 0 | 0 | 0
NEM | Wind | 0.14934 | 0.0030277 | 0.0068062 | 0.018237 | 1813434.1904 | 893719.8404 | 894725.8955 | 4310295.8376 | 1254893.6954 | 585219.3906 | 347435.3232 | 1434747.8946 | 358351.5082 | 890432.8013 | 0.00030229 | 1466061.3225 | 519859.1002 | 197475.7803 | 94799.4561 | 749857.0457 | 248674.4853 | 133175.0893 | 2.5217e-05 | 420069.3022 | 58021.9937
NEM | Solar PV | 0.021929 | 0.0055893 | 81304.244 | 237429.2938 | 624788.7227 | 516594.0231 | 0.00055823 | 495254.3053 | 905471.9871 | 549871.5272 | 263599.0696 | 489821.793 | 224589.4754 | 0 | 0 | 909123.9422 | 111727.2501 | 63711.5122 | 0.16434 | 51698.5154 | 291101.5072 | 15062.3132 | 0 | 151369.2392 | 11566.9035
NEM | LS Batteries | 0.037485 | 0.0063967 | 0.016001 | 0.003614 | 0.0020243 | 0.0044185 | 0.00554 | 0.0033564 | 0.0015392 | 0.036526 | 0.0039409 | 0.0060213 | 75482.4294 | 255643.3362 | 0.0019704 | 0.01236 | 0.0019314 | 0.00046238 | 0.0056232 | 2619.9155 | 34586.3459 | 72276.2453 | 1121.9273 | 151051.526 | 0.00099464
NEM | Pumped Hydro | 0.064174 | 0.01117 | 146467.858 | 17191.1567 | 0.0023447 | 0.0028471 | 0.0084156 | 0.023499 | 66077.8108 | 654725.1976 | 56361.3564 | 729051.0989 | 157725.3535 | 3.4671e-05 | 149642.3438 | 854781.7845 | 201523.9879 | 162478.9272 | 72461.5403 | 73662.366 | 323622.1016 | 0 | 9.9203e-06 | 107666.801 | 1698.4402
NEM | Pumped Hydro Pump | 0 | 0 | 0 | 0 | 0 | 0 | 0 | 0 | 0 | 0 | 0 | 0 | 0 | 0 | 0 | 0 | 0 | 0 | 0 | 0 | 0 | 0 | 0 | 0 | 0
Total |  | 0.28886 | 0.026886 | 353868.7391 | 254620.4729 | 2438222.9181 | 1410313.8707 | 894725.9103 | 4805550.17 | 2226443.4951 | 1789816.1522 | 667395.7533 | 2653620.793 | 990688.1876 | 1167965.4386 | 149642.3464 | 3522641.916 | 833110.3405 | 423666.2202 | 167261.1667 | 877837.8437 | 897984.44 | 220513.6478 | 1121.9276 | 857965.5224 | 71287.3384
Region | Technology | 2020-21 | 2021-22 | 2022-23 | 2023-24 | 2024-25 | 2025-26 | 2026-27 | 2027-28 | 2028-29 | 2029-30 | 2030-31 | 2031-32 | 2032-33 | 2033-34 | 2034-35 | 2035-36 | 2036-37 | 2037-38 | 2038-39 | 2039-40 | 2040-41 | 2041-42 | 2042-43 | 2043-44 | 2044-45
NSW1 | Black Coal | 0 | 0 | 0 | 0 | 0 | 0 | 0 | 0 | 0 | 0 | 0 | 0 | 0 | 0 | 0 | 0 | 0 | 0 | 0 | 0 | 0 | 0 | 0 | 0 | 0
NSW1 | Brown Coal | 0 | 0 | 0 | 0 | 0 | 0 | 0 | 0 | 0 | 0 | 0 | 0 | 0 | 0 | 0 | 0 | 0 | 0 | 0 | 0 | 0 | 0 | 0 | 0 | 0
NSW1 | CCGT | 0.0011862 | 0 | 0.00060001 | 0.00018405 | 0 | 0 | 0 | 0 | 0 | 0 | 0 | 0 | 0.00045611 | 0 | 0 | 0.0007351 | 0 | 0 | 0 | 0 | 0 | 0 | 0 | 0 | 0
NSW1 | Gas - Steam | 0 | 0 | 0 | 0 | 0 | 0 | 0 | 0 | 0 | 0 | 0 | 0 | 0 | 0 | 0 | 0 | 0 | 0 | 0 | 0 | 0 | 0 | 0 | 0 | 0
NSW1 | OCGT / Diesel | 0.0014353 | 0 | 126096.6115 | 0 | 0 | 0 | 0 | 0 | 0 | 0 | 0 | 0 | 174539.4198 | 21889.3008 | 0 | 292674.8528 | 0 | 0 | 0 | 0 | 0 | 0 | 0 | 27808.654 | 0
NSW1 | Hydro | 0 | 0 | 0 | 0 | 0 | 0 | 0 | 0 | 0 | 0 | 0 | 0 | 0 | 0 | 0 | 0 | 0 | 0 | 0 | 0 | 0 | 0 | 0 | 0 | 0
NSW1 | Wind | 0.032079 | 0.00081679 | 0.0043175 | 0.010739 | 1495411.4512 | 251501.1134 | 894725.8901 | 568911.975 | 0.037104 | 114605.9997 | 0.0023068 | 1434747.8929 | 12190.0936 | 890432.8001 | 0 | 491254.3744 | 0.013703 | 160296.6997 | 94799.4403 | 570822.8961 | 78587.5766 | 0 | 0 | 82459.231 | 12069.6686
NSW1 | Solar PV | 0.0069032 | 0.00029116 | 81304.2432 | 0.0038798 | 624788.6932 | 0.0029326 | 0.00055823 | 98490.5705 | 905471.9863 | 373285.2539 | 111290.78 | 268912.1639 | 223849.6396 | 0 | 0 | 909123.9385 | 69880.9775 | 63711.5099 | 0.0012635 | 552.21 | 255505.6833 | 1.52e-05 | 0 | 107011.0113 | 10679.6439
NSW1 | LS Batteries | 0.016148 | 0.0030688 | 0.012695 | 0.0026673 | 0.0012276 | 0.00056729 | 0.0012492 | 0.0010756 | 0.00092265 | 0.019005 | 0.0016343 | 0.0023584 | 75482.4273 | 255643.3345 | 0 | 0.0037141 | 0.00066332 | 6.633e-05 | 0.0011796 | 2619.8962 | 34586.345 | 72276.2448 | 0.00047834 | 151051.5145 | 0.00074507
NSW1 | Pumped Hydro | 0.027069 | 0.0038512 | 146467.8428 | 17191.1539 | 0.00046864 | 0.00031818 | 0.00084356 | 0.00082472 | 66077.7533 | 545734.8913 | 56361.3256 | 435185.2682 | 154039.0659 | 0 | 0 | 303841.7808 | 128727.1189 | 106894.6476 | 26358.3983 | 7632.6062 | 255583.1851 | 0 | 0 | 61079.1842 | 1698.4401
NSW1 | Pumped Hydro Pump | 0 | 0 | 0 | 0 | 0 | 0 | 0 | 0 | 0 | 0 | 0 | 0 | 0 | 0 | 0 | 0 | 0 | 0 | 0 | 0 | 0 | 0 | 0 | 0 | 0
Total |  | 0.084821 | 0.0080279 | 353868.7152 | 17191.1713 | 2120200.1461 | 251501.1172 | 894725.8927 | 667402.5474 | 971549.7776 | 1033626.1639 | 167652.1095 | 2138845.3274 | 640100.6467 | 1167965.4353 | 0 | 1996894.9509 | 198608.1108 | 330902.8573 | 121157.841 | 581627.6086 | 624262.79 | 72276.2448 | 0.00047834 | 429409.595 | 24447.7534
Region | Technology | 2020-21 | 2021-22 | 2022-23 | 2023-24 | 2024-25 | 2025-26 | 2026-27 | 2027-28 | 2028-29 | 2029-30 | 2030-31 | 2031-32 | 2032-33 | 2033-34 | 2034-35 | 2035-36 | 2036-37 | 2037-38 | 2038-39 | 2039-40 | 2040-41 | 2041-42 | 2042-43 | 2043-44 | 2044-45
QLD1 | Black Coal | 0 | 0 | 0 | 0 | 0 | 0 | 0 | 0 | 0 | 0 | 0 | 0 | 0 | 0 | 0 | 0 | 0 | 0 | 0 | 0 | 0 | 0 | 0 | 0 | 0
QLD1 | Brown Coal | 0 | 0 | 0 | 0 | 0 | 0 | 0 | 0 | 0 | 0 | 0 | 0 | 0 | 0 | 0 | 0 | 0 | 0 | 0 | 0 | 0 | 0 | 0 | 0 | 0
QLD1 | CCGT | 0.0023137 | 0 | 0 | 0 | 0.00035486 | 0 | 0 | 0 | 0 | 0 | 0 | 0 | 0.00015384 | 0 | 8.7764e-05 | 0.00023455 | 9.3208e-05 | 0 | 0 | 0 | 0 | 0 | 0 | 0 | 0
QLD1 | Gas - Steam | 0 | 0 | 0 | 0 | 0 | 0 | 0 | 0 | 0 | 0 | 0 | 0 | 0 | 0 | 0 | 0 | 0 | 0 | 0 | 0 | 0 | 0 | 0 | 0 | 0
QLD1 | OCGT / Diesel | 0.0028255 | 0 | 0.00016888 | 0 | 0.00017862 | 0 | 0.00015056 | 0.00013083 | 0.00010507 | 0.0001406 | 0.00010053 | 0.00012939 | 0.00011545 | 9.7393e-05 | 0.0002609 | 0.000265 | 0 | 0 | 2.7403e-05 | 0.0010089 | 0 | 0 | 0 | 0 | 0
QLD1 | Hydro | 0 | 0 | 0 | 0 | 0 | 0 | 0 | 0 | 0 | 0 | 0 | 0 | 0 | 0 | 0 | 0 | 0 | 0 | 0 | 0 | 0 | 0 | 0 | 0 | 0
QLD1 | Wind | 0.025166 | 0 | 0.00032989 | 0.0013497 | 0.015731 | 464753.1155 | 0 | 2059361.925 | 399241.1602 | 0.002644 | 0 | 0.001475 | 0.00013464 | 0.00065417 | 0.00030229 | 227409.7347 | 342281.265 | 37179.0802 | 0.0076924 | 179034.1146 | 112108.3547 | 133175.0893 | 0 | 93540.4793 | 31076.8521
QLD1 | Solar PV | 0.0058413 | 0 | 0.00072571 | 0.00045569 | 0.003289 | 0.0013241 | 0 | 5.8852e-05 | 0.00076963 | 0.0016382 | 0.0016489 | 0.00079197 | 3.7419e-05 | 0 | 0 | 0.002567 | 0.0022021 | 0.0018812 | 0.16307 | 13447.2786 | 12665.0539 | 0 | 0 | 12103.3184 | 887.2596
QLD1 | LS Batteries | 0.0083736 | 0.0011698 | 0.00048357 | 0.00030845 | 0.00030237 | 0.0025761 | 0.0026126 | 0.00099745 | 0 | 0.00865 | 0 | 0.00040737 | 0.0010905 | 0.00023978 | 0.0017247 | 0.0040164 | 0 | 0 | 2.2668e-05 | 0.017755 | 0 | 0 | 0 | 0.011193 | 0
QLD1 | Pumped Hydro | 0.013522 | 0.0024955 | 0.001119 | 0.002481 | 0.0015375 | 0.0019336 | 0.0067326 | 0.020006 | 0.051141 | 108990.2868 | 0 | 98755.4771 | 0 | 0 | 149642.3435 | 205776.2932 | 9292.0917 | 55584.2791 | 46103.1421 | 0 | 0 | 0 | 0 | 0 | 0
QLD1 | Pumped Hydro Pump | 0 | 0 | 0 | 0 | 0 | 0 | 0 | 0 | 0 | 0 | 0 | 0 | 0 | 0 | 0 | 0 | 0 | 0 | 0 | 0 | 0 | 0 | 0 | 0 | 0
Total |  | 0.058042 | 0.0036652 | 0.0028271 | 0.0045949 | 0.021394 | 464753.1214 | 0.0094957 | 2059361.9462 | 399241.2122 | 108990.2999 | 0.0017494 | 98755.48 | 0.0015318 | 0.00099135 | 149642.3459 | 433186.0349 | 351573.359 | 92763.3613 | 46103.3129 | 192481.4119 | 124773.4085 | 133175.0893 | 0 | 105643.8089 | 31964.1116
Region | Technology | 2020-21 | 2021-22 | 2022-23 | 2023-24 | 2024-25 | 2025-26 | 2026-27 | 2027-28 | 2028-29 | 2029-30 | 2030-31 | 2031-32 | 2032-33 | 2033-34 | 2034-35 | 2035-36 | 2036-37 | 2037-38 | 2038-39 | 2039-40 | 2040-41 | 2041-42 | 2042-43 | 2043-44 | 2044-45
VIC1 | Black Coal | 0 | 0 | 0 | 0 | 0 | 0 | 0 | 0 | 0 | 0 | 0 | 0 | 0 | 0 | 0 | 0 | 0 | 0 | 0 | 0 | 0 | 0 | 0 | 0 | 0
VIC1 | Brown Coal | 0 | 0 | 0 | 0 | 0 | 0 | 0 | 0 | 0 | 0 | 0 | 0 | 0 | 0 | 0 | 0 | 0 | 0 | 0 | 0 | 0 | 0 | 0 | 0 | 0
VIC1 | CCGT | 0.0012834 | 0 | 0.00015737 | 0.00039459 | 0 | 0 | 0 | 0 | 0 | 0 | 0 | 6.5472e-05 | 0.00024162 | 0 | 0 | 0.00039648 | 5.6404e-05 | 0 | 0 | 0 | 0 | 0 | 0 | 0 | 0
VIC1 | Gas - Steam | 0 | 0 | 0 | 0 | 0 | 0 | 0 | 0 | 0 | 0 | 0 | 0 | 0 | 0 | 0 | 0 | 0 | 0 | 0 | 0 | 0 | 0 | 0 | 0 | 0
VIC1 | OCGT / Diesel | 0.001426 | 0 | 0.0017431 | 0 | 0 | 0 | 0 | 0 | 0 | 0 | 0 | 0 | 0 | 0 | 0 | 0 | 4.4869e-05 | 4.3313e-05 | 0.00022817 | 0 | 0 | 0 | 0.00028783 | 0 | 0
VIC1 | Hydro | 0 | 0 | 0 | 0 | 0 | 0 | 0 | 0 | 0 | 0 | 0 | 0 | 0 | 0 | 0 | 0 | 0 | 0 | 0 | 0 | 0 | 0 | 0 | 0 | 0
VIC1 | Wind | 0.014015 | 0 | 0.0017187 | 0.0042337 | 0.0094624 | 0.0073675 | 0.00012844 | 619994.7729 | 598383.8795 | 403145.2214 | 347435.3193 | 0.00023795 | 346161.4123 | 0 | 0 | 445969.3905 | 177577.7954 | 0 | 0.0078925 | 0 | 57978.3539 | 0 | 0 | 166393.1784 | 0
VIC1 | Solar PV | 0.0007102 | 0 | 0 | 237429.2894 | 0 | 0 | 0 | 274338.1849 | 0 | 160770.5129 | 149061.868 | 175105.7828 | 0 | 0 | 0 | 0 | 0 | 0 | 0 | 0 | 0 | 1.3372e-05 | 0 | 16353.7511 | 0
VIC1 | LS Batteries | 0.0043798 | 0.00046401 | 0.0026041 | 0.00053635 | 0 | 0 | 0 | 0 | 0.00061651 | 0.0036981 | 0.00035973 | 0.0013138 | 0.00031402 | 0.00080339 | 0 | 0.0016946 | 0.00052335 | 0.00030304 | 0.0040212 | 0 | 0 | 1.8742e-05 | 1121.9264 | 0 | 0
VIC1 | Pumped Hydro | 0.0080513 | 0.0012726 | 0.013759 | 0 | 0 | 0 | 0 | 0 | 0 | 0.007748 | 0.014778 | 195110.2098 | 3686.2876 | 0 | 0 | 284171.8527 | 0 | 0 | 0 | 0 | 0 | 0 | 0 | 0 | 0
VIC1 | Pumped Hydro Pump | 0 | 0 | 0 | 0 | 0 | 0 | 0 | 0 | 0 | 0 | 0 | 0 | 0 | 0 | 0 | 0 | 0 | 0 | 0 | 0 | 0 | 0 | 0 | 0 | 0
Total |  | 0.029866 | 0.0017366 | 0.019982 | 237429.2945 | 0.0094624 | 0.0073675 | 0.00012844 | 894332.9578 | 598383.8801 | 563915.7458 | 496497.2025 | 370215.9942 | 349847.7004 | 0.00080339 | 0 | 730141.2453 | 177577.7961 | 0.00034635 | 0.012142 | 0 | 57978.3539 | 3.2114e-05 | 1121.9267 | 182746.9295 | 0
Region | Technology | 2020-21 | 2021-22 | 2022-23 | 2023-24 | 2024-25 | 2025-26 | 2026-27 | 2027-28 | 2028-29 | 2029-30 | 2030-31 | 2031-32 | 2032-33 | 2033-34 | 2034-35 | 2035-36 | 2036-37 | 2037-38 | 2038-39 | 2039-40 | 2040-41 | 2041-42 | 2042-43 | 2043-44 | 2044-45
SA1 | Black Coal | 0 | 0 | 0 | 0 | 0 | 0 | 0 | 0 | 0 | 0 | 0 | 0 | 0 | 0 | 0 | 0 | 0 | 0 | 0 | 0 | 0 | 0 | 0 | 0 | 0
SA1 | Brown Coal | 0 | 0 | 0 | 0 | 0 | 0 | 0 | 0 | 0 | 0 | 0 | 0 | 0 | 0 | 0 | 0 | 0 | 0 | 0 | 0 | 0 | 0 | 0 | 0 | 0
SA1 | CCGT | 0.0015226 | 0.00015226 | 0 | 0 | 0 | 0 | 0 | 0 | 0 | 0 | 0 | 6.9925e-05 | 0.00015462 | 5.0988e-05 | 0 | 6.5555e-05 | 0 | 0 | 0 | 0 | 0 | 0 | 0 | 0 | 0
SA1 | Gas - Steam | 0 | 0 | 0 | 0 | 0 | 0 | 0 | 0 | 0 | 0 | 0 | 0 | 0 | 0 | 0 | 0 | 0 | 0 | 0 | 0 | 0 | 0 | 0 | 0 | 0
SA1 | OCGT / Diesel | 0.0014501 | 0.00055025 | 0 | 0 | 0 | 0 | 0 | 0 | 5.0121e-05 | 7.2067e-05 | 5.2294e-05 | 0.00013716 | 0 | 0.00016143 | 0 | 0 | 4.5473e-05 | 3.5869e-05 | 3.1136e-05 | 3.464e-05 | 1.7284e-05 | 2.5449e-05 | 1.5651e-05 | 8.0745e-06 | 5.2645e-06
SA1 | Hydro | 0 | 0 | 0 | 0 | 0 | 0 | 0 | 0 | 0 | 0 | 0 | 0 | 0 | 0 | 0 | 0 | 0 | 0 | 0 | 0 | 0 | 0 | 0 | 0 | 0
SA1 | Wind | 0.05318 | 0.0022109 | 0.00018765 | 0 | 0.027811 | 0.03836 | 0.0053226 | 1062027.1306 | 257268.6186 | 67468.1668 | 0.0016037 | 0 | 0.0021643 | 0.00058601 | 0 | 301427.8229 | 0.026061 | 0.00033053 | 0.00018948 | 0.034967 | 0.20018 | 0 | 2.5217e-05 | 77676.4135 | 14875.4731
SA1 | Solar PV | 0.0084743 | 0.0052981 | 0 | 9.0685e-05 | 0.026193 | 516594.0189 | 0 | 122425.5499 | 0 | 15815.7588 | 3246.4199 | 45803.8454 | 739.8358 | 0 | 0 | 0.0011138 | 41846.2704 | 0.00043835 | 0 | 37699.0268 | 22930.77 | 15062.3132 | 0 | 15901.1584 | 2.0412e-05
SA1 | LS Batteries | 0.0045109 | 0.001342 | 0 | 0 | 0 | 0.00067616 | 0.00096805 | 0.00089107 | 0 | 0.0036133 | 0.0015266 | 0.0017177 | 0.00036113 | 0.00038053 | 0 | 0.0017504 | 0.00047942 | 0 | 5.447e-05 | 0.0010864 | 0.00066281 | 0.00016384 | 0.0001961 | 0.00028884 | 0.00015657
SA1 | Pumped Hydro | 0.0098746 | 0.0031305 | 0 | 0 | 0 | 0 | 0.00052266 | 0.0020939 | 0.0056118 | 0.011017 | 0.015916 | 0.14313 | 0 | 0 | 0 | 60991.8575 | 63504.7771 | 0 | 0 | 66029.7594 | 68038.9165 | 0 | 0 | 46587.6167 | 0
SA1 | Pumped Hydro Pump | 0 | 0 | 0 | 0 | 0 | 0 | 0 | 0 | 0 | 0 | 0 | 0 | 0 | 0 | 0 | 0 | 0 | 0 | 0 | 0 | 0 | 0 | 0 | 0 | 0
Total |  | 0.079013 | 0.012684 | 0.00018765 | 9.0685e-05 | 0.054004 | 516594.0579 | 0.0068133 | 1184452.6834 | 257268.6243 | 83283.9403 | 3246.439 | 45803.9905 | 739.8385 | 0.001179 | 0 | 362419.6834 | 105351.0741 | 0.00080475 | 0.00027508 | 103728.8223 | 90969.8873 | 15062.3134 | 0.00023697 | 140165.1889 | 14875.4733
Region | Technology | 2020-21 | 2021-22 | 2022-23 | 2023-24 | 2024-25 | 2025-26 | 2026-27 | 2027-28 | 2028-29 | 2029-30 | 2030-31 | 2031-32 | 2032-33 | 2033-34 | 2034-35 | 2035-36 | 2036-37 | 2037-38 | 2038-39 | 2039-40 | 2040-41 | 2041-42 | 2042-43 | 2043-44 | 2044-45
TAS1 | Black Coal | 0 | 0 | 0 | 0 | 0 | 0 | 0 | 0 | 0 | 0 | 0 | 0 | 0 | 0 | 0 | 0 | 0 | 0 | 0 | 0 | 0 | 0 | 0 | 0 | 0
TAS1 | Brown Coal | 0 | 0 | 0 | 0 | 0 | 0 | 0 | 0 | 0 | 0 | 0 | 0 | 0 | 0 | 0 | 0 | 0 | 0 | 0 | 0 | 0 | 0 | 0 | 0 | 0
TAS1 | CCGT | 0.001079 | 0 | 0 | 0 | 0 | 0 | 0 | 7.7861e-05 | 0 | 0 | 0 | 0 | 7.147e-05 | 0 | 0 | 0 | 0 | 0 | 0 | 0 | 0 | 0 | 0 | 0 | 0
TAS1 | Gas - Steam | 0 | 0 | 0 | 0 | 0 | 0 | 0 | 0 | 0 | 0 | 0 | 0 | 0 | 0 | 0 | 0 | 0 | 0 | 0 | 0 | 0 | 0 | 0 | 0 | 0
TAS1 | OCGT / Diesel | 0.0014111 | 0 | 8.2265e-05 | 0 | 8.5002e-05 | 0 | 7.3932e-05 | 6.9927e-05 | 5.2721e-05 | 6.7144e-05 | 4.67e-05 | 6.5835e-05 | 5.9056e-05 | 4.3423e-05 | 5.3647e-05 | 4.2738e-05 | 4.7262e-05 | 3.7913e-05 | 2.3757e-05 | 3.9326e-05 | 2.3047e-05 | 1.4734e-05 | 1.7373e-05 | 9.9803e-06 | 5.8095e-06
TAS1 | Hydro | 0 | 0 | 0 | 0 | 0 | 0 | 0 | 0 | 0 | 0 | 0 | 0 | 0 | 0 | 0 | 0 | 0 | 0 | 0 | 0 | 0 | 0 | 0 | 0 | 0
TAS1 | Wind | 0.024902 | 0 | 0.00025246 | 0.0019147 | 318022.6862 | 177465.5657 | 0 | 0.034133 | 0 | 0 | 0 | 0 | 0 | 0 | 0 | 0 | 0 | 0 | 0 | 0 | 0 | 0 | 0 | 0 | 0
TAS1 | Solar PV | 0 | 0 | 0 | 0 | 0 | 0 | 0 | 0 | 0 | 0 | 0 | 0 | 0 | 0 | 0 | 0 | 0 | 0 | 0 | 0 | 0 | 0 | 0 | 0 | 0
TAS1 | LS Batteries | 0.0040727 | 0.00035212 | 0.0002179 | 0.00010188 | 0.00049432 | 0.00059894 | 0.00071018 | 0.0003923 | 0 | 0.0015591 | 0.00042024 | 0.000224 | 0.00028681 | 0.00023072 | 0.00024572 | 0.0011845 | 0.00026535 | 9.3007e-05 | 0.00034527 | 0.00037862 | 0.00017011 | 0.0003218 | 0.0001346 | 5.9545e-05 | 9.3005e-05
TAS1 | Pumped Hydro | 0.0056573 | 0.00042004 | 0.00033503 | 0.00029725 | 0.00033862 | 0.0005953 | 0.00031683 | 0.00057489 | 0.00080114 | 0.00072472 | 7.4671e-05 | 0.00068872 | 7.0453e-05 | 3.4671e-05 | 0.00024427 | 0.00032067 | 0.00018641 | 0.00038284 | 0 | 0.00050381 | 0 | 0 | 9.9203e-06 | 4.8906e-05 | 2.9505e-05
TAS1 | Pumped Hydro Pump | 0 | 0 | 0 | 0 | 0 | 0 | 0 | 0 | 0 | 0 | 0 | 0 | 0 | 0 | 0 | 0 | 0 | 0 | 0 | 0 | 0 | 0 | 0 | 0 | 0
Total |  | 0.037122 | 0.00077216 | 0.00088765 | 0.0023138 | 318022.6871 | 177465.5669 | 0.0011009 | 0.035248 | 0.00085386 | 0.0023509 | 0.00054161 | 0.00097856 | 0.00048779 | 0.00030881 | 0.00054363 | 0.0015479 | 0.00049902 | 0.00051376 | 0.00036903 | 0.00092176 | 0.00019315 | 0.00033653 | 0.00016189 | 0.00011843 | 0.00012832

## Neutral2_Option1A_REZ Tx Cost
REZ transmission expansion cost by region ($000s) - QNI Option1A, Neutral + low emissions scenario
Real June 2019 dollars discounted to 2019-20
Region | Aggregation | 2020-21 | 2021-22 | 2022-23 | 2023-24 | 2024-25 | 2025-26 | 2026-27 | 2027-28 | 2028-29 | 2029-30 | 2030-31 | 2031-32 | 2032-33 | 2033-34 | 2034-35 | 2035-36 | 2036-37 | 2037-38 | 2038-39 | 2039-40 | 2040-41 | 2041-42 | 2042-43 | 2043-44 | 2044-45
NSW1 | Transmission | 0.0024534 | 0.0001011 | 17566.3914 | 0.00026864 | 165300.928 | 28366.9767 | 0 | 37952.9496 | 239077.5208 | 101597.9899 | 31182.409 | 240830.2369 | 61151.9638 | 122158.28 | 0 | 312005.4605 | 19274.5058 | 40038.5087 | 13373.479 | 84728.6307 | 97399.9455 | 5.961e-06 | 0 | 68908.903 | 7332.3424
QLD1 | Transmission | 0.0045389 | 0.00012069 | 0.00026609 | 0.00037627 | 0.0012431 | 0.0023351 | 0 | 0.0015937 | 0.0005177 | 0.001105 | 0.00015666 | 0.00080306 | 0.00013954 | 0.00038988 | 0.00019799 | 0.0011567 | 10208.559 | 3399.1196 | 0.0020635 | 40126.7862 | 49702.8229 | 86626.0124 | 0 | 41433.6933 | 13768.5474
VIC1 | Transmission | 0.00072337 | 0 | 0 | 0 | 0 | 0 | 0 | 0 | 4235.1136 | 17851.6128 | 15472.2413 | 0 | 15709.1095 | 0 | 0 | 1663.4762 | 365.0193 | 0 | 0 | 5.667e-06 | 4166.903 | 7.5971e-06 | 0 | 32131.885 | 0
SA1 | Transmission | 0.0027529 | 0.00042458 | 7.216e-05 | 5.737e-05 | 0.0012216 | 0.00070112 | 0.00025546 | 91378.0005 | 0.00041086 | 0.0013155 | 0.00029563 | 7.9128e-05 | 0.00048106 | 0 | 0 | 23995.3775 | 0.0034828 | 0.0001917 | 5.7909e-05 | 0.00018516 | 2856.8826 | 5379.5127 | 5.1529e-06 | 26776.5617 | 4005.0066
TAS1 | Transmission | 0.00059923 | 0 | 2.7899e-05 | 4.9019e-05 | 0.00027014 | 0.0003007 | 0 | 0.00052549 | 0 | 0 | 0 | 0 | 0 | 0 | 0 | 0 | 0 | 0 | 0 | 0 | 0 | 0 | 0 | 0 | 0
Total |  | 0.011068 | 0.00064637 | 17566.3917 | 0.0007513 | 165300.9308 | 28366.9801 | 0.00025546 | 129330.9522 | 243312.6352 | 119449.6052 | 46654.6507 | 240830.2377 | 76861.0739 | 122158.2804 | 0.00019799 | 337664.3153 | 29848.0876 | 43437.6285 | 13373.4811 | 124855.4171 | 154126.5541 | 92005.5251 | 5.1529e-06 | 169251.0429 | 25105.8964

## Neutral2_Option1A_USE+DSP Cost
USE and DSP cost by region ($000s) - QNI Option1A, Neutral + low emissions scenario
Real June 2019 dollars discounted to 2019-20
Region | Aggregation | 2020-21 | 2021-22 | 2022-23 | 2023-24 | 2024-25 | 2025-26 | 2026-27 | 2027-28 | 2028-29 | 2029-30 | 2030-31 | 2031-32 | 2032-33 | 2033-34 | 2034-35 | 2035-36 | 2036-37 | 2037-38 | 2038-39 | 2039-40 | 2040-41 | 2041-42 | 2042-43 | 2043-44 | 2044-45
NSW1 | USE / DSP | 27.8733 | 0.0017224 | 26231.6297 | 59112.9507 | 64953.6983 | 0.0018113 | 0.0017812 | 0.0018496 | 812.7378 | 10067.854 | 10058.2912 | 612.0399 | 29862.7825 | 14626.0239 | 1605.9007 | 58498.3558 | 0.0019631 | 0.0019651 | 9.025 | 816.4546 | 2033.8293 | 20293.6665 | 832.4025 | 49739.7526 | 74659.0548
QLD1 | USE / DSP | 0.00085317 | 0.00084921 | 0.00084818 | 0.00085274 | 0.00087065 | 0.00088113 | 0.0008701 | 0.00089134 | 0.00089028 | 0.0008961 | 0.00089227 | 0.00089883 | 0.00089943 | 0.00088334 | 473.2804 | 492.4201 | 0.00090581 | 0.00090964 | 0.00092632 | 13041.2549 | 14.7016 | 0.000969 | 315.0764 | 3460.6938 | 1188.7399
VIC1 | USE / DSP | 0.00043547 | 0.00043363 | 2901.2587 | 13020.3461 | 21071.632 | 0.00045389 | 0.00044682 | 0.00046467 | 0.00046326 | 0.00046837 | 0.00046624 | 82.1677 | 0.00048253 | 16.7872 | 173.2572 | 0.00048696 | 0.00048975 | 0.00049322 | 1261.481 | 0.00049896 | 0.00051937 | 878.5475 | 7243.816 | 9739.3752 | 18318.3365
SA1 | USE / DSP | 0.00044672 | 7820.9231 | 3.1996 | 4.7783 | 0.00045233 | 0.00045894 | 0.00045068 | 0.00046508 | 0.00046254 | 0.00046753 | 0.00046451 | 13.3299 | 0.00047863 | 195.791 | 12.3103 | 0.00047218 | 0.00047247 | 0.00047444 | 0.00046972 | 0.00047746 | 0.00049345 | 29.6375 | 0.00049052 | 94.909 | 252.2021
TAS1 | USE / DSP | 0.00043642 | 0.00043475 | 0.00043202 | 0.00043536 | 0.00044218 | 0.00044565 | 0.00043679 | 0.00045621 | 0.000456 | 0.0004533 | 0.00044322 | 0.00045024 | 0.0004571 | 0.000441 | 0.00043477 | 0.00044324 | 0.00044182 | 0.0004498 | 0.00041256 | 0.00045432 | 0.0004654 | 0.00041265 | 0.00041226 | 0.24035 | 0.0004403
Total |  | 27.8754 | 7820.9265 | 29136.0892 | 72138.0764 | 86025.3321 | 0.0040509 | 0.0039856 | 0.0041269 | 812.7401 | 10067.8563 | 10058.2935 | 707.5389 | 29862.7848 | 14838.6035 | 2264.749 | 58990.7773 | 0.004273 | 0.0042923 | 1270.5078 | 13857.7109 | 2048.5324 | 21201.8529 | 8391.2958 | 63034.971 | 94418.3338

## Neutral2_Option5B_CF
Capacity factor by technology (%) - QNI Option5B, Neutral + low emissions scenario
This block has been intentionally left blank.
Region | Technology | 2020-21 | 2021-22 | 2022-23 | 2023-24 | 2024-25 | 2025-26 | 2026-27 | 2027-28 | 2028-29 | 2029-30 | 2030-31 | 2031-32 | 2032-33 | 2033-34 | 2034-35 | 2035-36 | 2036-37 | 2037-38 | 2038-39 | 2039-40 | 2040-41 | 2041-42 | 2042-43 | 2043-44 | 2044-45
NSW1 | Black Coal | 54.68% | 54.16% | 59.79% | 63.04% | 58.76% | 58.28% | 55.75% | 56.57% | 55.07% | 61.74% | 59.94% | 64.75% | 58.55% | 67.38% | 67.4% | 70% | 70% | 67.54% | 58.43% | 39.07% | 53.53% | 58.67% | 41.65% | 0% | 0%
NSW1 | Brown Coal | bar: 2020-21 to 2044-45
NSW1 | CCGT | 0.01859% | 0.1799% | 0.1299% | 0.7505% | 0.9508% | 0.02094% | 0.444% | 0.3554% | 1.127% | 1.943% | 6.221% | 7.54% | 21% | 22.76% | 9.483% | 35.75% | 40.17% | 34.51% | 32.14% | 31.14% | 25.18% | 34.1% | 24.08% | 36.7% | 37.6%
NSW1 | Gas - Steam | bar: 2020-21 to 2044-45
NSW1 | OCGT / Diesel | 0.01198% | 0.0205% | 0.0681% | 0.1048% | 0.09085% | 8.881e-08% | 5.72e-05% | 0.001286% | 0.01257% | 0.02552% | 0.07294% | 0.1172% | 0.0719% | 1.013% | 1.223% | 1.663% | 2.141% | 2.411% | 3.153% | 3.125% | 1.617% | 3.009% | 2.815% | 2.831% | 2.746%
NSW1 | Hydro | 11.71% | 12.17% | 12.16% | 12.68% | 12.9% | 12.13% | 12.12% | 12.8% | 13.54% | 14.14% | 14.05% | 15.07% | 14.85% | 17.1% | 17.07% | 17.86% | 17.33% | 17.82% | 18.04% | 18.21% | 16.98% | 19.06% | 19.19% | 19.24% | 18.54%
NSW1 | Wind | 30.93% | 33.25% | 36.75% | 35.94% | 40.04% | 42.65% | 44.19% | 35.46% | 31.12% | 33.11% | 34.65% | 35.54% | 40.06% | 40.27% | 41.72% | 30.55% | 27.76% | 28.04% | 29.38% | 30.22% | 30.45% | 32.13% | 33.36% | 25.95% | 23.44%
NSW1 | Solar PV | 27.02% | 28.44% | 28.85% | 29.02% | 28.33% | 27% | 29.44% | 26.7% | 27.83% | 29.68% | 30.32% | 29.95% | 29.14% | 28.23% | 30.53% | 27.78% | 28.15% | 29.86% | 30.51% | 29.97% | 29.1% | 28.4% | 30.6% | 27.28% | 27.61%
NSW1 | LS Batteries | 0% | 0% | 0% | 0% | 0% | 0% | 0% | 0% | 0% | 0% | 0% | 0% | 8.563% | 8.414% | 8.63% | 8.514% | 8.471% | 8.743% | 8.87% | 8.711% | 9.153% | 8.415% | 8.759% | 8.49% | 8.665%
NSW1 | Pumped Hydro | 0.7553% | 1.978% | 4.93% | 7.461% | 7.681% | 5.743% | 8.33% | 9.763% | 13.9% | 18.4% | 20.31% | 22.7% | 23.17% | 24.73% | 25.37% | 25.81% | 24.6% | 25.31% | 25.75% | 25.03% | 23.42% | 22.67% | 23.5% | 22.64% | 22.11%
Region | Technology | 2020-21 | 2021-22 | 2022-23 | 2023-24 | 2024-25 | 2025-26 | 2026-27 | 2027-28 | 2028-29 | 2029-30 | 2030-31 | 2031-32 | 2032-33 | 2033-34 | 2034-35 | 2035-36 | 2036-37 | 2037-38 | 2038-39 | 2039-40 | 2040-41 | 2041-42 | 2042-43 | 2043-44 | 2044-45
QLD1 | Black Coal | 67.2% | 59.8% | 59.17% | 61.11% | 58.58% | 54.39% | 53.06% | 51.38% | 49.03% | 53.86% | 53.9% | 55.97% | 60.75% | 58.52% | 61.69% | 62.82% | 65.08% | 60.76% | 60.95% | 57.24% | 54.02% | 46.96% | 47.49% | 43.74% | 42.52%
QLD1 | Brown Coal | bar: 2020-21 to 2044-45
QLD1 | CCGT | 32.14% | 31.88% | 31.81% | 32.58% | 32.48% | 31.98% | 32.52% | 32.34% | 32.27% | 32.51% | 33.3% | 33.24% | 34.04% | 36.25% | 35.14% | 38.58% | 43.44% | 42.07% | 44.5% | 40.97% | 41.23% | 42.99% | 40.02% | 43.85% | 44.94%
QLD1 | Gas - Steam | bar: 2020-21 to 2044-45
QLD1 | OCGT / Diesel | 1.115e-07% | 0.007377% | 0.001822% | 0.0222% | 0.0254% | 1.345e-07% | 0.002348% | 1.345e-07% | 1.366e-07% | 0.002401% | 0.03216% | 0.0628% | 0.02026% | 0.05164% | 0.1272% | 0.1024% | 0.7489% | 1.053% | 1.544% | 1.964% | 0.449% | 0.2417% | 0.4288% | 0.7455% | 0.2448%
QLD1 | Hydro | 53.07% | 53.01% | 52.97% | 53.1% | 53.01% | 53.08% | 52.94% | 53.15% | 53.03% | 52.87% | 52.74% | 53.14% | 52.77% | 52.9% | 52.83% | 52.97% | 52.13% | 52.36% | 52.12% | 51.98% | 51.96% | 48.31% | 47.35% | 46.37% | 44.53%
QLD1 | Wind | 39.81% | 37.17% | 36.4% | 34.06% | 29.94% | 37.25% | 34.84% | 38.56% | 36.47% | 37.99% | 36.37% | 35.12% | 32.63% | 36.12% | 34.67% | 38.68% | 36.43% | 36.66% | 34.84% | 33.98% | 30.6% | 33.52% | 31.36% | 31.88% | 30.52%
QLD1 | Solar PV | 28.44% | 28.8% | 29.93% | 30.04% | 28.77% | 28.08% | 29.96% | 25.03% | 27.65% | 28.71% | 29.77% | 29.93% | 28.73% | 27.92% | 30.13% | 25.14% | 27.73% | 28.65% | 29.9% | 30.01% | 28.7% | 28.04% | 30% | 24.84% | 27.25%
QLD1 | LS Batteries | 5.018% | 7.464% | 7.92% | 8.641% | 7.956% | 7.683% | 8.969% | 8.37% | 8.502% | 8.595% | 9.021% | 8.835% | 8.736% | 9.184% | 8.576% | 8.082% | 8.366% | 8.19% | 8.444% | 8.201% | 8.162% | 6.908% | 8.192% | 6.573% | 8.284%
QLD1 | Pumped Hydro | 1.648% | 5.367% | 6.182% | 8.485% | 6.576% | 6.357% | 10.08% | 10.79% | 11.29% | 12.93% | 13.29% | 15.66% | 15.53% | 16.93% | 20.01% | 20.14% | 20.55% | 20.73% | 21.08% | 20.89% | 20.12% | 18.1% | 19.25% | 17.14% | 17.64%
Region | Technology | 2020-21 | 2021-22 | 2022-23 | 2023-24 | 2024-25 | 2025-26 | 2026-27 | 2027-28 | 2028-29 | 2029-30 | 2030-31 | 2031-32 | 2032-33 | 2033-34 | 2034-35 | 2035-36 | 2036-37 | 2037-38 | 2038-39 | 2039-40 | 2040-41 | 2041-42 | 2042-43 | 2043-44 | 2044-45
VIC1 | Black Coal | bar: 2020-21 to 2044-45
VIC1 | Brown Coal | 82.26% | 84% | 84.24% | 84.29% | 84.3% | 79.13% | 78.14% | 74.87% | 73.59% | 70.51% | 71.82% | 73.75% | 78.17% | 81.67% | 79.46% | 82.54% | 82.81% | 78.82% | 75.24% | 75.5% | 67.85% | 67.57% | 63.39% | 58.87% | 57.45%
VIC1 | CCGT | bar: 2020-21 to 2044-45
VIC1 | Gas - Steam | 0.2671% | 1.096% | 0.6362% | 0.5412% | 0.6781% | 0.3458% | 0.1247% | 0.221% | 0.1354% | 0.5198% | 0.6608% | 0% | 0% | 0% | 0% | 0% | 0% | 0% | 0% | 0% | 0% | 0% | 0% | 0% | 0%
VIC1 | OCGT / Diesel | 0.1155% | 0.1688% | 0.2124% | 0.1312% | 0.09271% | 0.04762% | 0.01845% | 0.03746% | 0.0169% | 0.1423% | 0.1865% | 0.362% | 0.3491% | 1.98% | 1.477% | 2.472% | 3.067% | 2.913% | 3.601% | 3.595% | 1.28% | 4.425% | 2.098% | 7.301% | 7.415%
VIC1 | Hydro | 18.14% | 18.13% | 17.99% | 18.04% | 18.01% | 17.99% | 17.97% | 17.99% | 17.98% | 18.01% | 18.02% | 18.07% | 18.04% | 18.04% | 18.05% | 18.08% | 18.02% | 18.06% | 18.02% | 18.07% | 18.09% | 18.1% | 18.07% | 18.08% | 18.04%
VIC1 | Wind | 33.63% | 32.65% | 36.71% | 32.39% | 31.79% | 33.43% | 35.58% | 31.99% | 33.06% | 31.81% | 35.38% | 31.08% | 31.88% | 32.94% | 34.41% | 31.31% | 31.47% | 30.36% | 33.7% | 29.95% | 29.44% | 29.83% | 31.58% | 27.63% | 27.74%
VIC1 | Solar PV | 26.39% | 26.83% | 26.69% | 28.28% | 26.94% | 25.7% | 27.33% | 26.29% | 27.25% | 27.93% | 28% | 29.24% | 27.65% | 26.89% | 28.25% | 26.68% | 27.69% | 28.18% | 28.07% | 29.21% | 27.52% | 26.89% | 28.18% | 26.59% | 27.53%
VIC1 | LS Batteries | 4.398% | 6.044% | 5.436% | 5.149% | 4.251% | 3.398% | 5.857% | 4.005% | 4.533% | 5.675% | 6.435% | 6.054% | 5.929% | 5.798% | 6.4% | 5.67% | 5.566% | 6.121% | 6.218% | 5.967% | 5.641% | 4.724% | 5.98% | 6.339% | 7.042%
VIC1 | Pumped Hydro | 0% | 0% | 0% | 0% | 0% | 0% | 0% | 0% | 0% | 0% | 26.4% | 23.8% | 22.51% | 23.34% | 24.65% | 22.46% | 21.89% | 22.53% | 22.52% | 23.03% | 21.14% | 20.23% | 21.33% | 20.93% | 20.29%
Region | Technology | 2020-21 | 2021-22 | 2022-23 | 2023-24 | 2024-25 | 2025-26 | 2026-27 | 2027-28 | 2028-29 | 2029-30 | 2030-31 | 2031-32 | 2032-33 | 2033-34 | 2034-35 | 2035-36 | 2036-37 | 2037-38 | 2038-39 | 2039-40 | 2040-41 | 2041-42 | 2042-43 | 2043-44 | 2044-45
SA1 | Black Coal | bar: 2020-21 to 2044-45
SA1 | Brown Coal | bar: 2020-21 to 2044-45
SA1 | CCGT | 15.41% | 17.45% | 16.1% | 4.388% | 5.54% | 4.803% | 2.694% | 2.654% | 2.589% | 4.401% | 6.379% | 9.623% | 23.08% | 26.35% | 11.24% | 31.21% | 34.35% | 28.92% | 27.07% | 27.57% | 20.75% | 29.71% | 16.55% | 22.91% | 19.64%
SA1 | Gas - Steam | 0.6072% | 1.421% | 1.248% | 0.3921% | 0.3045% | 0.05944% | 0.1291% | 0.104% | 0.02143% | 0.2444% | 0.4194% | 0.5205% | 0.5324% | 3.718% | 2.205% | 3.095% | 2.605% | 3.29% | 3.536% | 4.155% | 0.9222% | 4.346% | 2.456% | 2.064% | 0.3082%
SA1 | OCGT / Diesel | 0.6594% | 0.9165% | 0.8034% | 0.2406% | 0.2903% | 0.1675% | 0.1283% | 0.08443% | 0.048% | 0.153% | 0.2615% | 0.6933% | 0.8918% | 2.684% | 1.278% | 3.273% | 4.112% | 3.556% | 3.706% | 3.105% | 1.484% | 4.271% | 1.549% | 2.159% | 2.164%
SA1 | Hydro | bar: 2020-21 to 2044-45
SA1 | Wind | 33.06% | 33.49% | 35.61% | 32.72% | 32.55% | 30.92% | 34.83% | 33.17% | 32.09% | 31.42% | 33.35% | 28.75% | 28.94% | 27.54% | 30.64% | 30.38% | 29.76% | 29.46% | 30.7% | 26.91% | 26.69% | 24.72% | 27.25% | 25.21% | 23.91%
SA1 | Solar PV | 28.8% | 28.98% | 29.15% | 29.63% | 28.26% | 29.91% | 30.57% | 29.92% | 30.69% | 30.76% | 31.49% | 31.52% | 29.83% | 29.97% | 30.47% | 29.49% | 30.11% | 30.15% | 30.83% | 31.07% | 29.18% | 29.55% | 29.8% | 28.75% | 29.19%
SA1 | LS Batteries | 5.429% | 5.89% | 5.9% | 5.257% | 4.447% | 4.708% | 5.425% | 4.67% | 4.817% | 5.285% | 5.744% | 5.523% | 5.493% | 5.315% | 5.686% | 5.194% | 5.078% | 5.484% | 5.485% | 5.266% | 4.979% | 4.434% | 5.294% | 4.867% | 5.68%
SA1 | Pumped Hydro | 0% | 0% | 0% | 0% | 0% | 0% | 0% | 0% | 0% | 0% | 28.46% | 26.35% | 25.75% | 26.15% | 27.38% | 23.42% | 23% | 23.57% | 22.28% | 22.86% | 21.29% | 21.3% | 21.41% | 18.92% | 19.47%
Region | Technology | 2020-21 | 2021-22 | 2022-23 | 2023-24 | 2024-25 | 2025-26 | 2026-27 | 2027-28 | 2028-29 | 2029-30 | 2030-31 | 2031-32 | 2032-33 | 2033-34 | 2034-35 | 2035-36 | 2036-37 | 2037-38 | 2038-39 | 2039-40 | 2040-41 | 2041-42 | 2042-43 | 2043-44 | 2044-45
TAS1 | Black Coal | bar: 2020-21 to 2044-45
TAS1 | Brown Coal | bar: 2020-21 to 2044-45
TAS1 | CCGT | 6.462e-07% | 6.836e-07% | 6.771e-07% | 7.221e-07% | 7.713e-07% | 7.696e-07% | 7.57e-07% | 8.571e-07% | 8.562e-07% | 8.493e-07% | 8.356e-07% | 8.57e-07% | 1.001e-06% | 9.895e-07% | 9.896e-07% | 1.026e-06% | 1.032e-06% | 1.043e-06% | 9.788e-07% | 1.055e-06% | 1.046e-06% | 9.641e-07% | 9.933e-07% | 9.628e-07% | 9.552e-07%
TAS1 | Gas - Steam | bar: 2020-21 to 2044-45
TAS1 | OCGT / Diesel | 4.901e-07% | 5.405e-07% | 5.139e-07% | 5.558e-07% | 5.788e-07% | 5.62e-07% | 5.326e-07% | 5.931e-07% | 6.068e-07% | 5.875e-07% | 5.646e-07% | 6.022e-07% | 7.032e-07% | 7.053e-07% | 7.291e-07% | 8.168e-07% | 8.797e-07% | 9.153e-07% | 6.975e-07% | 9.972e-07% | 9.25e-07% | 6.27e-07% | 0.0001478% | 6.164e-07% | 5.924e-07%
TAS1 | Hydro | 44.5% | 44.5% | 44.5% | 44.52% | 44.5% | 44.5% | 44.5% | 44.52% | 44.5% | 44.5% | 44.5% | 44.52% | 44.5% | 44.5% | 44.5% | 44.52% | 44.5% | 44.5% | 44.5% | 44.52% | 44.5% | 44.5% | 44.5% | 44.52% | 44.5%
TAS1 | Wind | 40.07% | 38.87% | 42.97% | 40.19% | 42.35% | 46.56% | 47.14% | 44.49% | 43.69% | 42.31% | 45.77% | 43.46% | 43.13% | 46.03% | 46.32% | 44.21% | 43.64% | 42.43% | 45.62% | 43.28% | 43.02% | 45.91% | 46.46% | 43.71% | 43.48%
TAS1 | Solar PV | bar: 2020-21 to 2044-45
TAS1 | LS Batteries | bar: 2020-21 to 2044-45
TAS1 | Pumped Hydro | bar: 2020-21 to 2044-45

## Neutral2_Option5B_Capacity
Installed capacity by technology (MW) - QNI Option5B, Neutral + low emissions scenario
Capacity calculated on 1 July. In early study years some wind and solar projects enter later in the financial year and are therefore reflected in the following financial year's capacity.
Region | Technology | 2021-22 | 2022-23 | 2023-24 | 2024-25 | 2025-26 | 2026-27 | 2027-28 | 2028-29 | 2029-30 | 2030-31 | 2031-32 | 2032-33 | 2033-34 | 2034-35 | 2035-36 | 2036-37 | 2037-38 | 2038-39 | 2039-40 | 2040-41 | 2041-42 | 2042-43 | 2043-44 | 2044-45 | 2045-46
NEM | Black Coal | 18346 | 18346 | 16346 | 16346 | 16346 | 16346 | 15686 | 14846 | 14186 | 11906 | 11906 | 10466 | 10466 | 9146 | 8446 | 7126 | 6076 | 6076 | 5726 | 5726 | 5726 | 5066 | 5066 | 4406 | 3676
NEM | Brown Coal | 4660 | 4660 | 4660 | 4660 | 4660 | 4660 | 4660 | 4660 | 4660 | 4660 | 3935 | 3935 | 3210 | 3210 | 3210 | 3210 | 3210 | 3210 | 3210 | 3210 | 3210 | 3210 | 3210 | 3210 | 3210
NEM | CCGT | 3118.4 | 3118.4 | 3118.4 | 3118.4 | 3118.4 | 3118.4 | 3118.4 | 3118.4 | 3118.4 | 3118.4 | 3118.4 | 3118.4 | 3118.4 | 3118.4 | 3118.4 | 3118.4 | 3118.4 | 3118.4 | 3118.4 | 3118.4 | 3118.4 | 3118.4 | 3118.4 | 3118.4 | 3118.4
NEM | Gas - Steam | 1790 | 1310 | 1310 | 1310 | 1310 | 1310 | 1310 | 1310 | 1310 | 1310 | 1310 | 800 | 800 | 800 | 800 | 800 | 800 | 800 | 800 | 800 | 800 | 800 | 800 | 800 | 800
NEM | OCGT / Diesel | 6650.14 | 6616.14 | 6763.4155 | 6763.4155 | 6763.4155 | 6763.4155 | 6763.4155 | 6763.4155 | 6763.4155 | 6763.4155 | 6763.4155 | 6763.4155 | 7313.8733 | 7393.7994 | 7393.7994 | 8757.4628 | 8757.4628 | 8757.4628 | 8757.4628 | 8757.4628 | 8757.4628 | 8757.4628 | 8757.4628 | 9567.337 | 9567.337
NEM | Hydro | 7282.5 | 7282.5 | 7282.5 | 7282.5 | 7282.5 | 7282.5 | 7282.5 | 7282.5 | 7282.5 | 7282.5 | 7282.5 | 7282.5 | 7282.5 | 7282.5 | 7282.5 | 7282.5 | 7282.5 | 7282.5 | 7282.5 | 7282.5 | 7282.5 | 7282.5 | 7282.5 | 7282.5 | 7282.5
NEM | Wind | 9001.6 | 9333.4 | 10343.4 | 10343.4 | 11740.672 | 12481.0816 | 13298.2979 | 17582.8316 | 18943.3058 | 19695.6386 | 20164.7078 | 22338.9346 | 22959.3252 | 24467.6381 | 24467.6381 | 27932.9711 | 29389.6421 | 29988.7223 | 30278.7247 | 33582.8858 | 35002.6521 | 35976.0159 | 35976.0159 | 42620.4241 | 44455.7202
NEM | Solar PV | 5506.47 | 7138.47 | 7603.8859 | 7862.6375 | 8589.6016 | 9329.4818 | 9329.4818 | 10224.3309 | 12018.3115 | 13226.9103 | 13906.8127 | 15273.671 | 16005.5261 | 16005.5261 | 16005.5261 | 20532.7487 | 21272.0841 | 21752.6254 | 21846.3588 | 22368.7026 | 26034.8751 | 26266.2267 | 26266.2267 | 31848.0386 | 32781.1742
NEM | LS Batteries | 232 | 232 | 232 | 232 | 232 | 232 | 232 | 232 | 232 | 232 | 232 | 232 | 403.4228 | 1011.168 | 1011.168 | 1011.168 | 1011.168 | 1011.168 | 1011.1681 | 1033.6301 | 1275.1714 | 2006.2294 | 2021.439 | 5176.7353 | 5176.7353
NEM | Pumped Hydro | 810 | 810 | 905.2355 | 920.8707 | 920.8707 | 2920.8707 | 2920.8707 | 2920.8707 | 3069.5005 | 3955.9089 | 4056.9487 | 5377.8548 | 5669.2068 | 5669.2068 | 6114.996 | 8559.1441 | 9177.1491 | 9809.6403 | 10203.7286 | 10505.5468 | 12609.1083 | 12609.1083 | 12609.1083 | 14366.9034 | 14484.5164
Total excluding storage |  | 56355.11 | 57804.91 | 57427.6013 | 57686.353 | 59810.5892 | 61290.8789 | 61448.0953 | 65787.478 | 68281.9328 | 67962.8644 | 68386.836 | 69977.9211 | 71155.6247 | 71423.8636 | 70723.8636 | 78760.0825 | 79906.089 | 80985.7105 | 81019.4463 | 84845.9512 | 89931.89 | 90476.6054 | 90476.6054 | 102852.6998 | 104891.1314
Region | Technology | 2020-21 | 2021-22 | 2022-23 | 2023-24 | 2024-25 | 2025-26 | 2026-27 | 2027-28 | 2028-29 | 2029-30 | 2030-31 | 2031-32 | 2032-33 | 2033-34 | 2034-35 | 2035-36 | 2036-37 | 2037-38 | 2038-39 | 2039-40 | 2040-41 | 2041-42 | 2042-43 | 2043-44 | 2044-45
NSW1 | Black Coal | 10160 | 10160 | 8160 | 8160 | 8160 | 8160 | 7500 | 7500 | 6840 | 5400 | 5400 | 3960 | 3960 | 2640 | 2640 | 1320 | 1320 | 1320 | 1320 | 1320 | 1320 | 660 | 660 | 0 | 0
NSW1 | Brown Coal | 0 | 0 | 0 | 0 | 0 | 0 | 0 | 0 | 0 | 0 | 0 | 0 | 0 | 0 | 0 | 0 | 0 | 0 | 0 | 0 | 0 | 0 | 0 | 0 | 0
NSW1 | CCGT | 605.9 | 605.9 | 605.9 | 605.9 | 605.9 | 605.9 | 605.9 | 605.9 | 605.9 | 605.9 | 605.9 | 605.9 | 605.9 | 605.9 | 605.9 | 605.9 | 605.9 | 605.9 | 605.9 | 605.9 | 605.9 | 605.9 | 605.9 | 605.9 | 605.9
NSW1 | Gas - Steam | 0 | 0 | 0 | 0 | 0 | 0 | 0 | 0 | 0 | 0 | 0 | 0 | 0 | 0 | 0 | 0 | 0 | 0 | 0 | 0 | 0 | 0 | 0 | 0 | 0
NSW1 | OCGT / Diesel | 1438 | 1438 | 1585.2755 | 1585.2755 | 1585.2755 | 1585.2755 | 1585.2755 | 1585.2755 | 1585.2755 | 1585.2755 | 1585.2755 | 1585.2755 | 2135.7333 | 2215.6594 | 2215.6594 | 3579.3228 | 3579.3228 | 3579.3228 | 3579.3228 | 3579.3228 | 3579.3228 | 3579.3228 | 3579.3228 | 4389.197 | 4389.197
NSW1 | Hydro | 2585 | 2585 | 2585 | 2585 | 2585 | 2585 | 2585 | 2585 | 2585 | 2585 | 2585 | 2585 | 2585 | 2585 | 2585 | 2585 | 2585 | 2585 | 2585 | 2585 | 2585 | 2585 | 2585 | 2585 | 2585
NSW1 | Wind | 1960.8 | 1960.8 | 1960.8 | 1960.8 | 3125.9414 | 3315.9873 | 4133.2037 | 4666.3742 | 4666.3742 | 4806.5731 | 4806.5731 | 6980.7999 | 6999.7293 | 8508.0422 | 8508.0422 | 9572.9055 | 9572.9055 | 10073.1305 | 10363.1327 | 12838.6064 | 13319.3626 | 13319.3626 | 13319.3626 | 14571.0343 | 15006.1863
NSW1 | Solar PV | 2497.7 | 2777.7 | 2858.1159 | 2858.1159 | 3585.0799 | 3585.0799 | 3585.0799 | 3763.4899 | 5557.4704 | 6385.6957 | 6682.045 | 7417.7815 | 8140.8806 | 8140.8806 | 8140.8806 | 12668.1031 | 13155.6459 | 13636.1872 | 13636.1872 | 13636.1872 | 16795.1602 | 16795.1602 | 16795.1602 | 20740.8084 | 21543.4704
NSW1 | LS Batteries | 0 | 0 | 0 | 0 | 0 | 0 | 0 | 0 | 0 | 0 | 0 | 0 | 171.4228 | 779.168 | 779.168 | 779.168 | 779.168 | 779.168 | 779.168 | 801.6295 | 1043.1709 | 1774.2289 | 1774.2289 | 4929.5246 | 4929.5246
NSW1 | Pumped Hydro | 240 | 240 | 335.2355 | 350.8707 | 350.8707 | 2350.8707 | 2350.8707 | 2350.8707 | 2499.5003 | 3333.1535 | 3430.4646 | 4185.0683 | 4476.4203 | 4476.4203 | 4476.4203 | 5324.6542 | 5769.0456 | 6194.0978 | 6314.7765 | 6330.2049 | 8059.692 | 8059.692 | 8059.692 | 9122.387 | 9240
Total excluding storage |  | 19247.4 | 19527.4 | 17755.0914 | 17755.0914 | 19647.1968 | 19837.2428 | 19994.4591 | 20706.0396 | 21840.0202 | 21368.4443 | 21664.7935 | 23134.7568 | 24427.2432 | 24695.4821 | 24695.4821 | 30331.2314 | 30818.7742 | 31799.5405 | 32089.5427 | 34565.0164 | 38204.7456 | 37544.7456 | 37544.7456 | 42891.9397 | 44129.7537
Region | Technology | 2020-21 | 2021-22 | 2022-23 | 2023-24 | 2024-25 | 2025-26 | 2026-27 | 2027-28 | 2028-29 | 2029-30 | 2030-31 | 2031-32 | 2032-33 | 2033-34 | 2034-35 | 2035-36 | 2036-37 | 2037-38 | 2038-39 | 2039-40 | 2040-41 | 2041-42 | 2042-43 | 2043-44 | 2044-45
QLD1 | Black Coal | 8186 | 8186 | 8186 | 8186 | 8186 | 8186 | 8186 | 7346 | 7346 | 6506 | 6506 | 6506 | 6506 | 6506 | 5806 | 5806 | 4756 | 4756 | 4406 | 4406 | 4406 | 4406 | 4406 | 4406 | 3676
QLD1 | Brown Coal | 0 | 0 | 0 | 0 | 0 | 0 | 0 | 0 | 0 | 0 | 0 | 0 | 0 | 0 | 0 | 0 | 0 | 0 | 0 | 0 | 0 | 0 | 0 | 0 | 0
QLD1 | CCGT | 1595.5 | 1595.5 | 1595.5 | 1595.5 | 1595.5 | 1595.5 | 1595.5 | 1595.5 | 1595.5 | 1595.5 | 1595.5 | 1595.5 | 1595.5 | 1595.5 | 1595.5 | 1595.5 | 1595.5 | 1595.5 | 1595.5 | 1595.5 | 1595.5 | 1595.5 | 1595.5 | 1595.5 | 1595.5
QLD1 | Gas - Steam | 0 | 0 | 0 | 0 | 0 | 0 | 0 | 0 | 0 | 0 | 0 | 0 | 0 | 0 | 0 | 0 | 0 | 0 | 0 | 0 | 0 | 0 | 0 | 0 | 0
QLD1 | OCGT / Diesel | 1879.5 | 1845.5 | 1845.5 | 1845.5 | 1845.5 | 1845.5 | 1845.5 | 1845.5 | 1845.5 | 1845.5 | 1845.5 | 1845.5 | 1845.5 | 1845.5 | 1845.5 | 1845.5 | 1845.5 | 1845.5 | 1845.5 | 1845.5 | 1845.5 | 1845.5 | 1845.5 | 1845.5 | 1845.5
QLD1 | Hydro | 152.4 | 152.4 | 152.4 | 152.4 | 152.4 | 152.4 | 152.4 | 152.4 | 152.4 | 152.4 | 152.4 | 152.4 | 152.4 | 152.4 | 152.4 | 152.4 | 152.4 | 152.4 | 152.4 | 152.4 | 152.4 | 152.4 | 152.4 | 152.4 | 152.4
QLD1 | Wind | 664 | 664 | 1674 | 1674 | 1674 | 2084.1222 | 2084.1222 | 4191.7741 | 4631.7739 | 4631.7739 | 4631.7739 | 4631.7739 | 4631.7739 | 4631.7739 | 4631.7739 | 5247.7267 | 6209.7612 | 6308.6164 | 6308.6165 | 7137.3035 | 7735.184 | 8708.5477 | 8708.5477 | 10216.3821 | 11137.7168
QLD1 | Solar PV | 1764.5 | 3116.5 | 3501.5 | 3501.5 | 3501.5 | 3501.5 | 3501.5 | 3501.5 | 3501.5 | 3501.5 | 3501.5 | 3501.5 | 3501.5 | 3501.5 | 3501.5 | 3501.5 | 3501.5 | 3501.5 | 3595.2334 | 3748.2842 | 3950.2862 | 3950.2862 | 3950.2862 | 4406.7363 | 4537.21
QLD1 | LS Batteries | 2 | 2 | 2 | 2 | 2 | 2 | 2 | 2 | 2 | 2 | 2 | 2 | 2 | 2 | 2 | 2 | 2 | 2 | 2 | 2.0004 | 2.0004 | 2.0004 | 2.0004 | 2.0009 | 2.0009
QLD1 | Pumped Hydro | 570 | 570 | 570 | 570 | 570 | 570 | 570 | 570 | 570.0002 | 622.7553 | 626.4838 | 825.5946 | 825.5946 | 825.5946 | 1271.3838 | 1889.1514 | 1889.1514 | 2096.5903 | 2370 | 2370 | 2370 | 2370 | 2370 | 2370 | 2370
Total excluding storage |  | 14241.9 | 15559.9 | 16954.9 | 16954.9 | 16954.9 | 17365.0222 | 17365.0222 | 18632.6741 | 19072.6739 | 18232.6739 | 18232.6739 | 18232.6739 | 18232.6739 | 18232.6739 | 17532.6739 | 18148.6268 | 18060.6612 | 18159.5164 | 17903.2498 | 18884.9877 | 19684.8701 | 20658.2338 | 20658.2338 | 22622.5184 | 22944.3268
Region | Technology | 2020-21 | 2021-22 | 2022-23 | 2023-24 | 2024-25 | 2025-26 | 2026-27 | 2027-28 | 2028-29 | 2029-30 | 2030-31 | 2031-32 | 2032-33 | 2033-34 | 2034-35 | 2035-36 | 2036-37 | 2037-38 | 2038-39 | 2039-40 | 2040-41 | 2041-42 | 2042-43 | 2043-44 | 2044-45
VIC1 | Black Coal | 0 | 0 | 0 | 0 | 0 | 0 | 0 | 0 | 0 | 0 | 0 | 0 | 0 | 0 | 0 | 0 | 0 | 0 | 0 | 0 | 0 | 0 | 0 | 0 | 0
VIC1 | Brown Coal | 4660 | 4660 | 4660 | 4660 | 4660 | 4660 | 4660 | 4660 | 4660 | 4660 | 3935 | 3935 | 3210 | 3210 | 3210 | 3210 | 3210 | 3210 | 3210 | 3210 | 3210 | 3210 | 3210 | 3210 | 3210
VIC1 | CCGT | 0 | 0 | 0 | 0 | 0 | 0 | 0 | 0 | 0 | 0 | 0 | 0 | 0 | 0 | 0 | 0 | 0 | 0 | 0 | 0 | 0 | 0 | 0 | 0 | 0
VIC1 | Gas - Steam | 510 | 510 | 510 | 510 | 510 | 510 | 510 | 510 | 510 | 510 | 510 | 0 | 0 | 0 | 0 | 0 | 0 | 0 | 0 | 0 | 0 | 0 | 0 | 0 | 0
VIC1 | OCGT / Diesel | 1872 | 1872 | 1872 | 1872 | 1872 | 1872 | 1872 | 1872 | 1872 | 1872 | 1872 | 1872 | 1872 | 1872 | 1872 | 1872 | 1872 | 1872 | 1872 | 1872 | 1872 | 1872 | 1872 | 1872 | 1872
VIC1 | Hydro | 2211 | 2211 | 2211 | 2211 | 2211 | 2211 | 2211 | 2211 | 2211 | 2211 | 2211 | 2211 | 2211 | 2211 | 2211 | 2211 | 2211 | 2211 | 2211 | 2211 | 2211 | 2211 | 2211 | 2211 | 2211
VIC1 | Wind | 3739.35 | 4071.15 | 4071.15 | 4071.15 | 4071.15 | 4071.15 | 4071.15 | 4666.2764 | 5305.0849 | 5831.1794 | 6300.2486 | 6300.2486 | 6901.7098 | 6901.7098 | 6901.7098 | 7975.3664 | 8470.0027 | 8470.0027 | 8470.0029 | 8470.0029 | 8811.1313 | 8811.1313 | 8811.1313 | 11474.55 | 11474.55
VIC1 | Solar PV | 929.27 | 929.27 | 929.27 | 1188.0217 | 1188.0217 | 1188.0217 | 1188.0217 | 1684.341 | 1684.341 | 2027.426 | 2403.9392 | 2899.5707 | 2899.5707 | 2899.5707 | 2899.5707 | 2899.5707 | 2899.5707 | 2899.5707 | 2899.5707 | 2899.5707 | 2899.5707 | 2899.5707 | 2899.5707 | 3490.4004 | 3490.4004
VIC1 | LS Batteries | 75 | 75 | 75 | 75 | 75 | 75 | 75 | 75 | 75 | 75 | 75 | 75 | 75 | 75 | 75 | 75 | 75 | 75 | 75.0001 | 75.0001 | 75.0001 | 75.0001 | 90.2097 | 90.2097 | 90.2096
VIC1 | Pumped Hydro | 0 | 0 | 0 | 0 | 0 | 0 | 0 | 0 | 0 | 0 | 0.00012751 | 367.1913 | 367.1913 | 367.1913 | 367.1913 | 1200 | 1200 | 1200 | 1200 | 1200 | 1200 | 1200 | 1200 | 1200 | 1200
Total excluding storage |  | 13921.62 | 14253.42 | 14253.42 | 14512.1717 | 14512.1717 | 14512.1717 | 14512.1717 | 15603.6174 | 16242.4259 | 17111.6054 | 17232.1878 | 17217.8193 | 17094.2805 | 17094.2805 | 17094.2805 | 18167.9371 | 18662.5734 | 18662.5734 | 18662.5736 | 18662.5736 | 19003.702 | 19003.702 | 19003.702 | 22257.9504 | 22257.9504
Region | Technology | 2020-21 | 2021-22 | 2022-23 | 2023-24 | 2024-25 | 2025-26 | 2026-27 | 2027-28 | 2028-29 | 2029-30 | 2030-31 | 2031-32 | 2032-33 | 2033-34 | 2034-35 | 2035-36 | 2036-37 | 2037-38 | 2038-39 | 2039-40 | 2040-41 | 2041-42 | 2042-43 | 2043-44 | 2044-45
SA1 | Black Coal | 0 | 0 | 0 | 0 | 0 | 0 | 0 | 0 | 0 | 0 | 0 | 0 | 0 | 0 | 0 | 0 | 0 | 0 | 0 | 0 | 0 | 0 | 0 | 0 | 0
SA1 | Brown Coal | 0 | 0 | 0 | 0 | 0 | 0 | 0 | 0 | 0 | 0 | 0 | 0 | 0 | 0 | 0 | 0 | 0 | 0 | 0 | 0 | 0 | 0 | 0 | 0 | 0
SA1 | CCGT | 709 | 709 | 709 | 709 | 709 | 709 | 709 | 709 | 709 | 709 | 709 | 709 | 709 | 709 | 709 | 709 | 709 | 709 | 709 | 709 | 709 | 709 | 709 | 709 | 709
SA1 | Gas - Steam | 1280 | 800 | 800 | 800 | 800 | 800 | 800 | 800 | 800 | 800 | 800 | 800 | 800 | 800 | 800 | 800 | 800 | 800 | 800 | 800 | 800 | 800 | 800 | 800 | 800
SA1 | OCGT / Diesel | 1282.64 | 1282.64 | 1282.64 | 1282.64 | 1282.64 | 1282.64 | 1282.64 | 1282.64 | 1282.64 | 1282.64 | 1282.64 | 1282.64 | 1282.64 | 1282.64 | 1282.64 | 1282.64 | 1282.64 | 1282.64 | 1282.64 | 1282.64 | 1282.64 | 1282.64 | 1282.64 | 1282.64 | 1282.64
SA1 | Hydro | 0 | 0 | 0 | 0 | 0 | 0 | 0 | 0 | 0 | 0 | 0 | 0 | 0 | 0 | 0 | 0 | 0 | 0 | 0 | 0 | 0 | 0 | 0 | 0 | 0
SA1 | Wind | 2073.45 | 2073.45 | 2073.45 | 2073.45 | 2073.45 | 2073.45 | 2073.45 | 3122.0348 | 3403.7007 | 3489.7401 | 3489.7401 | 3489.7401 | 3489.7401 | 3489.7401 | 3489.7401 | 4200.6004 | 4200.6006 | 4200.6006 | 4200.6006 | 4200.601 | 4200.6022 | 4200.6022 | 4200.6022 | 5422.0857 | 5900.895
SA1 | Solar PV | 315 | 315 | 315 | 315 | 315 | 1054.8802 | 1054.8802 | 1275 | 1275 | 1312.2886 | 1319.3285 | 1454.8189 | 1463.5748 | 1463.5748 | 1463.5748 | 1463.5748 | 1715.3675 | 1715.3675 | 1715.3675 | 2084.6605 | 2389.858 | 2621.2096 | 2621.2096 | 3210.0934 | 3210.0934
SA1 | LS Batteries | 155 | 155 | 155 | 155 | 155 | 155 | 155 | 155 | 155 | 155 | 155 | 155 | 155 | 155 | 155 | 155 | 155 | 155 | 155 | 155 | 155 | 155 | 155 | 155.0001 | 155.0001
SA1 | Pumped Hydro | 0 | 0 | 0 | 0 | 0 | 0 | 0 | 0 | 0 | 0 | 0.00012025 | 0.00062911 | 0.00062912 | 0.00062912 | 0.00062913 | 145.3384 | 318.9522 | 318.9522 | 318.9522 | 605.3419 | 979.4163 | 979.4163 | 979.4163 | 1674.5164 | 1674.5164
Total excluding storage |  | 5660.09 | 5180.09 | 5180.09 | 5180.09 | 5180.09 | 5919.9702 | 5919.9702 | 7188.6748 | 7470.3407 | 7593.6687 | 7600.7087 | 7736.199 | 7744.955 | 7744.955 | 7744.955 | 8455.8152 | 8707.6081 | 8707.6081 | 8707.6081 | 9076.9014 | 9382.1003 | 9613.4519 | 9613.4519 | 11423.8191 | 11902.6284
Region | Technology | 2020-21 | 2021-22 | 2022-23 | 2023-24 | 2024-25 | 2025-26 | 2026-27 | 2027-28 | 2028-29 | 2029-30 | 2030-31 | 2031-32 | 2032-33 | 2033-34 | 2034-35 | 2035-36 | 2036-37 | 2037-38 | 2038-39 | 2039-40 | 2040-41 | 2041-42 | 2042-43 | 2043-44 | 2044-45
TAS1 | Black Coal | 0 | 0 | 0 | 0 | 0 | 0 | 0 | 0 | 0 | 0 | 0 | 0 | 0 | 0 | 0 | 0 | 0 | 0 | 0 | 0 | 0 | 0 | 0 | 0 | 0
TAS1 | Brown Coal | 0 | 0 | 0 | 0 | 0 | 0 | 0 | 0 | 0 | 0 | 0 | 0 | 0 | 0 | 0 | 0 | 0 | 0 | 0 | 0 | 0 | 0 | 0 | 0 | 0
TAS1 | CCGT | 208 | 208 | 208 | 208 | 208 | 208 | 208 | 208 | 208 | 208 | 208 | 208 | 208 | 208 | 208 | 208 | 208 | 208 | 208 | 208 | 208 | 208 | 208 | 208 | 208
TAS1 | Gas - Steam | 0 | 0 | 0 | 0 | 0 | 0 | 0 | 0 | 0 | 0 | 0 | 0 | 0 | 0 | 0 | 0 | 0 | 0 | 0 | 0 | 0 | 0 | 0 | 0 | 0
TAS1 | OCGT / Diesel | 178 | 178 | 178 | 178 | 178 | 178 | 178 | 178 | 178 | 178 | 178 | 178 | 178 | 178 | 178 | 178 | 178 | 178 | 178 | 178 | 178 | 178 | 178 | 178 | 178
TAS1 | Hydro | 2334.1 | 2334.1 | 2334.1 | 2334.1 | 2334.1 | 2334.1 | 2334.1 | 2334.1 | 2334.1 | 2334.1 | 2334.1 | 2334.1 | 2334.1 | 2334.1 | 2334.1 | 2334.1 | 2334.1 | 2334.1 | 2334.1 | 2334.1 | 2334.1 | 2334.1 | 2334.1 | 2334.1 | 2334.1
TAS1 | Wind | 564 | 564 | 564 | 564 | 796.1307 | 936.3721 | 936.3721 | 936.3721 | 936.3721 | 936.3721 | 936.3721 | 936.3721 | 936.3721 | 936.3721 | 936.3721 | 936.3721 | 936.3721 | 936.3721 | 936.3721 | 936.3721 | 936.3721 | 936.3721 | 936.3721 | 936.3721 | 936.3721
TAS1 | Solar PV | 0 | 0 | 0 | 0 | 0 | 0 | 0 | 0 | 0 | 0 | 0 | 0 | 0 | 0 | 0 | 0 | 0 | 0 | 0 | 0 | 0 | 0 | 0 | 0 | 0
TAS1 | LS Batteries | 0 | 0 | 0 | 0 | 0 | 0 | 0 | 0 | 0 | 0 | 0 | 0 | 0 | 0 | 0 | 0 | 0 | 0 | 0 | 0 | 0 | 0 | 0 | 0 | 0
TAS1 | Pumped Hydro | 0 | 0 | 0 | 0 | 0 | 0 | 0 | 0 | 0 | 0 | 0 | 0 | 0 | 0 | 0 | 0 | 0 | 0 | 0 | 0 | 0 | 0 | 0 | 0 | 0
Total excluding storage |  | 3284.1 | 3284.1 | 3284.1 | 3284.1 | 3516.2307 | 3656.4721 | 3656.4721 | 3656.4721 | 3656.4721 | 3656.4721 | 3656.4721 | 3656.4721 | 3656.4721 | 3656.4721 | 3656.4721 | 3656.4721 | 3656.4721 | 3656.4721 | 3656.4721 | 3656.4721 | 3656.4721 | 3656.4721 | 3656.4721 | 3656.4721 | 3656.4721

## Neutral2_Option5B_Generation
Annual generation by technology (GWh) - QNI Option5B, Neutral + low emissions scenario
Region | Technology | 2021-22 | 2022-23 | 2023-24 | 2024-25 | 2025-26 | 2026-27 | 2027-28 | 2028-29 | 2029-30 | 2030-31 | 2031-32 | 2032-33 | 2033-34 | 2034-35 | 2035-36 | 2036-37 | 2037-38 | 2038-39 | 2039-40 | 2040-41 | 2041-42 | 2042-43 | 2043-44 | 2044-45 | 2045-46
NEM | Black Coal | 96850.5526 | 91086.4921 | 85169.7632 | 88887.8845 | 84009.8836 | 80661.1843 | 74677.2199 | 70227.6171 | 64552.3557 | 59904.4557 | 59072.0808 | 54360.4302 | 54933.0775 | 48935.7292 | 46965.5796 | 40047.1394 | 35206.9115 | 33121.9927 | 30280.8508 | 26611.1531 | 27037.9113 | 21518.6208 | 20738.0983 | 16883.6138 | 13692.8363
NEM | Brown Coal | 33579.4541 | 34290.6278 | 34390.0043 | 34406.9378 | 34412.9397 | 32301.604 | 31899.6713 | 30562.9372 | 30042.3891 | 28781.9849 | 24755.4312 | 25422.0104 | 21981.5823 | 22964.4299 | 22343.5043 | 23210.0095 | 23287.1731 | 22162.6096 | 21158.5293 | 21230.3329 | 19080.0975 | 18999.8025 | 17824.8561 | 16553.1071 | 16153.9124
NEM | CCGT | 5449.4593 | 5549.1898 | 5452.8054 | 4865.8273 | 4934.6584 | 4769.7014 | 4736.1072 | 4703.5176 | 4730.4878 | 4919.8462 | 5380.6896 | 5643.8062 | 7305.7359 | 7910.878 | 6113.2551 | 9227.1488 | 10336.6675 | 9508.2946 | 9607.1033 | 9091.849 | 8387.7321 | 9664.4199 | 7899.7802 | 9499.8581 | 9496.4365
NEM | Gas - Steam | 80.0207 | 148.5342 | 115.9138 | 51.6554 | 51.6343 | 19.6123 | 14.6201 | 17.1641 | 7.5517 | 40.3489 | 58.913 | 36.4763 | 37.3115 | 260.5775 | 154.5152 | 216.8916 | 182.5862 | 230.5547 | 247.8267 | 291.1659 | 64.6307 | 304.5743 | 172.1308 | 144.6464 | 21.6009
NEM | OCGT / Diesel | 94.5392 | 134.427 | 134.8526 | 66.6893 | 64.5397 | 26.6301 | 17.8243 | 15.8081 | 9.9097 | 44.4468 | 75.3045 | 163.6944 | 174.1767 | 831.2794 | 643.8248 | 1310.9845 | 1757.3923 | 1803.3981 | 2245.2527 | 2235.6126 | 956.2206 | 2187.9916 | 1470.0564 | 2648.7701 | 2554.4706
NEM | Hydro | 15972.4493 | 16074.5961 | 16042.5496 | 16176.7395 | 16214.6961 | 16038.9553 | 16031.8071 | 16193.6479 | 16355.6819 | 16496.6945 | 16476.8308 | 16724.3679 | 16659.7935 | 17172.2293 | 17166.2932 | 17354.9056 | 17209.4906 | 17332.595 | 17369.1795 | 17421.0593 | 17141.2357 | 17565.164 | 17577.6123 | 17579.3102 | 17386.1339
NEM | Wind | 27360.454 | 28821.5303 | 33334.9719 | 30648.0905 | 35558.1177 | 40547.2997 | 45242.9395 | 54452.9444 | 56035.5713 | 58681.3939 | 62823.1348 | 65495.5811 | 69465.0237 | 76776.4754 | 79127.2701 | 80075.3002 | 80976.5519 | 81858.1297 | 85967.1217 | 90905.1198 | 92334.492 | 98950.5043 | 101054.7826 | 104983.0846 | 104394.9068
NEM | Solar PV | 13876.8245 | 18019.4076 | 19381.1446 | 20241.2339 | 21305.507 | 22532.6104 | 24103.4352 | 23701.0878 | 29479.4923 | 33903.8122 | 36416.8992 | 40083.2858 | 40439.2534 | 39367.7751 | 42093.2637 | 49099.6378 | 52509.934 | 56148.2223 | 57622.7343 | 58750.3686 | 65852.6046 | 65108.4632 | 69405.3007 | 75373.7706 | 79554.9543
NEM | LS Batteries | 103.4874 | 120.9955 | 117.2142 | 106.7184 | 89.709 | 87.5894 | 113.7095 | 91.1871 | 96.6782 | 110.542 | 121.8467 | 116.3057 | 243.6642 | 686.1833 | 709.7955 | 690.3524 | 685.1771 | 712.8939 | 722.2402 | 723.8734 | 942.4935 | 1400.3621 | 1481.9396 | 3783.4437 | 3876.2006
NEM | Pumped Hydro | 98.1685 | 309.5551 | 453.447 | 652.9828 | 564.4309 | 1500.0272 | 2218.8301 | 2549.1949 | 3607.7888 | 6078.5088 | 6832.6927 | 10221.0253 | 10931.2265 | 11672.6698 | 12970.7883 | 18032.3058 | 18775.9188 | 20567.0446 | 21611.6213 | 21848.0603 | 24764.1338 | 23717.7905 | 24664.8531 | 26622.2024 | 26549.6077
Total excluding storage |  | 193263.7538 | 194124.8049 | 194022.0053 | 195345.0583 | 196551.9765 | 196897.5975 | 196723.6245 | 199874.7243 | 201213.4397 | 202772.9831 | 205059.284 | 207929.6524 | 210995.9545 | 214219.3737 | 214607.5061 | 220542.0175 | 221466.707 | 222165.7966 | 224498.5983 | 226536.6612 | 230854.9243 | 234299.5406 | 236142.6174 | 243666.1609 | 243255.2518
Region | Technology | 2020-21 | 2021-22 | 2022-23 | 2023-24 | 2024-25 | 2025-26 | 2026-27 | 2027-28 | 2028-29 | 2029-30 | 2030-31 | 2031-32 | 2032-33 | 2033-34 | 2034-35 | 2035-36 | 2036-37 | 2037-38 | 2038-39 | 2039-40 | 2040-41 | 2041-42 | 2042-43 | 2043-44 | 2044-45
NSW1 | Black Coal | 48663.2589 | 48207.2274 | 42741.717 | 45064.0834 | 42003.185 | 41660.3858 | 36625.7809 | 37166.683 | 32998.581 | 29207.3513 | 28352.7843 | 22460.5424 | 20309.0514 | 15581.6076 | 15587.8965 | 8094.24 | 8094.2398 | 7809.863 | 6756.5266 | 4517.4956 | 6189.3053 | 3391.9536 | 2407.957 | 0 | 0
NSW1 | Brown Coal | 0 | 0 | 0 | 0 | 0 | 0 | 0 | 0 | 0 | 0 | 0 | 0 | 0 | 0 | 0 | 0 | 0 | 0 | 0 | 0 | 0 | 0 | 0 | 0 | 0
NSW1 | CCGT | 0.98669 | 9.5473 | 6.8971 | 39.8317 | 50.4631 | 1.1113 | 23.5679 | 18.8634 | 59.8362 | 103.1486 | 330.1845 | 400.2219 | 1114.3923 | 1207.8625 | 503.3274 | 1897.4269 | 2132.2681 | 1831.7701 | 1705.9007 | 1652.7101 | 1336.629 | 1809.9709 | 1278.0463 | 1948.1636 | 1995.6867
NSW1 | Gas - Steam | 0 | 0 | 0 | 0 | 0 | 0 | 0 | 0 | 0 | 0 | 0 | 0 | 0 | 0 | 0 | 0 | 0 | 0 | 0 | 0 | 0 | 0 | 0 | 0 | 0
NSW1 | OCGT / Diesel | 1.5097 | 2.5828 | 9.4565 | 14.5519 | 12.6169 | 1.2333e-05 | 0.0079434 | 0.17852 | 1.7457 | 3.5435 | 10.1296 | 16.272 | 13.4522 | 196.582 | 237.4415 | 521.3905 | 671.3379 | 755.9384 | 988.7611 | 979.7002 | 506.8911 | 943.3971 | 882.6018 | 1088.3869 | 1055.6603
NSW1 | Hydro | 2652.0332 | 2756.4225 | 2752.5361 | 2871.9246 | 2920.0409 | 2746.2374 | 2745.1741 | 2897.4484 | 3066.294 | 3202.5356 | 3182.6173 | 3411.9751 | 3362.86 | 3872.1344 | 3866.1093 | 4043.7323 | 3924.8958 | 4035.9089 | 4084.2456 | 4123.9898 | 3844.2318 | 4315.4482 | 4346.2744 | 4355.8272 | 4197.8226
NSW1 | Wind | 5313.3996 | 5711.7649 | 6312.8648 | 6172.9401 | 10964.8863 | 12388.7729 | 15999.0995 | 14496.4789 | 12722.669 | 13941.4141 | 14591.564 | 21734.9962 | 24564.6102 | 30011.8478 | 31092.3271 | 25616.1434 | 23278.4264 | 24746.0745 | 26668.4767 | 33987.0603 | 35525.2634 | 37488.1231 | 38919.0953 | 33124.6553 | 30808.8197
NSW1 | Solar PV | 6298.2771 | 6920.5231 | 7223.8118 | 7264.9056 | 8896.4544 | 8479.1022 | 9244.7316 | 8803.7388 | 13548.8703 | 16601.6817 | 17749.2643 | 19459.3521 | 20780.9319 | 20130.0987 | 21769.5604 | 30830.6126 | 32446.773 | 35672.4421 | 36445.0757 | 35803.3647 | 42820.4308 | 41789.7214 | 45024.7424 | 49570.3436 | 52096.6913
NSW1 | LS Batteries | 8.4371e-05 | 0.00010208 | 0.00014913 | 0.0001617 | 0.00014805 | 0.00014105 | 0.00016998 | 0.00015594 | 0.00016397 | 0.00025142 | 0.00028489 | 0.00029951 | 128.592 | 574.3182 | 589.0497 | 581.1567 | 578.1863 | 596.7839 | 605.4304 | 611.7324 | 836.3967 | 1307.9137 | 1361.3692 | 3666.1198 | 3741.979
NSW1 | Pumped Hydro | 15.8786 | 41.5857 | 144.7774 | 229.3276 | 236.0962 | 1182.5905 | 1715.3597 | 2010.4781 | 3044.1275 | 5372.9599 | 6103.5952 | 8323.1438 | 9083.9856 | 9697.5817 | 9949.852 | 12039.9087 | 12431.7207 | 13731.7643 | 14245.066 | 13877.1739 | 16538.4141 | 16006.1282 | 16589.1724 | 18088.2064 | 17898.0537
Total excluding storage |  | 62929.4651 | 63608.0681 | 59047.2833 | 61428.2373 | 64847.6466 | 65275.6096 | 64638.362 | 63383.3911 | 62397.9962 | 63059.6748 | 64216.544 | 67483.3597 | 70145.298 | 71000.133 | 73056.6623 | 71003.5456 | 70547.941 | 74851.9971 | 76648.9864 | 81064.3208 | 90222.7513 | 89738.6143 | 92858.7172 | 90087.3766 | 90154.6807
Region | Technology | 2020-21 | 2021-22 | 2022-23 | 2023-24 | 2024-25 | 2025-26 | 2026-27 | 2027-28 | 2028-29 | 2029-30 | 2030-31 | 2031-32 | 2032-33 | 2033-34 | 2034-35 | 2035-36 | 2036-37 | 2037-38 | 2038-39 | 2039-40 | 2040-41 | 2041-42 | 2042-43 | 2043-44 | 2044-45
QLD1 | Black Coal | 48187.2937 | 42879.2646 | 42428.0462 | 43823.8011 | 42006.6986 | 39000.7985 | 38051.439 | 33060.9341 | 31553.7747 | 30697.1044 | 30719.2965 | 31899.8878 | 34624.0261 | 33354.1216 | 31377.6831 | 31952.8994 | 27112.6717 | 25312.1297 | 23524.3242 | 22093.6575 | 20848.606 | 18126.6672 | 18330.1413 | 16883.6138 | 13692.8363
QLD1 | Brown Coal | 0 | 0 | 0 | 0 | 0 | 0 | 0 | 0 | 0 | 0 | 0 | 0 | 0 | 0 | 0 | 0 | 0 | 0 | 0 | 0 | 0 | 0 | 0 | 0 | 0
QLD1 | CCGT | 4491.6726 | 4455.5545 | 4445.8091 | 4553.4689 | 4540.1165 | 4470.311 | 4545.1893 | 4519.8026 | 4509.8585 | 4543.3541 | 4654.2989 | 4645.9376 | 4758.1377 | 5066.7386 | 4912.0336 | 5391.5016 | 6071.1025 | 5880.2788 | 6219.7948 | 5726.518 | 5762.5896 | 6009.0268 | 5594.0372 | 6129.0314 | 6280.8001
QLD1 | Gas - Steam | 0 | 0 | 0 | 0 | 0 | 0 | 0 | 0 | 0 | 0 | 0 | 0 | 0 | 0 | 0 | 0 | 0 | 0 | 0 | 0 | 0 | 0 | 0 | 0 | 0
QLD1 | OCGT / Diesel | 1.8357e-05 | 1.1926 | 0.29454 | 3.589 | 4.1063 | 2.1736e-05 | 0.37958 | 2.1748e-05 | 2.2085e-05 | 0.38812 | 5.1998 | 10.1521 | 3.2751 | 8.3482 | 20.564 | 16.5511 | 121.0665 | 170.2619 | 249.5664 | 317.516 | 72.5953 | 39.0801 | 69.3152 | 120.5251 | 39.5828
QLD1 | Hydro | 708.524 | 707.7 | 707.1812 | 708.9208 | 707.7 | 708.661 | 706.739 | 709.5468 | 708.0112 | 705.883 | 704.0427 | 709.474 | 704.5039 | 706.209 | 705.2366 | 707.2089 | 695.8856 | 699.0724 | 695.8812 | 693.9133 | 693.7325 | 645.0041 | 632.1555 | 619.0895 | 594.4468
QLD1 | Wind | 2315.3759 | 3464.1011 | 5337.2325 | 4994.202 | 4390.8549 | 6800.0821 | 6361.357 | 14159.3414 | 14797.0086 | 15415.8051 | 14756.5131 | 14250.8296 | 13241.0477 | 14654.4329 | 14065.9118 | 17781.041 | 19814.4968 | 20262.1338 | 19255.8851 | 21245.4525 | 20735.0079 | 25574.901 | 23921.5671 | 28530.6273 | 29774.9827
QLD1 | Solar PV | 4635.3011 | 8115.0879 | 9180.4253 | 9215.4699 | 8825.4588 | 8614.501 | 9189.0495 | 7676.7023 | 8481.0245 | 8806.2669 | 9132.6281 | 9179.0944 | 8810.8798 | 8564.8373 | 9242.1789 | 7711.2344 | 8504.5783 | 8787.0901 | 9415.7519 | 9855.3458 | 9932.9922 | 9704.3733 | 10380.7754 | 9587.1984 | 10831.4395
QLD1 | LS Batteries | 0.87918 | 1.3077 | 1.3875 | 1.5139 | 1.3939 | 1.346 | 1.5713 | 1.4664 | 1.4896 | 1.5058 | 1.5805 | 1.5479 | 1.5305 | 1.609 | 1.5025 | 1.4159 | 1.4657 | 1.4349 | 1.4794 | 1.4371 | 1.4302 | 1.2105 | 1.4355 | 1.1521 | 1.4521
QLD1 | Pumped Hydro | 82.2897 | 267.9693 | 308.6695 | 423.6551 | 328.3345 | 317.4366 | 503.4701 | 538.7166 | 563.6612 | 705.5486 | 729.0968 | 1132.4019 | 1123.3376 | 1224.3883 | 2228.0593 | 3333.6051 | 3400.9109 | 3807.9632 | 4376.9329 | 4337.8039 | 4176.4329 | 3758.2782 | 3996.8037 | 3558.1564 | 3661.7965
Total excluding storage |  | 60338.1675 | 59622.9007 | 62098.9888 | 63299.4516 | 60474.9351 | 59594.3536 | 58854.1533 | 60126.3272 | 60049.6776 | 60168.8017 | 59971.9792 | 60695.3753 | 62141.8705 | 62354.6876 | 60323.6081 | 63560.4365 | 62319.8014 | 61110.9667 | 59361.2037 | 59932.4031 | 58045.5236 | 60099.0524 | 58927.9917 | 61870.0855 | 61214.0881
Region | Technology | 2020-21 | 2021-22 | 2022-23 | 2023-24 | 2024-25 | 2025-26 | 2026-27 | 2027-28 | 2028-29 | 2029-30 | 2030-31 | 2031-32 | 2032-33 | 2033-34 | 2034-35 | 2035-36 | 2036-37 | 2037-38 | 2038-39 | 2039-40 | 2040-41 | 2041-42 | 2042-43 | 2043-44 | 2044-45
VIC1 | Black Coal | 0 | 0 | 0 | 0 | 0 | 0 | 0 | 0 | 0 | 0 | 0 | 0 | 0 | 0 | 0 | 0 | 0 | 0 | 0 | 0 | 0 | 0 | 0 | 0 | 0
VIC1 | Brown Coal | 33579.4541 | 34290.6278 | 34390.0043 | 34406.9378 | 34412.9397 | 32301.604 | 31899.6713 | 30562.9372 | 30042.3891 | 28781.9849 | 24755.4312 | 25422.0104 | 21981.5823 | 22964.4299 | 22343.5043 | 23210.0095 | 23287.1731 | 22162.6096 | 21158.5293 | 21230.3329 | 19080.0975 | 18999.8025 | 17824.8561 | 16553.1071 | 16153.9124
VIC1 | CCGT | 1.4189e-05 | 1.5347e-05 | 1.6877e-05 | 2.2139e-05 | 2.2822e-05 | 2.2908e-05 | 2.2406e-05 | 2.3196e-05 | 2.3014e-05 | 2.3281e-05 | 2.3267e-05 | 2.5671e-05 | 3.3931e-05 | 3.4828e-05 | 3.3784e-05 | 5.4369e-05 | 5.8541e-05 | 5.7639e-05 | 5.6468e-05 | 5.7508e-05 | 5.6944e-05 | 5.7258e-05 | 5.5002e-05 | 5.7102e-05 | 5.6121e-05
VIC1 | Gas - Steam | 11.9344 | 48.9814 | 28.4246 | 24.177 | 30.2943 | 15.447 | 5.5725 | 9.8728 | 6.0499 | 23.2207 | 29.52 | 0 | 0 | 0 | 0 | 0 | 0 | 0 | 0 | 0 | 0 | 0 | 0 | 0 | 0
VIC1 | OCGT / Diesel | 18.9395 | 27.6729 | 34.8356 | 21.5202 | 15.2034 | 7.8083 | 3.0248 | 6.1427 | 2.7706 | 23.328 | 30.5904 | 59.3665 | 57.2466 | 324.7238 | 242.274 | 405.3241 | 502.9366 | 477.6677 | 590.5464 | 589.5217 | 209.9415 | 725.6178 | 344.06 | 1197.3086 | 1216.0343
VIC1 | Hydro | 3512.7925 | 3511.374 | 3483.7326 | 3493.2589 | 3487.8556 | 3484.9573 | 3480.7943 | 3484.0175 | 3482.2771 | 3489.1762 | 3491.0712 | 3500.2836 | 3493.3298 | 3494.7862 | 3495.8474 | 3501.3293 | 3489.6097 | 3498.514 | 3489.9529 | 3500.5209 | 3504.1717 | 3505.612 | 3500.0826 | 3501.7581 | 3494.7649
VIC1 | Wind | 11747.5032 | 11642.7013 | 13093.3304 | 11551.5542 | 11337.1817 | 11923.1905 | 12689.7862 | 13075.1847 | 15363.968 | 16249.9632 | 19524.7211 | 17154.677 | 19275.028 | 19913.9021 | 20803.1924 | 21872.7179 | 23351.5104 | 22528.2608 | 25004.4238 | 22220.7755 | 22723.4389 | 23024.1618 | 24377.8795 | 27768.6486 | 27885.9707
VIC1 | Solar PV | 2148.5878 | 2184.1453 | 2172.4368 | 2943.3803 | 2803.8227 | 2674.997 | 2844.5988 | 3879.2735 | 4021.4051 | 4959.8152 | 5895.6932 | 7427.6883 | 7023.1647 | 6830.7494 | 7175.0068 | 6776.3154 | 7033.4524 | 7157.8696 | 7129.4929 | 7418.33 | 6990.4778 | 6829.3578 | 7157.7076 | 8131.5966 | 8417.8319
VIC1 | LS Batteries | 28.8955 | 39.7085 | 35.7156 | 33.8258 | 27.9306 | 22.324 | 38.4797 | 26.3125 | 29.7827 | 37.2825 | 42.2749 | 39.7727 | 38.9563 | 38.095 | 42.0453 | 37.2499 | 36.5696 | 40.213 | 40.8538 | 39.2004 | 37.0613 | 31.0372 | 47.2576 | 50.0926 | 55.6461
VIC1 | Pumped Hydro | 3.6596e-05 | 4.4637e-05 | 9.9221e-05 | 9.6374e-05 | 8.9753e-05 | 8.4522e-05 | 0.00010117 | 8.303e-05 | 8.7043e-05 | 0.00015148 | 0.00029493 | 765.4781 | 723.9019 | 750.6984 | 792.8754 | 2360.6528 | 2300.5981 | 2368.815 | 2367.1016 | 2421.0813 | 2222.5757 | 2126.227 | 2241.7778 | 2200.4187 | 2133.1082
Total excluding storage |  | 51019.2114 | 51705.5026 | 53202.7644 | 52440.8284 | 52087.2975 | 50408.0042 | 50923.4479 | 51017.4285 | 52918.8599 | 53527.4881 | 53727.0271 | 53564.0258 | 51830.3515 | 53528.5915 | 54059.8249 | 55765.6963 | 57664.6823 | 55824.9217 | 57372.9453 | 54959.4811 | 52508.1274 | 53084.552 | 53204.586 | 57152.4191 | 57168.5142
Region | Technology | 2020-21 | 2021-22 | 2022-23 | 2023-24 | 2024-25 | 2025-26 | 2026-27 | 2027-28 | 2028-29 | 2029-30 | 2030-31 | 2031-32 | 2032-33 | 2033-34 | 2034-35 | 2035-36 | 2036-37 | 2037-38 | 2038-39 | 2039-40 | 2040-41 | 2041-42 | 2042-43 | 2043-44 | 2044-45
SA1 | Black Coal | 0 | 0 | 0 | 0 | 0 | 0 | 0 | 0 | 0 | 0 | 0 | 0 | 0 | 0 | 0 | 0 | 0 | 0 | 0 | 0 | 0 | 0 | 0 | 0 | 0
SA1 | Brown Coal | 0 | 0 | 0 | 0 | 0 | 0 | 0 | 0 | 0 | 0 | 0 | 0 | 0 | 0 | 0 | 0 | 0 | 0 | 0 | 0 | 0 | 0 | 0 | 0 | 0
SA1 | CCGT | 956.7999 | 1084.088 | 1000.0991 | 272.5267 | 344.0787 | 298.2791 | 167.35 | 164.8515 | 160.793 | 273.3434 | 396.2062 | 597.6467 | 1433.2059 | 1636.2768 | 697.8941 | 1938.2203 | 2133.2968 | 1796.2457 | 1681.4077 | 1712.6208 | 1288.5134 | 1845.4221 | 1027.6965 | 1422.663 | 1219.9496
SA1 | Gas - Steam | 68.0863 | 99.5528 | 87.4891 | 27.4783 | 21.34 | 4.1653 | 9.0476 | 7.2912 | 1.5019 | 17.1282 | 29.393 | 36.4763 | 37.3115 | 260.5775 | 154.5152 | 216.8916 | 182.5862 | 230.5547 | 247.8267 | 291.1659 | 64.6307 | 304.5743 | 172.1308 | 144.6464 | 21.6009
SA1 | OCGT / Diesel | 74.09 | 102.9787 | 90.2659 | 27.0283 | 32.6131 | 18.8218 | 14.412 | 9.4868 | 5.3934 | 17.1872 | 29.3847 | 77.9038 | 100.2027 | 301.6254 | 143.5452 | 367.7188 | 462.0512 | 399.5301 | 416.3787 | 348.8746 | 166.7927 | 479.8966 | 174.0771 | 242.5495 | 243.1932
SA1 | Hydro | 0 | 0 | 0 | 0 | 0 | 0 | 0 | 0 | 0 | 0 | 0 | 0 | 0 | 0 | 0 | 0 | 0 | 0 | 0 | 0 | 0 | 0 | 0 | 0 | 0
SA1 | Wind | 6004.6218 | 6082.3128 | 6468.726 | 5943.6624 | 5911.9486 | 5616.4002 | 6325.9884 | 9072.9132 | 9568.4674 | 9603.8676 | 10195.8126 | 8790.0814 | 8846.8039 | 8420.4694 | 9366.2708 | 11178.7528 | 10952.3467 | 10841.6143 | 11296.1408 | 9901.9896 | 9821.8147 | 9097.8119 | 10025.6522 | 11973.5517 | 12358.8124
SA1 | Solar PV | 794.6585 | 799.6513 | 804.4706 | 817.4781 | 779.7711 | 2764.0101 | 2825.0553 | 3341.3732 | 3428.1924 | 3536.0484 | 3639.3136 | 4017.151 | 3824.2769 | 3842.0897 | 3906.5176 | 3781.4755 | 4525.1303 | 4530.8205 | 4632.4138 | 5673.328 | 6108.7038 | 6785.0106 | 6842.0753 | 8084.6321 | 8208.9917
SA1 | LS Batteries | 73.7127 | 79.9792 | 80.1109 | 71.3785 | 60.3843 | 63.9192 | 73.6583 | 63.4081 | 65.4058 | 71.7534 | 77.9909 | 74.9847 | 74.5854 | 72.161 | 77.198 | 70.5298 | 68.9555 | 74.462 | 74.4764 | 71.5035 | 67.6051 | 60.2005 | 71.8771 | 66.0791 | 77.1231
SA1 | Pumped Hydro | 3.7266e-05 | 5.0261e-05 | 5.1543e-05 | 4.9999e-05 | 4.561e-05 | 4.5425e-05 | 5.2479e-05 | 5.9467e-05 | 9.2045e-05 | 0.00016962 | 0.00029981 | 0.001452 | 0.0014189 | 0.0014413 | 0.0015088 | 298.1391 | 642.689 | 658.5019 | 622.5207 | 1212.0011 | 1826.711 | 1827.1569 | 1837.099 | 2775.4207 | 2856.649
Total excluding storage |  | 7898.2565 | 8168.5836 | 8451.0508 | 7088.1739 | 7089.7515 | 8701.6766 | 9341.8533 | 12595.9159 | 13164.348 | 13447.5749 | 14290.1101 | 13519.2592 | 14241.8009 | 14461.0387 | 14268.7429 | 17483.059 | 18255.4112 | 17798.7652 | 18274.1677 | 17927.979 | 17450.4552 | 18512.7155 | 18241.6319 | 21868.0427 | 22052.5478
Region | Technology | 2020-21 | 2021-22 | 2022-23 | 2023-24 | 2024-25 | 2025-26 | 2026-27 | 2027-28 | 2028-29 | 2029-30 | 2030-31 | 2031-32 | 2032-33 | 2033-34 | 2034-35 | 2035-36 | 2036-37 | 2037-38 | 2038-39 | 2039-40 | 2040-41 | 2041-42 | 2042-43 | 2043-44 | 2044-45
TAS1 | Black Coal | 0 | 0 | 0 | 0 | 0 | 0 | 0 | 0 | 0 | 0 | 0 | 0 | 0 | 0 | 0 | 0 | 0 | 0 | 0 | 0 | 0 | 0 | 0 | 0 | 0
TAS1 | Brown Coal | 0 | 0 | 0 | 0 | 0 | 0 | 0 | 0 | 0 | 0 | 0 | 0 | 0 | 0 | 0 | 0 | 0 | 0 | 0 | 0 | 0 | 0 | 0 | 0 | 0
TAS1 | CCGT | 1.1774e-05 | 1.2457e-05 | 1.2337e-05 | 1.3157e-05 | 1.4054e-05 | 1.4023e-05 | 1.3794e-05 | 1.5617e-05 | 1.56e-05 | 1.5476e-05 | 1.5225e-05 | 1.5616e-05 | 1.823e-05 | 1.8029e-05 | 1.8031e-05 | 1.8687e-05 | 1.8805e-05 | 1.8995e-05 | 1.7834e-05 | 1.9224e-05 | 1.9065e-05 | 1.7567e-05 | 1.81e-05 | 1.7542e-05 | 1.7405e-05
TAS1 | Gas - Steam | 0 | 0 | 0 | 0 | 0 | 0 | 0 | 0 | 0 | 0 | 0 | 0 | 0 | 0 | 0 | 0 | 0 | 0 | 0 | 0 | 0 | 0 | 0 | 0 | 0
TAS1 | OCGT / Diesel | 7.6415e-06 | 8.4272e-06 | 8.0128e-06 | 8.6663e-06 | 9.025e-06 | 8.7624e-06 | 8.3051e-06 | 9.2473e-06 | 9.4616e-06 | 9.1613e-06 | 8.8038e-06 | 9.3896e-06 | 1.0965e-05 | 1.0998e-05 | 1.1369e-05 | 1.2737e-05 | 1.3716e-05 | 1.4272e-05 | 1.0876e-05 | 1.5548e-05 | 1.4424e-05 | 9.7765e-06 | 0.002304 | 9.6108e-06 | 9.2369e-06
TAS1 | Hydro | 9099.0996 | 9099.0996 | 9099.0997 | 9102.6353 | 9099.0996 | 9099.0996 | 9099.0996 | 9102.6352 | 9099.0996 | 9099.0997 | 9099.0996 | 9102.6353 | 9099.0997 | 9099.0997 | 9099.0998 | 9102.6351 | 9099.0995 | 9099.0996 | 9099.0997 | 9102.6353 | 9099.0997 | 9099.0997 | 9099.0997 | 9102.6354 | 9099.0996
TAS1 | Wind | 1979.5536 | 1920.6502 | 2122.8182 | 1985.7318 | 2953.2461 | 3818.854 | 3866.7084 | 3649.0262 | 3583.4584 | 3470.344 | 3754.5239 | 3564.997 | 3537.5339 | 3775.8232 | 3799.568 | 3626.645 | 3579.7716 | 3480.0462 | 3742.1954 | 3549.8419 | 3528.9671 | 3765.5066 | 3810.5884 | 3585.6016 | 3566.3213
TAS1 | Solar PV | 0 | 0 | 0 | 0 | 0 | 0 | 0 | 0 | 0 | 0 | 0 | 0 | 0 | 0 | 0 | 0 | 0 | 0 | 0 | 0 | 0 | 0 | 0 | 0 | 0
TAS1 | LS Batteries | 2.0946e-05 | 2.3115e-05 | 2.5168e-05 | 2.5613e-05 | 2.6656e-05 | 2.9373e-05 | 3.6864e-05 | 3.3242e-05 | 3.3983e-05 | 4.305e-05 | 5.1702e-05 | 5.119e-05 | 4.9403e-05 | 6.2236e-05 | 7.295e-05 | 7.0036e-05 | 7.3481e-05 | 7.0319e-05 | 0.0001379 | 8.1164e-05 | 7.4296e-05 | 0.00017804 | 0.00019096 | 0.00020252 | 0.00021453
TAS1 | Pumped Hydro | 2.9375e-05 | 3.2316e-05 | 3.5857e-05 | 3.6747e-05 | 3.503e-05 | 3.7177e-05 | 4.4168e-05 | 3.9411e-05 | 4.3424e-05 | 4.9793e-05 | 5.763e-05 | 5.9988e-05 | 5.5947e-05 | 6.9184e-05 | 8.151e-05 | 7.8389e-05 | 8.2014e-05 | 8.3659e-05 | 0.0001593 | 9.3744e-05 | 8.389e-05 | 0.00019027 | 0.00019389 | 0.00020503 | 0.00021781
Total excluding storage |  | 11078.6532 | 11019.7498 | 11221.9179 | 11088.3671 | 12052.3458 | 12917.9536 | 12965.8081 | 12751.6615 | 12682.558 | 12569.4437 | 12853.6236 | 12667.6323 | 12636.6337 | 12874.9229 | 12898.6679 | 12729.2801 | 12678.8712 | 12579.1459 | 12841.2952 | 12652.4773 | 12628.0669 | 12864.6063 | 12909.6905 | 12688.237 | 12665.421

## Neutral2_Option5B_VOM Cost
VOM cost by technology ($000s) - QNI Option5B, Neutral + low emissions scenario
Real June 2019 dollars discounted to 2019-20
Region | Technology | 2020-21 | 2021-22 | 2022-23 | 2023-24 | 2024-25 | 2025-26 | 2026-27 | 2027-28 | 2028-29 | 2029-30 | 2030-31 | 2031-32 | 2032-33 | 2033-34 | 2034-35 | 2035-36 | 2036-37 | 2037-38 | 2038-39 | 2039-40 | 2040-41 | 2041-42 | 2042-43 | 2043-44 | 2044-45
NEM | Black Coal | 374114.0389 | 332324.7484 | 293274.226 | 288993.1379 | 257921.1673 | 233820.1318 | 204354.7609 | 181527.7697 | 157522.5888 | 138065.0493 | 128497.7445 | 111636.583 | 106563.9043 | 89640.1168 | 81199.2231 | 65410.3541 | 54298.869 | 48229.939 | 41619.0208 | 34498.0907 | 33131.4491 | 24895.5309 | 22650.1312 | 17431.9791 | 13345.5789
NEM | Brown Coal | 129668.4986 | 125090.543 | 118415.5231 | 111903.6893 | 105755.7205 | 93683.9679 | 87372.0453 | 79067.4651 | 73331.7526 | 66301.3787 | 53881.7583 | 52255.2139 | 42674.5864 | 42066.2918 | 38658.6058 | 37931.5571 | 35928.0208 | 32276.7923 | 29078.6728 | 27582.1336 | 23410.6749 | 21983.6571 | 19486.2079 | 17107.0467 | 15753.059
NEM | CCGT | 36862.1019 | 35421.5699 | 32884.2424 | 27700.1678 | 26521.4356 | 24211.2186 | 22695.9297 | 21307.6954 | 20215.3492 | 19856.5557 | 20488.4334 | 20280.393 | 24810.0185 | 25296.1978 | 18493.7321 | 26362.7394 | 27904.7608 | 24211.0908 | 23076.8002 | 20629.8348 | 18005.7348 | 19545.0053 | 15105.9825 | 17154.6592 | 16193.6677
NEM | Gas - Steam | 171.324 | 299.3801 | 221.3844 | 92.6284 | 87.5807 | 31.3579 | 21.9416 | 25.1355 | 10.3224 | 52.322 | 71.5826 | 41.475 | 40.6721 | 259.4768 | 145.2833 | 199.6133 | 154.8966 | 183.701 | 188.0031 | 205.648 | 44.3695 | 192.4826 | 102.0253 | 83.6362 | 11.7991
NEM | OCGT / Diesel | 955.4009 | 1275.3893 | 1202.0853 | 551.4203 | 509.2185 | 200.6343 | 125.9627 | 108.0725 | 63.2367 | 265.7619 | 421.5781 | 857.554 | 882.8454 | 3831.8916 | 2774.6492 | 5555.1521 | 6910.7179 | 6681.8276 | 7828.6531 | 7370.0647 | 3056.0001 | 6476.5992 | 4140.8879 | 7033.1624 | 6360.9778
NEM | Hydro | 105557.0383 | 100155.8174 | 94235.0408 | 89851.718 | 85093.4185 | 79290.0249 | 74944.0759 | 71551.8542 | 68202.9535 | 64908.4449 | 61049.4966 | 58670.6808 | 55256.0489 | 53553.7912 | 50648.5346 | 48423.4325 | 45304.8351 | 43047.5871 | 40659.7029 | 38585.1776 | 35916.0741 | 34626.2897 | 32757.0131 | 31023.7859 | 28930.0854
NEM | Wind | 67105.5056 | 66730.5372 | 72988.7759 | 63270.5626 | 70753.6057 | 76841.0586 | 81344.0912 | 93015.675 | 90181.5813 | 89367.5007 | 90181.7391 | 89677.574 | 89963.1592 | 95000.9238 | 92270.2412 | 88191.7035 | 84145.4736 | 80475.7453 | 79736.5199 | 80694.7574 | 77425.2756 | 78888.8056 | 75931.9829 | 74650.9454 | 70286.654
NEM | Solar PV | 0 | 0 | 0 | 0 | 0 | 0 | 0 | 0 | 0 | 0 | 0 | 0 | 0 | 0 | 0 | 0 | 0 | 0 | 0 | 0 | 0 | 0 | 0 | 0 | 0
NEM | LS Batteries | 0 | 0 | 0 | 0 | 0 | 0 | 0 | 0 | 0 | 0 | 0 | 0 | 0 | 0 | 0 | 0 | 0 | 0 | 0 | 0 | 0 | 0 | 0 | 0 | 0
NEM | Pumped Hydro | 650.0232 | 1935.5337 | 2165.4965 | 2789.641 | 2160.4292 | 6738.9456 | 9357.2334 | 10588.3376 | 13152.9355 | 15226.8568 | 16050.1115 | 17514.3044 | 17541.779 | 18599.9826 | 17482.8152 | 17640.7333 | 15977.7178 | 15339.4471 | 15249.4968 | 13655.0155 | 12482.718 | 11376.9795 | 11103.0986 | 10938.2964 | 9628.6788
NEM | Pumped Hydro Pump | 1361.8918 | 3713.5199 | 4574.1359 | 5839.5144 | 5008.1516 | 9491.0177 | 15076.3935 | 15457.345 | 19479.3588 | 21951.6765 | 23776.6623 | 25400.9773 | 26436.6542 | 28770.8573 | 28897.2204 | 27548.505 | 25679.1383 | 24151.3511 | 24687.9985 | 21850.2899 | 20350.9348 | 18357.7704 | 20016.4049 | 17677.5788 | 15558.0526
Total |  | 716445.8232 | 666947.0389 | 619960.9101 | 590992.4796 | 553810.7277 | 524308.3574 | 495292.4343 | 472649.35 | 442160.0788 | 415995.5466 | 394419.1065 | 376334.7554 | 364169.6682 | 357019.5297 | 330570.305 | 317263.7903 | 296304.4299 | 274597.4813 | 262124.8681 | 245071.0124 | 223823.2308 | 216343.1204 | 201293.7343 | 193101.0902 | 176068.5535
Region | Technology | 2020-21 | 2021-22 | 2022-23 | 2023-24 | 2024-25 | 2025-26 | 2026-27 | 2027-28 | 2028-29 | 2029-30 | 2030-31 | 2031-32 | 2032-33 | 2033-34 | 2034-35 | 2035-36 | 2036-37 | 2037-38 | 2038-39 | 2039-40 | 2040-41 | 2041-42 | 2042-43 | 2043-44 | 2044-45
NSW1 | Black Coal | 187974.5297 | 175891.0908 | 147219.6988 | 146549.5335 | 129000.2578 | 120750.5189 | 100211.9056 | 96067.9254 | 80521.0425 | 67335.9301 | 61700.1431 | 46132.3083 | 39407.7011 | 28548.4273 | 26947.543 | 13220.6346 | 12487.6648 | 11361.4712 | 9311.873 | 5835.4602 | 7584.9197 | 3921.5288 | 2625.9363 | 0 | 0
NSW1 | Brown Coal | 0 | 0 | 0 | 0 | 0 | 0 | 0 | 0 | 0 | 0 | 0 | 0 | 0 | 0 | 0 | 0 | 0 | 0 | 0 | 0 | 0 | 0 | 0 | 0 | 0
NSW1 | CCGT | 6.7256 | 61.3646 | 41.674 | 223.4441 | 271.828 | 5.6084 | 110.1968 | 87.1286 | 252.115 | 413.9431 | 1247.7694 | 1435.1147 | 3778.8539 | 3844.5228 | 1517.0889 | 5415.2739 | 5757.8124 | 4657.8085 | 4081.8289 | 3749.1062 | 2874.2636 | 3654.1215 | 2438.8204 | 3514.5552 | 3398.396
NSW1 | Gas - Steam | 0 | 0 | 0 | 0 | 0 | 0 | 0 | 0 | 0 | 0 | 0 | 0 | 0 | 0 | 0 | 0 | 0 | 0 | 0 | 0 | 0 | 0 | 0 | 0 | 0
NSW1 | OCGT / Diesel | 14.451 | 24.1305 | 82.1473 | 118.6609 | 97.0796 | 9.2479e-05 | 0.052892 | 1.1863 | 11.0205 | 20.76 | 55.7097 | 83.973 | 67.1711 | 889.9368 | 1016.0518 | 2215.0834 | 2626.2064 | 2814.1933 | 3448.8751 | 3269.5122 | 1639.2021 | 2831.5922 | 2530.0601 | 2962.0518 | 2687.3176
NSW1 | Hydro | 17596.083 | 17216.4794 | 16163.5721 | 15950.999 | 15336.5774 | 13571.113 | 12840.8023 | 12827.8941 | 12784.6076 | 12610.7259 | 11789.2908 | 11968.1173 | 11149.6646 | 12079.2987 | 11410.9729 | 11288.9429 | 10334.5913 | 10031.498 | 9566.2734 | 9139.8698 | 8054.8961 | 8516.0981 | 8101.1195 | 7692.922 | 6984.0335
NSW1 | Wind | 13036.9293 | 13226.9653 | 13821.1817 | 12750.2364 | 22568.1169 | 24278.0653 | 29913.0921 | 25625.8567 | 21219.8794 | 22046.2112 | 21734.9756 | 31025.5485 | 33221.4245 | 39028.3406 | 38114.1013 | 29807.9212 | 25667.7902 | 25784.3513 | 26228.5175 | 32004.2654 | 31465.3689 | 31498.373 | 30831.8042 | 24975.5087 | 22105.5462
NSW1 | Solar PV | 0 | 0 | 0 | 0 | 0 | 0 | 0 | 0 | 0 | 0 | 0 | 0 | 0 | 0 | 0 | 0 | 0 | 0 | 0 | 0 | 0 | 0 | 0 | 0 | 0
NSW1 | LS Batteries | 0 | 0 | 0 | 0 | 0 | 0 | 0 | 0 | 0 | 0 | 0 | 0 | 0 | 0 | 0 | 0 | 0 | 0 | 0 | 0 | 0 | 0 | 0 | 0 | 0
NSW1 | Pumped Hydro | 104.9365 | 260.6529 | 338.7331 | 431.0639 | 425.2169 | 5161.8802 | 6996.7154 | 8207.3909 | 10796.0864 | 12877.6727 | 13785.3547 | 15430.4437 | 15607.9439 | 16518.8238 | 15453.3036 | 16097.1314 | 14377.8477 | 13870.9317 | 13899.3704 | 12432.3407 | 11424.0663 | 10628.0866 | 10269.7857 | 10294.4879 | 9068.9819
NSW1 | Pumped Hydro Pump | 592.1278 | 1320.3556 | 1964.0244 | 2456.9363 | 2541.6304 | 7237.674 | 11689.5479 | 12061.8186 | 16119.8903 | 18595.8684 | 20541.031 | 22423.7785 | 23673.7866 | 25791.8856 | 26002.6305 | 25343.8511 | 23393.411 | 22053.2839 | 22758.7332 | 20098.5169 | 18843.6709 | 17287.7788 | 18820.0807 | 16761.9602 | 14759.8716
Total |  | 219325.7829 | 208001.039 | 179631.0314 | 178480.8741 | 170240.7069 | 171004.8599 | 161762.3131 | 154879.2005 | 141704.6417 | 133901.1113 | 130854.2742 | 128499.2841 | 126906.5458 | 126701.2356 | 120461.6918 | 103388.8384 | 94645.3239 | 90573.5379 | 89295.4714 | 86529.0715 | 81886.3876 | 78337.579 | 75617.6069 | 66201.4859 | 59004.1468
Region | Technology | 2020-21 | 2021-22 | 2022-23 | 2023-24 | 2024-25 | 2025-26 | 2026-27 | 2027-28 | 2028-29 | 2029-30 | 2030-31 | 2031-32 | 2032-33 | 2033-34 | 2034-35 | 2035-36 | 2036-37 | 2037-38 | 2038-39 | 2039-40 | 2040-41 | 2041-42 | 2042-43 | 2043-44 | 2044-45
QLD1 | Black Coal | 186139.5092 | 156433.6576 | 146054.5272 | 142443.6043 | 128920.9095 | 113069.6129 | 104142.8553 | 85459.8443 | 77001.5463 | 70729.1192 | 66797.6014 | 65504.2747 | 67156.2032 | 61091.6895 | 54251.6802 | 52189.7195 | 41811.2042 | 36868.4678 | 32307.1478 | 28662.6305 | 25546.5294 | 20974.0021 | 20024.1949 | 17431.9791 | 13345.5789
QLD1 | Brown Coal | 0 | 0 | 0 | 0 | 0 | 0 | 0 | 0 | 0 | 0 | 0 | 0 | 0 | 0 | 0 | 0 | 0 | 0 | 0 | 0 | 0 | 0 | 0 | 0 | 0
QLD1 | CCGT | 30385.6506 | 28440.6694 | 26826.0101 | 25930.3549 | 24393.5845 | 22694.6725 | 21788.0913 | 20464.9242 | 19280.3197 | 18341.0189 | 17740.4103 | 16706.7382 | 16161.8249 | 16236.0814 | 14875.5756 | 15408.1005 | 16395.1119 | 14983.8464 | 14969.8566 | 13002.075 | 12364.0164 | 12173.0238 | 10713.3112 | 11064.5925 | 10716.569
QLD1 | Gas - Steam | 0 | 0 | 0 | 0 | 0 | 0 | 0 | 0 | 0 | 0 | 0 | 0 | 0 | 0 | 0 | 0 | 0 | 0 | 0 | 0 | 0 | 0 | 0 | 0 | 0
QLD1 | OCGT / Diesel | 0.00018062 | 11.1252 | 2.5891 | 28.4829 | 31.2029 | 0.00016066 | 2.5798 | 0.00014342 | 0.00013747 | 2.2891 | 28.9703 | 51.8931 | 15.7914 | 37.6294 | 87.5569 | 67.0244 | 467.5162 | 610.4682 | 854.3791 | 1019.7365 | 221.4797 | 111.5713 | 192.1333 | 311.1136 | 95.1222
QLD1 | Hydro | 4667.4479 | 4409.2991 | 4161.998 | 3937.3501 | 3707.9551 | 3506.1527 | 3302.8295 | 3129.3948 | 2948.6026 | 2775.8121 | 2614.2328 | 2486.6568 | 2332.3836 | 2206.69 | 2081.8264 | 1970.7852 | 1830.4465 | 1736.5099 | 1631.3384 | 1536.1565 | 1450.0205 | 1271.1448 | 1177.4046 | 1088.5509 | 986.1429
QLD1 | Wind | 5675.7623 | 7979.3211 | 11661.7721 | 10299.5816 | 8551.0958 | 12708.5156 | 11205.18 | 24284.0617 | 23971.7181 | 23575.1517 | 21296.8029 | 19432.7227 | 17048.9233 | 17816.5417 | 16121.7347 | 19352.9291 | 20390.3601 | 19683.8352 | 17645.3513 | 18534.6811 | 17202.065 | 20289.3831 | 17911.9094 | 20327.6948 | 20131.5415
QLD1 | Solar PV | 0 | 0 | 0 | 0 | 0 | 0 | 0 | 0 | 0 | 0 | 0 | 0 | 0 | 0 | 0 | 0 | 0 | 0 | 0 | 0 | 0 | 0 | 0 | 0 | 0
QLD1 | LS Batteries | 0 | 0 | 0 | 0 | 0 | 0 | 0 | 0 | 0 | 0 | 0 | 0 | 0 | 0 | 0 | 0 | 0 | 0 | 0 | 0 | 0 | 0 | 0 | 0 | 0
QLD1 | Pumped Hydro | 545.0867 | 1674.8808 | 1826.7634 | 2358.5771 | 1735.2124 | 1577.0653 | 2360.5179 | 2380.9466 | 2356.8491 | 2349.1841 | 2264.7568 | 2083.8607 | 1933.8351 | 2081.1588 | 2029.5116 | 1543.6019 | 1599.8701 | 1468.5154 | 1350.1264 | 1222.6748 | 1058.6517 | 748.8929 | 833.3129 | 643.8085 | 559.6969
QLD1 | Pumped Hydro Pump | 769.764 | 2393.1643 | 2610.1114 | 3382.5781 | 2466.5212 | 2253.3437 | 3386.8456 | 3395.5264 | 3359.4686 | 3355.8081 | 3235.6313 | 2977.1988 | 2762.8676 | 2978.9717 | 2894.59 | 2204.6539 | 2285.7273 | 2098.0672 | 1929.2653 | 1751.773 | 1507.2639 | 1069.9916 | 1196.3243 | 915.6186 | 798.181
Total |  | 228183.2208 | 201342.1176 | 193143.7713 | 188380.5292 | 169806.4816 | 155809.363 | 146188.8994 | 139114.6982 | 128918.5046 | 121128.3832 | 113978.4057 | 109243.3449 | 107411.8291 | 102448.7624 | 92342.4754 | 92736.8146 | 84780.2363 | 77449.7103 | 70687.4651 | 65729.7274 | 59350.0266 | 56638.0097 | 52048.5906 | 51783.358 | 46632.8324
Region | Technology | 2020-21 | 2021-22 | 2022-23 | 2023-24 | 2024-25 | 2025-26 | 2026-27 | 2027-28 | 2028-29 | 2029-30 | 2030-31 | 2031-32 | 2032-33 | 2033-34 | 2034-35 | 2035-36 | 2036-37 | 2037-38 | 2038-39 | 2039-40 | 2040-41 | 2041-42 | 2042-43 | 2043-44 | 2044-45
VIC1 | Black Coal | 0 | 0 | 0 | 0 | 0 | 0 | 0 | 0 | 0 | 0 | 0 | 0 | 0 | 0 | 0 | 0 | 0 | 0 | 0 | 0 | 0 | 0 | 0 | 0 | 0
VIC1 | Brown Coal | 129668.4986 | 125090.543 | 118415.5231 | 111903.6893 | 105755.7205 | 93683.9679 | 87372.0453 | 79067.4651 | 73331.7526 | 66301.3787 | 53881.7583 | 52255.2139 | 42674.5864 | 42066.2918 | 38658.6058 | 37931.5571 | 35928.0208 | 32276.7923 | 29078.6728 | 27582.1336 | 23410.6749 | 21983.6571 | 19486.2079 | 17107.0467 | 15753.059
VIC1 | CCGT | 9.5968e-05 | 9.8014e-05 | 0.00010177 | 0.00012606 | 0.0001227 | 0.0001163 | 0.00010741 | 0.000105 | 9.8364e-05 | 9.3958e-05 | 8.8655e-05 | 9.2368e-05 | 0.00011529 | 0.00011168 | 0.00010233 | 0.00015552 | 0.00015809 | 0.00014695 | 0.00013589 | 0.00013074 | 0.00012227 | 0.00011602 | 0.00010525 | 0.00010322 | 9.5763e-05
VIC1 | Gas - Steam | 25.744 | 98.6287 | 54.3557 | 43.4498 | 51.3601 | 24.7651 | 8.4029 | 14.4521 | 8.2423 | 30.0699 | 35.8005 | 0 | 0 | 0 | 0 | 0 | 0 | 0 | 0 | 0 | 0 | 0 | 0 | 0 | 0
VIC1 | OCGT / Diesel | 182.4202 | 252.5673 | 300.0004 | 174.3014 | 115.9903 | 56.2959 | 20.3975 | 40.6034 | 17.1503 | 136.8421 | 168.1569 | 303.6825 | 281.8625 | 1462.1123 | 1030.1722 | 1680.5558 | 1929.6407 | 1725.8076 | 2019.6148 | 1890.8904 | 650.9249 | 2075.4635 | 924.2163 | 3090.6593 | 2952.1274
VIC1 | Hydro | 23217.7325 | 21870.6371 | 20447.6441 | 19396.4183 | 18286.5057 | 17210.4365 | 16254.0694 | 15405.4303 | 14526.8268 | 13723.2936 | 12882.2958 | 12273.9668 | 11587.5048 | 10839.9699 | 10283.4267 | 9775.8284 | 9164.3812 | 8668.4371 | 8132.0557 | 7735.774 | 7337.564 | 6878.1093 | 6505.0471 | 6196.7619 | 5810.6186
VIC1 | Wind | 28812.0562 | 26987.0263 | 28687.9591 | 23847.6174 | 22089.6021 | 22014.3912 | 22083.4827 | 21546.1067 | 23978.947 | 24020.7102 | 27303.8171 | 22619.9337 | 24022.2463 | 23522.0861 | 23161.4358 | 23020.7845 | 23244.0686 | 21190.5133 | 22205.0853 | 18614.6207 | 17974.5679 | 17253.3924 | 17214.0773 | 18592.8855 | 17632.0704
VIC1 | Solar PV | 0 | 0 | 0 | 0 | 0 | 0 | 0 | 0 | 0 | 0 | 0 | 0 | 0 | 0 | 0 | 0 | 0 | 0 | 0 | 0 | 0 | 0 | 0 | 0 | 0
VIC1 | LS Batteries | 0 | 0 | 0 | 0 | 0 | 0 | 0 | 0 | 0 | 0 | 0 | 0 | 0 | 0 | 0 | 0 | 0 | 0 | 0 | 0 | 0 | 0 | 0 | 0 | 0
VIC1 | Pumped Hydro | 0 | 0 | 0 | 0 | 0 | 0 | 0 | 0 | 0 | 0 | 0 | 0 | 0 | 0 | 0 | 0 | 0 | 0 | 0 | 0 | 0 | 0 | 0 | 0 | 0
VIC1 | Pumped Hydro Pump | 0 | 0 | 0 | 0 | 0 | 0 | 0 | 0 | 0 | 0 | 0 | 0 | 0 | 0 | 0 | 0 | 0 | 0 | 0 | 0 | 0 | 0 | 0 | 0 | 0
Total |  | 181906.4515 | 174299.4024 | 167905.4827 | 155365.4764 | 146299.1788 | 132989.8567 | 125738.3979 | 116074.0576 | 111862.9191 | 104212.2946 | 94271.8286 | 87452.7969 | 78566.2001 | 77890.4602 | 73133.6406 | 72408.7259 | 70266.1114 | 63861.5504 | 61435.4287 | 55823.4189 | 49373.7318 | 48190.6224 | 44129.5487 | 44987.3535 | 42147.8755
Region | Technology | 2020-21 | 2021-22 | 2022-23 | 2023-24 | 2024-25 | 2025-26 | 2026-27 | 2027-28 | 2028-29 | 2029-30 | 2030-31 | 2031-32 | 2032-33 | 2033-34 | 2034-35 | 2035-36 | 2036-37 | 2037-38 | 2038-39 | 2039-40 | 2040-41 | 2041-42 | 2042-43 | 2043-44 | 2044-45
SA1 | Black Coal | 0 | 0 | 0 | 0 | 0 | 0 | 0 | 0 | 0 | 0 | 0 | 0 | 0 | 0 | 0 | 0 | 0 | 0 | 0 | 0 | 0 | 0 | 0 | 0 | 0
SA1 | Brown Coal | 0 | 0 | 0 | 0 | 0 | 0 | 0 | 0 | 0 | 0 | 0 | 0 | 0 | 0 | 0 | 0 | 0 | 0 | 0 | 0 | 0 | 0 | 0 | 0 | 0
SA1 | CCGT | 6469.7255 | 6919.5357 | 6016.5582 | 1546.3685 | 1856.0229 | 1510.9374 | 797.6414 | 755.6425 | 682.9143 | 1101.5936 | 1500.2536 | 2138.5399 | 4869.3395 | 5215.5935 | 2101.0675 | 5539.3649 | 5751.8363 | 4569.4356 | 4025.1145 | 3878.6535 | 2767.4546 | 3717.8598 | 1953.8507 | 2575.5113 | 2078.7026
SA1 | Gas - Steam | 145.5801 | 200.7514 | 167.0286 | 49.1786 | 36.2206 | 6.5928 | 13.5387 | 10.6835 | 2.0801 | 22.2521 | 35.7821 | 41.475 | 40.6721 | 259.4768 | 145.2833 | 199.6133 | 154.8966 | 183.701 | 188.0031 | 205.648 | 44.3695 | 192.4826 | 102.0253 | 83.6362 | 11.7991
SA1 | OCGT / Diesel | 758.5295 | 987.5662 | 817.3484 | 229.975 | 264.9456 | 144.3382 | 102.9324 | 66.2825 | 35.0657 | 105.8707 | 168.7413 | 418.0054 | 518.0203 | 1442.2131 | 640.8683 | 1592.4884 | 1887.3546 | 1531.3584 | 1505.7841 | 1189.9256 | 544.3933 | 1457.9722 | 494.472 | 669.3376 | 626.4106
SA1 | Hydro | 0 | 0 | 0 | 0 | 0 | 0 | 0 | 0 | 0 | 0 | 0 | 0 | 0 | 0 | 0 | 0 | 0 | 0 | 0 | 0 | 0 | 0 | 0 | 0 | 0
SA1 | Wind | 14726.0138 | 14089.339 | 14165.4514 | 12275.8767 | 11515.7674 | 10367.7327 | 11010.7258 | 15198.5231 | 15113.1832 | 14333.9347 | 14336.199 | 11666.5545 | 11043.7611 | 9967.3178 | 10449.0224 | 12018.7557 | 11120.8294 | 10399.6855 | 10185.8341 | 8436.8307 | 7865.4863 | 6906.451 | 7169.7649 | 8261.0596 | 8074.1807
SA1 | Solar PV | 0 | 0 | 0 | 0 | 0 | 0 | 0 | 0 | 0 | 0 | 0 | 0 | 0 | 0 | 0 | 0 | 0 | 0 | 0 | 0 | 0 | 0 | 0 | 0 | 0
SA1 | LS Batteries | 0 | 0 | 0 | 0 | 0 | 0 | 0 | 0 | 0 | 0 | 0 | 0 | 0 | 0 | 0 | 0 | 0 | 0 | 0 | 0 | 0 | 0 | 0 | 0 | 0
SA1 | Pumped Hydro | 0 | 0 | 0 | 0 | 0 | 0 | 0 | 0 | 0 | 0 | 0 | 0 | 0 | 0 | 0 | 0 | 0 | 0 | 0 | 0 | 0 | 0 | 0 | 0 | 0
SA1 | Pumped Hydro Pump | 0 | 0 | 0 | 0 | 0 | 0 | 0 | 0 | 0 | 0 | 0 | 0 | 0 | 0 | 0 | 0 | 0 | 0 | 0 | 0 | 0 | 0 | 0 | 0 | 0
Total |  | 22099.8489 | 22197.1922 | 21166.3866 | 14101.3988 | 13672.9564 | 12029.6011 | 11924.8384 | 16031.1315 | 15833.2434 | 15563.6511 | 16040.976 | 14264.5748 | 16471.7931 | 16884.6011 | 13336.2415 | 19350.2223 | 18914.9168 | 16684.1806 | 15904.7358 | 13711.0577 | 11221.7038 | 12274.7655 | 9720.1129 | 11589.5447 | 10791.0931
Region | Technology | 2020-21 | 2021-22 | 2022-23 | 2023-24 | 2024-25 | 2025-26 | 2026-27 | 2027-28 | 2028-29 | 2029-30 | 2030-31 | 2031-32 | 2032-33 | 2033-34 | 2034-35 | 2035-36 | 2036-37 | 2037-38 | 2038-39 | 2039-40 | 2040-41 | 2041-42 | 2042-43 | 2043-44 | 2044-45
TAS1 | Black Coal | 0 | 0 | 0 | 0 | 0 | 0 | 0 | 0 | 0 | 0 | 0 | 0 | 0 | 0 | 0 | 0 | 0 | 0 | 0 | 0 | 0 | 0 | 0 | 0 | 0
TAS1 | Brown Coal | 0 | 0 | 0 | 0 | 0 | 0 | 0 | 0 | 0 | 0 | 0 | 0 | 0 | 0 | 0 | 0 | 0 | 0 | 0 | 0 | 0 | 0 | 0 | 0 | 0
TAS1 | CCGT | 8.3614e-05 | 8.3535e-05 | 7.8123e-05 | 7.8667e-05 | 7.9347e-05 | 7.4758e-05 | 6.9439e-05 | 7.4228e-05 | 7.0014e-05 | 6.5584e-05 | 6.0928e-05 | 5.9005e-05 | 6.5044e-05 | 6.0738e-05 | 5.7364e-05 | 5.6132e-05 | 5.3336e-05 | 5.0874e-05 | 4.5105e-05 | 4.5906e-05 | 4.2988e-05 | 3.7403e-05 | 3.639e-05 | 3.3302e-05 | 3.1198e-05
TAS1 | Gas - Steam | 0 | 0 | 0 | 0 | 0 | 0 | 0 | 0 | 0 | 0 | 0 | 0 | 0 | 0 | 0 | 0 | 0 | 0 | 0 | 0 | 0 | 0 | 0 | 0 | 0
TAS1 | OCGT / Diesel | 7.498e-05 | 7.8073e-05 | 7.0126e-05 | 7.1589e-05 | 7.0408e-05 | 6.4545e-05 | 5.7782e-05 | 6.0759e-05 | 5.869e-05 | 5.367e-05 | 4.8703e-05 | 4.9051e-05 | 5.4087e-05 | 5.1221e-05 | 4.9997e-05 | 5.2888e-05 | 5.3771e-05 | 5.2839e-05 | 3.8035e-05 | 5.134e-05 | 4.4976e-05 | 2.8793e-05 | 0.0061311 | 2.5236e-05 | 2.2902e-05
TAS1 | Hydro | 60075.7749 | 56659.402 | 53461.8265 | 50566.9506 | 47762.3803 | 45002.3227 | 42546.3748 | 40189.1351 | 37942.9165 | 35798.6134 | 33763.6774 | 31941.9399 | 30186.4959 | 28427.8326 | 26872.3087 | 25387.8761 | 23975.4161 | 22611.142 | 21330.0354 | 20173.3774 | 19073.5935 | 17960.9375 | 16973.4419 | 16045.5512 | 15149.2904
TAS1 | Wind | 4854.744 | 4447.8856 | 4652.4114 | 4097.2505 | 6029.0235 | 7472.3539 | 7131.6106 | 6361.1269 | 5897.8535 | 5391.4929 | 5509.9445 | 4932.8146 | 4626.804 | 4666.6376 | 4423.947 | 3991.3129 | 3722.4252 | 3417.36 | 3471.7317 | 3104.3595 | 2917.7875 | 2941.2061 | 2804.4271 | 2493.7968 | 2343.3152
TAS1 | Solar PV | 0 | 0 | 0 | 0 | 0 | 0 | 0 | 0 | 0 | 0 | 0 | 0 | 0 | 0 | 0 | 0 | 0 | 0 | 0 | 0 | 0 | 0 | 0 | 0 | 0
TAS1 | LS Batteries | 0 | 0 | 0 | 0 | 0 | 0 | 0 | 0 | 0 | 0 | 0 | 0 | 0 | 0 | 0 | 0 | 0 | 0 | 0 | 0 | 0 | 0 | 0 | 0 | 0
TAS1 | Pumped Hydro | 0 | 0 | 0 | 0 | 0 | 0 | 0 | 0 | 0 | 0 | 0 | 0 | 0 | 0 | 0 | 0 | 0 | 0 | 0 | 0 | 0 | 0 | 0 | 0 | 0
TAS1 | Pumped Hydro Pump | 0 | 0 | 0 | 0 | 0 | 0 | 0 | 0 | 0 | 0 | 0 | 0 | 0 | 0 | 0 | 0 | 0 | 0 | 0 | 0 | 0 | 0 | 0 | 0 | 0
Total |  | 64930.519 | 61107.2877 | 58114.2381 | 54664.2013 | 53791.404 | 52474.6767 | 49677.9855 | 46550.2621 | 43840.7701 | 41190.1064 | 39273.622 | 36874.7547 | 34813.3 | 33094.4704 | 31296.2557 | 29379.1891 | 27697.8414 | 26028.5021 | 24801.7671 | 23277.7369 | 21991.3811 | 20902.1437 | 19777.8751 | 18539.348 | 17492.6056

## Neutral2_Option5B_FOM Cost
FOM cost by technology ($000s) - QNI Option5B, Neutral + low emissions scenario
Real June 2019 dollars discounted to 2019-20. For new entrant capacity, the FOM is incurred annually in modelling, but presented here in the installation year. For existing capacity, the FOM is presented annually. In the Houston Kemp economic assessment workbook, FOM for existing capacity is not included. As retirement dates are the same in the Base Case and with each augmentation option, excluding FOM for existing generators does not affect the gross market benefits.
Region | Technology | 2020-21 | 2021-22 | 2022-23 | 2023-24 | 2024-25 | 2025-26 | 2026-27 | 2027-28 | 2028-29 | 2029-30 | 2030-31 | 2031-32 | 2032-33 | 2033-34 | 2034-35 | 2035-36 | 2036-37 | 2037-38 | 2038-39 | 2039-40 | 2040-41 | 2041-42 | 2042-43 | 2043-44 | 2044-45
NEM | Black Coal | 976007.2 | 976007.2 | 869607.2 | 869607.2 | 869607.2 | 869607.2 | 834495.2 | 789807.2 | 754695.2 | 633399.2 | 633399.2 | 556791.2 | 556791.2 | 486567.2 | 449327.2 | 379103.2 | 323243.2 | 323243.2 | 304623.2 | 304623.2 | 304623.2 | 269511.2 | 269511.2 | 234399.2 | 195563.2
NEM | Brown Coal | 656085.3 | 656085.3 | 656085.3 | 656085.3 | 656085.3 | 656085.3 | 656085.3 | 656085.3 | 656085.3 | 656085.3 | 546443.55 | 546443.55 | 436801.8 | 436801.8 | 436801.8 | 436801.8 | 436801.8 | 436801.8 | 436801.8 | 436801.8 | 436801.8 | 436801.8 | 436801.8 | 436801.8 | 436801.8
NEM | CCGT | 32743.2017 | 32743.2001 | 32743.2002 | 32743.2001 | 32743.2 | 32743.1999 | 32743.1999 | 32743.2 | 32743.1999 | 32743.1999 | 32743.1999 | 32743.2 | 32743.2002 | 32743.2 | 32743.2 | 32743.2003 | 32743.2 | 32743.1999 | 32743.1999 | 32743.1999 | 32743.1999 | 32743.1999 | 32743.1999 | 32743.1999 | 32743.1999
NEM | Gas - Steam | 84358.6702 | 61737.3508 | 61737.3508 | 61737.3508 | 61737.3508 | 61737.3508 | 61737.3508 | 61737.3508 | 61737.3508 | 61737.3508 | 61737.3508 | 37702.199 | 37702.199 | 37702.199 | 37702.199 | 37702.199 | 37702.199 | 37702.199 | 37702.199 | 37702.199 | 37702.199 | 37702.199 | 37702.199 | 37702.199 | 37702.199
NEM | OCGT / Diesel | 31624.8252 | 31482.0241 | 38790.892 | 31482.024 | 31482.024 | 31482.024 | 31482.024 | 31482.024 | 31482.024 | 31482.024 | 31482.024 | 31482.024 | 42522.8129 | 32915.209 | 31482.024 | 50611.4606 | 31482.024 | 31482.024 | 31482.024 | 31482.0242 | 31482.024 | 31482.024 | 31482.024 | 33265.7445 | 31482.024
NEM | Hydro | 424205.6252 | 424205.6252 | 424205.6252 | 424205.6252 | 424205.6252 | 424205.6252 | 424205.6252 | 424205.6252 | 424205.6252 | 424205.6252 | 424205.6252 | 424205.6252 | 424205.6252 | 424205.6252 | 424205.6252 | 424205.6252 | 424205.6252 | 424205.6252 | 424205.6252 | 424205.6252 | 424205.6252 | 424205.6252 | 424205.6252 | 424205.6252 | 424205.6252
NEM | Wind | 405972.2504 | 420936.3421 | 466487.3441 | 466487.3509 | 973896.2021 | 706750.6186 | 716974.3943 | 1602967.7009 | 787193.1154 | 633072.2458 | 557058.1594 | 882592.0579 | 564596.4972 | 737441.097 | 466487.3394 | 891674.1464 | 610120.3235 | 527785.224 | 492480.7821 | 703163.3283 | 539180.3484 | 507880.0764 | 466487.3392 | 592709.1807 | 484227.3306
NEM | Solar PV | 141516.2876 | 183458.6815 | 209381.0092 | 241004.05 | 316797.4655 | 292348.6922 | 193353.1793 | 306851.1099 | 408780.7735 | 324917.5656 | 260698.9572 | 314106.4912 | 252205.8626 | 193353.179 | 193353.179 | 448281.4771 | 224978.2815 | 210771.5869 | 196083.3505 | 206506.2437 | 279902.7122 | 197067.1809 | 193353.179 | 239258.6497 | 197023.8145
NEM | LS Batteries | 0.0067455 | 0.0011982 | 0.0030364 | 0.00064299 | 0.00053483 | 0.00090119 | 0.0012063 | 0.00065072 | 0.00019196 | 0.0072573 | 0.00086368 | 0.0011596 | 6549.1535 | 20757.5525 | 0.00045993 | 0.0022986 | 0.00037987 | 0.00014186 | 0.0010339 | 318.3099 | 2766.416 | 6501.9609 | 87.1821 | 13237.0118 | 0.00019199
NEM | Pumped Hydro | 47182.5228 | 47182.5037 | 66621.3446 | 49913.6612 | 47182.5009 | 163682.5011 | 163682.503 | 163682.5079 | 180612.0986 | 259957.0503 | 173812.3564 | 276432.4478 | 187635.339 | 163682.5 | 189289.0505 | 291584.2031 | 192457.9367 | 188643.1184 | 176619.5779 | 171374.7102 | 213164.6368 | 163682.5 | 163682.5 | 178539.2522 | 164161.0746
NEM | Pumped Hydro Pump | 82132.5 | 82132.5 | 82132.5 | 82132.5 | 82132.5 | 198632.5 | 198632.5 | 198632.5 | 198632.5 | 198632.5 | 198632.5 | 198632.5 | 198632.5 | 198632.5 | 198632.5 | 198632.5 | 198632.5 | 198632.5 | 198632.5 | 198632.5 | 198632.5 | 198632.5 | 198632.5 | 198632.5 | 198632.5
Total |  | 2881828.3899 | 2915970.7287 | 2907791.7691 | 2915398.2628 | 3495869.3691 | 3437275.0127 | 3313391.2777 | 4268194.5193 | 3536167.1876 | 3256232.0689 | 2920212.9238 | 3301131.2962 | 2740386.1896 | 2764802.0618 | 2460024.1176 | 3191339.814 | 2512367.0901 | 2412010.4775 | 2331374.2596 | 2547553.1404 | 2501204.6615 | 2306210.2663 | 2254688.7486 | 2421494.363 | 2202542.768
Region | Technology | 2020-21 | 2021-22 | 2022-23 | 2023-24 | 2024-25 | 2025-26 | 2026-27 | 2027-28 | 2028-29 | 2029-30 | 2030-31 | 2031-32 | 2032-33 | 2033-34 | 2034-35 | 2035-36 | 2036-37 | 2037-38 | 2038-39 | 2039-40 | 2040-41 | 2041-42 | 2042-43 | 2043-44 | 2044-45
NSW1 | Black Coal | 540512 | 540512 | 434112 | 434112 | 434112 | 434112 | 399000 | 399000 | 363888 | 287280 | 287280 | 210672 | 210672 | 140448 | 140448 | 70224 | 70224 | 70224 | 70224 | 70224 | 70224 | 35112 | 35112 | 0 | 0
NSW1 | Brown Coal | 0 | 0 | 0 | 0 | 0 | 0 | 0 | 0 | 0 | 0 | 0 | 0 | 0 | 0 | 0 | 0 | 0 | 0 | 0 | 0 | 0 | 0 | 0 | 0 | 0
NSW1 | CCGT | 6361.9502 | 6361.95 | 6361.9501 | 6361.95 | 6361.9499 | 6361.9499 | 6361.9499 | 6361.9499 | 6361.9499 | 6361.9499 | 6361.9499 | 6361.9499 | 6361.9501 | 6361.9499 | 6361.9499 | 6361.9501 | 6361.9499 | 6361.9499 | 6361.9499 | 6361.9499 | 6361.9499 | 6361.9499 | 6361.9499 | 6361.9499 | 6361.9499
NSW1 | Gas - Steam | 0 | 0 | 0 | 0 | 0 | 0 | 0 | 0 | 0 | 0 | 0 | 0 | 0 | 0 | 0 | 0 | 0 | 0 | 0 | 0 | 0 | 0 | 0 | 0 | 0
NSW1 | OCGT / Diesel | 6039.6002 | 6039.6 | 13348.4678 | 6039.6 | 6039.6 | 6039.6 | 6039.6 | 6039.6 | 6039.6 | 6039.6 | 6039.6 | 6039.6 | 17080.3889 | 7472.785 | 6039.6 | 25169.0366 | 6039.6 | 6039.6 | 6039.6 | 6039.6 | 6039.6 | 6039.6 | 6039.6 | 7823.3205 | 6039.6
NSW1 | Hydro | 150576.25 | 150576.25 | 150576.25 | 150576.25 | 150576.25 | 150576.25 | 150576.25 | 150576.25 | 150576.25 | 150576.25 | 150576.25 | 150576.25 | 150576.25 | 150576.25 | 150576.25 | 150576.25 | 150576.25 | 150576.25 | 150576.25 | 150576.25 | 150576.25 | 150576.25 | 150576.25 | 150576.25 | 150576.25
NSW1 | Wind | 88432.1009 | 88432.0811 | 88432.0829 | 88432.0867 | 510923.2664 | 151861.2821 | 338919.1317 | 238138.7279 | 88432.1047 | 125093.2022 | 88432.0817 | 504536.7974 | 92235.7584 | 359385.8369 | 88432.08 | 238082.8028 | 88432.0904 | 141266.2854 | 114425.5126 | 272725.7836 | 113223.6778 | 88432.08 | 88432.08 | 115780.463 | 93088.5251
NSW1 | Solar PV | 64190.8929 | 71386.8903 | 87414.7197 | 71386.8918 | 194831.1629 | 71386.8915 | 71386.8903 | 94846.0899 | 286814.4839 | 161947.1343 | 100784.7345 | 137325.3859 | 129635.7657 | 71386.89 | 71386.89 | 326315.186 | 92421.9934 | 88805.2962 | 71386.8907 | 71386.8904 | 147672.8299 | 71386.89 | 71386.89 | 104334.1304 | 74603.8249
NSW1 | LS Batteries | 0.00299 | 0.00059018 | 0.0024336 | 0.00046599 | 0.00039213 | 0.00011943 | 0.00026626 | 0.0002252 | 7.1392e-05 | 0.0038264 | 0.00043858 | 0.00047583 | 6549.1531 | 20757.5522 | 0 | 0.00074441 | 0.00013873 | 6.7759e-05 | 0.00020963 | 318.305 | 2766.4158 | 6501.9608 | 0.000101 | 13237.0098 | 0.00014288
NSW1 | Pumped Hydro | 13980.0103 | 13980.0015 | 33418.8396 | 16711.1602 | 13980.0002 | 130480.0001 | 130480.0004 | 130480.0003 | 147409.585 | 221573.5113 | 140277.6399 | 199578.021 | 154432.8388 | 130480 | 130480 | 180793.9866 | 152023.8675 | 147551.5444 | 134593.1425 | 130917.2743 | 172303.407 | 130480 | 130480 | 140123.9639 | 130958.5746
NSW1 | Pumped Hydro Pump | 48930 | 48930 | 48930 | 48930 | 48930 | 165430 | 165430 | 165430 | 165430 | 165430 | 165430 | 165430 | 165430 | 165430 | 165430 | 165430 | 165430 | 165430 | 165430 | 165430 | 165430 | 165430 | 165430 | 165430 | 165430
Total |  | 919022.8075 | 926218.7734 | 862594.3126 | 822549.9391 | 1365754.2299 | 1116247.9738 | 1268193.8226 | 1190872.6183 | 1214951.9737 | 1124301.6515 | 945182.2564 | 1380520.0048 | 932974.1049 | 1052299.264 | 759154.7699 | 1162953.2129 | 731509.7514 | 776254.926 | 719037.3459 | 873980.0532 | 834598.1305 | 660320.7308 | 653818.77 | 703667.0875 | 627058.7247
Region | Technology | 2020-21 | 2021-22 | 2022-23 | 2023-24 | 2024-25 | 2025-26 | 2026-27 | 2027-28 | 2028-29 | 2029-30 | 2030-31 | 2031-32 | 2032-33 | 2033-34 | 2034-35 | 2035-36 | 2036-37 | 2037-38 | 2038-39 | 2039-40 | 2040-41 | 2041-42 | 2042-43 | 2043-44 | 2044-45
QLD1 | Black Coal | 435495.2 | 435495.2 | 435495.2 | 435495.2 | 435495.2 | 435495.2 | 435495.2 | 390807.2 | 390807.2 | 346119.2 | 346119.2 | 346119.2 | 346119.2 | 346119.2 | 308879.2 | 308879.2 | 253019.2 | 253019.2 | 234399.2 | 234399.2 | 234399.2 | 234399.2 | 234399.2 | 234399.2 | 195563.2
QLD1 | Brown Coal | 0 | 0 | 0 | 0 | 0 | 0 | 0 | 0 | 0 | 0 | 0 | 0 | 0 | 0 | 0 | 0 | 0 | 0 | 0 | 0 | 0 | 0 | 0 | 0 | 0
QLD1 | CCGT | 16752.7506 | 16752.75 | 16752.75 | 16752.75 | 16752.7501 | 16752.75 | 16752.75 | 16752.75 | 16752.75 | 16752.75 | 16752.75 | 16752.75 | 16752.75 | 16752.75 | 16752.75 | 16752.7501 | 16752.75 | 16752.75 | 16752.75 | 16752.75 | 16752.75 | 16752.75 | 16752.75 | 16752.75 | 16752.75
QLD1 | Gas - Steam | 0 | 0 | 0 | 0 | 0 | 0 | 0 | 0 | 0 | 0 | 0 | 0 | 0 | 0 | 0 | 0 | 0 | 0 | 0 | 0 | 0 | 0 | 0 | 0 | 0
QLD1 | OCGT / Diesel | 7893.9004 | 7751.1 | 7751.1 | 7751.1 | 7751.1 | 7751.1 | 7751.1 | 7751.1 | 7751.1 | 7751.1 | 7751.1 | 7751.1 | 7751.1 | 7751.1 | 7751.1 | 7751.1 | 7751.1 | 7751.1 | 7751.1 | 7751.1002 | 7751.1 | 7751.1 | 7751.1 | 7751.1 | 7751.1
QLD1 | Hydro | 8877.3001 | 8877.3001 | 8877.3001 | 8877.3001 | 8877.3001 | 8877.3001 | 8877.3001 | 8877.3001 | 8877.3001 | 8877.3001 | 8877.3001 | 8877.3001 | 8877.3001 | 8877.3001 | 8877.3001 | 8877.3001 | 8877.3001 | 8877.3001 | 8877.3001 | 8877.3001 | 8877.3001 | 8877.3001 | 8877.3001 | 8877.3001 | 8877.3001
QLD1 | Wind | 29946.4153 | 29946.4002 | 75497.4005 | 75497.4011 | 75497.41 | 205110.6212 | 75497.4 | 635872.9636 | 182334.5789 | 75497.4019 | 75497.4 | 75497.4011 | 75497.4001 | 75497.4005 | 75497.4002 | 145665.9065 | 171068.196 | 83961.0792 | 75497.4053 | 127879.6627 | 107254.4139 | 116890.1372 | 75497.4 | 104551.5322 | 84194.8274
QLD1 | Solar PV | 45347.6522 | 80094.0501 | 89988.5504 | 89988.5502 | 89988.5515 | 89988.5506 | 89988.55 | 89988.5501 | 89988.5505 | 89988.5509 | 89988.551 | 89988.5505 | 89988.55 | 89988.55 | 89988.55 | 89988.5516 | 89988.5516 | 89988.5514 | 92718.7208 | 93695.5401 | 93942.7989 | 89988.55 | 89988.55 | 93261.3973 | 90442.2506
QLD1 | LS Batteries | 0.0014986 | 0.00022248 | 9.0317e-05 | 5.952e-05 | 3.6052e-05 | 0.0005261 | 0.00060414 | 0.00017183 | 0 | 0.001702 | 0 | 7.178e-05 | 0.00022214 | 9.6318e-05 | 0.00041257 | 0.00068717 | 0 | 0 | 0 | 0.0045666 | 0 | 0 | 0 | 0.0019173 | 0
QLD1 | Pumped Hydro | 33202.5047 | 33202.5009 | 33202.5004 | 33202.5008 | 33202.5005 | 33202.5007 | 33202.5023 | 33202.5067 | 33202.5117 | 38383.5332 | 33534.7074 | 49230.3056 | 33202.5 | 33202.5 | 58809.0504 | 64463.0213 | 33202.5 | 41091.5737 | 42026.4354 | 33202.5 | 33202.5 | 33202.5 | 33202.5 | 33202.5 | 33202.5
QLD1 | Pumped Hydro Pump | 33202.5 | 33202.5 | 33202.5 | 33202.5 | 33202.5 | 33202.5 | 33202.5 | 33202.5 | 33202.5 | 33202.5 | 33202.5 | 33202.5 | 33202.5 | 33202.5 | 33202.5 | 33202.5 | 33202.5 | 33202.5 | 33202.5 | 33202.5 | 33202.5 | 33202.5 | 33202.5 | 33202.5 | 33202.5
Total |  | 610718.2247 | 645321.8016 | 700767.3015 | 700767.3024 | 700767.3123 | 830380.5231 | 700767.303 | 1216454.8707 | 762916.4913 | 616572.3377 | 611723.5086 | 627419.1074 | 611391.3005 | 611391.3008 | 599757.8512 | 675580.3302 | 613862.0977 | 534644.0545 | 511225.4116 | 555760.5576 | 535382.5628 | 541064.0372 | 499671.3001 | 531998.2815 | 469986.4281
Region | Technology | 2020-21 | 2021-22 | 2022-23 | 2023-24 | 2024-25 | 2025-26 | 2026-27 | 2027-28 | 2028-29 | 2029-30 | 2030-31 | 2031-32 | 2032-33 | 2033-34 | 2034-35 | 2035-36 | 2036-37 | 2037-38 | 2038-39 | 2039-40 | 2040-41 | 2041-42 | 2042-43 | 2043-44 | 2044-45
VIC1 | Black Coal | 0 | 0 | 0 | 0 | 0 | 0 | 0 | 0 | 0 | 0 | 0 | 0 | 0 | 0 | 0 | 0 | 0 | 0 | 0 | 0 | 0 | 0 | 0 | 0 | 0
VIC1 | Brown Coal | 656085.3 | 656085.3 | 656085.3 | 656085.3 | 656085.3 | 656085.3 | 656085.3 | 656085.3 | 656085.3 | 656085.3 | 546443.55 | 546443.55 | 436801.8 | 436801.8 | 436801.8 | 436801.8 | 436801.8 | 436801.8 | 436801.8 | 436801.8 | 436801.8 | 436801.8 | 436801.8 | 436801.8 | 436801.8
VIC1 | CCGT | 0.00030234 | 2.2688e-05 | 3.7024e-05 | 9.4789e-05 | 0 | 0 | 0 | 0 | 0 | 0 | 0 | 1.8616e-05 | 5.7445e-05 | 5.4767e-06 | 0 | 9.5363e-05 | 1.5208e-05 | 0 | 0 | 0 | 0 | 0 | 0 | 0 | 0
VIC1 | Gas - Steam | 24035.1518 | 24035.1518 | 24035.1518 | 24035.1518 | 24035.1518 | 24035.1518 | 24035.1518 | 24035.1518 | 24035.1518 | 24035.1518 | 24035.1518 | 0 | 0 | 0 | 0 | 0 | 0 | 0 | 0 | 0 | 0 | 0 | 0 | 0 | 0
VIC1 | OCGT / Diesel | 7862.4002 | 7862.4 | 7862.4002 | 7862.4 | 7862.4 | 7862.4 | 7862.4 | 7862.4 | 7862.4 | 7862.4 | 7862.4 | 7862.4 | 7862.4 | 7862.4 | 7862.4 | 7862.4 | 7862.4 | 7862.4 | 7862.4 | 7862.4 | 7862.4 | 7862.4 | 7862.4 | 7862.4 | 7862.4
VIC1 | Hydro | 128790.75 | 128790.75 | 128790.75 | 128790.75 | 128790.75 | 128790.75 | 128790.75 | 128790.75 | 128790.75 | 128790.75 | 128790.75 | 128790.75 | 128790.75 | 128790.75 | 128790.75 | 128790.75 | 128790.75 | 128790.75 | 128790.75 | 128790.75 | 128790.75 | 128790.75 | 128790.75 | 128790.75 | 128790.75
VIC1 | Wind | 168644.6924 | 183608.8639 | 183608.8649 | 183608.8663 | 183608.8695 | 183608.8682 | 183608.864 | 335923.9771 | 332920.6514 | 295576.602 | 274179.6814 | 183608.864 | 277914.3418 | 183608.8639 | 183608.8639 | 303455.2857 | 231671.024 | 183608.8639 | 183608.8686 | 183608.8639 | 199753.1945 | 183608.8639 | 183608.8639 | 230355.8786 | 183608.8639
VIC1 | Solar PV | 23882.2393 | 23882.239 | 23882.239 | 71533.1079 | 23882.239 | 23882.239 | 23882.239 | 89143.4558 | 23882.239 | 61396.0318 | 61232.3293 | 68301.9344 | 23882.239 | 23882.239 | 23882.239 | 23882.239 | 23882.239 | 23882.239 | 23882.239 | 23882.239 | 23882.239 | 23882.239 | 23882.239 | 29108.426 | 23882.239
VIC1 | LS Batteries | 0.00075365 | 8.1798e-05 | 0.00047185 | 9.8015e-05 | 0 | 0 | 0 | 0 | 0.00012057 | 0.00071913 | 5.9522e-05 | 0.00024537 | 5.5353e-05 | 0.00014796 | 0 | 0.00031424 | 9.9255e-05 | 5.5795e-05 | 0.00075019 | 0 | 0 | 1.1671e-06 | 87.182 | 0 | 0
VIC1 | Pumped Hydro | 0.0025919 | 0.00041043 | 0.0044572 | 0 | 0 | 0 | 0 | 0 | 0 | 0.0025231 | 0.0048098 | 27624.0822 | 0.00022995 | 0 | 0 | 39385.1544 | 0 | 0 | 0 | 0 | 0 | 0 | 0 | 0 | 0
VIC1 | Pumped Hydro Pump | 0 | 0 | 0 | 0 | 0 | 0 | 0 | 0 | 0 | 0 | 0 | 0 | 0 | 0 | 0 | 0 | 0 | 0 | 0 | 0 | 0 | 0 | 0 | 0 | 0
Total |  | 1009300.5374 | 1024264.7052 | 1024264.7109 | 1071915.5762 | 1024264.7104 | 1024264.7091 | 1024264.7048 | 1241841.0347 | 1173576.4924 | 1173746.2388 | 1042543.8673 | 962631.5809 | 875251.5312 | 780946.053 | 780946.0529 | 940177.6296 | 829008.2131 | 780946.0529 | 780946.0584 | 780946.0529 | 797090.3835 | 780946.0529 | 781033.2349 | 832919.2545 | 780946.0529
Region | Technology | 2020-21 | 2021-22 | 2022-23 | 2023-24 | 2024-25 | 2025-26 | 2026-27 | 2027-28 | 2028-29 | 2029-30 | 2030-31 | 2031-32 | 2032-33 | 2033-34 | 2034-35 | 2035-36 | 2036-37 | 2037-38 | 2038-39 | 2039-40 | 2040-41 | 2041-42 | 2042-43 | 2043-44 | 2044-45
SA1 | Black Coal | 0 | 0 | 0 | 0 | 0 | 0 | 0 | 0 | 0 | 0 | 0 | 0 | 0 | 0 | 0 | 0 | 0 | 0 | 0 | 0 | 0 | 0 | 0 | 0 | 0
SA1 | Brown Coal | 0 | 0 | 0 | 0 | 0 | 0 | 0 | 0 | 0 | 0 | 0 | 0 | 0 | 0 | 0 | 0 | 0 | 0 | 0 | 0 | 0 | 0 | 0 | 0 | 0
SA1 | CCGT | 7444.5004 | 7444.5 | 7444.5 | 7444.5 | 7444.5 | 7444.5 | 7444.5 | 7444.5 | 7444.5 | 7444.5 | 7444.5 | 7444.5 | 7444.5 | 7444.5 | 7444.5 | 7444.5 | 7444.5 | 7444.5 | 7444.5 | 7444.5 | 7444.5 | 7444.5 | 7444.5 | 7444.5 | 7444.5
SA1 | Gas - Steam | 60323.5183 | 37702.199 | 37702.199 | 37702.199 | 37702.199 | 37702.199 | 37702.199 | 37702.199 | 37702.199 | 37702.199 | 37702.199 | 37702.199 | 37702.199 | 37702.199 | 37702.199 | 37702.199 | 37702.199 | 37702.199 | 37702.199 | 37702.199 | 37702.199 | 37702.199 | 37702.199 | 37702.199 | 37702.199
SA1 | OCGT / Diesel | 9081.3242 | 9081.324 | 9081.324 | 9081.324 | 9081.324 | 9081.324 | 9081.324 | 9081.324 | 9081.324 | 9081.324 | 9081.324 | 9081.324 | 9081.324 | 9081.324 | 9081.324 | 9081.324 | 9081.324 | 9081.324 | 9081.324 | 9081.324 | 9081.324 | 9081.324 | 9081.324 | 9081.324 | 9081.324
SA1 | Hydro | 0 | 0 | 0 | 0 | 0 | 0 | 0 | 0 | 0 | 0 | 0 | 0 | 0 | 0 | 0 | 0 | 0 | 0 | 0 | 0 | 0 | 0 | 0 | 0 | 0
SA1 | Wind | 93512.6267 | 93512.5968 | 93512.5955 | 93512.5955 | 93512.6123 | 93512.6188 | 93512.5986 | 367595.6101 | 158069.3804 | 111468.6398 | 93512.5963 | 93512.5954 | 93512.5969 | 93512.5958 | 93512.5954 | 179033.7514 | 93512.6131 | 93512.5956 | 93512.5955 | 93512.6181 | 93512.6622 | 93512.5954 | 93512.5954 | 116584.907 | 97898.7142
SA1 | Solar PV | 8095.5032 | 8095.5021 | 8095.5 | 8095.5 | 8095.512 | 107091.0111 | 8095.5 | 32873.0141 | 8095.5 | 11585.8486 | 8693.3424 | 18490.6203 | 8699.3078 | 8095.5 | 8095.5 | 8095.5005 | 18685.4975 | 8095.5002 | 8095.5 | 17541.5743 | 14404.8444 | 11809.5019 | 8095.5 | 12554.6962 | 8095.5
SA1 | LS Batteries | 0.00078006 | 0.0002397 | 0 | 0 | 9.3511e-06 | 0.00013467 | 0.00019177 | 0.00017414 | 0 | 0.0007003 | 0.00028576 | 0.00032419 | 6.044e-05 | 6.9792e-05 | 0 | 0.00032701 | 9.096e-05 | 0 | 7.4328e-06 | 0.00020809 | 0.00013266 | 2.2419e-05 | 4.3234e-05 | 5.3692e-05 | 3.077e-05
SA1 | Pumped Hydro | 0.0025824 | 0.00082396 | 0 | 0 | 0 | 0 | 0.00013785 | 0.00054974 | 0.001448 | 0.00296 | 0.0042391 | 0.038664 | 0 | 0 | 0 | 6942.0406 | 7231.569 | 0 | 0 | 7254.9357 | 7658.7299 | 0 | 0 | 5212.7882 | 0
SA1 | Pumped Hydro Pump | 0 | 0 | 0 | 0 | 0 | 0 | 0 | 0 | 0 | 0 | 0 | 0 | 0 | 0 | 0 | 0 | 0 | 0 | 0 | 0 | 0 | 0 | 0 | 0 | 0
Total |  | 178457.4761 | 155836.123 | 155836.1185 | 155836.1185 | 155836.1473 | 254831.6529 | 155836.1219 | 454696.6479 | 220392.9048 | 177282.5151 | 156433.9662 | 166231.2777 | 156439.9277 | 155836.1188 | 155836.1183 | 248299.3158 | 173657.7026 | 155836.1188 | 155836.1185 | 172537.1512 | 169804.2595 | 159550.1202 | 155836.1184 | 188580.4143 | 160222.2372
Region | Technology | 2020-21 | 2021-22 | 2022-23 | 2023-24 | 2024-25 | 2025-26 | 2026-27 | 2027-28 | 2028-29 | 2029-30 | 2030-31 | 2031-32 | 2032-33 | 2033-34 | 2034-35 | 2035-36 | 2036-37 | 2037-38 | 2038-39 | 2039-40 | 2040-41 | 2041-42 | 2042-43 | 2043-44 | 2044-45
TAS1 | Black Coal | 0 | 0 | 0 | 0 | 0 | 0 | 0 | 0 | 0 | 0 | 0 | 0 | 0 | 0 | 0 | 0 | 0 | 0 | 0 | 0 | 0 | 0 | 0 | 0 | 0
TAS1 | Brown Coal | 0 | 0 | 0 | 0 | 0 | 0 | 0 | 0 | 0 | 0 | 0 | 0 | 0 | 0 | 0 | 0 | 0 | 0 | 0 | 0 | 0 | 0 | 0 | 0 | 0
TAS1 | CCGT | 2184.0003 | 2184 | 2184 | 2184 | 2184 | 2184 | 2184 | 2184 | 2184 | 2184 | 2184 | 2184 | 2184 | 2184 | 2184 | 2184 | 2184 | 2184 | 2184 | 2184 | 2184 | 2184 | 2184 | 2184 | 2184
TAS1 | Gas - Steam | 0 | 0 | 0 | 0 | 0 | 0 | 0 | 0 | 0 | 0 | 0 | 0 | 0 | 0 | 0 | 0 | 0 | 0 | 0 | 0 | 0 | 0 | 0 | 0 | 0
TAS1 | OCGT / Diesel | 747.6002 | 747.6 | 747.6 | 747.6 | 747.6 | 747.6 | 747.6 | 747.6 | 747.6 | 747.6 | 747.6 | 747.6 | 747.6 | 747.6 | 747.6 | 747.6 | 747.6 | 747.6 | 747.6 | 747.6 | 747.6 | 747.6 | 747.6 | 747.6 | 747.6
TAS1 | Hydro | 135961.3251 | 135961.3251 | 135961.3251 | 135961.3251 | 135961.3251 | 135961.3251 | 135961.3251 | 135961.3251 | 135961.3251 | 135961.3251 | 135961.3251 | 135961.3251 | 135961.3251 | 135961.3251 | 135961.3251 | 135961.3251 | 135961.3251 | 135961.3251 | 135961.3251 | 135961.3251 | 135961.3251 | 135961.3251 | 135961.3251 | 135961.3251 | 135961.3251
TAS1 | Wind | 25436.4152 | 25436.4001 | 25436.4003 | 25436.4012 | 110354.0438 | 72657.2283 | 25436.4 | 25436.4222 | 25436.4 | 25436.4 | 25436.4 | 25436.4 | 25436.4 | 25436.4 | 25436.4 | 25436.4 | 25436.4 | 25436.4 | 25436.4 | 25436.4 | 25436.4 | 25436.4 | 25436.4 | 25436.4 | 25436.4
TAS1 | Solar PV | 0 | 0 | 0 | 0 | 0 | 0 | 0 | 0 | 0 | 0 | 0 | 0 | 0 | 0 | 0 | 0 | 0 | 0 | 0 | 0 | 0 | 0 | 0 | 0 | 0
TAS1 | LS Batteries | 0.00072313 | 6.4054e-05 | 4.0632e-05 | 1.9468e-05 | 9.7301e-05 | 0.000121 | 0.00014417 | 7.9547e-05 | 0 | 0.00030955 | 7.9815e-05 | 4.2411e-05 | 5.5611e-05 | 4.3654e-05 | 4.7362e-05 | 0.00022574 | 5.0922e-05 | 1.8309e-05 | 6.6609e-05 | 7.4301e-05 | 3.386e-05 | 6.33e-05 | 2.6638e-05 | 1.1746e-05 | 1.8335e-05
TAS1 | Pumped Hydro | 0.0026858 | 0.00019907 | 0.00015965 | 0.00014168 | 0.00016092 | 0.00028636 | 0.00014986 | 0.00027689 | 0.00038404 | 0.00035266 | 2.7648e-05 | 0.00034178 | 3.7528e-05 | 9.6894e-06 | 0.00011694 | 0.00015651 | 9.4932e-05 | 0.00018394 | 0 | 0.00024361 | 0 | 0 | 4.3785e-06 | 2.4653e-05 | 1.4438e-05
TAS1 | Pumped Hydro Pump | 0 | 0 | 0 | 0 | 0 | 0 | 0 | 0 | 0 | 0 | 0 | 0 | 0 | 0 | 0 | 0 | 0 | 0 | 0 | 0 | 0 | 0 | 0 | 0 | 0
Total |  | 164329.3442 | 164329.3255 | 164329.3256 | 164329.3265 | 249246.9692 | 211550.1538 | 164329.3254 | 164329.3477 | 164329.3255 | 164329.3258 | 164329.3252 | 164329.3255 | 164329.3252 | 164329.3252 | 164329.3253 | 164329.3255 | 164329.3253 | 164329.3253 | 164329.3252 | 164329.3255 | 164329.3252 | 164329.3252 | 164329.3252 | 164329.3252 | 164329.3252

## Neutral2_Option5B_Fuel Cost
Fuel cost by technology ($000s) - QNI Option5B, Neutral + low emissions scenario
Real June 2019 dollars discounted to 2019-20
Region | Technology | 2020-21 | 2021-22 | 2022-23 | 2023-24 | 2024-25 | 2025-26 | 2026-27 | 2027-28 | 2028-29 | 2029-30 | 2030-31 | 2031-32 | 2032-33 | 2033-34 | 2034-35 | 2035-36 | 2036-37 | 2037-38 | 2038-39 | 2039-40 | 2040-41 | 2041-42 | 2042-43 | 2043-44 | 2044-45
NEM | Black Coal | 1918999.3711 | 1657521.8621 | 1516108.5127 | 1530056.9405 | 1359884.4788 | 1241209.2526 | 1085519.7455 | 1025933.2748 | 910177.1398 | 758790.1256 | 706709.5703 | 595881.7044 | 572279.5061 | 480076.1568 | 434955.1265 | 334850.5996 | 280764.2398 | 250534.3239 | 212628.2049 | 168944.3239 | 167514.5288 | 119361.5231 | 106021.0269 | 75558.8414 | 53720.0859
NEM | Brown Coal | 250308.4363 | 241287.1218 | 228390.0793 | 216049.8942 | 204031.7233 | 180227.1662 | 168573.2172 | 152340.4627 | 141109.4674 | 127729.2351 | 102534.0595 | 99344.9934 | 79738.8026 | 78594.6742 | 72234.2096 | 70870.0963 | 67134.255 | 60309.1218 | 54322.5713 | 51530.3362 | 43734.4891 | 41071.1029 | 36392.7507 | 31951.5099 | 29418.9136
NEM | CCGT | 324449.5658 | 301246.2506 | 290153.1094 | 245204.229 | 232855.9578 | 219290.0931 | 211719.3452 | 201414.873 | 195241.7942 | 195947.4785 | 209167.3913 | 213530.0392 | 266086.7344 | 272298.0448 | 192568.2341 | 284026.2047 | 302471.4247 | 262245.1002 | 249405.4831 | 222261.3945 | 191381.1275 | 211198.1348 | 160452.1495 | 185198.8887 | 175254.7375
NEM | Gas - Steam | 7564.1385 | 12378.4263 | 9735.8203 | 4078.6924 | 3775.7811 | 1409.5748 | 1061.596 | 1227.0262 | 515.6669 | 2718.0512 | 3877.1319 | 2384.6256 | 2318.3127 | 14695.1511 | 8170.0529 | 11131.4551 | 8647.373 | 10314.9348 | 10552.2616 | 11524.6591 | 2486.4965 | 10786.8631 | 5717.5713 | 4687.0302 | 661.231
NEM | OCGT / Diesel | 7291.3566 | 9523.145 | 10185.7442 | 5245.3886 | 4431.9918 | 1601.1148 | 1033.3603 | 972.9211 | 622.6328 | 2757.8276 | 4696.3908 | 9838.0307 | 9232.4027 | 43430.3897 | 33993.7377 | 64426.9013 | 79964.2991 | 79595.9644 | 94205.6876 | 90282.2888 | 37249.9519 | 77163.5322 | 52201.4697 | 86458.4074 | 77699.5363
NEM | Hydro | 0 | 0 | 0 | 0 | 0 | 0 | 0 | 0 | 0 | 0 | 0 | 0 | 0 | 0 | 0 | 0 | 0 | 0 | 0 | 0 | 0 | 0 | 0 | 0 | 0
NEM | Wind | 0 | 0 | 0 | 0 | 0 | 0 | 0 | 0 | 0 | 0 | 0 | 0 | 0 | 0 | 0 | 0 | 0 | 0 | 0 | 0 | 0 | 0 | 0 | 0 | 0
NEM | Solar PV | 0 | 0 | 0 | 0 | 0 | 0 | 0 | 0 | 0 | 0 | 0 | 0 | 0 | 0 | 0 | 0 | 0 | 0 | 0 | 0 | 0 | 0 | 0 | 0 | 0
NEM | LS Batteries | 0 | 0 | 0 | 0 | 0 | 0 | 0 | 0 | 0 | 0 | 0 | 0 | 0 | 0 | 0 | 0 | 0 | 0 | 0 | 0 | 0 | 0 | 0 | 0 | 0
NEM | Pumped Hydro | 0 | 0 | 0 | 0 | 0 | 0 | 0 | 0 | 0 | 0 | 0 | 0 | 0 | 0 | 0 | 0 | 0 | 0 | 0 | 0 | 0 | 0 | 0 | 0 | 0
NEM | Pumped Hydro Pump | 0 | 0 | 0 | 0 | 0 | 0 | 0 | 0 | 0 | 0 | 0 | 0 | 0 | 0 | 0 | 0 | 0 | 0 | 0 | 0 | 0 | 0 | 0 | 0 | 0
Total |  | 2508612.8682 | 2221956.8059 | 2054573.266 | 2000635.1446 | 1804979.9328 | 1643737.2015 | 1467907.2642 | 1381888.5579 | 1247666.7011 | 1087942.718 | 1026984.5439 | 920979.3933 | 929655.7586 | 889094.4165 | 741921.3609 | 765305.2571 | 738981.5915 | 662999.4452 | 621114.2085 | 544543.0024 | 442366.5939 | 459581.1562 | 360784.9681 | 383854.6776 | 336754.5044
Region | Technology | 2020-21 | 2021-22 | 2022-23 | 2023-24 | 2024-25 | 2025-26 | 2026-27 | 2027-28 | 2028-29 | 2029-30 | 2030-31 | 2031-32 | 2032-33 | 2033-34 | 2034-35 | 2035-36 | 2036-37 | 2037-38 | 2038-39 | 2039-40 | 2040-41 | 2041-42 | 2042-43 | 2043-44 | 2044-45
NSW1 | Black Coal | 1066257.9792 | 943111.7932 | 858709.0425 | 888965.186 | 776097.6317 | 729855.9773 | 612366.4703 | 642622.6704 | 562897.6525 | 449064.3739 | 414421.9339 | 306654.8517 | 270167.3012 | 205445.4995 | 193008.6874 | 101716.4268 | 97175.1539 | 88661.2087 | 71848.0321 | 44640.0925 | 58023.1067 | 29998.9046 | 20087.8829 | 0 | 0
NSW1 | Brown Coal | 0 | 0 | 0 | 0 | 0 | 0 | 0 | 0 | 0 | 0 | 0 | 0 | 0 | 0 | 0 | 0 | 0 | 0 | 0 | 0 | 0 | 0 | 0 | 0 | 0
NSW1 | CCGT | 60.5694 | 525.6826 | 388.0513 | 2075.9324 | 2485.9647 | 53.5639 | 1109.37 | 893.8454 | 2684.2375 | 4534.0596 | 14186.8544 | 16894.5863 | 44075.3469 | 45323.749 | 17725.7539 | 63367.9516 | 67740.4794 | 54990.7738 | 48159.04 | 44036.6088 | 33522.1736 | 42934.5018 | 28479.293 | 41498.987 | 40233.8892
NSW1 | Gas - Steam | 0 | 0 | 0 | 0 | 0 | 0 | 0 | 0 | 0 | 0 | 0 | 0 | 0 | 0 | 0 | 0 | 0 | 0 | 0 | 0 | 0 | 0 | 0 | 0 | 0
NSW1 | OCGT / Diesel | 149.89 | 236.3594 | 902.3856 | 1294.1886 | 1084.9514 | 0.0012191 | 0.60686 | 13.8769 | 148.4775 | 262.6451 | 733.0495 | 1134.0588 | 909.9785 | 11897.6437 | 13428.7639 | 29112.9479 | 34686.9343 | 37349.2817 | 45773.5897 | 43313.0631 | 21776.6811 | 37584.4639 | 33571.4996 | 39359.2737 | 35704.9723
NSW1 | Hydro | 0 | 0 | 0 | 0 | 0 | 0 | 0 | 0 | 0 | 0 | 0 | 0 | 0 | 0 | 0 | 0 | 0 | 0 | 0 | 0 | 0 | 0 | 0 | 0 | 0
NSW1 | Wind | 0 | 0 | 0 | 0 | 0 | 0 | 0 | 0 | 0 | 0 | 0 | 0 | 0 | 0 | 0 | 0 | 0 | 0 | 0 | 0 | 0 | 0 | 0 | 0 | 0
NSW1 | Solar PV | 0 | 0 | 0 | 0 | 0 | 0 | 0 | 0 | 0 | 0 | 0 | 0 | 0 | 0 | 0 | 0 | 0 | 0 | 0 | 0 | 0 | 0 | 0 | 0 | 0
NSW1 | LS Batteries | 0 | 0 | 0 | 0 | 0 | 0 | 0 | 0 | 0 | 0 | 0 | 0 | 0 | 0 | 0 | 0 | 0 | 0 | 0 | 0 | 0 | 0 | 0 | 0 | 0
NSW1 | Pumped Hydro | 0 | 0 | 0 | 0 | 0 | 0 | 0 | 0 | 0 | 0 | 0 | 0 | 0 | 0 | 0 | 0 | 0 | 0 | 0 | 0 | 0 | 0 | 0 | 0 | 0
NSW1 | Pumped Hydro Pump | 0 | 0 | 0 | 0 | 0 | 0 | 0 | 0 | 0 | 0 | 0 | 0 | 0 | 0 | 0 | 0 | 0 | 0 | 0 | 0 | 0 | 0 | 0 | 0 | 0
Total |  | 1066468.4386 | 943873.8353 | 859999.4794 | 892335.3071 | 779668.5478 | 729909.5425 | 613476.4471 | 643530.3927 | 565730.3674 | 453861.0787 | 429341.8377 | 324683.4969 | 315152.6266 | 262666.8922 | 224163.2053 | 194197.3263 | 199602.5676 | 181001.2642 | 165780.6618 | 131989.7644 | 113321.9614 | 110517.8703 | 82138.6754 | 80858.2608 | 75938.8615
Region | Technology | 2020-21 | 2021-22 | 2022-23 | 2023-24 | 2024-25 | 2025-26 | 2026-27 | 2027-28 | 2028-29 | 2029-30 | 2030-31 | 2031-32 | 2032-33 | 2033-34 | 2034-35 | 2035-36 | 2036-37 | 2037-38 | 2038-39 | 2039-40 | 2040-41 | 2041-42 | 2042-43 | 2043-44 | 2044-45
QLD1 | Black Coal | 852741.3919 | 714410.0689 | 657399.4703 | 641091.7545 | 583786.847 | 511353.2753 | 473153.2753 | 383310.6043 | 347279.4873 | 309725.7517 | 292287.6364 | 289226.8527 | 302112.2049 | 274630.6572 | 241946.4391 | 233134.1728 | 183589.0859 | 161873.1152 | 140780.1728 | 124304.2314 | 109491.4221 | 89362.6185 | 85933.144 | 75558.8414 | 53720.0859
QLD1 | Brown Coal | 0 | 0 | 0 | 0 | 0 | 0 | 0 | 0 | 0 | 0 | 0 | 0 | 0 | 0 | 0 | 0 | 0 | 0 | 0 | 0 | 0 | 0 | 0 | 0 | 0
QLD1 | CCGT | 265022.4302 | 240611.6653 | 234276.0921 | 228632.6549 | 213246.0337 | 204503.6296 | 202401.6919 | 192604.7571 | 185137.3916 | 179096.6286 | 177514.4114 | 170848.2944 | 163898.5117 | 164857.4105 | 150038.4153 | 155651.7168 | 167149.6885 | 153216.7743 | 153642.6345 | 132494.6797 | 125372.9572 | 124441.1875 | 109023.076 | 113389.4262 | 110585.3204
QLD1 | Gas - Steam | 0 | 0 | 0 | 0 | 0 | 0 | 0 | 0 | 0 | 0 | 0 | 0 | 0 | 0 | 0 | 0 | 0 | 0 | 0 | 0 | 0 | 0 | 0 | 0 | 0
QLD1 | OCGT / Diesel | 0.0022282 | 101.2393 | 24.8216 | 284.5217 | 305.3172 | 0.0019281 | 27.932 | 0.0018455 | 0.0018308 | 28.1216 | 354.6936 | 664.721 | 200.0259 | 469.9372 | 1130.7249 | 985.1002 | 5805.164 | 7700.5231 | 10709.8848 | 13235.7533 | 2899.3965 | 1436.3818 | 2518.2143 | 4031.3858 | 1224.3167
QLD1 | Hydro | 0 | 0 | 0 | 0 | 0 | 0 | 0 | 0 | 0 | 0 | 0 | 0 | 0 | 0 | 0 | 0 | 0 | 0 | 0 | 0 | 0 | 0 | 0 | 0 | 0
QLD1 | Wind | 0 | 0 | 0 | 0 | 0 | 0 | 0 | 0 | 0 | 0 | 0 | 0 | 0 | 0 | 0 | 0 | 0 | 0 | 0 | 0 | 0 | 0 | 0 | 0 | 0
QLD1 | Solar PV | 0 | 0 | 0 | 0 | 0 | 0 | 0 | 0 | 0 | 0 | 0 | 0 | 0 | 0 | 0 | 0 | 0 | 0 | 0 | 0 | 0 | 0 | 0 | 0 | 0
QLD1 | LS Batteries | 0 | 0 | 0 | 0 | 0 | 0 | 0 | 0 | 0 | 0 | 0 | 0 | 0 | 0 | 0 | 0 | 0 | 0 | 0 | 0 | 0 | 0 | 0 | 0 | 0
QLD1 | Pumped Hydro | 0 | 0 | 0 | 0 | 0 | 0 | 0 | 0 | 0 | 0 | 0 | 0 | 0 | 0 | 0 | 0 | 0 | 0 | 0 | 0 | 0 | 0 | 0 | 0 | 0
QLD1 | Pumped Hydro Pump | 0 | 0 | 0 | 0 | 0 | 0 | 0 | 0 | 0 | 0 | 0 | 0 | 0 | 0 | 0 | 0 | 0 | 0 | 0 | 0 | 0 | 0 | 0 | 0 | 0
Total |  | 1117763.8243 | 955122.9735 | 891700.3839 | 870008.9311 | 797338.1979 | 715856.9068 | 675582.8991 | 575915.3633 | 532416.8807 | 488850.5019 | 470156.7415 | 460739.8681 | 466210.7424 | 439958.005 | 393115.5793 | 389770.9897 | 356543.9384 | 322790.4126 | 305132.6921 | 270034.6643 | 237763.7759 | 215240.1878 | 197474.4342 | 192979.6533 | 165529.723
Region | Technology | 2020-21 | 2021-22 | 2022-23 | 2023-24 | 2024-25 | 2025-26 | 2026-27 | 2027-28 | 2028-29 | 2029-30 | 2030-31 | 2031-32 | 2032-33 | 2033-34 | 2034-35 | 2035-36 | 2036-37 | 2037-38 | 2038-39 | 2039-40 | 2040-41 | 2041-42 | 2042-43 | 2043-44 | 2044-45
VIC1 | Black Coal | 0 | 0 | 0 | 0 | 0 | 0 | 0 | 0 | 0 | 0 | 0 | 0 | 0 | 0 | 0 | 0 | 0 | 0 | 0 | 0 | 0 | 0 | 0 | 0 | 0
VIC1 | Brown Coal | 250308.4363 | 241287.1218 | 228390.0793 | 216049.8942 | 204031.7233 | 180227.1662 | 168573.2172 | 152340.4627 | 141109.4674 | 127729.2351 | 102534.0595 | 99344.9934 | 79738.8026 | 78594.6742 | 72234.2096 | 70870.0963 | 67134.255 | 60309.1218 | 54322.5713 | 51530.3362 | 43734.4891 | 41071.1029 | 36392.7507 | 31951.5099 | 29418.9136
VIC1 | CCGT | 0.00088585 | 0.00085525 | 0.0009437 | 0.0011871 | 0.0011382 | 0.0011422 | 0.0011121 | 0.0011103 | 0.0010803 | 0.0010609 | 0.0010413 | 0.0011225 | 0.0013884 | 0.0013358 | 0.0012148 | 0.0018298 | 0.0018623 | 0.0017417 | 0.0016099 | 0.0015463 | 0.0014462 | 0.0013722 | 0.0012449 | 0.0012209 | 0.0011327
VIC1 | Gas - Steam | 1077.4127 | 3913.8607 | 2284.6168 | 1853.1184 | 2159.4351 | 1099.2799 | 392.1805 | 688.2219 | 406.959 | 1524.4801 | 1884.9835 | 0 | 0 | 0 | 0 | 0 | 0 | 0 | 0 | 0 | 0 | 0 | 0 | 0 | 0
VIC1 | OCGT / Diesel | 1792.2646 | 2265.4532 | 3077.7959 | 1845.5864 | 1180.5095 | 558.4865 | 215.6023 | 435.448 | 190.2642 | 1578.9051 | 2068.4953 | 4013.5735 | 3477.3473 | 17989.7976 | 13021.1233 | 20365.4652 | 23186.8124 | 20955.755 | 24458.0118 | 23115.5659 | 7853.9778 | 25168.3393 | 11528.3517 | 37199.3286 | 35382.5606
VIC1 | Hydro | 0 | 0 | 0 | 0 | 0 | 0 | 0 | 0 | 0 | 0 | 0 | 0 | 0 | 0 | 0 | 0 | 0 | 0 | 0 | 0 | 0 | 0 | 0 | 0 | 0
VIC1 | Wind | 0 | 0 | 0 | 0 | 0 | 0 | 0 | 0 | 0 | 0 | 0 | 0 | 0 | 0 | 0 | 0 | 0 | 0 | 0 | 0 | 0 | 0 | 0 | 0 | 0
VIC1 | Solar PV | 0 | 0 | 0 | 0 | 0 | 0 | 0 | 0 | 0 | 0 | 0 | 0 | 0 | 0 | 0 | 0 | 0 | 0 | 0 | 0 | 0 | 0 | 0 | 0 | 0
VIC1 | LS Batteries | 0 | 0 | 0 | 0 | 0 | 0 | 0 | 0 | 0 | 0 | 0 | 0 | 0 | 0 | 0 | 0 | 0 | 0 | 0 | 0 | 0 | 0 | 0 | 0 | 0
VIC1 | Pumped Hydro | 0 | 0 | 0 | 0 | 0 | 0 | 0 | 0 | 0 | 0 | 0 | 0 | 0 | 0 | 0 | 0 | 0 | 0 | 0 | 0 | 0 | 0 | 0 | 0 | 0
VIC1 | Pumped Hydro Pump | 0 | 0 | 0 | 0 | 0 | 0 | 0 | 0 | 0 | 0 | 0 | 0 | 0 | 0 | 0 | 0 | 0 | 0 | 0 | 0 | 0 | 0 | 0 | 0 | 0
Total |  | 253178.1145 | 247466.4366 | 233752.493 | 219748.6003 | 207371.6691 | 181884.9337 | 169181.0011 | 153464.1337 | 141706.6917 | 130832.6214 | 106487.5393 | 103358.568 | 83216.1514 | 96584.4732 | 85255.3341 | 91235.5634 | 90321.0692 | 81264.8785 | 78780.5847 | 74645.9036 | 51588.4684 | 66239.4436 | 47921.1036 | 69150.8398 | 64801.4753
Region | Technology | 2020-21 | 2021-22 | 2022-23 | 2023-24 | 2024-25 | 2025-26 | 2026-27 | 2027-28 | 2028-29 | 2029-30 | 2030-31 | 2031-32 | 2032-33 | 2033-34 | 2034-35 | 2035-36 | 2036-37 | 2037-38 | 2038-39 | 2039-40 | 2040-41 | 2041-42 | 2042-43 | 2043-44 | 2044-45
SA1 | Black Coal | 0 | 0 | 0 | 0 | 0 | 0 | 0 | 0 | 0 | 0 | 0 | 0 | 0 | 0 | 0 | 0 | 0 | 0 | 0 | 0 | 0 | 0 | 0 | 0 | 0
SA1 | Brown Coal | 0 | 0 | 0 | 0 | 0 | 0 | 0 | 0 | 0 | 0 | 0 | 0 | 0 | 0 | 0 | 0 | 0 | 0 | 0 | 0 | 0 | 0 | 0 | 0 | 0
SA1 | CCGT | 59366.5644 | 60108.901 | 55488.9643 | 14495.6396 | 17123.9574 | 14732.8976 | 8208.2815 | 7916.2686 | 7420.1632 | 12316.7884 | 17466.1237 | 25787.1566 | 58112.8737 | 62116.8831 | 24804.0629 | 65006.5337 | 67581.2542 | 54037.5497 | 47603.8064 | 45730.1038 | 32485.9947 | 43822.4437 | 22949.7788 | 30310.4738 | 24435.5264
SA1 | Gas - Steam | 6486.7257 | 8464.5656 | 7451.2035 | 2225.5739 | 1616.346 | 310.2949 | 669.4154 | 538.8043 | 108.708 | 1193.5711 | 1992.1484 | 2384.6256 | 2318.3127 | 14695.1511 | 8170.0529 | 11131.4551 | 8647.373 | 10314.9348 | 10552.2616 | 11524.6591 | 2486.4965 | 10786.8631 | 5717.5713 | 4687.0302 | 661.231
SA1 | OCGT / Diesel | 5349.1988 | 6920.0921 | 6180.7403 | 1821.0909 | 1861.2129 | 1042.6244 | 789.2185 | 523.5936 | 283.8884 | 888.155 | 1540.1518 | 4025.6766 | 4645.0501 | 13073.0104 | 6413.1249 | 13963.3873 | 16285.3876 | 13590.4039 | 13264.2007 | 10617.9057 | 4719.8957 | 12974.3469 | 4583.3134 | 5868.4189 | 5387.6864
SA1 | Hydro | 0 | 0 | 0 | 0 | 0 | 0 | 0 | 0 | 0 | 0 | 0 | 0 | 0 | 0 | 0 | 0 | 0 | 0 | 0 | 0 | 0 | 0 | 0 | 0 | 0
SA1 | Wind | 0 | 0 | 0 | 0 | 0 | 0 | 0 | 0 | 0 | 0 | 0 | 0 | 0 | 0 | 0 | 0 | 0 | 0 | 0 | 0 | 0 | 0 | 0 | 0 | 0
SA1 | Solar PV | 0 | 0 | 0 | 0 | 0 | 0 | 0 | 0 | 0 | 0 | 0 | 0 | 0 | 0 | 0 | 0 | 0 | 0 | 0 | 0 | 0 | 0 | 0 | 0 | 0
SA1 | LS Batteries | 0 | 0 | 0 | 0 | 0 | 0 | 0 | 0 | 0 | 0 | 0 | 0 | 0 | 0 | 0 | 0 | 0 | 0 | 0 | 0 | 0 | 0 | 0 | 0 | 0
SA1 | Pumped Hydro | 0 | 0 | 0 | 0 | 0 | 0 | 0 | 0 | 0 | 0 | 0 | 0 | 0 | 0 | 0 | 0 | 0 | 0 | 0 | 0 | 0 | 0 | 0 | 0 | 0
SA1 | Pumped Hydro Pump | 0 | 0 | 0 | 0 | 0 | 0 | 0 | 0 | 0 | 0 | 0 | 0 | 0 | 0 | 0 | 0 | 0 | 0 | 0 | 0 | 0 | 0 | 0 | 0 | 0
Total |  | 71202.489 | 75493.5588 | 69120.9081 | 18542.3044 | 20601.5163 | 16085.8169 | 9666.9154 | 8978.6665 | 7812.7596 | 14398.5145 | 20998.4239 | 32197.4588 | 65076.2366 | 89885.0446 | 39387.2407 | 90101.3761 | 92514.0148 | 77942.8884 | 71420.2687 | 67872.6687 | 39692.387 | 67583.6536 | 33250.6635 | 40865.9229 | 30484.4438
Region | Technology | 2020-21 | 2021-22 | 2022-23 | 2023-24 | 2024-25 | 2025-26 | 2026-27 | 2027-28 | 2028-29 | 2029-30 | 2030-31 | 2031-32 | 2032-33 | 2033-34 | 2034-35 | 2035-36 | 2036-37 | 2037-38 | 2038-39 | 2039-40 | 2040-41 | 2041-42 | 2042-43 | 2043-44 | 2044-45
TAS1 | Black Coal | 0 | 0 | 0 | 0 | 0 | 0 | 0 | 0 | 0 | 0 | 0 | 0 | 0 | 0 | 0 | 0 | 0 | 0 | 0 | 0 | 0 | 0 | 0 | 0 | 0
TAS1 | Brown Coal | 0 | 0 | 0 | 0 | 0 | 0 | 0 | 0 | 0 | 0 | 0 | 0 | 0 | 0 | 0 | 0 | 0 | 0 | 0 | 0 | 0 | 0 | 0 | 0 | 0
TAS1 | CCGT | 0.0008702 | 0.00082921 | 0.00081617 | 0.00083265 | 0.00082921 | 0.0008201 | 0.00079691 | 0.0008675 | 0.00084548 | 0.00081122 | 0.00078004 | 0.0007783 | 0.0008511 | 0.00079002 | 0.00074126 | 0.00071973 | 0.00068458 | 0.00065648 | 0.00058182 | 0.0005913 | 0.00055372 | 0.00048178 | 0.00046873 | 0.00042895 | 0.00040185
TAS1 | Gas - Steam | 0 | 0 | 0 | 0 | 0 | 0 | 0 | 0 | 0 | 0 | 0 | 0 | 0 | 0 | 0 | 0 | 0 | 0 | 0 | 0 | 0 | 0 | 0 | 0 | 0
TAS1 | OCGT / Diesel | 0.00090753 | 0.00090156 | 0.00085188 | 0.00088127 | 0.00085572 | 0.00082328 | 0.0007707 | 0.00082529 | 0.00082401 | 0.00077151 | 0.00072476 | 0.0007519 | 0.00082253 | 0.00077417 | 0.00075079 | 0.00078822 | 0.00080237 | 0.00079223 | 0.00057019 | 0.00076809 | 0.00067316 | 0.0004309 | 0.090788 | 0.00037771 | 0.00034277
TAS1 | Hydro | 0 | 0 | 0 | 0 | 0 | 0 | 0 | 0 | 0 | 0 | 0 | 0 | 0 | 0 | 0 | 0 | 0 | 0 | 0 | 0 | 0 | 0 | 0 | 0 | 0
TAS1 | Wind | 0 | 0 | 0 | 0 | 0 | 0 | 0 | 0 | 0 | 0 | 0 | 0 | 0 | 0 | 0 | 0 | 0 | 0 | 0 | 0 | 0 | 0 | 0 | 0 | 0
TAS1 | Solar PV | 0 | 0 | 0 | 0 | 0 | 0 | 0 | 0 | 0 | 0 | 0 | 0 | 0 | 0 | 0 | 0 | 0 | 0 | 0 | 0 | 0 | 0 | 0 | 0 | 0
TAS1 | LS Batteries | 0 | 0 | 0 | 0 | 0 | 0 | 0 | 0 | 0 | 0 | 0 | 0 | 0 | 0 | 0 | 0 | 0 | 0 | 0 | 0 | 0 | 0 | 0 | 0 | 0
TAS1 | Pumped Hydro | 0 | 0 | 0 | 0 | 0 | 0 | 0 | 0 | 0 | 0 | 0 | 0 | 0 | 0 | 0 | 0 | 0 | 0 | 0 | 0 | 0 | 0 | 0 | 0 | 0
TAS1 | Pumped Hydro Pump | 0 | 0 | 0 | 0 | 0 | 0 | 0 | 0 | 0 | 0 | 0 | 0 | 0 | 0 | 0 | 0 | 0 | 0 | 0 | 0 | 0 | 0 | 0 | 0 | 0
Total |  | 0.0017777 | 0.0017308 | 0.001668 | 0.0017139 | 0.0016849 | 0.0016434 | 0.0015676 | 0.0016928 | 0.0016695 | 0.0015827 | 0.0015048 | 0.0015302 | 0.0016736 | 0.0015642 | 0.001492 | 0.0015079 | 0.0014869 | 0.0014487 | 0.001152 | 0.0013594 | 0.0012269 | 0.00091268 | 0.091257 | 0.00080666 | 0.00074462

## Neutral2_Option5B_Build Cost
New generation build cost (CAPEX) by technology ($000s) - QNI Option5B, Neutral + low emissions scenario
Real June 2019 dollars discounted to 2019-20. The total capital costs are annualised for modelling purposes, but presented here in the installation year.
Region | Technology | 2020-21 | 2021-22 | 2022-23 | 2023-24 | 2024-25 | 2025-26 | 2026-27 | 2027-28 | 2028-29 | 2029-30 | 2030-31 | 2031-32 | 2032-33 | 2033-34 | 2034-35 | 2035-36 | 2036-37 | 2037-38 | 2038-39 | 2039-40 | 2040-41 | 2041-42 | 2042-43 | 2043-44 | 2044-45
NEM | Black Coal | 0 | 0 | 0 | 0 | 0 | 0 | 0 | 0 | 0 | 0 | 0 | 0 | 0 | 0 | 0 | 0 | 0 | 0 | 0 | 0 | 0 | 0 | 0 | 0 | 0
NEM | Brown Coal | 0 | 0 | 0 | 0 | 0 | 0 | 0 | 0 | 0 | 0 | 0 | 0 | 0 | 0 | 0 | 0 | 0 | 0 | 0 | 0 | 0 | 0 | 0 | 0 | 0
NEM | CCGT | 0.017478 | 0.0011523 | 0.0020151 | 0.0015626 | 0.0010787 | 0 | 0 | 0.00026356 | 0 | 0 | 0 | 0.00046684 | 0.0025911 | 0.00029812 | 0.00021554 | 0.0034018 | 0.00036324 | 0 | 0 | 0 | 0 | 0 | 0 | 0 | 0
NEM | Gas - Steam | 0 | 0 | 0 | 0 | 0 | 0 | 0 | 0 | 0 | 0 | 0 | 0 | 0 | 0 | 0 | 0 | 0 | 0 | 0 | 0 | 0 | 0 | 0 | 0 | 0
NEM | OCGT / Diesel | 0.020216 | 0.0021413 | 115279.6173 | 0.00045294 | 0.00062363 | 0.00038969 | 0.00053087 | 0.00056978 | 0.00049202 | 0.00066175 | 0.00047222 | 0.00079072 | 171634.8736 | 22256.3763 | 0.0009354 | 296136.2906 | 0.00032345 | 0.00027742 | 0.00070979 | 0.0029366 | 9.5205e-05 | 9.5494e-05 | 0.00077311 | 27294.9759 | 2.6182e-05
NEM | Hydro | 0 | 0 | 0 | 0 | 0 | 0 | 0 | 0 | 0 | 0 | 0 | 0 | 0 | 0 | 0 | 0 | 0 | 0 | 0 | 0 | 0 | 0 | 0 | 0 | 0
NEM | Wind | 0.35328 | 0.011044 | 0.018267 | 0.043351 | 1850132.4606 | 897535.6267 | 895243.989 | 4293876.7146 | 1231155.734 | 627344.6251 | 347310.3765 | 1444826.0723 | 367317.3226 | 872151.2961 | 0.00061421 | 1470417.5445 | 513078.3079 | 195855.6587 | 81366.1317 | 751158.5116 | 244635.9382 | 134705.9074 | 7.4724e-05 | 423278.7626 | 56074.27
NEM | Solar PV | 0.051869 | 0.014521 | 81714.7288 | 237429.2817 | 586470.48 | 517726.3983 | 0.0013382 | 507703.2869 | 898736.8502 | 536405.0961 | 267224.8287 | 474832.7017 | 223271.5959 | 0 | 0 | 909393.8238 | 119433.5025 | 63949.0185 | 10756.8478 | 50747.1549 | 291415.8718 | 13756.3769 | 0 | 147523.4334 | 11564.819
NEM | LS Batteries | 0.088355 | 0.015307 | 0.037334 | 0.0077335 | 0.0061984 | 0.010479 | 0.013865 | 0.0075272 | 0.0022972 | 0.084671 | 0.010584 | 0.014317 | 77387.2964 | 245279.1577 | 0.0056373 | 0.028121 | 0.0046856 | 0.0017369 | 0.012793 | 3641.6866 | 31649.705 | 74386.9101 | 1078.99 | 151440.5306 | 0.0022334
NEM | Pumped Hydro | 0.15171 | 0.026447 | 119105.2339 | 18038.3726 | 0.0054949 | 0.006603 | 0.019722 | 0.053907 | 111101.392 | 601597.1222 | 62193.7398 | 727528.0026 | 145392.8152 | 4.7463e-05 | 172308.2657 | 850333.0919 | 198535.3222 | 163691.2554 | 85737.9986 | 66818.4655 | 323519.1502 | 0 | 2.1213e-05 | 103140.8633 | 3075.1894
NEM | Pumped Hydro Pump | 0 | 0 | 0 | 0 | 0 | 0 | 0 | 0 | 0 | 0 | 0 | 0 | 0 | 0 | 0 | 0 | 0 | 0 | 0 | 0 | 0 | 0 | 0 | 0 | 0
Total |  | 0.68291 | 0.070612 | 316099.6376 | 255467.7073 | 2436602.954 | 1415262.0425 | 895244.0244 | 4801580.0638 | 2240993.979 | 1765346.9288 | 676728.956 | 2647186.7921 | 985003.9063 | 1139686.8304 | 172308.2731 | 3526280.7823 | 831047.138 | 423495.9347 | 177860.9916 | 872365.8214 | 891220.6654 | 222849.1945 | 1078.9909 | 852678.5659 | 70714.2807
Region | Technology | 2020-21 | 2021-22 | 2022-23 | 2023-24 | 2024-25 | 2025-26 | 2026-27 | 2027-28 | 2028-29 | 2029-30 | 2030-31 | 2031-32 | 2032-33 | 2033-34 | 2034-35 | 2035-36 | 2036-37 | 2037-38 | 2038-39 | 2039-40 | 2040-41 | 2041-42 | 2042-43 | 2043-44 | 2044-45
NSW1 | Black Coal | 0 | 0 | 0 | 0 | 0 | 0 | 0 | 0 | 0 | 0 | 0 | 0 | 0 | 0 | 0 | 0 | 0 | 0 | 0 | 0 | 0 | 0 | 0 | 0 | 0
NSW1 | Brown Coal | 0 | 0 | 0 | 0 | 0 | 0 | 0 | 0 | 0 | 0 | 0 | 0 | 0 | 0 | 0 | 0 | 0 | 0 | 0 | 0 | 0 | 0 | 0 | 0 | 0
NSW1 | CCGT | 0.0028079 | 0.00016323 | 0.0016444 | 0.00020489 | 0 | 0 | 0 | 0 | 0 | 0 | 0 | 0 | 0.0010801 | 7.7624e-05 | 0 | 0.0017394 | 0 | 0 | 0 | 0 | 0 | 0 | 0 | 0 | 0
NSW1 | Gas - Steam | 0 | 0 | 0 | 0 | 0 | 0 | 0 | 0 | 0 | 0 | 0 | 0 | 0 | 0 | 0 | 0 | 0 | 0 | 0 | 0 | 0 | 0 | 0 | 0 | 0
NSW1 | OCGT / Diesel | 0.0033958 | 0.00015838 | 115279.6125 | 0 | 0 | 0 | 0 | 0 | 0 | 0 | 0 | 0 | 171634.8732 | 22256.3756 | 0 | 296136.2899 | 0 | 0 | 0 | 0 | 0 | 0 | 0 | 27294.9759 | 0
NSW1 | Hydro | 0 | 0 | 0 | 0 | 0 | 0 | 0 | 0 | 0 | 0 | 0 | 0 | 0 | 0 | 0 | 0 | 0 | 0 | 0 | 0 | 0 | 0 | 0 | 0 | 0
NSW1 | Wind | 0.075882 | 0.00399 | 0.010607 | 0.02411 | 1529690.7903 | 227999.1242 | 895243.9759 | 533409.1025 | 0.083337 | 125617.1079 | 0.0057061 | 1444826.0682 | 12444.5008 | 872151.2929 | 0 | 476329.8547 | 0.032451 | 166304.6966 | 81366.0957 | 573808.7133 | 80861.9964 | 0 | 0 | 83974.1998 | 13107.6066
NSW1 | Solar PV | 0.016326 | 0.0014578 | 81714.7265 | 0.009076 | 586470.4074 | 0.0069304 | 0.0013382 | 101107.9286 | 898736.8477 | 366512.0541 | 115573.4941 | 255116.2673 | 220695.1908 | 0 | 0 | 909393.8153 | 77478.5348 | 63949.0119 | 0.0023318 | 0.0012339 | 252678.5324 | 1.1733e-05 | 0 | 103987.6722 | 10009.0344
NSW1 | LS Batteries | 0.037984 | 0.0073191 | 0.029498 | 0.0055097 | 0.0044884 | 0.0013367 | 0.0029542 | 0.0025149 | 0.00081265 | 0.043512 | 0.005191 | 0.0056346 | 77387.2916 | 245279.1532 | 0 | 0.0087776 | 0.0016358 | 0.00079896 | 0.0024403 | 3641.629 | 31649.703 | 74386.909 | 0.0011555 | 151440.5071 | 0.0016347
NSW1 | Pumped Hydro | 0.063992 | 0.009108 | 119105.1979 | 18038.3661 | 0.0011357 | 0.00074059 | 0.0020013 | 0.0019354 | 111101.2977 | 566510.2175 | 59945.6903 | 419296.2708 | 145392.8134 | 0 | 0 | 294853.4817 | 134490.8131 | 110775.1582 | 26646.3848 | 2828.2142 | 256022.4797 | 0 | 0 | 57388.0435 | 3075.1894
NSW1 | Pumped Hydro Pump | 0 | 0 | 0 | 0 | 0 | 0 | 0 | 0 | 0 | 0 | 0 | 0 | 0 | 0 | 0 | 0 | 0 | 0 | 0 | 0 | 0 | 0 | 0 | 0 | 0
Total |  | 0.20039 | 0.022197 | 316099.5787 | 18038.405 | 2116161.2033 | 227999.1332 | 895243.9822 | 634517.0355 | 1009838.2295 | 1058639.423 | 175519.1953 | 2119238.6119 | 627554.6708 | 1139686.8217 | 0 | 1976713.4521 | 211969.3819 | 341028.8676 | 108012.4853 | 580278.5577 | 621212.7115 | 74386.909 | 0.0011555 | 424085.3984 | 26191.8319
Region | Technology | 2020-21 | 2021-22 | 2022-23 | 2023-24 | 2024-25 | 2025-26 | 2026-27 | 2027-28 | 2028-29 | 2029-30 | 2030-31 | 2031-32 | 2032-33 | 2033-34 | 2034-35 | 2035-36 | 2036-37 | 2037-38 | 2038-39 | 2039-40 | 2040-41 | 2041-42 | 2042-43 | 2043-44 | 2044-45
QLD1 | Black Coal | 0 | 0 | 0 | 0 | 0 | 0 | 0 | 0 | 0 | 0 | 0 | 0 | 0 | 0 | 0 | 0 | 0 | 0 | 0 | 0 | 0 | 0 | 0 | 0 | 0
QLD1 | Brown Coal | 0 | 0 | 0 | 0 | 0 | 0 | 0 | 0 | 0 | 0 | 0 | 0 | 0 | 0 | 0 | 0 | 0 | 0 | 0 | 0 | 0 | 0 | 0 | 0 | 0
QLD1 | CCGT | 0.0054764 | 0.00027921 | 0 | 0.00028415 | 0.00084634 | 0 | 0 | 7.7173e-05 | 0 | 0 | 0 | 0.00011213 | 0.0003971 | 4.9579e-05 | 0.00021554 | 0.00056142 | 0.00021416 | 0 | 0 | 0 | 0 | 0 | 0 | 0 | 0
QLD1 | Gas - Steam | 0 | 0 | 0 | 0 | 0 | 0 | 0 | 0 | 0 | 0 | 0 | 0 | 0 | 0 | 0 | 0 | 0 | 0 | 0 | 0 | 0 | 0 | 0 | 0 | 0
QLD1 | OCGT / Diesel | 0.006682 | 0.00033106 | 0.00040072 | 0.00030224 | 0.00042258 | 0.00026195 | 0.00035598 | 0.00030918 | 0.00024861 | 0.00033275 | 0.00023829 | 0.00030615 | 0.00027449 | 0.00026591 | 0.00080879 | 0.00048709 | 0 | 0 | 3.8279e-05 | 0.0027612 | 0 | 0 | 0 | 0 | 0
QLD1 | Hydro | 0 | 0 | 0 | 0 | 0 | 0 | 0 | 0 | 0 | 0 | 0 | 0 | 0 | 0 | 0 | 0 | 0 | 0 | 0 | 0 | 0 | 0 | 0 | 0 | 0
QLD1 | Wind | 0.059529 | 0.00089321 | 0.0020002 | 0.0042136 | 0.038231 | 492616.4625 | 0 | 2105878.2171 | 399241.0712 | 0.0067871 | 0.00012023 | 0.0037968 | 0.00039797 | 0.0018707 | 0.00061421 | 247703.6097 | 335523.5073 | 29550.9613 | 0.018043 | 177349.7197 | 105213.2511 | 134705.9074 | 0 | 95139.0399 | 28223.6239
QLD1 | Solar PV | 0.013816 | 0.00060046 | 0.0021253 | 0.0013552 | 0.0080154 | 0.0031084 | 0 | 0.00052169 | 0.0025502 | 0.0038643 | 0.0044734 | 0.0022701 | 0.00014042 | 0 | 0 | 0.0063741 | 0.0063467 | 0.0057054 | 10756.8455 | 14440.0209 | 14991.2972 | 0 | 0 | 11498.8926 | 1555.7846
QLD1 | LS Batteries | 0.019723 | 0.0028584 | 0.0011342 | 0.00072908 | 0.00042752 | 0.0061004 | 0.0069444 | 0.0019881 | 0 | 0.020051 | 0 | 0.00088061 | 0.0027195 | 0.0011791 | 0.0050508 | 0.0083946 | 0 | 0 | 0 | 0.054129 | 0 | 0 | 0 | 0.022726 | 0
QLD1 | Pumped Hydro | 0.031963 | 0.0059011 | 0.0025659 | 0.0057858 | 0.0035618 | 0.0044455 | 0.015743 | 0.045677 | 0.079445 | 35086.8583 | 2247.9767 | 108284.0098 | 0 | 0 | 172308.2651 | 210185.7885 | 6.3633e-05 | 52916.0963 | 59091.6137 | 2.6794e-05 | 0 | 0 | 0 | 0 | 0
QLD1 | Pumped Hydro Pump | 0 | 0 | 0 | 0 | 0 | 0 | 0 | 0 | 0 | 0 | 0 | 0 | 0 | 0 | 0 | 0 | 0 | 0 | 0 | 0 | 0 | 0 | 0 | 0 | 0
Total |  | 0.13719 | 0.010863 | 0.0082262 | 0.01267 | 0.051504 | 492616.4765 | 0.023044 | 2105878.2656 | 399241.1534 | 35086.8893 | 2247.9815 | 108284.0172 | 0.0039295 | 0.0033653 | 172308.2718 | 457889.414 | 335523.5139 | 82467.0633 | 69848.4773 | 191789.7975 | 120204.5483 | 134705.9074 | 0 | 106637.9552 | 29779.4085
Region | Technology | 2020-21 | 2021-22 | 2022-23 | 2023-24 | 2024-25 | 2025-26 | 2026-27 | 2027-28 | 2028-29 | 2029-30 | 2030-31 | 2031-32 | 2032-33 | 2033-34 | 2034-35 | 2035-36 | 2036-37 | 2037-38 | 2038-39 | 2039-40 | 2040-41 | 2041-42 | 2042-43 | 2043-44 | 2044-45
VIC1 | Black Coal | 0 | 0 | 0 | 0 | 0 | 0 | 0 | 0 | 0 | 0 | 0 | 0 | 0 | 0 | 0 | 0 | 0 | 0 | 0 | 0 | 0 | 0 | 0 | 0 | 0
VIC1 | Brown Coal | 0 | 0 | 0 | 0 | 0 | 0 | 0 | 0 | 0 | 0 | 0 | 0 | 0 | 0 | 0 | 0 | 0 | 0 | 0 | 0 | 0 | 0 | 0 | 0 | 0
VIC1 | CCGT | 0.0030359 | 0.00022748 | 0.00037067 | 0.00094758 | 0 | 0 | 0 | 0 | 0 | 0 | 0 | 0.00018387 | 0.00056654 | 5.3931e-05 | 0 | 0.00093623 | 0.00014908 | 0 | 0 | 0 | 0 | 0 | 0 | 0 | 0
VIC1 | Gas - Steam | 0 | 0 | 0 | 0 | 0 | 0 | 0 | 0 | 0 | 0 | 0 | 0 | 0 | 0 | 0 | 0 | 0 | 0 | 0 | 0 | 0 | 0 | 0 | 0 | 0
VIC1 | OCGT / Diesel | 0.0033719 | 0.00017519 | 0.0041384 | 0 | 0 | 0 | 0 | 0 | 0 | 0 | 0 | 0 | 0 | 0 | 0 | 0 | 0.00010399 | 0.00010279 | 0.00054139 | 0 | 0 | 0 | 0.00069528 | 0 | 0
VIC1 | Hydro | 0 | 0 | 0 | 0 | 0 | 0 | 0 | 0 | 0 | 0 | 0 | 0 | 0 | 0 | 0 | 0 | 0 | 0 | 0 | 0 | 0 | 0 | 0 | 0 | 0
VIC1 | Wind | 0.033161 | 0 | 0.0040701 | 0.0099501 | 0.022654 | 0.017412 | 0.00042666 | 594134.5761 | 579105.4166 | 431803.0096 | 347310.3672 | 0.00035602 | 354872.8159 | 0 | 0 | 444706.4189 | 177554.7059 | 0 | 0.017502 | 0 | 58560.4616 | 0 | 0 | 166235.7817 | 0
VIC1 | Solar PV | 0.0016782 | 0 | 0 | 237429.271 | 0 | 0 | 0 | 285063.3032 | 0 | 154003.5243 | 149006.2133 | 174440.1998 | 0 | 0 | 0 | 0 | 0 | 0 | 0 | 0 | 0 | 8.738e-06 | 0 | 16310.5127 | 0
VIC1 | LS Batteries | 0.010355 | 0.0010972 | 0.0061864 | 0.0012535 | 0 | 0 | 0 | 0 | 0.0014846 | 0.0088463 | 0.00076211 | 0.0031431 | 0.00070756 | 0.0018913 | 0 | 0.0040083 | 0.001266 | 0.00071168 | 0.0094471 | 0 | 0 | 1.4444e-05 | 1078.988 | 0 | 0
VIC1 | Pumped Hydro | 0.019029 | 0.0030086 | 0.032647 | 0 | 0 | 0 | 0 | 0 | 0 | 0.018307 | 0.03487 | 199947.3756 | 0.0016631 | 0 | 0 | 283713.4667 | 0 | 0 | 0 | 0 | 0 | 0 | 0 | 0 | 0
VIC1 | Pumped Hydro Pump | 0 | 0 | 0 | 0 | 0 | 0 | 0 | 0 | 0 | 0 | 0 | 0 | 0 | 0 | 0 | 0 | 0 | 0 | 0 | 0 | 0 | 0 | 0 | 0 | 0
Total |  | 0.070632 | 0.0045085 | 0.047413 | 237429.2832 | 0.022654 | 0.017412 | 0.00042666 | 879197.8793 | 579105.4181 | 585806.5611 | 496316.6161 | 374387.579 | 354872.8189 | 0.0019452 | 0 | 728419.8906 | 177554.7074 | 0.00081447 | 0.027491 | 0 | 58560.4616 | 2.3182e-05 | 1078.9887 | 182546.2945 | 0
Region | Technology | 2020-21 | 2021-22 | 2022-23 | 2023-24 | 2024-25 | 2025-26 | 2026-27 | 2027-28 | 2028-29 | 2029-30 | 2030-31 | 2031-32 | 2032-33 | 2033-34 | 2034-35 | 2035-36 | 2036-37 | 2037-38 | 2038-39 | 2039-40 | 2040-41 | 2041-42 | 2042-43 | 2043-44 | 2044-45
SA1 | Black Coal | 0 | 0 | 0 | 0 | 0 | 0 | 0 | 0 | 0 | 0 | 0 | 0 | 0 | 0 | 0 | 0 | 0 | 0 | 0 | 0 | 0 | 0 | 0 | 0 | 0
SA1 | Brown Coal | 0 | 0 | 0 | 0 | 0 | 0 | 0 | 0 | 0 | 0 | 0 | 0 | 0 | 0 | 0 | 0 | 0 | 0 | 0 | 0 | 0 | 0 | 0 | 0 | 0
SA1 | CCGT | 0.0036023 | 0.00035474 | 0 | 0 | 9.7791e-05 | 0 | 0 | 0 | 0 | 0 | 0 | 0.00017084 | 0.00036315 | 0.00011699 | 0 | 0.00016477 | 0 | 0 | 0 | 0 | 0 | 0 | 0 | 0 | 0
SA1 | Gas - Steam | 0 | 0 | 0 | 0 | 0 | 0 | 0 | 0 | 0 | 0 | 0 | 0 | 0 | 0 | 0 | 0 | 0 | 0 | 0 | 0 | 0 | 0 | 0 | 0 | 0
SA1 | OCGT / Diesel | 0.003429 | 0.0013103 | 0 | 0 | 0 | 0 | 0 | 9.5228e-05 | 0.00011857 | 0.00017041 | 0.00012358 | 0.00032885 | 0 | 0.00037957 | 0 | 2.441e-05 | 0.00010758 | 8.5019e-05 | 7.402e-05 | 8.2319e-05 | 4.0654e-05 | 6.061e-05 | 3.6773e-05 | 1.9135e-05 | 1.2444e-05
SA1 | Hydro | 0 | 0 | 0 | 0 | 0 | 0 | 0 | 0 | 0 | 0 | 0 | 0 | 0 | 0 | 0 | 0 | 0 | 0 | 0 | 0 | 0 | 0 | 0 | 0 | 0
SA1 | Wind | 0.12579 | 0.005912 | 0.00064563 | 0.00065828 | 0.066567 | 0.090621 | 0.012634 | 1060454.7371 | 252809.1629 | 69924.5007 | 0.0034886 | 0 | 0.0054505 | 0.0013243 | 0 | 301677.6612 | 0.062259 | 0.00075236 | 0.00043712 | 0.078533 | 0.22915 | 0 | 7.4724e-05 | 77929.7413 | 14743.0395
SA1 | Solar PV | 0.020049 | 0.012463 | 0.00015567 | 0.00020185 | 0.064561 | 517726.3883 | 0 | 121532.0546 | 0 | 15889.5138 | 2645.1168 | 45276.2323 | 2576.4049 | 0 | 0 | 0.0021568 | 41954.9614 | 0.00089568 | 1.8688e-05 | 36307.1328 | 23746.0422 | 13756.3769 | 0 | 15726.356 | 4.6268e-05
SA1 | LS Batteries | 0.010665 | 0.0031992 | 0 | 0 | 0.0001152 | 0.0016223 | 0.0022901 | 0.0020932 | 0 | 0.0085716 | 0.0036405 | 0.004132 | 0.00076872 | 0.00088766 | 0 | 0.0041504 | 0.0011544 | 0 | 9.3133e-05 | 0.0025625 | 0.0016337 | 0.00027608 | 0.0005324 | 0.00066119 | 0.00037891
SA1 | Pumped Hydro | 0.023354 | 0.0074396 | 0 | 0 | 0 | 0 | 0.0012367 | 0.004928 | 0.01296 | 0.026449 | 0.037848 | 0.34465 | 0 | 0 | 0 | 61580.3542 | 64044.5086 | 0 | 0 | 63990.25 | 67496.6705 | 0 | 0 | 45752.8197 | 0
SA1 | Pumped Hydro Pump | 0 | 0 | 0 | 0 | 0 | 0 | 0 | 0 | 0 | 0 | 0 | 0 | 0 | 0 | 0 | 0 | 0 | 0 | 0 | 0 | 0 | 0 | 0 | 0 | 0
Total |  | 0.18689 | 0.030679 | 0.0008013 | 0.00086013 | 0.13134 | 517726.4805 | 0.01616 | 1181986.7988 | 252809.176 | 85814.0498 | 2645.1619 | 45276.5816 | 2576.4115 | 0.0027086 | 0 | 363258.0219 | 105999.5335 | 0.0017331 | 0.00062296 | 100297.464 | 91242.9435 | 13756.3772 | 0.00064389 | 139408.9176 | 14743.0399
Region | Technology | 2020-21 | 2021-22 | 2022-23 | 2023-24 | 2024-25 | 2025-26 | 2026-27 | 2027-28 | 2028-29 | 2029-30 | 2030-31 | 2031-32 | 2032-33 | 2033-34 | 2034-35 | 2035-36 | 2036-37 | 2037-38 | 2038-39 | 2039-40 | 2040-41 | 2041-42 | 2042-43 | 2043-44 | 2044-45
TAS1 | Black Coal | 0 | 0 | 0 | 0 | 0 | 0 | 0 | 0 | 0 | 0 | 0 | 0 | 0 | 0 | 0 | 0 | 0 | 0 | 0 | 0 | 0 | 0 | 0 | 0 | 0
TAS1 | Brown Coal | 0 | 0 | 0 | 0 | 0 | 0 | 0 | 0 | 0 | 0 | 0 | 0 | 0 | 0 | 0 | 0 | 0 | 0 | 0 | 0 | 0 | 0 | 0 | 0 | 0
TAS1 | CCGT | 0.0025553 | 0.00012765 | 0 | 0.00012602 | 0.00013455 | 0 | 0 | 0.00018638 | 0 | 0 | 0 | 0 | 0.0001843 | 0 | 0 | 0 | 0 | 0 | 0 | 0 | 0 | 0 | 0 | 0 | 0
TAS1 | Gas - Steam | 0 | 0 | 0 | 0 | 0 | 0 | 0 | 0 | 0 | 0 | 0 | 0 | 0 | 0 | 0 | 0 | 0 | 0 | 0 | 0 | 0 | 0 | 0 | 0 | 0
TAS1 | OCGT / Diesel | 0.0033378 | 0.00016645 | 0.000195 | 0.0001507 | 0.00020104 | 0.00012774 | 0.00017489 | 0.00016537 | 0.00012485 | 0.00015858 | 0.00011035 | 0.00015572 | 0.00013956 | 0.00010286 | 0.00012661 | 0.00010119 | 0.00011188 | 8.9613e-05 | 5.611e-05 | 9.3027e-05 | 5.4551e-05 | 3.4884e-05 | 4.1057e-05 | 2.3612e-05 | 1.3738e-05
TAS1 | Hydro | 0 | 0 | 0 | 0 | 0 | 0 | 0 | 0 | 0 | 0 | 0 | 0 | 0 | 0 | 0 | 0 | 0 | 0 | 0 | 0 | 0 | 0 | 0 | 0 | 0
TAS1 | Wind | 0.058916 | 0.00024883 | 0.00094437 | 0.0044191 | 320441.5429 | 176919.9319 | 0 | 0.08194 | 0 | 0 | 0 | 0 | 0 | 0 | 0 | 0 | 0 | 0 | 0 | 0 | 0 | 0 | 0 | 0 | 0
TAS1 | Solar PV | 0 | 0 | 0 | 0 | 0 | 0 | 0 | 0 | 0 | 0 | 0 | 0 | 0 | 0 | 0 | 0 | 0 | 0 | 0 | 0 | 0 | 0 | 0 | 0 | 0
TAS1 | LS Batteries | 0.0096276 | 0.00083252 | 0.00051617 | 0.00024125 | 0.0011673 | 0.0014194 | 0.0016765 | 0.00093106 | 0 | 0.0036895 | 0.00099015 | 0.00052637 | 0.00068874 | 0.00054065 | 0.00058657 | 0.0027898 | 0.00062933 | 0.00022627 | 0.00081271 | 0.00089097 | 0.00040602 | 0.00075905 | 0.00031942 | 0.00014085 | 0.00021986
TAS1 | Pumped Hydro | 0.013373 | 0.00098966 | 0.00079306 | 0.00070272 | 0.00079753 | 0.001417 | 0.00074041 | 0.001367 | 0.001893 | 0.0017356 | 0.00013596 | 0.0016781 | 0.00018412 | 4.7463e-05 | 0.00057192 | 0.00076485 | 0.0004632 | 0.0008968 | 0 | 0.001184 | 0 | 0 | 2.1213e-05 | 0.00011925 | 6.9726e-05
TAS1 | Pumped Hydro Pump | 0 | 0 | 0 | 0 | 0 | 0 | 0 | 0 | 0 | 0 | 0 | 0 | 0 | 0 | 0 | 0 | 0 | 0 | 0 | 0 | 0 | 0 | 0 | 0 | 0
Total |  | 0.087809 | 0.0023651 | 0.0024486 | 0.0056398 | 320441.5452 | 176919.9349 | 0.0025918 | 0.08459 | 0.0020178 | 0.0055837 | 0.0012365 | 0.0023602 | 0.0011967 | 0.00069097 | 0.0012851 | 0.0036558 | 0.0012044 | 0.0012127 | 0.00086882 | 0.002168 | 0.00046058 | 0.00079393 | 0.00038169 | 0.00028371 | 0.00030332

## Neutral2_Option5B_REZ Tx Cost
REZ transmission expansion cost by region ($000s) - QNI Option5B, Neutral + low emissions scenario
Real June 2019 dollars discounted to 2019-20
Region | Aggregation | 2020-21 | 2021-22 | 2022-23 | 2023-24 | 2024-25 | 2025-26 | 2026-27 | 2027-28 | 2028-29 | 2029-30 | 2030-31 | 2031-32 | 2032-33 | 2033-34 | 2034-35 | 2035-36 | 2036-37 | 2037-38 | 2038-39 | 2039-40 | 2040-41 | 2041-42 | 2042-43 | 2043-44 | 2044-45
NSW1 | Transmission | 0.0058018 | 0.00023661 | 17655.0787 | 0.0005606 | 160255.093 | 25716.173 | 4.6573e-05 | 36153.1337 | 237299.2131 | 99754.5105 | 32382.3772 | 241334.789 | 65842.3407 | 119650.2392 | 0 | 307906.3981 | 18270.8285 | 40946.7988 | 11478.4202 | 84421.2989 | 96819.4502 | 7.2925e-06 | 0 | 67827.7385 | 7163.6552
QLD1 | Transmission | 0.010735 | 0.00044607 | 0.00064602 | 0.0009046 | 0.0029694 | 0.0055308 | 0 | 0.0038393 | 0.0013287 | 0.0026873 | 0.00041807 | 0.0020635 | 0.0003537 | 0.0010989 | 0.00039295 | 0.0028874 | 13406.3578 | 2701.7145 | 0.0045762 | 43736.8059 | 52660.0168 | 87621.7591 | 8.2647e-06 | 43876.4416 | 14486.3189
VIC1 | Transmission | 0.0017095 | 0 | 0 | 0 | 0 | 0 | 0 | 0 | 2352.3638 | 19120.6037 | 15466.6767 | 0 | 16104.4405 | 0 | 0 | 1555.7099 | 420.7486 | 0 | 0 | 7.4718e-06 | 4221.8772 | 5.7573e-06 | 0 | 32111.7456 | 0
SA1 | Transmission | 0.0065141 | 0.00099754 | 0.00020476 | 0.00015845 | 0.0029275 | 0.0016481 | 0.00059957 | 90535.2999 | 0.00094603 | 0.0031498 | 0.00069536 | 0.00018548 | 0.0011477 | 0 | 0 | 24356.4754 | 0.0081889 | 0.00044008 | 0.00014414 | 0.00044164 | 2789.6598 | 4913.097 | 1.5178e-05 | 26778.869 | 3969.3507
TAS1 | Transmission | 0.0014194 | 3.0266e-05 | 6.4991e-05 | 0.00011415 | 0.00064292 | 0.00070236 | 0 | 0.0012558 | 0 | 0 | 0 | 0 | 0 | 0 | 0 | 0 | 0 | 0 | 0 | 0 | 0 | 0 | 0 | 0 | 0
Total |  | 0.026179 | 0.0017105 | 17655.0796 | 0.0017378 | 160255.0995 | 25716.1809 | 0.00064614 | 126688.4387 | 239651.5792 | 118875.12 | 47849.0551 | 241334.7913 | 81946.7827 | 119650.2403 | 0.00039295 | 333818.5863 | 32097.9431 | 43648.5137 | 11478.4249 | 128158.1052 | 156491.004 | 92534.8561 | 2.3443e-05 | 170594.7947 | 25619.3248

## Neutral2_Option5B_USE+DSP Cost
USE and DSP cost by region ($000s) - QNI Option5B, Neutral + low emissions scenario
Real June 2019 dollars discounted to 2019-20
Region | Aggregation | 2020-21 | 2021-22 | 2022-23 | 2023-24 | 2024-25 | 2025-26 | 2026-27 | 2027-28 | 2028-29 | 2029-30 | 2030-31 | 2031-32 | 2032-33 | 2033-34 | 2034-35 | 2035-36 | 2036-37 | 2037-38 | 2038-39 | 2039-40 | 2040-41 | 2041-42 | 2042-43 | 2043-44 | 2044-45
NSW1 | USE / DSP | 27.8756 | 0.0040768 | 26849.0843 | 58632.5419 | 69113.0166 | 0.0042865 | 0.0042155 | 0.0043758 | 1617.499 | 8788.6498 | 9283.7336 | 631.2618 | 29435.4093 | 15537.5113 | 2039.6769 | 58461.5884 | 0.0046424 | 0.0046488 | 10.9704 | 795.1875 | 2068.3676 | 20190.7014 | 758.4074 | 48861.2466 | 72898.5718
QLD1 | USE / DSP | 0.0020178 | 0.0020085 | 0.0020063 | 0.0020172 | 0.0020599 | 0.0020843 | 0.0020581 | 0.0021079 | 0.0021057 | 0.0021199 | 0.0021115 | 0.002127 | 0.0021301 | 9.5289 | 738.3775 | 1335.9483 | 0.0021439 | 0.0021537 | 0.0021898 | 14567.185 | 17.781 | 0.0022819 | 547.1511 | 3911.7326 | 1099.8386
VIC1 | USE / DSP | 0.00103 | 0.0010256 | 2901.2571 | 13020.3457 | 21072.1388 | 0.0010735 | 0.0010568 | 0.001099 | 0.0010954 | 0.0011078 | 0.0011027 | 82.1683 | 0.0011414 | 16.7879 | 177.2599 | 0.0011515 | 0.0011583 | 0.0011665 | 1268.848 | 0.0011794 | 0.001229 | 706.5428 | 7201.7825 | 9553.5306 | 17923.4154
SA1 | USE / DSP | 0.0010568 | 7820.9216 | 3.2002 | 4.7789 | 0.0010701 | 0.0010856 | 0.0010661 | 0.0011001 | 0.001094 | 0.0011059 | 0.0010988 | 13.3306 | 0.0011324 | 195.7917 | 14.3624 | 0.0011168 | 0.0011178 | 0.0011223 | 0.001111 | 0.0011292 | 0.0011679 | 29.6383 | 0.0011582 | 87.8562 | 255.1391
TAS1 | USE / DSP | 0.0010323 | 0.0010283 | 0.0010218 | 0.0010297 | 0.0010459 | 0.001054 | 0.0010332 | 0.001079 | 0.0010787 | 0.0010722 | 0.0010483 | 0.0010648 | 0.0010815 | 0.0010446 | 0.0010275 | 0.0010487 | 0.0010459 | 0.0010646 | 0.00097582 | 0.0010742 | 0.0011014 | 0.00097609 | 0.00097517 | 0.2409 | 0.00097867
Total |  | 27.8808 | 7820.9298 | 29753.5446 | 71657.6695 | 90185.1596 | 0.0095839 | 0.0094298 | 0.0097617 | 1617.5044 | 8788.6552 | 9283.739 | 726.7639 | 29435.4148 | 15759.6208 | 2969.6778 | 59797.54 | 0.010108 | 0.010156 | 1279.8227 | 15362.3758 | 2086.1521 | 20926.8857 | 8507.3431 | 62414.607 | 92176.9659