## Overview of the model
QNI RIT-T PADR economic assessment
Legend applied throughout the model template
Table Row Name
Input Cell
Calculation cell
Parameter Cell
Output Cell

## R1 Interface and results
R1 Interface and results
Interface for user selection and results
User Interface
| Scenarios |  |  |  | Scenario weighting | Neutral | Neutral + lower emissions | Slow change | Fast change
| Scenario selection |  |  |  |  | Scenario 1 | Scenario 2 | Scenario 3 | Scenario 4
| Scenario | Scenario 1 |  |  | Weighting | 0.25 | 0.25 | 0.25 | 0.25
| Inputs |  |  |  |  | Neutral | Neutral + lower emissions | Slow change | Fast change
| General |  | Unit | Value | Selection | Scenario 1 | Scenario 2 | Scenario 3 | Scenario 4
Base | Commercial discount rate |  | Percent | 5.9% | Base | Base | Base | Base | Base
Low | Capital cost |  | Percent | 100% | Base | Base | Base | Base | Base
High | Operating and maintenance cost |  | Percent | 100% | Base | Base | Base | Base | Base

## R2 Chart tables
Summary of the estimated net market benefits | [7 empty] | Breakdown of estimated gross market benefits | [6 empty] | Breakdown of gross market benefits |  | Option 1A | [24 empty] | Weighted sensitivity
ACTIVE | Option 1A | Option 1B | Option 1C | Option 1D | Option 5A | Option 5B |  | ACTIVE | Option 1A | Option 1B | Option 1C | Option 1D | Option 5A | Option 5B | ACTIVE | 2019-20 | 2020-21 | 2021-22 | 2022-23 | 2023-24 | 2024-25 | 2025-26 | 2026-27 | 2027-28 | 2028-29 | 2029-30 | 2030-31 | 2031-32 | 2032-33 | 2033-34 | 2034-35 | 2035-36 | 2036-37 | 2037-38 | 2038-39 | 2039-40 | 2040-41 | 2041-42 | 2042-43 | 2043-44 | 2044-45 | Sensitivity | Option | Value
NPV | 217876111.2495 | 149459233.8321 | 14771397.6111 | 54257097.6201 | -88675982.7187 | 133128527.5082 |  | Transmission capex | -138464937.184 | -25715467.4793 | -112749469.7047 | -35831399.2706 | -79988839.4831 | -332809646.3724 | Avoided unserved energy | 0 | 0.37821 | -0.8598 | -523996.7424 | 10113914.5505 | 5207372.6806 | 1.0312 | 1.0921 | 1.1598 | -3481476.8707 | -545748.4049 | 789376.107 | -213597.5181 | 183829.4022 | -3071751.1847 | 1008227.7733 | 2186741.145 | 1.9306 | 2.042 | -40.737 | 7834556.3756 | -11099361.0764 | -2633615.4487 | -896014.6932 | -3060673.1417 | 3.038 | High capex | Option 1A | 133551163.9408
[8 empty] | Transmission opex | -22589879.6287 | -3708371.6783 | -18881507.9504 | -4981394.7917 | -8687143.2356 | -33513043.2653 | Avoided REZ transmission capex | 0 | 9.2285 | 0.76874 | 0.81266 | 1.67 | 1.1663 | 1.1966 | 1.3679 | 2.119 | 34700195.9599 | 4.0933 | 0.36644 | 3897628.5324 | -9558842.0249 | 8649572.3052 | 0 | 35043630.4042 | -2717331.9647 | 0.36173 | 1.5718 | -12996131.1442 | -4540904.6075 | 3.2608 | 12951456.8304 | -36249735.2079 | 980795.0247 |  | Option 1B | 138899095.1995
| Incremental upgrades to increase transfer capacity |  |  |  | Grid connected battery systems |  |  | Avoided unserved energy | 6847940.5294 | -3911997.0421 | 21794814.5579 | 11888680.4162 | 0 | 5330894.7895 | Avoided fuel costs | 0 | -20.2645 | 38000.0883 | 5611118.4935 | 6264455.3381 | 6762709.3579 | 10153235.3208 | 7437761.4055 | 8862027.8446 | -4163451.1596 | -10934269.8754 | -13224737.5253 | -8956189.9012 | 12074755.6852 | 2078228.4309 | -18920009.4537 | -11767925.5683 | 18614736.2811 | 13793181.1995 | 7406274.528 | 12087949.2345 | 26957076.3322 | 11976588.4412 | -6230021.9123 | 53041358.5046 | 44490866.6788 |  | Option 1C | -48443998.9498
Scenario | Option 1A | Option 1B | Option 1C | Option 1D | Option 5A | Option 5B | Preferred option | Avoided REZ transmission capex | 24041337.703 | 18370986.6381 | -1358871.146 | -962047.9848 | 0 | 28112064.2144 | Avoided voluntary load curtailment | 0 | 2.4566 | 2.624 | 153299.9918 | 170650.192 | 31916.1351 | 3.3585 | 2861.8715 | 1536.8273 | 45042.9893 | 6845.2528 | -13965.5927 | 15635.3441 | 767007.9493 | 410306.9213 | 1042104.354 | 2032351.3907 | 0.03368 | -50173.5125 | -351071.7945 | 5543024.0305 | -3166392.994 | 3237959.816 | 351700.3238 | -88379.4649 | 10.9452 |  | Option 1D | 28241162.2786
Neutral | 217876111.2495 | 149459233.8321 | 14771397.6111 | 54257097.6201 | 11214260.7104 | 133128527.5082 | Option 1A | Avoided fuel costs | 58460685.4746 | 92445011.4672 | -21035460.487 | -6287245.042 | 0 | 39380467.4433 | Avoided generation/storage costs (excl. fuel costs) | 0 | 292.3012 | 9028.8321 | 169383789.0321 | -18098743.4019 | -385417.7353 | 1770349.2384 | 4618953.7076 | 5009381.1713 | 220232920.708 | 67379379.067 | -768159.3366 | 55725738.8121 | -247186328.8216 | 125885495.8809 | 201815791.464 | 60222606.4586 | -303982917.6409 | -9958815.6163 | -4011990.7772 | 102881527.9006 | -81648247.8997 | 69903433.7161 | 24283296.1326 | -44552661.1092 | 4512474.5637 |  | Option 5A | -21643867.5342
Neutral + lower emissions | 220555161.0238 | 201003801.5297 | -37161494.3216 | 17984540.8602 | 3815864.6534 | 96136547.2228 | Option 1A | Avoided voluntary load curtailment | 3788340.0905 | -159783.0812 | 2363645.1192 | 1005060.8541 | 0 | 1922833.0777 | [28 empty] | Option 5B | -260385.5632
Slow change | 78842469.2853 | 41293274.3521 | 27720624.1285 | 73918288.9973 | -1158818.0068 | 71263133.9221 | Option 1A | Avoided generation/storage costs (excl. fuel costs) | 285792624.2646 | 72138855.0077 | 144638247.2221 | 89425443.4389 | 0 | 424704957.6211 | Neutral | 2019-20 | 2020-21 | 2021-22 | 2022-23 | 2023-24 | 2024-25 | 2025-26 | 2026-27 | 2027-28 | 2028-29 | 2029-30 | 2030-31 | 2031-32 | 2032-33 | 2033-34 | 2034-35 | 2035-36 | 2036-37 | 2037-38 | 2038-39 | 2039-40 | 2040-41 | 2041-42 | 2042-43 | 2043-44 | 2044-45 | Central capex | Option 1A | 172584370.9233
Fast change | 289794184.4242 | 254371092.8683 | -19690979.475 | 25796085.6812 | 17797581.1853 | 166045129.8824 | Option 1A | [7 empty] | Avoided unserved energy | 0 | 0.37821 | -0.8598 | -523996.7424 | 10113914.5505 | 5207372.6806 | 1.0312 | 1.0921 | 1.1598 | -3481476.8707 | -545748.4049 | 789376.107 | -213597.5181 | 183829.4022 | -3071751.1847 | 1008227.7733 | 2186741.145 | 1.9306 | 2.042 | -40.737 | 7834556.3756 | -11099361.0764 | -2633615.4487 | -896014.6932 | -3060673.1417 | -3060673.1417 |  | Option 1B | 146366898.934
Weighted | 201766981.4957 | 161531850.6456 | -3590113.0142 | 42989003.2897 | 7917222.1356 | 116643334.6339 | Option 1A |  | Incremental upgrades to increase transfer capacity |  |  |  | Grid connected battery systems |  | Avoided REZ transmission capex | 0 | 9.2285 | 0.76874 | 0.81266 | 1.67 | 1.1663 | 1.1966 | 1.3679 | 2.119 | 34700195.9599 | 4.0933 | 0.36644 | 3897628.5324 | -9558842.0249 | 8649572.3052 | 0 | 35043630.4042 | -2717331.9647 | 0.36173 | 1.5718 | -12996131.1442 | -4540904.6075 | 3.2608 | 12951456.8304 | -36249735.2079 | -36249735.2079 |  | Option 1C | -16878595.7018
[8 empty] | Neutral | Option 1A | Option 1B | Option 1C | Option 1D | Option 5A | Option 5B | Avoided fuel costs | 0 | -20.2645 | 38000.0883 | 5611118.4935 | 6264455.3381 | 6762709.3579 | 10153235.3208 | 7437761.4055 | 8862027.8446 | -4163451.1596 | -10934269.8754 | -13224737.5253 | -8956189.9012 | 12074755.6852 | 2078228.4309 | -18920009.4537 | -11767925.5683 | 18614736.2811 | 13793181.1995 | 7406274.528 | 12087949.2345 | 26957076.3322 | 11976588.4412 | -6230021.9123 | 53041358.5046 | 53041358.5046 |  | Option 1D | 38272540.4295
[8 empty] | Transmission capex | -138464937.184 | -25715467.4793 | -112749469.7047 | -35831399.2706 | -79988839.4831 | -332809646.3724 | Avoided voluntary load curtailment | 0 | 2.4566 | 2.624 | 153299.9918 | 170650.192 | 31916.1351 | 3.3585 | 2861.8715 | 1536.8273 | 45042.9893 | 6845.2528 | -13965.5927 | 15635.3441 | 767007.9493 | 410306.9213 | 1042104.354 | 2032351.3907 | 0.03368 | -50173.5125 | -351071.7945 | 5543024.0305 | -3166392.994 | 3237959.816 | 351700.3238 | -88379.4649 | -88379.4649 |  | Option 5A | -246299.5932
[8 empty] | Transmission opex | -22589879.6287 | -3708371.6783 | -18881507.9504 | -4981394.7917 | -8687143.2356 | -33513043.2653 | Avoided generation/storage costs (excl. fuel costs) | 0 | 292.3012 | 9028.8321 | 169383789.0321 | -18098743.4019 | -385417.7353 | 1770349.2384 | 4618953.7076 | 5009381.1713 | 220232920.708 | 67379379.067 | -768159.3366 | 55725738.8121 | -247186328.8216 | 125885495.8809 | 201815791.464 | 60222606.4586 | -303982917.6409 | -9958815.6163 | -4011990.7772 | 102881527.9006 | -81648247.8997 | 69903433.7161 | 24283296.1326 | -44552661.1092 | -44552661.1092 |  | Option 5B | 87076302.922
[8 empty] | Avoided unserved energy | 6847940.5294 | -3911997.0421 | 21794814.5579 | 11888680.4162 | 1066178.9579 | 5330894.7895 | [27 empty] | Low capex | Option 1A | 211617577.9059
[8 empty] | Avoided REZ transmission capex | 24041337.703 | 18370986.6381 | -1358871.146 | -962047.9848 | 5622412.8429 | 28112064.2144 | Neutral + lower emissions | 2019-20 | 2020-21 | 2021-22 | 2022-23 | 2023-24 | 2024-25 | 2025-26 | 2026-27 | 2027-28 | 2028-29 | 2029-30 | 2030-31 | 2031-32 | 2032-33 | 2033-34 | 2034-35 | 2035-36 | 2036-37 | 2037-38 | 2038-39 | 2039-40 | 2040-41 | 2041-42 | 2042-43 | 2043-44 | 2044-45 |  | Option 1B | 153834702.6686
[8 empty] | Avoided fuel costs | 58460685.4746 | 92445011.4672 | -21035460.487 | -6287245.042 | 7876093.4887 | 39380467.4433 | Avoided unserved energy | 0 | 0.037367 | 0.035164 | -3326346.2577 | 694665.0727 | 6589645.9748 | 0.049791 | 0.052724 | 0.056013 | 513961.1066 | -2276808.7214 | -56577.1289 | 0.070374 | -2101887.6526 | -2172016.7219 | -411823.7992 | -626925.4254 | 0.093063 | 0.09846 | -42948.9187 | 22974703.6911 | 0.11678 | 1537981.5918 | -54725.2271 | 1173082.9095 | 1173082.9095 |  | Option 1C | 14686807.5463
[8 empty] | Avoided voluntary load curtailment | 3788340.0905 | -159783.0812 | 2363645.1192 | 1005060.8541 | 384566.6155 | 1922833.0777 | Avoided REZ transmission capex | 0 | 0.45408 | 0.029654 | 13938299.381 | -0.022632 | -11960971.4734 | 18220187.6189 | 0.023943 | 28449009.3622 | -4649275.8537 | -4488125.2656 | -4602968.0921 | -3162994.978 | 19280444.4865 | -3793485.695 | -0.012791 | 18354818.5774 | -17687762.6889 | -5020069.9623 | -11352569.4703 | 23135483.8118 | -3013055.1008 | 6411290.0431 | -0.01926 | 3701107.5091 | 3701107.5091 |  | Option 1D | 48303918.5804
[8 empty] | Avoided generation/storage costs (excl. fuel costs) | 285792624.2646 | 72138855.0077 | 144638247.2221 | 89425443.4389 | 84940991.5242 | 424704957.6211 | Avoided fuel costs | 0 | -211.6833 | -86935.1352 | 747708.0284 | 2148534.4335 | 825414.608 | -235284.2808 | 388595.5321 | 2405903.1031 | 3038569.4321 | 1331444.2113 | 3299972.4273 | 8689115.5744 | 8863894.4947 | 15251988.3366 | -3239589.5484 | 6135947.1998 | 1997680.2879 | 9260619.4457 | 6872000.7445 | 17081986.5038 | 14312935.0516 | 21263802.7174 | 20464377.3796 | 28744072.7613 | 28744072.7613 |  | Option 5A | 21151268.3478
[8 empty] | NPV | 217876111.2495 | 149459233.8321 | 14771397.6111 | 54257097.6201 | 11214260.7104 | 133128527.5082 | Avoided voluntary load curtailment | 0 | 0.12117 | 0.12387 | 318789.5277 | -338927.5039 | -85281.8302 | 0.16958 | 0.17691 | 0.1971 | -52964.234 | -13374.7472 | 15231.1803 | 35729.6428 | -122876.5071 | 1004834.6451 | 1744495.2571 | 5065322.1877 | 0.34086 | 0.36952 | 52845.6944 | 7845059.9811 | 1455443.395 | 15475325.8243 | 5173434.4132 | 27313566.8619 | 27313566.8619 |  | Option 5B | 174412991.4072
[15 empty] | Avoided generation/storage costs (excl. fuel costs) | 0 | 24.4552 | 5572.9979 | 235125058.9538 | -25188850.6212 | -30080346.4384 | -15602276.1284 | 13355984.6763 | 30310750.8174 | 24115239.7565 | 29215270.4621 | -59857842.5983 | -37464178.7837 | 54814669.2634 | -32356578.83 | 101917556.5145 | 114599712.2173 | 5032401.0289 | -69631447.8998 | -23108009.1167 | 8324983.8437 | 13588837.9831 | -6038091.8586 | -873248.5632 | 75354094.6083 | 75354094.6083
[9 empty] | Incremental upgrades to increase transfer capacity |  |  |  | Grid connected battery systems | [28 empty] | Sensitivity | Option | Value
[8 empty] | Neutral + lower emissions | Option 1A | Option 1B | Option 1C | Option 1D | Option 5A | Option 5B | Slow change | 2019-20 | 2020-21 | 2021-22 | 2022-23 | 2023-24 | 2024-25 | 2025-26 | 2026-27 | 2027-28 | 2028-29 | 2029-30 | 2030-31 | 2031-32 | 2032-33 | 2033-34 | 2034-35 | 2035-36 | 2036-37 | 2037-38 | 2038-39 | 2039-40 | 2040-41 | 2041-42 | 2042-43 | 2043-44 | 2044-45 | High discount rate | Option 1A | 115564660.5329
[8 empty] | Transmission capex | -138464937.184 | -25715467.4793 | -112749469.7047 | -35831399.2706 | -79988839.4831 | -332809646.3724 | Avoided unserved energy | 0 | -21.3027 | -13.0293 | 3125290.0567 | -1005071.5404 | 1412325.6975 | 2342726.6375 | 1137877.3685 | 1399815.28 | -10685721.5907 | -307227.5532 | 7.3535 | 742435.9016 | -1418215.7111 | 489221.2789 | -260310.022 | 6783508.1192 | 82631.6431 | 6347831.2078 | 2138553.9297 | -25027.957 | -108210.1773 | -176709.7741 | 3583062.8978 | 765839.2058 | 765839.2058 |  | Option 1B | 97317803.8273
[8 empty] | Transmission opex | -22589879.6287 | -3708371.6783 | -18881507.9504 | -4981394.7917 | -8687143.2356 | -33513043.2653 | Avoided REZ transmission capex | 0 | 50.1924 | 1.7055 | 5.9082 | 1.9041 | 2.4817 | 3.6192 | 3.3895 | 2.529 | 14.6238 | 20.055 | 1.2535 | 0.7247 | 6.7278 | 7.2328 | 1.1278 | 39722425.8509 | -3098885.1589 | -10198947.7443 | 5096850.2494 | -4375931.5594 | -4702045.2391 | -2086999.6727 | 2.4644 | -2412626.7902 | -2412626.7902 |  | Option 1C | -18586425.1203
[8 empty] | Avoided unserved energy | 7299523.1041 | -11513849.5138 | 15291770.2826 | 4707762.1244 | 377667.1236 | 1888335.6179 | Avoided fuel costs | 0 | 6.3785 | -14277.7994 | 4136766.2429 | 3816533.4087 | 4371141.2164 | 3971259.0287 | 5000745.6731 | 5635142.3009 | 2581996.8372 | -1138612.9214 | -2048861.9608 | -1098481.6543 | 1983316.0367 | 6214221.4188 | 1640628.2097 | 1283993.155 | -8639750.1208 | 20874769.5241 | 7424414.2505 | 15067318.0705 | 9707590.2067 | 16554188.8152 | 15732574.4885 | 18780430.158 | 18780430.158 |  | Option 1D | 37920845.7629
[8 empty] | Avoided REZ transmission capex | 36018541.1345 | 33625787.7059 | -9779498.5142 | -5809946.4398 | 8290857.8904 | 41454289.4519 | Avoided voluntary load curtailment | 0 | 4.4538 | 4.6872 | -6771.6617 | 102057.5645 | -10732.1367 | 21248.3074 | -28539.3852 | 107817.2331 | -156173.0881 | -38198.6438 | 7.6964 | -11477.6286 | -183136.8846 | -43448.3956 | -40320.815 | 191232.0341 | -217415.9644 | 190779.4045 | 74370.8421 | 144094.4226 | -231254.6905 | -13488.5472 | 138154.0817 | -1283869.694 | -1283869.694 |  | Option 5A | -8967669.8391
[8 empty] | Avoided fuel costs | 65664487.2453 | 51017867.56 | 16361479.7505 | 13736378.2873 | 16034538.8678 | 80172694.3391 | Avoided generation/storage costs (excl. fuel costs) | 0 | 1797.3453 | 2574.9082 | 122345079.5967 | 519667.3008 | 27441874.5357 | -6888121.7868 | 355890.9425 | -9792889.669 | 138341699.2279 | 13014604.3492 | -1032999.4468 | -792196.4265 | -12475923.6525 | -9191783.4051 | -946955.0439 | 5936373.0418 | 109325081.4977 | -186479992.6887 | 29638430.5045 | -10271056.5791 | 29681362.5272 | -54603642.8376 | -12649274.2888 | 17184807.5137 | 17184807.5137 |  | Option 5B | 36815955.3109
[8 empty] | Avoided voluntary load curtailment | 29644042.4952 | 19474649.6046 | 6429592.8461 | 1527971.1168 | 6290359.4106 | 31451797.0532 | [27 empty] | Central discount rate | Option 1A | 172584370.9233
[8 empty] | Avoided generation/storage costs (excl. fuel costs) | 242983383.8573 | 137823185.3306 | 66166138.9686 | 44635169.8339 | 61498424.0797 | 307492120.3984 | Fast change | 2019-20 | 2020-21 | 2021-22 | 2022-23 | 2023-24 | 2024-25 | 2025-26 | 2026-27 | 2027-28 | 2028-29 | 2029-30 | 2030-31 | 2031-32 | 2032-33 | 2033-34 | 2034-35 | 2035-36 | 2036-37 | 2037-38 | 2038-39 | 2039-40 | 2040-41 | 2041-42 | 2042-43 | 2043-44 | 2044-45 |  | Option 1B | 146366898.934
[8 empty] | NPV | 220555161.0238 | 201003801.5297 | -37161494.3216 | 17984540.8602 | 3815864.6534 | 96136547.2228 | Avoided unserved energy | 0 | -0.23027 | -2923522.2401 | 1041112.6742 | -5767489.2035 | -14536424.4728 | 2.6526 | 2.809 | 9578.9469 | 3.1518 | -144390.6172 | 2783942.4561 | -240722.4927 | -2278992.5758 | -1410981.9049 | 37835.1468 | -8805307.2752 | 4.9829 | 5.2768 | -775487.0339 | -6200737.21 | -4409809.7583 | -27313332.1284 | -1037326.534 | 2508564.3113 | 2508564.3113 |  | Option 1C | -16878595.7018
[15 empty] | Avoided REZ transmission capex | 0 | 24.6493 | 0.93714 | -13710924.7662 | 22754234.5171 | 9814287.4372 | 30134248.943 | -955918.0132 | -10437009.7113 | 13987817.2336 | -9960360.2132 | 3358066.3954 | 8495664.088 | 11510409.5461 | -8704908.9033 | 32.087 | -11527433.5469 | -11673092.7973 | -4435511.2596 | -7468750.6199 | 15774311.1177 | 11378950.6246 | -13230612.2102 | 0 | 30263090.5156 | 30263090.5156 |  | Option 1D | 38272540.4295
[9 empty] | Incremental upgrades to increase transfer capacity |  |  |  | Grid connected battery systems |  | Avoided fuel costs | 0 | 9.6967 | -76702.5929 | 7981636.1791 | -2514013.393 | -4755971.48 | 117183.1413 | 1916067.2872 | -2379026.2963 | 2886929.2905 | 2475077.1172 | 7139360.7414 | 8628167.8645 | 5283680.9216 | 11525103.166 | -1981752.8313 | 1634668.7414 | 10961899.351 | 14444552.7585 | 18302124.4014 | 37145422.3986 | 39886703.5768 | 39932005.4845 | 21681627.1909 | 55219627.94 | 55219627.94 |  | Option 5A | -246299.5932
[8 empty] | Slow change | Option 1A | Option 1B | Option 1C | Option 1D | Option 5A | Option 5B | Avoided voluntary load curtailment | 0 | 2.2029 | 2.2701 | 3403.5193 | -31401.8467 | -126445.9083 | 2.9999 | -146280.6341 | -4145.8527 | 4723.536 | 2812.8669 | 462107.9168 | 769985.5585 | 247240.8111 | 363455.8647 | 211135.5681 | 252589.687 | 178093.6567 | -107165.372 | 74060.3526 | -1912107.7402 | -289932.5017 | -735410.1251 | -815669.3131 | -2816668.8724 | -2816668.8724 |  | Option 5B | 87076302.922
[8 empty] | Transmission capex | -138464937.184 | -25715467.4793 | -112749469.7047 | -35831399.2706 | -79988839.4831 | -332809646.3724 | Avoided generation/storage costs (excl. fuel costs) | 0 | 838.3853 | 33068021.0917 | 155991253.9648 | 177069264.1094 | -50123297.9534 | -62234486.7942 | -33441894.31 | 53928752.0886 | -65316424.0897 | -32735159.6099 | -87755397.9207 | 170114377.6631 | 30981252.5302 | -41296755.7805 | 84777710.2 | 160563356.6156 | -99343466.6646 | -15652538.6507 | -37578989.4094 | 158951888.0637 | 18002348.8242 | 136112918.9169 | -13322693.3644 | -28231737.2278 | -28231737.2278 | Low discount rate | Option 1A | 265084528.6651
[8 empty] | Transmission opex | -22589879.6287 | -3708371.6783 | -18881507.9504 | -4981394.7917 | -8687143.2356 | -33513043.2653 | [28 empty] | Option 1B | 228770500.8349
[8 empty] | Avoided unserved energy | 6242820.8903 | 1120445.0719 | 4284391.1723 | 1405.4086 | 3270922.5924 | 16354612.9621 | [28 empty] | Option 1C | -16838443.2676
[8 empty] | Avoided REZ transmission capex | 8579140.8015 | 2673578.879 | 786464.482 | 642443.4802 | 2263218.8874 | 11316094.4371 | Cumulative breakdown of gross market benefits, real | 2021-22: Option 1A |  | Option 1D | 35162987.3687
[8 empty] | Avoided fuel costs | 54169237.2916 | 88847527.0308 | -37791152.6798 | -25239334.7879 | 6204399.9139 | 31021999.5696 | Period | [27 empty] | Option 5A | 13564465.6085
[8 empty] | Avoided voluntary load curtailment | -338288.7989 | -413813.061 | 212444.3609 | -188924.2697 | -133999.8455 | -669999.2277 | [28 empty] | Option 5B | 164446836.715
[8 empty] | Avoided generation/storage costs (excl. fuel costs) | 171244375.9135 | -21510624.411 | 191859454.4482 | 139515493.2284 | 75912623.1637 | 379563115.8187 | Neutral | 2019-20 | 2020-21 | 2021-22 | 2022-23 | 2023-24 | 2024-25 | 2025-26 | 2026-27 | 2027-28 | 2028-29 | 2029-30 | 2030-31 | 2031-32 | 2032-33 | 2033-34 | 2034-35 | 2035-36 | 2036-37 | 2037-38 | 2038-39 | 2039-40 | 2040-41 | 2041-42 | 2042-43 | 2043-44 | 2044-45
[8 empty] | NPV | 78842469.2853 | 41293274.3521 | 27720624.1285 | 73918288.9973 | -1158818.0068 | 71263133.9221 | Avoided unserved energy | 0 | 0.37821 | -0.48158 | -523997.224 | 9589917.3265 | 14797290.0071 | 14797291.0383 | 14797292.1304 | 14797293.2902 | 11315816.4195 | 10770068.0146 | 11559444.1215 | 11345846.6034 | 11529676.0057 | 8457924.821 | 9466152.5942 | 11652893.7393 | 11652895.6699 | 11652897.7119 | 11652856.9749 | 19487413.3505 | 8388052.2741 | 5754436.8254 | 4858422.1322 | 1797748.9905 | -1262924.1512
[15 empty] | Avoided REZ transmission capex | 0 | 9.2285 | 9.9972 | 10.8099 | 12.4799 | 13.6462 | 14.8428 | 16.2106 | 18.3296 | 34700214.2895 | 34700218.3828 | 34700218.7492 | 38597847.2817 | 29039005.2568 | 37688577.562 | 37688577.562 | 72732207.9662 | 70014876.0015 | 70014876.3632 | 70014877.935 | 57018746.7908 | 52477842.1833 | 52477845.4441 | 65429302.2745 | 29179567.0666 | -7070168.1414
[9 empty] | Incremental upgrades to increase transfer capacity |  |  |  | Grid connected battery systems |  | Avoided fuel costs | 0 | -20.2645 | 37979.8239 | 5649098.3174 | 11913553.6555 | 18676263.0134 | 28829498.3342 | 36267259.7397 | 45129287.5843 | 40965836.4248 | 30031566.5493 | 16806829.024 | 7850639.1228 | 19925394.808 | 22003623.2389 | 3083613.7852 | -8684311.7831 | 9930424.498 | 23723605.6975 | 31129880.2256 | 43217829.4601 | 70174905.7923 | 82151494.2335 | 75921472.3212 | 128962830.8258 | 182004189.3304
[8 empty] | Fast change | Option 1A | Option 1B | Option 1C | Option 1D | Option 5A | Option 5B | Avoided voluntary load curtailment | 0 | 2.4566 | 5.0806 | 153305.0725 | 323955.2644 | 355871.3996 | 355874.758 | 358736.6295 | 360273.4568 | 405316.4461 | 412161.6989 | 398196.1061 | 413831.4503 | 1180839.3995 | 1591146.3208 | 2633250.6748 | 4665602.0655 | 4665602.0991 | 4615428.5867 | 4264356.7922 | 9807380.8227 | 6640987.8287 | 9878947.6447 | 10230647.9685 | 10142268.5036 | 10053889.0388
[8 empty] | Transmission capex | -138464937.184 | -25715467.4793 | -112749469.7047 | -35831399.2706 | -79988839.4831 | -332809646.3724 | Avoided generation/storage costs (excl. fuel costs) | 0 | 292.3012 | 9321.1333 | 169393110.1654 | 151294366.7636 | 150908949.0283 | 152679298.2667 | 157298251.9743 | 162307633.1456 | 382540553.8535 | 449919932.9206 | 449151773.5839 | 504877512.396 | 257691183.5744 | 383576679.4553 | 585392470.9193 | 645615077.3779 | 341632159.7369 | 331673344.1206 | 327661353.3434 | 430542881.2439 | 348894633.3442 | 418798067.0603 | 443081363.1929 | 398528702.0836 | 353976040.9744
[8 empty] | Transmission opex | -22589879.6287 | -3708371.6783 | -18881507.9504 | -4981394.7917 | -8687143.2356 | -33513043.2653
[8 empty] | Avoided unserved energy | -32097904.8579 | -19317267.0509 | -8714083.7459 | -6694322.1261 | -3906421.8926 | -19532109.4628 | Neutral + lower emissions | 2019-20 | 2020-21 | 2021-22 | 2022-23 | 2023-24 | 2024-25 | 2025-26 | 2026-27 | 2027-28 | 2028-29 | 2029-30 | 2030-31 | 2031-32 | 2032-33 | 2033-34 | 2034-35 | 2035-36 | 2036-37 | 2037-38 | 2038-39 | 2039-40 | 2040-41 | 2041-42 | 2042-43 | 2043-44 | 2044-45
[8 empty] | Avoided REZ transmission capex | 36373139.6178 | 32026352.3907 | -8378126.5355 | -4401737.413 | 8797860.0651 | 43989300.3256 | Avoided unserved energy | 0 | 0.037367 | 0.072531 | -3326346.1852 | -2631681.1124 | 3957964.8623 | 3957964.9121 | 3957964.9648 | 3957965.0208 | 4471926.1274 | 2195117.4061 | 2138540.2772 | 2138540.3476 | 36652.6949 | -2135364.027 | -2547187.8262 | -3174113.2516 | -3174113.1585 | -3174113.0601 | -3217061.9788 | 19757641.7123 | 19757641.8291 | 21295623.4209 | 21240898.1938 | 22413981.1033 | 23587064.0128
[8 empty] | Avoided fuel costs | 105614731.895 | 109114434.4189 | -12150259.7518 | -4942872.4787 | 25266112.7267 | 126330563.6333 | Avoided REZ transmission capex | 0 | 0.45408 | 0.48374 | 13938299.8647 | 13938299.8421 | 1977328.3687 | 20197515.9875 | 20197516.0115 | 48646525.3737 | 43997249.52 | 39509124.2544 | 34906156.1623 | 31743161.1843 | 51023605.6708 | 47230119.9757 | 47230119.963 | 65584938.5404 | 47897175.8515 | 42877105.8892 | 31524536.4189 | 54660020.2307 | 51646965.1299 | 58058255.173 | 58058255.1537 | 61759362.6629 | 65460470.172
[8 empty] | Avoided voluntary load curtailment | -987318.5015 | 1339617.0375 | -1879826.9546 | 340719.7626 | -191374.8797 | -956874.3986 | Avoided fuel costs | 0 | -211.6833 | -87146.8186 | 660561.2099 | 2809095.6433 | 3634510.2514 | 3399225.9705 | 3787821.5027 | 6193724.6058 | 9232294.0379 | 10563738.2492 | 13863710.6765 | 22552826.251 | 31416720.7456 | 46668709.0823 | 43429119.5339 | 49565066.7337 | 51562747.0216 | 60823366.4673 | 67695367.2118 | 84777353.7156 | 99090288.7671 | 120354091.4846 | 140818468.8642 | 169562541.6255 | 198306614.3868
[8 empty] | Avoided generation/storage costs (excl. fuel costs) | 341946353.0835 | 160631795.2297 | 143062295.1678 | 82307091.9987 | 76507387.8845 | 382536939.4226 | Avoided voluntary load curtailment | 0 | 0.12117 | 0.24504 | 318789.7727 | -20137.7311 | -105419.5613 | -105419.3918 | -105419.2148 | -105419.0177 | -158383.2517 | -171757.999 | -156526.8186 | -120797.1759 | -243673.683 | 761160.9621 | 2505656.2192 | 7570978.4068 | 7570978.7477 | 7570979.1172 | 7623824.8116 | 15468884.7927 | 16924328.1877 | 32399654.0121 | 37573088.4253 | 64886655.2872 | 92200222.149
[8 empty] | NPV | 289794184.4242 | 254371092.8683 | -19690979.475 | 25796085.6812 | 17797581.1853 | 166045129.8824 | Avoided generation/storage costs (excl. fuel costs) | 0 | 24.4552 | 5597.4532 | 235130656.407 | 209941805.7858 | 179861459.3474 | 164259183.219 | 177615167.8953 | 207925918.7127 | 232041158.4692 | 261256428.9312 | 201398586.3329 | 163934407.5492 | 218749076.8126 | 186392497.9827 | 288310054.4972 | 402909766.7144 | 407942167.7433 | 338310719.8435 | 315202710.7268 | 323527694.5706 | 337116532.5536 | 331078440.695 | 330205192.1319 | 405559286.7401 | 480913381.3484
[15 empty] | Slow change | 2019-20 | 2020-21 | 2021-22 | 2022-23 | 2023-24 | 2024-25 | 2025-26 | 2026-27 | 2027-28 | 2028-29 | 2029-30 | 2030-31 | 2031-32 | 2032-33 | 2033-34 | 2034-35 | 2035-36 | 2036-37 | 2037-38 | 2038-39 | 2039-40 | 2040-41 | 2041-42 | 2042-43 | 2043-44 | 2044-45
[15 empty] | Avoided unserved energy | 0 | -21.3027 | -34.3321 | 3125255.7246 | 2120184.1842 | 3532509.8817 | 5875236.5192 | 7013113.8877 | 8412929.1677 | -2272792.423 | -2580019.9762 | -2580012.6227 | -1837576.7211 | -3255792.4322 | -2766571.1533 | -3026881.1754 | 3756626.9439 | 3839258.587 | 10187089.7948 | 12325643.7244 | 12300615.7674 | 12192405.5901 | 12015695.816 | 15598758.7138 | 16364597.9196 | 17130437.1255
[15 empty] | Avoided REZ transmission capex | 0 | 50.1924 | 51.898 | 57.8062 | 59.7103 | 62.192 | 65.8113 | 69.2007 | 71.7298 | 86.3536 | 106.4086 | 107.6621 | 108.3868 | 115.1146 | 122.3474 | 123.4752 | 39722549.326 | 36623664.1672 | 26424716.4229 | 31521566.6723 | 27145635.1128 | 22443589.8737 | 20356590.201 | 20356592.6654 | 17943965.8752 | 15531339.085
[15 empty] | Avoided fuel costs | 0 | 6.3785 | -14271.4209 | 4122494.8221 | 7939028.2307 | 12310169.4472 | 16281428.4758 | 21282174.1489 | 26917316.4498 | 29499313.287 | 28360700.3656 | 26311838.4049 | 25213356.7506 | 27196672.7873 | 33410894.2061 | 35051522.4158 | 36335515.5708 | 27695765.45 | 48570534.9741 | 55994949.2246 | 71062267.2951 | 80769857.5019 | 97324046.3171 | 113056620.8055 | 131837050.9636 | 150617481.1216
[15 empty] | Avoided voluntary load curtailment | 0 | 4.4538 | 9.141 | -6762.5208 | 95295.0437 | 84562.9069 | 105811.2144 | 77271.8292 | 185089.0623 | 28915.9742 | -9282.6696 | -9274.9732 | -20752.6018 | -203889.4864 | -247337.882 | -287658.697 | -96426.6629 | -313842.6272 | -123063.2227 | -48692.3806 | 95402.042 | -135852.6485 | -149341.1957 | -11187.114 | -1295056.808 | -2578926.502
[15 empty] | Avoided generation/storage costs (excl. fuel costs) | 0 | 1797.3453 | 4372.2534 | 122349451.8501 | 122869119.1509 | 150310993.6866 | 143422871.8998 | 143778762.8423 | 133985873.1733 | 272327572.4012 | 285342176.7505 | 284309177.3036 | 283516980.8772 | 271041057.2247 | 261849273.8196 | 260902318.7757 | 266838691.8175 | 376163773.3152 | 189683780.6265 | 219322211.1309 | 209051154.5518 | 238732517.079 | 184128874.2414 | 171479599.9525 | 188664407.4662 | 205849214.9799
[15 empty] | Fast change | 2019-20 | 2020-21 | 2021-22 | 2022-23 | 2023-24 | 2024-25 | 2025-26 | 2026-27 | 2027-28 | 2028-29 | 2029-30 | 2030-31 | 2031-32 | 2032-33 | 2033-34 | 2034-35 | 2035-36 | 2036-37 | 2037-38 | 2038-39 | 2039-40 | 2040-41 | 2041-42 | 2042-43 | 2043-44 | 2044-45
[15 empty] | Avoided unserved energy | 0 | -0.23027 | -2923522.4704 | -1882409.7962 | -7649898.9997 | -22186323.4726 | -22186320.8199 | -22186318.011 | -22176739.0641 | -22176735.9123 | -22321126.5295 | -19537184.0734 | -19777906.5661 | -22056899.1419 | -23467881.0468 | -23430045.9 | -32235353.1752 | -32235348.1923 | -32235342.9154 | -33010829.9493 | -39211567.1594 | -43621376.9177 | -70934709.0461 | -71972035.5801 | -69463471.2688 | -66954906.9575
[15 empty] | Avoided REZ transmission capex | 0 | 24.6493 | 25.5865 | -13710899.1798 | 9043335.3373 | 18857622.7745 | 48991871.7175 | 48035953.7043 | 37598943.993 | 51586761.2266 | 41626401.0134 | 44984467.4088 | 53480131.4968 | 64990541.0429 | 56285632.1396 | 56285664.2266 | 44758230.6797 | 33085137.8825 | 28649626.6228 | 21180876.0029 | 36955187.1206 | 48334137.7452 | 35103525.535 | 35103525.535 | 65366616.0506 | 95629706.5662
[15 empty] | Avoided fuel costs | 0 | 9.6967 | -76692.8961 | 7904943.283 | 5390929.8899 | 634958.4099 | 752141.5512 | 2668208.8384 | 289182.5422 | 3176111.8326 | 5651188.9498 | 12790549.6912 | 21418717.5557 | 26702398.4773 | 38227501.6433 | 36245748.8121 | 37880417.5535 | 48842316.9044 | 63286869.663 | 81588994.0644 | 118734416.4629 | 158621120.0397 | 198553125.5243 | 220234752.7152 | 275454380.6553 | 330674008.5953
[15 empty] | Avoided voluntary load curtailment | 0 | 2.2029 | 4.4729 | 3407.9923 | -27993.8544 | -154439.7627 | -154436.7628 | -300717.3969 | -304863.2495 | -300139.7135 | -297326.8466 | 164781.0702 | 934766.6286 | 1182007.4397 | 1545463.3044 | 1756598.8725 | 2009188.5596 | 2187282.2163 | 2080116.8443 | 2154177.1969 | 242069.4567 | -47863.045 | -783273.1701 | -1598942.4832 | -4415611.3556 | -7232280.228
[15 empty] | Avoided generation/storage costs (excl. fuel costs) | 0 | 838.3853 | 33068859.4769 | 189060113.4418 | 366129377.5512 | 316006079.5978 | 253771592.8036 | 220329698.4936 | 274258450.5822 | 208942026.4926 | 176206866.8826 | 88451468.962 | 258565846.6251 | 289547099.1553 | 248250343.3748 | 333028053.5748 | 493591410.1905 | 394247943.5259 | 378595404.8752 | 341016415.4659 | 499968303.5295 | 517970652.3537 | 654083571.2706 | 640760877.9063 | 612529140.6785 | 584297403.4507
2019
[15 empty] | Cumulative breakdown of gross market benefits, PV | 2021-22: Option 1A
[15 empty] | Period | 1 | 0.94429 | 0.89168 | 0.842 | 0.79509 | 0.75079 | 0.70896 | 0.66947 | 0.63217 | 0.59695 | 0.56369 | 0.53229 | 0.50263 | 0.47463 | 0.44818 | 0.42321 | 0.39964 | 0.37737 | 0.35635 | 0.33649 | 0.31775 | 0.30004 | 0.28333 | 0.26754 | 0.25264 | 0.23856
[15 empty] | Neutral | 2019-20 | 2020-21 | 2021-22 | 2022-23 | 2023-24 | 2024-25 | 2025-26 | 2026-27 | 2027-28 | 2028-29 | 2029-30 | 2030-31 | 2031-32 | 2032-33 | 2033-34 | 2034-35 | 2035-36 | 2036-37 | 2037-38 | 2038-39 | 2039-40 | 2040-41 | 2041-42 | 2042-43 | 2043-44 | 2044-45
[15 empty] | Avoided unserved energy | 0 | 0.35714 | -0.40952 | -441205.6953 | 7600264.1858 | 11509923.0044 | 11509923.7355 | 11509924.4666 | 11509925.1998 | 9431665.2265 | 9124032.2596 | 9544205.5249 | 9436844.9865 | 9524095.3999 | 8147385.0007 | 8574081.6721 | 9447982.2265 | 9447982.955 | 9447983.6827 | 9447969.975 | 11937372.9707 | 8607077.1104 | 7860901.1749 | 7621179.0885 | 6847939.8047 | 6117779.9521
[15 empty] | Avoided REZ transmission capex | 0 | 8.7144 | 9.3998 | 10.0841 | 11.4119 | 12.2875 | 13.1358 | 14.0516 | 15.3911 | 20714221.1745 | 20714223.4818 | 20714223.6769 | 22673289.0325 | 18136403.6997 | 22013005.4898 | 22013005.4898 | 36017702.8941 | 34992260.2461 | 34992260.375 | 34992260.9039 | 30862785.5065 | 29500314.6658 | 29500315.5897 | 32965381.8186 | 23807357.4256 | 15159553.4662
[15 empty] | Avoided fuel costs | 0 | -19.1355 | 33864.7095 | 4758426.7876 | 9739231.0717 | 14816625.7389 | 22014904.999 | 26994230.5527 | 32596518.5309 | 30111155.5034 | 23947615.9447 | 16908283.1101 | 12406632.63 | 18137638.7312 | 19069067.9131 | 11061844.4753 | 6358957.3954 | 13383621.5555 | 18298775.8955 | 20790939.584 | 24631843.3434 | 32720150.3275 | 36113448.3462 | 34446652.1845 | 47846861.9304 | 60500506.6386
[15 empty] | Avoided voluntary load curtailment | 0 | 2.3197 | 4.6595 | 129083.261 | 264765.481 | 288727.891 | 288730.272 | 290646.1966 | 291617.7292 | 318506.0428 | 322364.6439 | 314930.9648 | 322789.7591 | 686832.5068 | 870725.593 | 1311759.3265 | 2123960.172 | 2123960.1848 | 2106081.0201 | 1987947.6219 | 3749224.1978 | 2799167.2163 | 3716570.5889 | 3810665.4024 | 3788337.4794 | 3767253.5106
[15 empty] | Avoided generation/storage costs (excl. fuel costs) | 0 | 276.0162 | 8326.8277 | 142629486.4463 | 128239360.9193 | 127949991.9918 | 129205106.0321 | 132297336.7416 | 135464105.8385 | 266931664.2662 | 304912752.4456 | 304503872.5544 | 332513305.3201 | 215191978.4498 | 271611870.8391 | 357023251.815 | 381090375.3014 | 266375996.6183 | 262827205.7274 | 261477196.6647 | 294167443.7545 | 269669383.0007 | 289474954.8704 | 295971770.6693 | 284716119.9764 | 274087554.6384
[15 empty] | Neutral + lower emissions | 2019-20 | 2020-21 | 2021-22 | 2022-23 | 2023-24 | 2024-25 | 2025-26 | 2026-27 | 2027-28 | 2028-29 | 2029-30 | 2030-31 | 2031-32 | 2032-33 | 2033-34 | 2034-35 | 2035-36 | 2036-37 | 2037-38 | 2038-39 | 2039-40 | 2040-41 | 2041-42 | 2042-43 | 2043-44 | 2044-45
[15 empty] | Avoided unserved energy | 0 | 0.035285 | 0.06664 | -2800783.6641 | -2248462.5789 | 2698997.3163 | 2698997.3516 | 2698997.3869 | 2698997.4223 | 3005805.3763 | 1722390.8657 | 1692275.694 | 1692275.7294 | 694662.9184 | -278800.6952 | -453090.5224 | -703632.5118 | -703632.4767 | -703632.4416 | -718084.4762 | 6582047.5864 | 6582047.6215 | 7017800.2495 | 7003158.9208 | 7299523.0691 | 7579375.9003
[15 empty] | Avoided REZ transmission capex | 0 | 0.42879 | 0.45523 | 11736049.2955 | 11736049.2775 | 2755835.9399 | 15673294.7111 | 15673294.7272 | 33657840.244 | 30882465.232 | 28352553.5019 | 25902461.4402 | 24312645.0096 | 33463666.1869 | 31763485.7714 | 31763485.766 | 39098732.6318 | 32423881.5484 | 30634996.2793 | 26814929.7535 | 34166149.1394 | 33262100.2613 | 35078595.6604 | 35078595.6552 | 36013632.357 | 36896575.4182
[15 empty] | Avoided fuel costs | 0 | -199.8898 | -77718.0424 | 551852.1584 | 2260129.883 | 2879845.3709 | 2713037.2644 | 2973188.6134 | 4494122.9038 | 6307990.2542 | 7058512.1601 | 8815038.8372 | 13182449.726 | 17389494.1379 | 24225194.5865 | 22854153.1278 | 25306298.7198 | 26060165.5976 | 29360156.6004 | 31672540.6011 | 37100282.3054 | 41394791.5139 | 47419413.6326 | 52894506.0397 | 60156322.3811 | 67013561.608
[15 empty] | Avoided voluntary load curtailment | 0 | 0.11442 | 0.22487 | 268421.0246 | -1056.7627 | -65085.7616 | -65085.6414 | -65085.5229 | -65085.3983 | -96702.2815 | -104241.494 | -96134.1612 | -78175.3679 | -136495.8863 | 313855.1422 | 1052150.9313 | 3076436.1916 | 3076436.3202 | 3076436.4519 | 3094218.6877 | 5586959.1675 | 6023656.1161 | 10408242.9887 | 11792357.0005 | 18692774.6214 | 25208749.7119
[15 empty] | Avoided generation/storage costs (excl. fuel costs) | 0 | 23.0928 | 4992.4128 | 197980304.8969 | 177952907.7306 | 155368794.9864 | 144307341.4579 | 153248714.0252 | 172410192.4016 | 186805731.8219 | 203274090.2272 | 171412642.9955 | 152582019.6761 | 178598546.4015 | 164096838.4573 | 207229832.087 | 253028006.3548 | 254927089.2434 | 230114153.8958 | 222338457.6242 | 224983692.2394 | 229060940.5215 | 227350182.4671 | 227116551.2899 | 246153783.771 | 264130396.1234
[15 empty] | Slow change | 2019-20 | 2020-21 | 2021-22 | 2022-23 | 2023-24 | 2024-25 | 2025-26 | 2026-27 | 2027-28 | 2028-29 | 2029-30 | 2030-31 | 2031-32 | 2032-33 | 2033-34 | 2034-35 | 2035-36 | 2036-37 | 2037-38 | 2038-39 | 2039-40 | 2040-41 | 2041-42 | 2042-43 | 2043-44 | 2044-45
[15 empty] | Avoided unserved energy | 0 | -20.1159 | -31.7339 | 2631462.6646 | 1832340.5759 | 2892704.7858 | 4553613.8491 | 5315383.6276 | 6200301.668 | -178516.3718 | -351697.4985 | -351693.5844 | 21477.035 | -651646.5548 | -432385.2991 | -542552.29 | 2168381.9783 | 2199564.7753 | 4461593.3573 | 5181202.9842 | 5173250.438 | 5140782.6317 | 5090715.8761 | 6049337.7829 | 6242817.1032 | 6425517.1224
[15 empty] | Avoided REZ transmission capex | 0 | 47.3961 | 48.9169 | 53.8916 | 55.4055 | 57.2688 | 59.8347 | 62.1038 | 63.7026 | 72.4323 | 83.7371 | 84.4043 | 84.7685 | 87.9617 | 91.2033 | 91.6806 | 15874604.3322 | 14705174.5222 | 11070813.3446 | 12785870.634 | 11395433.6251 | 9984613.517 | 9393308.9156 | 9393309.5749 | 8783790.7779 | 8208230.063
[15 empty] | Avoided fuel costs | 0 | 6.0231 | -12725.1773 | 3470432.2253 | 6504918.8529 | 9786740.964 | 12602221.0153 | 15950048.3198 | 19512403.4062 | 21053720.7486 | 20411895.9297 | 19321316.9109 | 18769186.985 | 19710522.4955 | 22495638.4556 | 23189976.1982 | 23703106.1279 | 20442713.8178 | 27881368.6529 | 30379636.2412 | 35167224.0693 | 38079927.5353 | 42770186.0662 | 46979319.7001 | 51723951.2543 | 56204245.4509
[15 empty] | Avoided voluntary load curtailment | 0 | 4.2056 | 8.3851 | -5693.3545 | 75451.5698 | 67393.957 | 82458.244 | 63352.1068 | 131510.6817 | 38283.4997 | 16751.3028 | 16755.3995 | 10986.398 | -75935.3278 | -95408.213 | -112472.5688 | -36049.3575 | -118095.8668 | -50112.2592 | -25086.9497 | 20698.5511 | -48688.0139 | -52509.6915 | -15547.5915 | -339900.5808 | -646182.9125
[15 empty] | Avoided generation/storage costs (excl. fuel costs) | 0 | 1697.2099 | 3993.199 | 103018556.9032 | 103431739.0521 | 124034905.6311 | 119151474.623 | 119389731.3736 | 113198982.5939 | 195781756.1764 | 203117959.6596 | 202568109.2818 | 202169927.5256 | 196248516.2412 | 192128903.994 | 191728138.8336 | 194100527.401 | 235356657.5014 | 168905131.0466 | 178878272.0648 | 175614679.6173 | 184520392.1238 | 169049673.2323 | 165665453.7015 | 170006971.9359 | 174106611.4397
[15 empty] | Fast change | 2019-20 | 2020-21 | 2021-22 | 2022-23 | 2023-24 | 2024-25 | 2025-26 | 2026-27 | 2027-28 | 2028-29 | 2029-30 | 2030-31 | 2031-32 | 2032-33 | 2033-34 | 2034-35 | 2035-36 | 2036-37 | 2037-38 | 2038-39 | 2039-40 | 2040-41 | 2041-42 | 2042-43 | 2043-44 | 2044-45
[15 empty] | Avoided unserved energy | 0 | -0.21745 | -2606840.8506 | -1730223.9221 | -6315895.5221 | -17229740.8751 | -17229738.9944 | -17229737.1139 | -17223681.6129 | -17223679.7314 | -17305071.2913 | -15823219.7609 | -15944214.1275 | -17025885.7321 | -17658265.5522 | -17642253.1673 | -21161171.2279 | -21161169.3475 | -21161167.4671 | -21422113.8606 | -23392376.508 | -24715513.1356 | -32454133.883 | -32731662.9045 | -32097906.7398 | -31499458.9923
[15 empty] | Avoided REZ transmission capex | 0 | 23.2761 | 24.1117 | -11544575.2905 | 6547083.5446 | 13915581.5917 | 35279682.0316 | 34639727.7858 | 28041787.1046 | 36391783.8876 | 30777227.5531 | 32564676.7931 | 36834853.1451 | 42298005.283 | 38396602.5031 | 38396616.0828 | 33789838.2801 | 29384750.001 | 27804170.2854 | 25290983.7942 | 30303216.2001 | 33717401.2057 | 29968803.6465 | 29968803.6465 | 37614380.0779 | 44833998.9932
[15 empty] | Avoided fuel costs | 0 | 9.1565 | -68384.8626 | 6652153.2363 | 4653286.9339 | 1082536.9649 | 1165615.6042 | 2448356.7794 | 944413.1388 | 2667759.2396 | 4062935.68 | 7863112.159 | 12199888.8953 | 14707666.9728 | 19873036.3099 | 19034329.6614 | 19687602.191 | 23824306.5919 | 28971575.025 | 35130122.0358 | 46932950.6022 | 58900713.6912 | 70214552.833 | 76015311.4002 | 89965832.6039 | 103139129.3024
[15 empty] | Avoided voluntary load curtailment | 0 | 2.0801 | 4.1043 | 2869.8678 | -22097.4189 | -117032.1184 | -117029.9916 | -214959.847 | -217580.7213 | -214761.0168 | -213175.4316 | 32797.8004 | 419815.7062 | 537162.8918 | 700058.0739 | 789413.72 | 890357.6603 | 957565.0657 | 919377.041 | 944297.8728 | 336732.2994 | 249739.8137 | 41377.8304 | -176848.4454 | -888443.2224 | -1560392.9646
[15 empty] | Avoided generation/storage costs (excl. fuel costs) | 0 | 791.6764 | 29486820.5005 | 160831464.8608 | 301617423.3627 | 263985203.4543 | 219863187.0333 | 197474988.5119 | 231567005.0125 | 192576509.0744 | 174124024.0422 | 127413119.3592 | 212917723.2498 | 227622264.8491 | 209113710.6996 | 244992871.8476 | 309159774.5825 | 271670417.8019 | 266092687.6056 | 253447599.6464 | 303954008.3499 | 309355503.747 | 347920049.9315 | 344355662.121 | 337223280.6924 | 330488265.1791

## R3 Charts
Neutral |  |  |  | Neutral + low emissions |  |  |  | Slow change |  |  |  | Fast change |  |  |  | Weighted scenario and summary |  | Sensitivities
Summary of the estimated net market benefits |  |  | FIGURE 6 | Summary of the estimated net market benefits |  |  | FIGURE 10 | Summary of the estimated net market benefits |  |  | FIGURE 13 | Summary of the estimated net market benefits |  |  | FIGURE 16 | Weighted scenario | FIGURE 19 | Capex sensitivity | FIGURE 22
Neutral |  |  | FIGURE 7 | Neutral + low emissions |  |  | FIGURE 11 | Slow change |  |  | FIGURE 14 | Fast change |  |  | FIGURE 17 | Scenario summary | FIGURE E.1
[18 empty] | Discount rate sensitivity | FIGURE 23
Neutral | Option 1A | Cumulative, PV | FIGURE 8 | Neutral + low emissions | Option 1A | Cumulative, PV | FIGURE 12 | Slow change | Option 1A | Cumulative, PV | FIGURE 15 | Fast change | Option 1A | Cumulative, PV | FIGURE 18

## I1 General Inputs
I1 General Inputs
Inputs and parameters for RIT-T assessment
General parameter and option inputs
General parameters
| Parameter |  | Unit | Value | Note
| First year of analysis |  | Year | 2020
| Base year for dollar inputs |  | Year | 2019
| Analysis period |  | Years | 26
Option descriptions
| Number | Option name |  | Included in assessment? | Short description
1 | 0 | Base case |  | Yes
1 | 1 | Option 1A |  | Yes | Uprate Liddell to Tamworth lines and install new dynamic reactive support at Tamworth and Dumaresq a
1 | 2 | Option 1B |  | Yes | Uprate Liddell to Tamworth lines only
1 | 3 | Option 1C |  | Yes | Install new dynamic reactive support at Tamworth and Dumaresq and shunt capacity banks
1 | 4 | Option 1D |  | Yes | Sapphire substation cut into line 8C and a mid-point switching station between Dumaresq and Bulli Cr
1 | 5 | Option 5A |  | Yes | Small BESS
1 | 6 | Option 5B |  | Yes | Large BESS
Sensitivity inputs
Discount rate sensitivities
Active | General parameters |  |  | Unit | Base | Low | High | User selection | Source
5.9% | Commercial discount rate |  |  | Percent | 5.9% | 2.85% | 8.95% | 5.9% | Base rate: ENA Handbook; Low rate: ElectraNet WACC; High rate: symmetrical increase.

## I2 CBA Inputs
I2 CBA Inputs
Inputs and parameters for RIT-T assessment
Sensitivity inputs
Cost sensitivities
Active | Cost |  |  | Unit | Base | Low | High | User selection | Source
100% | Capital cost |  |  | Percent | 100% | 75% | 125% | 100% | Powerlink and TransGrid estimates
100% | Operating and maintenance cost |  |  | Percent | 100% | 75% | 125% | 100% | Powerlink and TransGrid estimates
`
Cost inputs
| Capital cost | [6 empty] | [Do not insert or delete rows from this table]
Asset life | Number | Option name | Capex component | Amount | Start year | End year | Commission year | Asset life
50 | 0 | Base case
30 | 1 | Option 1A | Substation | 141600000 | 2022 | 2022 | 2022 | 40
15 | 1 | Option 1A | Lines | 33500000 | 2022 | 2022 | 2022 | 50
10 | 2 | Option 1B | Lines | 33500000 | 2022 | 2022 | 2022 | 50
5 | 3 | Option 1C | Substation | 141600000 | 2022 | 2022 | 2022 | 40
3 | 4 | Option 1D | Substation | 45000000 | 2022 | 2022 | 2022 | 40
| 5 | Option 5A | Battery | 59000000 | 2022 | 2022 | 2022 | 15
| 5 | Option 5A | Battery | 23600000 | 2037 | 2037 | 2037 | 15
| 5 | Option 5A | Connection assets | 27000000 | 2022 | 2022 | 2022 | 50
| 6 | Option 5B | Battery | 300000000 | 2022 | 2022 | 2022 | 15
| 6 | Option 5B | Battery | 120000000 | 2037 | 2037 | 2037 | 15
| 6 | Option 5B | Connection assets | 41000000 | 2022 | 2022 | 2022 | 50
Operating and maintenance cost
| Number | Option name |  | Unit | 2020 | 2021 | 2022 | 2023 | 2024 | 2025 | 2026 | 2027 | 2028 | 2029 | 2030 | 2031 | 2032 | 2033 | 2034 | 2035 | 2036 | 2037 | 2038 | 2039 | 2040 | 2041 | 2042 | 2043 | 2044 | 2045
| 0 | Base case |  | $ | 0 | 0 | 0 | 0 | 0 | 0 | 0 | 0 | 0 | 0 | 0 | 0 | 0 | 0 | 0 | 0 | 0 | 0 | 0 | 0 | 0 | 0 | 0 | 0 | 0 | 0
| 1 | Option 1A |  | $ | 0 | 0 | 0 | 1751000 | 1751000 | 1751000 | 1751000 | 1751000 | 1751000 | 1751000 | 1791000 | 1751000 | 1751000 | 1751000 | 1751000 | 1751000 | 1751000 | 10151000 | 1791000 | 1751000 | 1751000 | 1751000 | 1751000 | 1751000 | 1751000 | 1751000
| 2 | Option 1B |  | $ | 0 | 0 | 0 | 335000 | 335000 | 335000 | 335000 | 335000 | 335000 | 335000 | 335000 | 335000 | 335000 | 335000 | 335000 | 335000 | 335000 | 335000 | 335000 | 335000 | 335000 | 335000 | 335000 | 335000 | 335000 | 335000
| 3 | Option 1C |  | $ | 0 | 0 | 0 | 1416000 | 1416000 | 1416000 | 1416000 | 1416000 | 1416000 | 1416000 | 1456000 | 1416000 | 1416000 | 1416000 | 1416000 | 1416000 | 1416000 | 9816000 | 1456000 | 1416000 | 1416000 | 1416000 | 1416000 | 1416000 | 1416000 | 1416000
| 4 | Option 1D |  | $ | 0 | 0 | 0 | 450000 | 450000 | 450000 | 450000 | 450000 | 450000 | 450000 | 450000 | 450000 | 450000 | 450000 | 450000 | 450000 | 450000 | 450000 | 450000 | 450000 | 450000 | 450000 | 450000 | 450000 | 450000 | 450000
| 5 | Option 5A |  | $ | 0 | 0 | 0 | 860000 | 860000 | 860000 | 860000 | 860000 | 860000 | 860000 | 860000 | 860000 | 860000 | 860000 | 860000 | 860000 | 860000 | 860000 | 506000 | 506000 | 506000 | 506000 | 506000 | 506000 | 506000 | 506000
| 6 | Option 5B |  | $ | 0 | 0 | 0 | 3410000 | 3410000 | 3410000 | 3410000 | 3410000 | 3410000 | 3410000 | 3410000 | 3410000 | 3410000 | 3410000 | 3410000 | 3410000 | 3410000 | 3410000 | 1610000 | 1610000 | 1610000 | 1610000 | 1610000 | 1610000 | 1610000 | 1610000
Benefit inputs
| Involuntary load shedding |  |  | [NER, rule 5.16.1(c)(4)(iii)]
| Number | Option name | Neutral | Unit | 2020 | 2021 | 2022 | 2023 | 2024 | 2025 | 2026 | 2027 | 2028 | 2029 | 2030 | 2031 | 2032 | 2033 | 2034 | 2035 | 2036 | 2037 | 2038 | 2039 | 2040 | 2041 | 2042 | 2043 | 2044 | 2045
| 0 | Base case |  | $ | 0 | 652995.0207 | 8755788.4589 | 90862357.1014 | 73661839.7757 | 149503826.3889 | 1.904 | 2.0163 | 2.1414 | 18148247.4092 | 55710688.6679 | 6779205.711 | 8764904.1517 | 9065212.0067 | 24590057.3753 | 1008229.2292 | 143667244.2464 | 3.5646 | 3.7702 | 4462152.5808 | 22298839.385 | 28803680.8942 | 49113813.1616 | 25060653.9121 | 130915542.7223 | 5.6093
| 1 | Option 1A |  | $ | 0 | 652994.6425 | 8755789.3187 | 91386353.8438 | 63547925.2252 | 144296453.7083 | 0.8728 | 0.92425 | 0.9816 | 21629724.2799 | 56256437.0728 | 5989829.604 | 8978501.6698 | 8881382.6044 | 27661808.56 | 1.456 | 141480503.1014 | 1.634 | 1.7282 | 4462193.3178 | 14464283.0094 | 39903041.9706 | 51747428.6103 | 25956668.6053 | 133976215.864 | 2.5713
| 2 | Option 1B |  | $ | 0 | 652995.7164 | 8755787.607 | 90815113.645 | 65408133.7196 | 149984779.8822 | 3.6958 | 3.9136 | 4.1565 | 20818521.6584 | 55418018.5161 | 6459271.3921 | 8536425.5317 | 8584864.1072 | 29283007.4011 | 917893.9474 | 142294950.2284 | 6.919 | 7.318 | 4462185.379 | 23160622.9426 | 39525042.1454 | 58053381.562 | 30852888.4373 | 131498676.2083 | 10.8876
| 3 | Option 1C |  | $ | 0 | 652994.6633 | 8755789.4044 | 86528570.9354 | 73333729.9002 | 136745900.0101 | 0.99397 | 1.0526 | 1.1179 | 18634786.6306 | 49032351.6688 | 3936538.7233 | 8680607.9814 | 8922236.8656 | 22359475.4332 | 1.6586 | 143364843.0081 | 1.8608 | 1.9682 | 4462149.485 | 17094556.4244 | 28400883.0759 | 48633371.4929 | 24522097.7943 | 132471360.3622 | 2.9282
| 4 | Option 1D |  | $ | 0 | 652994.6136 | 8755789.2882 | 88024083.1241 | 77710983.6586 | 140877116.4591 | 0.82955 | 0.87846 | 0.93296 | 18634846.5676 | 49017274.79 | 4987522.0596 | 8637799.9013 | 8822449.5444 | 24455878.9476 | 1.3844 | 143318643.9605 | 1.553 | 1.6426 | 4462178.9255 | 22096522.5451 | 27271174.0449 | 48037718.3424 | 24592825.3863 | 130734320.6425 | 2.4438
| 5 | Option 5A |  | $ | 0 | 652995.0207 | 8755788.4589 | 90862357.1014 | 73661839.7757 | 149503826.3889 | 1.904 | 2.0163 | 2.1414 | 18148247.4092 | 55710688.6679 | 6779205.711 | 8764904.1517 | 9065212.0067 | 24590057.3753 | 1008229.2292 | 143667244.2464 | 3.5646 | 3.7702 | 4462152.5808 | 22298839.385 | 28803680.8942 | 49113813.1616 | 25060653.9121 | 130915542.7223 | 5.6093
| 6 | Option 5B |  | $ | 0 | 652994.8377 | 8755789.1654 | 90847627.243 | 69273077.243 | 148154916.6319 | 1.4051 | 1.4879 | 1.5802 | 19147726.8865 | 50161924.924 | 4628820.319 | 8403896.9086 | 8345594.6494 | 27578533.4025 | 2.3439 | 141907218.939 | 2.6304 | 2.7821 | 4462185.6084 | 18427269.2528 | 39898876.2383 | 50461598.0538 | 26417669.6341 | 132219246.2486 | 4.1395
| Number | Option name | Neutral + lower emissions | Unit | 2020 | 2021 | 2022 | 2023 | 2024 | 2025 | 2026 | 2027 | 2028 | 2029 | 2030 | 2031 | 2032 | 2033 | 2034 | 2035 | 2036 | 2037 | 2038 | 2039 | 2040 | 2041 | 2042 | 2043 | 2044 | 2045
| 0 | Base case |  | $ | 0 | 1.0175 | 8503666.1166 | 27219175.8872 | 83312035.9174 | 113172941.5322 | 1.3558 | 1.4354 | 1.5251 | 513962.6592 | 14261655.449 | 18070794.7579 | 1.9167 | 58519602.8953 | 26424814.9364 | 1726263.3774 | 136525929.4952 | 2.5369 | 2.6837 | 2.839 | 53468809.7137 | 3.1867 | 66536894.2633 | 11288201.1302 | 6744787.9632 | 3.999
| 1 | Option 1A |  | $ | 0 | 0.9801 | 8503666.0814 | 30545522.1449 | 82617370.8447 | 106583295.5575 | 1.306 | 1.3826 | 1.4691 | 1.5525 | 16538464.1704 | 18127371.8867 | 1.8464 | 60621490.5479 | 28596831.6583 | 2138087.1766 | 137152854.9206 | 2.4438 | 2.5853 | 42951.7577 | 30494106.0226 | 3.0699 | 64998912.6715 | 11342926.3573 | 5571705.0537 | 3.8524
| 2 | Option 1B |  | $ | 0 | 2.1316 | 8503665.0471 | 33225676.5738 | 82188510.8949 | 112535417.1187 | 2.8406 | 3.0074 | 3.1953 | 935514.3152 | 16387985.3926 | 18860661.3876 | 4.016 | 64629020.3169 | 32968210.9688 | 2979984.425 | 136120964.6664 | 5.3148 | 5.6223 | 32855.5411 | 53297827.3598 | 6.6754 | 64559140.4553 | 11291219.479 | 8167272.1136 | 8.3707
| 3 | Option 1C |  | $ | 0 | 0.78395 | 8503665.8968 | 22605109.4699 | 83177456.1374 | 103104918.2775 | 1.0447 | 1.106 | 1.1752 | 3139813.0905 | 14793390.0334 | 19435421.8954 | 1.4769 | 56937723.4315 | 25181743.8497 | 1490352.7799 | 138638068.0691 | 1.9546 | 2.0677 | 2.1873 | 34759091.5872 | 2.455 | 67003491.9245 | 11314353.8749 | 6883773.6606 | 3.0787
| 4 | Option 1D |  | $ | 0 | 2.2129 | 8503665.1233 | 24063185.8452 | 84067845.7638 | 106160994.7572 | 2.9478 | 3.1207 | 3.3159 | 2769514.3211 | 14261657.2273 | 19282815.467 | 4.1675 | 57646768.2728 | 27053546.5632 | 2013707.1364 | 137780605.2841 | 5.5172 | 5.8369 | 6.1747 | 53586860.8042 | 6.9337 | 66770490.2491 | 11307936.4213 | 6831914.5134 | 8.7156
| 5 | Option 5A |  | $ | 0 | 1.0175 | 8503666.1166 | 27219175.8872 | 83312035.9174 | 113172941.5322 | 1.3558 | 1.4354 | 1.5251 | 513962.6592 | 14261655.449 | 18070794.7579 | 1.9167 | 58519602.8953 | 26424814.9364 | 1726263.3774 | 136525929.4952 | 2.5369 | 2.6837 | 2.839 | 53468809.7137 | 3.1867 | 66536894.2633 | 11288201.1302 | 6744787.9632 | 3.999
| 6 | Option 5B |  | $ | 0 | 2.3179 | 8503665.2224 | 30966087.4344 | 82310487.306 | 112144440.06 | 3.0885 | 3.2698 | 3.4742 | 1362136.8626 | 14276653.6713 | 16672505.4146 | 4.3665 | 59841945.462 | 30579036.6684 | 3135156.2529 | 137000074.7009 | 5.7796 | 6.1141 | 50487.2734 | 34482409.8775 | 7.2607 | 64616839.222 | 11355518.7713 | 6829609.7951 | 9.1101
| Number | Option name | Slow change | Unit | 2020 | 2021 | 2022 | 2023 | 2024 | 2025 | 2026 | 2027 | 2028 | 2029 | 2030 | 2031 | 2032 | 2033 | 2034 | 2035 | 2036 | 2037 | 2038 | 2039 | 2040 | 2041 | 2042 | 2043 | 2044 | 2045
| 0 | Base case |  | $ | 0 | 5698773.4041 | 12053465.8857 | 55204161.8139 | 16211473.9072 | 18884292.9214 | 23573611.5432 | 7125658.3501 | 10055645.4387 | 88169537.4978 | 7929071.6202 | 7.7648 | 45644232.1026 | 22993399.8016 | 34782610.1227 | 3197493.8131 | 41001277.1107 | 82632.2153 | 31612856.5642 | 9354187.859 | 2875069.5622 | 35905529.1125 | 10984501.7179 | 81520369.1731 | 48066964.1529 | 16.7627
| 1 | Option 1A |  | $ | 0 | 5698794.7068 | 12053478.915 | 52078871.7573 | 17216545.4476 | 17471967.224 | 21230884.9058 | 5987780.9816 | 8655830.1587 | 98855259.0885 | 8236299.1734 | 0.41133 | 44901796.201 | 24411615.5128 | 34293388.8439 | 3457803.8351 | 34217768.9915 | 0.57224 | 25265025.3564 | 7215633.9294 | 2900097.5192 | 36013739.2898 | 11161211.492 | 77937306.2753 | 47301124.9471 | 0.88802
| 2 | Option 1B |  | $ | 0 | 5698794.7124 | 12053478.9209 | 55204253.3536 | 16211469.51 | 18884292.0503 | 23419958.4104 | 7022346.08 | 9967125.2856 | 87526499.7811 | 7926979.8441 | 0.42251 | 45698654.6499 | 24072306.3456 | 36828522.3031 | 3832524.9267 | 36161066.9933 | 82624.4541 | 29086984.3528 | 9085568.0158 | 2791761.495 | 37583695.15 | 12932624.4803 | 80490079.1551 | 47848705.0862 | 0.91212
| 3 | Option 1C |  | $ | 0 | 5698793.8442 | 12053479.0605 | 51989552.6379 | 17157316.399 | 17471967.3968 | 21230885.0888 | 5987781.1753 | 8655830.3644 | 100490148.2121 | 8275322.0777 | 0.68463 | 44975925.883 | 23496853.3335 | 33952873.3771 | 3457804.1375 | 37026369.2539 | 0.95218 | 29598645.3543 | 6388791.1893 | 2179264.6871 | 35139136.8878 | 8982812.5579 | 80307100.546 | 46186846.7579 | 1.478
| 4 | Option 1D |  | $ | 0 | 5698794.7056 | 12053478.9137 | 54764705.4547 | 17186492.0039 | 18529874.1953 | 23097512.6559 | 7253474.8424 | 8980354.6633 | 93250132.6906 | 7399973.1199 | 0.40891 | 46696578.1965 | 22764672.7056 | 35011586.37 | 3457857.382 | 40444661.8271 | 82634.2812 | 28723740.0209 | 7494339.4824 | 3286174.0268 | 34545348.6792 | 9788163.5242 | 81652288.5487 | 47601245.3898 | 0.88276
| 5 | Option 5A |  | $ | 0 | 5698773.4041 | 12053465.8857 | 55204161.8139 | 16211473.9072 | 18884292.9214 | 23573611.5432 | 7125658.3501 | 10055645.4387 | 88169537.4978 | 7929071.6202 | 7.7648 | 45644232.1026 | 22993399.8016 | 34782610.1227 | 3197493.8131 | 41001277.1107 | 82632.2153 | 31612856.5642 | 9354187.859 | 2875069.5622 | 35905529.1125 | 10984501.7179 | 81520369.1731 | 48066964.1529 | 16.7627
| 6 | Option 5B |  | $ | 0 | 5698787.9152 | 12053474.8994 | 52030516.4766 | 14023328.5667 | 18294670.8261 | 21013664.1842 | 5699702.7918 | 9702364.4234 | 87677404.6733 | 7879979.4189 | 2.8145 | 45501987.9203 | 25371407.1055 | 37005552.2203 | 2624751.0547 | 28311693.7861 | 3.9169 | 23813931.563 | 6865259.3388 | 2802823.5463 | 34842151.8562 | 10757148.9147 | 79739970.4669 | 46503783.3801 | 6.0764
| Number | Option name | Fast change | Unit | 2020 | 2021 | 2022 | 2023 | 2024 | 2025 | 2026 | 2027 | 2028 | 2029 | 2030 | 2031 | 2032 | 2033 | 2034 | 2035 | 2036 | 2037 | 2038 | 2039 | 2040 | 2041 | 2042 | 2043 | 2044 | 2045
| 0 | Base case |  | $ | 0 | 24932666.6544 | 13824242.8199 | 22702540.2415 | 51511672.0299 | 62865715.6 | 3.9788 | 4.2133 | 12724124.1431 | 4.7274 | 5.0482 | 29232480.718 | 954870.3542 | 74152088.9051 | 41784346.6033 | 37837.3721 | 103306008.3523 | 7.4731 | 7.9138 | 23830991.3017 | 698249.239 | 4144111.9211 | 70115210.9837 | 29289697.6793 | 33363790.2728 | 11.828
| 1 | Option 1A |  | $ | 0 | 24932666.8847 | 16747765.06 | 21661427.5673 | 57279161.2334 | 77402140.0728 | 1.3261 | 1.4043 | 12714545.1962 | 1.5756 | 144395.6654 | 26448538.2619 | 1195592.8469 | 76431081.481 | 43195328.5082 | 2.2254 | 112111315.6275 | 2.4901 | 2.6369 | 24606478.3356 | 6898986.4491 | 8553921.6794 | 97428543.112 | 30327024.2133 | 30855225.9614 | 3.9392
| 2 | Option 1B |  | $ | 0 | 24932665.4968 | 13824243.7124 | 20327778.0167 | 52527159.9038 | 62518294.2506 | 5.2414 | 5.55 | 12433408.4601 | 6.2278 | 964525.3648 | 27175751 | 3572941.9101 | 78729739.3819 | 47030833.6187 | 1475402.2622 | 119224271.8357 | 9.8496 | 10.4314 | 24840704.2085 | 3952726.8103 | 6045699.3861 | 94919768.3114 | 29869859.4543 | 31652843.4041 | 15.6135
| 3 | Option 1C |  | $ | 0 | 24932666.7481 | 14981616.6062 | 21590989.4735 | 54092087.6429 | 69621534.087 | 1.1211 | 1.1872 | 14991006.9236 | 1.3321 | 1.4473 | 29449337.6304 | 133020.0284 | 72093529.4571 | 40608021.1799 | 1.8775 | 103761942.7843 | 2.1066 | 2.2309 | 23753314.401 | 2414287.3652 | 6941235.5212 | 72314225.9007 | 29443932.9114 | 32073846.4106 | 3.3374
| 4 | Option 1D |  | $ | 0 | 24932666.4285 | 13824242.5808 | 21567668.007 | 54282778.469 | 70153873.5833 | 3.64 | 3.8544 | 14957911.4018 | 4.3251 | 4.5999 | 29231034.4863 | 528893.2795 | 72329205.1262 | 40828665.3111 | 6.1025 | 103690862.2525 | 6.8388 | 7.2424 | 23784075.6815 | 501157.3353 | 4478939.7112 | 70472367.9936 | 29429527.9514 | 32463398.192 | 10.8345
| 5 | Option 5A |  | $ | 0 | 24932666.6544 | 13824242.8199 | 22702540.2415 | 51511672.0299 | 62865715.6 | 3.9788 | 4.2133 | 12724124.1431 | 4.7274 | 5.0482 | 29232480.718 | 954870.3542 | 74152088.9051 | 41784346.6033 | 37837.3721 | 103306008.3523 | 7.4731 | 7.9138 | 23830991.3017 | 698249.239 | 4144111.9211 | 70115210.9837 | 29289697.6793 | 33363790.2728 | 11.828
| 6 | Option 5B |  | $ | 0 | 24932665.2325 | 14287662.8913 | 21905823.8027 | 53572739.0854 | 69604641.0066 | 1.8472 | 1.956 | 12256217.4762 | 2.1949 | 2.342 | 25520832.3065 | 1400904.1657 | 76502243.85 | 41936210.2014 | 556691.5017 | 111464429.4403 | 3.4715 | 3.6765 | 24886880.4086 | 4887526.0175 | 8394050.1129 | 99727515.644 | 29986084.4185 | 29157506.8901 | 5.5021
| Difference in timing of unrelated expenditure |  |  | [NER, rule 5.16.1(c)(4)(v)]
| Number | Option name | Neutral | Unit | 2020 | 2021 | 2022 | 2023 | 2024 | 2025 | 2026 | 2027 | 2028 | 2029 | 2030 | 2031 | 2032 | 2033 | 2034 | 2035 | 2036 | 2037 | 2038 | 2039 | 2040 | 2041 | 2042 | 2043 | 2044 | 2045
| 0 | Base case |  | $ | 0 | 17.0359 | 1.412 | 1.4511 | 2.9613 | 2.1478 | 2.2494 | 2.2996 | 3.847 | 154017372.8185 | 7.6251 | 0.7115 | 757585892.7721 | 216124676.7049 | 143458011.2635 | 0 | 1336570765.6476 | 7194146.8475 | 0.69571 | 2.7904 | 235022415.1017 | 1.5198 | 6.77 | 50970164.0116 | 172017807.6378 | 9705671.2864
| 1 | Option 1A |  | $ | 0 | 7.8073 | 0.64322 | 0.63841 | 1.2913 | 0.98155 | 1.0529 | 0.93173 | 1.7281 | 119317176.8586 | 3.5318 | 0.34506 | 753688264.2397 | 225683518.7298 | 134808438.9583 | 0 | 1301527135.2434 | 9911478.8122 | 0.33398 | 1.2186 | 248018546.2459 | 4540906.1273 | 3.5092 | 38018707.1811 | 208267542.8457 | 8724876.2617
| 2 | Option 1B |  | $ | 0 | 33.0563 | 2.9221 | 2.6978 | 5.7817 | 4.1681 | 4.3939 | 3.9877 | 7.5456 | 132468955.001 | 14.9263 | 1.3816 | 750814819.0015 | 212907299.0233 | 125657717.7726 | 0.0254 | 1325918071.8453 | 24196427.5489 | 1.441 | 5.2598 | 237608828.4848 | 10116680.5042 | 12.8737 | 50080804.7649 | 178605710.9597 | 9528873.4653
| 3 | Option 1C |  | $ | 0 | 8.8934 | 0.73798 | 0.80805 | 1.4083 | 1.1215 | 1.1649 | 1.1747 | 1.9647 | 157230405.0553 | 3.9983 | 0.34196 | 738509158.7653 | 224733775.9144 | 149235198.4601 | 0 | 1337691748.6645 | 9289833.2283 | 0.33762 | 1.4534 | 234354277.0497 | 0.80594 | 4.0769 | 44377583.7726 | 185136957.9271 | 8770632.9722
| 4 | Option 1D |  | $ | 0 | 7.4219 | 0.53138 | 0.55938 | 1.1486 | 0.93575 | 0.97349 | 0.98729 | 1.6455 | 157233697.2032 | 3.3178 | 0.2726 | 746566232.623 | 213683833.2128 | 144728346.2311 | 0 | 1343691136.948 | 8971433.0861 | 0.27997 | 1.2258 | 233444068.7052 | 0.65743 | 3.0924 | 51845063.3876 | 180171213.7841 | 9124630.0661
| 5 | Option 5A |  | $ | 0 | 17.0359 | 1.412 | 1.4511 | 2.9613 | 2.1478 | 2.2494 | 2.2996 | 3.847 | 154017372.8185 | 7.6251 | 0.7115 | 757585892.7721 | 216124676.7049 | 143458011.2635 | 0 | 1336570765.6476 | 7194146.8475 | 0.69571 | 2.7904 | 235022415.1017 | 1.5198 | 6.77 | 50970164.0116 | 172017807.6378 | 9705671.2864
| 6 | Option 5B |  | $ | 0 | 12.5633 | 1.0307 | 0.99176 | 1.9307 | 1.5783 | 1.6774 | 1.4226 | 2.74 | 120978022.9449 | 5.5974 | 0.58036 | 733186156.8382 | 228765547.3997 | 138589871.3424 | 0 | 1298532491.841 | 11400860.8775 | 0.51856 | 2.3349 | 247537756.6804 | 1.1884 | 6.0749 | 49683658.2565 | 212489427.8181 | 8924785.4675
| Number | Option name | Neutral + lower emissions | Unit | 2020 | 2021 | 2022 | 2023 | 2024 | 2025 | 2026 | 2027 | 2028 | 2029 | 2030 | 2031 | 2032 | 2033 | 2034 | 2035 | 2036 | 2037 | 2038 | 2039 | 2040 | 2041 | 2042 | 2043 | 2044 | 2045
| 0 | Base case |  | $ | 0 | 12.1749 | 0.75455 | 34800996.0322 | 0.92229 | 208207485.9029 | 58232059.012 | 0.40553 | 233032298.2673 | 402945213.2091 | 207418394.8327 | 83046745.9578 | 475977123.2249 | 181220367.9447 | 268769169.9586 | 0.45504 | 863284425.0963 | 61407019.2208 | 116877034.2288 | 28391076.9626 | 416075801.5276 | 510666914.0823 | 331143247.5994 | 0 | 673638773.7097 | 105259097.5073
| 1 | Option 1A |  | $ | 0 | 11.7209 | 0.7249 | 20862696.6512 | 0.94493 | 220168457.3764 | 40011871.3931 | 0.38159 | 204583288.9051 | 407594489.0628 | 211906520.0982 | 87649714.0499 | 479140118.2028 | 161939923.4582 | 272562655.6536 | 0.46783 | 844929606.5189 | 79094781.9097 | 121897104.1911 | 39743646.4329 | 392940317.7158 | 513679969.1831 | 324731957.5562 | 0.01926 | 669937666.2005 | 105238520.9672
| 2 | Option 1B |  | $ | 0 | 25.5398 | 1.7709 | 6855819.702 | 69292.4289 | 226315848.6572 | 35029730.6086 | 0.85894 | 207010205.9685 | 384142358.9205 | 252843383.7093 | 81404447.1912 | 477702682.8635 | 175585456.1617 | 267325566.7306 | 0.8904 | 869763977.8647 | 61995062.971 | 117963997.1491 | 32582809.6639 | 407344415.9995 | 509683848.4829 | 317206181.1049 | 0.014034 | 672889370.74 | 108187112.0677
| 3 | Option 1C |  | $ | 0 | 9.3932 | 0.57776 | 62093468.6927 | 0.82362 | 200655225.3015 | 57048163.9978 | 0.30254 | 219752039.1542 | 407377829.4931 | 218345032.049 | 81099347.31 | 478667122.3188 | 172850690.6448 | 272201050.8302 | 0.39649 | 845988998.9503 | 68898567.1202 | 120098136.8356 | 24885613.6158 | 410718720.5975 | 509985674.6464 | 337900770.5822 | 0 | 670353388.4311 | 105075595.6555
| 4 | Option 1D |  | $ | 0 | 26.393 | 1.8399 | 56701702.6591 | 1255278.4749 | 195812567.2842 | 58925672.7656 | 0.96239 | 224583491.7543 | 405313964.7561 | 215078704.9836 | 82569037.6144 | 476434219.4796 | 173932629.6078 | 268299474.4798 | 1.0225 | 854325550.3492 | 66981639.6425 | 120552083.8293 | 23879510.3007 | 418154980.5333 | 507906061.7091 | 334422509.1106 | 0.052821 | 672163622.647 | 104358494.5307
| 5 | Option 5A |  | $ | 0 | 12.1749 | 0.75455 | 34800996.0322 | 0.92229 | 208207485.9029 | 58232059.012 | 0.40553 | 233032298.2673 | 402945213.2091 | 207418394.8327 | 83046745.9578 | 475977123.2249 | 181220367.9447 | 268769169.9586 | 0.45504 | 863284425.0963 | 61407019.2208 | 116877034.2288 | 28391076.9626 | 416075801.5276 | 510666914.0823 | 331143247.5994 | 0 | 673638773.7097 | 105259097.5073
| 6 | Option 5B |  | $ | 0 | 27.7241 | 1.9183 | 20968026.6468 | 2.1857 | 213447788.0877 | 36272896.1629 | 0.96516 | 200403205.8979 | 401461530.529 | 210887369.4468 | 89893631.8549 | 480143945.0843 | 172655091.1297 | 266966652.9467 | 0.92848 | 835306527.771 | 85056699.0385 | 122488902.0378 | 34111870.8143 | 403334414.6934 | 521560315.3694 | 326600222.5057 | 0.087624 | 675256569.6137 | 107390702.1612
| Number | Option name | Slow change | Unit | 2020 | 2021 | 2022 | 2023 | 2024 | 2025 | 2026 | 2027 | 2028 | 2029 | 2030 | 2031 | 2032 | 2033 | 2034 | 2035 | 2036 | 2037 | 2038 | 2039 | 2040 | 2041 | 2042 | 2043 | 2044 | 2045
| 0 | Base case |  | $ | 0 | 52.9998 | 1.7055 | 6.1591 | 1.9041 | 2.4817 | 3.661 | 3.4135 | 2.529 | 15.3553 | 21.1188 | 1.2535 | 0.7247 | 7.0719 | 7.6117 | 1.1855 | 191887551.3956 | 242767101.2348 | 16199742.8637 | 9260944.0546 | 131325693.4814 | 75548166.5693 | 60725414.6861 | 2.5882 | 69342064.49 | 260530.1365
| 1 | Option 1A |  | $ | 0 | 2.8074 | 0 | 0.25085 | 0 | 0 | 0.041781 | 0.02398 | 0 | 0.73142 | 1.0638 | 0 | 0 | 0.34411 | 0.37895 | 0.057651 | 152165125.5447 | 245865986.3937 | 26398690.608 | 4164093.8053 | 135701625.0409 | 80250211.8084 | 62812414.3588 | 0.12378 | 71754691.2802 | 1118378.8445
| 2 | Option 1B |  | $ | 0 | 2.8828 | 0 | 0.25832 | 0 | 0 | 0.042946 | 0.0248 | 0 | 0.76855 | 1.1101 | 0 | 0 | 0.35715 | 0.42469 | 0.033952 | 158915826.7123 | 243133182.6866 | 34572935.6009 | 9932580.5726 | 130153321.3555 | 75661412.3109 | 73966058.6423 | 0.12813 | 69321475.3458 | 1032349.115
| 3 | Option 1C |  | $ | 0 | 4.6722 | 0 | 0.4305 | 0 | 0.066144 | 0.32321 | 0.12048 | 0.030782 | 1.313 | 1.7705 | 0.10746 | 0 | 0.595 | 0.622 | 0.093532 | 192693802.2665 | 244007117.999 | 15161913.486 | 5250738.0252 | 135777119.328 | 77293475.8106 | 54502435.9108 | 0.20832 | 68979427.6171 | 509393.4537
| 4 | Option 1D |  | $ | 0 | 2.7911 | 0 | 0.25775 | 0 | 0 | 0.042032 | 0.023664 | 0 | 0.74404 | 1.0631 | 0 | 0 | 0.34589 | 0.39457 | 0.033444 | 189579850.1079 | 245037283.5112 | 15294079.291 | 6939358.0795 | 135431839.0507 | 77386725.6303 | 56514123.9912 | 0.12415 | 68454408.0877 | 630182.3783
| 5 | Option 5A |  | $ | 0 | 52.9998 | 1.7055 | 6.1591 | 1.9041 | 2.4817 | 3.661 | 3.4135 | 2.529 | 15.3553 | 21.1188 | 1.2535 | 0.7247 | 7.0719 | 7.6117 | 1.1855 | 191887551.3956 | 242767101.2348 | 16199742.8637 | 9260944.0546 | 131325693.4814 | 75548166.5693 | 60725414.6861 | 2.5882 | 69342064.49 | 260530.1365
| 6 | Option 5B |  | $ | 0 | 19.2111 | 0.51235 | 2.2053 | 0.66191 | 0.86385 | 1.3507 | 1.2428 | 0.90491 | 1.4651 | 11.2294 | 0.40617 | 0.27883 | 2.0576 | 2.5606 | 0.63434 | 142158957.4229 | 242995107.2845 | 36528377.7858 | 8665282.2498 | 136653529.8304 | 75044189.4056 | 59815225.6672 | 1.0232 | 69222614.362 | 990030.2961
| Number | Option name | Fast change | Unit | 2020 | 2021 | 2022 | 2023 | 2024 | 2025 | 2026 | 2027 | 2028 | 2029 | 2030 | 2031 | 2032 | 2033 | 2034 | 2035 | 2036 | 2037 | 2038 | 2039 | 2040 | 2041 | 2042 | 2043 | 2044 | 2045
| 0 | Base case |  | $ | 0 | 36.9866 | 1.222 | 77388557.3062 | 34807923.4317 | 332677419.0851 | 38912160.5409 | 138156099.4919 | 557620154.2357 | 458517178.6674 | 230960784.2863 | 350291428.7388 | 538516212.5356 | 377667115.152 | 25058653.2038 | 38.6102 | 1164811277.7477 | 528802117.727 | 226046776.7889 | 88414166.2375 | 740971916.467 | 727848348.8288 | 187749317.9281 | 0 | 713836238.2002 | 136834338.2215
| 1 | Option 1A |  | $ | 0 | 12.3373 | 0.2849 | 91099482.0724 | 12053688.9147 | 322863131.6478 | 8777911.5979 | 139112017.5051 | 568057163.947 | 444529361.4337 | 240921144.4995 | 346933362.3433 | 530020548.4476 | 366156705.6059 | 33763562.1071 | 6.5232 | 1176338711.2946 | 540475210.5242 | 230482288.0485 | 95882916.8574 | 725197605.3494 | 716469398.2042 | 200979930.1383 | 0 | 683573147.6845 | 142037351.4047
| 2 | Option 1B |  | $ | 0 | 48.5914 | 1.6087 | 76495582.7305 | 12.9736 | 353770730.7751 | 16276150.6487 | 138724757.7176 | 566085395.4672 | 439027917.3325 | 252270323.0328 | 351863885.51 | 522820395.1341 | 372516511.7611 | 37400001.0565 | 52.1683 | 1160293183.7768 | 542129597.5898 | 215634611.9774 | 95571167.697 | 739011141.2149 | 706721813.0442 | 200769184.9423 | 0 | 694172347.5449 | 140133253.179
| 3 | Option 1C |  | $ | 0 | 10.3954 | 0.21352 | 119131390.7639 | 7836462.9447 | 313576993.5076 | 44416537.7652 | 138100897.5218 | 554230688.3327 | 464575130.1493 | 226024937.0976 | 352257912.1677 | 553022101.6683 | 372604294.7637 | 18814993.8392 | 5.8411 | 1178613769.2199 | 527732586.5426 | 215954816.9442 | 89939352.2966 | 742074933.3936 | 733176379.4215 | 184169821.5025 | 0 | 714447537.9407 | 137688906.4967
| 4 | Option 1D |  | $ | 0 | 33.7969 | 1.0136 | 103477913.6111 | 20103082.0119 | 316432177.7065 | 44138653.6059 | 136899083.2037 | 559541271.7894 | 458401017.9816 | 226603317.0476 | 354426825.413 | 543970846.978 | 367304378.1553 | 24223405.794 | 30.6767 | 1183893658.6487 | 534281908.0413 | 214250451.0172 | 89965797.4299 | 742423463.1485 | 728009355.84 | 182615316.6191 | 0 | 713759288.9009 | 137137059.8839
| 5 | Option 5A |  | $ | 0 | 36.9866 | 1.222 | 77388557.3062 | 34807923.4317 | 332677419.0851 | 38912160.5409 | 138156099.4919 | 557620154.2357 | 458517178.6674 | 230960784.2863 | 350291428.7388 | 538516212.5356 | 377667115.152 | 25058653.2038 | 38.6102 | 1164811277.7477 | 528802117.727 | 226046776.7889 | 88414166.2375 | 740971916.467 | 727848348.8288 | 187749317.9281 | 0 | 713836238.2002 | 136834338.2215
| 6 | Option 5B |  | $ | 0 | 17.131 | 0.50064 | 79283795.3523 | 4662244.1436 | 338764417.7941 | 5352885.6199 | 138540707.8443 | 563842788.5235 | 436949839.057 | 233013377.3052 | 360707590.0401 | 526173730.4632 | 370346861.3776 | 37517042.932 | 13.4394 | 1196118311.46 | 529641103.7182 | 221450838.8833 | 93797034.1201 | 733863710.0435 | 717910273.4009 | 195159794.4345 | 0 | 690188004.1734 | 135978406.3332
| Fuel consumption from generation dispatch |  |  | [NER, rule 5.16.1(c)(4)(i)]
| Number | Option name | Neutral | Unit | 2020 | 2021 | 2022 | 2023 | 2024 | 2025 | 2026 | 2027 | 2028 | 2029 | 2030 | 2031 | 2032 | 2033 | 2034 | 2035 | 2036 | 2037 | 2038 | 2039 | 2040 | 2041 | 2042 | 2043 | 2044 | 2045
| 0 | Base case |  | $ | 0 | 2639147212.0936 | 2500912907.3342 | 2475464521.5918 | 2542892873.4946 | 2693047281.1818 | 2698371020.8305 | 2622865999.8174 | 2851536964.4273 | 2666381834.913 | 2507311436.9292 | 2487509443.5501 | 2294857644.4654 | 2438898622.3382 | 2407341377.0339 | 2149966382.3759 | 2297490234.759 | 2499884848.6302 | 2542059903.5336 | 2479856905.477 | 2390502866.5387 | 2462009883.8592 | 2558260192.3916 | 2143887960.7098 | 3272834026.7447 | 3170635070.1416
| 1 | Option 1A |  | $ | 0 | 2639147232.3581 | 2500874907.2459 | 2469853403.0983 | 2536628418.1566 | 2686284571.8239 | 2688217785.5096 | 2615428238.4118 | 2842674936.5827 | 2670545286.0726 | 2518245706.8047 | 2500734181.0754 | 2303813834.3667 | 2426823866.653 | 2405263148.6029 | 2168886391.8296 | 2309258160.3273 | 2481270112.3491 | 2528266722.3341 | 2472450630.9489 | 2378414917.3042 | 2435052807.527 | 2546283603.9504 | 2150117982.6221 | 3219792668.2401 | 3126144203.4628
| 2 | Option 1B |  | $ | 0 | 2639147254.749 | 2500880250.3179 | 2470061101.7578 | 2536171001.773 | 2685721474.9082 | 2688138801.5573 | 2614135765.168 | 2842752821.0635 | 2667660539.5035 | 2510852191.0928 | 2492206496.3612 | 2293111728.2606 | 2414679166.3945 | 2405439347.1255 | 2151344109.6711 | 2295346625.771 | 2486496648.7617 | 2528480815.0738 | 2472022840.7571 | 2373954781.3082 | 2444424600.3026 | 2547715542.6429 | 2135562563.4803 | 3223961484.2292 | 3130785875.2584
| 3 | Option 1C |  | $ | 0 | 2639147233.1679 | 2500898481.2229 | 2475291511.7058 | 2543006725.3667 | 2693352740.7508 | 2698041951.5295 | 2624336896.7986 | 2851460518.1358 | 2669252542.1149 | 2508833054.9744 | 2490074435.5526 | 2304770746.5286 | 2445426600.8398 | 2403890340.9069 | 2166943400.868 | 2314520536.5095 | 2495788902.345 | 2540012818.4965 | 2477548708.5563 | 2406238896.4686 | 2454201600.3041 | 2557306995.9985 | 2150059902.7314 | 3262679980.0649 | 3159266656.0472
| 4 | Option 1D |  | $ | 0 | 2639147224.1 | 2500901021.9718 | 2475387130.8255 | 2543195468.411 | 2693617446.718 | 2698449206.6767 | 2624232855.6606 | 2851665101.704 | 2669404270.3755 | 2507362382.2195 | 2488666318.6941 | 2298595530.5906 | 2442136579.9301 | 2406936082.6083 | 2152496471.5839 | 2305679514.5351 | 2496083158.6235 | 2540811647.461 | 2478805682.09 | 2398047898.092 | 2457792843.5683 | 2555748397.0899 | 2142962711.6565 | 3267526268.4221 | 3162326354.9321
| 5 | Option 5A |  | $ | 0 | 2639147212.0936 | 2500912907.3342 | 2475464521.5918 | 2542892873.4946 | 2693047281.1818 | 2698371020.8305 | 2622865999.8174 | 2851536964.4273 | 2666381834.913 | 2507311436.9292 | 2487509443.5501 | 2294857644.4654 | 2438898622.3382 | 2407341377.0339 | 2149966382.3759 | 2297490234.759 | 2499884848.6302 | 2542059903.5336 | 2479856905.477 | 2390502866.5387 | 2462009883.8592 | 2558260192.3916 | 2143887960.7098 | 3272834026.7447 | 3170635070.1416
| 6 | Option 5B |  | $ | 0 | 2639147208.3645 | 2500844105.4101 | 2468501781.1332 | 2534785743.8806 | 2683662289.5353 | 2685276619.2381 | 2613476132.1377 | 2841795023.419 | 2678963802.0197 | 2532855828.7292 | 2514258269.0361 | 2309261967.703 | 2443062188.2244 | 2412853591.3483 | 2173503384.0879 | 2312705548.3554 | 2475605407.8812 | 2523113857.262 | 2480821021.7436 | 2377982642.988 | 2433628919.2907 | 2545048801.1508 | 2139779644.4581 | 3210290370.8981 | 3114522410.1461
| Number | Option name | Neutral + lower emissions | Unit | 2020 | 2021 | 2022 | 2023 | 2024 | 2025 | 2026 | 2027 | 2028 | 2029 | 2030 | 2031 | 2032 | 2033 | 2034 | 2035 | 2036 | 2037 | 2038 | 2039 | 2040 | 2041 | 2042 | 2043 | 2044 | 2045
| 0 | Base case |  | $ | 0 | 2656620788.3641 | 2491823103.0498 | 2441583982.8831 | 2519630584.0305 | 2405265687.1734 | 2318342084.1669 | 2192798218.0259 | 2188555596.8034 | 2095563088.358 | 1931414223.476 | 1933015874.8985 | 1841391620.1913 | 1968770426.7213 | 1998179157.9251 | 1752284866.3467 | 1924923133.6443 | 1963867514.2591 | 1871667298.9018 | 1855040887.6712 | 1731900488.6953 | 1488919575.7055 | 1649652351.3611 | 1374757270.6589 | 1552392793.5078 | 1436272980.7283
| 1 | Option 1A |  | $ | 0 | 2656621000.0474 | 2491910038.1851 | 2440836274.8547 | 2517482049.597 | 2404440272.5653 | 2318577368.4478 | 2192409622.4937 | 2186149693.7003 | 2092524518.9259 | 1930082779.2646 | 1929715902.4712 | 1832702504.6169 | 1959906532.2266 | 1982927169.5885 | 1755524455.8951 | 1918787186.4445 | 1961869833.9712 | 1862406679.4561 | 1848168886.9266 | 1714818502.1915 | 1474606640.654 | 1628388548.6437 | 1354292893.2793 | 1523648720.7465 | 1413183937.6893
| 2 | Option 1B |  | $ | 0 | 2656620828.0526 | 2491840155.4521 | 2443482344.7246 | 2520715282.6725 | 2404159360.4063 | 2317918027.5925 | 2192469220.8859 | 2186381066.5621 | 2094756328.9421 | 1931462507.2099 | 1931053157.37 | 1834219782.8765 | 1959538080.5376 | 1992860258.8736 | 1750417976.7468 | 1917171893.8658 | 1958035849.3889 | 1864190514.0229 | 1850580369.7572 | 1720437359.098 | 1472981860.2718 | 1637193665.2599 | 1356193201.9046 | 1524872080.1376 | 1416275267.3471
| 3 | Option 1C |  | $ | 0 | 2656620789.9275 | 2491805168.0864 | 2434251830.2296 | 2511609290.0363 | 2405310107.436 | 2319198537.279 | 2193378632.1282 | 2189254875.4914 | 2095799430.9776 | 1929344731.3668 | 1931794095.236 | 1838848996.5026 | 1967739836.9465 | 1990067387.3912 | 1757692042.3815 | 1925698177.7512 | 1967978387.5928 | 1870913889.2642 | 1855079890.3818 | 1726430132.4913 | 1490450144.9832 | 1646792270.8311 | 1372975884.9527 | 1554549751.538 | 1436021586.9478
| 4 | Option 1D |  | $ | 0 | 2656620838.5931 | 2491812194.7014 | 2435884008.8548 | 2513070616.1665 | 2405950574.7247 | 2319021637.281 | 2193443408.4393 | 2189250818.9404 | 2095801949.6267 | 1929928570.3381 | 1932179240.0956 | 1838279120.7235 | 1968324368.8618 | 1994469875.6958 | 1751955785.6026 | 1924311919.4274 | 1965560309.02 | 1870804952.2799 | 1856003336.4877 | 1729836639.107 | 1489281813.277 | 1647578291.0839 | 1373973088.0214 | 1553197364.4997 | 1435724831.9551
| 5 | Option 5A |  | $ | 0 | 2656620788.3641 | 2491823103.0498 | 2441583982.8831 | 2519630584.0305 | 2405265687.1734 | 2318342084.1669 | 2192798218.0259 | 2188555596.8034 | 2095563088.358 | 1931414223.476 | 1933015874.8985 | 1841391620.1913 | 1968770426.7213 | 1998179157.9251 | 1752284866.3467 | 1924923133.6443 | 1963867514.2591 | 1871667298.9018 | 1855040887.6712 | 1731900488.6953 | 1488919575.7055 | 1649652351.3611 | 1374757270.6589 | 1552392793.5078 | 1436272980.7283
| 6 | Option 5B |  | $ | 0 | 2656621027.4507 | 2491882340.6055 | 2440110608.9562 | 2516238100.5874 | 2404098062.5659 | 2318505577.4635 | 2192655185.7538 | 2185952404.7446 | 2090076707.3842 | 1930036981.9063 | 1929387536.3364 | 1832320474.0694 | 1958707765.8719 | 1983770028.131 | 1753062003.4722 | 1915005644.2644 | 1958235600.9705 | 1860546149.7862 | 1845842776.1626 | 1713765452.4858 | 1474339445.909 | 1622083982.3329 | 1348514178.5011 | 1519392155.4326 | 1411602491.3344
| Number | Option name | Slow change | Unit | 2020 | 2021 | 2022 | 2023 | 2024 | 2025 | 2026 | 2027 | 2028 | 2029 | 2030 | 2031 | 2032 | 2033 | 2034 | 2035 | 2036 | 2037 | 2038 | 2039 | 2040 | 2041 | 2042 | 2043 | 2044 | 2045
| 0 | Base case |  | $ | 0 | 2536312944.8124 | 2303528840.8258 | 2223960409.5608 | 2141577477.7868 | 2194693138.6933 | 2151310128.5181 | 2098207007.091 | 2273246130.8053 | 2086492450.7326 | 1918281614.1125 | 1766255997.241 | 1774949115.2066 | 1894940938.4245 | 1930771426.574 | 1875275604.9559 | 1981261284.8654 | 2028621140.4634 | 2144961316.3717 | 2052115187.2476 | 2183214709.1098 | 2234803383.3704 | 2289731724.6901 | 2080872916.2529 | 2676453592.2313 | 2719642268.7604
| 1 | Option 1A |  | $ | 0 | 2536312938.4339 | 2303543118.6251 | 2219823643.3179 | 2137760944.3781 | 2190321997.4769 | 2147338869.4894 | 2093206261.4179 | 2267610988.5044 | 2083910453.8954 | 1919420227.0338 | 1768304859.2018 | 1776047596.8608 | 1892957622.3878 | 1924557205.1552 | 1873634976.7462 | 1979977291.7104 | 2037260890.5842 | 2124086546.8477 | 2044690772.9971 | 2168147391.0393 | 2225095793.1637 | 2273177535.8749 | 2065140341.7645 | 2657673162.0733 | 2709392155.3472
| 2 | Option 1B |  | $ | 0 | 2536312948.5101 | 2303536144.0986 | 2219909970.0254 | 2138332008.8603 | 2190999565.3062 | 2147835625.1354 | 2094147543.0536 | 2269254356.8512 | 2083594626.6484 | 1915978713.2238 | 1764161246.6784 | 1772500525.8328 | 1892798048.0568 | 1929818692.2743 | 1874345212.681 | 1977379901.2261 | 2028220943.1698 | 2115167139.7136 | 2024188976.2192 | 2156682049.8922 | 2219381539.0897 | 2261601689.2175 | 2051414005.9977 | 2642505717.8231 | 2694609245.5076
| 3 | Option 1C |  | $ | 0 | 2536312933.5018 | 2303525076.3471 | 2223892537.5605 | 2140973362.0854 | 2194068630.5493 | 2150845344.9681 | 2097342973.4452 | 2271565081.6416 | 2088848038.3906 | 1923320320.9057 | 1771864502.8815 | 1780038355.0909 | 1896078124.3985 | 1927225574.9851 | 1876135621.7876 | 1986039276.694 | 2036879558.8057 | 2151858264.831 | 2066213092.2861 | 2193508231.831 | 2244784104.4673 | 2299425867.5493 | 2092620316.4194 | 2687335296.8284 | 2738654919.3648
| 4 | Option 1D |  | $ | 0 | 2536312932.4372 | 2303525450.2629 | 2223934390.6846 | 2141198422.8263 | 2194183369.294 | 2150980369.1528 | 2097591422.397 | 2271961185.8292 | 2088034484.3935 | 1921655626.509 | 1769950324.4501 | 1778319244.1707 | 1896021702.2193 | 1930293282.6465 | 1877298510.5541 | 1986207731.5384 | 2035146738.073 | 2151185638.0874 | 2062199229.6823 | 2188452792.5621 | 2240965332.8366 | 2293545941.2642 | 2085578150.5906 | 2680264656.9949 | 2731810482.1356
| 5 | Option 5A |  | $ | 0 | 2536312944.8124 | 2303528840.8258 | 2223960409.5608 | 2141577477.7868 | 2194693138.6933 | 2151310128.5181 | 2098207007.091 | 2273246130.8053 | 2086492450.7326 | 1918281614.1125 | 1766255997.241 | 1774949115.2066 | 1894940938.4245 | 1930771426.574 | 1875275604.9559 | 1981261284.8654 | 2028621140.4634 | 2144961316.3717 | 2052115187.2476 | 2183214709.1098 | 2234803383.3704 | 2289731724.6901 | 2080872916.2529 | 2676453592.2313 | 2719642268.7604
| 6 | Option 5B |  | $ | 0 | 2536312939.3753 | 2303602349.5517 | 2218520628.5609 | 2136094766.7398 | 2188701359.6079 | 2145306706.3603 | 2091297911.5082 | 2264881282.6892 | 2079064980.5111 | 1926819104.6024 | 1776576456.0661 | 1783263015.4578 | 1899389969.0687 | 1930144298.3134 | 1885908532.4036 | 1988731149.9395 | 2076572465.4456 | 2137237770.9341 | 2053368882.1596 | 2160497514.215 | 2214908089.8444 | 2248002625.0483 | 2048280008.4002 | 2672330931.6523 | 2703548817.5124
| Number | Option name | Fast change | Unit | 2020 | 2021 | 2022 | 2023 | 2024 | 2025 | 2026 | 2027 | 2028 | 2029 | 2030 | 2031 | 2032 | 2033 | 2034 | 2035 | 2036 | 2037 | 2038 | 2039 | 2040 | 2041 | 2042 | 2043 | 2044 | 2045
| 0 | Base case |  | $ | 0 | 2704289271.8378 | 2541796745.8714 | 2562713608.4345 | 2578454052.0479 | 2469139738.4326 | 2309293641.2351 | 2165035571.6511 | 2311397381.2285 | 2275820102.3883 | 2091292462.4295 | 2078022343.7419 | 2043178518.3146 | 2259997897.6474 | 2143485267.5723 | 1855696958.8197 | 2177296471.2035 | 2041051986.7087 | 1990460710.6502 | 2323714006.089 | 2180843592.1629 | 1956376352.923 | 2165300639.7614 | 1565004648.2266 | 2371198577.1479 | 2263901432.789
| 1 | Option 1A |  | $ | 0 | 2704289262.1411 | 2541873448.4643 | 2554731972.2554 | 2580968065.441 | 2473895709.9126 | 2309176458.0938 | 2163119504.3639 | 2313776407.5248 | 2272933173.0978 | 2088817385.3123 | 2070882983.0005 | 2034550350.4501 | 2254714216.7258 | 2131960164.4063 | 1857678711.651 | 2175661802.4621 | 2030090087.3578 | 1976016157.8917 | 2305411881.6876 | 2143698169.7643 | 1916489649.3462 | 2125368634.2768 | 1543323021.0357 | 2315978949.2079 | 2198304610.9527
| 2 | Option 1B |  | $ | 0 | 2704289270.5917 | 2541776244.7222 | 2556499605.2609 | 2580131643.4018 | 2468845919.957 | 2308107216.3252 | 2162469995.963 | 2309795642.7025 | 2273510045.1724 | 2089606589.8984 | 2073002709.7856 | 2034569236.7554 | 2249343033.09 | 2132689663.6343 | 1850552889.0624 | 2169840993.4395 | 2032711657.681 | 1976953108.4776 | 2306967336.8217 | 2144626216.5797 | 1916043382.9115 | 2134483369.8537 | 1543998578.7423 | 2324584152.5547 | 2206507595.4996
| 3 | Option 1C |  | $ | 0 | 2704289250.8532 | 2541874445.8091 | 2551599191.0857 | 2580207442.7432 | 2473880456.4579 | 2310829053.8852 | 2166948004.1623 | 2317734433.2706 | 2277804491.0144 | 2091264870.0818 | 2076106784.0739 | 2044035255.0182 | 2266018470.6426 | 2148516346.5715 | 1866004139.0414 | 2186548710.965 | 2038667101.4998 | 1989489519.3273 | 2321930784.2984 | 2180209533.0484 | 1957134968.5872 | 2160165431.9396 | 1565386021.1039 | 2370787819.6775 | 2262373813.2648
| 4 | Option 1D |  | $ | 0 | 2704289256.0319 | 2541853265.4999 | 2555841154.0862 | 2581391209.8356 | 2473575088.3342 | 2310744455.8357 | 2166935491.342 | 2316397236.9267 | 2277802277.8102 | 2091658540.8802 | 2076537864.8891 | 2042035902.7406 | 2262845819.3417 | 2145971560.5769 | 1857913432.053 | 2176933430.2723 | 2038438110.1066 | 1989215926.4411 | 2321990487.5373 | 2178768745.3401 | 1955942768.6736 | 2162412895.8403 | 1565458866.2621 | 2372013981.521 | 2262050146.1038
| 5 | Option 5A |  | $ | 0 | 2704289271.8378 | 2541796745.8714 | 2562713608.4345 | 2578454052.0479 | 2469139738.4326 | 2309293641.2351 | 2165035571.6511 | 2311397381.2285 | 2275820102.3883 | 2091292462.4295 | 2078022343.7419 | 2043178518.3146 | 2259997897.6474 | 2143485267.5723 | 1855696958.8197 | 2177296471.2035 | 2041051986.7087 | 1990460710.6502 | 2323714006.089 | 2180843592.1629 | 1956376352.923 | 2165300639.7614 | 1565004648.2266 | 2371198577.1479 | 2263901432.789
| 6 | Option 5B |  | $ | 0 | 2704289251.8584 | 2541878511.1012 | 2557434207.6939 | 2580045961.4624 | 2474885961.803 | 2309101366.2223 | 2163582662.502 | 2313535724.8152 | 2267930491.0874 | 2090810404.6781 | 2070327019.5138 | 2033674189.2253 | 2251714613.2493 | 2129185978.1368 | 1854454231.7578 | 2170132301.6136 | 2027969514.7167 | 1972895240.1626 | 2300202174.0669 | 2138466630.2815 | 1910269416.0728 | 2121635433.6556 | 1539483678.9793 | 2306302571.8585 | 2187630804.8644
| Voluntary load curtailment |  |  | [NER, rule 5.16.1(c)(4)(ii)]
| Number | Option name | Neutral | Unit | 2020 | 2021 | 2022 | 2023 | 2024 | 2025 | 2026 | 2027 | 2028 | 2029 | 2030 | 2031 | 2032 | 2033 | 2034 | 2035 | 2036 | 2037 | 2038 | 2039 | 2040 | 2041 | 2042 | 2043 | 2044 | 2045
| 0 | Base case |  | $ | 0 | 941133.7459 | 267355.9297 | 10063506.2533 | 8170114.6978 | 4278374.0846 | 6.2001 | 2864.8637 | 16576.5172 | 1913325.7327 | 2195137.1739 | 1402482.3355 | 1158761.0979 | 5235695.5426 | 4615840.5919 | 5177555.607 | 12091727.6807 | 19150.3056 | 107843.8374 | 4989026.4631 | 19838668.598 | 9353153.4387 | 8974993.4629 | 25491353.961 | 23376937.0513 | 20.2039
| 1 | Option 1A |  | $ | 0 | 941131.2893 | 267353.3057 | 9910206.2614 | 7999464.5059 | 4246457.9494 | 2.8417 | 2.9922 | 15039.6899 | 1868282.7434 | 2188291.9212 | 1416447.9283 | 1143125.7538 | 4468687.5934 | 4205533.6707 | 4135451.253 | 10059376.2901 | 19150.2719 | 158017.3499 | 5340098.2577 | 14295644.5674 | 12519546.4327 | 5737033.6469 | 25139653.6372 | 23465316.5162 | 9.2587
| 2 | Option 1B |  | $ | 0 | 941138.0721 | 267360.5047 | 10063460.8545 | 7984894.1099 | 4266363.2839 | 12.0336 | 3362.1963 | 17298.66 | 1519586.7171 | 2118093.4891 | 1491705.6367 | 1146035.7372 | 5059241.6808 | 5013879.8322 | 5583815.3942 | 11520188.6246 | 31813.414 | 147357.5055 | 5590185.6749 | 19674068.2121 | 9683653.8707 | 9307503.6827 | 25793306.2509 | 23659944.0075 | 39.2043
| 3 | Option 1C |  | $ | 0 | 941131.5727 | 267353.6049 | 9695687.2617 | 8126001.8343 | 3991413.9292 | 3.236 | 3.4112 | 3902.2023 | 1828279.7411 | 2247998.318 | 851473.9345 | 1175452.3759 | 5247663.6961 | 3219851.8262 | 4585575.9115 | 10026817.2613 | 6.7893 | 90326.8362 | 4597788.3449 | 16606532.2166 | 13280049.5279 | 6918479.4253 | 24770240.939 | 27246472.0616 | 10.535
| 4 | Option 1D |  | $ | 0 | 941131.0889 | 267353.1999 | 9669765.0498 | 8147358.5881 | 4110189.3916 | 2.7005 | 2.8469 | 8183.1766 | 1830522.2025 | 2179293.5621 | 985390.9055 | 1167839.1844 | 5519338.3606 | 4321997.3313 | 5138905.2084 | 10958232.8545 | 6572.5344 | 105330.0194 | 4768872.1169 | 19144367.9042 | 11818480.5835 | 8326470.0396 | 25490472.5321 | 23237994.4798 | 8.7925
| 5 | Option 5A |  | $ | 0 | 941133.7459 | 267355.9297 | 10063506.2533 | 8170114.6978 | 4278374.0846 | 6.2001 | 2864.8637 | 16576.5172 | 1913325.7327 | 2195137.1739 | 1402482.3355 | 1158761.0979 | 5235695.5426 | 4615840.5919 | 5177555.607 | 12091727.6807 | 19150.3056 | 107843.8374 | 4989026.4631 | 19838668.598 | 9353153.4387 | 8974993.4629 | 25491353.961 | 23376937.0513 | 20.2039
| 6 | Option 5B |  | $ | 0 | 941132.5263 | 267354.6646 | 10061616.44 | 8219422.8668 | 4206963.6669 | 4.5674 | 10.3092 | 15766.8738 | 1929128.5569 | 2177193.2762 | 1146407.9396 | 1144210.6639 | 4855096.5509 | 3836012.504 | 5449280.9364 | 10084381.8899 | 23462.3835 | 165117.193 | 5268343.6714 | 16915755.0689 | 13395346.3428 | 6218992.9286 | 25292884.2103 | 22945841.9132 | 14.8872
| Number | Option name | Neutral + lower emissions | Unit | 2020 | 2021 | 2022 | 2023 | 2024 | 2025 | 2026 | 2027 | 2028 | 2029 | 2030 | 2031 | 2032 | 2033 | 2034 | 2035 | 2036 | 2037 | 2038 | 2039 | 2040 | 2041 | 2042 | 2043 | 2044 | 2045
| 0 | Base case |  | $ | 0 | 29519.2266 | 267354.5264 | 4376696.5009 | 7773176.6435 | 7910721.0232 | 4.5774 | 4.7477 | 5.2562 | 1308526.9056 | 1308784.307 | 784293.748 | 1443401.0567 | 2174049.8342 | 5516271.7298 | 4957710.3261 | 15523725.0045 | 9.22 | 9.8294 | 3785620.8124 | 20963425.4288 | 8282882.0672 | 25307997.2536 | 25194845.1685 | 271249933.4875 | 441686715.3573
| 1 | Option 1A |  | $ | 0 | 29519.1054 | 267354.4025 | 4057906.9732 | 8112104.1474 | 7996002.8534 | 4.4078 | 4.5708 | 5.0591 | 1361491.1396 | 1322159.0542 | 769062.5677 | 1407671.4139 | 2296926.3413 | 4511437.0848 | 3213215.0691 | 10458402.8168 | 8.8792 | 9.4599 | 3732775.118 | 13118365.4477 | 6827438.6721 | 9832671.4293 | 20021410.7553 | 243936366.6256 | 395781354.5879
| 2 | Option 1B |  | $ | 0 | 29522.8264 | 267358.3098 | 4303400.2283 | 8359746.0727 | 7991651.0158 | 9.612 | 9.9666 | 11.037 | 1400423.6088 | 1297263.4586 | 775771.4409 | 1498443.3761 | 2297654.9066 | 5504116.3464 | 5190170.7524 | 16121933.5838 | 19.368 | 20.6518 | 3731968.6865 | 20955092.2396 | 8901960.5766 | 10700986.3806 | 24064966.6382 | 245752236.6239 | 401090191.7795
| 3 | Option 1C |  | $ | 0 | 29518.4793 | 267353.7471 | 3800491.1316 | 7787980.7859 | 7900900.4456 | 3.5339 | 3.6649 | 4.0581 | 1273526.2859 | 1310327.4244 | 693934.9883 | 1388848.3216 | 2058251.7474 | 4503452.8335 | 3270874.8551 | 11163877.6348 | 7.112 | 7.5825 | 3785894.8186 | 13451715.1849 | 6286121.5576 | 24504952.5808 | 21602007.6482 | 273485225.1571 | 444712109.7169
| 4 | Option 1D |  | $ | 0 | 29523.0514 | 267358.5592 | 4062399.1223 | 7786322.8312 | 7882472.2237 | 9.9212 | 10.2902 | 11.3925 | 1272097.9342 | 1310012.6951 | 692734.9716 | 1433087.5919 | 2058261.7922 | 4865780.7655 | 4072889.8142 | 15529320.1609 | 19.9656 | 21.2902 | 3792994.4543 | 21081082.4394 | 8179197.7029 | 24803566.3432 | 24718888.0184 | 272034015.9921 | 440028916.0369
| 5 | Option 5A |  | $ | 0 | 29519.2266 | 267354.5264 | 4376696.5009 | 7773176.6435 | 7910721.0232 | 4.5774 | 4.7477 | 5.2562 | 1308526.9056 | 1308784.307 | 784293.748 | 1443401.0567 | 2174049.8342 | 5516271.7298 | 4957710.3261 | 15523725.0045 | 9.22 | 9.8294 | 3785620.8124 | 20963425.4288 | 8282882.0672 | 25307997.2536 | 25194845.1685 | 271249933.4875 | 441686715.3573
| 6 | Option 5B |  | $ | 0 | 29523.4138 | 267358.9378 | 4370661.6332 | 7814770.4522 | 7975436.8874 | 10.4297 | 10.8158 | 11.9675 | 1347487.5903 | 1314635.5428 | 768779.7588 | 1445917.6231 | 2176038.0254 | 4584229.2932 | 3881799.373 | 12629926.5872 | 21.0066 | 22.3861 | 3752921.9505 | 13865486.9689 | 6952814.9887 | 9244252.9409 | 20442571.0916 | 240222906.9968 | 386386016.8626
| Number | Option name | Slow change | Unit | 2020 | 2021 | 2022 | 2023 | 2024 | 2025 | 2026 | 2027 | 2028 | 2029 | 2030 | 2031 | 2032 | 2033 | 2034 | 2035 | 2036 | 2037 | 2038 | 2039 | 2040 | 2041 | 2042 | 2043 | 2044 | 2045
| 0 | Base case |  | $ | 0 | 234075.3389 | 52671.9166 | 865072.9017 | 586519.7036 | 869715.1622 | 795082.7484 | 617262.0146 | 829767.014 | 2701530.614 | 762371.3954 | 8.1263 | 906033.1996 | 2540335.9822 | 2743990.3014 | 1447390.9777 | 3621766.4556 | 2271665.1902 | 3749689.5327 | 3521761.2428 | 6370296.6861 | 4667717.6634 | 3845305.5214 | 7711068.187 | 5148777.9954 | 141877.4241
| 1 | Option 1A |  | $ | 0 | 234070.8851 | 52667.2294 | 871844.5634 | 484462.1391 | 880447.2989 | 773834.441 | 645801.3998 | 721949.7808 | 2857703.7021 | 800570.0392 | 0.42991 | 917510.8282 | 2723472.8668 | 2787438.697 | 1487711.7927 | 3430534.4215 | 2489081.1546 | 3558910.1282 | 3447390.4008 | 6226202.2636 | 4898972.3538 | 3858794.0686 | 7572914.1053 | 6432647.6894 | 135121.1808
| 2 | Option 1B |  | $ | 0 | 234070.8961 | 52667.2361 | 865068.1906 | 586514.5332 | 869709.6137 | 793552.0453 | 614186.3943 | 826950.2651 | 2693382.3375 | 762377.7932 | 0.44209 | 891340.6593 | 2564642.9209 | 2800606.8405 | 1458684.3839 | 3566407.2126 | 2452611.1093 | 3698323.2291 | 3659200.4197 | 5785657.9543 | 4823304.4367 | 3941845.4009 | 7904619.7981 | 6600846.2472 | 176735.9928
| 3 | Option 1C |  | $ | 0 | 234071.0601 | 52667.4015 | 892417.5717 | 518793.3721 | 880433.5028 | 773834.6484 | 645801.5841 | 721950.0764 | 2928020.0605 | 803241.6296 | 0.71621 | 961547.5411 | 2829893.9594 | 2792257.4777 | 1497406.5345 | 3407480.6108 | 2032183.6267 | 3535631.3364 | 3431803.6606 | 6089157.7326 | 4893033.4261 | 3802370.7272 | 7434281.1424 | 4791343.9277 | 95300.2073
| 4 | Option 1D |  | $ | 0 | 234070.882 | 52667.2281 | 887766.2346 | 608059.615 | 900481.262 | 787238.952 | 647691.768 | 806920.8785 | 2828052.5208 | 767956.5982 | 0.42787 | 943082.6033 | 2768479.1418 | 2753365.635 | 1446834.6157 | 3560995.3373 | 2214948.2517 | 3591887.4573 | 3451947.2044 | 6463559.2857 | 4793482.3115 | 3873348.1931 | 7633757.1381 | 5137562.3453 | 113818.7106
| 5 | Option 5A |  | $ | 0 | 234075.3389 | 52671.9166 | 865072.9017 | 586519.7036 | 869715.1622 | 795082.7484 | 617262.0146 | 829767.014 | 2701530.614 | 762371.3954 | 8.1263 | 906033.1996 | 2540335.9822 | 2743990.3014 | 1447390.9777 | 3621766.4556 | 2271665.1902 | 3749689.5327 | 3521761.2428 | 6370296.6861 | 4667717.6634 | 3845305.5214 | 7711068.187 | 5148777.9954 | 141877.4241
| 6 | Option 5B |  | $ | 0 | 234072.3453 | 52668.7608 | 812287.729 | 474586.3654 | 854742.4475 | 769161.0985 | 568508.3714 | 830567.2655 | 2687909.2845 | 752998.9353 | 2.9403 | 888788.8586 | 2636959.1593 | 2794513.4919 | 1501212.6551 | 3393340.7534 | 2717360.0215 | 3952777.2145 | 3435953.0424 | 6313198.8471 | 4985743.278 | 3705053.2195 | 7791824.5725 | 7603150.9876 | 126736.8295
| Number | Option name | Fast change | Unit | 2020 | 2021 | 2022 | 2023 | 2024 | 2025 | 2026 | 2027 | 2028 | 2029 | 2030 | 2031 | 2032 | 2033 | 2034 | 2035 | 2036 | 2037 | 2038 | 2039 | 2040 | 2041 | 2042 | 2043 | 2044 | 2045
| 0 | Base case |  | $ | 0 | 283212.9632 | 303469.9069 | 1390426.9718 | 901923.7963 | 1167555.5764 | 4.502 | 196956.5855 | 1354388.6054 | 1332349.1221 | 217013.4516 | 1807378.1481 | 4939991.0671 | 3460270.1999 | 2086095.9344 | 3505009.9292 | 4718849.3119 | 178096.6811 | 156773.852 | 2738926.0277 | 10783758.5828 | 9793543.9703 | 8688149.7026 | 5733016.2902 | 34026905.1311 | 3277795.4185
| 1 | Option 1A |  | $ | 0 | 283210.7603 | 303467.6368 | 1387023.4525 | 933325.643 | 1294001.4847 | 1.5021 | 343237.2196 | 1358534.4581 | 1327625.5861 | 214200.5847 | 1345270.2312 | 4170005.5087 | 3213029.3888 | 1722640.0697 | 3293874.3611 | 4466259.6248 | 3.0244 | 263939.224 | 2664865.6751 | 12695866.3229 | 10083476.472 | 9423559.8277 | 6548685.6033 | 36843574.0035 | 3692259.3337
| 2 | Option 1B |  | $ | 0 | 283214.0075 | 303470.9805 | 1339455.483 | 943777.5096 | 1172775.3297 | 5.9166 | 221165.9371 | 1346736.7634 | 1317014.8887 | 226426.8067 | 1350045.4167 | 5217663.4642 | 3668602.3468 | 2209841.2887 | 3765039.3029 | 4871432.3368 | 194142.1278 | 260188.6677 | 2943869.5517 | 10671955.8448 | 9717921.5346 | 6328443.5652 | 6031061.7147 | 29894083.2509 | 3346361.5751
| 3 | Option 1C |  | $ | 0 | 283210.5949 | 303467.466 | 1428252.6678 | 901920.9113 | 1276504.7352 | 1.2652 | 229556.779 | 1477211.9038 | 1374649.9906 | 214440.147 | 1724187.9443 | 4150999.6894 | 2994451.864 | 1670755.8032 | 3089867.6953 | 4440300.831 | 25064.7155 | 167955.5286 | 2589356.7818 | 12426106.6796 | 10694998.4009 | 11546036.7285 | 6176393.4794 | 38050818.4247 | 3885013.0254
| 4 | Option 1D |  | $ | 0 | 283212.691 | 303469.6223 | 1398445.0194 | 901923.4507 | 1245473.6544 | 4.1131 | 293135.7728 | 1443117.97 | 1347034.9772 | 216071.2601 | 1742365.1725 | 4867811.6121 | 3397110.8504 | 2028929.6737 | 3381060.4043 | 4672546.6102 | 160267.8734 | 161856.4769 | 2743520.2486 | 10747889.0987 | 9769099.1807 | 8451009.4806 | 5746619.1679 | 32993886.5417 | 3317151.8327
| 5 | Option 5A |  | $ | 0 | 283212.9632 | 303469.9069 | 1390426.9718 | 901923.7963 | 1167555.5764 | 4.502 | 196956.5855 | 1354388.6054 | 1332349.1221 | 217013.4516 | 1807378.1481 | 4939991.0671 | 3460270.1999 | 2086095.9344 | 3505009.9292 | 4718849.3119 | 178096.6811 | 156773.852 | 2738926.0277 | 10783758.5828 | 9793543.9703 | 8688149.7026 | 5733016.2902 | 34026905.1311 | 3277795.4185
| 6 | Option 5B |  | $ | 0 | 283211.2028 | 303468.0852 | 1366277.9771 | 927990.816 | 1303455.4711 | 2.0851 | 363451.4167 | 1343143.1205 | 1338130.5918 | 231020.6221 | 1179748.9491 | 4711547.6936 | 3670661.9246 | 1846572.8132 | 3481395.8168 | 4625988.1358 | 51917.4002 | 254622.7927 | 2650576.5352 | 12495540.4243 | 10019625.726 | 8981861.5783 | 6651603.8803 | 35146958.4525 | 3533649.3268
| Costs for non RIT-T proponent parties |  |  | [NER, rule 5.16.1(c)(4)(iv)] | 2020: Proportionate share
| Number | Option name | Neutral | Unit | 2020 | 2021 | 2022 | 2023 | 2024 | 2025 | 2026 | 2027 | 2028 | 2029 | 2030 | 2031 | 2032 | 2033 | 2034 | 2035 | 2036 | 2037 | 2038 | 2039 | 2040 | 2041 | 2042 | 2043 | 2044 | 2045
| 0 | Base case |  | $ | 0 | 760582991.5689 | 748602189.8811 | 1248514801.4918 | 949536335.245 | 766088379.3743 | 840575829.4444 | 836510147.7479 | 3235788037.6887 | 6078433215.2004 | 3728494688.0024 | 813392499.9217 | 10632614064.3188 | 5599192582.4064 | 2319179138.7844 | 1253502942.7303 | 15167704322.1256 | 3224862708.3936 | 879716288.9637 | 1352312258.7099 | 3628739581.3412 | 1295772979.3831 | 978672509.8801 | 952343057.2892 | 3096674059.0498 | 1043491050.9074
| 1 | Option 1A |  | $ | 0 | 760582699.2678 | 748593161.049 | 1079131012.4596 | 967635078.6469 | 766473797.1096 | 838805480.206 | 831891194.0403 | 3230778656.5174 | 5858200294.4925 | 3661115308.9353 | 814160659.2584 | 10576888325.5068 | 5846378911.228 | 2193293642.9035 | 1051687151.2663 | 15107481715.667 | 3528845626.0345 | 889675104.58 | 1356324249.4871 | 3525858053.4406 | 1377421227.2828 | 908769076.164 | 928059761.1566 | 3141226720.1591 | 1038978576.3436
| 2 | Option 1B |  | $ | 0 | 760583485.9096 | 748593185.1669 | 1248158244.4869 | 961243396.6813 | 765732165.0513 | 838484154 | 832396791.9069 | 3232430051.4372 | 5938558296.513 | 3724274346.8097 | 812667983.8445 | 10670984544.8626 | 5825872799.1074 | 2107461407.2093 | 1246662525.523 | 15005049883.7248 | 3332440054.9213 | 897923256.0654 | 1340589490.5376 | 3643165355.0233 | 1266533311.5834 | 961343239.9627 | 950962813.4963 | 3154919467.683 | 1040453593.2244
| 3 | Option 1C |  | $ | 0 | 760582736.8607 | 748597968.9859 | 1173582871.3667 | 916610550.837 | 766608087.7981 | 840341775.2121 | 835178490.9605 | 3234241821.9634 | 6002077463.0599 | 3776284328.9238 | 813590478.5504 | 10486334641.7763 | 5649039440.9824 | 2376058733.247 | 1054083643.9495 | 15221896904.8688 | 3422277731.786 | 894523190.2598 | 1357288859.2101 | 3452938093.9583 | 1408676776.5984 | 954728234.9993 | 940265777.7055 | 3104696566.8773 | 1045396754.0193
| 4 | Option 1D |  | $ | 0 | 760582689.4732 | 748598375.4379 | 1177657089.619 | 912612259.5636 | 766567901.73 | 840569792.1824 | 835989941.7367 | 3237693236.5869 | 6021605868.7677 | 3802383960.7437 | 812988958.5505 | 10541635713.0101 | 5613504108.4142 | 2334482096.5168 | 1241466995.3513 | 15131208884.0884 | 3342012996.9519 | 883002594.9542 | 1355996756.3345 | 3574500220.6337 | 1345372544.6321 | 973037726.3494 | 954748351.7217 | 3090950962.7488 | 1046679807.0984
| 5 | Option 5A |  | $ | 0 | 760582991.5689 | 748602189.8811 | 1248514801.4918 | 949536335.245 | 766088379.3743 | 840575829.4444 | 836510147.7479 | 3235788037.6887 | 6078433215.2004 | 3728494688.0024 | 813392499.9217 | 10632614064.3188 | 5599192582.4064 | 2319179138.7844 | 1253502942.7303 | 15167704322.1256 | 3224862708.3936 | 879716288.9637 | 1352312258.7099 | 3628739581.3412 | 1295772979.3831 | 978672509.8801 | 952343057.2892 | 3096674059.0498 | 1043491050.9074
| 6 | Option 5B |  | $ | 0 | 760582850.6302 | 748585511.9193 | 1075219916.9859 | 926989834.4511 | 766395496.1487 | 836194085.7377 | 831907339.1659 | 3185719105.9142 | 5645843065.964 | 3561532245.1988 | 854876735.4298 | 10674846066.5282 | 5743503902.2016 | 2268057636.6929 | 1088109650.4872 | 15111668216.3664 | 3621168280.1771 | 893022389.0536 | 1292727819.1573 | 3580678473.4237 | 1385433063.1076 | 902555522.4441 | 951377323.6248 | 3135263687.908 | 1038492637.1156
| Number | Option name | Neutral + lower emissions | Unit | 2020 | 2021 | 2022 | 2023 | 2024 | 2025 | 2026 | 2027 | 2028 | 2029 | 2030 | 2031 | 2032 | 2033 | 2034 | 2035 | 2036 | 2037 | 2038 | 2039 | 2040 | 2041 | 2042 | 2043 | 2044 | 2045
| 0 | Base case |  | $ | 0 | 758716516.718 | 747972680.1546 | 1448023468.6659 | 1101346254.2687 | 4792309676.5098 | 3190247238.4792 | 2463310463.9728 | 10359627624.5291 | 5422987016.8984 | 4641308069.0501 | 2246882947.1272 | 7285494738.7767 | 3325950529.9107 | 4038587082.1491 | 1288304371.2237 | 11791004491.2218 | 3538729889.4368 | 2180694222.3811 | 1375828144.0723 | 4355104074.9274 | 4462235364.0766 | 1716987693.0727 | 756300729.9801 | 5037247217.5407 | 1115473949.7132
| 1 | Option 1A |  | $ | 0 | 758716492.2628 | 747967107.1567 | 1212898409.7121 | 1126535104.8899 | 4822390022.9482 | 3205849514.6076 | 2449954479.2966 | 10329316873.7117 | 5398871777.1419 | 4612092798.5881 | 2306740789.7255 | 7322958917.5604 | 3271135860.6473 | 4070943660.9791 | 1186386814.7092 | 11676404779.0045 | 3533697488.408 | 2250325670.2809 | 1398936153.189 | 4346779091.0837 | 4448646526.0935 | 1723025784.9314 | 757173978.5433 | 4961893122.9324 | 1128763584.621
| 2 | Option 1B |  | $ | 0 | 758716931.9426 | 747971548.9339 | 1332117172.0465 | 1101913645.625 | 4871261917.422 | 3209146903.8161 | 2431299108.1511 | 10312814917.1996 | 5427698482.6768 | 4594924541.0102 | 2296091441.325 | 7351608316.8964 | 3204568045.024 | 4054690784.1013 | 1266120785.3267 | 11692762865.7635 | 3550318881.0277 | 2188028836.7141 | 1388158710.7643 | 4352841344.8063 | 4453149035.5165 | 1726043062.7541 | 757196091.3261 | 4991467596.9899 | 1122558376.733
| 3 | Option 1C |  | $ | 0 | 758716429.4898 | 747973107.1295 | 1459542596.937 | 1100651483.0585 | 4676648193.824 | 3158894533.2198 | 2477933450.6222 | 10388283961.4762 | 5387866524.5884 | 4701189324.6654 | 2225995712.7617 | 7279692284.0739 | 3384065514.0597 | 4041306836.8977 | 1204260953.7005 | 11791594714.2792 | 3547823193.1444 | 2216692111.9764 | 1395215271.7727 | 4355034308.6286 | 4454821280.6117 | 1719398207.2812 | 756152911.0828 | 5008516852.7781 | 1114224288.6957
| 4 | Option 1D |  | $ | 0 | 758716961.2209 | 747973394.6573 | 1444546600.8938 | 1107621161.7714 | 4689366059.6405 | 3173828930.7671 | 2474183083.8757 | 10386922132.8811 | 5403500624.8209 | 4690407339.3631 | 2218930260.265 | 7316496146.8877 | 3345421068.8554 | 4018290010.4265 | 1290450629.9925 | 11765947207.7098 | 3541764191.0894 | 2199654118.448 | 1388383588.7946 | 4352638727.8655 | 4462018253.8552 | 1718315377.8767 | 756135160.9235 | 5029962347.5109 | 1116069323.9759
| 5 | Option 5A |  | $ | 0 | 758716516.718 | 747972680.1546 | 1448023468.6659 | 1101346254.2687 | 4792309676.5098 | 3190247238.4792 | 2463310463.9728 | 10359627624.5291 | 5422987016.8984 | 4641308069.0501 | 2246882947.1272 | 7285494738.7767 | 3325950529.9107 | 4038587082.1491 | 1288304371.2237 | 11791004491.2218 | 3538729889.4368 | 2180694222.3811 | 1375828144.0723 | 4355104074.9274 | 4462235364.0766 | 1716987693.0727 | 756300729.9801 | 5037247217.5407 | 1115473949.7132
| 6 | Option 5B |  | $ | 0 | 758716989.6042 | 747968523.1339 | 1162513105.8949 | 1127976082.6656 | 4823256158.0603 | 3214308341.0344 | 2451243900.184 | 10320374578.7516 | 5421273023.4827 | 4569472439.7045 | 2328064694.4965 | 7307818703.8772 | 3260829911.2566 | 3993560656.728 | 1248740430.4769 | 11687361612.6151 | 3528052274.979 | 2249972765.3384 | 1431369300.9492 | 4328218680.7141 | 4421135979.4468 | 1732273949.591 | 756738999.1962 | 4939040787.8378 | 1126215418.5692
| Number | Option name | Slow change | Unit | 2020 | 2021 | 2022 | 2023 | 2024 | 2025 | 2026 | 2027 | 2028 | 2029 | 2030 | 2031 | 2032 | 2033 | 2034 | 2035 | 2036 | 2037 | 2038 | 2039 | 2040 | 2041 | 2042 | 2043 | 2044 | 2045
| 0 | Base case |  | $ | 0 | 749369434.1545 | 726190082.3078 | 844146654.6608 | 696454562.8047 | 732982863.7901 | 842421041.6782 | 692575367.6823 | 757376500.7786 | 1499139164.3105 | 1394684419.255 | 625496960.9992 | 626305895.6569 | 1040124633.9891 | 1213936102.6436 | 627845473.6421 | 3924614803.4847 | 2881490701.3058 | 1822719203.629 | 1003909433.1292 | 2241962302.3797 | 2023902393.0766 | 1370086740.8273 | 861578361.7732 | 1795473885.0165 | 864797975.8922
| 1 | Option 1A |  | $ | 0 | 749367636.8092 | 726187507.3996 | 721801575.0641 | 695934895.5038 | 705540989.2544 | 849309163.465 | 692219476.7397 | 767169390.4476 | 1360797465.0826 | 1381669814.9057 | 626529960.446 | 627098092.0833 | 1052600557.6416 | 1223127886.0487 | 628792428.686 | 3918678430.4429 | 2772165619.8081 | 2009199196.3177 | 974271002.6248 | 2252233358.9587 | 1994221030.5494 | 1424690383.6649 | 874227636.062 | 1778289077.5028 | 859611044.419
| 2 | Option 1B |  | $ | 0 | 749367640.0437 | 726188929.0829 | 843667595.2611 | 695800623.7095 | 732332484.78 | 843507253.5217 | 692265220.8496 | 756763041.3934 | 1489331199.5729 | 1389971171.6794 | 625405430.4143 | 625976823.9059 | 1014761442.3218 | 1207083265.3634 | 627795109.8133 | 3975024307.3062 | 2819792064.4509 | 1987406761.4884 | 1010171880.2368 | 2242524419.0427 | 1948379347.361 | 1419474162.4103 | 864381015.0891 | 1787792736.3443 | 859059424.3871
| 3 | Option 1C |  | $ | 0 | 749367704.623 | 726188022.23 | 723300749.9422 | 696599068.117 | 705261610.009 | 849833997.0947 | 692570398.4574 | 767543359.5655 | 1349627606.8509 | 1385998245.6477 | 626813946.4814 | 627726051.3288 | 1086608436.7869 | 1216723429.9352 | 629041818.0939 | 3890552745.3398 | 2853235192.8199 | 1832707996.4029 | 998019037.5231 | 2243740094.0946 | 2028388146.1673 | 1398208247.0663 | 876596581.8475 | 1789318191.6598 | 857192366.7844
| 4 | Option 1D |  | $ | 0 | 749367639.5976 | 726188206.9432 | 735835266.3852 | 696581522.8209 | 705234709.1866 | 859847850.9869 | 692570320.921 | 761067576.2314 | 1423111280.7802 | 1394921285.3811 | 626356339.1343 | 627236271.0403 | 1054590194.9912 | 1219239541.2298 | 628609677.0602 | 3873056275.2195 | 2879490157.1226 | 1828295139.3266 | 1009835718.7671 | 2250056421.3326 | 2022740573.8428 | 1398332895.5647 | 869993288.6261 | 1793195034.7678 | 856288270.8093
| 5 | Option 5A |  | $ | 0 | 749369434.1545 | 726190082.3078 | 844146654.6608 | 696454562.8047 | 732982863.7901 | 842421041.6782 | 692575367.6823 | 757376500.7786 | 1499139164.3105 | 1394684419.255 | 625496960.9992 | 626305895.6569 | 1040124633.9891 | 1213936102.6436 | 627845473.6421 | 3924614803.4847 | 2881490701.3058 | 1822719203.629 | 1003909433.1292 | 2241962302.3797 | 2023902393.0766 | 1370086740.8273 | 861578361.7732 | 1795473885.0165 | 864797975.8922
| 6 | Option 5B |  | $ | 0 | 749368225.0662 | 726182621.8652 | 706852017.7727 | 695932509.4086 | 704552364.418 | 858403502.9539 | 692282985.8997 | 738244708.2523 | 1369277857.0669 | 1047111660.1348 | 628345448.1907 | 628823206.1681 | 969034119.8619 | 1231364562.0607 | 631490650.5849 | 3876051426.1728 | 2554462849.0306 | 2176697656.0426 | 1047869472.4457 | 2373607614.9881 | 2013930331.3404 | 1493876453.2146 | 852491514.2148 | 1717825094.4258 | 880898160.3116
| Number | Option name | Fast change | Unit | 2020 | 2021 | 2022 | 2023 | 2024 | 2025 | 2026 | 2027 | 2028 | 2029 | 2030 | 2031 | 2032 | 2033 | 2034 | 2035 | 2036 | 2037 | 2038 | 2039 | 2040 | 2041 | 2042 | 2043 | 2044 | 2045
| 0 | Base case |  | $ | 0 | 803316698.3075 | 860746684.614 | 1881257075.4547 | 2381054365.548 | 6216478228.1126 | 4560744796.2183 | 4055461440.7897 | 11394666100.8084 | 6598479621.6758 | 5974584165.9805 | 4590509703.7894 | 9056102167.8185 | 4280960588.3079 | 3416985020.2691 | 2011457906.1649 | 13655272190.448 | 4823941425.1965 | 3179697945.467 | 1701188560.8303 | 5670216198.4107 | 4716798587.4163 | 1633137888.6752 | 928773041.436 | 4279397714.0712 | 1443543911.7538
| 1 | Option 1A |  | $ | 0 | 803315859.9222 | 827678663.5223 | 1725265821.4899 | 2203985101.4386 | 6266601526.066 | 4622979283.0125 | 4088903335.0997 | 11340737348.7199 | 6663796045.7655 | 6007319325.5904 | 4678265101.7101 | 8885987790.1554 | 4249979335.7777 | 3458281776.0496 | 1926680195.9649 | 13494708833.8324 | 4923284891.8611 | 3195350484.1176 | 1738767550.2396 | 5511264310.3471 | 4698796238.5921 | 1497024969.7583 | 942095734.8004 | 4307629451.2989 | 1423745807.5937
| 2 | Option 1B |  | $ | 0 | 803317085.331 | 860738858.3149 | 1890933657.5377 | 2303343107.7816 | 6247055191.7266 | 4591291725.3882 | 4058397199.2049 | 11341767758.216 | 6586454831.5932 | 5965404320.1014 | 4657097191.1318 | 8953284774.1878 | 4267425023.3878 | 3463498865.9743 | 1967920041.9301 | 13487955525.6224 | 4884042245.4608 | 3191782388.924 | 1701045138.2564 | 5637531217.3495 | 4702610850.1858 | 1501875733.9264 | 942726496.459 | 4289190876.7737 | 1435247523.8595
| 3 | Option 1C |  | $ | 0 | 803315787.0435 | 847662371.5866 | 1848946862.154 | 2209286420.9251 | 6197661074.3209 | 4579075819.0842 | 4084146653.8017 | 11388179592.404 | 6660991583.6896 | 6041762911.5475 | 4623887109.2462 | 8964250508.117 | 4290941324.6069 | 3354919673.2833 | 1971579027.0216 | 13667703110.0083 | 4909334755.3632 | 3194318311.5952 | 1724274840.7309 | 5556744506.8163 | 4713908887.9778 | 1626468546.342 | 929006890.2617 | 4284194471.5794 | 1439143515.0511
| 4 | Option 1D |  | $ | 0 | 803316589.831 | 860757121.842 | 1833930942.5928 | 2210116689.6132 | 6223567393.1951 | 4576041930.5503 | 4083609182.2899 | 11419051272.6685 | 6641704015.5338 | 6022976582.971 | 4620670045.7811 | 9013931263.2343 | 4291124828.1833 | 3356159918.176 | 2043584929.9342 | 13649532718.0898 | 4825929227.1627 | 3196318875.258 | 1716385875.9812 | 5657431761.1722 | 4721546947.3573 | 1624480304.5587 | 929179235.5189 | 4280031357.8708 | 1440383628.6112
| 5 | Option 5A |  | $ | 0 | 803316698.3075 | 860746684.614 | 1881257075.4547 | 2381054365.548 | 6216478228.1126 | 4560744796.2183 | 4055461440.7897 | 11394666100.8084 | 6598479621.6758 | 5974584165.9805 | 4590509703.7894 | 9056102167.8185 | 4280960588.3079 | 3416985020.2691 | 2011457906.1649 | 13655272190.448 | 4823941425.1965 | 3179697945.467 | 1701188560.8303 | 5670216198.4107 | 4716798587.4163 | 1633137888.6752 | 928773041.436 | 4279397714.0712 | 1443543911.7538
| 6 | Option 5B |  | $ | 0 | 803316018.2903 | 855513358.5671 | 1618778725.3704 | 2304835270.8995 | 6212073276.0217 | 4635999024.5064 | 4094798083.03 | 11343376589.8273 | 6701335134.5402 | 5907641168.5381 | 4712615922.6242 | 8871425410.9896 | 4257143582.6786 | 3439249420.56 | 1958822076.4178 | 13479654522.793 | 4903080955.1944 | 3221054074.5436 | 1731931493.859 | 5510468848.0108 | 4698145233.0044 | 1469323769.0851 | 944806226.2038 | 4303073214.0509 | 1423769053.5575

## Calculation
Calculation
Calculating costs, benefits and NPV for each option
Incremental net present value calculation
Net present value for each option
| Number | Option name |  | Units | NPV | 2020 | 2021 | 2022 | 2023 | 2024 | 2025 | 2026 | 2027 | 2028 | 2029 | 2030 | 2031 | 2032 | 2033 | 2034 | 2035 | 2036 | 2037 | 2038 | 2039 | 2040 | 2041 | 2042 | 2043 | 2044 | 2045 | 0 | 0 | 0 | 0
| 1 | Option 1A |  | $ | 217876111.2495 | 0 | 284.1 | -175052968.5466 | 172873211.5877 | -3300721.6513 | 9865581.6046 | 10172590.1455 | 10308579.4445 | 12121949.1219 | 245582231.6269 | 54115210.1328 | -14968485.9813 | 48718215.2693 | -245470577.8098 | 132200852.3537 | 183195114.1376 | 85966403.8302 | -298236511.3603 | 1993194.4744 | 1292172.791 | 113599926.3971 | -75248830.2454 | 80733369.7855 | 28709416.6812 | -32661090.4192 | 122293150.2504 | 0 | 0 | 0 | 0
| 2 | Option 1B |  | $ | 149459233.8321 | 0 | -558.0385 | -33458343.5026 | 5472264.4473 | 3118734.1091 | 6878075.8837 | 11988884.948 | 12508089.5723 | 11806401.7588 | 157533096.6809 | 714293.5645 | -4076826.3862 | -29947286.5876 | -198921581.3144 | 225994065.7083 | 4811765.3813 | 177059574.2652 | -111539093.8233 | -5002396.6031 | 18620638.4126 | -1496285.0064 | 25321410.6887 | 18266834.9423 | 4165813.454 | -17161909.8819 | 60148426.1084 | 0 | 0 | 0 | 0
| 3 | Option 1C |  | $ | 14771397.6111 | 0 | 244.307 | -141581350.9401 | 78390545.8117 | 31768156.8281 | 10803719.5678 | -852871.5079 | -1552376.6526 | 219339.2374 | 68454519.4722 | -44141779.4849 | -785294.8729 | 154094659.3785 | -66268929.2995 | -56995174.8244 | 182626487.5549 | -71392555.8529 | -205211618.2679 | -14198297.0977 | -3693161.0285 | 167754014.8471 | -110035611.2172 | 26018429.6734 | 12341586.9408 | -17828964.0874 | 65621761.6465 | 0 | 0 | 0 | 0
| 4 | Option 1D |  | $ | 54257097.6201 | 0 | 302.7673 | -44984297.4132 | 73717118.7115 | 32145094.8047 | 7295207.943 | -522142.7341 | -1293785.3651 | -2474939.4245 | 49734790.9575 | -67680956.2347 | 1005441.7476 | 97928151.4966 | -15599520.4633 | -16189976.5861 | 10102736.4145 | 22217882.0728 | -115563305.0074 | -2485533.5566 | -2863144.6714 | 48719293.0845 | -46765344.3913 | 9421200.7526 | -2336234.8005 | 2747613.1287 | 23251014.8155 | 0 | 0 | 0 | 0
| 5 | Option 5A |  | $ | -88675982.7187 | 0 | 0 | -86000000 | -860000 | -860000 | -860000 | -860000 | -860000 | -860000 | -860000 | -860000 | -860000 | -860000 | -860000 | -860000 | -860000 | -860000 | -24460000 | -506000 | -506000 | -506000 | -506000 | -506000 | -506000 | -506000 | 22974000 | 0 | 0 | 0 | 0
| 6 | Option 5B |  | $ | 133128527.5082 | 0 | 150.5428 | -340914519.1742 | 176864245.0953 | 31583085.8022 | 7088195.6163 | 14066148.0029 | 10585532.2215 | 56401684.0944 | 448622249.7019 | 143574760.6729 | -69236601.075 | -35271031.8359 | -163425540.0273 | 44858779.7589 | 139182792.087 | 79216437.0675 | -499647156.2081 | 3972673.9913 | 56730973.5056 | 53250473.5509 | -78026507.0727 | 89126595.0141 | 3592009.6998 | -19000201.5802 | 129601966.3926 | 0 | 0 | 0 | 0
Present value of benefits for each option
| Number | Option name |  | Units | PV | 2020 | 2021 | 2022 | 2023 | 2024 | 2025 | 2026 | 2027 | 2028 | 2029 | 2030 | 2031 | 2032 | 2033 | 2034 | 2035 | 2036 | 2037 | 2038 | 2039 | 2040 | 2041 | 2042 | 2043 | 2044 | 2045 | 0 | 0 | 0 | 0
| 1 | Option 1A |  | $ | 378930928.0622 | 0 | 284.1 | 47031.4534 | 174624211.5877 | -1549721.6513 | 11616581.6046 | 11923590.1455 | 12059579.4445 | 13872949.1219 | 247333231.6269 | 55906210.1328 | -13217485.9813 | 50469215.2693 | -243719577.8098 | 133951852.3537 | 184946114.1376 | 87717403.8302 | -288085511.3603 | 3784194.4744 | 3043172.791 | 115350926.3971 | -73497830.2454 | 82484369.7855 | 30460416.6812 | -30910090.4192 | 49984150.2504 | 0 | 0 | 0 | 0
| 2 | Option 1B |  | $ | 178883072.9897 | 0 | -558.0385 | 41656.4974 | 5807264.4473 | 3453734.1091 | 7213075.8837 | 12323884.948 | 12843089.5723 | 12141401.7588 | 157868096.6809 | 1049293.5645 | -3741826.3862 | -29612286.5876 | -198586581.3144 | 226329065.7083 | 5146765.3813 | 177394574.2652 | -111204093.8233 | -4667396.6031 | 18955638.4126 | -1161285.0064 | 25656410.6887 | 18601834.9423 | 4500813.454 | -16826909.8819 | 43063426.1084 | 0 | 0 | 0 | 0
| 3 | Option 1C |  | $ | 146402375.2662 | 0 | 244.307 | 18649.0599 | 79806545.8117 | 33184156.8281 | 12219719.5678 | 563128.4921 | -136376.6526 | 1635339.2374 | 69870519.4722 | -42685779.4849 | 630705.1271 | 155510659.3785 | -64852929.2995 | -55579174.8244 | 184042487.5549 | -69976555.8529 | -195395618.2679 | -12742297.0977 | -2277161.0285 | 169170014.8471 | -108619611.2172 | 27434429.6734 | 13757586.9408 | -16412964.0874 | 10397761.6465 | 0 | 0 | 0 | 0
| 4 | Option 1D |  | $ | 95069891.6824 | 0 | 302.7673 | 15702.5868 | 74167118.7115 | 32595094.8047 | 7745207.943 | -72142.7341 | -843785.3651 | -2024939.4245 | 50184790.9575 | -67230956.2347 | 1455441.7476 | 98378151.4966 | -15149520.4633 | -15739976.5861 | 10552736.4145 | 22667882.0728 | -115113305.0074 | -2035533.5566 | -2413144.6714 | 49169293.0845 | -46315344.3913 | 9871200.7526 | -1886234.8005 | 3197613.1287 | 5701014.8155 | 0 | 0 | 0 | 0
| 5 | Option 5A |  | $ | 0 | 0 | 0 | 0 | 0 | 0 | 0 | 0 | 0 | 0 | 0 | 0 | 0 | 0 | 0 | 0 | 0 | 0 | 0 | 0 | 0 | 0 | 0 | 0 | 0 | 0 | 0 | 0 | 0 | 0 | 0
| 6 | Option 5B |  | $ | 499451217.1458 | 0 | 150.5428 | 85480.8258 | 180274245.0953 | 34993085.8022 | 10498195.6163 | 17476148.0029 | 13995532.2215 | 59811684.0944 | 452032249.7019 | 146984760.6729 | -65826601.075 | -31861031.8359 | -160015540.0273 | 48268779.7589 | 142592792.087 | 82626437.0675 | -376237156.2081 | 5582673.9913 | 58340973.5056 | 54860473.5509 | -76416507.0727 | 90736595.0141 | 5202009.6998 | -17390201.5802 | 61891966.3926 | 0 | 0 | 0 | 0
Present value of costs for each option
| Number | Option name |  | Units | PV | 2020 | 2021 | 2022 | 2023 | 2024 | 2025 | 2026 | 2027 | 2028 | 2029 | 2030 | 2031 | 2032 | 2033 | 2034 | 2035 | 2036 | 2037 | 2038 | 2039 | 2040 | 2041 | 2042 | 2043 | 2044 | 2045 | 0 | 0 | 0 | 0
| 1 | Option 1A |  | $ | -161054816.8127 | 0 | 0 | -175100000 | -1751000 | -1751000 | -1751000 | -1751000 | -1751000 | -1751000 | -1751000 | -1791000 | -1751000 | -1751000 | -1751000 | -1751000 | -1751000 | -1751000 | -10151000 | -1791000 | -1751000 | -1751000 | -1751000 | -1751000 | -1751000 | -1751000 | 72309000 | 0 | 0 | 0 | 0
| 2 | Option 1B |  | $ | -29423839.1576 | 0 | 0 | -33500000 | -335000 | -335000 | -335000 | -335000 | -335000 | -335000 | -335000 | -335000 | -335000 | -335000 | -335000 | -335000 | -335000 | -335000 | -335000 | -335000 | -335000 | -335000 | -335000 | -335000 | -335000 | -335000 | 17085000 | 0 | 0 | 0 | 0
| 3 | Option 1C |  | $ | -131630977.6551 | 0 | 0 | -141600000 | -1416000 | -1416000 | -1416000 | -1416000 | -1416000 | -1416000 | -1416000 | -1456000 | -1416000 | -1416000 | -1416000 | -1416000 | -1416000 | -1416000 | -9816000 | -1456000 | -1416000 | -1416000 | -1416000 | -1416000 | -1416000 | -1416000 | 55224000 | 0 | 0 | 0 | 0
| 4 | Option 1D |  | $ | -40812794.0623 | 0 | 0 | -45000000 | -450000 | -450000 | -450000 | -450000 | -450000 | -450000 | -450000 | -450000 | -450000 | -450000 | -450000 | -450000 | -450000 | -450000 | -450000 | -450000 | -450000 | -450000 | -450000 | -450000 | -450000 | -450000 | 17550000 | 0 | 0 | 0 | 0
| 5 | Option 5A |  | $ | -88675982.7187 | 0 | 0 | -86000000 | -860000 | -860000 | -860000 | -860000 | -860000 | -860000 | -860000 | -860000 | -860000 | -860000 | -860000 | -860000 | -860000 | -860000 | -24460000 | -506000 | -506000 | -506000 | -506000 | -506000 | -506000 | -506000 | 22974000 | 0 | 0 | 0 | 0
| 6 | Option 5B |  | $ | -366322689.6377 | 0 | 0 | -341000000 | -3410000 | -3410000 | -3410000 | -3410000 | -3410000 | -3410000 | -3410000 | -3410000 | -3410000 | -3410000 | -3410000 | -3410000 | -3410000 | -3410000 | -123410000 | -1610000 | -1610000 | -1610000 | -1610000 | -1610000 | -1610000 | -1610000 | 67710000 | 0 | 0 | 0 | 0
Incremental cost calculation
Capital outflow
| Number | Option name | Capex component | Units | PV | 2020 | 2021 | 2022 | 2023 | 2024 | 2025 | 2026 | 2027 | 2028 | 2029 | 2030 | 2031 | 2032 | 2033 | 2034 | 2035 | 2036 | 2037 | 2038 | 2039 | 2040 | 2041 | 2042 | 2043 | 2044 | 2045 | 0 | 0 | 0 | 0
| 0 | Base case | 0 | $ | 0 | 0 | 0 | 0 | 0 | 0 | 0 | 0 | 0 | 0 | 0 | 0 | 0 | 0 | 0 | 0 | 0 | 0 | 0 | 0 | 0 | 0 | 0 | 0 | 0 | 0 | 0 | 0 | 0 | 0 | 0
| 1 | Option 1A | Substation | $ | -126261612.9921 | 0 | 0 | -141600000 | 0 | 0 | 0 | 0 | 0 | 0 | 0 | 0 | 0 | 0 | 0 | 0 | 0 | 0 | 0 | 0 | 0 | 0 | 0 | 0 | 0 | 0 | 0 | 0 | 0 | 0 | 0
| 1 | Option 1A | Lines | $ | -29871214.9381 | 0 | 0 | -33500000 | 0 | 0 | 0 | 0 | 0 | 0 | 0 | 0 | 0 | 0 | 0 | 0 | 0 | 0 | 0 | 0 | 0 | 0 | 0 | 0 | 0 | 0 | 0 | 0 | 0 | 0 | 0
| 2 | Option 1B | Lines | $ | -29871214.9381 | 0 | 0 | -33500000 | 0 | 0 | 0 | 0 | 0 | 0 | 0 | 0 | 0 | 0 | 0 | 0 | 0 | 0 | 0 | 0 | 0 | 0 | 0 | 0 | 0 | 0 | 0 | 0 | 0 | 0 | 0
| 3 | Option 1C | Substation | $ | -126261612.9921 | 0 | 0 | -141600000 | 0 | 0 | 0 | 0 | 0 | 0 | 0 | 0 | 0 | 0 | 0 | 0 | 0 | 0 | 0 | 0 | 0 | 0 | 0 | 0 | 0 | 0 | 0 | 0 | 0 | 0 | 0
| 4 | Option 1D | Substation | $ | -40125512.6034 | 0 | 0 | -45000000 | 0 | 0 | 0 | 0 | 0 | 0 | 0 | 0 | 0 | 0 | 0 | 0 | 0 | 0 | 0 | 0 | 0 | 0 | 0 | 0 | 0 | 0 | 0 | 0 | 0 | 0 | 0
| 5 | Option 5A | Battery | $ | -52609005.4134 | 0 | 0 | -59000000 | 0 | 0 | 0 | 0 | 0 | 0 | 0 | 0 | 0 | 0 | 0 | 0 | 0 | 0 | 0 | 0 | 0 | 0 | 0 | 0 | 0 | 0 | 0 | 0 | 0 | 0 | 0
| 5 | Option 5A | Battery | $ | -8905958.7885 | 0 | 0 | 0 | 0 | 0 | 0 | 0 | 0 | 0 | 0 | 0 | 0 | 0 | 0 | 0 | 0 | 0 | -23600000 | 0 | 0 | 0 | 0 | 0 | 0 | 0 | 0 | 0 | 0 | 0 | 0
| 5 | Option 5A | Connection assets | $ | -24075307.5621 | 0 | 0 | -27000000 | 0 | 0 | 0 | 0 | 0 | 0 | 0 | 0 | 0 | 0 | 0 | 0 | 0 | 0 | 0 | 0 | 0 | 0 | 0 | 0 | 0 | 0 | 0 | 0 | 0 | 0 | 0
| 6 | Option 5B | Battery | $ | -267503417.3562 | 0 | 0 | -300000000 | 0 | 0 | 0 | 0 | 0 | 0 | 0 | 0 | 0 | 0 | 0 | 0 | 0 | 0 | 0 | 0 | 0 | 0 | 0 | 0 | 0 | 0 | 0 | 0 | 0 | 0 | 0
| 6 | Option 5B | Battery | $ | -45284536.2128 | 0 | 0 | 0 | 0 | 0 | 0 | 0 | 0 | 0 | 0 | 0 | 0 | 0 | 0 | 0 | 0 | 0 | -120000000 | 0 | 0 | 0 | 0 | 0 | 0 | 0 | 0 | 0 | 0 | 0 | 0
| 6 | Option 5B | Connection assets | $ | -36558800.372 | 0 | 0 | -41000000 | 0 | 0 | 0 | 0 | 0 | 0 | 0 | 0 | 0 | 0 | 0 | 0 | 0 | 0 | 0 | 0 | 0 | 0 | 0 | 0 | 0 | 0 | 0 | 0 | 0 | 0 | 0
Terminal value
| Number | Option name | Capex component | Units | PV | 2020 | 2021 | 2022 | 2023 | 2024 | 2025 | 2026 | 2027 | 2028 | 2029 | 2030 | 2031 | 2032 | 2033 | 2034 | 2035 | 2036 | 2037 | 2038 | 2039 | 2040 | 2041 | 2042 | 2043 | 2044 | 2045 | 0 | 0 | 0 | 0
| 0 | Base case | 0 | $ | 0 | 0 | 0 | 0 | 0 | 0 | 0 | 0 | 0 | 0 | 0 | 0 | 0 | 0 | 0 | 0 | 0 | 0 | 0 | 0 | 0 | 0 | 0 | 0 | 0 | 0 | 0 | 0 | 0 | 0 | 0
| 1 | Option 1A | Substation | $ | 13512143.2874 | 0 | 0 | 0 | 0 | 0 | 0 | 0 | 0 | 0 | 0 | 0 | 0 | 0 | 0 | 0 | 0 | 0 | 0 | 0 | 0 | 0 | 0 | 0 | 0 | 0 | 56640000 | 0 | 0 | 0 | 0
| 1 | Option 1A | Lines | $ | 4155747.4588 | 0 | 0 | 0 | 0 | 0 | 0 | 0 | 0 | 0 | 0 | 0 | 0 | 0 | 0 | 0 | 0 | 0 | 0 | 0 | 0 | 0 | 0 | 0 | 0 | 0 | 17420000 | 0 | 0 | 0 | 0
| 2 | Option 1B | Lines | $ | 4155747.4588 | 0 | 0 | 0 | 0 | 0 | 0 | 0 | 0 | 0 | 0 | 0 | 0 | 0 | 0 | 0 | 0 | 0 | 0 | 0 | 0 | 0 | 0 | 0 | 0 | 0 | 17420000 | 0 | 0 | 0 | 0
| 3 | Option 1C | Substation | $ | 13512143.2874 | 0 | 0 | 0 | 0 | 0 | 0 | 0 | 0 | 0 | 0 | 0 | 0 | 0 | 0 | 0 | 0 | 0 | 0 | 0 | 0 | 0 | 0 | 0 | 0 | 0 | 56640000 | 0 | 0 | 0 | 0
| 4 | Option 1D | Substation | $ | 4294113.3329 | 0 | 0 | 0 | 0 | 0 | 0 | 0 | 0 | 0 | 0 | 0 | 0 | 0 | 0 | 0 | 0 | 0 | 0 | 0 | 0 | 0 | 0 | 0 | 0 | 0 | 18000000 | 0 | 0 | 0 | 0
| 5 | Option 5A | Battery | $ | 0 | 0 | 0 | 0 | 0 | 0 | 0 | 0 | 0 | 0 | 0 | 0 | 0 | 0 | 0 | 0 | 0 | 0 | 0 | 0 | 0 | 0 | 0 | 0 | 0 | 0 | 0 | 0 | 0 | 0 | 0
| 5 | Option 5A | Battery | $ | 2252023.8812 | 0 | 0 | 0 | 0 | 0 | 0 | 0 | 0 | 0 | 0 | 0 | 0 | 0 | 0 | 0 | 0 | 0 | 0 | 0 | 0 | 0 | 0 | 0 | 0 | 0 | 9440000 | 0 | 0 | 0 | 0
| 5 | Option 5A | Connection assets | $ | 3349408.3996 | 0 | 0 | 0 | 0 | 0 | 0 | 0 | 0 | 0 | 0 | 0 | 0 | 0 | 0 | 0 | 0 | 0 | 0 | 0 | 0 | 0 | 0 | 0 | 0 | 0 | 14040000 | 0 | 0 | 0 | 0
| 6 | Option 5B | Battery | $ | 0 | 0 | 0 | 0 | 0 | 0 | 0 | 0 | 0 | 0 | 0 | 0 | 0 | 0 | 0 | 0 | 0 | 0 | 0 | 0 | 0 | 0 | 0 | 0 | 0 | 0 | 0 | 0 | 0 | 0 | 0
| 6 | Option 5B | Battery | $ | 11450968.8876 | 0 | 0 | 0 | 0 | 0 | 0 | 0 | 0 | 0 | 0 | 0 | 0 | 0 | 0 | 0 | 0 | 0 | 0 | 0 | 0 | 0 | 0 | 0 | 0 | 0 | 48000000 | 0 | 0 | 0 | 0
| 6 | Option 5B | Connection assets | $ | 5086138.6809 | 0 | 0 | 0 | 0 | 0 | 0 | 0 | 0 | 0 | 0 | 0 | 0 | 0 | 0 | 0 | 0 | 0 | 0 | 0 | 0 | 0 | 0 | 0 | 0 | 0 | 21320000 | 0 | 0 | 0 | 0
Capital cost
| Number | Option name |  | Units | PV | 2020 | 2021 | 2022 | 2023 | 2024 | 2025 | 2026 | 2027 | 2028 | 2029 | 2030 | 2031 | 2032 | 2033 | 2034 | 2035 | 2036 | 2037 | 2038 | 2039 | 2040 | 2041 | 2042 | 2043 | 2044 | 2045 | 0 | 0 | 0 | 0
| 1 | Option 1A |  | $ | -138464937.184 | 0 | 0 | -175100000 | 0 | 0 | 0 | 0 | 0 | 0 | 0 | 0 | 0 | 0 | 0 | 0 | 0 | 0 | 0 | 0 | 0 | 0 | 0 | 0 | 0 | 0 | 74060000 | 0 | 0 | 0 | 0
| 2 | Option 1B |  | $ | -25715467.4793 | 0 | 0 | -33500000 | 0 | 0 | 0 | 0 | 0 | 0 | 0 | 0 | 0 | 0 | 0 | 0 | 0 | 0 | 0 | 0 | 0 | 0 | 0 | 0 | 0 | 0 | 17420000 | 0 | 0 | 0 | 0
| 3 | Option 1C |  | $ | -112749469.7047 | 0 | 0 | -141600000 | 0 | 0 | 0 | 0 | 0 | 0 | 0 | 0 | 0 | 0 | 0 | 0 | 0 | 0 | 0 | 0 | 0 | 0 | 0 | 0 | 0 | 0 | 56640000 | 0 | 0 | 0 | 0
| 4 | Option 1D |  | $ | -35831399.2706 | 0 | 0 | -45000000 | 0 | 0 | 0 | 0 | 0 | 0 | 0 | 0 | 0 | 0 | 0 | 0 | 0 | 0 | 0 | 0 | 0 | 0 | 0 | 0 | 0 | 0 | 18000000 | 0 | 0 | 0 | 0
| 5 | Option 5A |  | $ | -79988839.4831 | 0 | 0 | -86000000 | 0 | 0 | 0 | 0 | 0 | 0 | 0 | 0 | 0 | 0 | 0 | 0 | 0 | 0 | -23600000 | 0 | 0 | 0 | 0 | 0 | 0 | 0 | 23480000 | 0 | 0 | 0 | 0
| 6 | Option 5B |  | $ | -332809646.3724 | 0 | 0 | -341000000 | 0 | 0 | 0 | 0 | 0 | 0 | 0 | 0 | 0 | 0 | 0 | 0 | 0 | 0 | -120000000 | 0 | 0 | 0 | 0 | 0 | 0 | 0 | 69320000 | 0 | 0 | 0 | 0
Operating and maintenance cost
| Number | Option name |  | Units | PV | 2020 | 2021 | 2022 | 2023 | 2024 | 2025 | 2026 | 2027 | 2028 | 2029 | 2030 | 2031 | 2032 | 2033 | 2034 | 2035 | 2036 | 2037 | 2038 | 2039 | 2040 | 2041 | 2042 | 2043 | 2044 | 2045 | 0 | 0 | 0 | 0
| 1 | Option 1A |  | $ | -22589879.6287 | 0 | 0 | 0 | -1751000 | -1751000 | -1751000 | -1751000 | -1751000 | -1751000 | -1751000 | -1791000 | -1751000 | -1751000 | -1751000 | -1751000 | -1751000 | -1751000 | -10151000 | -1791000 | -1751000 | -1751000 | -1751000 | -1751000 | -1751000 | -1751000 | -1751000 | 0 | 0 | 0 | 0
| 2 | Option 1B |  | $ | -3708371.6783 | 0 | 0 | 0 | -335000 | -335000 | -335000 | -335000 | -335000 | -335000 | -335000 | -335000 | -335000 | -335000 | -335000 | -335000 | -335000 | -335000 | -335000 | -335000 | -335000 | -335000 | -335000 | -335000 | -335000 | -335000 | -335000 | 0 | 0 | 0 | 0
| 3 | Option 1C |  | $ | -18881507.9504 | 0 | 0 | 0 | -1416000 | -1416000 | -1416000 | -1416000 | -1416000 | -1416000 | -1416000 | -1456000 | -1416000 | -1416000 | -1416000 | -1416000 | -1416000 | -1416000 | -9816000 | -1456000 | -1416000 | -1416000 | -1416000 | -1416000 | -1416000 | -1416000 | -1416000 | 0 | 0 | 0 | 0
| 4 | Option 1D |  | $ | -4981394.7917 | 0 | 0 | 0 | -450000 | -450000 | -450000 | -450000 | -450000 | -450000 | -450000 | -450000 | -450000 | -450000 | -450000 | -450000 | -450000 | -450000 | -450000 | -450000 | -450000 | -450000 | -450000 | -450000 | -450000 | -450000 | -450000 | 0 | 0 | 0 | 0
| 5 | Option 5A |  | $ | -8687143.2356 | 0 | 0 | 0 | -860000 | -860000 | -860000 | -860000 | -860000 | -860000 | -860000 | -860000 | -860000 | -860000 | -860000 | -860000 | -860000 | -860000 | -860000 | -506000 | -506000 | -506000 | -506000 | -506000 | -506000 | -506000 | -506000 | 0 | 0 | 0 | 0
| 6 | Option 5B |  | $ | -33513043.2653 | 0 | 0 | 0 | -3410000 | -3410000 | -3410000 | -3410000 | -3410000 | -3410000 | -3410000 | -3410000 | -3410000 | -3410000 | -3410000 | -3410000 | -3410000 | -3410000 | -3410000 | -1610000 | -1610000 | -1610000 | -1610000 | -1610000 | -1610000 | -1610000 | -1610000 | 0 | 0 | 0 | 0
Incremental benefit calculation
Involuntary load shedding
| Number | Option name |  | Units | PV | 2020 | 2021 | 2022 | 2023 | 2024 | 2025 | 2026 | 2027 | 2028 | 2029 | 2030 | 2031 | 2032 | 2033 | 2034 | 2035 | 2036 | 2037 | 2038 | 2039 | 2040 | 2041 | 2042 | 2043 | 2044 | 2045 | 0 | 0 | 0 | 0
| 1 | Option 1A |  | $ | 6847940.5294 | 0 | 0.37821 | -0.8598 | -523996.7424 | 10113914.5505 | 5207372.6806 | 1.0312 | 1.0921 | 1.1598 | -3481476.8707 | -545748.4049 | 789376.107 | -213597.5181 | 183829.4022 | -3071751.1847 | 1008227.7733 | 2186741.145 | 1.9306 | 2.042 | -40.737 | 7834556.3756 | -11099361.0764 | -2633615.4487 | -896014.6932 | -3060673.1417 | 3.038 | 0 | 0 | 0 | 0
| 2 | Option 1B |  | $ | -3911997.0421 | 0 | -0.69571 | 0.85195 | 47243.4564 | 8253706.0561 | -480953.4933 | -1.7917 | -1.8973 | -2.0151 | -2670274.2492 | 292670.1518 | 319934.3189 | 228478.62 | 480347.8994 | -4692950.0258 | 90335.2819 | 1372294.018 | -3.3544 | -3.5478 | -32.7983 | -861783.5576 | -10721361.2512 | -8939568.4004 | -5792234.5252 | -583133.486 | -5.2784 | 0 | 0 | 0 | 0
| 3 | Option 1C |  | $ | 21794814.5579 | 0 | 0.35735 | -0.94542 | 4333786.166 | 328109.8755 | 12757926.3788 | 0.91008 | 0.96374 | 1.0235 | -486539.2214 | 6678336.999 | 2842666.9877 | 84296.1703 | 142975.141 | 2230581.9421 | 1008227.5707 | 302401.2382 | 1.7038 | 1.8021 | 3.0958 | 5204282.9606 | 402797.8184 | 480441.6687 | 538556.1178 | -1555817.64 | 2.6811 | 0 | 0 | 0 | 0
| 4 | Option 1D |  | $ | 11888680.4162 | 0 | 0.40708 | -0.82924 | 2838273.9772 | -4049143.8829 | 8626709.9298 | 1.0745 | 1.1379 | 1.2084 | -486599.1584 | 6693413.8778 | 1791683.6514 | 127104.2504 | 242762.4623 | 134178.4277 | 1008227.8449 | 348600.2859 | 2.0116 | 2.1276 | -26.3447 | 202316.8399 | 1532506.8493 | 1076094.8192 | 467828.5258 | 181222.0798 | 3.1655 | 0 | 0 | 0 | 0
| 5 | Option 5A |  | $ | 0 | 0 | 0 | 0 | 0 | 0 | 0 | 0 | 0 | 0 | 0 | 0 | 0 | 0 | 0 | 0 | 0 | 0 | 0 | 0 | 0 | 0 | 0 | 0 | 0 | 0 | 0 | 0 | 0 | 0 | 0
| 6 | Option 5B |  | $ | 5330894.7895 | 0 | 0.18297 | -0.70643 | 14729.8584 | 4388762.5327 | 1348909.757 | 0.49898 | 0.52844 | 0.56122 | -999479.4773 | 5548763.7439 | 2150385.392 | 361007.2431 | 719617.3572 | -2988476.0272 | 1008226.8854 | 1760025.3073 | 0.93423 | 0.98811 | -33.0276 | 3871570.1322 | -11095195.344 | -1347784.8921 | -1357015.722 | -1303703.5264 | 1.4698 | 0 | 0 | 0 | 0
[8 empty] | 0 | 0
Difference in timing of unrelated expenditure
| Number | Option name |  | Units | PV | 2020 | 2021 | 2022 | 2023 | 2024 | 2025 | 2026 | 2027 | 2028 | 2029 | 2030 | 2031 | 2032 | 2033 | 2034 | 2035 | 2036 | 2037 | 2038 | 2039 | 2040 | 2041 | 2042 | 2043 | 2044 | 2045 | 0 | 0 | 0 | 0
| 1 | Option 1A |  | $ | 24041337.703 | 0 | 9.2285 | 0.76874 | 0.81266 | 1.67 | 1.1663 | 1.1966 | 1.3679 | 2.119 | 34700195.9599 | 4.0933 | 0.36644 | 3897628.5324 | -9558842.0249 | 8649572.3052 | 0 | 35043630.4042 | -2717331.9647 | 0.36173 | 1.5718 | -12996131.1442 | -4540904.6075 | 3.2608 | 12951456.8304 | -36249735.2079 | 980795.0247 | 0 | 0 | 0 | 0
| 2 | Option 1B |  | $ | 18370986.6381 | 0 | -16.0204 | -1.5101 | -1.2468 | -2.8204 | -2.0203 | -2.1445 | -1.6881 | -3.6986 | 21548417.8176 | -7.3012 | -0.67009 | 6771073.7706 | 3217377.6817 | 17800293.4909 | -0.0254 | 10652693.8023 | -17002280.7014 | -0.74533 | -2.4694 | -2586413.383 | -10116678.9844 | -6.1037 | 889359.2467 | -6587903.3219 | 176797.821 | 0 | 0 | 0 | 0
| 3 | Option 1C |  | $ | -1358871.146 | 0 | 8.1425 | 0.67398 | 0.64303 | 1.553 | 1.0263 | 1.0846 | 1.1249 | 1.8824 | -3213032.2367 | 3.6268 | 0.36954 | 19076734.0069 | -8609099.2095 | -5777187.1967 | 0 | -1120983.0169 | -2095686.3808 | 0.3581 | 1.337 | 668138.0521 | 0.71383 | 2.6931 | 6592580.239 | -13119150.2894 | 935038.3142 | 0 | 0 | 0 | 0
| 4 | Option 1D |  | $ | -962047.9848 | 0 | 9.6139 | 0.88058 | 0.8917 | 1.8127 | 1.2121 | 1.2759 | 1.3123 | 2.2015 | -3216324.3846 | 4.3073 | 0.43889 | 11019660.1491 | 2440843.4921 | -1270334.9676 | 0 | -7120371.3004 | -1777286.2386 | 0.41574 | 1.5646 | 1578346.3966 | 0.86234 | 3.6776 | -874899.3761 | -8153406.1463 | 581041.2203 | 0 | 0 | 0 | 0
| 5 | Option 5A |  | $ | 0 | 0 | 0 | 0 | 0 | 0 | 0 | 0 | 0 | 0 | 0 | 0 | 0 | 0 | 0 | 0 | 0 | 0 | 0 | 0 | 0 | 0 | 0 | 0 | 0 | 0 | 0 | 0 | 0 | 0 | 0
| 6 | Option 5B |  | $ | 28112064.2144 | 0 | 4.4725 | 0.38128 | 0.45932 | 1.0305 | 0.56953 | 0.57207 | 0.87695 | 1.107 | 33039349.8736 | 2.0277 | 0.13114 | 24399735.9339 | -12640870.6948 | 4868139.9211 | 0 | 38038273.8066 | -4206714.03 | 0.17716 | 0.45545 | -12515341.5786 | 0.33139 | 0.69513 | 1286505.755 | -40471620.1803 | 780885.8189 | 0 | 0 | 0 | 0
Fuel consumption from generation dispatch
| Number | Option name |  | Units | PV | 2020 | 2021 | 2022 | 2023 | 2024 | 2025 | 2026 | 2027 | 2028 | 2029 | 2030 | 2031 | 2032 | 2033 | 2034 | 2035 | 2036 | 2037 | 2038 | 2039 | 2040 | 2041 | 2042 | 2043 | 2044 | 2045 | 0 | 0 | 0 | 0
| 1 | Option 1A |  | $ | 58460685.4746 | 0 | -20.2645 | 38000.0883 | 5611118.4935 | 6264455.3381 | 6762709.3579 | 10153235.3208 | 7437761.4055 | 8862027.8446 | -4163451.1596 | -10934269.8754 | -13224737.5253 | -8956189.9012 | 12074755.6852 | 2078228.4309 | -18920009.4537 | -11767925.5683 | 18614736.2811 | 13793181.1995 | 7406274.528 | 12087949.2345 | 26957076.3322 | 11976588.4412 | -6230021.9123 | 53041358.5046 | 44490866.6788 | 0 | 0 | 0 | 0
| 2 | Option 1B |  | $ | 92445011.4672 | 0 | -42.6555 | 32657.0164 | 5403419.834 | 6721871.7217 | 7325806.2737 | 10232219.2732 | 8730234.6493 | 8784143.3638 | -1278704.5905 | -3540754.1636 | -4697052.8111 | 1745916.2048 | 24219455.9436 | 1902029.9083 | -1377727.2952 | 2143608.988 | 13388199.8685 | 13579088.4598 | 7834064.7198 | 16548085.2305 | 17585283.5566 | 10544649.7487 | 8325397.2295 | 48872542.5155 | 39849194.8832 | 0 | 0 | 0 | 0
| 3 | Option 1C |  | $ | -21035460.487 | 0 | -21.0743 | 14426.1113 | 173009.8859 | -113851.8721 | -305459.569 | 329069.301 | -1470896.9812 | 76446.2915 | -2870707.2019 | -1521618.0452 | -2564992.0025 | -9913102.0632 | -6527978.5016 | 3451036.127 | -16977018.4921 | -17030301.7505 | 4095946.2852 | 2047085.0371 | 2308196.9207 | -15736029.9299 | 7808283.5551 | 953196.3931 | -6171942.0216 | 10154046.6798 | 11368414.0943 | 0 | 0 | 0 | 0
| 4 | Option 1D |  | $ | -6287245.042 | 0 | -12.0064 | 11885.3625 | 77390.7663 | -302594.9163 | -570165.5362 | -78185.8462 | -1366855.8433 | -128137.2767 | -3022435.4624 | -50945.2903 | -1156875.144 | -3737886.1252 | -3237957.5919 | 405294.4256 | -2530089.208 | -8189279.7761 | 3801690.0067 | 1248256.0725 | 1051223.387 | -7545031.5533 | 4217040.2908 | 2511795.3017 | 925249.0533 | 5307758.3226 | 8308715.2095 | 0 | 0 | 0 | 0
| 5 | Option 5A |  | $ | 0 | 0 | 0 | 0 | 0 | 0 | 0 | 0 | 0 | 0 | 0 | 0 | 0 | 0 | 0 | 0 | 0 | 0 | 0 | 0 | 0 | 0 | 0 | 0 | 0 | 0 | 0 | 0 | 0 | 0 | 0
| 6 | Option 5B |  | $ | 39380467.4433 | 0 | 3.7291 | 68801.9241 | 6962740.4586 | 8107129.614 | 9384991.6465 | 13094401.5923 | 9389867.6796 | 9741941.0083 | -12581967.1067 | -25544391.8 | -26748825.486 | -14404323.2376 | -4163565.8862 | -5512214.3144 | -23537001.7121 | -15215313.5964 | 24279440.749 | 18946046.2716 | -964116.2666 | 12520223.5507 | 28380964.5685 | 13211391.2408 | 4108316.2517 | 62543655.8466 | 56112659.9955 | 0 | 0 | 0 | 0
Voluntary load curtailment
| Number | Option name |  | Units | PV | 2020 | 2021 | 2022 | 2023 | 2024 | 2025 | 2026 | 2027 | 2028 | 2029 | 2030 | 2031 | 2032 | 2033 | 2034 | 2035 | 2036 | 2037 | 2038 | 2039 | 2040 | 2041 | 2042 | 2043 | 2044 | 2045 | 0 | 0 | 0 | 0
| 1 | Option 1A |  | $ | 3788340.0905 | 0 | 2.4566 | 2.624 | 153299.9918 | 170650.192 | 31916.1351 | 3.3585 | 2861.8715 | 1536.8273 | 45042.9893 | 6845.2528 | -13965.5927 | 15635.3441 | 767007.9493 | 410306.9213 | 1042104.354 | 2032351.3907 | 0.03368 | -50173.5125 | -351071.7945 | 5543024.0305 | -3166392.994 | 3237959.816 | 351700.3238 | -88379.4649 | 10.9452 | 0 | 0 | 0 | 0
| 2 | Option 1B |  | $ | -159783.0812 | 0 | -4.3263 | -4.575 | 45.3988 | 185220.5879 | 12010.8007 | -5.8334 | -497.3326 | -722.1429 | 393739.0156 | 77043.6848 | -89223.3012 | 12725.3608 | 176453.8619 | -398039.2403 | -406259.7873 | 571539.0561 | -12663.1084 | -39513.6681 | -601159.2118 | 164600.3858 | -330500.432 | -332510.2198 | -301952.2899 | -283006.9562 | -19.0004 | 0 | 0 | 0 | 0
| 3 | Option 1C |  | $ | 2363645.1192 | 0 | 2.1732 | 2.3249 | 367818.9916 | 44112.8636 | 286960.1554 | 2.9641 | 2861.4525 | 12674.3148 | 85045.9916 | -52861.1441 | 551008.401 | -16691.278 | -11968.1534 | 1395988.7658 | 591979.6955 | 2064910.4195 | 19143.5163 | 17517.0012 | 391238.1183 | 3232136.3813 | -3926896.0892 | 2056514.0376 | 721113.0219 | -3869535.0103 | 9.6689 | 0 | 0 | 0 | 0
| 4 | Option 1D |  | $ | 1005060.8541 | 0 | 2.657 | 2.7298 | 393741.2035 | 22756.1098 | 168184.693 | 3.4996 | 2862.0168 | 8393.3405 | 82803.5303 | 15843.6118 | 417091.43 | -9078.0865 | -283642.818 | 293843.2607 | 38650.3986 | 1133494.8262 | 12577.7712 | 2513.818 | 220154.3463 | 694300.6937 | -2465327.1448 | 648523.4233 | 881.4289 | 138942.5716 | 11.4113 | 0 | 0 | 0 | 0
| 5 | Option 5A |  | $ | 0 | 0 | 0 | 0 | 0 | 0 | 0 | 0 | 0 | 0 | 0 | 0 | 0 | 0 | 0 | 0 | 0 | 0 | 0 | 0 | 0 | 0 | 0 | 0 | 0 | 0 | 0 | 0 | 0 | 0 | 0
| 6 | Option 5B |  | $ | 1922833.0777 | 0 | 1.2195 | 1.2651 | 1889.8133 | -49308.1689 | 71410.4177 | 1.6327 | 2854.5545 | 809.6433 | -15802.8242 | 17943.8977 | 256074.3959 | 14550.434 | 380598.9917 | 779828.088 | -271725.3294 | 2007345.7908 | -4312.0779 | -57273.3556 | -279317.2083 | 2922913.5291 | -4042192.9041 | 2756000.5343 | 198469.7507 | 431095.1381 | 5.3167 | 0 | 0 | 0 | 0
Costs for non RIT-T proponent parties
| Number | Option name |  | Units | PV | 2020 | 2021 | 2022 | 2023 | 2024 | 2025 | 2026 | 2027 | 2028 | 2029 | 2030 | 2031 | 2032 | 2033 | 2034 | 2035 | 2036 | 2037 | 2038 | 2039 | 2040 | 2041 | 2042 | 2043 | 2044 | 2045 | 0 | 0 | 0 | 0
| 1 | Option 1A |  | $ | 285792624.2646 | 0 | 292.3012 | 9028.8321 | 169383789.0321 | -18098743.4019 | -385417.7353 | 1770349.2384 | 4618953.7076 | 5009381.1713 | 220232920.708 | 67379379.067 | -768159.3366 | 55725738.8121 | -247186328.8216 | 125885495.8809 | 201815791.464 | 60222606.4586 | -303982917.6409 | -9958815.6163 | -4011990.7772 | 102881527.9006 | -81648247.8997 | 69903433.7161 | 24283296.1326 | -44552661.1092 | 4512474.5637 | 0 | 0 | 0 | 0
| 2 | Option 1B |  | $ | 72138855.0077 | 0 | -494.3407 | 9004.7142 | 356557.0048 | -11707061.4362 | 356214.323 | 2091675.4445 | 4113355.841 | 3357986.2515 | 139874918.6874 | 4220341.1926 | 724516.0772 | -38370480.5438 | -226680216.701 | 211717731.5752 | 6840417.2073 | 162654438.4008 | -107577346.5278 | -18206967.1017 | 11722768.1723 | -14425773.6821 | 29239667.7997 | 17329269.9175 | 1380243.7929 | -58245408.6332 | 3037457.6829 | 0 | 0 | 0 | 0
| 3 | Option 1C |  | $ | 144638247.2221 | 0 | 254.7083 | 4220.8951 | 74931930.1251 | 32925784.408 | -519708.4238 | 234054.2323 | 1331656.7874 | 1546215.7253 | 76355752.1406 | -47789640.9214 | -197978.6286 | 146279422.5426 | -49846858.576 | -56879594.4626 | 199419298.7808 | -54192582.7433 | -197415023.3924 | -14806901.2961 | -4976600.5003 | 175801487.3829 | -112903797.2153 | 23944274.8809 | 12077279.5837 | -8022507.8275 | -1905703.1119 | 0 | 0 | 0 | 0
| 4 | Option 1D |  | $ | 89425443.4389 | 0 | 302.0958 | 3814.4431 | 70857711.8728 | 36924075.6815 | -479522.3557 | 6037.2621 | 520206.0112 | -1905198.8983 | 56827346.4327 | -73889272.7413 | 403541.3713 | 90978351.3088 | -14311526.0078 | -15302957.7324 | 12035947.3791 | 36495438.0372 | -117150288.5583 | -3286305.9905 | -3684497.6246 | 54239360.7076 | -49599565.249 | 5634783.5307 | -2405294.4325 | 5723096.301 | -3188756.191 | 0 | 0 | 0 | 0
| 5 | Option 5A |  | $ | 0 | 0 | 0 | 0 | 0 | 0 | 0 | 0 | 0 | 0 | 0 | 0 | 0 | 0 | 0 | 0 | 0 | 0 | 0 | 0 | 0 | 0 | 0 | 0 | 0 | 0 | 0 | 0 | 0 | 0 | 0
| 6 | Option 5B |  | $ | 424704957.6211 | 0 | 140.9388 | 16677.9617 | 173294884.5058 | 22546500.794 | -307116.7744 | 4381743.7068 | 4602808.582 | 50068931.7745 | 432590149.2364 | 166962442.8036 | -41484235.508 | -42232002.2094 | -144311319.7952 | 51121502.0915 | 165393292.2432 | 56036105.7591 | -396305571.7835 | -13306100.09 | 59584439.5526 | 48061107.9175 | -89660083.7245 | 76116987.436 | 965733.6644 | -38589628.8582 | 4998413.7917 | 0 | 0 | 0 | 0

## Sensitivities (hidden)
Sensitivities
Sensitivity calculations
NPV results
NPV results
| Option | #REF! | #REF! | #REF! | #REF! | #REF! | #REF! | #REF! | #REF! | #REF! | #REF! | #REF! | #REF! | #REF! | #REF! | #REF!
| NPV | 217876111.2495 | 149459233.8321 | 14771397.6111 | 54257097.6201 | -88675982.7187 | 133128527.5082 | #N/A | #N/A | #N/A | #N/A | #N/A | #N/A | #N/A | #N/A | #N/A
Sensitivities
| Discount rate sensitivity | [15 empty] | Capital cost sensitivity
| Rate | #REF! | #REF! | #REF! | #REF! | #REF! | #REF! | #REF! | #REF! | #REF! | #REF! | #REF! | #REF! | #REF! | #REF! | #REF! | Percent | #REF! | #REF! | #REF! | #REF! | #REF! | #REF! | #REF! | #REF! | #REF! | #REF! | #REF! | #REF! | #REF! | #REF! | #REF!
| 3.5% | 283908489.9996 | 201437933.4743 | 25664637.1874 | 52498821.2283 | 10386552.7623 | 160986774.1832 | 0 | 0 | 0 | 0 | 0 | 0 | 0 | 0 | 0 | 75% | 247585944.9396 | 152413349.4626 | 41527115.6707 | 60111471.8173 | 23453700.6673 | 202727896.4382 | 0 | 0 | 0 | 0 | 0 | 0 | 0 | 0 | 0
| 3.56% | 281888615.6377 | 199780610.6757 | 25384900.7172 | 52498974.1213 | 10197228.3224 | 159996835.4089 | 0 | 0 | 0 | 0 | 0 | 0 | 0 | 0 | 0 | 75.5% | 246961226.4194 | 152288543.548 | 41027203.0651 | 59944834.2821 | 23065856.1673 | 201191618.7483 | 0 | 0 | 0 | 0 | 0 | 0 | 0 | 0 | 0
| 3.62% | 279888439.8356 | 198139546.8964 | 25108341.7012 | 52498070.4263 | 10009816.4847 | 159013631.4217 | 0 | 0 | 0 | 0 | 0 | 0 | 0 | 0 | 0 | 76% | 246336507.8992 | 152163737.6334 | 40527290.4595 | 59778196.7469 | 22678011.6673 | 199655341.0583 | 0 | 0 | 0 | 0 | 0 | 0 | 0 | 0 | 0
| 3.68% | 277907717.8972 | 196514554.1228 | 24834910.1075 | 52496120.4883 | 9824288.2326 | 158037075.3458 | 0 | 0 | 0 | 0 | 0 | 0 | 0 | 0 | 0 | 76.5% | 245711789.379 | 152038931.7189 | 40027377.8538 | 59611559.2117 | 22290167.1674 | 198119063.3684 | 0 | 0 | 0 | 0 | 0 | 0 | 0 | 0 | 0
| 3.74% | 275946208.6551 | 194905446.8022 | 24564556.802 | 52493134.6245 | 9640615.0832 | 157067081.9373 | 0 | 0 | 0 | 0 | 0 | 0 | 0 | 0 | 0 | 77% | 245087070.8588 | 151914125.8043 | 39527465.2482 | 59444921.6764 | 21902322.6674 | 196582785.6785 | 0 | 0 | 0 | 0 | 0 | 0 | 0 | 0 | 0
| 3.8% | 274003674.4157 | 193312041.8073 | 24297233.5317 | 52489123.1221 | 9458769.0766 | 156103567.5519 | 0 | 0 | 0 | 0 | 0 | 0 | 0 | 0 | 0 | 77.5% | 244462352.3386 | 151789319.8898 | 39027552.6426 | 59278284.1412 | 21514478.1675 | 195046507.9885 | 0 | 0 | 0 | 0 | 0 | 0 | 0 | 0 | 0
| 3.86% | 272079880.9038 | 191734158.4012 | 24032892.9087 | 52484096.2372 | 9278722.7664 | 155146450.1131 | 0 | 0 | 0 | 0 | 0 | 0 | 0 | 0 | 0 | 78% | 243837633.8184 | 151664513.9752 | 38527640.0369 | 59111646.606 | 21126633.6675 | 193510230.2986 | 0 | 0 | 0 | 0 | 0 | 0 | 0 | 0 | 0
| 3.92% | 270174597.2092 | 190171618.2037 | 23771488.3937 | 52478064.1932 | 9100449.2099 | 154195649.0805 | 0 | 0 | 0 | 0 | 0 | 0 | 0 | 0 | 0 | 78.5% | 243212915.2982 | 151539708.0606 | 38027727.4313 | 58945009.0708 | 20738789.1675 | 191973952.6087 | 0 | 0 | 0 | 0 | 0 | 0 | 0 | 0 | 0
| 3.98% | 268287595.7342 | 188624245.1568 | 23512974.2807 | 52471037.1795 | 8923921.9583 | 153251085.4195 | 0 | 0 | 0 | 0 | 0 | 0 | 0 | 0 | 0 | 79% | 242588196.778 | 151414902.1461 | 37527814.8257 | 58778371.5356 | 20350944.6676 | 190437674.9187 | 0 | 0 | 0 | 0 | 0 | 0 | 0 | 0 | 0
| 4.04% | 266418652.1411 | 187091865.492 | 23257305.6815 | 52463025.3499 | 8749115.0473 | 152312681.5712 | 0 | 0 | 0 | 0 | 0 | 0 | 0 | 0 | 0 | 79.5% | 241963478.2578 | 151290096.2315 | 37027902.22 | 58611734.0004 | 19963100.1676 | 188901397.2288 | 0 | 0 | 0 | 0 | 0 | 0 | 0 | 0 | 0
| 4.1% | 264567545.3013 | 185574307.6977 | 23004438.5105 | 52454038.8216 | 8576002.9882 | 151380361.4227 | 0 | 0 | 0 | 0 | 0 | 0 | 0 | 0 | 0 | 80% | 241338759.7376 | 151165290.3169 | 36527989.6144 | 58445096.4652 | 19575255.6676 | 187365119.5389 | 0 | 0 | 0 | 0 | 0 | 0 | 0 | 0 | 0
| 4.16% | 262734057.2453 | 184071402.4866 | 22754329.47 | 52444087.6738 | 8404560.7585 | 150454050.2786 | 0 | 0 | 0 | 0 | 0 | 0 | 0 | 0 | 0 | 80.5% | 240714041.2175 | 151040484.4024 | 36028077.0088 | 58278458.93 | 19187411.1677 | 185828841.8489 | 0 | 0 | 0 | 0 | 0 | 0 | 0 | 0 | 0
| 4.22% | 260917973.1128 | 182582982.7641 | 22506936.0354 | 52433181.9464 | 8234763.7934 | 149533674.8323 | 0 | 0 | 0 | 0 | 0 | 0 | 0 | 0 | 0 | 81% | 240089322.6973 | 150915678.4878 | 35528164.4031 | 58111821.3948 | 18799566.6677 | 184292564.159 | 0 | 0 | 0 | 0 | 0 | 0 | 0 | 0 | 0
| 4.28% | 259119081.1047 | 181108883.5975 | 22262216.4412 | 52421331.6392 | 8066587.9767 | 148619163.1388 | 0 | 0 | 0 | 0 | 0 | 0 | 0 | 0 | 0 | 81.5% | 239464604.1771 | 150790872.5733 | 35028251.7975 | 57945183.8595 | 18411722.1678 | 182756286.4691 | 0 | 0 | 0 | 0 | 0 | 0 | 0 | 0 | 0
| 4.34% | 257337172.4349 | 179648942.1846 | 22020129.6669 | 52408546.7104 | 7900009.6324 | 147710444.5868 | 0 | 0 | 0 | 0 | 0 | 0 | 0 | 0 | 0 | 82% | 238839885.6569 | 150666066.6587 | 34528339.1919 | 57778546.3243 | 18023877.6678 | 181220008.7791 | 0 | 0 | 0 | 0 | 0 | 0 | 0 | 0 | 0
| 4.4% | 255572041.2835 | 178202997.8238 | 21780635.4229 | 52394837.0754 | 7735005.5167 | 146807449.8726 | 0 | 0 | 0 | 0 | 0 | 0 | 0 | 0 | 0 | 82.5% | 238215167.1367 | 150541260.7441 | 34028426.5862 | 57611908.7891 | 17636033.1678 | 179683731.0892 | 0 | 0 | 0 | 0 | 0 | 0 | 0 | 0 | 0
| 4.46% | 253823484.7502 | 176770891.8845 | 21543694.1378 | 52380212.6066 | 7571552.8091 | 145910110.9737 | 0 | 0 | 0 | 0 | 0 | 0 | 0 | 0 | 0 | 83% | 237590448.6165 | 150416454.8296 | 33528513.9806 | 57445271.2539 | 17248188.6679 | 178147453.3992 | 0 | 0 | 0 | 0 | 0 | 0 | 0 | 0 | 0
| 4.52% | 252091302.8096 | 175352467.7773 | 21309266.9441 | 52364683.1313 | 7409629.105 | 145018361.1233 | 0 | 0 | 0 | 0 | 0 | 0 | 0 | 0 | 0 | 83.5% | 236965730.0963 | 150291648.915 | 33028601.375 | 57278633.7187 | 16860344.1679 | 176611175.7093 | 0 | 0 | 0 | 0 | 0 | 0 | 0 | 0 | 0
| 4.58% | 250375298.2658 | 173947570.9253 | 21077315.6661 | 52348258.4316 | 7249212.4074 | 144132134.7852 | 0 | 0 | 0 | 0 | 0 | 0 | 0 | 0 | 0 | 84% | 236341011.5761 | 150166843.0004 | 32528688.7693 | 57111996.1835 | 16472499.6679 | 175074898.0194 | 0 | 0 | 0 | 0 | 0 | 0 | 0 | 0 | 0
| 4.64% | 248675276.7088 | 172556048.7358 | 20847802.8067 | 52330948.2432 | 7090281.1193 | 143251367.6288 | 0 | 0 | 0 | 0 | 0 | 0 | 0 | 0 | 0 | 84.5% | 235716293.0559 | 150042037.0859 | 32028776.1637 | 56945358.6483 | 16084655.168 | 173538620.3294 | 0 | 0 | 0 | 0 | 0 | 0 | 0 | 0 | 0
| 4.7% | 246991046.471 | 171177750.572 | 20620691.5347 | 52312762.2543 | 6932814.036 | 142375996.5058 | 0 | 0 | 0 | 0 | 0 | 0 | 0 | 0 | 0 | 85% | 235091574.5357 | 149917231.1713 | 31528863.5581 | 56778721.1131 | 15696810.668 | 172002342.6395 | 0 | 0 | 0 | 0 | 0 | 0 | 0 | 0 | 0
| 4.76% | 245322418.5851 | 169812527.7255 | 20395945.6732 | 52293710.1053 | 6776790.3377 | 141505959.4257 | 0 | 0 | 0 | 0 | 0 | 0 | 0 | 0 | 0 | 85.5% | 234466856.0155 | 149792425.2568 | 31028950.9524 | 56612083.5779 | 15308966.1681 | 170466064.9496 | 0 | 0 | 0 | 0 | 0 | 0 | 0 | 0 | 0
| 4.82% | 243669206.7417 | 168460233.3893 | 20173529.6866 | 52273801.3875 | 6622189.5822 | 140641195.5331 | 0 | 0 | 0 | 0 | 0 | 0 | 0 | 0 | 0 | 86% | 233842137.4953 | 149667619.3422 | 30529038.3468 | 56445446.0426 | 14921121.6681 | 168929787.2596 | 0 | 0 | 0 | 0 | 0 | 0 | 0 | 0 | 0
| 4.88% | 242031227.2487 | 167120722.6306 | 19953408.6696 | 52253045.6425 | 6468991.6979 | 139781645.0848 | 0 | 0 | 0 | 0 | 0 | 0 | 0 | 0 | 0 | 86.5% | 233217418.9751 | 149542813.4276 | 30029125.7412 | 56278808.5074 | 14533277.1681 | 167393509.5697 | 0 | 0 | 0 | 0 | 0 | 0 | 0 | 0 | 0
| 4.94% | 240408298.9905 | 165793852.3649 | 19735548.3352 | 52231452.3617 | 6317176.9762 | 138927249.4276 | 0 | 0 | 0 | 0 | 0 | 0 | 0 | 0 | 0 | 87% | 232592700.4549 | 149418007.5131 | 29529213.1355 | 56112170.9722 | 14145432.6682 | 165857231.8798 | 0 | 0 | 0 | 0 | 0 | 0 | 0 | 0 | 0
| 5% | 238800243.3884 | 164479481.33 | 19519915.0032 | 52209030.9852 | 6166726.0652 | 138077950.9766 | 0 | 0 | 0 | 0 | 0 | 0 | 0 | 0 | 0 | 87.5% | 231967981.9347 | 149293201.5985 | 29029300.5299 | 55945533.437 | 13757588.1682 | 164320954.1898 | 0 | 0 | 0 | 0 | 0 | 0 | 0 | 0 | 0
| 5.06% | 237206884.3613 | 163177470.0599 | 19306475.5892 | 52185790.9015 | 6017619.9626 | 137233693.1933 | 0 | 0 | 0 | 0 | 0 | 0 | 0 | 0 | 0 | 88% | 231343263.4145 | 149168395.6839 | 28529387.9243 | 55778895.9018 | 13369743.6682 | 162784676.4999 | 0 | 0 | 0 | 0 | 0 | 0 | 0 | 0 | 0
| 5.12% | 235628048.2873 | 161887680.8602 | 19095197.5936 | 52161741.4467 | 5869840.0091 | 136394420.5654 | 0 | 0 | 0 | 0 | 0 | 0 | 0 | 0 | 0 | 88.5% | 230718544.8943 | 149043589.7694 | 28029475.3186 | 55612258.3666 | 12981899.1683 | 161248398.8099 | 0 | 0 | 0 | 0 | 0 | 0 | 0 | 0 | 0
| 5.18% | 234063563.9658 | 160609977.7833 | 18886049.0908 | 52136891.904 | 5723367.882 | 135560078.5855 | 0 | 0 | 0 | 0 | 0 | 0 | 0 | 0 | 0 | 89% | 230093826.3741 | 148918783.8548 | 27529562.713 | 55445620.8314 | 12594054.6683 | 159712121.12 | 0 | 0 | 0 | 0 | 0 | 0 | 0 | 0 | 0
| 5.24% | 232513262.5803 | 159344226.6034 | 18678998.7185 | 52111251.503 | 5578185.5887 | 134730613.7314 | 0 | 0 | 0 | 0 | 0 | 0 | 0 | 0 | 0 | 89.5% | 229469107.8539 | 148793977.9402 | 27029650.1074 | 55278983.2962 | 12206210.1684 | 158175843.4301 | 0 | 0 | 0 | 0 | 0 | 0 | 0 | 0 | 0
| 5.3% | 230976977.6616 | 158090294.793 | 18474015.6676 | 52084829.4193 | 5434275.4603 | 133905973.4461 | 0 | 0 | 0 | 0 | 0 | 0 | 0 | 0 | 0 | 90% | 228844389.3337 | 148669172.0257 | 26529737.5017 | 55112345.761 | 11818365.6684 | 156639565.7401 | 0 | 0 | 0 | 0 | 0 | 0 | 0 | 0 | 0
| 5.36% | 229454545.052 | 156848051.4992 | 18271069.6717 | 52057634.7737 | 5291620.1456 | 133086106.1189 | 0 | 0 | 0 | 0 | 0 | 0 | 0 | 0 | 0 | 90.5% | 228219670.8135 | 148544366.1111 | 26029824.8961 | 54945708.2257 | 11430521.1684 | 155103288.0502 | 0 | 0 | 0 | 0 | 0 | 0 | 0 | 0 | 0
| 5.42% | 227945802.8697 | 155617367.5198 | 18070130.9972 | 52029676.6322 | 5150202.6053 | 132270961.0657 | 0 | 0 | 0 | 0 | 0 | 0 | 0 | 0 | 0 | 91% | 227594952.2933 | 148419560.1966 | 25529912.2905 | 54779070.6905 | 11042676.6685 | 153567010.3603 | 0 | 0 | 0 | 0 | 0 | 0 | 0 | 0 | 0
| 5.48% | 226450591.4739 | 154398115.281 | 17871170.4338 | 52000964.0053 | 5010006.1054 | 131460488.5109 | 0 | 0 | 0 | 0 | 0 | 0 | 0 | 0 | 0 | 91.5% | 226970233.7731 | 148294754.282 | 25029999.6848 | 54612433.1553 | 10654832.1685 | 152030732.6703 | 0 | 0 | 0 | 0 | 0 | 0 | 0 | 0 | 0
| 5.54% | 224968753.4306 | 153190168.8143 | 17674159.2843 | 51971505.8473 | 4871014.2122 | 130654639.5692 | 0 | 0 | 0 | 0 | 0 | 0 | 0 | 0 | 0 | 92% | 226345515.2529 | 148169948.3674 | 24530087.0792 | 54445795.6201 | 10266987.6686 | 150494454.9804 | 0 | 0 | 0 | 0 | 0 | 0 | 0 | 0 | 0
| 5.6% | 223500133.4787 | 151993403.7345 | 17479069.3557 | 51941311.0566 | 4733210.786 | 129853366.2274 | 0 | 0 | 0 | 0 | 0 | 0 | 0 | 0 | 0 | 92.5% | 225720796.7327 | 148045142.4529 | 24030174.4736 | 54279158.0849 | 9879143.1686 | 148958177.2905 | 0 | 0 | 0 | 0 | 0 | 0 | 0 | 0 | 0
| 5.66% | 222044578.4972 | 150807697.2175 | 17285872.9495 | 51910388.4744 | 4596579.9757 | 129056621.3272 | 0 | 0 | 0 | 0 | 0 | 0 | 0 | 0 | 0 | 93% | 225096078.2126 | 147920336.5383 | 23530261.8679 | 54112520.5497 | 9491298.6686 | 147421899.6005 | 0 | 0 | 0 | 0 | 0 | 0 | 0 | 0 | 0
| 5.72% | 220601937.4719 | 149632927.9787 | 17094542.8529 | 51878746.8852 | 4461106.2133 | 128264358.5479 | 0 | 0 | 0 | 0 | 0 | 0 | 0 | 0 | 0 | 93.5% | 224471359.6924 | 147795530.6237 | 23030349.2623 | 53945883.0145 | 9103454.1687 | 145885621.9106 | 0 | 0 | 0 | 0 | 0 | 0 | 0 | 0 | 0
| 5.78% | 219172061.4639 | 148468976.2519 | 16905052.3296 | 51846395.016 | 4326774.2087 | 127476532.3895 | 0 | 0 | 0 | 0 | 0 | 0 | 0 | 0 | 0 | 94% | 223846641.1722 | 147670724.7092 | 22530436.6567 | 53779245.4793 | 8715609.6687 | 144349344.2207 | 0 | 0 | 0 | 0 | 0 | 0 | 0 | 0 | 0
| 5.84% | 217754803.5776 | 147315723.7679 | 16717375.1114 | 51813341.5361 | 4193568.9441 | 126693098.1565 | 0 | 0 | 0 | 0 | 0 | 0 | 0 | 0 | 0 | 94.5% | 223221922.652 | 147545918.7946 | 22030524.051 | 53612607.9441 | 8327765.1687 | 142813066.5307 | 0 | 0 | 0 | 0 | 0 | 0 | 0 | 0 | 0
| 5.9% | 216350018.9298 | 146173053.7344 | 16531485.3891 | 51779595.0567 | 4061475.6692 | 125914011.9414 | 0 | 0 | 0 | 0 | 0 | 0 | 0 | 0 | 0 | 95% | 222597204.1318 | 147421112.8801 | 21530611.4454 | 53445970.4088 | 7939920.6688 | 141276788.8408 | 0 | 0 | 0 | 0 | 0 | 0 | 0 | 0 | 0
| 5.96% | 214957564.6191 | 145040850.8151 | 16347357.8045 | 51745164.131 | 3930479.8955 | 125139230.6091 | 0 | 0 | 0 | 0 | 0 | 0 | 0 | 0 | 0 | 95.5% | 221972485.6116 | 147296306.9655 | 21030698.8398 | 53279332.8736 | 7552076.1688 | 139740511.1508 | 0 | 0 | 0 | 0 | 0 | 0 | 0 | 0 | 0
| 6.02% | 213577299.6958 | 143919001.1097 | 16164967.442 | 51710057.2536 | 3800567.3922 | 124368711.7811 | 0 | 0 | 0 | 0 | 0 | 0 | 0 | 0 | 0 | 96% | 221347767.0914 | 147171501.0509 | 20530786.2341 | 53112695.3384 | 7164231.6689 | 138204233.4609 | 0 | 0 | 0 | 0 | 0 | 0 | 0 | 0 | 0
| 6.08% | 212209085.1321 | 142807392.1344 | 15984289.8201 | 51674282.8603 | 3671724.1806 | 123602413.8207 | 0 | 0 | 0 | 0 | 0 | 0 | 0 | 0 | 0 | 96.5% | 220723048.5712 | 147046695.1364 | 20030873.6285 | 52946057.8032 | 6776387.1689 | 136667955.771 | 0 | 0 | 0 | 0 | 0 | 0 | 0 | 0 | 0
| 6.14% | 210852783.7934 | 141705912.8024 | 15805300.8842 | 51637849.3282 | 3543936.5294 | 122840295.8177 | 0 | 0 | 0 | 0 | 0 | 0 | 0 | 0 | 0 | 97% | 220098330.051 | 146921889.2218 | 19530961.0229 | 52779420.268 | 6388542.6689 | 135131678.081 | 0 | 0 | 0 | 0 | 0 | 0 | 0 | 0 | 0
| 6.2% | 209508260.4093 | 140614453.4044 | 15627976.9978 | 51600764.9751 | 3417190.9504 | 122082317.5741 | 0 | 0 | 0 | 0 | 0 | 0 | 0 | 0 | 0 | 97.5% | 219473611.5308 | 146797083.3072 | 19031048.4172 | 52612782.7328 | 6000698.169 | 133595400.3911 | 0 | 0 | 0 | 0 | 0 | 0 | 0 | 0 | 0
| 6.26% | 208175381.5456 | 139532905.59 | 15452294.9355 | 51563038.0598 | 3291474.1935 | 121328439.5896 | 0 | 0 | 0 | 0 | 0 | 0 | 0 | 0 | 0 | 98% | 218848893.0106 | 146672277.3927 | 18531135.8116 | 52446145.1976 | 5612853.669 | 132059122.7012 | 0 | 0 | 0 | 0 | 0 | 0 | 0 | 0 | 0
| 6.32% | 206854015.5764 | 138461162.3489 | 15278231.8754 | 51524676.7816 | 3166773.2423 | 120578623.0475 | 0 | 0 | 0 | 0 | 0 | 0 | 0 | 0 | 0 | 98.5% | 218224174.4904 | 146547471.4781 | 18031223.206 | 52279507.6624 | 5225009.169 | 130522845.0112 | 0 | 0 | 0 | 0 | 0 | 0 | 0 | 0 | 0
| 6.38% | 205544032.657 | 137399117.9926 | 15105765.3913 | 51485689.2803 | 3043075.3096 | 119832829.801 | 0 | 0 | 0 | 0 | 0 | 0 | 0 | 0 | 0 | 99% | 217599455.9702 | 146422665.5636 | 17531310.6003 | 52112870.1272 | 4837164.6691 | 128986567.3213 | 0 | 0 | 0 | 0 | 0 | 0 | 0 | 0 | 0
| 6.44% | 204245304.6969 | 136346668.1366 | 14934873.4458 | 51446083.636 | 2920367.8332 | 119091022.3599 | 0 | 0 | 0 | 0 | 0 | 0 | 0 | 0 | 0 | 99.5% | 216974737.45 | 146297859.649 | 17031397.9947 | 51946232.5919 | 4449320.1691 | 127450289.6314 | 0 | 0 | 0 | 0 | 0 | 0 | 0 | 0 | 0
| 6.5% | 202957705.3336 | 135303709.6821 | 14765534.383 | 51405867.8692 | 2798638.4714 | 118353163.8773 | 0 | 0 | 0 | 0 | 0 | 0 | 0 | 0 | 0 | 100% | 216350018.9298 | 146173053.7344 | 16531485.3891 | 51779595.0567 | 4061475.6692 | 125914011.9414 | 0 | 0 | 0 | 0 | 0 | 0 | 0 | 0 | 0
| 6.56% | 201681109.9063 | 134270140.7988 | 14597726.9215 | 51365049.9406 | 2677875.0991 | 117619218.1363 | 0 | 0 | 0 | 0 | 0 | 0 | 0 | 0 | 0 | 100.5% | 215725300.4096 | 146048247.8199 | 16031572.7834 | 51612957.5215 | 3673631.1692 | 124377734.2515 | 0 | 0 | 0 | 0 | 0 | 0 | 0 | 0 | 0
| 6.62% | 200415395.4307 | 133245860.9075 | 14431430.1477 | 51323637.7509 | 2558065.8032 | 116889149.5379 | 0 | 0 | 0 | 0 | 0 | 0 | 0 | 0 | 0 | 101% | 215100581.8894 | 145923441.9053 | 15531660.1778 | 51446319.9863 | 3285786.6692 | 122841456.5615 | 0 | 0 | 0 | 0 | 0 | 0 | 0 | 0 | 0
| 6.68% | 199160440.5736 | 132230770.6632 | 14266623.5086 | 51281639.1413 | 2439198.8793 | 116162923.0881 | 0 | 0 | 0 | 0 | 0 | 0 | 0 | 0 | 0 | 101.5% | 214475863.3692 | 145798635.9907 | 15031747.5722 | 51279682.4511 | 2897942.1693 | 121305178.8716 | 0 | 0 | 0 | 0 | 0 | 0 | 0 | 0 | 0
| 6.74% | 197916125.628 | 131224771.9381 | 14103286.8059 | 51239061.8926 | 2321262.8271 | 115440504.386 | 0 | 0 | 0 | 0 | 0 | 0 | 0 | 0 | 0 | 102% | 213851144.849 | 145673830.0762 | 14531834.9665 | 51113044.9159 | 2510097.6693 | 119768901.1817 | 0 | 0 | 0 | 0 | 0 | 0 | 0 | 0 | 0
| 6.8% | 196682332.4893 | 130227767.8053 | 13941400.1889 | 51195913.726 | 2204246.3467 | 114721859.6116 | 0 | 0 | 0 | 0 | 0 | 0 | 0 | 0 | 0 | 102.5% | 213226426.3288 | 145549024.1616 | 14031922.3609 | 50946407.3807 | 2122253.1693 | 118232623.4917 | 0 | 0 | 0 | 0 | 0 | 0 | 0 | 0 | 0
| 6.86% | 195458944.6308 | 129239662.5223 | 13780944.1482 | 51152202.3026 | 2088138.3349 | 114006955.5143 | 0 | 0 | 0 | 0 | 0 | 0 | 0 | 0 | 0 | 103% | 212601707.8086 | 145424218.2471 | 13532009.7553 | 50779769.8455 | 1734408.6694 | 116696345.8018 | 0 | 0 | 0 | 0 | 0 | 0 | 0 | 0 | 0
| 6.92% | 194245847.0804 | 128260361.5152 | 13621899.5098 | 51107935.2237 | 1972927.8814 | 113295759.4015 | 0 | 0 | 0 | 0 | 0 | 0 | 0 | 0 | 0 | 103.5% | 211976989.2884 | 145299412.3325 | 13032097.1496 | 50613132.3103 | 1346564.1694 | 115160068.1119 | 0 | 0 | 0 | 0 | 0 | 0 | 0 | 0 | 0
| 6.98% | 193042926.397 | 127289771.3626 | 13464247.4286 | 51063120.0306 | 1858604.2652 | 112588239.1269 | 0 | 0 | 0 | 0 | 0 | 0 | 0 | 0 | 0 | 104% | 211352270.7682 | 145174606.4179 | 12532184.544 | 50446494.775 | 958719.6695 | 113623790.4219 | 0 | 0 | 0 | 0 | 0 | 0 | 0 | 0 | 0
| 7.04% | 191850070.6485 | 126327799.7803 | 13307969.3824 | 51017764.2047 | 1745156.9508 | 111884363.0802 | 0 | 0 | 0 | 0 | 0 | 0 | 0 | 0 | 0 | 104.5% | 210727552.248 | 145049800.5034 | 12032271.9384 | 50279857.2398 | 570875.1695 | 112087512.732 | 0 | 0 | 0 | 0 | 0 | 0 | 0 | 0 | 0
| 7.1% | 190667169.3884 | 125374355.6057 | 13153047.1663 | 50971875.1677 | 1632575.585 | 111184100.1757 | 0 | 0 | 0 | 0 | 0 | 0 | 0 | 0 | 0 | 105% | 210102833.7278 | 144924994.5888 | 11532359.3327 | 50113219.7046 | 183030.6695 | 110551235.0421 | 0 | 0 | 0 | 0 | 0 | 0 | 0 | 0 | 0
| 7.16% | 189494113.6342 | 124429348.783 | 12999462.8865 | 50925460.2815 | 1520849.9931 | 110487419.8418 | 0 | 0 | 0 | 0 | 0 | 0 | 0 | 0 | 0 | 105.5% | 209478115.2076 | 144800188.6742 | 11032446.7271 | 49946582.1694 | -204813.8304 | 109014957.3521 | 0 | 0 | 0 | 0 | 0 | 0 | 0 | 0 | 0
| 7.22% | 188330795.8457 | 123492690.3478 | 12847198.9547 | 50878526.8483 | 1409970.1757 | 109794292.0111 | 0 | 0 | 0 | 0 | 0 | 0 | 0 | 0 | 0 | 106% | 208853396.6875 | 144675382.7597 | 10532534.1215 | 49779944.6342 | -592658.3304 | 107478679.6622 | 0 | 0 | 0 | 0 | 0 | 0 | 0 | 0 | 0
| 7.28% | 187177109.9032 | 122564292.4129 | 12696238.0829 | 50831082.1108 | 1299926.3054 | 109104687.1097 | 0 | 0 | 0 | 0 | 0 | 0 | 0 | 0 | 0 | 106.5% | 208228678.1673 | 144550576.8451 | 10032621.5158 | 49613307.099 | -980502.8303 | 105942401.9723 | 0 | 0 | 0 | 0 | 0 | 0 | 0 | 0 | 0
| 7.34% | 186032951.0869 | 121644068.1535 | 12546563.2771 | 50783133.252 | 1190708.7235 | 108418576.0474 | 0 | 0 | 0 | 0 | 0 | 0 | 0 | 0 | 0 | 107% | 207603959.6471 | 144425770.9305 | 9532708.9102 | 49446669.5638 | -1368347.3303 | 104406124.2823 | 0 | 0 | 0 | 0 | 0 | 0 | 0 | 0 | 0
| 7.4% | 184898216.0559 | 120731931.7932 | 12398157.8328 | 50734687.3958 | 1082307.9367 | 107735930.2082 | 0 | 0 | 0 | 0 | 0 | 0 | 0 | 0 | 0 | 107.5% | 206979241.1269 | 144300965.016 | 9032796.3046 | 49280032.0286 | -1756191.8303 | 102869846.5924 | 0 | 0 | 0 | 0 | 0 | 0 | 0 | 0 | 0
| 7.46% | 183772802.8277 | 119827798.5897 | 12251005.3291 | 50685751.6066 | 974714.6139 | 107056721.4405 | 0 | 0 | 0 | 0 | 0 | 0 | 0 | 0 | 0 | 108% | 206354522.6067 | 144176159.1014 | 8532883.6989 | 49113394.4934 | -2144036.3302 | 101333568.9024 | 0 | 0 | 0 | 0 | 0 | 0 | 0 | 0 | 0
| 7.52% | 182656610.7584 | 118931584.821 | 12105089.6238 | 50636332.8897 | 867919.5836 | 106380922.0477 | 0 | 0 | 0 | 0 | 0 | 0 | 0 | 0 | 0 | 108.5% | 205729804.0865 | 144051353.1869 | 8032971.0933 | 48946756.9581 | -2531880.8302 | 99797291.2125 | 0 | 0 | 0 | 0 | 0 | 0 | 0 | 0 | 0
| 7.58% | 181549540.5228 | 118043207.7721 | 11960394.8481 | 50586438.1913 | 761913.8301 | 105708504.7791 | 0 | 0 | 0 | 0 | 0 | 0 | 0 | 0 | 0 | 109% | 205105085.5663 | 143926547.2723 | 7533058.4877 | 48780119.4229 | -2919725.3302 | 98261013.5226 | 0 | 0 | 0 | 0 | 0 | 0 | 0 | 0 | 0
| 7.64% | 180451494.0948 | 117162585.7208 | 11816905.4018 | 50536074.399 | 656688.4913 | 105039442.8211 | 0 | 0 | 0 | 0 | 0 | 0 | 0 | 0 | 0 | 109.5% | 204480367.0461 | 143801741.3577 | 7033145.882 | 48613481.8877 | -3307569.8301 | 96724735.8326 | 0 | 0 | 0 | 0 | 0 | 0 | 0 | 0 | 0
| 7.7% | 179362374.7288 | 116289637.9252 | 11674605.9484 | 50485248.3414 | 552234.8553 | 104373709.7879 | 0 | 0 | 0 | 0 | 0 | 0 | 0 | 0 | 0 | 110% | 203855648.5259 | 143676935.4432 | 6533233.2764 | 48446844.3525 | -3695414.3301 | 95188458.1427 | 0 | 0 | 0 | 0 | 0 | 0 | 0 | 0 | 0
| 7.76% | 178282086.9402 | 115424284.6104 | 11533481.4099 | 50433966.7886 | 448544.3577 | 103711279.7135 | 0 | 0 | 0 | 0 | 0 | 0 | 0 | 0 | 0 | 110.5% | 203230930.0057 | 143552129.5286 | 6033320.6708 | 48280206.8173 | -4083258.83 | 93652180.4528 | 0 | 0 | 0 | 0 | 0 | 0 | 0 | 0 | 0
| 7.82% | 177210536.4871 | 114566446.9553 | 11393516.9626 | 50382236.4523 | 345608.5788 | 103052127.0427 | 0 | 0 | 0 | 0 | 0 | 0 | 0 | 0 | 0 | 111% | 202606211.4855 | 143427323.614 | 5533408.0651 | 48113569.2821 | -4471103.33 | 92115902.7628 | 0 | 0 | 0 | 0 | 0 | 0 | 0 | 0 | 0
| 7.88% | 176147630.3524 | 113716047.0804 | 11254698.0322 | 50330063.9862 | 243419.241 | 102396226.6231 | 0 | 0 | 0 | 0 | 0 | 0 | 0 | 0 | 0 | 111.5% | 201981492.9653 | 143302517.6995 | 5033495.4595 | 47946931.7469 | -4858947.83 | 90579625.0729 | 0 | 0 | 0 | 0 | 0 | 0 | 0 | 0 | 0
| 7.94% | 175093276.7253 | 112873008.0348 | 11117010.2892 | 50277455.9858 | 141968.2057 | 101743553.6969 | 0 | 0 | 0 | 0 | 0 | 0 | 0 | 0 | 0 | 112% | 201356774.4451 | 143177711.7849 | 4533582.8539 | 47780294.2117 | -5246792.3299 | 89043347.383 | 0 | 0 | 0 | 0 | 0 | 0 | 0 | 0 | 0
| 8% | 174047384.9842 | 112037253.7844 | 10980439.6445 | 50224418.9886 | 41247.4711 | 101094083.8928 | 0 | 0 | 0 | 0 | 0 | 0 | 0 | 0 | 0 | 112.5% | 200732055.9249 | 143052905.8704 | 4033670.2482 | 47613656.6765 | -5634636.8299 | 87507069.693 | 0 | 0 | 0 | 0 | 0 | 0 | 0 | 0 | 0
| 8.06% | 173009865.6786 | 111208709.1994 | 10844972.245 | 50170959.4747 | -58750.8306 | 100447793.2187 | 0 | 0 | 0 | 0 | 0 | 0 | 0 | 0 | 0 | 113% | 200107337.4047 | 142928099.9558 | 3533757.6426 | 47447019.1412 | -6022481.3299 | 85970792.0031 | 0 | 0 | 0 | 0 | 0 | 0 | 0 | 0 | 0
| 8.12% | 171980630.5127 | 110387300.0423 | 10710594.4693 | 50117083.8667 | -158034.4357 | 99804658.0533 | 0 | 0 | 0 | 0 | 0 | 0 | 0 | 0 | 0 | 113.5% | 199482618.8845 | 142803294.0412 | 3033845.037 | 47280381.606 | -6410325.8298 | 84434514.3131 | 0 | 0 | 0 | 0 | 0 | 0 | 0 | 0 | 0
| 8.18% | 170959592.3282 | 109572952.9564 | 10577292.9236 | 50062798.5301 | -256610.9517 | 99164655.1393 | 0 | 0 | 0 | 0 | 0 | 0 | 0 | 0 | 0 | 114% | 198857900.3643 | 142678488.1267 | 2533932.4314 | 47113744.0708 | -6798170.3298 | 82898236.6232 | 0 | 0 | 0 | 0 | 0 | 0 | 0 | 0 | 0
| 8.24% | 169946665.0876 | 108765595.454 | 10445054.4372 | 50008109.7731 | -354487.8592 | 98527761.5756 | 0 | 0 | 0 | 0 | 0 | 0 | 0 | 0 | 0 | 114.5% | 198233181.8441 | 142553682.2121 | 2034019.8257 | 46947106.5356 | -7186014.8297 | 81361958.9333 | 0 | 0 | 0 | 0 | 0 | 0 | 0 | 0 | 0
| 8.3% | 168941763.8583 | 107965155.9046 | 10313866.0587 | 49953023.8474 | -451672.5149 | 97893954.8106 | 0 | 0 | 0 | 0 | 0 | 0 | 0 | 0 | 0 | 115% | 197608463.3239 | 142428876.2975 | 1534107.2201 | 46780469.0004 | -7573859.3297 | 79825681.2433 | 0 | 0 | 0 | 0 | 0 | 0 | 0 | 0 | 0
| 8.36% | 167944804.796 | 107171563.5243 | 10183715.0522 | 49897546.948 | -548172.1537 | 97263212.6345 | 0 | 0 | 0 | 0 | 0 | 0 | 0 | 0 | 0 | 115.5% | 196983744.8037 | 142304070.383 | 1034194.6145 | 46613831.4652 | -7961703.8297 | 78289403.5534 | 0 | 0 | 0 | 0 | 0 | 0 | 0 | 0 | 0
| 8.42% | 166955705.1293 | 106384748.3641 | 10054588.8928 | 49841685.2137 | -643993.8909 | 96635513.173 | 0 | 0 | 0 | 0 | 0 | 0 | 0 | 0 | 0 | 116% | 196359026.2835 | 142179264.4684 | 534282.0088 | 46447193.93 | -8349548.3296 | 76753125.8635 | 0 | 0 | 0 | 0 | 0 | 0 | 0 | 0 | 0
| 8.48% | 165974383.144 | 105604641.2991 | 9926475.2632 | 49785444.7272 | -739144.7247 | 96010834.8803 | 0 | 0 | 0 | 0 | 0 | 0 | 0 | 0 | 0 | 116.5% | 195734307.7633 | 142054458.5539 | 34369.4032 | 46280556.3948 | -8737392.8296 | 75216848.1735 | 0 | 0 | 0 | 0 | 0 | 0 | 0 | 0 | 0
| 8.54% | 165000758.1678 | 104831174.0178 | 9799362.0499 | 49728831.5154 | -833631.5381 | 95389156.5324 | 0 | 0 | 0 | 0 | 0 | 0 | 0 | 0 | 0 | 117% | 195109589.2431 | 141929652.6393 | -465543.2024 | 46113918.8596 | -9125237.3296 | 73680570.4836 | 0 | 0 | 0 | 0 | 0 | 0 | 0 | 0 | 0
| 8.6% | 164034750.5551 | 104064279.0113 | 9673237.3393 | 49671851.5494 | -927461.1016 | 94770457.2208 | 0 | 0 | 0 | 0 | 0 | 0 | 0 | 0 | 0 | 117.5% | 194484870.7229 | 141804846.7247 | -965455.8081 | 45947281.3243 | -9513081.8295 | 72144292.7937 | 0 | 0 | 0 | 0 | 0 | 0 | 0 | 0 | 0
| 8.66% | 163076281.6723 | 103303889.5625 | 9548089.4142 | 49614510.7455 | -1020640.0748 | 94154716.3461 | 0 | 0 | 0 | 0 | 0 | 0 | 0 | 0 | 0 | 118% | 193860152.2027 | 141680040.8102 | -1465368.4137 | 45780643.7891 | -9900926.3295 | 70608015.1037 | 0 | 0 | 0 | 0 | 0 | 0 | 0 | 0 | 0
| 8.72% | 162125273.883 | 102549939.7365 | 9423906.7501 | 49556814.9644 | -1113175.0086 | 93541913.6115 | 0 | 0 | 0 | 0 | 0 | 0 | 0 | 0 | 0 | 118.5% | 193235433.6825 | 141555234.8956 | -1965281.0193 | 45614006.2539 | -10288770.8294 | 69071737.4138 | 0 | 0 | 0 | 0 | 0 | 0 | 0 | 0 | 0
| 8.78% | 161181650.5341 | 101802364.3697 | 9300678.0118 | 49498770.0123 | -1205072.3475 | 92932029.0171 | 0 | 0 | 0 | 0 | 0 | 0 | 0 | 0 | 0 | 119% | 192610715.1624 | 141430428.981 | -2465193.625 | 45447368.7187 | -10676615.3294 | 67535459.7239 | 0 | 0 | 0 | 0 | 0 | 0 | 0 | 0 | 0
| 8.84% | 160245335.9409 | 101061099.0599 | 9178392.0499 | 49440381.6409 | -1296338.4317 | 92325042.8538 | 0 | 0 | 0 | 0 | 0 | 0 | 0 | 0 | 0 | 119.5% | 191985996.6422 | 141305623.0665 | -2965106.2306 | 45280731.1835 | -11064459.8294 | 65999182.0339 | 0 | 0 | 0 | 0 | 0 | 0 | 0 | 0 | 0
| 8.9% | 159316255.3738 | 100326080.1564 | 9057037.8977 | 49381655.5476 | -1386979.4984 | 91720935.6974 | 0 | 0 | 0 | 0 | 0 | 0 | 0 | 0 | 0 | 120% | 191361278.122 | 141180817.1519 | -3465018.8362 | 45114093.6483 | -11452304.3293 | 64462904.344 | 0 | 0 | 0 | 0 | 0 | 0 | 0 | 0 | 0
| 8.96% | 158394335.0442 | 99597244.7505 | 8936604.7672 | 49322597.3758 | -1477001.6846 | 91119688.4028 | 0 | 0 | 0 | 0 | 0 | 0 | 0 | 0 | 0 | 120.5% | 190736559.6018 | 141056011.2374 | -3964931.4419 | 44947456.1131 | -11840148.8293 | 62926626.654 | 0 | 0 | 0 | 0 | 0 | 0 | 0 | 0 | 0
| 9.02% | 157479502.0912 | 98874530.6653 | 8817082.0466 | 49263212.7153 | -1566411.0284 | 90521282.0983 | 0 | 0 | 0 | 0 | 0 | 0 | 0 | 0 | 0 | 121% | 190111841.0816 | 140931205.3228 | -4464844.0475 | 44780818.5779 | -12227993.3292 | 61390348.9641 | 0 | 0 | 0 | 0 | 0 | 0 | 0 | 0 | 0
| 9.08% | 156571684.5681 | 98157876.4466 | 8698459.2967 | 49203507.1025 | -1655213.4712 | 89925698.1807 | 0 | 0 | 0 | 0 | 0 | 0 | 0 | 0 | 0 | 121.5% | 189487122.5614 | 140806399.4082 | -4964756.6531 | 44614181.0427 | -12615837.8292 | 59854071.2742 | 0 | 0 | 0 | 0 | 0 | 0 | 0 | 0 | 0
| 9.14% | 155670811.4296 | 97447221.3534 | 8580726.2478 | 49143486.0205 | -1743414.8591 | 89332918.3091 | 0 | 0 | 0 | 0 | 0 | 0 | 0 | 0 | 0 | 122% | 188862404.0412 | 140681593.4937 | -5464669.2588 | 44447543.5074 | -13003682.3292 | 58317793.5842 | 0 | 0 | 0 | 0 | 0 | 0 | 0 | 0 | 0
| 9.2% | 154776812.5186 | 96742505.3485 | 8463872.7968 | 49083154.8999 | -1831020.9455 | 88742924.4 | 0 | 0 | 0 | 0 | 0 | 0 | 0 | 0 | 0 | 122.5% | 188237685.521 | 140556787.5791 | -5964581.8644 | 44280905.9722 | -13391526.8291 | 56781515.8943 | 0 | 0 | 0 | 0 | 0 | 0 | 0 | 0 | 0
| 9.26% | 153889618.5536 | 96043669.0899 | 8347889.0039 | 49022519.1185 | -1918037.3919 | 88155698.6223 | 0 | 0 | 0 | 0 | 0 | 0 | 0 | 0 | 0 | 123% | 187612967.0008 | 140431981.6645 | -6464494.47 | 44114268.437 | -13779371.3291 | 55245238.2044 | 0 | 0 | 0 | 0 | 0 | 0 | 0 | 0 | 0
| 9.32% | 153009161.1165 | 95350653.921 | 8232765.0899 | 48961584.0021 | -2004469.7702 | 87571223.392 | 0 | 0 | 0 | 0 | 0 | 0 | 0 | 0 | 0 | 123.5% | 186988248.4806 | 140307175.75 | -6964407.0757 | 43947630.9018 | -14167215.8291 | 53708960.5144 | 0 | 0 | 0 | 0 | 0 | 0 | 0 | 0 | 0
| 9.38% | 152135372.6399 | 94663401.8625 | 8118491.433 | 48900354.8244 | -2090323.5646 | 86989481.3672 | 0 | 0 | 0 | 0 | 0 | 0 | 0 | 0 | 0 | 124% | 186363529.9604 | 140182369.8354 | -7464319.6813 | 43780993.3666 | -14555060.329 | 52172682.8245 | 0 | 0 | 0 | 0 | 0 | 0 | 0 | 0 | 0
| 9.44% | 151268186.395 | 93981855.6032 | 8005058.5663 | 48838836.8075 | -2175604.1724 | 86410455.4434 | 0 | 0 | 0 | 0 | 0 | 0 | 0 | 0 | 0 | 124.5% | 185738811.4402 | 140057563.9208 | -7964232.2869 | 43614355.8314 | -14942904.829 | 50636405.1346 | 0 | 0 | 0 | 0 | 0 | 0 | 0 | 0 | 0
| 9.5% | 150407536.4801 | 93305958.4917 | 7892457.1748 | 48777035.1222 | -2260316.9067 | 85834128.7486 | 0 | 0 | 0 | 0 | 0 | 0 | 0 | 0 | 0 | 125% | 185114092.92 | 139932758.0063 | -8464144.8926 | 43447718.2962 | -15330749.3289 | 49100127.4446 | 0 | 0 | 0 | 0 | 0 | 0 | 0 | 0 | 0
| Discount rate tipping point | [15 empty] | Capital cost tipping point
| Rate | #REF! | #REF! |  | Tipping point | [11 empty] | Percent | #REF! | #REF! |  | Tipping point
| 3.5% | #REF! | #REF! | #REF! | [12 empty] | 75% | #REF! | #REF! | #REF!
| 3.56% | #REF! | #REF! | #REF! | #REF! | [11 empty] | 75.5% | #REF! | #REF! | #REF! | #REF!
| 3.62% | #REF! | #REF! | #REF! | #REF! | [11 empty] | 76% | #REF! | #REF! | #REF! | #REF!
| 3.68% | #REF! | #REF! | #REF! | #REF! | [11 empty] | 76.5% | #REF! | #REF! | #REF! | #REF!
| 3.74% | #REF! | #REF! | #REF! | #REF! | [11 empty] | 77% | #REF! | #REF! | #REF! | #REF!
| 3.8% | #REF! | #REF! | #REF! | #REF! | [11 empty] | 77.5% | #REF! | #REF! | #REF! | #REF!
| 3.86% | #REF! | #REF! | #REF! | #REF! | [11 empty] | 78% | #REF! | #REF! | #REF! | #REF!
| 3.92% | #REF! | #REF! | #REF! | #REF! | [11 empty] | 78.5% | #REF! | #REF! | #REF! | #REF!
| 3.98% | #REF! | #REF! | #REF! | #REF! | [11 empty] | 79% | #REF! | #REF! | #REF! | #REF!
| 4.04% | #REF! | #REF! | #REF! | #REF! | [11 empty] | 79.5% | #REF! | #REF! | #REF! | #REF!
| 4.1% | #REF! | #REF! | #REF! | #REF! | [11 empty] | 80% | #REF! | #REF! | #REF! | #REF!
| 4.16% | #REF! | #REF! | #REF! | #REF! | [11 empty] | 80.5% | #REF! | #REF! | #REF! | #REF!
| 4.22% | #REF! | #REF! | #REF! | #REF! | [11 empty] | 81% | #REF! | #REF! | #REF! | #REF!
| 4.28% | #REF! | #REF! | #REF! | #REF! | [11 empty] | 81.5% | #REF! | #REF! | #REF! | #REF!
| 4.34% | #REF! | #REF! | #REF! | #REF! | [11 empty] | 82% | #REF! | #REF! | #REF! | #REF!
| 4.4% | #REF! | #REF! | #REF! | #REF! | [11 empty] | 82.5% | #REF! | #REF! | #REF! | #REF!
| 4.46% | #REF! | #REF! | #REF! | #REF! | [11 empty] | 83% | #REF! | #REF! | #REF! | #REF!
| 4.52% | #REF! | #REF! | #REF! | #REF! | [11 empty] | 83.5% | #REF! | #REF! | #REF! | #REF!
| 4.58% | #REF! | #REF! | #REF! | #REF! | [11 empty] | 84% | #REF! | #REF! | #REF! | #REF!
| 4.64% | #REF! | #REF! | #REF! | #REF! | [11 empty] | 84.5% | #REF! | #REF! | #REF! | #REF!
| 4.7% | #REF! | #REF! | #REF! | #REF! | [11 empty] | 85% | #REF! | #REF! | #REF! | #REF!
| 4.76% | #REF! | #REF! | #REF! | #REF! | [11 empty] | 85.5% | #REF! | #REF! | #REF! | #REF!
| 4.82% | #REF! | #REF! | #REF! | #REF! | [11 empty] | 86% | #REF! | #REF! | #REF! | #REF!
| 4.88% | #REF! | #REF! | #REF! | #REF! | [11 empty] | 86.5% | #REF! | #REF! | #REF! | #REF!
| 4.94% | #REF! | #REF! | #REF! | #REF! | [11 empty] | 87% | #REF! | #REF! | #REF! | #REF!
| 5% | #REF! | #REF! | #REF! | #REF! | [11 empty] | 87.5% | #REF! | #REF! | #REF! | #REF!
| 5.06% | #REF! | #REF! | #REF! | #REF! | [11 empty] | 88% | #REF! | #REF! | #REF! | #REF!
| 5.12% | #REF! | #REF! | #REF! | #REF! | [11 empty] | 88.5% | #REF! | #REF! | #REF! | #REF!
| 5.18% | #REF! | #REF! | #REF! | #REF! | [11 empty] | 89% | #REF! | #REF! | #REF! | #REF!
| 5.24% | #REF! | #REF! | #REF! | #REF! | [11 empty] | 89.5% | #REF! | #REF! | #REF! | #REF!
| 5.3% | #REF! | #REF! | #REF! | #REF! | [11 empty] | 90% | #REF! | #REF! | #REF! | #REF!
| 5.36% | #REF! | #REF! | #REF! | #REF! | [11 empty] | 90.5% | #REF! | #REF! | #REF! | #REF!
| 5.42% | #REF! | #REF! | #REF! | #REF! | [11 empty] | 91% | #REF! | #REF! | #REF! | #REF!
| 5.48% | #REF! | #REF! | #REF! | #REF! | [11 empty] | 91.5% | #REF! | #REF! | #REF! | #REF!
| 5.54% | #REF! | #REF! | #REF! | #REF! | [11 empty] | 92% | #REF! | #REF! | #REF! | #REF!
| 5.6% | #REF! | #REF! | #REF! | #REF! | [11 empty] | 92.5% | #REF! | #REF! | #REF! | #REF!
| 5.66% | #REF! | #REF! | #REF! | #REF! | [11 empty] | 93% | #REF! | #REF! | #REF! | #REF!
| 5.72% | #REF! | #REF! | #REF! | #REF! | [11 empty] | 93.5% | #REF! | #REF! | #REF! | #REF!
| 5.78% | #REF! | #REF! | #REF! | #REF! | [11 empty] | 94% | #REF! | #REF! | #REF! | #REF!
| 5.84% | #REF! | #REF! | #REF! | #REF! | [11 empty] | 94.5% | #REF! | #REF! | #REF! | #REF!
| 5.9% | #REF! | #REF! | #REF! | #REF! | [11 empty] | 95% | #REF! | #REF! | #REF! | #REF!
| 5.96% | #REF! | #REF! | #REF! | #REF! | [11 empty] | 95.5% | #REF! | #REF! | #REF! | #REF!
| 6.02% | #REF! | #REF! | #REF! | #REF! | [11 empty] | 96% | #REF! | #REF! | #REF! | #REF!
| 6.08% | #REF! | #REF! | #REF! | #REF! | [11 empty] | 96.5% | #REF! | #REF! | #REF! | #REF!
| 6.14% | #REF! | #REF! | #REF! | #REF! | [11 empty] | 97% | #REF! | #REF! | #REF! | #REF!
| 6.2% | #REF! | #REF! | #REF! | #REF! | [11 empty] | 97.5% | #REF! | #REF! | #REF! | #REF!
| 6.26% | #REF! | #REF! | #REF! | #REF! | [11 empty] | 98% | #REF! | #REF! | #REF! | #REF!
| 6.32% | #REF! | #REF! | #REF! | #REF! | [11 empty] | 98.5% | #REF! | #REF! | #REF! | #REF!
| 6.38% | #REF! | #REF! | #REF! | #REF! | [11 empty] | 99% | #REF! | #REF! | #REF! | #REF!
| 6.44% | #REF! | #REF! | #REF! | #REF! | [11 empty] | 99.5% | #REF! | #REF! | #REF! | #REF!
| 6.5% | #REF! | #REF! | #REF! | #REF! | [11 empty] | 100% | #REF! | #REF! | #REF! | #REF!
| 6.56% | #REF! | #REF! | #REF! | #REF! | [11 empty] | 100.5% | #REF! | #REF! | #REF! | #REF!
| 6.62% | #REF! | #REF! | #REF! | #REF! | [11 empty] | 101% | #REF! | #REF! | #REF! | #REF!
| 6.68% | #REF! | #REF! | #REF! | #REF! | [11 empty] | 101.5% | #REF! | #REF! | #REF! | #REF!
| 6.74% | #REF! | #REF! | #REF! | #REF! | [11 empty] | 102% | #REF! | #REF! | #REF! | #REF!
| 6.8% | #REF! | #REF! | #REF! | #REF! | [11 empty] | 102.5% | #REF! | #REF! | #REF! | #REF!
| 6.86% | #REF! | #REF! | #REF! | #REF! | [11 empty] | 103% | #REF! | #REF! | #REF! | #REF!
| 6.92% | #REF! | #REF! | #REF! | #REF! | [11 empty] | 103.5% | #REF! | #REF! | #REF! | #REF!
| 6.98% | #REF! | #REF! | #REF! | #REF! | [11 empty] | 104% | #REF! | #REF! | #REF! | #REF!
| 7.04% | #REF! | #REF! | #REF! | #REF! | [11 empty] | 104.5% | #REF! | #REF! | #REF! | #REF!
| 7.1% | #REF! | #REF! | #REF! | #REF! | [11 empty] | 105% | #REF! | #REF! | #REF! | #REF!
| 7.16% | #REF! | #REF! | #REF! | #REF! | [11 empty] | 105.5% | #REF! | #REF! | #REF! | #REF!
| 7.22% | #REF! | #REF! | #REF! | #REF! | [11 empty] | 106% | #REF! | #REF! | #REF! | #REF!
| 7.28% | #REF! | #REF! | #REF! | #REF! | [11 empty] | 106.5% | #REF! | #REF! | #REF! | #REF!
| 7.34% | #REF! | #REF! | #REF! | #REF! | [11 empty] | 107% | #REF! | #REF! | #REF! | #REF!
| 7.4% | #REF! | #REF! | #REF! | #REF! | [11 empty] | 107.5% | #REF! | #REF! | #REF! | #REF!
| 7.46% | #REF! | #REF! | #REF! | #REF! | [11 empty] | 108% | #REF! | #REF! | #REF! | #REF!
| 7.52% | #REF! | #REF! | #REF! | #REF! | [11 empty] | 108.5% | #REF! | #REF! | #REF! | #REF!
| 7.58% | #REF! | #REF! | #REF! | #REF! | [11 empty] | 109% | #REF! | #REF! | #REF! | #REF!
| 7.64% | #REF! | #REF! | #REF! | #REF! | [11 empty] | 109.5% | #REF! | #REF! | #REF! | #REF!
| 7.7% | #REF! | #REF! | #REF! | #REF! | [11 empty] | 110% | #REF! | #REF! | #REF! | #REF!
| 7.76% | #REF! | #REF! | #REF! | #REF! | [11 empty] | 110.5% | #REF! | #REF! | #REF! | #REF!
| 7.82% | #REF! | #REF! | #REF! | #REF! | [11 empty] | 111% | #REF! | #REF! | #REF! | #REF!
| 7.88% | #REF! | #REF! | #REF! | #REF! | [11 empty] | 111.5% | #REF! | #REF! | #REF! | #REF!
| 7.94% | #REF! | #REF! | #REF! | #REF! | [11 empty] | 112% | #REF! | #REF! | #REF! | #REF!
| 8% | #REF! | #REF! | #REF! | #REF! | [11 empty] | 112.5% | #REF! | #REF! | #REF! | #REF!
| 8.06% | #REF! | #REF! | #REF! | #REF! | [11 empty] | 113% | #REF! | #REF! | #REF! | #REF!
| 8.12% | #REF! | #REF! | #REF! | #REF! | [11 empty] | 113.5% | #REF! | #REF! | #REF! | #REF!
| 8.18% | #REF! | #REF! | #REF! | #REF! | [11 empty] | 114% | #REF! | #REF! | #REF! | #REF!
| 8.24% | #REF! | #REF! | #REF! | #REF! | [11 empty] | 114.5% | #REF! | #REF! | #REF! | #REF!
| 8.3% | #REF! | #REF! | #REF! | #REF! | [11 empty] | 115% | #REF! | #REF! | #REF! | #REF!
| 8.36% | #REF! | #REF! | #REF! | #REF! | [11 empty] | 115.5% | #REF! | #REF! | #REF! | #REF!
| 8.42% | #REF! | #REF! | #REF! | #REF! | [11 empty] | 116% | #REF! | #REF! | #REF! | #REF!
| 8.48% | #REF! | #REF! | #REF! | #REF! | [11 empty] | 116.5% | #REF! | #REF! | #REF! | #REF!
| 8.54% | #REF! | #REF! | #REF! | #REF! | [11 empty] | 117% | #REF! | #REF! | #REF! | #REF!
| 8.6% | #REF! | #REF! | #REF! | #REF! | [11 empty] | 117.5% | #REF! | #REF! | #REF! | #REF!
| 8.66% | #REF! | #REF! | #REF! | #REF! | [11 empty] | 118% | #REF! | #REF! | #REF! | #REF!
| 8.72% | #REF! | #REF! | #REF! | #REF! | [11 empty] | 118.5% | #REF! | #REF! | #REF! | #REF!
| 8.78% | #REF! | #REF! | #REF! | #REF! | [11 empty] | 119% | #REF! | #REF! | #REF! | #REF!
| 8.84% | #REF! | #REF! | #REF! | #REF! | [11 empty] | 119.5% | #REF! | #REF! | #REF! | #REF!
| 8.9% | #REF! | #REF! | #REF! | #REF! | [11 empty] | 120% | #REF! | #REF! | #REF! | #REF!
| 8.96% | #REF! | #REF! | #REF! | #REF! | [11 empty] | 120.5% | #REF! | #REF! | #REF! | #REF!
| 9.02% | #REF! | #REF! | #REF! | #REF! | [11 empty] | 121% | #REF! | #REF! | #REF! | #REF!
| 9.08% | #REF! | #REF! | #REF! | #REF! | [11 empty] | 121.5% | #REF! | #REF! | #REF! | #REF!
| 9.14% | #REF! | #REF! | #REF! | #REF! | [11 empty] | 122% | #REF! | #REF! | #REF! | #REF!
| 9.2% | #REF! | #REF! | #REF! | #REF! | [11 empty] | 122.5% | #REF! | #REF! | #REF! | #REF!
| 9.26% | #REF! | #REF! | #REF! | #REF! | [11 empty] | 123% | #REF! | #REF! | #REF! | #REF!
| 9.32% | #REF! | #REF! | #REF! | #REF! | [11 empty] | 123.5% | #REF! | #REF! | #REF! | #REF!
| 9.38% | #REF! | #REF! | #REF! | #REF! | [11 empty] | 124% | #REF! | #REF! | #REF! | #REF!
| 9.44% | #REF! | #REF! | #REF! | #REF! | [11 empty] | 124.5% | #REF! | #REF! | #REF! | #REF!
| 9.5% | #REF! | #REF! | #REF! | #REF! | [11 empty] | 125% | #REF! | #REF! | #REF! | #REF!

## Thresholds (hidden)
Thresholds
Threshold calculations
NPV results
NPV results
| Option | Option 1A | Option 1B | Option 1C | Option 1D | Option 5A | Option 5B | #N/A | #N/A | #N/A | #N/A | #N/A | #N/A | #N/A | #N/A | #N/A
| NPV | 217876111.2495 | 149459233.8321 | 14771397.6111 | 54257097.6201 | -88675982.7187 | 133128527.5082 | #N/A | #N/A | #N/A | #N/A | #N/A | #N/A | #N/A | #N/A | #N/A
Thresholds
Thresholds
| Parameter | Option 1A | Option 1B | Option 1C | Option 1D | Option 5A | Option 5B | #N/A | #N/A | #N/A | #N/A | #N/A | #N/A | #N/A | #N/A | #N/A
| Commercial discount rate | 29844012% | 43.96% | 15.21% | 30834107% | 3942865452% | 8.266% | 0% | 0% | 0% | 0% | 0% | 0% | 0% | 0% | 0%
| Capital cost | 273.2% | 685.6% | 116.5% | 255.4% | -33554332% | 113% | 0% | 0% | 0% | 0% | 0% | 0% | 0% | 0% | 0%
| #REF! | -33554332% | -33554332% | -33554332% | -33554332% | -33554332% | -33554332% | 0% | 0% | 0% | 0% | 0% | 0% | 0% | 0% | 0%
Selection
Thresholds
| Parameter | #REF! | #REF!
| Commercial discount rate | #REF! | #REF!
| Capital cost | #REF! | #REF!
| #REF! | #REF! | #REF!