## Overview of the model
QNI RIT-T PACR economic assessment
| Creation Date | 2019-12-18
| Client | TransGrid
Description
| Creators | Tom Graham and Tony Chen
Legend applied throughout the model template
Table Row Name
Input Cell
Calculation cell
Parameter Cell
Output Cell

## Interface and charts
Interface and charts
Interface for user selection and results
User Interface
| Scenarios | [5 empty] | Scenario weighting | Neutral | Neutral + low emissions | Slow change | Fast change
| Scenario selection | [6 empty] | Scenario 1 | Scenario 2 | Scenario 3 | Scenario 4
| Scenario |  | Scenario 1 |  |  |  | Weighting | 0.25 | 0.25 | 0.25 | 0.25
| Inputs | [6 empty] | Neutral | Neutral + low emissions | Slow change | Fast change
| General |  |  |  | Unit | Value | Selection | Scenario 1 | Scenario 2 | Scenario 3 | Scenario 4
| Commercial discount rate |  |  |  | Percent | 5.9% | Base | Base | Base | Base | Base
Low | Capital cost |  |  |  | Percent | 100% | Base | Base | Base | Base | Base
High | Operating and maintenance cost |  |  |  | Percent | 100% | Base | Base | Base | Base | Base
Charts
| Scenario 1 | Neutral | [7 empty] | Scenario 2 | Neutral + low emissions |  |  | Scenario 3 | Slow change |  |  | Scenario 4 | Fast change |  |  | Weighted scenario and summary
| Summary of the estimated net market benefits | [8 empty] | Summary of the estimated net market benefits |  |  |  | Summary of the estimated net market benefits |  |  |  | Summary of the estimated net market benefits |  |  |  | Weighted scenario | Capex sensitivity
| Scenario 1 | Neutral | [7 empty] | Scenario 2 | Neutral + low emissions |  |  | Scenario 3 | Slow change |  |  | Scenario 4 | Fast change |  |  | Scenario summary
| Scenario 1 | Neutral | Option 1A | Cumulative, PV | [5 empty] | Scenario 2 | Neutral + low emissions | 0 | Cumulative, PV | Scenario 3 | Slow change | 0 | Cumulative, PV | Scenario 4 | Fast change | 0 | Cumulative, PV

## Chart tables
Chart tables
Tables to generate charts
Summary of the estimated net market benefits
|  | Options for incremental upgrades to increase transfer capacity |  |  |  | Options for grid connected battery systems |  |  | Combined options
ACTIVE |  | Option 1A | Option 1B | Option 1C | Option 1D | #N/A | #N/A | #N/A | #N/A | #N/A | #N/A | #N/A | #N/A | #N/A | #N/A | #N/A | #N/A | #N/A
NPV |  | 188344788.9859 | 153906120.9858 | -23792159.1926 | 46203541.531
Options for incremental upgrades to increase transfer capacity
Scenario | Scenario | Option 1A | Option 1B | Option 1C | Option 1D
Scenario 1 | Neutral | 188320911.0738 | 153906120.9858 | -23816037.1048 | 46203541.531
Scenario 2 | Neutral + lower emissions | 191228952.6275 | 209856460.6074 | -80187892.9754 | 6830587.9821
Scenario 3 | Slow change | 37403368.5627 | 36494676.1193 | -9759975.4508 | 67545273.2411
Scenario 4 | Fast change | 266386181.5531 | 267785321.1732 | -61224085.8724 | 15309824.5966
Weighted | Weighted | 170834853.4543 | 167010644.7214 | -43746997.8508 | 33972306.8377
Options for incremental upgrades to increase transfer capacity
Scenario | Scenario | Option 1A | Option 1B | Option 1C | Option 1D
Scenario 1 | Neutral | 188.3209 | 153.9061 | -23.816 | 46.2035
Scenario 2 | Neutral + lower emissions | 191.229 | 209.8565 | -80.1879 | 6.8306
Scenario 3 | Slow change | 37.4034 | 36.4947 | -9.76 | 67.5453
Scenario 4 | Fast change | 266.3862 | 267.7853 | -61.2241 | 15.3098
Weighted | Weighted | 170.8349 | 167.0106 | -43.747 | 33.9723
Breakdown of estimated gross market benefits
Options for incremental upgrades to increase transfer capacity
ACTIVE |  | Option 1A | Option 1B | Option 1C | Option 1D
Transmission capex |  | -192639420.8065 | -35192018.2045 | -157447402.602 | -50036250.8269
Transmission opex |  | -30335839.3459 | -5074964.4632 | -25260874.8827 | -6956198.316
Avoided unserved energy |  | 7433268.2462 | -4246374.9892 | 23657726.3322 | 12904865.3747
Avoided REZ transmission capex |  | 26096271.0431 | 19941246.721 | -1475020.6572 | -1044279.0363
Avoided fuel costs |  | 63457612.5656 | 100346748.8223 | -22833466.4722 | -6824647.3119
Avoided voluntary load curtailment |  | 4112148.4598 | -173440.5401 | 2565677.6858 | 1090968.4306
Avoided generation/storage costs (excl. fuel costs) |  | 310220748.8237 | 78304923.6395 | 157001201.4034 | 97069083.2169
Options for incremental upgrades to increase transfer capacity
Neutral |  | Option 1A | Option 1B | Option 1C | Option 1D
Transmission capex |  | -192639420.8065 | -35192018.2045 | -157447402.602 | -50036250.8269
Transmission opex |  | -30359717.258 | -5074964.4632 | -25284752.7949 | -6956198.316
Avoided unserved energy |  | 7433268.2462 | -4246374.9892 | 23657726.3322 | 12904865.3747
Avoided REZ transmission capex |  | 26096271.0431 | 19941246.721 | -1475020.6572 | -1044279.0363
Avoided fuel costs |  | 63457612.5656 | 100346748.8223 | -22833466.4722 | -6824647.3119
Avoided voluntary load curtailment |  | 4112148.4598 | -173440.5401 | 2565677.6858 | 1090968.4306
Avoided generation/storage costs (excl. fuel costs) |  | 310220748.8237 | 78304923.6395 | 157001201.4034 | 97069083.2169
NPV |  | 188320911.0738 | 153906120.9858 | -23816037.1048 | 46203541.531
Options for incremental upgrades to increase transfer capacity
Step change |  | Option 1A | Option 1B | Option 1C | Option 1D
Transmission capex |  | -192639420.8065 | -35192018.2045 | -157447402.602 | -50036250.8269
Transmission opex |  | -30359717.258 | -5074964.4632 | -25284752.7949 | -6956198.316
Avoided unserved energy |  | 7923449.8414 | -12497995.801 | 16598834.3475 | 5110158.092
Avoided REZ transmission capex |  | 39097225.938 | 36499951.9101 | -10615401.1497 | -6306551.6118
Avoided fuel costs |  | 71277159.2926 | 55378619.7897 | 17759977.2321 | 14910495.2214
Avoided voluntary load curtailment |  | 32177867.0275 | 21139245.2796 | 6979162.2946 | 1658574.448
Avoided generation/storage costs (excl. fuel costs) |  | 263752388.5926 | 149603622.0968 | 71821689.697 | 48450360.9754
NPV |  | 191228952.6275 | 209856460.6074 | -80187892.9754 | 6830587.9821
Options for incremental upgrades to increase transfer capacity
Slow change |  | Option 1A | Option 1B | Option 1C | Option 1D
Transmission capex |  | -192639420.8065 | -35192018.2045 | -157447402.602 | -50036250.8269
Transmission opex |  | -30359717.258 | -5074964.4632 | -25284752.7949 | -6956198.316
Avoided unserved energy |  | 6776426.0059 | 1216215.1144 | 4650599.5078 | 1525.5359
Avoided REZ transmission capex |  | 9312442.8615 | 2902103.0337 | 853687.5336 | 697356.3367
Avoided fuel costs |  | 58799352.8491 | 96441769.4038 | -41021351.4551 | -27396666.9289
Avoided voluntary load curtailment |  | -367204.034 | -449183.7324 | 230603.0427 | -205072.5717
Avoided generation/storage costs (excl. fuel costs) |  | 185881488.9447 | -23349245.0325 | 208258641.3171 | 151440580.0121
NPV |  | 37403368.5627 | 36494676.1193 | -9759975.4508 | 67545273.2411
Options for incremental upgrades to increase transfer capacity
Fast change |  | Option 1A | Option 1B | Option 1C | Option 1D
Transmission capex |  | -192639420.8065 | -35192018.2045 | -157447402.602 | -50036250.8269
Transmission opex |  | -30359717.258 | -5074964.4632 | -25284752.7949 | -6956198.316
Avoided unserved energy |  | -34841473.2756 | -20968410.4521 | -9458920.0541 | -7266519.3098
Avoided REZ transmission capex |  | 39482133.7267 | 34763804.8613 | -9094246.9011 | -4777975.9183
Avoided fuel costs |  | 114642151.1037 | 118440990.7008 | -13188803.2041 | -5365364.5039
Avoided voluntary load curtailment |  | -1071709.5504 | 1454120.8038 | -2040505.1635 | 369842.7843
Avoided generation/storage costs (excl. fuel costs) |  | 371174217.6133 | 174361797.927 | 155290544.8473 | 89342290.6873
NPV |  | 266386181.5531 | 267785321.1732 | -61224085.8724 | 15309824.5966
Breakdown of gross market benefits |  |  | Option 1A
Scenario 1 |  | 2019-20 | 2020-21 | 2021-22 | 2022-23 | 2023-24 | 2024-25 | 2025-26 | 2026-27 | 2027-28 | 2028-29 | 2029-30 | 2030-31 | 2031-32 | 2032-33 | 2033-34 | 2034-35 | 2035-36 | 2036-37 | 2037-38 | 2038-39 | 2039-40 | 2040-41 | 2041-42 | 2042-43 | 2043-44 | 2044-45
Avoided unserved energy |  | 0 | 0.38767 | -0.88129 | -537096.661 | 10366762.4143 | 5337556.9976 | 1.057 | 1.1194 | 1.1888 | -3568513.7925 | -559392.1151 | 809110.5096 | -218937.456 | 188425.1373 | -3148544.9643 | 1033433.4676 | 2241409.6736 | 1.9789 | 2.093 | -41.7555 | 8030420.285 | -11376845.1033 | -2699455.8349 | -918415.0605 | -3137189.9702 | 3.114
Avoided REZ transmission capex |  | 0 | 9.4592 | 0.78796 | 0.83298 | 1.7117 | 1.1955 | 1.2265 | 1.4021 | 2.1719 | 35567700.8589 | 4.1957 | 0.3756 | 3995069.2457 | -9797813.0755 | 8865811.6128 | 0 | 35919721.1643 | -2785265.2638 | 0.37077 | 1.6111 | -13321034.4228 | -4654427.2227 | 3.3423 | 13275243.2512 | -37155978.5881 | 1005314.9003
Avoided fuel costs |  | 0 | -20.7711 | 38950.0906 | 5751396.4559 | 6421066.7215 | 6931777.0918 | 10407066.2039 | 7623705.4407 | 9083578.5407 | -4267537.4385 | -11207626.6223 | -13555355.9635 | -9180094.6488 | 12376624.5773 | 2130184.1417 | -19393009.69 | -12062123.7075 | 19080104.6881 | 14138010.7295 | 7591431.3912 | 12390147.9654 | 27631003.2405 | 12276003.1523 | -6385772.4601 | 54367392.4672 | 45603138.3457
Avoided voluntary load curtailment |  | 0 | 2.518 | 2.6896 | 157132.4916 | 174916.4468 | 32714.0385 | 3.4424 | 2933.4183 | 1575.248 | 46169.064 | 7016.3841 | -14314.7326 | 16026.2277 | 786183.148 | 420564.5943 | 1068156.9629 | 2083160.1754 | 0.034522 | -51427.8503 | -359848.5894 | 5681599.6313 | -3245552.8188 | 3318908.8114 | 360492.8319 | -90588.9515 | 11.2188
Avoided generation/storage costs (excl. fuel costs) |  | 0 | 299.6087 | 9254.5529 | 173618383.7579 | -18551211.9869 | -395053.1787 | 1814607.9694 | 4734427.5503 | 5134615.7006 | 225738743.7257 | 69063863.5437 | -787363.3201 | 57118882.2824 | -253365987.0421 | 129032633.278 | 206861186.2506 | 61728171.62 | -311582490.582 | -10207786.0067 | -4112290.5467 | 105453566.0981 | -83689454.0972 | 71651019.559 | 24890378.5359 | -45666477.637 | 4625286.4278
Scenario 2 |  | 2019-20 | 2020-21 | 2021-22 | 2022-23 | 2023-24 | 2024-25 | 2025-26 | 2026-27 | 2027-28 | 2028-29 | 2029-30 | 2030-31 | 2031-32 | 2032-33 | 2033-34 | 2034-35 | 2035-36 | 2036-37 | 2037-38 | 2038-39 | 2039-40 | 2040-41 | 2041-42 | 2042-43 | 2043-44 | 2044-45
Avoided unserved energy |  | 0 | 0.038301 | 0.036043 | -3409504.9142 | 712031.6996 | 6754387.1241 | 0.051036 | 0.054042 | 0.057414 | 526810.1343 | -2333728.9394 | -57991.5571 | 0.072133 | -2154434.8439 | -2226317.14 | -422119.3942 | -642598.561 | 0.095389 | 0.10092 | -44022.6417 | 23549071.2834 | 0.1197 | 1576431.1316 | -56093.3578 | 1202409.9822 | 0.15036
Avoided REZ transmission capex |  | 0 | 0.46544 | 0.030395 | 14286756.8655 | -0.023198 | -12259995.7603 | 18675692.3094 | 0.024542 | 29160234.5963 | -4765507.75 | -4600328.3972 | -4718042.2944 | -3242069.8524 | 19762455.5986 | -3888322.8374 | -0.013111 | 18813689.0418 | -18129956.7561 | -5145571.7114 | -11636383.707 | 23713870.9071 | -3088381.4783 | 6571572.2942 | -0.019742 | 3793635.1969 | 21090.9535
Avoided fuel costs |  | 0 | -216.9754 | -89108.5136 | 766400.7291 | 2202247.7943 | 846049.9732 | -241166.3879 | 398310.4204 | 2466050.6807 | 3114533.6679 | 1364730.3166 | 3382471.738 | 8906343.4638 | 9085491.8571 | 15633288.0451 | -3320579.2871 | 6289345.8798 | 2047622.2951 | 9492134.9318 | 7043800.7631 | 17509036.1664 | 14670758.4279 | 21795397.7854 | 20975986.8141 | 29462674.5803 | 23666269.1149
Avoided voluntary load curtailment |  | 0 | 0.1242 | 0.12696 | 326759.2659 | -347400.6915 | -87413.876 | 0.17382 | 0.18133 | 0.20203 | -54288.3398 | -13709.1159 | 15611.9598 | 36622.8838 | -125948.4198 | 1029955.5112 | 1788107.6385 | 5191955.2424 | 0.34938 | 0.37876 | 54166.8367 | 8041186.4807 | 1491829.4799 | 15862208.9699 | 5302770.2736 | 27996406.0334 | 47052994.7886
Avoided generation/storage costs (excl. fuel costs) |  | 0 | 25.0666 | 5712.3229 | 241003185.4276 | -25818571.8867 | -30832355.0994 | -15992333.0316 | 13689884.2932 | 31068519.5879 | 24718120.7504 | 29945652.2236 | -61354288.6633 | -38400783.2533 | 56185035.995 | -33165493.3007 | 104465495.4274 | 117464705.0227 | 5158211.0546 | -71372234.0973 | -23685709.3446 | 8533108.4398 | 13928558.9326 | -6189044.1551 | -895079.7772 | 77237946.9735 | -13621875.7805
Scenario 3 |  | 2019-20 | 2020-21 | 2021-22 | 2022-23 | 2023-24 | 2024-25 | 2025-26 | 2026-27 | 2027-28 | 2028-29 | 2029-30 | 2030-31 | 2031-32 | 2032-33 | 2033-34 | 2034-35 | 2035-36 | 2036-37 | 2037-38 | 2038-39 | 2039-40 | 2040-41 | 2041-42 | 2042-43 | 2043-44 | 2044-45
Avoided unserved energy |  | 0 | -21.8353 | -13.3551 | 3203422.3081 | -1030198.3289 | 1447633.8399 | 2401294.8034 | 1166324.3027 | 1434810.662 | -10952864.6304 | -314908.242 | 7.5373 | 760996.7991 | -1453671.1039 | 501451.8109 | -266817.7726 | 6953095.8222 | 84697.4342 | 6506526.988 | 2192017.7779 | -25653.656 | -110915.4318 | -181127.5184 | 3672639.4703 | 784985.186 | 16.2715
Avoided REZ transmission capex |  | 0 | 51.4472 | 1.7482 | 6.0559 | 1.9517 | 2.5437 | 3.7097 | 3.4742 | 2.5923 | 14.9894 | 20.5564 | 1.2848 | 0.74282 | 6.896 | 7.4136 | 1.156 | 40715486.4971 | -3176357.2878 | -10453921.4379 | 5224271.5056 | -4485329.8484 | -4819596.3701 | -2139174.6645 | 2.526 | -2472942.46 | -879294.9257
Avoided fuel costs |  | 0 | 6.538 | -14634.7443 | 4240185.399 | 3911946.7439 | 4480419.7468 | 4070540.5044 | 5125764.3149 | 5776020.8584 | 2646546.7581 | -1167078.2444 | -2100083.5098 | -1125943.6956 | 2032898.9376 | 6369576.9542 | 1681643.915 | 1316092.9839 | -8855743.8738 | 21396638.7622 | 7610024.6068 | 15444001.0223 | 9950279.9619 | 16968043.5356 | 16125888.8507 | 19249940.912 | 10506366.2485
Avoided voluntary load curtailment |  | 0 | 4.5651 | 4.8044 | -6940.9533 | 104609.0036 | -11000.4401 | 21779.5151 | -29252.8698 | 110512.664 | -160077.4153 | -39153.6099 | 7.8888 | -11764.5693 | -187715.3067 | -44534.6055 | -41328.8354 | 196012.835 | -222851.3635 | 195548.8897 | 76230.1131 | 147696.7831 | -237036.0577 | -13825.7609 | 141607.9337 | -1315966.4364 | 6925.1493
Avoided generation/storage costs (excl. fuel costs) |  | 0 | 1842.2789 | 2639.2809 | 125403706.5866 | 532658.9834 | 28127921.3991 | -7060324.8315 | 364788.2161 | -10037711.9107 | 141800241.7086 | 13339969.458 | -1058824.433 | -812001.3371 | -12787821.7438 | -9421577.9902 | -970628.92 | 6084782.3679 | 112058208.5351 | -191141992.506 | 30379391.2671 | -10527832.9936 | 30423396.5904 | -55968733.9086 | -12965506.1461 | 17614427.7015 | 5316604.7601
Scenario 4 |  | 2019-20 | 2020-21 | 2021-22 | 2022-23 | 2023-24 | 2024-25 | 2025-26 | 2026-27 | 2027-28 | 2028-29 | 2029-30 | 2030-31 | 2031-32 | 2032-33 | 2033-34 | 2034-35 | 2035-36 | 2036-37 | 2037-38 | 2038-39 | 2039-40 | 2040-41 | 2041-42 | 2042-43 | 2043-44 | 2044-45
Avoided unserved energy |  | 0 | -0.23603 | -2996610.2962 | 1067140.491 | -5911676.4336 | -14899835.0846 | 2.7189 | 2.8792 | 9818.4205 | 3.2306 | -148000.3826 | 2853541.0175 | -246740.555 | -2335967.3902 | -1446256.4525 | 38781.0254 | -9025439.957 | 5.1075 | 5.4088 | -794874.2098 | -6355755.6403 | -4520055.0023 | -27996165.4316 | -1063259.6974 | 2571278.4191 | 8.0861
Avoided REZ transmission capex |  | 0 | 25.2656 | 0.96056 | -14053697.8854 | 23323090.38 | 10059644.6232 | 30887605.1665 | -979815.9635 | -10697934.9541 | 14337512.6645 | -10209369.2185 | 3442018.0553 | 8708055.6902 | 11798169.7848 | -8922531.6259 | 32.8892 | -11815619.3856 | -11964920.1172 | -4546399.0411 | -7655469.3854 | 16168668.8956 | 11663424.3902 | -13561377.5155 | 0 | 31019667.7785 | -5333088.5128
Avoided fuel costs |  | 0 | 9.9392 | -78620.1577 | 8181177.0836 | -2576863.7279 | -4874870.767 | 120112.7198 | 1963968.9694 | -2438501.9537 | 2959102.5228 | 2536954.0451 | 7317844.7599 | 8843872.0611 | 5415772.9447 | 11813230.7452 | -2031296.6521 | 1675535.4599 | 11235946.8347 | 14805666.5775 | 18759677.5114 | 38074057.9586 | 40883871.1662 | 40930305.6217 | 22223667.8707 | 56600118.6385 | 67236742.3821
Avoided voluntary load curtailment |  | 0 | 2.2579 | 2.3268 | 3488.6073 | -32186.8928 | -129607.056 | 3.0749 | -149937.6499 | -4249.499 | 4841.6244 | 2883.1886 | 473660.6148 | 789235.1974 | 253421.8313 | 372542.2613 | 216413.9573 | 258904.4292 | 182545.9981 | -109844.5063 | 75911.8614 | -1959910.4337 | -297180.8142 | -753795.3783 | -836061.0459 | -2887085.5942 | -424825.5131
Avoided generation/storage costs (excl. fuel costs) |  | 0 | 859.3449 | 33894721.6189 | 159891035.314 | 181495995.7121 | -51376380.4022 | -63790348.964 | -34277941.6677 | 55276970.8908 | -66949334.6919 | -33553538.6002 | -89949282.8687 | 174367237.1047 | 31755783.8435 | -42329174.675 | 86897152.955 | 164577440.531 | -101827053.3312 | -16043852.1169 | -38518464.1446 | 162925685.2652 | 18452407.5448 | 139515741.8899 | -13655760.6985 | -28937530.6585 | 20293056.7641
Cumulative breakdown of gross market benefits, real |  | 2020-21: Option 1A
Period |  | 1 | 0.94429 | 0.89168 | 0.842 | 0.79509 | 0.75079 | 0.70896 | 0.66947 | 0.63217 | 0.59695 | 0.56369 | 0.53229 | 0.50263 | 0.47463 | 0.44818 | 0.42321 | 0.39964 | 0.37737 | 0.35635 | 0.33649 | 0.31775 | 0.30004 | 0.28333 | 0.26754 | 0.25264 | 0.23856
Scenario 1 |  | 2019-20 | 2020-21 | 2021-22 | 2022-23 | 2023-24 | 2024-25 | 2025-26 | 2026-27 | 2027-28 | 2028-29 | 2029-30 | 2030-31 | 2031-32 | 2032-33 | 2033-34 | 2034-35 | 2035-36 | 2036-37 | 2037-38 | 2038-39 | 2039-40 | 2040-41 | 2041-42 | 2042-43 | 2043-44 | 2044-45
Avoided unserved energy |  | 0 | 0.38767 | -0.49362 | -537097.1546 | 9829665.2596 | 15167222.2572 | 15167223.3143 | 15167224.4336 | 15167225.6224 | 11598711.83 | 11039319.7149 | 11848430.2246 | 11629492.7685 | 11817917.9058 | 8669372.9415 | 9702806.4091 | 11944216.0827 | 11944218.0616 | 11944220.1547 | 11944178.3992 | 19974598.6842 | 8597753.5809 | 5898297.746 | 4979882.6855 | 1842692.7153 | 1842695.8292
Avoided REZ transmission capex |  | 0 | 9.4592 | 10.2472 | 11.0802 | 12.7919 | 13.9873 | 15.2138 | 16.6159 | 18.7878 | 35567719.6467 | 35567723.8424 | 35567724.218 | 39562793.4637 | 29764980.3882 | 38630792.001 | 38630792.001 | 74550513.1654 | 71765247.9015 | 71765248.2723 | 71765249.8833 | 58444215.4606 | 53789788.2379 | 53789791.5802 | 67065034.8314 | 29909056.2432 | 30914371.1436
Avoided fuel costs |  | 0 | -20.7711 | 38929.3195 | 5790325.7753 | 12211392.4969 | 19143169.5887 | 29550235.7926 | 37173941.2332 | 46257519.7739 | 41989982.3354 | 30782355.7131 | 17226999.7496 | 8046905.1008 | 20423529.6782 | 22553713.8199 | 3160704.1298 | -8901419.5776 | 10178685.1105 | 24316695.84 | 31908127.2312 | 44298275.1966 | 71929278.4371 | 84205281.5893 | 77819509.1292 | 132186901.5964 | 177790039.9421
Avoided voluntary load curtailment |  | 0 | 2.518 | 5.2076 | 157137.6993 | 332054.1461 | 364768.1846 | 364771.627 | 367705.0453 | 369280.2932 | 415449.3573 | 422465.7414 | 408151.0088 | 424177.2365 | 1210360.3845 | 1630924.9788 | 2699081.9417 | 4782242.1171 | 4782242.1516 | 4730814.3014 | 4370965.712 | 10052565.3433 | 6807012.5244 | 10125921.3359 | 10486414.1677 | 10395825.2162 | 10395836.435
Avoided generation/storage costs (excl. fuel costs) |  | 0 | 299.6087 | 9554.1616 | 173627937.9196 | 155076725.9327 | 154681672.754 | 156496280.7233 | 161230708.2736 | 166365323.9742 | 392104067.6998 | 461167931.2436 | 460380567.9235 | 517499450.2059 | 264133463.1637 | 393166096.4417 | 600027282.6923 | 661755454.3123 | 350172963.7304 | 339965177.7236 | 335852887.1769 | 441306453.275 | 357616999.1778 | 429268018.7368 | 454158397.2727 | 408491919.6357 | 413117206.0635
Scenario 2 |  | 2019-20 | 2020-21 | 2021-22 | 2022-23 | 2023-24 | 2024-25 | 2025-26 | 2026-27 | 2027-28 | 2028-29 | 2029-30 | 2030-31 | 2031-32 | 2032-33 | 2033-34 | 2034-35 | 2035-36 | 2036-37 | 2037-38 | 2038-39 | 2039-40 | 2040-41 | 2041-42 | 2042-43 | 2043-44 | 2044-45
Avoided unserved energy |  | 0 | 0.038301 | 0.074344 | -3409504.8398 | -2697473.1403 | 4056913.9839 | 4056914.0349 | 4056914.0889 | 4056914.1464 | 4583724.2806 | 2249995.3412 | 2192003.7841 | 2192003.8562 | 37569.0123 | -2188748.1277 | -2610867.5218 | -3253466.0829 | -3253465.9875 | -3253465.8866 | -3297488.5282 | 20251582.7552 | 20251582.8749 | 21828014.0064 | 21771920.6487 | 22974330.6309 | 22974330.7812
Avoided REZ transmission capex |  | 0 | 0.46544 | 0.49583 | 14286757.3613 | 14286757.3381 | 2026761.5779 | 20702453.8872 | 20702453.9118 | 49862688.508 | 45097180.758 | 40496852.3608 | 35778810.0663 | 32536740.2139 | 52299195.8126 | 48410872.9751 | 48410872.962 | 67224562.0039 | 49094605.2478 | 43949033.5364 | 32312649.8294 | 56026520.7365 | 52938139.2581 | 59509711.5523 | 59509711.5326 | 63303346.7295 | 63324437.683
Avoided fuel costs |  | 0 | -216.9754 | -89325.489 | 677075.2401 | 2879323.0344 | 3725373.0077 | 3484206.6198 | 3882517.0402 | 6348567.721 | 9463101.3889 | 10827831.7055 | 14210303.4435 | 23116646.9072 | 32202138.7643 | 47835426.8093 | 44514847.5223 | 50804193.402 | 52851815.6972 | 62343950.629 | 69387751.3921 | 86896787.5585 | 101567545.9863 | 123362943.7717 | 144338930.5858 | 173801605.1661 | 197467874.2811
Avoided voluntary load curtailment |  | 0 | 0.1242 | 0.25116 | 326759.5171 | -20641.1744 | -108055.0504 | -108054.8765 | -108054.6952 | -108054.4932 | -162342.833 | -176051.9489 | -160439.9891 | -123817.1053 | -249765.525 | 780189.9862 | 2568297.6246 | 7760252.867 | 7760253.2164 | 7760253.5951 | 7814420.4319 | 15855606.9125 | 17347436.3924 | 33209645.3624 | 38512415.6359 | 66508821.6693 | 113561816.458
Avoided generation/storage costs (excl. fuel costs) |  | 0 | 25.0666 | 5737.3895 | 241008922.8171 | 215190350.9304 | 184357995.8311 | 168365662.7995 | 182055547.0926 | 213124066.6805 | 237842187.4309 | 267787839.6545 | 206433550.9912 | 168032767.7379 | 224217803.7329 | 191052310.4322 | 295517805.8596 | 412982510.8823 | 418140721.9369 | 346768487.8396 | 323082778.495 | 331615886.9348 | 345544445.8675 | 339355401.7124 | 338460321.9351 | 415698268.9086 | 402076393.1281
Scenario 3 |  | 2019-20 | 2020-21 | 2021-22 | 2022-23 | 2023-24 | 2024-25 | 2025-26 | 2026-27 | 2027-28 | 2028-29 | 2029-30 | 2030-31 | 2031-32 | 2032-33 | 2033-34 | 2034-35 | 2035-36 | 2036-37 | 2037-38 | 2038-39 | 2039-40 | 2040-41 | 2041-42 | 2042-43 | 2043-44 | 2044-45
Avoided unserved energy |  | 0 | -21.8353 | -35.1904 | 3203387.1177 | 2173188.7888 | 3620822.6288 | 6022117.4322 | 7188441.7349 | 8623252.3968 | -2329612.2336 | -2644520.4756 | -2644512.9383 | -1883516.1391 | -3337187.243 | -2835735.4322 | -3102553.2048 | 3850542.6174 | 3935240.0516 | 10441767.0396 | 12633784.8175 | 12608131.1616 | 12497215.7298 | 12316088.2114 | 15988727.6816 | 16773712.8676 | 16773729.1392
Avoided REZ transmission capex |  | 0 | 51.4472 | 53.1954 | 59.2514 | 61.2031 | 63.7468 | 67.4565 | 70.9307 | 73.523 | 88.5124 | 109.0688 | 110.3537 | 111.0965 | 117.9924 | 125.406 | 126.562 | 40715613.0592 | 37539255.7714 | 27085334.3335 | 32309605.8391 | 27824275.9906 | 23004679.6206 | 20865504.956 | 20865507.4821 | 18392565.0221 | 17513270.0964
Avoided fuel costs |  | 0 | 6.538 | -14628.2064 | 4225557.1926 | 8137503.9365 | 12617923.6833 | 16688464.1877 | 21814228.5026 | 27590249.3611 | 30236796.1192 | 29069717.8748 | 26969634.365 | 25843690.6694 | 27876589.607 | 34246166.5612 | 35927810.4762 | 37243903.4601 | 28388159.5863 | 49784798.3485 | 57394822.9552 | 72838823.9775 | 82789103.9394 | 99757147.475 | 115883036.3257 | 135132977.2376 | 145639343.4861
Avoided voluntary load curtailment |  | 0 | 4.5651 | 9.3695 | -6931.5838 | 97677.4197 | 86676.9796 | 108456.4947 | 79203.6249 | 189716.2888 | 29638.8736 | -9514.7363 | -9506.8475 | -21271.4169 | -208986.7236 | -253521.3291 | -294850.1644 | -98837.3294 | -321688.6929 | -126139.8032 | -49909.6901 | 97787.093 | -139248.9647 | -153074.7256 | -11466.7919 | -1327433.2282 | -1320508.0789
Avoided generation/storage costs (excl. fuel costs) |  | 0 | 1842.2789 | 4481.5598 | 125408188.1464 | 125940847.1297 | 154068768.5288 | 147008443.6973 | 147373231.9134 | 137335520.0027 | 279135761.7113 | 292475731.1692 | 291416906.7362 | 290604905.3991 | 277817083.6553 | 268395505.6651 | 267424876.7451 | 273509659.113 | 385567867.6481 | 194425875.1421 | 224805266.4092 | 214277433.4156 | 244700830.006 | 188732096.0974 | 175766589.9514 | 193381017.6529 | 198697622.4129
Scenario 4 |  | 2019-20 | 2020-21 | 2021-22 | 2022-23 | 2023-24 | 2024-25 | 2025-26 | 2026-27 | 2027-28 | 2028-29 | 2029-30 | 2030-31 | 2031-32 | 2032-33 | 2033-34 | 2034-35 | 2035-36 | 2036-37 | 2037-38 | 2038-39 | 2039-40 | 2040-41 | 2041-42 | 2042-43 | 2043-44 | 2044-45
Avoided unserved energy |  | 0 | -0.23603 | -2996610.5322 | -1929470.0412 | -7841146.4747 | -22740981.5594 | -22740978.8404 | -22740975.9612 | -22731157.5407 | -22731154.3101 | -22879154.6927 | -20025613.6752 | -20272354.2302 | -22608321.6204 | -24054578.0729 | -24015797.0475 | -33041237.0045 | -33041231.8971 | -33041226.4883 | -33836100.6981 | -40191856.3384 | -44711911.3406 | -72708076.7722 | -73771336.4696 | -71200058.0505 | -71200049.9644
Avoided REZ transmission capex |  | 0 | 25.2656 | 26.2261 | -14053671.6593 | 9269418.7207 | 19329063.3439 | 50216668.5104 | 49236852.5469 | 38538917.5928 | 52876430.2573 | 42667061.0387 | 46109079.0941 | 54817134.7842 | 66615304.569 | 57692772.9431 | 57692805.8323 | 45877186.4467 | 33912266.3295 | 29365867.2884 | 21710397.903 | 37879066.7986 | 49542491.1888 | 35981113.6733 | 35981113.6733 | 67000781.4519 | 61667692.9391
Avoided fuel costs |  | 0 | 9.9392 | -78610.2185 | 8102566.8651 | 5525703.1372 | 650832.3702 | 770945.09 | 2734914.0594 | 296412.1057 | 3255514.6285 | 5792468.6736 | 13110313.4335 | 21954185.4946 | 27369958.4393 | 39183189.1844 | 37151892.5324 | 38827427.9923 | 50063374.827 | 64869041.4045 | 83628718.916 | 121702776.8745 | 162586648.0407 | 203516953.6624 | 225740621.5331 | 282340740.1716 | 349577482.5538
Avoided voluntary load curtailment |  | 0 | 2.2579 | 4.5848 | 3493.1921 | -28693.7008 | -158300.7568 | -158297.6819 | -308235.3318 | -312484.8308 | -307643.2064 | -304760.0178 | 168900.5969 | 958135.7944 | 1211557.6257 | 1584099.887 | 1800513.8443 | 2059418.2736 | 2241964.2717 | 2132119.7654 | 2208031.6268 | 248121.1931 | -49059.6211 | -802854.9994 | -1638916.0453 | -4526001.6395 | -4950827.1526
Avoided generation/storage costs (excl. fuel costs) |  | 0 | 859.3449 | 33895580.9639 | 193786616.2778 | 375282611.99 | 323906231.5877 | 260115882.6237 | 225837940.956 | 281114911.8468 | 214165577.1549 | 180612038.5547 | 90662755.686 | 265029992.7907 | 296785776.6342 | 254456601.9592 | 341353754.9142 | 505931195.4452 | 404104142.114 | 388060289.9971 | 349541825.8525 | 512467511.1177 | 530919918.6625 | 670435660.5524 | 656779899.8539 | 627842369.1954 | 648135425.9596
Cumulative breakdown of gross market benefits, PV |  | 2020-21: Option 1A
Period |  | 1 | 0.94429 | 0.89168 | 0.842 | 0.79509 | 0.75079 | 0.70896 | 0.66947 | 0.63217 | 0.59695 | 0.56369 | 0.53229 | 0.50263 | 0.47463 | 0.44818 | 0.42321 | 0.39964 | 0.37737 | 0.35635 | 0.33649 | 0.31775 | 0.30004 | 0.28333 | 0.26754 | 0.25264 | 0.23856
Scenario 1 |  | 2019-20 | 2020-21 | 2021-22 | 2022-23 | 2023-24 | 2024-25 | 2025-26 | 2026-27 | 2027-28 | 2028-29 | 2029-30 | 2030-31 | 2031-32 | 2032-33 | 2033-34 | 2034-35 | 2035-36 | 2036-37 | 2037-38 | 2038-39 | 2039-40 | 2040-41 | 2041-42 | 2042-43 | 2043-44 | 2044-45
Avoided unserved energy |  | 0 | 0.36607 | -0.41976 | -452235.8377 | 7790270.7904 | 11797671.0795 | 11797671.8289 | 11797672.5783 | 11797673.3298 | 9667456.8571 | 9352133.0661 | 9782810.663 | 9672766.1111 | 9762197.7849 | 8351069.6257 | 8788433.7139 | 9684181.7821 | 9684182.5289 | 9684183.2748 | 9684169.2243 | 12235807.2949 | 8822254.0382 | 8057423.7043 | 7811708.5657 | 7019138.2998 | 7019139.0426
Avoided REZ transmission capex |  | 0 | 8.9322 | 9.6348 | 10.3362 | 11.6972 | 12.5947 | 13.4642 | 14.4029 | 15.7759 | 21232076.7038 | 21232079.0689 | 21232079.2688 | 23240121.2583 | 18589813.7922 | 22563330.627 | 22563330.627 | 36918145.4665 | 35867066.7523 | 35867066.8844 | 35867067.4265 | 31634355.1441 | 30237822.5325 | 30237823.4795 | 33789516.3641 | 24402541.3613 | 24642371.1455
Avoided fuel costs |  | 0 | -19.6139 | 34711.3272 | 4877387.4573 | 9982711.8485 | 15187041.3824 | 22565277.624 | 27669086.3165 | 33411431.4942 | 30863934.391 | 24546306.3434 | 17330990.1878 | 12716798.4457 | 18591079.6995 | 19545794.6109 | 11338390.5872 | 6517931.3303 | 13718212.0944 | 18756245.2929 | 21310713.0736 | 25247639.427 | 33538154.0857 | 37016284.5548 | 35307818.4891 | 49043033.4787 | 59922202.6115
Avoided voluntary load curtailment |  | 0 | 2.3777 | 4.776 | 132310.3425 | 271384.618 | 295946.0883 | 295948.5288 | 297912.3515 | 298908.1725 | 326468.6939 | 330423.76 | 322804.2389 | 330859.5031 | 704003.3194 | 892493.7328 | 1344553.3097 | 2177059.1763 | 2177059.1894 | 2158733.0456 | 2037646.3124 | 3842954.8027 | 2869146.3968 | 3809484.8537 | 3905932.0375 | 3883045.9164 | 3883048.5928
Avoided generation/storage costs (excl. fuel costs) |  | 0 | 282.9166 | 8534.9984 | 146195223.6075 | 131445344.9423 | 131148741.7916 | 132435233.6829 | 135604770.1601 | 138850708.4844 | 273604955.8728 | 312535571.2567 | 312116469.3682 | 340826137.9531 | 220571777.9111 | 278402167.6101 | 365948833.1103 | 390617634.684 | 273035396.5338 | 269397885.8706 | 268014126.5814 | 301521629.8484 | 276411117.5757 | 296711828.7422 | 303371064.936 | 291834022.9758 | 292937439.8713
Scenario 2 |  | 2019-20 | 2020-21 | 2021-22 | 2022-23 | 2023-24 | 2024-25 | 2025-26 | 2026-27 | 2027-28 | 2028-29 | 2029-30 | 2030-31 | 2031-32 | 2032-33 | 2033-34 | 2034-35 | 2035-36 | 2036-37 | 2037-38 | 2038-39 | 2039-40 | 2040-41 | 2041-42 | 2042-43 | 2043-44 | 2044-45
Avoided unserved energy |  | 0 | 0.036167 | 0.068306 | -2870803.2557 | -2304674.1434 | 2766472.2492 | 2766472.2854 | 2766472.3216 | 2766472.3579 | 3080950.5107 | 1765450.6373 | 1734582.5863 | 1734582.6226 | 712029.4913 | -285770.7126 | -464417.7854 | -721223.3246 | -721223.2886 | -721223.2526 | -736036.5881 | 6746598.7761 | 6746598.812 | 7193245.2557 | 7178237.8939 | 7482011.1458 | 7482011.1817
Avoided REZ transmission capex |  | 0 | 0.43951 | 0.46661 | 12029450.5278 | 12029450.5094 | 2824731.8384 | 16065127.0789 | 16065127.0953 | 34499286.2501 | 31654526.8628 | 29061367.3394 | 26550022.9762 | 24920461.1348 | 34300257.8416 | 32557572.9157 | 32557572.9101 | 40076200.9476 | 33234478.5871 | 31400871.1863 | 27485302.9974 | 35020302.8679 | 34093652.7678 | 35955560.5519 | 35955560.5466 | 36913973.1659 | 36919004.6629
Avoided fuel costs |  | 0 | -204.8871 | -79660.9934 | 565648.4624 | 2316633.1301 | 2951841.5052 | 2780863.196 | 3047518.3287 | 4606475.9764 | 6465690.0105 | 7234974.9641 | 9035414.8081 | 13512010.9692 | 17824231.4913 | 24830824.4512 | 23425506.956 | 25938956.1878 | 26711669.7376 | 30094160.5155 | 32464354.1161 | 38027789.3631 | 42429661.3017 | 48604898.9734 | 54216868.6907 | 61660230.4406 | 67306099.4264
Avoided voluntary load curtailment |  | 0 | 0.11728 | 0.23049 | 275131.5502 | -1083.1818 | -66712.9056 | -66712.7824 | -66712.661 | -66712.5333 | -99119.8385 | -106847.5313 | -98537.5152 | -80129.7521 | -139908.2835 | 321701.5207 | 1078454.7046 | 3153347.0963 | 3153347.2282 | 3153347.3632 | 3171574.1549 | 5726633.1467 | 6174247.519 | 10668449.0634 | 12087165.9255 | 19160093.9869 | 30385143.5576
Avoided generation/storage costs (excl. fuel costs) |  | 0 | 23.6701 | 5117.2231 | 202929812.5193 | 182401730.4238 | 159253014.8611 | 147915024.9944 | 157079931.8758 | 176720447.2117 | 191475875.1174 | 208355942.4829 | 175697959.0704 | 156396570.168 | 183063510.0615 | 168199259.4188 | 212410577.8892 | 259353706.5136 | 261300266.4744 | 235867007.7432 | 227896919.0648 | 230608284.5454 | 234787464.0345 | 233033937.0287 | 232794465.0721 | 252307628.3653 | 249057968.4538
Scenario 3 |  | 2019-20 | 2020-21 | 2021-22 | 2022-23 | 2023-24 | 2024-25 | 2025-26 | 2026-27 | 2027-28 | 2028-29 | 2029-30 | 2030-31 | 2031-32 | 2032-33 | 2033-34 | 2034-35 | 2035-36 | 2036-37 | 2037-38 | 2038-39 | 2039-40 | 2040-41 | 2041-42 | 2042-43 | 2043-44 | 2044-45
Avoided unserved energy |  | 0 | -20.6188 | -32.5272 | 2697249.2312 | 1878149.0903 | 2965022.4054 | 4667454.1953 | 5448268.2182 | 6355309.2097 | -182979.2811 | -360489.936 | -360485.924 | 22013.9609 | -667937.7187 | -443194.9316 | -556116.0973 | 2222591.5278 | 2254553.8947 | 4573133.1912 | 5310733.0588 | 5302581.6989 | 5269302.1975 | 5217983.773 | 6200571.2275 | 6398887.5308 | 6398891.4126
Avoided REZ transmission capex |  | 0 | 48.581 | 50.1398 | 55.2389 | 56.7907 | 58.7005 | 61.3305 | 63.6564 | 65.2952 | 74.2431 | 85.8305 | 86.5144 | 86.8878 | 90.1608 | 93.4834 | 93.9727 | 16271469.4405 | 15072803.8853 | 11347583.6782 | 13105517.3999 | 11680319.4658 | 10234228.8549 | 9628141.6384 | 9628142.3143 | 9003385.5473 | 8793619.3215
Avoided fuel costs |  | 0 | 6.1737 | -13043.3067 | 3557193.0309 | 6667541.8242 | 10031409.4881 | 12917276.5407 | 16348799.5278 | 20000213.4913 | 21580063.7673 | 20922193.3279 | 19804349.8336 | 19238416.6596 | 20203285.5579 | 23058029.417 | 23769725.6032 | 24295683.7811 | 20953781.6632 | 28578402.8692 | 31139127.1473 | 36046404.671 | 39031925.7237 | 43839440.7179 | 48153802.6926 | 53017050.0357 | 55523468.2239
Avoided voluntary load curtailment |  | 0 | 4.3108 | 8.5947 | -5835.6883 | 77337.8591 | 69078.8059 | 84519.7001 | 64935.9094 | 134798.4487 | 39240.5872 | 17170.0854 | 17174.2844 | 11261.058 | -77833.711 | -97793.4183 | -115284.3831 | -36950.5915 | -121048.2634 | -51365.0657 | -25714.1234 | 21216.0149 | -49905.2142 | -53822.4338 | -15936.2813 | -348398.0953 | -346746.0188
Avoided generation/storage costs (excl. fuel costs) |  | 0 | 1739.6401 | 4093.029 | 105594020.8258 | 106017532.5284 | 127135778.2719 | 122130261.4885 | 122374474.6579 | 116028957.1587 | 200676300.0808 | 208195908.6511 | 207632312.0139 | 207224175.7138 | 201154729.1472 | 196932126.5938 | 196521342.3045 | 198953040.586 | 241240573.9389 | 173127759.3228 | 183350228.8665 | 180005046.6078 | 189133401.9268 | 173275915.0631 | 169807090.044 | 174257146.2343 | 175525485.3113
Scenario 4 |  | 2019-20 | 2020-21 | 2021-22 | 2022-23 | 2023-24 | 2024-25 | 2025-26 | 2026-27 | 2027-28 | 2028-29 | 2029-30 | 2030-31 | 2031-32 | 2032-33 | 2033-34 | 2034-35 | 2035-36 | 2036-37 | 2037-38 | 2038-39 | 2039-40 | 2040-41 | 2041-42 | 2042-43 | 2043-44 | 2044-45
Avoided unserved energy |  | 0 | -0.22288 | -2672011.8719 | -1773479.5202 | -6473792.9102 | -17660484.3969 | -17660482.4693 | -17660480.5418 | -17654273.6532 | -17654271.7247 | -17737698.0736 | -16218800.2549 | -16342819.4807 | -17451532.8754 | -18099722.191 | -18083309.4964 | -21690200.5086 | -21690198.5812 | -21690196.6538 | -21957666.7071 | -23977185.9207 | -25333400.964 | -33265487.23 | -33549954.4771 | -32900354.4083 | -32900352.4793
Avoided REZ transmission capex |  | 0 | 23.858 | 24.7145 | -11833189.6728 | 6710760.6332 | 14263471.1315 | 36161674.0824 | 35505720.9805 | 28742831.7822 | 37301578.4848 | 31546658.242 | 33378793.7129 | 37755724.4737 | 43355455.4151 | 39356517.5657 | 39356531.4849 | 34634584.2371 | 30119368.751 | 28499274.5425 | 25923258.3891 | 31060796.6051 | 34560336.2359 | 30718023.7377 | 30718023.7377 | 38554739.5798 | 37282468.1083
Avoided fuel costs |  | 0 | 9.3854 | -70094.4841 | 6818457.0672 | 4769619.1072 | 1109600.389 | 1194755.9943 | 2509565.6989 | 968023.4673 | 2734453.2206 | 4164509.072 | 8059689.963 | 12504886.1177 | 15075358.6472 | 20369862.2176 | 19510187.9029 | 20179792.2457 | 24419914.2567 | 29695864.4006 | 36008375.0867 | 48106274.3673 | 60373231.5335 | 71969916.6539 | 77915694.1852 | 92214978.419 | 108255100.1924
Avoided voluntary load curtailment |  | 0 | 2.1321 | 4.2069 | 2941.6145 | -22649.8544 | -119957.9214 | -119955.7414 | -220333.8432 | -223020.2393 | -220130.0422 | -218504.8174 | 33617.7454 | 430311.0988 | 550591.9641 | 717559.5257 | 809149.063 | 912616.6018 | 981504.1923 | 942361.4671 | 967905.3196 | 345150.6069 | 255983.309 | 42412.2762 | -181269.6566 | -910654.303 | -1012001.4641
Avoided generation/storage costs (excl. fuel costs) |  | 0 | 811.4683 | 30223991.013 | 164852251.4823 | 309157858.9467 | 270584833.5407 | 225359766.7092 | 202411863.2247 | 237356180.1378 | 197390921.8013 | 178477124.6433 | 130598447.3432 | 218240666.331 | 233312821.4704 | 214341553.467 | 251117693.6438 | 316888768.9471 | 278462178.2469 | 272745004.7957 | 259783789.6376 | 311552858.5587 | 317089391.3407 | 356618051.1798 | 352964553.674 | 345653862.7097 | 350495011.9106

## Option inputs
Option inputs
Inputs and parameters for RIT-T assessment
General parameter and option inputs
General parameters
Parameter |  | Unit | Value | Note
First year of analysis |  | Year | 2020
Base year for dollar inputs |  | Year | 2020
Analysis period |  | Years | 26
Option descriptions
Number | Option name |  | Included in assessment? | Active | Short description
0 | Base case |  | Yes | 1 | No augmentation
1 | Option 1A |  | Yes | 1 | Uprate Liddell to Tamworth lines and install new dynamic reactive support at Tamworth and Dumaresq and shunt capacitor banks
2 | Option 1B |  | Yes | 1 | Uprate Liddell to Tamworth lines only
3 | Option 1C |  | Yes | 1 | Install new dynamic reactive support at Tamworth and Dumaresq and shunt capacitor banks
4 | Option 1D |  | Yes | 1 | Sapphire substation cut into line 8C and a mid-point switching station between Dumaresq and Bulli Creek

## CBA Inputs
CBA Inputs
Inputs and parameters for RIT-T assessment
Sensitivity inputs
Discount rate sensitivities
| General parameters |  |  | Unit | Base | Low | High | User selection | Active
| Commercial discount rate |  |  | Percent | 5.9% | 2.85% | 8.95% | 5.9% | 5.9%
Cost sensitivities
| Cost |  |  | Unit | Base | Low | High | User selection | Active
| Capital cost |  |  | Percent | 100% | 75% | 125% | 100% | 100%
| Operating and maintenance cost |  |  | Percent | 100% | 75% | 125% | 100% | 100%
`
Cost inputs
| Number | Option name | Capex component | Amount | Start year | End year | Commission year | Asset life | Last year commissioned
| 1 | Option 1A | Substation | 186718902.4206 | 2022 | 2022 | 2022 | 40 | 2061
| 1 | Option 1A | Lines | 43291097.5794 | 2022 | 2022 | 2022 | 50 | 2071
| 2 | Option 1B | Lines | 43291097.5794 | 2022 | 2022 | 2022 | 50 | 2071
| 3 | Option 1C | Substation | 186718902.4206 | 2022 | 2022 | 2022 | 40 | 2061
5 | 4 | Option 1D | Substation | 59338634.2438 | 2022 | 2022 | 2022 | 40 | 2061
| Number | Option name | Capex component | Amount | Start year | End year | Commission year | Asset life | Scenario | Last year commissioned
| Operating and maintenance cost |  |  |  | 2020 | 2021 | 2022 | 2023 | 2024 | 2025 | 2026 | 2027 | 2028 | 2029 | 2030 | 2031 | 2032 | 2033 | 2034 | 2035 | 2036 | 2037 | 2038 | 2039 | 2040 | 2041 | 2042 | 2043 | 2044 | 2045 | 2046 | 2047 | 2048 | 2049
| Number | Option name |  | Unit | FY 2019-20 | FY 2020-21 | FY 2021-22 | FY 2022-23 | FY 2023-24 | FY 2024-25 | FY 2025-26 | FY 2026-27 | FY 2027-28 | FY 2028-29 | FY 2029-30 | FY 2030-31 | FY 2031-32 | FY 2032-33 | FY 2033-34 | FY 2034-35 | FY 2035-36 | FY 2036-37 | FY 2037-38 | FY 2038-39 | FY 2039-40 | FY 2040-41 | FY 2041-42 | FY 2042-43 | FY 2043-44 | FY 2044-45 | FY 2045-46 | FY 2046-47 | FY 2047-48 | FY 2048-49
| 0 | Base case |  | $ | 0 | 0 | 0 | 0 | 0 | 0 | 0 | 0 | 0 | 0 | 0 | 0 | 0 | 0 | 0 | 0 | 0 | 0 | 0 | 0 | 0 | 0 | 0 | 0 | 0 | 0
| 1 | Option 1A |  | $ | 0 | 0 | 0 | 2300100 | 2300100 | 2300100 | 2300100 | 2300100 | 2300100 | 2300100 | 2300100 | 2300100 | 2300100 | 2300100 | 2300100 | 2300100 | 2300100 | 10700100 | 2340100 | 2300100 | 2300100 | 2300100 | 2300100 | 2300100 | 2300100 | 2300100
| 2 | Option 1B |  | $ | 0 | 0 | 0 | 432910.9758 | 432910.9758 | 432910.9758 | 432910.9758 | 432910.9758 | 432910.9758 | 432910.9758 | 432910.9758 | 432910.9758 | 432910.9758 | 432910.9758 | 432910.9758 | 432910.9758 | 432910.9758 | 432910.9758 | 432910.9758 | 432910.9758 | 432910.9758 | 432910.9758 | 432910.9758 | 432910.9758 | 432910.9758 | 432910.9758
| 3 | Option 1C |  | $ | 0 | 0 | 0 | 1867189.0242 | 1867189.0242 | 1867189.0242 | 1867189.0242 | 1867189.0242 | 1867189.0242 | 1867189.0242 | 1867189.0242 | 1867189.0242 | 1867189.0242 | 1867189.0242 | 1867189.0242 | 1867189.0242 | 1867189.0242 | 10267189.0242 | 1907189.0242 | 1867189.0242 | 1867189.0242 | 1867189.0242 | 1867189.0242 | 1867189.0242 | 1867189.0242 | 1867189.0242
| 4 | Option 1D |  | $ | 0 | 0 | 0 | 593386.3424 | 593386.3424 | 593386.3424 | 593386.3424 | 593386.3424 | 593386.3424 | 593386.3424 | 593386.3424 | 593386.3424 | 593386.3424 | 593386.3424 | 593386.3424 | 593386.3424 | 593386.3424 | 593386.3424 | 593386.3424 | 593386.3424 | 593386.3424 | 593386.3424 | 593386.3424 | 593386.3424 | 593386.3424 | 593386.3424
Benefit inputs
| Involuntary load shedding |  |  | [NER, rule 5.16.1(c)(4)(iii)]
| Number | Option name | Neutral | Unit | FY 2019-20 | FY 2020-21 | FY 2021-22 | FY 2022-23 | FY 2023-24 | FY 2024-25 | FY 2025-26 | FY 2026-27 | FY 2027-28 | FY 2028-29 | FY 2029-30 | FY 2030-31 | FY 2031-32 | FY 2032-33 | FY 2033-34 | FY 2034-35 | FY 2035-36 | FY 2036-37 | FY 2037-38 | FY 2038-39 | FY 2039-40 | FY 2040-41 | FY 2041-42 | FY 2042-43 | FY 2043-44 | FY 2044-45 | FY 2045-46 | FY 2046-47 | FY 2047-48 | FY 2048-49
| 0 | Base case |  | $ | 0 | 669319.8962 | 8974683.1704 | 93133916.0289 | 75503385.7701 | 153241422.0486 | 1.9516 | 2.0667 | 2.1949 | 18601953.5945 | 57103455.8846 | 6948685.8538 | 8984026.7555 | 9291842.3068 | 25204808.8097 | 1033434.96 | 147258925.3526 | 3.6537 | 3.8645 | 4573706.3953 | 22856310.3697 | 29523772.9166 | 50341658.4907 | 25687170.2599 | 134188431.2903 | 5.7495
| 1 | Option 1A |  | $ | 0 | 669319.5085 | 8974684.0517 | 93671012.6899 | 65136623.3558 | 147903865.051 | 0.89462 | 0.94736 | 1.0061 | 22170467.3869 | 57662847.9996 | 6139575.3441 | 9202964.2115 | 9103417.1695 | 28353353.774 | 1.4924 | 145017515.6789 | 1.6748 | 1.7714 | 4573748.1508 | 14825890.0847 | 40900618.0199 | 53041114.3256 | 26605585.3204 | 137325621.2606 | 2.6355
| 2 | Option 1B |  | $ | 0 | 669320.6093 | 8974682.2972 | 93085491.4861 | 67043337.0626 | 153734399.3793 | 3.7882 | 4.0115 | 4.2604 | 21338984.6998 | 56803468.979 | 6620753.1769 | 8749836.17 | 8799485.7099 | 30015082.5861 | 940841.2961 | 145852323.9841 | 7.092 | 7.501 | 4573740.0135 | 23739638.5162 | 40513168.1991 | 59504716.1011 | 31624210.6483 | 134786143.1135 | 11.1598
| 3 | Option 1C |  | $ | 0 | 669319.5299 | 8974684.1395 | 88691785.2088 | 75167073.1477 | 140164547.5104 | 1.0188 | 1.0789 | 1.1458 | 19100656.2964 | 50258160.4606 | 4034952.1914 | 8897623.1809 | 9145292.7873 | 22918462.319 | 1.7 | 146948964.0834 | 1.9073 | 2.0174 | 4573703.2221 | 17521920.335 | 29110905.1528 | 49849205.7802 | 25135150.2392 | 135783144.3713 | 3.0014
| 4 | Option 1D |  | $ | 0 | 669319.4789 | 8974684.0204 | 90224685.2022 | 79653758.25 | 144399044.3705 | 0.85029 | 0.90042 | 0.95628 | 19100717.7318 | 50242706.6598 | 5112210.1111 | 8853744.8988 | 9043010.783 | 25067275.9213 | 1.419 | 146901610.0595 | 1.5918 | 1.6837 | 4573733.3986 | 22648935.6087 | 27952953.396 | 49238661.301 | 25207646.021 | 134002678.6585 | 2.5049
| Number | Option name | Neutral + lower emissions | Unit | FY 2019-20 | FY 2020-21 | FY 2021-22 | FY 2022-23 | FY 2023-24 | FY 2024-25 | FY 2025-26 | FY 2026-27 | FY 2027-28 | FY 2028-29 | FY 2029-30 | FY 2030-31 | FY 2031-32 | FY 2032-33 | FY 2033-34 | FY 2034-35 | FY 2035-36 | FY 2036-37 | FY 2037-38 | FY 2038-39 | FY 2039-40 | FY 2040-41 | FY 2041-42 | FY 2042-43 | FY 2043-44 | FY 2044-45 | FY 2045-46 | FY 2046-47 | FY 2047-48 | FY 2048-49
| 0 | Base case |  | $ | 0 | 1.0429 | 8716257.7695 | 27899655.2844 | 85394836.8154 | 116002265.0705 | 1.3897 | 1.4713 | 1.5632 | 526811.7256 | 14618196.8352 | 18522564.6268 | 1.9647 | 59982592.9677 | 27085435.3098 | 1769419.9619 | 139939077.7326 | 2.6003 | 2.7508 | 2.91 | 54805529.9566 | 3.2664 | 68200316.6199 | 11570406.1584 | 6913407.6623 | 4.099
| 1 | Option 1A |  | $ | 0 | 1.0046 | 8716257.7334 | 31309160.1986 | 84682805.1158 | 109247877.9464 | 1.3386 | 1.4172 | 1.5058 | 1.5914 | 16951925.7747 | 18580556.1839 | 1.8925 | 62137027.8116 | 29311752.4497 | 2191539.356 | 140581676.2937 | 2.5049 | 2.6499 | 44025.5516 | 31256458.6732 | 3.1467 | 66623885.4883 | 11626499.5162 | 5710997.6801 | 3.9487
| 2 | Option 1B |  | $ | 0 | 2.1849 | 8716256.6733 | 34056318.4881 | 84243223.6673 | 115348802.5467 | 2.9116 | 3.0826 | 3.2752 | 958902.1731 | 16797685.0275 | 19332177.9223 | 4.1164 | 66244745.8248 | 33792416.243 | 3054484.0356 | 139523988.783 | 5.4477 | 5.7629 | 33676.9296 | 54630273.0438 | 6.8423 | 66173118.9667 | 11573499.966 | 8371453.9164 | 8.5799
| 3 | Option 1C |  | $ | 0 | 0.80354 | 8716257.5442 | 23170237.2067 | 85256892.5408 | 105682541.2344 | 1.0708 | 1.1337 | 1.2045 | 3218308.4178 | 15163224.7842 | 19921307.4428 | 1.5139 | 58361166.5173 | 25811287.4459 | 1527611.5994 | 142104019.7708 | 2.0035 | 2.1194 | 2.242 | 35628068.8769 | 2.5164 | 68678579.2226 | 11597212.7218 | 7055868.0021 | 3.1557
| 4 | Option 1D |  | $ | 0 | 2.2682 | 8716256.7514 | 24664765.4913 | 86169541.9079 | 108815019.6261 | 3.0215 | 3.1987 | 3.3988 | 2838752.1792 | 14618198.6579 | 19764885.8537 | 4.2716 | 59087937.4796 | 27729885.2273 | 2064049.8148 | 141225120.4162 | 5.6551 | 5.9828 | 6.329 | 54926532.3243 | 7.107 | 68439752.5053 | 11590634.8318 | 7002712.3762 | 8.9335
| Number | Option name | Slow change | Unit | FY 2019-20 | FY 2020-21 | FY 2021-22 | FY 2022-23 | FY 2023-24 | FY 2024-25 | FY 2025-26 | FY 2026-27 | FY 2027-28 | FY 2028-29 | FY 2029-30 | FY 2030-31 | FY 2031-32 | FY 2032-33 | FY 2033-34 | FY 2034-35 | FY 2035-36 | FY 2036-37 | FY 2037-38 | FY 2038-39 | FY 2039-40 | FY 2040-41 | FY 2041-42 | FY 2042-43 | FY 2043-44 | FY 2044-45 | FY 2045-46 | FY 2046-47 | FY 2047-48 | FY 2048-49
| 0 | Base case |  | $ | 0 | 5841242.7392 | 12354802.5328 | 56584265.8593 | 16616760.7549 | 19356400.2445 | 24162951.8318 | 7303799.8089 | 10307036.5746 | 90373775.9352 | 8127298.4107 | 7.9589 | 46785337.9051 | 23568234.7967 | 35652175.3758 | 3277431.1584 | 42026309.0385 | 84698.0207 | 32403177.9783 | 9588042.5555 | 2946946.3012 | 36803167.3403 | 11259114.2608 | 83558378.4025 | 49268638.2567 | 17.1818
| 1 | Option 1A |  | $ | 0 | 5841264.5745 | 12354815.8879 | 53380843.5512 | 17646959.0838 | 17908766.4046 | 21761657.0284 | 6137475.5062 | 8872225.9127 | 101326640.5657 | 8442206.6527 | 0.42161 | 46024341.106 | 25021905.9006 | 35150723.565 | 3544248.931 | 35073213.2163 | 0.58654 | 25896650.9903 | 7396024.7776 | 2972599.9572 | 36914082.7721 | 11440241.7793 | 79885738.9322 | 48483653.0708 | 0.91022
| 2 | Option 1B |  | $ | 0 | 5841264.5802 | 12354815.8939 | 56584359.6875 | 16616756.2477 | 19356399.3516 | 24005457.3707 | 7197904.732 | 10216303.4177 | 89714662.2756 | 8125154.3402 | 0.43307 | 46841121.0161 | 24674114.0042 | 37749235.3607 | 3928338.0499 | 37065093.6681 | 84690.0654 | 29814158.9616 | 9312707.2162 | 2861555.5324 | 38523287.5288 | 13255940.0923 | 82502331.134 | 49044922.7134 | 0.93493
| 3 | Option 1C |  | $ | 0 | 5841263.6903 | 12354816.037 | 53289291.4538 | 17586249.3089 | 17908766.5817 | 21761657.2161 | 6137475.7047 | 8872226.1235 | 103002401.9174 | 8482205.1296 | 0.70174 | 46100324.0301 | 24084274.6668 | 34801695.2115 | 3544249.241 | 37952028.4852 | 0.97598 | 30338611.4882 | 6548510.969 | 2233746.3043 | 36017615.31 | 9207382.8718 | 82314778.0597 | 47341517.9268 | 1.5149
| 4 | Option 1D |  | $ | 0 | 5841264.5732 | 12354815.8865 | 56133823.091 | 17616154.304 | 18993121.0502 | 23674950.4723 | 7434811.7135 | 9204863.5299 | 95581386.0079 | 7584972.4479 | 0.41913 | 47863992.6514 | 23333789.5233 | 35886876.0292 | 3544303.8166 | 41455778.3727 | 84700.1382 | 29441833.5214 | 7681697.9695 | 3368328.3775 | 35408982.3962 | 10032867.6123 | 83693595.7624 | 48791276.5246 | 0.90483
| Number | Option name | Fast change | Unit | FY 2019-20 | FY 2020-21 | FY 2021-22 | FY 2022-23 | FY 2023-24 | FY 2024-25 | FY 2025-26 | FY 2026-27 | FY 2027-28 | FY 2028-29 | FY 2029-30 | FY 2030-31 | FY 2031-32 | FY 2032-33 | FY 2033-34 | FY 2034-35 | FY 2035-36 | FY 2036-37 | FY 2037-38 | FY 2038-39 | FY 2039-40 | FY 2040-41 | FY 2041-42 | FY 2042-43 | FY 2043-44 | FY 2044-45 | FY 2045-46 | FY 2046-47 | FY 2047-48 | FY 2048-49
| 0 | Base case |  | $ | 0 | 25555983.3208 | 14169848.8904 | 23270103.7475 | 52799463.8307 | 64437358.49 | 4.0782 | 4.3186 | 13042227.2466 | 4.8456 | 5.1744 | 29963292.7359 | 978742.113 | 76005891.1278 | 42828955.2684 | 38783.3064 | 105888658.5611 | 7.6599 | 8.1116 | 24426766.0842 | 715705.47 | 4247714.7191 | 71868091.2583 | 30021940.1213 | 34197885.0296 | 12.1237
| 1 | Option 1A |  | $ | 0 | 25555983.5568 | 17166459.1865 | 22202963.2565 | 58711140.2643 | 79337193.5747 | 1.3593 | 1.4394 | 13032408.8261 | 1.615 | 148005.557 | 27109751.7184 | 1225482.668 | 78341858.518 | 44275211.7209 | 2.281 | 114914098.5182 | 2.5524 | 2.7029 | 25221640.294 | 7071461.1103 | 8767769.7214 | 99864256.6899 | 31085199.8187 | 31626606.6105 | 4.0376
| 2 | Option 1B |  | $ | 0 | 25555982.1342 | 14169849.8052 | 20835972.4672 | 53840338.9014 | 64081251.6069 | 5.3724 | 5.6887 | 12744243.6716 | 6.3835 | 988638.4989 | 27855144.775 | 3662265.4578 | 80697982.8665 | 48206604.4591 | 1512287.3188 | 122204878.6316 | 10.0958 | 10.6922 | 25461721.8137 | 4051544.9806 | 6196841.8708 | 97292762.5191 | 30616605.9407 | 32444164.4892 | 16.0038
| 3 | Option 1C |  | $ | 0 | 25555983.4168 | 15356157.0214 | 22130764.2103 | 55444389.834 | 71362072.4391 | 1.1492 | 1.2169 | 15365782.0966 | 1.3654 | 1.4835 | 30185571.0712 | 136345.5291 | 73895867.6935 | 41623221.7094 | 1.9245 | 106355991.3539 | 2.1592 | 2.2867 | 24347147.261 | 2474644.5493 | 7114766.4092 | 74122081.5482 | 30180031.2342 | 32875692.5708 | 3.4208
| 4 | Option 1D |  | $ | 0 | 25555983.0892 | 14169848.6453 | 22106859.7072 | 55639847.9307 | 71907720.4229 | 3.731 | 3.9507 | 15331859.1869 | 4.4332 | 4.7149 | 29961810.3484 | 542115.6114 | 74137435.2544 | 41849381.9439 | 6.255 | 106283133.8088 | 7.0098 | 7.4234 | 24378677.5736 | 513686.2687 | 4590913.204 | 72234177.1935 | 30165266.1502 | 33274983.1468 | 11.1053
| Difference in timing of unrelated expenditure |  |  | [NER, rule 5.16.1(c)(4)(v)]
| Number | Option name | Neutral | Unit | FY 2019-20 | FY 2020-21 | FY 2021-22 | FY 2022-23 | FY 2023-24 | FY 2024-25 | FY 2025-26 | FY 2026-27 | FY 2027-28 | FY 2028-29 | FY 2029-30 | FY 2030-31 | FY 2031-32 | FY 2032-33 | FY 2033-34 | FY 2034-35 | FY 2035-36 | FY 2036-37 | FY 2037-38 | FY 2038-39 | FY 2039-40 | FY 2040-41 | FY 2041-42 | FY 2042-43 | FY 2043-44 | FY 2044-45 | FY 2045-46 | FY 2046-47 | FY 2047-48 | FY 2048-49
| 0 | Base case |  | $ | 0 | 17.4617 | 1.4473 | 1.4874 | 3.0353 | 2.2015 | 2.3057 | 2.3571 | 3.9432 | 157867807.139 | 7.8158 | 0.72929 | 776525540.0914 | 221527793.6226 | 147044461.545 | 0 | 1369985034.7888 | 7374000.5187 | 0.71311 | 2.8601 | 240897975.4793 | 1.5578 | 6.9393 | 52244418.1119 | 176318252.8287 | 9948313.0685
| 1 | Option 1A |  | $ | 0 | 8.0025 | 0.6593 | 0.65437 | 1.3236 | 1.0061 | 1.0792 | 0.95503 | 1.7713 | 122300106.2801 | 3.6201 | 0.35369 | 772530470.8457 | 231325606.698 | 138178649.9322 | 0 | 1334065313.6245 | 10159265.7825 | 0.34233 | 1.2491 | 254219009.902 | 4654428.7805 | 3.5969 | 38969174.8607 | 213474231.4169 | 8942998.1682
| 2 | Option 1B |  | $ | 0 | 33.8827 | 2.9951 | 2.7653 | 5.9262 | 4.2723 | 4.5038 | 4.0874 | 7.7342 | 135780678.876 | 15.2995 | 1.4161 | 769585189.4766 | 218229981.4989 | 128799160.7169 | 0.026035 | 1359066023.6414 | 24801338.2376 | 1.4771 | 5.3913 | 243549049.1969 | 10369597.5168 | 13.1956 | 51332824.884 | 183070853.7337 | 9767095.302
| 3 | Option 1C |  | $ | 0 | 9.1157 | 0.75643 | 0.82825 | 1.4435 | 1.1495 | 1.194 | 1.204 | 2.0138 | 161161165.1816 | 4.0983 | 0.35051 | 756971887.7344 | 230352120.3123 | 152966078.4216 | 0 | 1371134042.3811 | 9522079.059 | 0.34606 | 1.4897 | 240213133.9759 | 0.82609 | 4.1788 | 45487023.3669 | 189765381.8753 | 8989898.7965
| 4 | Option 1D |  | $ | 0 | 7.6075 | 0.54466 | 0.57337 | 1.1773 | 0.95914 | 0.99783 | 1.012 | 1.6866 | 161164539.6333 | 3.4008 | 0.27942 | 765230388.4386 | 219025929.0431 | 148346554.8869 | 0 | 1377283415.3717 | 9195718.9133 | 0.28697 | 1.2564 | 239280170.4228 | 0.67386 | 3.1697 | 53141189.9723 | 184675494.1287 | 9352745.8177
| Number | Option name | Neutral + lower emissions | Unit | FY 2019-20 | FY 2020-21 | FY 2021-22 | FY 2022-23 | FY 2023-24 | FY 2024-25 | FY 2025-26 | FY 2026-27 | FY 2027-28 | FY 2028-29 | FY 2029-30 | FY 2030-31 | FY 2031-32 | FY 2032-33 | FY 2033-34 | FY 2034-35 | FY 2035-36 | FY 2036-37 | FY 2037-38 | FY 2038-39 | FY 2039-40 | FY 2040-41 | FY 2041-42 | FY 2042-43 | FY 2043-44 | FY 2044-45 | FY 2045-46 | FY 2046-47 | FY 2047-48 | FY 2048-49
| 0 | Base case |  | $ | 0 | 12.4793 | 0.77341 | 35671020.933 | 0.94535 | 213412673.0505 | 59687860.4873 | 0.41567 | 238858105.724 | 413018843.5393 | 212603854.7035 | 85122914.6067 | 487876551.3055 | 185750877.1433 | 275488399.2075 | 0.46642 | 884866535.7237 | 62942194.7013 | 119798960.0845 | 29100853.8867 | 426477696.5658 | 523433586.9343 | 339421828.7893 | 0 | 690479743.0524 | 107890574.9449
| 1 | Option 1A |  | $ | 0 | 12.0139 | 0.74302 | 21384264.0675 | 0.96855 | 225672668.8108 | 41012168.1779 | 0.39113 | 209697871.1277 | 417784351.2894 | 217204183.1007 | 89840956.9012 | 491118621.1579 | 165988421.5446 | 279376722.045 | 0.47953 | 866052846.6819 | 81072151.4574 | 124944531.7958 | 40737237.5937 | 402763825.6587 | 526521968.4127 | 332850256.4951 | 0.019742 | 686686107.8556 | 107869483.9914
| 2 | Option 1B |  | $ | 0 | 26.1783 | 1.8151 | 7027215.1945 | 71024.7396 | 231973744.8737 | 35905473.8738 | 0.88041 | 212185461.1177 | 393745917.8935 | 259164468.302 | 83439558.3709 | 489645249.9351 | 179975092.5657 | 274008705.8989 | 0.91266 | 891508077.3113 | 63544939.5453 | 120913097.0778 | 33397379.9055 | 417528026.3995 | 522425944.695 | 325136335.6326 | 0.014385 | 689711605.0085 | 110891789.8693
| 3 | Option 1C |  | $ | 0 | 9.628 | 0.5922 | 63645805.41 | 0.84421 | 205671605.934 | 58474368.0977 | 0.31011 | 225245840.1331 | 417562275.2305 | 223803657.8502 | 83126830.9928 | 490633800.3768 | 177171957.9109 | 279006077.101 | 0.4064 | 867138723.9241 | 70621031.2982 | 123100590.2565 | 25507753.9562 | 420986688.6124 | 522735316.5125 | 346348289.8468 | 0 | 687112223.1419 | 107702485.5469
| 4 | Option 1D |  | $ | 0 | 27.0528 | 1.8859 | 58119245.2256 | 1286660.4368 | 200707881.4664 | 60398814.5848 | 0.98645 | 230198079.0482 | 415446813.875 | 220455672.6082 | 84633263.5547 | 488345074.9666 | 178280945.348 | 275006961.3418 | 1.0481 | 875683689.108 | 68656180.6336 | 123565885.925 | 24476498.0582 | 428608855.0467 | 520603713.2518 | 342783071.8383 | 0.054141 | 688967713.2132 | 106967456.8939
| Number | Option name | Slow change | Unit | FY 2019-20 | FY 2020-21 | FY 2021-22 | FY 2022-23 | FY 2023-24 | FY 2024-25 | FY 2025-26 | FY 2026-27 | FY 2027-28 | FY 2028-29 | FY 2029-30 | FY 2030-31 | FY 2031-32 | FY 2032-33 | FY 2033-34 | FY 2034-35 | FY 2035-36 | FY 2036-37 | FY 2037-38 | FY 2038-39 | FY 2039-40 | FY 2040-41 | FY 2041-42 | FY 2042-43 | FY 2043-44 | FY 2044-45 | FY 2045-46 | FY 2046-47 | FY 2047-48 | FY 2048-49
| 0 | Base case |  | $ | 0 | 54.3248 | 1.7482 | 6.3131 | 1.9517 | 2.5437 | 3.7525 | 3.4988 | 2.5923 | 15.7391 | 21.6468 | 1.2848 | 0.74282 | 7.2487 | 7.802 | 1.2151 | 196684740.1805 | 248836278.7657 | 16604736.4353 | 9492467.656 | 134608835.8185 | 77436870.7336 | 62243550.0532 | 2.6529 | 71075616.1023 | 267043.3899
| 1 | Option 1A |  | $ | 0 | 2.8776 | 0 | 0.25712 | 0 | 0 | 0.042826 | 0.024579 | 0 | 0.74971 | 1.0904 | 0 | 0 | 0.35271 | 0.38843 | 0.059092 | 155969253.6833 | 252012636.0535 | 27058657.8732 | 4268196.1504 | 139094165.6669 | 82256467.1037 | 64382724.7178 | 0.12687 | 73548558.5622 | 1146338.3156
| 2 | Option 1B |  | $ | 0 | 2.9549 | 0 | 0.26477 | 0 | 0 | 0.04402 | 0.02542 | 0 | 0.78776 | 1.1378 | 0 | 0 | 0.36608 | 0.4353 | 0.034801 | 162888722.3801 | 249211512.2538 | 35437258.9909 | 10180895.0869 | 133407154.3894 | 77552947.6187 | 75815210.1084 | 0.13134 | 71054512.2295 | 1058157.8429
| 3 | Option 1C |  | $ | 0 | 4.789 | 0 | 0.44126 | 0 | 0.067797 | 0.33129 | 0.12349 | 0.031552 | 1.3459 | 1.8147 | 0.11015 | 0 | 0.60988 | 0.63755 | 0.09587 | 197511147.3231 | 250107295.949 | 15540961.3231 | 5382006.4758 | 139171547.3112 | 79225812.7059 | 55864996.8086 | 0.21352 | 70703913.3075 | 522128.29
| 4 | Option 1D |  | $ | 0 | 2.8609 | 0 | 0.26419 | 0 | 0 | 0.043083 | 0.024256 | 0 | 0.76264 | 1.0897 | 0 | 0 | 0.35454 | 0.40444 | 0.03428 | 194319346.3606 | 251163215.5989 | 15676431.2732 | 7112842.0314 | 138817635.027 | 79321393.771 | 57926977.091 | 0.12726 | 70165768.2898 | 645936.9378
| Number | Option name | Fast change | Unit | FY 2019-20 | FY 2020-21 | FY 2021-22 | FY 2022-23 | FY 2023-24 | FY 2024-25 | FY 2025-26 | FY 2026-27 | FY 2027-28 | FY 2028-29 | FY 2029-30 | FY 2030-31 | FY 2031-32 | FY 2032-33 | FY 2033-34 | FY 2034-35 | FY 2035-36 | FY 2036-37 | FY 2037-38 | FY 2038-39 | FY 2039-40 | FY 2040-41 | FY 2041-42 | FY 2042-43 | FY 2043-44 | FY 2044-45 | FY 2045-46 | FY 2046-47 | FY 2047-48 | FY 2048-49
| 0 | Base case |  | $ | 0 | 37.9113 | 1.2526 | 79323271.2388 | 35678121.5175 | 340994354.5622 | 39884964.5544 | 141610001.9792 | 571560658.0915 | 469980108.1341 | 236734803.8935 | 359048714.4572 | 551979117.849 | 387108793.0308 | 25685119.5339 | 39.5754 | 1193931559.6914 | 542022170.6701 | 231697946.2086 | 90624520.3934 | 759496214.3787 | 746044557.5496 | 192443050.8763 | 0 | 731682144.1552 | 140255196.677
| 1 | Option 1A |  | $ | 0 | 12.6457 | 0.29203 | 93376969.1242 | 12355031.1375 | 330934709.939 | 8997359.3879 | 142589817.9427 | 582258593.0457 | 455642595.4696 | 246944173.112 | 355606696.4019 | 543271062.1588 | 375310623.2461 | 34607651.1598 | 6.6862 | 1205747179.077 | 553987090.7874 | 236244345.2497 | 98279989.7788 | 743327545.4831 | 734381133.1594 | 206004428.3918 | 0 | 700662476.3766 | 145588285.1898
| 2 | Option 1B |  | $ | 0 | 49.8062 | 1.649 | 78407972.2988 | 13.298 | 362614999.0445 | 16683054.4149 | 142192876.6606 | 580237530.3539 | 450003615.2658 | 258577081.1086 | 360660482.6477 | 535890905.0124 | 381829424.5551 | 38335001.083 | 53.4725 | 1189300513.3712 | 555682837.5296 | 221025477.2769 | 97960446.8895 | 757486419.7453 | 724389858.3703 | 205788414.5658 | 0 | 711526656.2335 | 143636584.5085
| 3 | Option 1C |  | $ | 0 | 10.6552 | 0.21885 | 122109675.533 | 8032374.5183 | 321416418.3453 | 45526951.2093 | 141553419.9598 | 568086455.541 | 476189508.403 | 231675560.525 | 361064359.9719 | 566847654.2101 | 381919402.1328 | 19285368.6852 | 5.9871 | 1208079113.4504 | 540925901.2062 | 221353687.3678 | 92187836.104 | 760626806.7284 | 751505788.907 | 188774067.0401 | 0 | 732308726.3892 | 141131129.1591
| 4 | Option 1D |  | $ | 0 | 34.6419 | 1.0389 | 106064861.4514 | 20605659.0622 | 324342982.1491 | 45242119.946 | 140321560.2838 | 573529803.5842 | 469861043.4311 | 232268399.9738 | 363287496.0483 | 557570118.1524 | 376486987.6092 | 24828990.9388 | 31.4436 | 1213491000.115 | 547638955.7423 | 219606712.2927 | 92214942.3656 | 760984049.7272 | 746209589.736 | 187180699.5346 | 0 | 731603271.1234 | 140565486.381
| Fuel consumption from generation dispatch |  |  | [NER, rule 5.16.1(c)(4)(i)]
| Number | Option name | Neutral | Unit | FY 2019-20 | FY 2020-21 | FY 2021-22 | FY 2022-23 | FY 2023-24 | FY 2024-25 | FY 2025-26 | FY 2026-27 | FY 2027-28 | FY 2028-29 | FY 2029-30 | FY 2030-31 | FY 2031-32 | FY 2032-33 | FY 2033-34 | FY 2034-35 | FY 2035-36 | FY 2036-37 | FY 2037-38 | FY 2038-39 | FY 2039-40 | FY 2040-41 | FY 2041-42 | FY 2042-43 | FY 2043-44 | FY 2044-45 | FY 2045-46 | FY 2046-47 | FY 2047-48 | FY 2048-49
| 0 | Base case |  | $ | 0 | 2705125892.3959 | 2563435730.0176 | 2537351134.6316 | 2606465195.332 | 2760373463.2114 | 2765830296.3512 | 2688437649.8128 | 2922825388.538 | 2733041380.7858 | 2569994222.8525 | 2549697179.6388 | 2352229085.577 | 2499871087.8966 | 2467524911.4597 | 2203715541.9353 | 2354927490.628 | 2562381969.846 | 2605611401.1219 | 2541853328.1139 | 2450265438.2022 | 2523560130.9557 | 2622216697.2014 | 2197485159.7275 | 3354654877.4133 | 3249900946.8951
| 1 | Option 1A |  | $ | 0 | 2705125913.167 | 2563396779.927 | 2531599738.1757 | 2600044128.6105 | 2753441686.1195 | 2755423230.1474 | 2680813944.3721 | 2913741809.9973 | 2737308918.2244 | 2581201849.4748 | 2563252535.6023 | 2361409180.2258 | 2487494463.3193 | 2465394727.318 | 2223108551.6253 | 2366989614.3354 | 2543301865.1578 | 2591473390.3924 | 2534261896.7227 | 2437875290.2368 | 2495929127.7152 | 2609940694.0492 | 2203870932.1877 | 3300287484.9461 | 3204297808.5494
| 2 | Option 1B |  | $ | 0 | 2705125936.1178 | 2563402256.5758 | 2531812629.3017 | 2599575276.8173 | 2752864511.7809 | 2755342271.5962 | 2679489159.2972 | 2913821641.5901 | 2734352052.9911 | 2573623495.8701 | 2554511658.7702 | 2350439521.4671 | 2475046145.5544 | 2465575330.8037 | 2205127712.4129 | 2352730291.4153 | 2548659064.9807 | 2591692835.4506 | 2533823411.776 | 2433303650.8409 | 2505535215.3102 | 2611408431.209 | 2188951627.5673 | 3304560521.3349 | 3209055522.1399
| 3 | Option 1C |  | $ | 0 | 2705125913.9971 | 2563420943.2535 | 2537173799.4985 | 2606581893.5009 | 2760686559.2696 | 2765493000.3177 | 2689945319.2185 | 2922747031.0892 | 2735983855.6678 | 2571553881.3488 | 2552326296.4414 | 2362390015.1918 | 2506562265.8608 | 2463987599.4295 | 2221116985.8897 | 2372383549.9222 | 2558183624.9036 | 2603513138.959 | 2539487426.2702 | 2466394868.8803 | 2515556640.3117 | 2621239670.8985 | 2203811400.2996 | 3344246979.5665 | 3238248322.4484
| 4 | Option 1D |  | $ | 0 | 2705125904.7025 | 2563423547.5211 | 2537271809.0962 | 2606775355.1213 | 2760957882.8859 | 2765910436.8436 | 2689838677.0521 | 2922956729.2466 | 2736139377.1349 | 2570046441.775 | 2550882976.6615 | 2356060418.8553 | 2503189994.4284 | 2467109484.6735 | 2206308883.3735 | 2363321502.3985 | 2558485237.5891 | 2604331938.6476 | 2540775824.1422 | 2457999095.5443 | 2519237664.6576 | 2619642107.0172 | 2196536779.4479 | 3349214425.1326 | 3241384513.8054
| Number | Option name | Neutral + lower emissions | Unit | FY 2019-20 | FY 2020-21 | FY 2021-22 | FY 2022-23 | FY 2023-24 | FY 2024-25 | FY 2025-26 | FY 2026-27 | FY 2027-28 | FY 2028-29 | FY 2029-30 | FY 2030-31 | FY 2031-32 | FY 2032-33 | FY 2033-34 | FY 2034-35 | FY 2035-36 | FY 2036-37 | FY 2037-38 | FY 2038-39 | FY 2039-40 | FY 2040-41 | FY 2041-42 | FY 2042-43 | FY 2043-44 | FY 2044-45 | FY 2045-46 | FY 2046-47 | FY 2047-48 | FY 2048-49
| 0 | Base case |  | $ | 0 | 2723036308.0732 | 2554118680.6261 | 2502623582.4552 | 2582621348.6312 | 2465397329.3527 | 2376300636.2711 | 2247618173.4765 | 2243269486.7235 | 2147952165.5669 | 1979699579.0629 | 1981341271.771 | 1887426410.6961 | 2017989687.3893 | 2048133636.8733 | 1796091988.0054 | 1973046211.9854 | 2012964202.1156 | 1918458981.3743 | 1901416909.863 | 1775198000.9127 | 1526142565.0982 | 1690893660.1451 | 1409126202.4254 | 1591202613.3455 | 1472179805.2465
| 1 | Option 1A |  | $ | 0 | 2723036525.0486 | 2554207789.1397 | 2501857181.7261 | 2580419100.8369 | 2464551279.3795 | 2376541802.659 | 2247219863.0561 | 2240803436.0428 | 2144837631.899 | 1978334848.7462 | 1977958800.033 | 1878520067.2323 | 2008904195.5323 | 2032500348.8282 | 1799412567.2925 | 1966756866.1056 | 2010916579.8205 | 1908966846.4425 | 1894373109.0998 | 1757688964.7463 | 1511471806.6703 | 1669098262.3597 | 1388150215.6113 | 1561739938.7651 | 1448513536.1316
| 2 | Option 1B |  | $ | 0 | 2723036348.7539 | 2554136159.3384 | 2504569403.3427 | 2583733164.7393 | 2464263344.4165 | 2375865978.2823 | 2247280951.4081 | 2241040593.2262 | 2147125237.1657 | 1979749069.8901 | 1979329486.3042 | 1880075277.4484 | 2008526532.551 | 2042681765.3455 | 1794178426.1655 | 1965101191.2124 | 2006986745.6237 | 1910795276.8734 | 1896844879.0011 | 1763448293.0755 | 1509806406.7786 | 1678123506.8914 | 1390098031.9523 | 1562993882.141 | 1451682149.0308
| 3 | Option 1C |  | $ | 0 | 2723036309.6757 | 2554100297.2885 | 2495108125.9853 | 2574399522.2872 | 2465442860.1219 | 2377178500.711 | 2248213097.9314 | 2243986247.3787 | 2148194416.7521 | 1977578349.651 | 1980088947.6169 | 1884820221.4151 | 2016933332.8702 | 2039819072.0759 | 1801634343.441 | 1973840632.195 | 2017177847.2827 | 1917686736.4958 | 1901456887.6413 | 1769590885.8036 | 1527711398.6078 | 1687962077.6019 | 1407300282.0765 | 1593413495.3265 | 1471922126.6215
| 4 | Option 1D |  | $ | 0 | 2723036359.558 | 2554107499.5689 | 2496781109.0762 | 2575897381.5707 | 2466099339.0929 | 2376997178.213 | 2248279493.6503 | 2243982089.4139 | 2148196998.3673 | 1978176784.5966 | 1980483721.098 | 1884236098.7416 | 2017532478.0834 | 2044331622.5882 | 1795754680.2427 | 1972419717.413 | 2014699316.7455 | 1917575076.0869 | 1902403419.8998 | 1773082555.0847 | 1526513858.6089 | 1688767748.361 | 1408322415.2219 | 1592027298.6122 | 1471617952.754
| Number | Option name | Slow change | Unit | FY 2019-20 | FY 2020-21 | FY 2021-22 | FY 2022-23 | FY 2023-24 | FY 2024-25 | FY 2025-26 | FY 2026-27 | FY 2027-28 | FY 2028-29 | FY 2029-30 | FY 2030-31 | FY 2031-32 | FY 2032-33 | FY 2033-34 | FY 2034-35 | FY 2035-36 | FY 2036-37 | FY 2037-38 | FY 2038-39 | FY 2039-40 | FY 2040-41 | FY 2041-42 | FY 2042-43 | FY 2043-44 | FY 2044-45 | FY 2045-46 | FY 2046-47 | FY 2047-48 | FY 2048-49
| 0 | Base case |  | $ | 0 | 2599720768.4327 | 2361117061.8464 | 2279559419.7998 | 2195116914.7315 | 2249560467.1606 | 2205092881.731 | 2150662182.2682 | 2330077284.0755 | 2138654762.0009 | 1966238654.4653 | 1810412397.1721 | 1819322843.0868 | 1942314461.8851 | 1979040712.2383 | 1922157495.0798 | 2030792816.987 | 2079336668.975 | 2198585349.281 | 2103418066.9288 | 2237795076.8376 | 2290673467.9547 | 2346975017.8073 | 2132894739.1592 | 2743364932.0371 | 2787633325.4794
| 1 | Option 1A |  | $ | 0 | 2599720761.8948 | 2361131696.5908 | 2275319234.4008 | 2191204967.9876 | 2245080047.4138 | 2201022341.2267 | 2145536417.9533 | 2324301263.217 | 2136008215.2428 | 1967405732.7097 | 1812512480.6819 | 1820448786.7824 | 1940281562.9475 | 1972671135.2841 | 1920475851.1648 | 2029476724.0031 | 2088192412.8488 | 2177188710.5188 | 2095808042.322 | 2222351075.8153 | 2280723187.9928 | 2330006974.2717 | 2116768850.3086 | 2724114991.1251 | 2777126959.2309
| 2 | Option 1B |  | $ | 0 | 2599720772.2228 | 2361124547.7011 | 2275407719.2761 | 2191790309.0819 | 2245774554.4389 | 2201531515.7638 | 2146501231.63 | 2325985715.7725 | 2135684492.3146 | 1963878181.0544 | 1808265277.8454 | 1816813038.9786 | 1940117999.2582 | 1978064159.5812 | 1921203842.998 | 2026814398.7568 | 2078926466.7491 | 2168046318.2065 | 2074793700.6246 | 2210599101.1395 | 2274866077.567 | 2318141731.4479 | 2102699356.1476 | 2708568360.7687 | 2761974476.6453
| 3 | Option 1C |  | $ | 0 | 2599720756.8394 | 2361113203.2558 | 2279489850.9995 | 2194497696.1375 | 2248920346.313 | 2204616478.5923 | 2149776547.7813 | 2328354208.6826 | 2141069239.3504 | 1971403328.9283 | 1816161115.4535 | 1824539313.9682 | 1943480077.5084 | 1975406214.3597 | 1923039012.3323 | 2035690258.6114 | 2087801547.7759 | 2205654721.4517 | 2117868419.5933 | 2248345937.6268 | 2300903707.0789 | 2356911514.238 | 2144935824.3299 | 2754518679.2492 | 2807121292.3489
| 4 | Option 1D |  | $ | 0 | 2599720755.7482 | 2361113586.5195 | 2279532750.4517 | 2194728383.397 | 2249037953.5263 | 2204754878.3816 | 2150031207.9569 | 2328760215.4749 | 2140235346.5034 | 1969697017.1717 | 1814199082.5613 | 1822777225.275 | 1943422244.7748 | 1978550614.7127 | 1924230973.318 | 2035862924.8269 | 2086025406.5249 | 2204965279.0395 | 2113754210.4244 | 2243164112.3761 | 2296989466.1576 | 2350884589.7958 | 2137717604.3554 | 2747271273.4198 | 2800105744.189
| Number | Option name | Fast change | Unit | FY 2019-20 | FY 2020-21 | FY 2021-22 | FY 2022-23 | FY 2023-24 | FY 2024-25 | FY 2025-26 | FY 2026-27 | FY 2027-28 | FY 2028-29 | FY 2029-30 | FY 2030-31 | FY 2031-32 | FY 2032-33 | FY 2033-34 | FY 2034-35 | FY 2035-36 | FY 2036-37 | FY 2037-38 | FY 2038-39 | FY 2039-40 | FY 2040-41 | FY 2041-42 | FY 2042-43 | FY 2043-44 | FY 2044-45 | FY 2045-46 | FY 2046-47 | FY 2047-48 | FY 2048-49
| 0 | Base case |  | $ | 0 | 2771896503.6338 | 2605341664.5182 | 2626781448.6454 | 2642915403.3491 | 2530868231.8934 | 2367025982.2659 | 2219161460.9424 | 2369182315.7592 | 2332715604.948 | 2143574773.9902 | 2129972902.3355 | 2094257981.2724 | 2316497845.0886 | 2197072399.2616 | 1902089382.7902 | 2231728882.9836 | 2092078286.3764 | 2040222228.4164 | 2381806856.2412 | 2235364681.967 | 2005285761.7461 | 2219433155.7554 | 1604129764.4323 | 2430478541.5766 | 2320498968.6087
| 1 | Option 1A |  | $ | 0 | 2771896493.6946 | 2605420284.6759 | 2618600271.5618 | 2645492267.077 | 2535743102.6604 | 2366905869.5461 | 2217197491.973 | 2371620817.7129 | 2329756502.4252 | 2141037819.9451 | 2122655057.5755 | 2085414109.2113 | 2311082072.1439 | 2185259168.5164 | 1904120679.4423 | 2230053347.5236 | 2080842339.5417 | 2025416561.839 | 2363047178.7298 | 2197290624.0084 | 1964401890.5799 | 2178502850.1338 | 1581906096.5616 | 2373878422.9381 | 2253262226.2265
| 2 | Option 1B |  | $ | 0 | 2771896502.3565 | 2605320650.8403 | 2620412095.3925 | 2644634934.4869 | 2530567067.9559 | 2365809896.7334 | 2216531745.8621 | 2367540533.7701 | 2330347796.3017 | 2141846754.6458 | 2124827777.5302 | 2085433467.6743 | 2305576608.9172 | 2186006905.2251 | 1896816711.289 | 2224087018.2755 | 2083529449.123 | 2026376936.1895 | 2364641520.2422 | 2198241871.9942 | 1963944467.4843 | 2187845454.1001 | 1582598543.2108 | 2382698756.3685 | 2261670285.3871
| 3 | Option 1C |  | $ | 0 | 2771896482.1245 | 2605421306.9544 | 2615389170.8628 | 2644712628.8117 | 2535727467.8693 | 2368599780.2323 | 2221121704.2663 | 2375677794.1023 | 2334749603.2897 | 2143546491.8339 | 2128009453.6757 | 2095136136.3936 | 2322668932.4086 | 2202229255.2358 | 1912654242.5175 | 2241212428.7392 | 2089633779.0373 | 2039226757.3105 | 2379979053.9058 | 2234714771.3746 | 2006063342.8019 | 2214169567.7381 | 1604520671.6315 | 2430057515.1694 | 2318933158.5964
| 4 | Option 1D |  | $ | 0 | 2771896487.4327 | 2605399597.1374 | 2619737182.9383 | 2645925990.0815 | 2535414465.5425 | 2368513067.2316 | 2221108878.6255 | 2374307167.8498 | 2334747334.7555 | 2143950004.4022 | 2128451311.5113 | 2093086800.3091 | 2319416964.8253 | 2199620849.5913 | 1904361267.8544 | 2231356766.0291 | 2089399062.8592 | 2038946324.6022 | 2380040249.7258 | 2233237963.9736 | 2004841337.8904 | 2216473218.2364 | 1604595337.9186 | 2431314331.059 | 2318601399.7564
| Voluntary load curtailment |  |  | [NER, rule 5.16.1(c)(4)(ii)]
| Number | Option name | Neutral | Unit | FY 2019-20 | FY 2020-21 | FY 2021-22 | FY 2022-23 | FY 2023-24 | FY 2024-25 | FY 2025-26 | FY 2026-27 | FY 2027-28 | FY 2028-29 | FY 2029-30 | FY 2030-31 | FY 2031-32 | FY 2032-33 | FY 2033-34 | FY 2034-35 | FY 2035-36 | FY 2036-37 | FY 2037-38 | FY 2038-39 | FY 2039-40 | FY 2040-41 | FY 2041-42 | FY 2042-43 | FY 2043-44 | FY 2044-45 | FY 2045-46 | FY 2046-47 | FY 2047-48 | FY 2048-49
| 0 | Base case |  | $ | 0 | 964662.0895 | 274039.828 | 10315093.9096 | 8374367.5653 | 4385333.4367 | 6.3551 | 2936.4853 | 16990.9301 | 1961158.876 | 2250015.6033 | 1437544.3939 | 1187730.1254 | 5366587.9312 | 4731236.6067 | 5306994.4971 | 12394020.8728 | 19629.0633 | 110539.9334 | 5113752.1247 | 20334635.3129 | 9586982.2747 | 9199368.2995 | 26128637.81 | 23961360.4776 | 20.709
| 1 | Option 1A |  | $ | 0 | 964659.5715 | 274037.1383 | 10157961.418 | 8199451.1185 | 4352619.3982 | 2.9127 | 3.067 | 15415.6821 | 1914989.812 | 2242999.2192 | 1451859.1265 | 1171703.8976 | 4580404.7832 | 4310672.0124 | 4238837.5343 | 10310860.6973 | 19629.0287 | 161967.7836 | 5473600.7141 | 14653035.6816 | 12832535.0935 | 5880459.4881 | 25768144.9781 | 24051949.4291 | 9.4902
| 2 | Option 1B |  | $ | 0 | 964666.524 | 274044.5173 | 10315047.3758 | 8184516.4626 | 4373022.366 | 12.3344 | 3446.2513 | 17731.1265 | 1557576.3851 | 2171045.8264 | 1528998.2776 | 1174686.6306 | 5185722.7228 | 5139226.828 | 5723410.7791 | 11808193.3402 | 32608.7493 | 151041.4432 | 5729940.3168 | 20165919.9174 | 9925745.2175 | 9540191.2748 | 26438138.9071 | 24251442.6077 | 40.1844
| 3 | Option 1C |  | $ | 0 | 964659.862 | 274037.445 | 9938079.4432 | 8329151.8801 | 4091199.2774 | 3.3169 | 3.4965 | 3999.7574 | 1873986.7347 | 2304198.276 | 872760.7829 | 1204838.6853 | 5378855.2885 | 3300348.1218 | 4700215.3093 | 10277487.6928 | 6.9591 | 92585.0072 | 4712733.0535 | 17021695.522 | 13612050.7661 | 7091441.411 | 25389496.9625 | 27927633.8632 | 10.7984
| 4 | Option 1D |  | $ | 0 | 964659.3661 | 274037.0299 | 9911509.176 | 8351042.5528 | 4212944.1264 | 2.7681 | 2.9181 | 8387.7561 | 1876285.2575 | 2233775.9012 | 1010025.6782 | 1197035.164 | 5657321.8196 | 4430047.2646 | 5267377.8386 | 11232188.6759 | 6736.8478 | 107963.2699 | 4888093.9198 | 19622977.1018 | 12113942.5981 | 8534631.7906 | 26127734.3454 | 23818944.3417 | 9.0123
| Number | Option name | Neutral + lower emissions | Unit | FY 2019-20 | FY 2020-21 | FY 2021-22 | FY 2022-23 | FY 2023-24 | FY 2024-25 | FY 2025-26 | FY 2026-27 | FY 2027-28 | FY 2028-29 | FY 2029-30 | FY 2030-31 | FY 2031-32 | FY 2032-33 | FY 2033-34 | FY 2034-35 | FY 2035-36 | FY 2036-37 | FY 2037-38 | FY 2038-39 | FY 2039-40 | FY 2040-41 | FY 2041-42 | FY 2042-43 | FY 2043-44 | FY 2044-45 | FY 2045-46 | FY 2046-47 | FY 2047-48 | FY 2048-49
| 0 | Base case |  | $ | 0 | 30257.2073 | 274038.3895 | 4486113.9134 | 7967506.0596 | 8108489.0488 | 4.6918 | 4.8664 | 5.3876 | 1341240.0782 | 1341503.9147 | 803901.0917 | 1479486.0831 | 2228401.08 | 5654178.5231 | 5081653.0843 | 15911818.1296 | 9.4505 | 10.0752 | 3880261.3327 | 21487511.0645 | 8489954.1189 | 25940697.185 | 25824716.2977 | 278031181.8247 | 452728883.2412
| 1 | Option 1A |  | $ | 0 | 30257.0831 | 274038.2626 | 4159354.6475 | 8314906.7511 | 8195902.9247 | 4.518 | 4.685 | 5.1856 | 1395528.4181 | 1355213.0306 | 788289.1319 | 1442863.1993 | 2354349.4998 | 4624223.0119 | 3293545.4458 | 10719862.8873 | 9.1011 | 9.6964 | 3826094.496 | 13446324.5839 | 6998124.6389 | 10078488.215 | 20521946.0241 | 250034775.7913 | 405675888.4526
| 2 | Option 1B |  | $ | 0 | 30260.8971 | 274042.2676 | 4410985.234 | 8568739.7245 | 8191442.2911 | 9.8523 | 10.2158 | 11.3129 | 1435434.199 | 1329695.045 | 795165.727 | 1535904.4605 | 2355096.2793 | 5641719.2551 | 5319925.0212 | 16524981.9234 | 19.8522 | 21.1681 | 3825267.9037 | 21478969.5456 | 9124509.591 | 10968511.0401 | 24666590.8042 | 251896042.5394 | 411117446.574
| 3 | Option 1C |  | $ | 0 | 30256.4413 | 274037.5908 | 3895503.4099 | 7982680.3056 | 8098422.9567 | 3.6223 | 3.7565 | 4.1595 | 1305364.443 | 1343085.61 | 711283.363 | 1423569.5296 | 2109708.0411 | 4616039.1543 | 3352646.7265 | 11442974.5757 | 7.2898 | 7.7721 | 3880542.1891 | 13788008.0645 | 6443274.5965 | 25117576.3954 | 22142057.8394 | 280322355.786 | 455829912.4598
| 4 | Option 1D |  | $ | 0 | 30261.1277 | 274042.5232 | 4163959.1004 | 7980980.902 | 8079534.0293 | 10.1692 | 10.5474 | 11.6773 | 1303900.3826 | 1342763.0125 | 710053.3459 | 1468914.7817 | 2109718.337 | 4987425.2847 | 4174712.0596 | 15917553.1649 | 20.4647 | 21.8224 | 3887819.3157 | 21608109.5004 | 8383677.6455 | 25423655.5018 | 25336860.2189 | 278834866.3919 | 451029638.9378
| Number | Option name | Slow change | Unit | FY 2019-20 | FY 2020-21 | FY 2021-22 | FY 2022-23 | FY 2023-24 | FY 2024-25 | FY 2025-26 | FY 2026-27 | FY 2027-28 | FY 2028-29 | FY 2029-30 | FY 2030-31 | FY 2031-32 | FY 2032-33 | FY 2033-34 | FY 2034-35 | FY 2035-36 | FY 2036-37 | FY 2037-38 | FY 2038-39 | FY 2039-40 | FY 2040-41 | FY 2041-42 | FY 2042-43 | FY 2043-44 | FY 2044-45 | FY 2045-46 | FY 2046-47 | FY 2047-48 | FY 2048-49
| 0 | Base case |  | $ | 0 | 239927.2224 | 53988.7145 | 886699.7242 | 601182.6961 | 891458.0412 | 814959.8171 | 632693.5649 | 850511.1893 | 2769068.8794 | 781430.6803 | 8.3294 | 928684.0296 | 2603844.3817 | 2812590.0589 | 1483575.7522 | 3712310.617 | 2328456.82 | 3843431.771 | 3609805.2739 | 6529554.1033 | 4784410.6049 | 3941438.1595 | 7903844.8917 | 5277497.4452 | 145424.3597
| 1 | Option 1A |  | $ | 0 | 239922.6572 | 53983.9102 | 893640.6775 | 496573.6926 | 902458.4814 | 793180.302 | 661946.4348 | 739998.5254 | 2929146.2947 | 820584.2902 | 0.44066 | 940448.5989 | 2791559.6885 | 2857124.6644 | 1524904.5875 | 3516297.782 | 2551308.1834 | 3647882.8814 | 3533575.1608 | 6381857.3201 | 5021446.6627 | 3955263.9203 | 7762236.958 | 6593463.8816 | 138499.2104
| 2 | Option 1B |  | $ | 0 | 239922.6686 | 53983.917 | 886694.8954 | 601177.3966 | 891452.354 | 813390.8464 | 629541.0542 | 847624.0218 | 2760716.8959 | 781437.238 | 0.45314 | 913624.1757 | 2628758.9939 | 2870622.0115 | 1495151.4935 | 3655567.393 | 2513926.3871 | 3790781.3098 | 3750680.4302 | 5930299.4032 | 4943887.0476 | 4040391.5359 | 8102235.293 | 6765867.4034 | 181154.3926
| 3 | Option 1C |  | $ | 0 | 239922.8366 | 53984.0865 | 914728.011 | 531763.2064 | 902444.3404 | 793180.5146 | 661946.6237 | 739998.8283 | 3001220.562 | 823322.6703 | 0.73411 | 985586.2297 | 2900641.3084 | 2862063.9147 | 1534841.6979 | 3492667.6261 | 2082988.2173 | 3624022.1198 | 3517598.7521 | 6241386.6759 | 5015359.2618 | 3897429.9953 | 7620138.1709 | 4911127.5259 | 97682.7125
| 4 | Option 1D |  | $ | 0 | 239922.654 | 53983.9088 | 909960.3904 | 623261.1054 | 922993.2935 | 806919.9258 | 663884.0622 | 827093.9004 | 2898753.8338 | 787155.5132 | 0.43857 | 966659.6683 | 2837691.1204 | 2822199.7759 | 1483005.4811 | 3650020.2207 | 2270321.958 | 3681684.6438 | 3538245.8845 | 6625148.2678 | 4913319.3693 | 3970181.8979 | 7824601.0666 | 5266001.4039 | 116664.1783
| Number | Option name | Fast change | Unit | FY 2019-20 | FY 2020-21 | FY 2021-22 | FY 2022-23 | FY 2023-24 | FY 2024-25 | FY 2025-26 | FY 2026-27 | FY 2027-28 | FY 2028-29 | FY 2029-30 | FY 2030-31 | FY 2031-32 | FY 2032-33 | FY 2033-34 | FY 2034-35 | FY 2035-36 | FY 2036-37 | FY 2037-38 | FY 2038-39 | FY 2039-40 | FY 2040-41 | FY 2041-42 | FY 2042-43 | FY 2043-44 | FY 2044-45 | FY 2045-46 | FY 2046-47 | FY 2047-48 | FY 2048-49
| 0 | Base case |  | $ | 0 | 290293.2872 | 311056.6545 | 1425187.6461 | 924471.8912 | 1196744.4659 | 4.6146 | 201880.5001 | 1388248.3206 | 1365657.8501 | 222438.7879 | 1852562.6018 | 5063490.8438 | 3546776.9549 | 2138248.3328 | 3592635.1774 | 4836820.5447 | 182549.0982 | 160693.1983 | 2807399.1784 | 11053352.5473 | 10038382.5695 | 8905353.4451 | 5876341.6975 | 34877577.7594 | 3359740.3039
| 1 | Option 1A |  | $ | 0 | 290291.0293 | 311054.3277 | 1421699.0388 | 956658.784 | 1326351.5219 | 1.5397 | 351818.1501 | 1392497.8195 | 1360816.2257 | 219555.5994 | 1378901.987 | 4274255.6464 | 3293355.1236 | 1765706.0715 | 3376221.2201 | 4577916.1154 | 3.1 | 270537.7046 | 2731487.317 | 13013262.981 | 10335563.3838 | 9659148.8234 | 6712402.7433 | 37764663.3536 | 3784565.817
| 2 | Option 1B |  | $ | 0 | 290294.3577 | 311057.755 | 1372941.8701 | 967371.9473 | 1202094.7129 | 6.0645 | 226695.0855 | 1380405.1825 | 1349940.2609 | 232087.4769 | 1383796.5521 | 5348105.0508 | 3760317.4054 | 2265087.321 | 3859165.2855 | 4993218.1452 | 198995.681 | 266693.3844 | 3017466.2905 | 10938754.7409 | 9960869.573 | 6486654.6543 | 6181838.2576 | 30641435.3321 | 3430020.6145
| 3 | Option 1C |  | $ | 0 | 290290.8598 | 311054.1526 | 1463958.9845 | 924468.9341 | 1308417.3536 | 1.2969 | 235295.6985 | 1514142.2014 | 1409016.2404 | 219801.1507 | 1767292.6429 | 4254774.6816 | 3069313.1606 | 1712524.6982 | 3167114.3877 | 4551308.3518 | 25691.3334 | 172154.4168 | 2654090.7014 | 12736759.3466 | 10962373.3609 | 11834687.6467 | 6330803.3163 | 39002088.8853 | 3982138.3511
| 4 | Option 1D |  | $ | 0 | 290293.0082 | 311056.3629 | 1433406.1448 | 924471.537 | 1276610.4958 | 4.216 | 300464.1671 | 1479195.9193 | 1380710.8516 | 221473.0416 | 1785924.3018 | 4989506.9024 | 3482038.6217 | 2079652.9156 | 3465586.9144 | 4789360.2755 | 164274.5702 | 165902.8889 | 2812108.2548 | 11016586.3262 | 10013326.6602 | 8662284.7176 | 5890284.6471 | 33818733.7052 | 3400080.6285
| Costs for non RIT-T proponent parties |  |  | [NER, rule 5.16.1(c)(4)(iv)] | 2020: Proportionate share
| Number | Option name | Neutral | Unit | FY 2019-20 | FY 2020-21 | FY 2021-22 | FY 2022-23 | FY 2023-24 | FY 2024-25 | FY 2025-26 | FY 2026-27 | FY 2027-28 | FY 2028-29 | FY 2029-30 | FY 2030-31 | FY 2031-32 | FY 2032-33 | FY 2033-34 | FY 2034-35 | FY 2035-36 | FY 2036-37 | FY 2037-38 | FY 2038-39 | FY 2039-40 | FY 2040-41 | FY 2041-42 | FY 2042-43 | FY 2043-44 | FY 2044-45 | FY 2045-46 | FY 2046-47 | FY 2047-48 | FY 2048-49
| 0 | Base case |  | $ | 0 | 779597566.3582 | 767317244.6281 | 1279727671.5291 | 973274743.6262 | 785240588.8586 | 861590225.1805 | 857422901.4416 | 3316682738.6309 | 6230394045.5805 | 3821707055.2025 | 833727312.4198 | 10898429415.9268 | 5739172396.9665 | 2377158617.254 | 1284840516.2986 | 15546896930.1787 | 3305484276.1034 | 901709196.1878 | 1386120065.1776 | 3719458070.8747 | 1328167303.8677 | 1003139322.6271 | 976151633.7214 | 3174090910.5261 | 1069578327.1801
| 1 | Option 1A |  | $ | 0 | 779597266.7494 | 767307990.0752 | 1106109287.7711 | 991825955.6131 | 785635642.0373 | 859775617.2112 | 852688473.8913 | 3311548122.9303 | 6004655301.8548 | 3752643191.6587 | 834514675.7399 | 10841310533.6444 | 5992538384.0087 | 2248125983.9761 | 1077979330.048 | 15485168758.5587 | 3617066766.6854 | 911916982.1945 | 1390232355.7243 | 3614004504.7767 | 1411856757.9649 | 931488303.0681 | 951261255.1855 | 3219757388.1631 | 1064953040.7522
| 2 | Option 1B |  | $ | 0 | 779598073.0574 | 767308014.7961 | 1279362200.5991 | 985274481.5983 | 784875469.1776 | 859446257.85 | 853206711.7045 | 3313240802.7231 | 6087022253.9259 | 3817381205.48 | 832984683.4407 | 10937759158.4842 | 5971519619.085 | 2160147942.3895 | 1277829088.6611 | 15380176130.8179 | 3415751056.2943 | 920371337.467 | 1374104227.801 | 3734244488.8989 | 1298196644.373 | 985376820.9617 | 974736883.8337 | 3233792454.3751 | 1066464933.055
| 3 | Option 1C |  | $ | 0 | 779597305.2822 | 767312918.2106 | 1202922443.1508 | 939525814.6079 | 785773289.9931 | 861350319.5924 | 856057953.2345 | 3315097867.5125 | 6152129399.6364 | 3870691437.1469 | 833930240.5141 | 10748493007.8207 | 5790265427.0069 | 2435460201.5782 | 1080435735.0482 | 15602444327.4906 | 3507834675.0806 | 916886270.0163 | 1391221080.6904 | 3539261546.3072 | 1443893696.0134 | 978596440.8743 | 963772422.1481 | 3182313981.0493 | 1071531672.8698
| 4 | Option 1D |  | $ | 0 | 779597256.71 | 767313334.8239 | 1207098516.8595 | 935427566.0527 | 785732099.2733 | 861584036.9869 | 856889690.2801 | 3318635567.5016 | 6172146015.4869 | 3897443559.7623 | 833313682.5142 | 10805176605.8353 | 5753841711.1245 | 2392844148.9297 | 1272503670.235 | 15509489106.1906 | 3425563321.8757 | 905077659.8281 | 1389896675.2428 | 3663862726.1495 | 1379006858.2479 | 997363669.5082 | 978617060.5147 | 3168224736.8175 | 1072846802.2759
| Number | Option name | Neutral + lower emissions | Unit | FY 2019-20 | FY 2020-21 | FY 2021-22 | FY 2022-23 | FY 2023-24 | FY 2024-25 | FY 2025-26 | FY 2026-27 | FY 2027-28 | FY 2028-29 | FY 2029-30 | FY 2030-31 | FY 2031-32 | FY 2032-33 | FY 2033-34 | FY 2034-35 | FY 2035-36 | FY 2036-37 | FY 2037-38 | FY 2038-39 | FY 2039-40 | FY 2040-41 | FY 2041-42 | FY 2042-43 | FY 2043-44 | FY 2044-45 | FY 2045-46 | FY 2046-47 | FY 2047-48 | FY 2048-49
| 0 | Base case |  | $ | 0 | 777684429.636 | 766671997.1585 | 1484224055.3825 | 1128879910.6255 | 4912117418.4225 | 3270003419.4411 | 2524893225.5722 | 10618618315.1423 | 5558561692.3208 | 4757340770.7764 | 2303055020.8053 | 7467632107.2461 | 3409099293.1585 | 4139551759.2029 | 1320511980.5043 | 12085779603.5023 | 3627198136.6728 | 2235211577.9406 | 1410223847.6741 | 4463981676.8006 | 4573791248.1785 | 1759912385.3996 | 775208248.2296 | 5163178397.9792 | 1143360798.456
| 1 | Option 1A |  | $ | 0 | 777684404.5694 | 766666284.8356 | 1243220869.9549 | 1154698482.5122 | 4942949773.5219 | 3285995752.4727 | 2511203341.279 | 10587549795.5544 | 5533843571.5704 | 4727395118.5528 | 2364409309.4687 | 7506032890.4994 | 3352914257.1635 | 4172717252.5036 | 1216046485.0769 | 11968314898.4797 | 3622039925.6182 | 2306583812.0379 | 1433909557.0187 | 4455448568.3608 | 4559862689.2459 | 1766101429.5547 | 776103328.0069 | 5085940451.0057 | 1156982674.2365
| 2 | Option 1B |  | $ | 0 | 777684855.2411 | 766670837.6572 | 1365420101.3476 | 1129461486.7656 | 4993043465.3576 | 3289375576.4116 | 2492081585.8549 | 10570635290.1296 | 5563390944.7437 | 4709797654.5354 | 2353493727.3581 | 7535398524.8188 | 3284682246.1496 | 4156058053.7038 | 1297773804.9599 | 11985081937.4076 | 3639076853.0534 | 2242729557.6319 | 1422862678.5334 | 4461662378.4265 | 4564477761.4044 | 1769194139.3229 | 776125993.6092 | 5116254286.9146 | 1150622336.1513
| 3 | Option 1C |  | $ | 0 | 777684340.227 | 766672434.8077 | 1496031161.8604 | 1128167770.1349 | 4793564398.6696 | 3237866896.5503 | 2539881786.8877 | 10647991060.5131 | 5522563187.7032 | 4818719057.782 | 2281645605.5807 | 7461684591.1757 | 3468667151.9112 | 4142339507.8202 | 1234367477.5431 | 12086384582.1362 | 3636518772.973 | 2272109414.7758 | 1430095653.567 | 4463910166.3443 | 4566191812.6269 | 1762383162.4632 | 775056733.8599 | 5133729774.0975 | 1142079895.9131
| 4 | Option 1D |  | $ | 0 | 777684885.2514 | 766672729.5237 | 1480660265.9162 | 1135311690.8157 | 4806600211.1315 | 3253174654.0363 | 2536037660.9726 | 10646595186.2032 | 5538588140.4414 | 4807667522.8472 | 2274403516.7716 | 7499408550.5599 | 3429056595.5768 | 4118747260.6872 | 1322711895.7423 | 12060095887.9025 | 3630308295.8667 | 2254645471.4092 | 1423093178.5145 | 4461454696.0621 | 4573568710.2016 | 1761273262.3236 | 775038539.9466 | 5155711406.1987 | 1143971057.0753
| Number | Option name | Slow change | Unit | FY 2019-20 | FY 2020-21 | FY 2021-22 | FY 2022-23 | FY 2023-24 | FY 2024-25 | FY 2025-26 | FY 2026-27 | FY 2027-28 | FY 2028-29 | FY 2029-30 | FY 2030-31 | FY 2031-32 | FY 2032-33 | FY 2033-34 | FY 2034-35 | FY 2035-36 | FY 2036-37 | FY 2037-38 | FY 2038-39 | FY 2039-40 | FY 2040-41 | FY 2041-42 | FY 2042-43 | FY 2043-44 | FY 2044-45 | FY 2045-46 | FY 2046-47 | FY 2047-48 | FY 2048-49
| 0 | Base case |  | $ | 0 | 768103670.0084 | 744344834.3655 | 865250321.0273 | 713865926.8748 | 751307435.3848 | 863481567.7201 | 709889751.8743 | 776310913.298 | 1536617643.4183 | 1429551529.7364 | 641134385.0242 | 641963543.0483 | 1066127749.8388 | 1244284505.2097 | 643541610.4831 | 4022730173.5718 | 2953527968.8384 | 1868287183.7197 | 1029007168.9575 | 2298011359.9391 | 2074499952.9035 | 1404338909.348 | 883117820.8175 | 1840360732.1419 | 886417925.2895
| 1 | Option 1A |  | $ | 0 | 768101827.7295 | 744342195.0846 | 739846614.4407 | 713333267.8914 | 723179513.9858 | 870541892.5516 | 709524963.6582 | 786348625.2088 | 1394817401.7097 | 1416211560.2784 | 642193209.4571 | 642775544.3854 | 1078915571.5827 | 1253706083.1999 | 644512239.4032 | 4016645391.2039 | 2841469760.3033 | 2059429176.2257 | 998627777.6904 | 2308539192.9327 | 2044076556.3131 | 1460307643.2566 | 896083326.9636 | 1822746304.4404 | 881101320.5294
| 2 | Option 1B |  | $ | 0 | 768101831.0448 | 744343652.31 | 864759285.1426 | 713195639.3022 | 750640796.8995 | 864594934.8597 | 709571851.3708 | 775682117.4283 | 1526564479.5622 | 1424720450.9713 | 641040566.1746 | 641626244.5035 | 1040130478.3799 | 1237260346.9975 | 643489987.5587 | 4074399914.9888 | 2890286866.0621 | 2037091930.5256 | 1035426177.2427 | 2298587529.5187 | 1997088831.045 | 1454961016.4706 | 885990540.4663 | 1832487554.7529 | 880535909.9968
| 3 | Option 1C |  | $ | 0 | 768101897.2386 | 744342722.7858 | 741383268.6908 | 714014044.82 | 722893150.2593 | 871079847.0221 | 709884658.4188 | 786731943.5547 | 1383368297.0221 | 1420648201.7889 | 642484295.1434 | 643419202.612 | 1113773647.7066 | 1247141515.6836 | 644767863.5463 | 3987816563.9733 | 2924566072.6404 | 1878525696.313 | 1022969513.4612 | 2299833596.4469 | 2079097849.8214 | 1433163453.2429 | 898511496.3937 | 1834051146.4513 | 878622175.9541
| 4 | Option 1D |  | $ | 0 | 768101830.5875 | 744342912.1168 | 754231148.0448 | 713996060.8915 | 722865576.9163 | 881344047.2616 | 709884578.944 | 780094265.6372 | 1458689062.7997 | 1429794317.5156 | 642015247.6126 | 642917177.8163 | 1080954949.866 | 1249720529.7606 | 644324918.9867 | 3969882682.1 | 2951477411.0507 | 1874002517.8097 | 1035081611.7362 | 2306307831.8659 | 2073309088.1889 | 1433291217.9538 | 891743120.8418 | 1838024910.637 | 877695477.5795
| Number | Option name | Fast change | Unit | FY 2019-20 | FY 2020-21 | FY 2021-22 | FY 2022-23 | FY 2023-24 | FY 2024-25 | FY 2025-26 | FY 2026-27 | FY 2027-28 | FY 2028-29 | FY 2029-30 | FY 2030-31 | FY 2031-32 | FY 2032-33 | FY 2033-34 | FY 2034-35 | FY 2035-36 | FY 2036-37 | FY 2037-38 | FY 2038-39 | FY 2039-40 | FY 2040-41 | FY 2041-42 | FY 2042-43 | FY 2043-44 | FY 2044-45 | FY 2045-46 | FY 2046-47 | FY 2047-48 | FY 2048-49
| 0 | Base case |  | $ | 0 | 823399615.7652 | 882265351.7293 | 1928288502.3411 | 2440580724.6867 | 6371890183.8155 | 4674763416.1238 | 4156847976.8094 | 11679532753.3286 | 6763441612.2177 | 6123948770.13 | 4705272446.3841 | 9282504722.014 | 4387984603.0156 | 3502409645.7758 | 2061744353.8191 | 13996653995.2092 | 4944539960.8265 | 3259190394.1037 | 1743718274.851 | 5811971603.371 | 4834718552.1017 | 1673966335.8921 | 951992367.4719 | 4386382656.923 | 1479632509.5477
| 1 | Option 1A |  | $ | 0 | 823398756.4203 | 848370630.1104 | 1768397467.0271 | 2259084728.9746 | 6423266564.2177 | 4738553765.0878 | 4191125918.4772 | 11624255782.4378 | 6830390946.9096 | 6157502308.7302 | 4795221729.2528 | 9108137484.9093 | 4356228819.1721 | 3544738820.4508 | 1974847200.8641 | 13832076554.6782 | 5046367014.1577 | 3275234246.2206 | 1782236738.9956 | 5649045918.1057 | 4816266144.5569 | 1534450594.0022 | 965648128.1704 | 4415320187.5814 | 1459339452.7835
| 2 | Option 1B |  | $ | 0 | 823400012.4643 | 882257329.7727 | 1938206998.9761 | 2360926685.4762 | 6403231571.5198 | 4706074018.5229 | 4159857129.1851 | 11625311952.1714 | 6751116202.383 | 6114539428.104 | 4773524620.9101 | 9177116893.5425 | 4374110648.9725 | 3550086337.6237 | 2017118042.9783 | 13825154413.7629 | 5006143301.5973 | 3271576948.6471 | 1743571266.7128 | 5778469497.7833 | 4820176121.4405 | 1539422627.2745 | 966294658.8705 | 4396420648.6931 | 1471128711.956
| 3 | Option 1C |  | $ | 0 | 823398681.7196 | 868853930.8763 | 1895170533.7079 | 2264518581.4482 | 6352602601.1789 | 4693552714.5613 | 4186250320.1468 | 11672884082.2141 | 6827516373.2818 | 6192806984.3362 | 4739484286.9773 | 9188356770.8199 | 4398214857.7221 | 3438792665.1154 | 2020868502.6972 | 14009395687.7585 | 5032068124.2472 | 3274176269.3851 | 1767381711.7491 | 5695663119.4867 | 4831756610.1772 | 1667130260.0005 | 952232062.5182 | 4391299333.3689 | 1475122102.9274
| 4 | Option 1D |  | $ | 0 | 823399504.5768 | 882276049.888 | 1879779216.1576 | 2265369606.8536 | 6379156578.025 | 4690442978.814 | 4185699411.8472 | 11704527554.4852 | 6807746615.9221 | 6173550997.5453 | 4736186796.9257 | 9239279544.8151 | 4398402948.8878 | 3440063916.1304 | 2094674553.1826 | 13990771036.042 | 4946577457.8417 | 3276226847.1395 | 1759295522.8807 | 5798867555.2015 | 4839585621.0412 | 1665092312.1727 | 952408716.4068 | 4387032141.8176 | 1476393219.3265
Note on F24: Enter 'start year' inputs based on financial year ie 1 July to 30 June
Note on G24: Enter 'end year' inputs based on financial year ie 1 July to 30 June
Note on H24: Enter 'commission year' inputs based on financial year ie 1 July to 30 June

## Calculation
Calculation
Calculating costs, benefits and NPV for each option
Incremental net present value calculation
Net present value for each option
Number | Option name |  | Units | NPV | FY 2019-20 | FY 2020-21 | FY 2021-22 | FY 2022-23 | FY 2023-24 | FY 2024-25 | FY 2025-26 | FY 2026-27 | FY 2027-28 | FY 2028-29 | FY 2029-30 | FY 2030-31 | FY 2031-32 | FY 2032-33 | FY 2033-34 | FY 2034-35 | FY 2035-36 | FY 2036-37 | FY 2037-38 | FY 2038-39 | FY 2039-40 | FY 2040-41 | FY 2041-42 | FY 2042-43 | FY 2043-44 | FY 2044-45 | FY 2045-46 | FY 2046-47 | FY 2047-48 | FY 2048-49
1 | Option 1A |  | $ | 188344788.9859 | 0 | 291.2025 | -229961792.7602 | 176689716.8774 | -3888564.6926 | 9606896.1447 | 9921579.8991 | 10060968.9307 | 11919672.85 | 251216462.4176 | 55003765.3861 | -15848023.1308 | 49430845.651 | -252112667.255 | 135000548.6625 | 187269666.991 | 87610238.926 | -305987749.1443 | 1538699.3363 | 819152.1108 | 115934599.557 | -77635376.0016 | 82246379.0301 | 28921827.0983 | -33982942.6796 | 146132585.7161 | 0 | 0 | 0 | 0
2 | Option 1B |  | $ | 153906120.9858 | 0 | -571.9895 | -43248399.6696 | 5519535.0826 | 3107166.486 | 6960491.805 | 12199071.096 | 12731255.8359 | 12012025.827 | 161381888.1222 | 642614.9278 | -4268283.0217 | -30785504.7281 | -203984156.823 | 231554381.3752 | 4842523.54 | 181396527.6461 | -114417107.1447 | -5216992.494 | 18996618.3972 | -1623228.1074 | 25864909.9801 | 18633969.8401 | 4180422.8145 | -17680493.6047 | 66218471.5266 | 0 | 0 | 0 | 0
3 | Option 1C |  | $ | -23792159.1926 | 0 | 250.4147 | -186699787.1343 | 79934520.4328 | 32146571.7246 | 10658023.5327 | -1289982.3198 | -2006975.0931 | -190966.3058 | 69750093.4348 | -45620112.9962 | -1220716.2689 | 157531236.8387 | -68341441.5562 | -58835843.2192 | 186776360.7196 | -73593158.7735 | -210547697.7488 | -14968043.5493 | -4201279.0784 | 171532076.1941 | -113202290.5218 | 26253101.391 | 12234337.5901 | -18690477.2138 | 83478077.6317 | 0 | 0 | 0 | 0
4 | Option 1D |  | $ | 46203541.531 | 0 | 310.3365 | -59322539.0924 | 75427910.3368 | 32816585.8324 | 7345451.7991 | -667332.6449 | -1458266.3417 | -2668949.2525 | 50846024.389 | -69505116.483 | 898441.4488 | 100244218.9416 | -16121644.8173 | -16726862.3432 | 10223168.4824 | 22641192.7822 | -118584523.975 | -2679808.238 | -3066859.6306 | 49805139.0692 | -48066614.3435 | 9524594.429 | -2526777.013 | 2684167.1145 | 28985607.541 | 0 | 0 | 0 | 0
Present value of benefits for each option
Number | Option name |  | Units | PV | FY 2019-20 | FY 2020-21 | FY 2021-22 | FY 2022-23 | FY 2023-24 | FY 2024-25 | FY 2025-26 | FY 2026-27 | FY 2027-28 | FY 2028-29 | FY 2029-30 | FY 2030-31 | FY 2031-32 | FY 2032-33 | FY 2033-34 | FY 2034-35 | FY 2035-36 | FY 2036-37 | FY 2037-38 | FY 2038-39 | FY 2039-40 | FY 2040-41 | FY 2041-42 | FY 2042-43 | FY 2043-44 | FY 2044-45 | FY 2045-46 | FY 2046-47 | FY 2047-48 | FY 2048-49
1 | Option 1A |  | $ | 401287852.8179 | 0 | 291.2025 | 48207.2398 | 178989816.8774 | -1588464.6926 | 11906996.1447 | 12221679.8991 | 12361068.9307 | 14219772.85 | 253516562.4176 | 57303865.3861 | -13547923.1308 | 51730945.651 | -249812567.255 | 137300648.6625 | 189569766.991 | 89910338.926 | -295287649.1443 | 3878799.3363 | 3119252.1108 | 118234699.557 | -75335276.0016 | 84546479.0301 | 31221927.0983 | -31682842.6796 | 51233754.0066 | 0 | 0 | 0 | 0
2 | Option 1B |  | $ | 194173103.6535 | 0 | -571.9895 | 42697.9098 | 5952446.0584 | 3540077.4618 | 7393402.7808 | 12631982.0717 | 13164166.8117 | 12444936.8028 | 161814799.098 | 1075525.9036 | -3835372.0459 | -30352593.7523 | -203551245.8472 | 231987292.351 | 5275434.5158 | 181829438.6219 | -113984196.1689 | -4784081.5182 | 19429529.373 | -1190317.1316 | 26297820.9559 | 19066880.8159 | 4613333.7903 | -17247582.6289 | 44140011.7611 | 0 | 0 | 0 | 0
3 | Option 1C |  | $ | 158916118.2921 | 0 | 250.4147 | 19115.2863 | 81801709.457 | 34013760.7488 | 12525212.5569 | 577206.7044 | -139786.0689 | 1676222.7184 | 71617282.459 | -43752923.972 | 646472.7553 | 159398425.863 | -66474252.532 | -56968654.195 | 188643549.7438 | -71725969.7493 | -200280508.7246 | -13060854.5251 | -2334090.0542 | 173399265.2183 | -111335101.4976 | 28120290.4152 | 14101526.6143 | -16823288.1896 | 10657705.6877 | 0 | 0 | 0 | 0
4 | Option 1D |  | $ | 103195990.674 | 0 | 310.3365 | 16095.1514 | 76021296.6793 | 33409972.1749 | 7938838.1416 | -73946.3024 | -864879.9992 | -2075562.9101 | 51439410.7314 | -68911730.1406 | 1491827.7912 | 100837605.284 | -15528258.4749 | -16133476.0008 | 10816554.8248 | 23234579.1246 | -117991137.6326 | -2086421.8955 | -2473473.2882 | 50398525.4116 | -47473228.001 | 10117980.7714 | -1933390.6706 | 3277553.4569 | 5843540.1859 | 0 | 0 | 0 | 0
Present value of costs for each option
Number | Option name |  | Units | PV | FY 2019-20 | FY 2020-21 | FY 2021-22 | FY 2022-23 | FY 2023-24 | FY 2024-25 | FY 2025-26 | FY 2026-27 | FY 2027-28 | FY 2028-29 | FY 2029-30 | FY 2030-31 | FY 2031-32 | FY 2032-33 | FY 2033-34 | FY 2034-35 | FY 2035-36 | FY 2036-37 | FY 2037-38 | FY 2038-39 | FY 2039-40 | FY 2040-41 | FY 2041-42 | FY 2042-43 | FY 2043-44 | FY 2044-45 | FY 2045-46 | FY 2046-47 | FY 2047-48 | FY 2048-49
1 | Option 1A |  | $ | -222975260.1524 | 0 | 0 | -230010000 | -2300100 | -2300100 | -2300100 | -2300100 | -2300100 | -2300100 | -2300100 | -2300100 | -2300100 | -2300100 | -2300100 | -2300100 | -2300100 | -2300100 | -10700100 | -2340100 | -2300100 | -2300100 | -2300100 | -2300100 | -2300100 | -2300100 | 94898831.7095 | 0 | 0 | 0 | 0
2 | Option 1B |  | $ | -40266982.6677 | 0 | 0 | -43291097.5794 | -432910.9758 | -432910.9758 | -432910.9758 | -432910.9758 | -432910.9758 | -432910.9758 | -432910.9758 | -432910.9758 | -432910.9758 | -432910.9758 | -432910.9758 | -432910.9758 | -432910.9758 | -432910.9758 | -432910.9758 | -432910.9758 | -432910.9758 | -432910.9758 | -432910.9758 | -432910.9758 | -432910.9758 | -432910.9758 | 22078459.7655 | 0 | 0 | 0 | 0
3 | Option 1C |  | $ | -182708277.4847 | 0 | 0 | -186718902.4206 | -1867189.0242 | -1867189.0242 | -1867189.0242 | -1867189.0242 | -1867189.0242 | -1867189.0242 | -1867189.0242 | -1867189.0242 | -1867189.0242 | -1867189.0242 | -1867189.0242 | -1867189.0242 | -1867189.0242 | -1867189.0242 | -10267189.0242 | -1907189.0242 | -1867189.0242 | -1867189.0242 | -1867189.0242 | -1867189.0242 | -1867189.0242 | -1867189.0242 | 72820371.944 | 0 | 0 | 0 | 0
4 | Option 1D |  | $ | -56992449.143 | 0 | 0 | -59338634.2438 | -593386.3424 | -593386.3424 | -593386.3424 | -593386.3424 | -593386.3424 | -593386.3424 | -593386.3424 | -593386.3424 | -593386.3424 | -593386.3424 | -593386.3424 | -593386.3424 | -593386.3424 | -593386.3424 | -593386.3424 | -593386.3424 | -593386.3424 | -593386.3424 | -593386.3424 | -593386.3424 | -593386.3424 | -593386.3424 | 23142067.3551 | 0 | 0 | 0 | 0
Incremental cost calculation
Year series
Year count |  |  |  |  | 1 | 2 | 3 | 4 | 5 | 6 | 7 | 8 | 9 | 10 | 11 | 12 | 13 | 14 | 15 | 16 | 17 | 18 | 19 | 20 | 21 | 22 | 23 | 24 | 25 | 26 | 27 | 28 | 29 | 30
Year applicable |  |  |  |  | 1 | 1 | 1 | 1 | 1 | 1 | 1 | 1 | 1 | 1 | 1 | 1 | 1 | 1 | 1 | 1 | 1 | 1 | 1 | 1 | 1 | 1 | 1 | 1 | 1 | 1 | 0 | 0 | 0 | 0
Financial year series I |  |  |  |  | FY 2019-20 | FY 2020-21 | FY 2021-22 | FY 2022-23 | FY 2023-24 | FY 2024-25 | FY 2025-26 | FY 2026-27 | FY 2027-28 | FY 2028-29 | FY 2029-30 | FY 2030-31 | FY 2031-32 | FY 2032-33 | FY 2033-34 | FY 2034-35 | FY 2035-36 | FY 2036-37 | FY 2037-38 | FY 2038-39 | FY 2039-40 | FY 2040-41 | FY 2041-42 | FY 2042-43 | FY 2043-44 | FY 2044-45 | FY 2045-46 | FY 2046-47 | FY 2047-48 | FY 2048-49
Financial year series II |  |  |  |  | 2019-20 | 2020-21 | 2021-22 | 2022-23 | 2023-24 | 2024-25 | 2025-26 | 2026-27 | 2027-28 | 2028-29 | 2029-30 | 2030-31 | 2031-32 | 2032-33 | 2033-34 | 2034-35 | 2035-36 | 2036-37 | 2037-38 | 2038-39 | 2039-40 | 2040-41 | 2041-42 | 2042-43 | 2043-44 | 2044-45 | 2045-46 | 2046-47 | 2047-48 | 2048-49
Modelling year series |  |  |  |  | 2020 | 2021 | 2022 | 2023 | 2024 | 2025 | 2026 | 2027 | 2028 | 2029 | 2030 | 2031 | 2032 | 2033 | 2034 | 2035 | 2036 | 2037 | 2038 | 2039 | 2040 | 2041 | 2042 | 2043 | 2044 | 2045 | 2046 | 2047 | 2048 | 2049
Discount factor |  |  |  |  | 1 | 0.94429 | 0.89168 | 0.842 | 0.79509 | 0.75079 | 0.70896 | 0.66947 | 0.63217 | 0.59695 | 0.56369 | 0.53229 | 0.50263 | 0.47463 | 0.44818 | 0.42321 | 0.39964 | 0.37737 | 0.35635 | 0.33649 | 0.31775 | 0.30004 | 0.28333 | 0.26754 | 0.25264 | 0.23856 | 0 | 0 | 0 | 0
Capital cost outflow
Number | Option name | Capex component | Units | PV | FY 2019-20 | FY 2020-21 | FY 2021-22 | FY 2022-23 | FY 2023-24 | FY 2024-25 | FY 2025-26 | FY 2026-27 | FY 2027-28 | FY 2028-29 | FY 2029-30 | FY 2030-31 | FY 2031-32 | FY 2032-33 | FY 2033-34 | FY 2034-35 | FY 2035-36 | FY 2036-37 | FY 2037-38 | FY 2038-39 | FY 2039-40 | FY 2040-41 | FY 2041-42 | FY 2042-43 | FY 2043-44 | FY 2044-45 | FY 2045-46 | FY 2046-47 | FY 2047-48 | FY 2048-49 | Annualised
1 | Option 1A | Substation | $ | -176316244.0232 | 0 | 0 | -186718902.4206 | 0 | 0 | 0 | 0 | 0 | 0 | 0 | 0 | 0 | 0 | 0 | 0 | 0 | 0 | 0 | 0 | 0 | 0 | 0 | 0 | 0 | 0 | 0 | 0 | 0 | 0 | 0 | 0
1 | Option 1A | Lines | $ | -40879223.3989 | 0 | 0 | -43291097.5794 | 0 | 0 | 0 | 0 | 0 | 0 | 0 | 0 | 0 | 0 | 0 | 0 | 0 | 0 | 0 | 0 | 0 | 0 | 0 | 0 | 0 | 0 | 0 | 0 | 0 | 0 | 0 | 0
2 | Option 1B | Lines | $ | -40879223.3989 | 0 | 0 | -43291097.5794 | 0 | 0 | 0 | 0 | 0 | 0 | 0 | 0 | 0 | 0 | 0 | 0 | 0 | 0 | 0 | 0 | 0 | 0 | 0 | 0 | 0 | 0 | 0 | 0 | 0 | 0 | 0 | 0
3 | Option 1C | Substation | $ | -176316244.0232 | 0 | 0 | -186718902.4206 | 0 | 0 | 0 | 0 | 0 | 0 | 0 | 0 | 0 | 0 | 0 | 0 | 0 | 0 | 0 | 0 | 0 | 0 | 0 | 0 | 0 | 0 | 0 | 0 | 0 | 0 | 0 | 0
4 | Option 1D | Substation | $ | -56032704.6684 | 0 | 0 | -59338634.2438 | 0 | 0 | 0 | 0 | 0 | 0 | 0 | 0 | 0 | 0 | 0 | 0 | 0 | 0 | 0 | 0 | 0 | 0 | 0 | 0 | 0 | 0 | 0 | 0 | 0 | 0 | 0 | 0
Terminal value
Number | Option name | Capex component | Units | PV | FY 2019-20 | FY 2020-21 | FY 2021-22 | FY 2022-23 | FY 2023-24 | FY 2024-25 | FY 2025-26 | FY 2026-27 | FY 2027-28 | FY 2028-29 | FY 2029-30 | FY 2030-31 | FY 2031-32 | FY 2032-33 | FY 2033-34 | FY 2034-35 | FY 2035-36 | FY 2036-37 | FY 2037-38 | FY 2038-39 | FY 2039-40 | FY 2040-41 | FY 2041-42 | FY 2042-43 | FY 2043-44 | FY 2044-45 | FY 2045-46 | FY 2046-47 | FY 2047-48 | FY 2048-49
1 | Option 1A | Substation | $ | 18868841.4212 | 0 | 0 | 0 | 0 | 0 | 0 | 0 | 0 | 0 | 0 | 0 | 0 | 0 | 0 | 0 | 0 | 0 | 0 | 0 | 0 | 0 | 0 | 0 | 0 | 0 | 74687560.9682 | 0 | 0 | 0 | 0
1 | Option 1A | Lines | $ | 5687205.1943 | 0 | 0 | 0 | 0 | 0 | 0 | 0 | 0 | 0 | 0 | 0 | 0 | 0 | 0 | 0 | 0 | 0 | 0 | 0 | 0 | 0 | 0 | 0 | 0 | 0 | 22511370.7413 | 0 | 0 | 0 | 0
2 | Option 1B | Lines | $ | 5687205.1943 | 0 | 0 | 0 | 0 | 0 | 0 | 0 | 0 | 0 | 0 | 0 | 0 | 0 | 0 | 0 | 0 | 0 | 0 | 0 | 0 | 0 | 0 | 0 | 0 | 0 | 22511370.7413 | 0 | 0 | 0 | 0
3 | Option 1C | Substation | $ | 18868841.4212 | 0 | 0 | 0 | 0 | 0 | 0 | 0 | 0 | 0 | 0 | 0 | 0 | 0 | 0 | 0 | 0 | 0 | 0 | 0 | 0 | 0 | 0 | 0 | 0 | 0 | 74687560.9682 | 0 | 0 | 0 | 0
4 | Option 1D | Substation | $ | 5996453.8415 | 0 | 0 | 0 | 0 | 0 | 0 | 0 | 0 | 0 | 0 | 0 | 0 | 0 | 0 | 0 | 0 | 0 | 0 | 0 | 0 | 0 | 0 | 0 | 0 | 0 | 23735453.6975 | 0 | 0 | 0 | 0
Conditional capital cost outflow
Number | Option name | Capex component | Units | PV | FY 2019-20 | FY 2020-21 | FY 2021-22 | FY 2022-23 | FY 2023-24 | FY 2024-25 | FY 2025-26 | FY 2026-27 | FY 2027-28 | FY 2028-29 | FY 2029-30 | FY 2030-31 | FY 2031-32 | FY 2032-33 | FY 2033-34 | FY 2034-35 | FY 2035-36 | FY 2036-37 | FY 2037-38 | FY 2038-39 | FY 2039-40 | FY 2040-41 | FY 2041-42 | FY 2042-43 | FY 2043-44 | FY 2044-45 | FY 2045-46 | FY 2046-47 | FY 2047-48 | FY 2048-49 | Annualised
| 0 | 0 | $ | 0 | 0 | 0 | 0 | 0 | 0 | 0 | 0 | 0 | 0 | 0 | 0 | 0 | 0 | 0 | 0 | 0 | 0 | 0 | 0 | 0 | 0 | 0 | 0 | 0 | 0 | 0 | 0 | 0 | 0 | 0 | 0
| 0 | 0 | $ | 0 | 0 | 0 | 0 | 0 | 0 | 0 | 0 | 0 | 0 | 0 | 0 | 0 | 0 | 0 | 0 | 0 | 0 | 0 | 0 | 0 | 0 | 0 | 0 | 0 | 0 | 0 | 0 | 0 | 0 | 0 | 0
| 0 | 0 | $ | 0 | 0 | 0 | 0 | 0 | 0 | 0 | 0 | 0 | 0 | 0 | 0 | 0 | 0 | 0 | 0 | 0 | 0 | 0 | 0 | 0 | 0 | 0 | 0 | 0 | 0 | 0 | 0 | 0 | 0 | 0 | 0
| 0 | 0 | $ | 0 | 0 | 0 | 0 | 0 | 0 | 0 | 0 | 0 | 0 | 0 | 0 | 0 | 0 | 0 | 0 | 0 | 0 | 0 | 0 | 0 | 0 | 0 | 0 | 0 | 0 | 0 | 0 | 0 | 0 | 0 | 0
| 0 | 0 | $ | 0 | 0 | 0 | 0 | 0 | 0 | 0 | 0 | 0 | 0 | 0 | 0 | 0 | 0 | 0 | 0 | 0 | 0 | 0 | 0 | 0 | 0 | 0 | 0 | 0 | 0 | 0 | 0 | 0 | 0 | 0 | 0
Conditional terminal value
Number | Option name | Capex component | Units | PV | FY 2019-20 | FY 2020-21 | FY 2021-22 | FY 2022-23 | FY 2023-24 | FY 2024-25 | FY 2025-26 | FY 2026-27 | FY 2027-28 | FY 2028-29 | FY 2029-30 | FY 2030-31 | FY 2031-32 | FY 2032-33 | FY 2033-34 | FY 2034-35 | FY 2035-36 | FY 2036-37 | FY 2037-38 | FY 2038-39 | FY 2039-40 | FY 2040-41 | FY 2041-42 | FY 2042-43 | FY 2043-44 | FY 2044-45 | FY 2045-46 | FY 2046-47 | FY 2047-48 | FY 2048-49
| 0 | 0 | $ | 0 | 0 | 0 | 0 | 0 | 0 | 0 | 0 | 0 | 0 | 0 | 0 | 0 | 0 | 0 | 0 | 0 | 0 | 0 | 0 | 0 | 0 | 0 | 0 | 0 | 0 | 0 | 0 | 0 | 0 | 0
| 0 | 0 | $ | 0 | 0 | 0 | 0 | 0 | 0 | 0 | 0 | 0 | 0 | 0 | 0 | 0 | 0 | 0 | 0 | 0 | 0 | 0 | 0 | 0 | 0 | 0 | 0 | 0 | 0 | 0 | 0 | 0 | 0 | 0
| 0 | 0 | $ | 0 | 0 | 0 | 0 | 0 | 0 | 0 | 0 | 0 | 0 | 0 | 0 | 0 | 0 | 0 | 0 | 0 | 0 | 0 | 0 | 0 | 0 | 0 | 0 | 0 | 0 | 0 | 0 | 0 | 0 | 0
| 0 | 0 | $ | 0 | 0 | 0 | 0 | 0 | 0 | 0 | 0 | 0 | 0 | 0 | 0 | 0 | 0 | 0 | 0 | 0 | 0 | 0 | 0 | 0 | 0 | 0 | 0 | 0 | 0 | 0 | 0 | 0 | 0 | 0
| 0 | 0 | $ | 0 | 0 | 0 | 0 | 0 | 0 | 0 | 0 | 0 | 0 | 0 | 0 | 0 | 0 | 0 | 0 | 0 | 0 | 0 | 0 | 0 | 0 | 0 | 0 | 0 | 0 | 0 | 0 | 0 | 0 | 0
Capital cost
Number | Option name |  | Units | PV | FY 2019-20 | FY 2020-21 | FY 2021-22 | FY 2022-23 | FY 2023-24 | FY 2024-25 | FY 2025-26 | FY 2026-27 | FY 2027-28 | FY 2028-29 | FY 2029-30 | FY 2030-31 | FY 2031-32 | FY 2032-33 | FY 2033-34 | FY 2034-35 | FY 2035-36 | FY 2036-37 | FY 2037-38 | FY 2038-39 | FY 2039-40 | FY 2040-41 | FY 2041-42 | FY 2042-43 | FY 2043-44 | FY 2044-45 | FY 2045-46 | FY 2046-47 | FY 2047-48 | FY 2048-49
1 | Option 1A |  | $ | -192639420.8065 | 0 | 0 | -230010000 | 0 | 0 | 0 | 0 | 0 | 0 | 0 | 0 | 0 | 0 | 0 | 0 | 0 | 0 | 0 | 0 | 0 | 0 | 0 | 0 | 0 | 0 | 97198931.7095 | 0 | 0 | 0 | 0
2 | Option 1B |  | $ | -35192018.2045 | 0 | 0 | -43291097.5794 | 0 | 0 | 0 | 0 | 0 | 0 | 0 | 0 | 0 | 0 | 0 | 0 | 0 | 0 | 0 | 0 | 0 | 0 | 0 | 0 | 0 | 0 | 22511370.7413 | 0 | 0 | 0 | 0
3 | Option 1C |  | $ | -157447402.602 | 0 | 0 | -186718902.4206 | 0 | 0 | 0 | 0 | 0 | 0 | 0 | 0 | 0 | 0 | 0 | 0 | 0 | 0 | 0 | 0 | 0 | 0 | 0 | 0 | 0 | 0 | 74687560.9682 | 0 | 0 | 0 | 0
4 | Option 1D |  | $ | -50036250.8269 | 0 | 0 | -59338634.2438 | 0 | 0 | 0 | 0 | 0 | 0 | 0 | 0 | 0 | 0 | 0 | 0 | 0 | 0 | 0 | 0 | 0 | 0 | 0 | 0 | 0 | 0 | 23735453.6975 | 0 | 0 | 0 | 0
Operating and maintenance cost
Number | Option name |  | Units | PV | FY 2019-20 | FY 2020-21 | FY 2021-22 | FY 2022-23 | FY 2023-24 | FY 2024-25 | FY 2025-26 | FY 2026-27 | FY 2027-28 | FY 2028-29 | FY 2029-30 | FY 2030-31 | FY 2031-32 | FY 2032-33 | FY 2033-34 | FY 2034-35 | FY 2035-36 | FY 2036-37 | FY 2037-38 | FY 2038-39 | FY 2039-40 | FY 2040-41 | FY 2041-42 | FY 2042-43 | FY 2043-44 | FY 2044-45 | FY 2045-46 | FY 2046-47 | FY 2047-48 | FY 2048-49
1 | Option 1A |  | $ | -30335839.3459 | 0 | 0 | 0 | -2300100 | -2300100 | -2300100 | -2300100 | -2300100 | -2300100 | -2300100 | -2300100 | -2300100 | -2300100 | -2300100 | -2300100 | -2300100 | -2300100 | -10700100 | -2340100 | -2300100 | -2300100 | -2300100 | -2300100 | -2300100 | -2300100 | -2300100 | 0 | 0 | 0 | 0
2 | Option 1B |  | $ | -5074964.4632 | 0 | 0 | 0 | -432910.9758 | -432910.9758 | -432910.9758 | -432910.9758 | -432910.9758 | -432910.9758 | -432910.9758 | -432910.9758 | -432910.9758 | -432910.9758 | -432910.9758 | -432910.9758 | -432910.9758 | -432910.9758 | -432910.9758 | -432910.9758 | -432910.9758 | -432910.9758 | -432910.9758 | -432910.9758 | -432910.9758 | -432910.9758 | -432910.9758 | 0 | 0 | 0 | 0
3 | Option 1C |  | $ | -25260874.8827 | 0 | 0 | 0 | -1867189.0242 | -1867189.0242 | -1867189.0242 | -1867189.0242 | -1867189.0242 | -1867189.0242 | -1867189.0242 | -1867189.0242 | -1867189.0242 | -1867189.0242 | -1867189.0242 | -1867189.0242 | -1867189.0242 | -1867189.0242 | -10267189.0242 | -1907189.0242 | -1867189.0242 | -1867189.0242 | -1867189.0242 | -1867189.0242 | -1867189.0242 | -1867189.0242 | -1867189.0242 | 0 | 0 | 0 | 0
4 | Option 1D |  | $ | -6956198.316 | 0 | 0 | 0 | -593386.3424 | -593386.3424 | -593386.3424 | -593386.3424 | -593386.3424 | -593386.3424 | -593386.3424 | -593386.3424 | -593386.3424 | -593386.3424 | -593386.3424 | -593386.3424 | -593386.3424 | -593386.3424 | -593386.3424 | -593386.3424 | -593386.3424 | -593386.3424 | -593386.3424 | -593386.3424 | -593386.3424 | -593386.3424 | -593386.3424 | 0 | 0 | 0 | 0
Incremental benefit calculation
Involuntary load shedding
Number | Option name |  | Units | PV | FY 2019-20 | FY 2020-21 | FY 2021-22 | FY 2022-23 | FY 2023-24 | FY 2024-25 | FY 2025-26 | FY 2026-27 | FY 2027-28 | FY 2028-29 | FY 2029-30 | FY 2030-31 | FY 2031-32 | FY 2032-33 | FY 2033-34 | FY 2034-35 | FY 2035-36 | FY 2036-37 | FY 2037-38 | FY 2038-39 | FY 2039-40 | FY 2040-41 | FY 2041-42 | FY 2042-43 | FY 2043-44 | FY 2044-45 | FY 2045-46 | FY 2046-47 | FY 2047-48 | FY 2048-49
1 | Option 1A |  | $ | 7433268.2462 | 0 | 0.38767 | -0.88129 | -537096.661 | 10366762.4143 | 5337556.9976 | 1.057 | 1.1194 | 1.1888 | -3568513.7925 | -559392.1151 | 809110.5096 | -218937.456 | 188425.1373 | -3148544.9643 | 1033433.4676 | 2241409.6736 | 1.9789 | 2.093 | -41.7555 | 8030420.285 | -11376845.1033 | -2699455.8349 | -918415.0605 | -3137189.9702 | 3.114 | 0 | 0 | 0 | 0
2 | Option 1B |  | $ | -4246374.9892 | 0 | -0.7131 | 0.87325 | 48424.5428 | 8460048.7075 | -492977.3306 | -1.8365 | -1.9447 | -2.0654 | -2737031.1054 | 299986.9056 | 327932.6769 | 234190.5855 | 492356.5969 | -4810273.7764 | 92593.6639 | 1406601.3685 | -3.4382 | -3.6365 | -33.6182 | -883328.1466 | -10989395.2825 | -9163057.6104 | -5937040.3884 | -597711.8232 | -5.4103 | 0 | 0 | 0 | 0
3 | Option 1C |  | $ | 23657726.3322 | 0 | 0.36628 | -0.96906 | 4442130.8202 | 336312.6224 | 13076874.5383 | 0.93283 | 0.98784 | 1.0491 | -498702.7019 | 6845295.424 | 2913733.6624 | 86403.5746 | 146549.5195 | 2286346.4907 | 1033433.2599 | 309961.2692 | 1.7464 | 1.8471 | 3.1732 | 5334390.0346 | 412867.7638 | 492452.7104 | 552020.0207 | -1594713.081 | 2.7481 | 0 | 0 | 0 | 0
4 | Option 1D |  | $ | 12904865.3747 | 0 | 0.41725 | -0.84997 | 2909230.8267 | -4150372.4799 | 8842377.6781 | 1.1014 | 1.1663 | 1.2387 | -498764.1374 | 6860749.2248 | 1836475.7427 | 130281.8567 | 248831.5239 | 137532.8884 | 1033433.541 | 357315.293 | 2.0619 | 2.1808 | -27.0033 | 207374.7609 | 1570819.5206 | 1102997.1897 | 479524.2389 | 185752.6318 | 3.2446 | 0 | 0 | 0 | 0
Difference in timing of unrelated expenditure
Number | Option name |  | Units | PV | FY 2019-20 | FY 2020-21 | FY 2021-22 | FY 2022-23 | FY 2023-24 | FY 2024-25 | FY 2025-26 | FY 2026-27 | FY 2027-28 | FY 2028-29 | FY 2029-30 | FY 2030-31 | FY 2031-32 | FY 2032-33 | FY 2033-34 | FY 2034-35 | FY 2035-36 | FY 2036-37 | FY 2037-38 | FY 2038-39 | FY 2039-40 | FY 2040-41 | FY 2041-42 | FY 2042-43 | FY 2043-44 | FY 2044-45 | FY 2045-46 | FY 2046-47 | FY 2047-48 | FY 2048-49
1 | Option 1A |  | $ | 26096271.0431 | 0 | 9.4592 | 0.78796 | 0.83298 | 1.7117 | 1.1955 | 1.2265 | 1.4021 | 2.1719 | 35567700.8589 | 4.1957 | 0.3756 | 3995069.2457 | -9797813.0755 | 8865811.6128 | 0 | 35919721.1643 | -2785265.2638 | 0.37077 | 1.6111 | -13321034.4228 | -4654427.2227 | 3.3423 | 13275243.2512 | -37155978.5881 | 1005314.9003 | 0 | 0 | 0 | 0
2 | Option 1B |  | $ | 19941246.721 | 0 | -16.4209 | -1.5479 | -1.2779 | -2.8909 | -2.0708 | -2.1981 | -1.7303 | -3.791 | 22087128.263 | -7.4837 | -0.68684 | 6940350.6148 | 3297812.1237 | 18245300.8282 | -0.026035 | 10919011.1474 | -17427337.7189 | -0.76396 | -2.5312 | -2651073.7176 | -10369595.959 | -6.2563 | 911593.2279 | -6752600.905 | 181217.7665 | 0 | 0 | 0 | 0
3 | Option 1C |  | $ | -1475020.6572 | 0 | 8.346 | 0.69083 | 0.6591 | 1.5918 | 1.052 | 1.1117 | 1.153 | 1.9294 | -3293358.0426 | 3.7174 | 0.37878 | 19553652.357 | -8824326.6897 | -5921616.8766 | 0 | -1149007.5923 | -2148078.5403 | 0.36705 | 1.3704 | 684841.5034 | 0.73167 | 2.7605 | 6757394.745 | -13447129.0466 | 958414.272 | 0 | 0 | 0 | 0
4 | Option 1D |  | $ | -1044279.0363 | 0 | 9.8543 | 0.90259 | 0.91399 | 1.858 | 1.2424 | 1.3078 | 1.3451 | 2.2566 | -3296732.4942 | 4.415 | 0.44987 | 11295151.6529 | 2501864.5794 | -1302093.3418 | 0 | -7298380.5829 | -1821718.3946 | 0.42614 | 1.6037 | 1617805.0565 | 0.88389 | 3.7696 | -896771.8605 | -8357241.2999 | 595567.2508 | 0 | 0 | 0 | 0
Fuel consumption from generation dispatch
Number | Option name |  | Units | PV | FY 2019-20 | FY 2020-21 | FY 2021-22 | FY 2022-23 | FY 2023-24 | FY 2024-25 | FY 2025-26 | FY 2026-27 | FY 2027-28 | FY 2028-29 | FY 2029-30 | FY 2030-31 | FY 2031-32 | FY 2032-33 | FY 2033-34 | FY 2034-35 | FY 2035-36 | FY 2036-37 | FY 2037-38 | FY 2038-39 | FY 2039-40 | FY 2040-41 | FY 2041-42 | FY 2042-43 | FY 2043-44 | FY 2044-45 | FY 2045-46 | FY 2046-47 | FY 2047-48 | FY 2048-49
1 | Option 1A |  | $ | 63457612.5656 | 0 | -20.7711 | 38950.0906 | 5751396.4559 | 6421066.7215 | 6931777.0918 | 10407066.2039 | 7623705.4407 | 9083578.5407 | -4267537.4385 | -11207626.6223 | -13555355.9635 | -9180094.6488 | 12376624.5773 | 2130184.1417 | -19393009.69 | -12062123.7075 | 19080104.6881 | 14138010.7295 | 7591431.3912 | 12390147.9654 | 27631003.2405 | 12276003.1523 | -6385772.4601 | 54367392.4672 | 45603138.3457 | 0 | 0 | 0 | 0
2 | Option 1B |  | $ | 100346748.8223 | 0 | -43.7218 | 33473.4418 | 5538505.3298 | 6889918.5147 | 7508951.4305 | 10488024.755 | 8948490.5156 | 9003746.9479 | -1310672.2052 | -3629273.0177 | -4814479.1314 | 1789564.1099 | 24824942.3422 | 1949580.656 | -1412170.4776 | 2197199.2127 | 13722904.8652 | 13918565.6713 | 8029916.3378 | 16961787.3613 | 18024915.6455 | 10808265.9924 | 8533532.1603 | 50094356.0784 | 40845424.7553 | 0 | 0 | 0 | 0
3 | Option 1C |  | $ | -22833466.4722 | 0 | -21.6011 | 14786.7641 | 177335.1331 | -116698.1689 | -313096.0582 | 337296.0335 | -1507669.4057 | 78357.4487 | -2942474.882 | -1559658.4963 | -2629116.8026 | -10160929.6148 | -6691177.9642 | 3537312.0302 | -17401443.9544 | -17456059.2943 | 4198344.9424 | 2098262.163 | 2365901.8437 | -16129430.6781 | 8003490.644 | 977026.3029 | -6326240.5721 | 10407897.8467 | 11652624.4467 | 0 | 0 | 0 | 0
4 | Option 1D |  | $ | -6824647.3119 | 0 | -12.3066 | 12182.4965 | 79325.5354 | -310159.7892 | -584419.6746 | -80140.4924 | -1401027.2393 | -131340.7086 | -3097996.349 | -52218.9226 | -1185797.0226 | -3831333.2783 | -3318906.5317 | 415426.7862 | -2593341.4382 | -8394011.7705 | 3896732.2569 | 1279462.4744 | 1077503.9717 | -7733657.3421 | 4322466.2981 | 2574590.1842 | 948380.2797 | 5440452.2807 | 8516433.0897 | 0 | 0 | 0 | 0
Voluntary load curtailment
Number | Option name |  | Units | PV | FY 2019-20 | FY 2020-21 | FY 2021-22 | FY 2022-23 | FY 2023-24 | FY 2024-25 | FY 2025-26 | FY 2026-27 | FY 2027-28 | FY 2028-29 | FY 2029-30 | FY 2030-31 | FY 2031-32 | FY 2032-33 | FY 2033-34 | FY 2034-35 | FY 2035-36 | FY 2036-37 | FY 2037-38 | FY 2038-39 | FY 2039-40 | FY 2040-41 | FY 2041-42 | FY 2042-43 | FY 2043-44 | FY 2044-45 | FY 2045-46 | FY 2046-47 | FY 2047-48 | FY 2048-49
1 | Option 1A |  | $ | 4112148.4598 | 0 | 2.518 | 2.6896 | 157132.4916 | 174916.4468 | 32714.0385 | 3.4424 | 2933.4183 | 1575.248 | 46169.064 | 7016.3841 | -14314.7326 | 16026.2277 | 786183.148 | 420564.5943 | 1068156.9629 | 2083160.1754 | 0.034522 | -51427.8503 | -359848.5894 | 5681599.6313 | -3245552.8188 | 3318908.8114 | 360492.8319 | -90588.9515 | 11.2188 | 0 | 0 | 0 | 0
2 | Option 1B |  | $ | -173440.5401 | 0 | -4.4344 | -4.6894 | 46.5338 | 189851.1026 | 12311.0707 | -5.9793 | -509.7659 | -740.1965 | 403582.491 | 78969.7769 | -91453.8837 | 13043.4948 | 180865.2084 | -407990.2213 | -416416.282 | 585827.5325 | -12979.6861 | -40501.5098 | -616188.1921 | 168715.3955 | -338762.9428 | -340822.9753 | -309501.0972 | -290082.1301 | -19.4754 | 0 | 0 | 0 | 0
3 | Option 1C |  | $ | 2565677.6858 | 0 | 2.2275 | 2.383 | 377014.4664 | 45215.6852 | 294134.1593 | 3.0382 | 2932.9888 | 12991.1727 | 87172.1414 | -54182.6727 | 564783.611 | -17108.56 | -12267.3573 | 1430888.4849 | 606779.1879 | 2116533.1799 | 19622.1042 | 17954.9262 | 401019.0712 | 3312939.7909 | -4025068.4914 | 2107926.8885 | 739140.8475 | -3966273.3856 | 9.9106 | 0 | 0 | 0 | 0
4 | Option 1D |  | $ | 1090968.4306 | 0 | 2.7234 | 2.798 | 403584.7336 | 23325.0125 | 172389.3103 | 3.5871 | 2933.5672 | 8603.174 | 84873.6185 | 16239.7021 | 427518.7158 | -9305.0387 | -290733.8884 | 301189.3422 | 39616.6585 | 1161832.1969 | 12892.2154 | 2576.6634 | 225658.2049 | 711658.2111 | -2526960.3234 | 664736.5089 | 903.4646 | 142416.1358 | 11.6966 | 0 | 0 | 0 | 0
Costs for non RIT-T proponent parties
Number | Option name |  | Units | PV | FY 2019-20 | FY 2020-21 | FY 2021-22 | FY 2022-23 | FY 2023-24 | FY 2024-25 | FY 2025-26 | FY 2026-27 | FY 2027-28 | FY 2028-29 | FY 2029-30 | FY 2030-31 | FY 2031-32 | FY 2032-33 | FY 2033-34 | FY 2034-35 | FY 2035-36 | FY 2036-37 | FY 2037-38 | FY 2038-39 | FY 2039-40 | FY 2040-41 | FY 2041-42 | FY 2042-43 | FY 2043-44 | FY 2044-45 | FY 2045-46 | FY 2046-47 | FY 2047-48 | FY 2048-49
1 | Option 1A |  | $ | 310220748.8237 | 0 | 299.6087 | 9254.5529 | 173618383.7579 | -18551211.9869 | -395053.1787 | 1814607.9694 | 4734427.5503 | 5134615.7006 | 225738743.7257 | 69063863.5437 | -787363.3201 | 57118882.2824 | -253365987.0421 | 129032633.278 | 206861186.2506 | 61728171.62 | -311582490.582 | -10207786.0067 | -4112290.5467 | 105453566.0981 | -83689454.0972 | 71651019.559 | 24890378.5359 | -45666477.637 | 4625286.4278 | 0 | 0 | 0 | 0
2 | Option 1B |  | $ | 78304923.6395 | 0 | -506.6992 | 9229.832 | 365470.93 | -11999737.9721 | 365119.6811 | 2143967.3306 | 4216189.7371 | 3441935.9078 | 143371791.6546 | 4325849.7225 | 742628.9791 | -39329742.5574 | -232347222.1185 | 217010674.8645 | 7011427.6375 | 166720799.3608 | -110266780.191 | -18662141.2793 | 12015837.3766 | -14786418.0242 | 29970659.4947 | 17762501.6654 | 1414749.8877 | -59701543.849 | 3113394.125 | 0 | 0 | 0 | 0
3 | Option 1C |  | $ | 157001201.4034 | 0 | 261.076 | 4326.4175 | 76805228.3782 | 33748929.0183 | -532701.1344 | 239905.5882 | 1364948.2071 | 1584871.1184 | 78264645.9441 | -48984381.9444 | -202928.0943 | 149936408.1061 | -51093030.0404 | -58301584.3242 | 204404781.2504 | -55547397.3119 | -202350398.9772 | -15177073.8285 | -5101015.5128 | 180196524.5675 | -115726392.1457 | 24542881.7529 | 12379211.5733 | -8223070.5232 | -1953345.6897 | 0 | 0 | 0 | 0
4 | Option 1D |  | $ | 97069083.2169 | 0 | 309.6482 | 3909.8042 | 72629154.6696 | 37847177.5735 | -491510.4146 | 6188.1936 | 533211.1615 | -1952828.8707 | 58248030.0935 | -75736504.5599 | 413629.9056 | 93252810.0915 | -14669314.158 | -15685531.6757 | 12336846.0635 | 37407823.9881 | -120079045.7723 | -3368463.6403 | -3776610.0652 | 55595344.7252 | -50839554.3802 | 5775653.119 | -2465426.7933 | 5866173.7085 | -3268475.0958 | 0 | 0 | 0 | 0

## Weighted calculations
Weighted calculations
Calculating weighted NPV for each option
NPV | Units | Neutral | Step change | Slow change | Fast change | Weighted
Option 1A | $ | 188344788.9859 | 191252830.5397 | 37427246.4748 | 266410059.4653 | 170858731.3664
Option 1B | $ | 153906120.9858 | 209856460.6074 | 36494676.1193 | 267785321.1732 | 167010644.7214
Option 1C | $ | -23792159.1926 | -80164015.0632 | -9736097.5386 | -61200207.9602 | -43723119.9387
Option 1D | $ | 46203541.531 | 6830587.9821 | 67545273.2411 | 15309824.5966 | 33972306.8377
Year series
Year count |  |  | 1 | 2 | 3 | 4 | 5 | 6 | 7 | 8 | 9 | 10 | 11 | 12 | 13 | 14 | 15 | 16 | 17 | 18 | 19 | 20 | 21 | 22 | 23 | 24 | 25 | 26 | 27 | 28 | 29 | 30
Year applicable |  |  | 1 | 1 | 1 | 1 | 1 | 1 | 1 | 1 | 1 | 1 | 1 | 1 | 1 | 1 | 1 | 1 | 1 | 1 | 1 | 1 | 1 | 1 | 1 | 1 | 1 | 1 | 0 | 0 | 0 | 0
Financial year series I |  |  | FY 2019-20 | FY 2020-21 | FY 2021-22 | FY 2022-23 | FY 2023-24 | FY 2024-25 | FY 2025-26 | FY 2026-27 | FY 2027-28 | FY 2028-29 | FY 2029-30 | FY 2030-31 | FY 2031-32 | FY 2032-33 | FY 2033-34 | FY 2034-35 | FY 2035-36 | FY 2036-37 | FY 2037-38 | FY 2038-39 | FY 2039-40 | FY 2040-41 | FY 2041-42 | FY 2042-43 | FY 2043-44 | FY 2044-45 | FY 2045-46 | FY 2046-47 | FY 2047-48 | FY 2048-49
Financial year series II |  |  | 2019-20 | 2020-21 | 2021-22 | 2022-23 | 2023-24 | 2024-25 | 2025-26 | 2026-27 | 2027-28 | 2028-29 | 2029-30 | 2030-31 | 2031-32 | 2032-33 | 2033-34 | 2034-35 | 2035-36 | 2036-37 | 2037-38 | 2038-39 | 2039-40 | 2040-41 | 2041-42 | 2042-43 | 2043-44 | 2044-45 | 2045-46 | 2046-47 | 2047-48 | 2048-49
Modelling year series |  |  | 2020 | 2021 | 2022 | 2023 | 2024 | 2025 | 2026 | 2027 | 2028 | 2029 | 2030 | 2031 | 2032 | 2033 | 2034 | 2035 | 2036 | 2037 | 2038 | 2039 | 2040 | 2041 | 2042 | 2043 | 2044 | 2045 | 2046 | 2047 | 2048 | 2049
Common | Units | NPV | FY 2019-20 | FY 2020-21 | FY 2021-22 | FY 2022-23 | FY 2023-24 | FY 2024-25 | FY 2025-26 | FY 2026-27 | FY 2027-28 | FY 2028-29 | FY 2029-30 | FY 2030-31 | FY 2031-32 | FY 2032-33 | FY 2033-34 | FY 2034-35 | FY 2035-36 | FY 2036-37 | FY 2037-38 | FY 2038-39 | FY 2039-40 | FY 2040-41 | FY 2041-42 | FY 2042-43 | FY 2043-44 | FY 2044-45 | FY 2045-46 | FY 2046-47 | FY 2047-48 | FY 2048-49
Capital cost
Option 1A | $ | -192639420.8065 | 0 | 0 | -230010000 | 0 | 0 | 0 | 0 | 0 | 0 | 0 | 0 | 0 | 0 | 0 | 0 | 0 | 0 | 0 | 0 | 0 | 0 | 0 | 0 | 0 | 0 | 97198931.7095 | 0 | 0 | 0 | 0
Option 1B | $ | -35192018.2045 | 0 | 0 | -43291097.5794 | 0 | 0 | 0 | 0 | 0 | 0 | 0 | 0 | 0 | 0 | 0 | 0 | 0 | 0 | 0 | 0 | 0 | 0 | 0 | 0 | 0 | 0 | 22511370.7413 | 0 | 0 | 0 | 0
Option 1C | $ | -157447402.602 | 0 | 0 | -186718902.4206 | 0 | 0 | 0 | 0 | 0 | 0 | 0 | 0 | 0 | 0 | 0 | 0 | 0 | 0 | 0 | 0 | 0 | 0 | 0 | 0 | 0 | 0 | 74687560.9682 | 0 | 0 | 0 | 0
Option 1D | $ | -50036250.8269 | 0 | 0 | -59338634.2438 | 0 | 0 | 0 | 0 | 0 | 0 | 0 | 0 | 0 | 0 | 0 | 0 | 0 | 0 | 0 | 0 | 0 | 0 | 0 | 0 | 0 | 0 | 23735453.6975 | 0 | 0 | 0 | 0
Operating and maintenance cost
Option 1A | $ | -30335839.3459 | 0 | 0 | 0 | -2300100 | -2300100 | -2300100 | -2300100 | -2300100 | -2300100 | -2300100 | -2300100 | -2300100 | -2300100 | -2300100 | -2300100 | -2300100 | -2300100 | -10700100 | -2340100 | -2300100 | -2300100 | -2300100 | -2300100 | -2300100 | -2300100 | -2300100 | 0 | 0 | 0 | 0
Option 1B | $ | -5074964.4632 | 0 | 0 | 0 | -432910.9758 | -432910.9758 | -432910.9758 | -432910.9758 | -432910.9758 | -432910.9758 | -432910.9758 | -432910.9758 | -432910.9758 | -432910.9758 | -432910.9758 | -432910.9758 | -432910.9758 | -432910.9758 | -432910.9758 | -432910.9758 | -432910.9758 | -432910.9758 | -432910.9758 | -432910.9758 | -432910.9758 | -432910.9758 | -432910.9758 | 0 | 0 | 0 | 0
Option 1C | $ | -25260874.8827 | 0 | 0 | 0 | -1867189.0242 | -1867189.0242 | -1867189.0242 | -1867189.0242 | -1867189.0242 | -1867189.0242 | -1867189.0242 | -1867189.0242 | -1867189.0242 | -1867189.0242 | -1867189.0242 | -1867189.0242 | -1867189.0242 | -1867189.0242 | -10267189.0242 | -1907189.0242 | -1867189.0242 | -1867189.0242 | -1867189.0242 | -1867189.0242 | -1867189.0242 | -1867189.0242 | -1867189.0242 | 0 | 0 | 0 | 0
Option 1D | $ | -6956198.316 | 0 | 0 | 0 | -593386.3424 | -593386.3424 | -593386.3424 | -593386.3424 | -593386.3424 | -593386.3424 | -593386.3424 | -593386.3424 | -593386.3424 | -593386.3424 | -593386.3424 | -593386.3424 | -593386.3424 | -593386.3424 | -593386.3424 | -593386.3424 | -593386.3424 | -593386.3424 | -593386.3424 | -593386.3424 | -593386.3424 | -593386.3424 | -593386.3424 | 0 | 0 | 0 | 0
Neutral | Units | NPV | FY 2019-20 | FY 2020-21 | FY 2021-22 | FY 2022-23 | FY 2023-24 | FY 2024-25 | FY 2025-26 | FY 2026-27 | FY 2027-28 | FY 2028-29 | FY 2029-30 | FY 2030-31 | FY 2031-32 | FY 2032-33 | FY 2033-34 | FY 2034-35 | FY 2035-36 | FY 2036-37 | FY 2037-38 | FY 2038-39 | FY 2039-40 | FY 2040-41 | FY 2041-42 | FY 2042-43 | FY 2043-44 | FY 2044-45 | FY 2045-46 | FY 2046-47 | FY 2047-48 | FY 2048-49
Involuntary load shedding
Option 1A | $ | 7433268.2462 | 0 | 0.38767 | -0.88129 | -537096.661 | 10366762.4143 | 5337556.9976 | 1.057 | 1.1194 | 1.1888 | -3568513.7925 | -559392.1151 | 809110.5096 | -218937.456 | 188425.1373 | -3148544.9643 | 1033433.4676 | 2241409.6736 | 1.9789 | 2.093 | -41.7555 | 8030420.285 | -11376845.1033 | -2699455.8349 | -918415.0605 | -3137189.9702 | 3.114 | 0 | 0 | 0 | 0
Option 1B | $ | -4246374.9892 | 0 | -0.7131 | 0.87325 | 48424.5428 | 8460048.7075 | -492977.3306 | -1.8365 | -1.9447 | -2.0654 | -2737031.1054 | 299986.9056 | 327932.6769 | 234190.5855 | 492356.5969 | -4810273.7764 | 92593.6639 | 1406601.3685 | -3.4382 | -3.6365 | -33.6182 | -883328.1466 | -10989395.2825 | -9163057.6104 | -5937040.3884 | -597711.8232 | -5.4103 | 0 | 0 | 0 | 0
Option 1C | $ | 23657726.3322 | 0 | 0.36628 | -0.96906 | 4442130.8202 | 336312.6224 | 13076874.5383 | 0.93283 | 0.98784 | 1.0491 | -498702.7019 | 6845295.424 | 2913733.6624 | 86403.5746 | 146549.5195 | 2286346.4907 | 1033433.2599 | 309961.2692 | 1.7464 | 1.8471 | 3.1732 | 5334390.0346 | 412867.7638 | 492452.7104 | 552020.0207 | -1594713.081 | 2.7481 | 0 | 0 | 0 | 0
Option 1D | $ | 12904865.3747 | 0 | 0.41725 | -0.84997 | 2909230.8267 | -4150372.4799 | 8842377.6781 | 1.1014 | 1.1663 | 1.2387 | -498764.1374 | 6860749.2248 | 1836475.7427 | 130281.8567 | 248831.5239 | 137532.8884 | 1033433.541 | 357315.293 | 2.0619 | 2.1808 | -27.0033 | 207374.7609 | 1570819.5206 | 1102997.1897 | 479524.2389 | 185752.6318 | 3.2446 | 0 | 0 | 0 | 0
Difference in timing of unrelated expenditure
Option 1A | $ | 26096271.0431 | 0 | 9.4592 | 0.78796 | 0.83298 | 1.7117 | 1.1955 | 1.2265 | 1.4021 | 2.1719 | 35567700.8589 | 4.1957 | 0.3756 | 3995069.2457 | -9797813.0755 | 8865811.6128 | 0 | 35919721.1643 | -2785265.2638 | 0.37077 | 1.6111 | -13321034.4228 | -4654427.2227 | 3.3423 | 13275243.2512 | -37155978.5881 | 1005314.9003 | 0 | 0 | 0 | 0
Option 1B | $ | 19941246.721 | 0 | -16.4209 | -1.5479 | -1.2779 | -2.8909 | -2.0708 | -2.1981 | -1.7303 | -3.791 | 22087128.263 | -7.4837 | -0.68684 | 6940350.6148 | 3297812.1237 | 18245300.8282 | -0.026035 | 10919011.1474 | -17427337.7189 | -0.76396 | -2.5312 | -2651073.7176 | -10369595.959 | -6.2563 | 911593.2279 | -6752600.905 | 181217.7665 | 0 | 0 | 0 | 0
Option 1C | $ | -1475020.6572 | 0 | 8.346 | 0.69083 | 0.6591 | 1.5918 | 1.052 | 1.1117 | 1.153 | 1.9294 | -3293358.0426 | 3.7174 | 0.37878 | 19553652.357 | -8824326.6897 | -5921616.8766 | 0 | -1149007.5923 | -2148078.5403 | 0.36705 | 1.3704 | 684841.5034 | 0.73167 | 2.7605 | 6757394.745 | -13447129.0466 | 958414.272 | 0 | 0 | 0 | 0
Option 1D | $ | -1044279.0363 | 0 | 9.8543 | 0.90259 | 0.91399 | 1.858 | 1.2424 | 1.3078 | 1.3451 | 2.2566 | -3296732.4942 | 4.415 | 0.44987 | 11295151.6529 | 2501864.5794 | -1302093.3418 | 0 | -7298380.5829 | -1821718.3946 | 0.42614 | 1.6037 | 1617805.0565 | 0.88389 | 3.7696 | -896771.8605 | -8357241.2999 | 595567.2508 | 0 | 0 | 0 | 0
Fuel consumption from generation dispatch
Option 1A | $ | 63457612.5656 | 0 | -20.7711 | 38950.0906 | 5751396.4559 | 6421066.7215 | 6931777.0918 | 10407066.2039 | 7623705.4407 | 9083578.5407 | -4267537.4385 | -11207626.6223 | -13555355.9635 | -9180094.6488 | 12376624.5773 | 2130184.1417 | -19393009.69 | -12062123.7075 | 19080104.6881 | 14138010.7295 | 7591431.3912 | 12390147.9654 | 27631003.2405 | 12276003.1523 | -6385772.4601 | 54367392.4672 | 45603138.3457 | 0 | 0 | 0 | 0
Option 1B | $ | 100346748.8223 | 0 | -43.7218 | 33473.4418 | 5538505.3298 | 6889918.5147 | 7508951.4305 | 10488024.755 | 8948490.5156 | 9003746.9479 | -1310672.2052 | -3629273.0177 | -4814479.1314 | 1789564.1099 | 24824942.3422 | 1949580.656 | -1412170.4776 | 2197199.2127 | 13722904.8652 | 13918565.6713 | 8029916.3378 | 16961787.3613 | 18024915.6455 | 10808265.9924 | 8533532.1603 | 50094356.0784 | 40845424.7553 | 0 | 0 | 0 | 0
Option 1C | $ | -22833466.4722 | 0 | -21.6011 | 14786.7641 | 177335.1331 | -116698.1689 | -313096.0582 | 337296.0335 | -1507669.4057 | 78357.4487 | -2942474.882 | -1559658.4963 | -2629116.8026 | -10160929.6148 | -6691177.9642 | 3537312.0302 | -17401443.9544 | -17456059.2943 | 4198344.9424 | 2098262.163 | 2365901.8437 | -16129430.6781 | 8003490.644 | 977026.3029 | -6326240.5721 | 10407897.8467 | 11652624.4467 | 0 | 0 | 0 | 0
Option 1D | $ | -6824647.3119 | 0 | -12.3066 | 12182.4965 | 79325.5354 | -310159.7892 | -584419.6746 | -80140.4924 | -1401027.2393 | -131340.7086 | -3097996.349 | -52218.9226 | -1185797.0226 | -3831333.2783 | -3318906.5317 | 415426.7862 | -2593341.4382 | -8394011.7705 | 3896732.2569 | 1279462.4744 | 1077503.9717 | -7733657.3421 | 4322466.2981 | 2574590.1842 | 948380.2797 | 5440452.2807 | 8516433.0897 | 0 | 0 | 0 | 0
Voluntary load curtailment
Option 1A | $ | 4112148.4598 | 0 | 2.518 | 2.6896 | 157132.4916 | 174916.4468 | 32714.0385 | 3.4424 | 2933.4183 | 1575.248 | 46169.064 | 7016.3841 | -14314.7326 | 16026.2277 | 786183.148 | 420564.5943 | 1068156.9629 | 2083160.1754 | 0.034522 | -51427.8503 | -359848.5894 | 5681599.6313 | -3245552.8188 | 3318908.8114 | 360492.8319 | -90588.9515 | 11.2188 | 0 | 0 | 0 | 0
Option 1B | $ | -173440.5401 | 0 | -4.4344 | -4.6894 | 46.5338 | 189851.1026 | 12311.0707 | -5.9793 | -509.7659 | -740.1965 | 403582.491 | 78969.7769 | -91453.8837 | 13043.4948 | 180865.2084 | -407990.2213 | -416416.282 | 585827.5325 | -12979.6861 | -40501.5098 | -616188.1921 | 168715.3955 | -338762.9428 | -340822.9753 | -309501.0972 | -290082.1301 | -19.4754 | 0 | 0 | 0 | 0
Option 1C | $ | 2565677.6858 | 0 | 2.2275 | 2.383 | 377014.4664 | 45215.6852 | 294134.1593 | 3.0382 | 2932.9888 | 12991.1727 | 87172.1414 | -54182.6727 | 564783.611 | -17108.56 | -12267.3573 | 1430888.4849 | 606779.1879 | 2116533.1799 | 19622.1042 | 17954.9262 | 401019.0712 | 3312939.7909 | -4025068.4914 | 2107926.8885 | 739140.8475 | -3966273.3856 | 9.9106 | 0 | 0 | 0 | 0
Option 1D | $ | 1090968.4306 | 0 | 2.7234 | 2.798 | 403584.7336 | 23325.0125 | 172389.3103 | 3.5871 | 2933.5672 | 8603.174 | 84873.6185 | 16239.7021 | 427518.7158 | -9305.0387 | -290733.8884 | 301189.3422 | 39616.6585 | 1161832.1969 | 12892.2154 | 2576.6634 | 225658.2049 | 711658.2111 | -2526960.3234 | 664736.5089 | 903.4646 | 142416.1358 | 11.6966 | 0 | 0 | 0 | 0
Costs for non RIT-T proponent parties
Option 1A | $ | 310220748.8237 | 0 | 299.6087 | 9254.5529 | 173618383.7579 | -18551211.9869 | -395053.1787 | 1814607.9694 | 4734427.5503 | 5134615.7006 | 225738743.7257 | 69063863.5437 | -787363.3201 | 57118882.2824 | -253365987.0421 | 129032633.278 | 206861186.2506 | 61728171.62 | -311582490.582 | -10207786.0067 | -4112290.5467 | 105453566.0981 | -83689454.0972 | 71651019.559 | 24890378.5359 | -45666477.637 | 4625286.4278 | 0 | 0 | 0 | 0
Option 1B | $ | 78304923.6395 | 0 | -506.6992 | 9229.832 | 365470.93 | -11999737.9721 | 365119.6811 | 2143967.3306 | 4216189.7371 | 3441935.9078 | 143371791.6546 | 4325849.7225 | 742628.9791 | -39329742.5574 | -232347222.1185 | 217010674.8645 | 7011427.6375 | 166720799.3608 | -110266780.191 | -18662141.2793 | 12015837.3766 | -14786418.0242 | 29970659.4947 | 17762501.6654 | 1414749.8877 | -59701543.849 | 3113394.125 | 0 | 0 | 0 | 0
Option 1C | $ | 157001201.4034 | 0 | 261.076 | 4326.4175 | 76805228.3782 | 33748929.0183 | -532701.1344 | 239905.5882 | 1364948.2071 | 1584871.1184 | 78264645.9441 | -48984381.9444 | -202928.0943 | 149936408.1061 | -51093030.0404 | -58301584.3242 | 204404781.2504 | -55547397.3119 | -202350398.9772 | -15177073.8285 | -5101015.5128 | 180196524.5675 | -115726392.1457 | 24542881.7529 | 12379211.5733 | -8223070.5232 | -1953345.6897 | 0 | 0 | 0 | 0
Option 1D | $ | 97069083.2169 | 0 | 309.6482 | 3909.8042 | 72629154.6696 | 37847177.5735 | -491510.4146 | 6188.1936 | 533211.1615 | -1952828.8707 | 58248030.0935 | -75736504.5599 | 413629.9056 | 93252810.0915 | -14669314.158 | -15685531.6757 | 12336846.0635 | 37407823.9881 | -120079045.7723 | -3368463.6403 | -3776610.0652 | 55595344.7252 | -50839554.3802 | 5775653.119 | -2465426.7933 | 5866173.7085 | -3268475.0958 | 0 | 0 | 0 | 0
Step change | Unit | NPV | FY 2019-20 | FY 2020-21 | FY 2021-22 | FY 2022-23 | FY 2023-24 | FY 2024-25 | FY 2025-26 | FY 2026-27 | FY 2027-28 | FY 2028-29 | FY 2029-30 | FY 2030-31 | FY 2031-32 | FY 2032-33 | FY 2033-34 | FY 2034-35 | FY 2035-36 | FY 2036-37 | FY 2037-38 | FY 2038-39 | FY 2039-40 | FY 2040-41 | FY 2041-42 | FY 2042-43 | FY 2043-44 | FY 2044-45 | FY 2045-46 | FY 2046-47 | FY 2047-48 | FY 2048-49
Involuntary load shedding
Option 1A | $ | 7923449.8414 | 0 | 0.038301 | 0.036043 | -3409504.9142 | 712031.6996 | 6754387.1241 | 0.051036 | 0.054042 | 0.057414 | 526810.1343 | -2333728.9394 | -57991.5571 | 0.072133 | -2154434.8439 | -2226317.14 | -422119.3942 | -642598.561 | 0.095389 | 0.10092 | -44022.6417 | 23549071.2834 | 0.1197 | 1576431.1316 | -56093.3578 | 1202409.9822 | 0.15036 | 0 | 0 | 0 | 0
Option 1B | $ | -12497995.801 | 0 | -1.142 | 1.0962 | -6156663.2037 | 1151613.1481 | 653462.5239 | -1.522 | -1.6114 | -1.712 | -432090.4475 | -2179488.1922 | -809613.2955 | -2.1517 | -6262152.8571 | -6706980.9333 | -1285064.0737 | 415088.9496 | -2.8474 | -3.0121 | -33674.0196 | 175256.9128 | -3.5759 | 2027197.6532 | -3093.8076 | -1458046.2541 | -4.4809 | 0 | 0 | 0 | 0
Option 1C | $ | 16598834.3475 | 0 | 0.23936 | 0.22525 | 4729418.0777 | 137944.2746 | 10319723.8361 | 0.31887 | 0.33756 | 0.35867 | -2691496.6922 | -545027.949 | -1398742.816 | 0.4508 | 1621426.4504 | 1274147.8638 | 241808.3624 | -2164942.0382 | 0.59684 | 0.63141 | 0.66798 | 19177461.0797 | 0.75002 | -478262.6028 | -26806.5633 | -142460.3398 | 0.94333 | 0 | 0 | 0 | 0
Option 1D | $ | 5110158.092 | 0 | -1.2253 | 1.018 | 3234889.7931 | -774705.0925 | 7187245.4444 | -1.6318 | -1.7274 | -1.8356 | -2311940.4535 | -1.8227 | -1242321.2269 | -2.307 | 894655.4881 | -644449.9175 | -294629.8529 | -1286042.6836 | -3.0548 | -3.232 | -3.4191 | -121002.3678 | -3.8406 | -239435.8854 | -20228.6734 | -89304.7139 | -4.8345 | 0 | 0 | 0 | 0
Difference in timing of unrelated expenditure
Option 1A | $ | 39097225.938 | 0 | 0.46544 | 0.030395 | 14286756.8655 | -0.023198 | -12259995.7603 | 18675692.3094 | 0.024542 | 29160234.5963 | -4765507.75 | -4600328.3972 | -4718042.2944 | -3242069.8524 | 19762455.5986 | -3888322.8374 | -0.013111 | 18813689.0418 | -18129956.7561 | -5145571.7114 | -11636383.707 | 23713870.9071 | -3088381.4783 | 6571572.2942 | -0.019742 | 3793635.1969 | 21090.9535 | 0 | 0 | 0 | 0
Option 1B | $ | 36499951.9101 | 0 | -13.699 | -1.0417 | 28643805.7385 | -71023.7943 | -18561071.8231 | 23782386.6134 | -0.46475 | 26672644.6063 | 19272925.6458 | -46560613.5985 | 1683356.2358 | -1768698.6296 | 5775784.5776 | 1479693.3086 | -0.44624 | -6641541.5876 | -602744.8439 | -1114136.9934 | -4296526.0188 | 8949670.1663 | 1007642.2393 | 14285493.1568 | -0.014385 | 768138.044 | -3001214.9244 | 0 | 0 | 0 | 0
Option 1C | $ | -10615401.1497 | 0 | 2.8513 | 0.18121 | -27974784.477 | 0.10114 | 7741067.1165 | 1213492.3896 | 0.10556 | 13612265.5909 | -4543431.6911 | -11199803.1468 | 1996083.614 | -2757249.0713 | 8578919.2324 | -3517677.8934 | 0.060015 | 17727811.7996 | -7678836.5969 | -3301630.1721 | 3593099.9304 | 5491007.9534 | 698270.4218 | -6926461.0574 | 0 | 3367519.9105 | 188089.3981 | 0 | 0 | 0 | 0
Option 1D | $ | -6306551.6118 | 0 | -14.5735 | -1.1125 | -22448224.2926 | -1286659.4914 | 12704791.5842 | -710954.0975 | -0.57078 | 8660026.6758 | -2427970.3356 | -7851817.9047 | 489651.052 | -468523.6611 | 7469931.7953 | 481437.8658 | -0.58169 | 9182846.6158 | -5713985.9322 | -3766925.8405 | 4624355.8284 | -2131158.4809 | 2829873.6825 | -3361243.049 | -0.054141 | 1512029.8392 | 923118.051 | 0 | 0 | 0 | 0
Fuel consumption from generation dispatch
Option 1A | $ | 71277159.2926 | 0 | -216.9754 | -89108.5136 | 766400.7291 | 2202247.7943 | 846049.9732 | -241166.3879 | 398310.4204 | 2466050.6807 | 3114533.6679 | 1364730.3166 | 3382471.738 | 8906343.4638 | 9085491.8571 | 15633288.0451 | -3320579.2871 | 6289345.8798 | 2047622.2951 | 9492134.9318 | 7043800.7631 | 17509036.1664 | 14670758.4279 | 21795397.7854 | 20975986.8141 | 29462674.5803 | 23666269.1149 | 0 | 0 | 0 | 0
Option 1B | $ | 55378619.7897 | 0 | -40.6807 | -17478.7123 | -1945820.8874 | -1111816.1081 | 1133984.9362 | 434657.9888 | 337222.0684 | 2228893.4973 | 826928.4012 | -49490.8272 | 2011785.4667 | 7351133.2477 | 9463154.8383 | 5451871.5278 | 1913561.8399 | 7945020.773 | 5977456.4919 | 7663704.5009 | 4572030.8619 | 11749707.8372 | 16336158.3196 | 12770153.2537 | 19028170.4731 | 28208731.2044 | 20497656.2157 | 0 | 0 | 0 | 0
Option 1C | $ | 17759977.2321 | 0 | -1.6025 | 18383.3376 | 7515456.4699 | 8221826.344 | -45530.7692 | -877864.4399 | -594924.4549 | -716760.6552 | -242251.1852 | 2121229.4119 | 1252324.1541 | 2606189.281 | 1056354.5191 | 8314564.7973 | -5542355.4356 | -794420.2096 | -4213645.1671 | 772244.8785 | -39977.7784 | 5607115.1091 | -1568833.5096 | 2931582.5432 | 1825920.3488 | -2210881.981 | 257678.625 | 0 | 0 | 0 | 0
Option 1D | $ | 14910495.2214 | 0 | -51.4847 | 11181.0572 | 5842473.379 | 6723967.0606 | -702009.7402 | -696541.9419 | -661320.1738 | -712602.6904 | -244832.8004 | 1522794.4663 | 857550.673 | 3190311.9545 | 457209.3059 | 3802014.285 | 337307.7627 | 626494.5724 | -1735114.6299 | 883905.2875 | -986510.0369 | 2115445.828 | -371293.5107 | 2125911.7842 | 803787.2034 | -824685.2667 | 561852.4925 | 0 | 0 | 0 | 0
Voluntary load curtailment
Option 1A | $ | 32177867.0275 | 0 | 0.1242 | 0.12696 | 326759.2659 | -347400.6915 | -87413.876 | 0.17382 | 0.18133 | 0.20203 | -54288.3398 | -13709.1159 | 15611.9598 | 36622.8838 | -125948.4198 | 1029955.5112 | 1788107.6385 | 5191955.2424 | 0.34938 | 0.37876 | 54166.8367 | 8041186.4807 | 1491829.4799 | 15862208.9699 | 5302770.2736 | 27996406.0334 | 47052994.7886 | 0 | 0 | 0 | 0
Option 1B | $ | 21139245.2796 | 0 | -3.6898 | -3.8781 | 75128.6794 | -601233.6649 | -82953.2424 | -5.1605 | -5.3494 | -5.9253 | -94194.1207 | 11808.8696 | 8735.3647 | -56418.3774 | -126695.1992 | 12459.268 | -238271.937 | -613163.7937 | -10.4017 | -11.093 | 54993.429 | 8541.519 | -634555.4721 | 14972186.1449 | 1158125.4935 | 26135139.2852 | 41611436.6672 | 0 | 0 | 0 | 0
Option 1C | $ | 6979162.2946 | 0 | 0.76596 | 0.79873 | 590610.5036 | -15174.246 | 10066.092 | 1.0696 | 1.1098 | 1.2281 | 35875.6352 | -1581.6953 | 92617.7287 | 55916.5535 | 118693.0389 | 1038139.3688 | 1729006.3578 | 4468843.5539 | 2.1607 | 2.3031 | -280.8564 | 7699503 | 2046679.5223 | 823120.7896 | 3682658.4583 | -2291173.9614 | -3101029.2186 | 0 | 0 | 0 | 0
Option 1D | $ | 1658574.448 | 0 | -3.9204 | -4.1337 | 322154.8131 | -13474.8424 | 28955.0195 | -5.4774 | -5.6811 | -6.2898 | 37339.6957 | -1259.0979 | 93847.7458 | 10571.3014 | 118682.743 | 666753.2384 | 906941.0247 | -5735.0353 | -11.0142 | -11.7472 | -7557.983 | -120598.4359 | 106276.4734 | 517041.6831 | 487856.0788 | -803684.5672 | 1699244.3034 | 0 | 0 | 0 | 0
Costs for non RIT-T proponent parties
Option 1A | $ | 263752388.5926 | 0 | 25.0666 | 5712.3229 | 241003185.4276 | -25818571.8867 | -30832355.0994 | -15992333.0316 | 13689884.2932 | 31068519.5879 | 24718120.7504 | 29945652.2236 | -61354288.6633 | -38400783.2533 | 56185035.995 | -33165493.3007 | 104465495.4274 | 117464705.0227 | 5158211.0546 | -71372234.0973 | -23685709.3446 | 8533108.4398 | 13928558.9326 | -6189044.1551 | -895079.7772 | 77237946.9735 | -13621875.7805 | 0 | 0 | 0 | 0
Option 1B | $ | 149603622.0968 | 0 | -425.6051 | 1159.5013 | 118803954.0349 | -581576.1402 | -80926046.9351 | -19372156.9704 | 32811639.7173 | 47983025.0127 | -4829252.4229 | 47543116.2409 | -50438706.5527 | -67766417.5727 | 124417047.0089 | -16506294.5009 | 22738175.5444 | 100697666.0947 | -11878716.3806 | -7517979.6913 | -12638830.8593 | 2319298.3742 | 9313486.7741 | -9281753.9234 | -917745.3796 | 46924111.0646 | -7261537.6953 | 0 | 0 | 0 | 0
Option 1C | $ | 71821689.697 | 0 | 89.409 | -437.6493 | -11807106.4779 | 712140.4905 | 118553019.7529 | 32136522.8908 | -14988561.3156 | -29372745.3708 | 35998504.6177 | -61378287.0056 | 21409415.2247 | 5947516.0704 | -59567858.7527 | -2787748.6173 | 86144502.9612 | -604978.6338 | -9320636.3002 | -36897836.8352 | -19871805.8929 | 71510.4563 | 7599435.5516 | -2470777.0637 | 151514.3698 | 29448623.8817 | 1280902.5429 | 0 | 0 | 0 | 0
Option 1D | $ | 48450360.9754 | 0 | -455.6154 | -732.3652 | 3563789.4663 | -6431780.1903 | 105517207.291 | 16828765.4048 | -11144435.4004 | -27976871.0608 | 19973551.8795 | -50326752.0708 | 28651504.0337 | -31776443.3138 | -19957302.4183 | 20804498.5157 | -2199915.2381 | 25683715.5998 | -3110159.1939 | -19433893.4685 | -12869330.8403 | 2526980.7385 | 222537.977 | -1360876.9241 | 169708.2831 | 7466991.7805 | -610258.6193 | 0 | 0 | 0 | 0
Slow change | Unit | NPV | FY 2019-20 | FY 2020-21 | FY 2021-22 | FY 2022-23 | FY 2023-24 | FY 2024-25 | FY 2025-26 | FY 2026-27 | FY 2027-28 | FY 2028-29 | FY 2029-30 | FY 2030-31 | FY 2031-32 | FY 2032-33 | FY 2033-34 | FY 2034-35 | FY 2035-36 | FY 2036-37 | FY 2037-38 | FY 2038-39 | FY 2039-40 | FY 2040-41 | FY 2041-42 | FY 2042-43 | FY 2043-44 | FY 2044-45 | FY 2045-46 | FY 2046-47 | FY 2047-48 | FY 2048-49
Involuntary load shedding
Option 1A | $ | 6776426.0059 | 0 | -21.8353 | -13.3551 | 3203422.3081 | -1030198.3289 | 1447633.8399 | 2401294.8034 | 1166324.3027 | 1434810.662 | -10952864.6304 | -314908.242 | 7.5373 | 760996.7991 | -1453671.1039 | 501451.8109 | -266817.7726 | 6953095.8222 | 84697.4342 | 6506526.988 | 2192017.7779 | -25653.656 | -110915.4318 | -181127.5184 | 3672639.4703 | 784985.186 | 16.2715 | 0 | 0 | 0 | 0
Option 1B | $ | 1216215.1144 | 0 | -21.8411 | -13.3612 | -93.8282 | 4.5072 | 0.89289 | 157494.4611 | 105895.0768 | 90733.1569 | 659113.6597 | 2144.0705 | 7.5258 | -55783.111 | -1105879.2075 | -2097059.9848 | -650906.8915 | 4961215.3703 | 7.9553 | 2589019.0166 | 275335.3393 | 85390.7688 | -1720120.1885 | -1996825.8314 | 1056047.2685 | 223715.5433 | 16.2468 | 0 | 0 | 0 | 0
Option 1C | $ | 4650599.5078 | 0 | -20.9511 | -13.5042 | 3294974.4055 | -969488.554 | 1447633.6627 | 2401294.6158 | 1166324.1042 | 1434810.4512 | -12628625.9822 | -354906.7189 | 7.2572 | 685013.875 | -516039.8702 | 850480.1643 | -266818.0826 | 4074280.5533 | 84697.0447 | 2064566.4901 | 3039531.5865 | 713199.997 | 785552.0303 | 2051731.389 | 1243600.3428 | 1927120.3299 | 15.6668 | 0 | 0 | 0 | 0
Option 1D | $ | 1525.5359 | 0 | -21.8341 | -13.3537 | 450442.7683 | -999393.5491 | 363279.1942 | 488001.3596 | -131011.9046 | 1102173.0448 | -5207610.0727 | 542325.9628 | 7.5398 | -1078654.7463 | 234445.2734 | -234700.6534 | -266872.6582 | 570530.6657 | -2.1175 | 2961344.4569 | 1906344.586 | -421382.0763 | 1394184.9441 | 1226246.6485 | -135217.3599 | 477361.7322 | 16.2769 | 0 | 0 | 0 | 0
Difference in timing of unrelated expenditure
Option 1A | $ | 9312442.8615 | 0 | 51.4472 | 1.7482 | 6.0559 | 1.9517 | 2.5437 | 3.7097 | 3.4742 | 2.5923 | 14.9894 | 20.5564 | 1.2848 | 0.74282 | 6.896 | 7.4136 | 1.156 | 40715486.4971 | -3176357.2878 | -10453921.4379 | 5224271.5056 | -4485329.8484 | -4819596.3701 | -2139174.6645 | 2.526 | -2472942.46 | -879294.9257 | 0 | 0 | 0 | 0
Option 1B | $ | 2902103.0337 | 0 | 51.3699 | 1.7482 | 6.0483 | 1.9517 | 2.5437 | 3.7085 | 3.4734 | 2.5923 | 14.9514 | 20.509 | 1.2848 | 0.74282 | 6.8826 | 7.3667 | 1.1803 | 33796017.8004 | -375233.4881 | -18832522.5556 | -688427.4309 | 1201681.4291 | -116076.8851 | -13571660.0551 | 2.5216 | 21103.8728 | -791114.453 | 0 | 0 | 0 | 0
Option 1C | $ | 853687.5336 | 0 | 49.5358 | 1.7482 | 5.8718 | 1.9517 | 2.476 | 3.4213 | 3.3753 | 2.5607 | 14.3933 | 19.8321 | 1.1747 | 0.74282 | 6.6388 | 7.1645 | 1.1192 | -826407.1427 | -1271017.1833 | 1063775.1122 | 4110461.1802 | -4562711.4927 | -1788941.9723 | 6378553.2447 | 2.4394 | 371702.7948 | -255084.9002 | 0 | 0 | 0 | 0
Option 1D | $ | 697356.3367 | 0 | 51.4639 | 1.7482 | 6.0489 | 1.9517 | 2.5437 | 3.7095 | 3.4745 | 2.5923 | 14.9765 | 20.5571 | 1.2848 | 0.74282 | 6.8941 | 7.3976 | 1.1808 | 2365393.8199 | -2326936.8332 | 928305.162 | 2379625.6246 | -4208799.2085 | -1884523.0374 | 4316572.9623 | 2.5256 | 909847.8125 | -378893.5479 | 0 | 0 | 0 | 0
Fuel consumption from generation dispatch
Option 1A | $ | 58799352.8491 | 0 | 6.538 | -14634.7443 | 4240185.399 | 3911946.7439 | 4480419.7468 | 4070540.5044 | 5125764.3149 | 5776020.8584 | 2646546.7581 | -1167078.2444 | -2100083.5098 | -1125943.6956 | 2032898.9376 | 6369576.9542 | 1681643.915 | 1316092.9839 | -8855743.8738 | 21396638.7622 | 7610024.6068 | 15444001.0223 | 9950279.9619 | 16968043.5356 | 16125888.8507 | 19249940.912 | 10506366.2485 | 0 | 0 | 0 | 0
Option 1B | $ | 96441769.4038 | 0 | -3.7901 | -7485.8547 | 4151700.5238 | 3326605.6496 | 3785912.7217 | 3561365.9672 | 4160950.6382 | 4091568.3029 | 2970269.6863 | 2360473.4109 | 2147119.3267 | 2509804.1082 | 2196462.6269 | 976552.6571 | 953652.0818 | 3978418.2302 | 410202.2259 | 30539031.0745 | 28624366.3041 | 27195975.6981 | 15807390.3877 | 28833286.3594 | 30195383.0116 | 34796571.2684 | 25658848.8341 | 0 | 0 | 0 | 0
Option 1C | $ | -41021351.4551 | 0 | 11.5933 | 3858.5907 | 69568.8003 | 619218.594 | 640120.8476 | 476403.1387 | 885634.4869 | 1723075.3929 | -2414477.3495 | -5164674.463 | -5748718.2815 | -5216470.8814 | -1165615.6234 | 3634497.8786 | -881517.2525 | -4897441.6243 | -8464878.8008 | -7069372.1707 | -14450352.6645 | -10550860.7892 | -10230239.1243 | -9936496.4306 | -12041085.1707 | -11153747.2121 | -19487966.8696 | 0 | 0 | 0 | 0
Option 1D | $ | -27396666.9289 | 0 | 12.6846 | 3475.3269 | 26669.3481 | 388531.3345 | 522513.6343 | 338003.3494 | 630974.3113 | 1317068.6005 | -1580584.5025 | -3458362.7064 | -3786685.3893 | -3454382.1883 | -1107782.8897 | 490097.5257 | -2073478.2382 | -5070107.8398 | -6688737.5498 | -6379929.7585 | -10336143.4956 | -5369035.5385 | -6315998.2029 | -3909571.9884 | -4822865.1961 | -3906341.3827 | -12472418.7096 | 0 | 0 | 0 | 0
Voluntary load curtailment
Option 1A | $ | -367204.034 | 0 | 4.5651 | 4.8044 | -6940.9533 | 104609.0036 | -11000.4401 | 21779.5151 | -29252.8698 | 110512.664 | -160077.4153 | -39153.6099 | 7.8888 | -11764.5693 | -187715.3067 | -44534.6055 | -41328.8354 | 196012.835 | -222851.3635 | 195548.8897 | 76230.1131 | 147696.7831 | -237036.0577 | -13825.7609 | 141607.9337 | -1315966.4364 | 6925.1493 | 0 | 0 | 0 | 0
Option 1B | $ | -449183.7324 | 0 | 4.5538 | 4.7975 | 4.8288 | 5.2996 | 5.6872 | 1568.9707 | 3152.5107 | 2887.1675 | 8351.9835 | -6.5577 | 7.8763 | 15059.8539 | -24914.6122 | -58031.9526 | -11575.7414 | 56743.2241 | -185469.5671 | 52650.4612 | -140875.1564 | 599254.7001 | -159476.4427 | -98953.3764 | -198390.4013 | -1488369.9581 | -35730.0329 | 0 | 0 | 0 | 0
Option 1C | $ | 230603.0427 | 0 | 4.3857 | 4.628 | -28028.2867 | 69419.4897 | -10986.2992 | 21779.3025 | -29253.0587 | 110512.361 | -232151.6826 | -41891.99 | 7.5953 | -56902.2 | -296796.9267 | -49473.8557 | -51265.9457 | 219642.991 | 245468.6026 | 219409.6512 | 92206.5217 | 288167.4274 | -230948.6568 | 44008.1641 | 283706.7208 | 366369.9193 | 47741.6472 | 0 | 0 | 0 | 0
Option 1D | $ | -205072.5717 | 0 | 4.5683 | 4.8058 | -23260.6662 | -22078.4093 | -31535.2523 | 8039.8913 | -31190.4972 | 23417.2889 | -129684.9545 | -5724.8329 | 7.8909 | -37975.6387 | -233846.7387 | -9609.717 | 570.2711 | 62290.3963 | 58134.862 | 161747.1273 | 71559.3894 | -95594.1646 | -128908.7644 | -28743.7384 | 79243.8251 | 11496.0414 | 28760.1814 | 0 | 0 | 0 | 0
Costs for non RIT-T proponent parties
Option 1A | $ | 185881488.9447 | 0 | 1842.2789 | 2639.2809 | 125403706.5866 | 532658.9834 | 28127921.3991 | -7060324.8315 | 364788.2161 | -10037711.9107 | 141800241.7086 | 13339969.458 | -1058824.433 | -812001.3371 | -12787821.7438 | -9421577.9902 | -970628.92 | 6084782.3679 | 112058208.5351 | -191141992.506 | 30379391.2671 | -10527832.9936 | 30423396.5904 | -55968733.9086 | -12965506.1461 | 17614427.7015 | 5316604.7601 | 0 | 0 | 0 | 0
Option 1B | $ | -23349245.0325 | 0 | 1838.9636 | 1182.0555 | 491035.8847 | 670287.5726 | 666638.4853 | -1113367.1396 | 317900.5035 | 628795.8698 | 10053163.8561 | 4831078.765 | 93818.8495 | 337298.5448 | 25997271.4589 | 7024158.2122 | 51622.9245 | -51669741.417 | 63241102.7763 | -168804746.8059 | -6419008.2853 | -576169.5796 | 77411121.8585 | -50622107.1226 | -2872719.6488 | 7873177.389 | 5882015.2928 | 0 | 0 | 0 | 0
Option 1C | $ | 208258641.3171 | 0 | 1772.7698 | 2111.5797 | 123867052.3365 | -148117.9452 | 28414285.1256 | -7598279.302 | 5093.4555 | -10421030.2566 | 153249346.3961 | 8903327.9475 | -1349910.1192 | -1455659.5637 | -47645897.8678 | -2857010.4739 | -1226253.0631 | 34913609.5985 | 28961896.198 | -10238512.5933 | 6037655.4963 | -1822236.5078 | -4597896.9179 | -28824543.895 | -15393675.5762 | 6309585.6906 | 7795749.3355 | 0 | 0 | 0 | 0
Option 1D | $ | 151440580.0121 | 0 | 1839.4208 | 1922.2487 | 111019172.9825 | -130134.0167 | 28441858.4685 | -17862479.5415 | 5172.9303 | -3783352.3391 | 77928580.6185 | -242787.7793 | -880862.5885 | -953634.768 | -14827200.0272 | -5436024.5509 | -783308.5036 | 52847491.4718 | 2050557.7877 | -5715334.09 | -6074442.7788 | -8296471.9268 | 1190864.7146 | -28952308.6059 | -8625300.0243 | 2335821.5049 | 8722447.71 | 0 | 0 | 0 | 0
Fast change | Unit | NPV | FY 2019-20 | FY 2020-21 | FY 2021-22 | FY 2022-23 | FY 2023-24 | FY 2024-25 | FY 2025-26 | FY 2026-27 | FY 2027-28 | FY 2028-29 | FY 2029-30 | FY 2030-31 | FY 2031-32 | FY 2032-33 | FY 2033-34 | FY 2034-35 | FY 2035-36 | FY 2036-37 | FY 2037-38 | FY 2038-39 | FY 2039-40 | FY 2040-41 | FY 2041-42 | FY 2042-43 | FY 2043-44 | FY 2044-45 | FY 2045-46 | FY 2046-47 | FY 2047-48 | FY 2048-49
Involuntary load shedding
Option 1A | $ | -34841473.2756 | 0 | -0.23603 | -2996610.2962 | 1067140.491 | -5911676.4336 | -14899835.0846 | 2.7189 | 2.8792 | 9818.4205 | 3.2306 | -148000.3826 | 2853541.0175 | -246740.555 | -2335967.3902 | -1446256.4525 | 38781.0254 | -9025439.957 | 5.1075 | 5.4088 | -794874.2098 | -6355755.6403 | -4520055.0023 | -27996165.4316 | -1063259.6974 | 2571278.4191 | 8.0861 | 0 | 0 | 0 | 0
Option 1B | $ | -20968410.4521 | 0 | 1.1866 | -0.9148 | 2434131.2803 | -1040875.0707 | 356106.8832 | -1.2942 | -1.3701 | 297983.5751 | -1.5379 | -988633.3245 | 2108147.961 | -2683523.3448 | -4692091.7387 | -5377649.1907 | -1473504.0123 | -16316220.0705 | -2.4359 | -2.5806 | -1034955.7295 | -3335839.5106 | -1949127.1517 | -25424671.2609 | -594665.8194 | 1753720.5404 | -3.8801 | 0 | 0 | 0 | 0
Option 1C | $ | -9458920.0541 | 0 | -0.095944 | -1186308.131 | 1139339.5372 | -2644926.0033 | -6924713.9491 | 2.9291 | 3.1018 | -2323554.85 | 3.4802 | 3.6908 | -222278.3353 | 842396.5839 | 2110023.4343 | 1205733.559 | 38781.3819 | -467332.7928 | 5.5007 | 5.8249 | 79618.8232 | -1758939.0793 | -2867051.6901 | -2253990.2899 | -158091.1129 | 1322192.4587 | 8.7029 | 0 | 0 | 0 | 0
Option 1D | $ | -7266519.3098 | 0 | 0.23158 | 0.24505 | 1163244.0403 | -2840384.1 | -7470361.9329 | 0.3472 | 0.36788 | -2289631.9402 | 0.41243 | 0.45945 | 1482.3875 | 436626.5016 | 1868455.8734 | 979573.3245 | 38777.0514 | -394475.2477 | 0.65012 | 0.68818 | 48088.5107 | 202019.2013 | -343198.4849 | -366085.9352 | -143326.0289 | 922901.8828 | 1.0184 | 0 | 0 | 0 | 0
Difference in timing of unrelated expenditure
Option 1A | $ | 39482133.7267 | 0 | 25.2656 | 0.96056 | -14053697.8854 | 23323090.38 | 10059644.6232 | 30887605.1665 | -979815.9635 | -10697934.9541 | 14337512.6645 | -10209369.2185 | 3442018.0553 | 8708055.6902 | 11798169.7848 | -8922531.6259 | 32.8892 | -11815619.3856 | -11964920.1172 | -4546399.0411 | -7655469.3854 | 16168668.8956 | 11663424.3902 | -13561377.5155 | 0 | 31019667.7785 | -5333088.5128 | 0 | 0 | 0 | 0
Option 1B | $ | 34763804.8613 | 0 | -11.8949 | -0.39637 | 915298.94 | 35678108.2196 | -21620644.4822 | 23201910.1394 | -582874.6814 | -8676872.2624 | 19976492.8682 | -21842277.2151 | -1611768.1905 | 16088212.8366 | 5279368.4757 | -12649881.549 | -13.8971 | 4631046.3202 | -13660666.8594 | 10672468.9317 | -7335926.4961 | 2009794.6334 | 21654699.1793 | -13345363.6896 | 0 | 20155487.9217 | -3381387.8315 | 0 | 0 | 0 | 0
Option 1C | $ | -9094246.9011 | 0 | 27.256 | 1.0337 | -42786404.2942 | 27645746.9992 | 19577936.217 | -5641986.6549 | 56582.0194 | 3474202.5506 | -6209400.269 | 5059243.3685 | -2015645.5147 | -14868536.3611 | 5189390.898 | 6399750.8487 | 33.5883 | -14147553.759 | 1096269.464 | 10344258.8408 | -1563315.7106 | -1130592.3497 | -5461231.3574 | 3668983.8362 | 0 | -626582.2341 | -875932.4821 | 0 | 0 | 0 | 0
Option 1D | $ | -4777975.9183 | 0 | 3.2694 | 0.2137 | -26741590.2126 | 15072462.4553 | 16651372.4131 | -5357155.3916 | 1288441.6954 | -1969145.4926 | 119064.7029 | 4466403.9197 | -4238781.5911 | -5591000.3034 | 10621805.4216 | 856128.5951 | 8.1318 | -19559440.4235 | -5616785.0722 | 12091233.916 | -1590421.9722 | -1487835.3485 | -165032.1864 | 5262351.3417 | 0 | 78873.0318 | -310289.704 | 0 | 0 | 0 | 0
Fuel consumption from generation dispatch
Option 1A | $ | 114642151.1037 | 0 | 9.9392 | -78620.1577 | 8181177.0836 | -2576863.7279 | -4874870.767 | 120112.7198 | 1963968.9694 | -2438501.9537 | 2959102.5228 | 2536954.0451 | 7317844.7599 | 8843872.0611 | 5415772.9447 | 11813230.7452 | -2031296.6521 | 1675535.4599 | 11235946.8347 | 14805666.5775 | 18759677.5114 | 38074057.9586 | 40883871.1662 | 40930305.6217 | 22223667.8707 | 56600118.6385 | 67236742.3821 | 0 | 0 | 0 | 0
Option 1B | $ | 118440990.7008 | 0 | 1.2773 | 21013.6779 | 6369353.2529 | -1719531.1377 | 301163.9375 | 1216085.5326 | 2629715.0803 | 1641781.9891 | 2367808.6463 | 1728019.3444 | 5145124.8053 | 8824513.5982 | 10921236.1713 | 11065494.0364 | 5272671.5012 | 7641864.7081 | 8548837.2534 | 13845292.2269 | 17165335.999 | 37122809.9728 | 41341294.2618 | 31587701.6553 | 21531221.2215 | 47779785.2081 | 58828683.2216 | 0 | 0 | 0 | 0
Option 1C | $ | -13188803.2041 | 0 | 21.5092 | -79642.4362 | 11392277.7826 | -1797225.4626 | -4859235.9759 | -1573797.9664 | -1960243.3239 | -6495478.3432 | -2033998.3418 | 28282.1563 | 1963448.6598 | -878155.1212 | -6171087.3201 | -5156855.9742 | -10564859.7273 | -9483545.7556 | 2444507.3391 | 995471.1059 | 1827802.3354 | 649910.5924 | -777581.0558 | 5263588.0174 | -390907.1992 | 421026.4072 | 1565810.0123 | 0 | 0 | 0 | 0
Option 1D | $ | -5365364.5039 | 0 | 16.2011 | -57932.6192 | 7044265.7071 | -3010586.7324 | -4546233.6492 | -1487084.9656 | -1947417.6831 | -5124852.0907 | -2031729.8075 | -375230.412 | 1521590.8242 | 1171180.9634 | -2919119.7367 | -2548450.3297 | -2271885.0642 | 372116.9545 | 2679223.5172 | 1275903.8143 | 1766606.5155 | 2126717.9934 | 444423.8557 | 2959937.5191 | -465573.4863 | -835789.4824 | 1897568.8523 | 0 | 0 | 0 | 0
Voluntary load curtailment
Option 1A | $ | -1071709.5504 | 0 | 2.2579 | 2.3268 | 3488.6073 | -32186.8928 | -129607.056 | 3.0749 | -149937.6499 | -4249.499 | 4841.6244 | 2883.1886 | 473660.6148 | 789235.1974 | 253421.8313 | 372542.2613 | 216413.9573 | 258904.4292 | 182545.9981 | -109844.5063 | 75911.8614 | -1959910.4337 | -297180.8142 | -753795.3783 | -836061.0459 | -2887085.5942 | -424825.5131 | 0 | 0 | 0 | 0
Option 1B | $ | 1454120.8038 | 0 | -1.0705 | -1.1005 | 52245.776 | -42900.0561 | -5350.2471 | -1.4499 | -24814.5854 | 7843.1381 | 15717.5892 | -9648.689 | 468766.0497 | -284614.207 | -213540.4505 | -126838.9882 | -266530.108 | -156397.6005 | -16446.5828 | -106000.1861 | -210067.1121 | 114597.8064 | 77512.9966 | 2418698.7908 | -305496.5601 | 4236142.4272 | -70280.3106 | 0 | 0 | 0 | 0
Option 1C | $ | -2040505.1635 | 0 | 2.4275 | 2.5019 | -38771.3384 | 2.9571 | -111672.8877 | 3.3177 | -33415.1983 | -125893.8808 | -43358.3903 | 2637.6373 | 85269.9588 | 808716.1622 | 477463.7943 | 425723.6345 | 425520.7897 | 285512.1929 | 156857.7648 | -11461.2186 | 153308.477 | -1683406.7993 | -923990.7914 | -2929334.2016 | -454461.6189 | -4124511.1259 | -622398.0471 | 0 | 0 | 0 | 0
Option 1D | $ | 369842.7843 | 0 | 0.27901 | 0.29165 | -8218.4988 | 0.35422 | -79866.0299 | 0.39859 | -98583.667 | -90947.5987 | -15053.0015 | 965.7463 | 66638.2999 | 73983.9414 | 64738.3332 | 58595.4172 | 127048.263 | 47460.2692 | 18274.528 | -5209.6906 | -4709.0764 | 36766.2211 | 25055.9093 | 243068.7275 | -13942.9496 | 1058844.0541 | -40340.3246 | 0 | 0 | 0 | 0
Costs for non RIT-T proponent parties
Option 1A | $ | 371174217.6133 | 0 | 859.3449 | 33894721.6189 | 159891035.314 | 181495995.7121 | -51376380.4022 | -63790348.964 | -34277941.6677 | 55276970.8908 | -66949334.6919 | -33553538.6002 | -89949282.8687 | 174367237.1047 | 31755783.8435 | -42329174.675 | 86897152.955 | 164577440.531 | -101827053.3312 | -16043852.1169 | -38518464.1446 | 162925685.2652 | 18452407.5448 | 139515741.8899 | -13655760.6985 | -28937530.6585 | 20293056.7641 | 0 | 0 | 0 | 0
Option 1B | $ | 174361797.927 | 0 | -396.6991 | 8021.9566 | -9918496.635 | 79654039.2105 | -31341387.7043 | -31310602.3991 | -3009152.3756 | 54220801.1573 | 12325409.8347 | 9409342.026 | -68252174.5259 | 105387828.4715 | 13873954.0431 | -47676691.8478 | 44626310.8408 | 171499581.4463 | -61603340.7709 | -12386554.5434 | 147008.1383 | 33502105.5877 | 14542430.6612 | 134543708.6175 | -14302291.3986 | -10037991.7701 | 8503797.5917 | 0 | 0 | 0 | 0
Option 1C | $ | 155290544.8473 | 0 | 934.0456 | 13411420.853 | 33117968.6332 | 176062143.2385 | 19287582.6365 | -18789298.4375 | -29402343.3373 | 6648671.1145 | -64074761.0641 | -68858214.2061 | -34211840.5932 | 94147951.1941 | -10230254.7065 | 63616980.6605 | 40875851.1219 | -12741692.5493 | -87528163.4208 | -14985875.2815 | -23663436.8981 | 116308483.8843 | 2961941.9245 | 6836075.8916 | -239695.0463 | -4916676.446 | 4510406.6202 | 0 | 0 | 0 | 0
Option 1D | $ | 89342290.6873 | 0 | 111.1884 | -10698.1587 | 48509286.1835 | 175211117.8331 | -7266394.2095 | -15679562.6903 | -28851435.0377 | -24994801.1566 | -44305003.7044 | -49602227.4153 | -30914350.5415 | 43225177.1988 | -10418345.8723 | 62345729.6455 | -32930199.3635 | 5882959.1672 | -2037497.0153 | -17036453.0358 | -15577248.0297 | 13104048.1695 | -4867068.9395 | 8874023.7194 | -416348.9349 | -649484.8946 | 3239290.2212 | 0 | 0 | 0 | 0