## Cover
Powerlink Contact
Ben McGregor
Team Leader Regional Grid Planning and Data Support
ben.mcgregor@powerlink.com.au
Note: Powerlink's 2023 Transmission Annual Planning Report Chapter 3 Energy and demand projections data should be reviewed in conjunction with the discussion contained in Chapter 3 of the 2023 Transmission Annual Planning Report.
Disclaimer: While care is taken in the preparation of the information in this document, and it is provided in good faith, Powerlink Queensland accepts no responsibility or liability for any loss or damage that may be incurred by persons acting in reliance on this information or assumptions drawn from it.
2023 Transmission Annual Planning Report
Chapter 3 Energy and demand projections data

## Index
Figure | Description
Figure 3.1 | Brisbane temperature ranges over summer and winter 2022/23 (1)
Figure 3.2 | Comparison of AEMO's 2022 ESOO Step Change scenario delivered demand forecast with the 2023 ESOO Step Change scenario (1)(2)
Figure 3.3 | Comparison of AEMO's 2022 ESOO Step Change scenario delivered energy forecast with the 2023 ESOO Step Change scenario (1)(2)
Figure 3.4 | Comparison of AEMO's 2022 ESOO Step Change scenario annual delivered minimum demand forecast with the 2023 ESOO Step Change scenario (1)(2)
Figure 3.5 | Cumulative Capacity of Queensland Rooftop PV (CER)
Figure 3.6 | Cumulative Capacity increase of Queensland rooftop PV
Figure 3.7 | Transmission delivered annual minimum demand for the Queensland region (1)(2)
Figure 3.8 | Cumulative Qld Battery Installations
Figure 3.9 | Load measurement definitions
Figure 3.10 | Historical and forecast transmission delivered energy
Figure 3.11 | Historical and forecast transmission delivered summer maximum demand
Figure 3.12 | Historical and forecast transmission delivered winter maximum demand
Table | Description
Table 3.1 | Possible large loads excluded from the Slow Change, Step Change and Hydrogen Export scenario forecasts
Table 3.2 | Average annual growth rate over next 10 years
Table 3.3 | Historical energy (GWh)
Table 3.4 | Forecast annual transmission delivered energy (GWh)
Table 3.5 | Forecast annual native energy (GWh)
Table 3.6 | Historical summer maximum demand at time of delivered peak (MW)
Table 3.7 | Forecast summer transmission delivered maximum demand (MW)
Table 3.8 | Historical summer maximum demand at time of native peak (MW)
Table 3.9 | Forecast summer native maximum demand (MW)
Table 3.10 | Historical winter maximum demand at time of delivered peak (MW)
Table 3.11 | Forecast winter transmission delivered maximum demand (MW)
Table 3.12 | Historical winter maximum demand at time of native peak (MW)
Table 3.13 | Forecast winter native maximum demand (MW)
Table 3.14 | Historical annual minimum demand (MW)
Table 3.15 | Forecast annual transmission delivered minimum demand (MW) (1)
Table 3.16 | Forecast annual native minimum demand (MW) (1)
Table 3.17 | Average ratios of zone maximum delivered demand to zone delivered demand at time of Queensland region maximum delivered demand
Table 3.18 | Annual transmission delivered energy by zone (GWh)
Table 3.19 | Annual native energy by zone (GWh)
Table 3.20 | State summer maximum transmission delivered demand by zone (MW)
Table 3.21 | State summer maximum native demand by zone (MW)
Table 3.22 | State winter maximum transmission delivered demand by zone (MW)
Table 3.23 | State winter maximum native demand by zone (MW)
Index
2022 TAPR Chapter 3 Energy and demand projections data

## Figure 3.1
Figure 3.1 | Brisbane temperature ranges over summer and winter 2022/23 (1) | [10 empty] | Index
Note:
(1) Long-term average based on years 2000 to 2022/23.
|  | Mean daily maximum (2022/23) | Mean daily minimum (2022/23) | Mean daily maximum (long term average) | Mean daily minimum (long term average)
| November | 28 | 17.4 | 28.3087 | 18.7696
| December | 28.1 | 18.9 | 29.6261 | 20.5348
| January | 30 | 20.9 | 30.4042 | 21.6125
| February | 30.9 | 21.5 | 30.1625 | 21.4125
| March | 30.8 | 21.5 | 29.1917 | 20.2792
| April | 27.3 | 16.9 | 27.1583 | 17.3667
| May | 24 | 11.6 | 24.4542 | 13.8208
| June | 23.3 | 11.3 | 22.0458 | 11.8042
| July | 22.6 | 11.5 | 21.975 | 10.4583
| August | 24.5 | 12.7 | 23.4083 | 10.9333
| Maximums | [13 empty] | Minimums
| sourced from: http://www.bom.gov.au/jsp/ncc/cdio/weatherData/av?p_nccObsCode=36&p_display_type=dataFile&p_stn_num=040913 | [13 empty] | sourced from: http://www.bom.gov.au/jsp/ncc/cdio/weatherData/av?p_nccObsCode=38&p_display_type=dataFile&p_stn_num=040913
| Year | Jan | Feb | Mar | Apr | May | Jun | Jul | Aug | Sep | Oct | Nov | Dec | Annual | Year | Jan | Feb | Mar | Apr | May | Jun | Jul | Aug | Sep | Oct | Nov | Dec | Annual
| 1999 | Dec: 27.2 |  | 1999 | [11 empty] | 18.3
| 2000 | 29.3 | 28.4 | 28.8 | 26.5 | 23.7 | 21 | 21.8 | 23.5 | 27 | 26.5 | 26.6 | 29.3 | 26 | 2000 | 20 | 19.8 | 20.1 | 17.7 | 14.6 | 10.7 | 9.2 | 9.8 | 13.4 | 16.6 | 17.7 | 20.4 | 15.8
| 2001 | 30.4 | 29.1 | 29.8 | 26.9 | 24.5 | 23.2 | 22.4 | 23.1 | 25.1 | 27.8 | 27.5 | 30.6 | 26.7 | 2001 | 21.1 | 20.3 | 20.8 | 17.3 | 12.9 | 11.8 | 9.9 | 9.5 | 12.9 | 15.9 | 18 | 21 | 15.9
| 2002 | 31.4 | 31.3 | 29.9 | 27.8 | 24.1 | 22.4 | 22.5 | 22.5 | 26.3 | 27.6 | 28.3 | 29.7 | 27 | 2002 | 21.6 | 21.8 | 19.7 | 17.3 | 13.4 | 11.2 | 8 | 11.3 | 14.2 | 15.9 | 18.6 | 20.1 | 16.1
| 2003 | 30.4 | 28.8 | 27.9 | 26.2 | 24.1 | 22.4 | 21.2 | 22.6 | 27.6 | 26.5 | 27.7 | 29.1 | 26.2 | 2003 | 20.2 | 21.2 | 19.2 | 17 | 13.6 | 11.8 | 9.9 | 10.8 | 13.5 | 15.7 | 17.2 | 20.6 | 15.9
| 2004 | 31.5 | 32.2 | 29 | 27.4 | 24.7 | 23.3 | 23 | 23.6 | 25.2 | 28.4 | 28.2 | 29.3 | 27.2 | 2004 | 22.4 | 22.3 | 20.3 | 17.8 | 12.2 | 10.7 | 9.8 | 9.9 | 13 | 17.1 | 18.5 | 20.3 | 16.2
| 2005 | 30.2 | 30.8 | 29.3 | 27.7 | 24.8 | 21.9 | 22.4 | 23 | 25.5 | 28.3 | 28.1 | 32.1 | 27 | 2005 | 21.5 | 21.9 | 18.9 | 17.7 | 13.7 | 12.8 | 11.3 | 10.6 | 13.6 | 18.3 | 19.8 | 21.9 | 16.8
| 2006 | 30.6 | 30.8 | 28.3 | 27.8 | 25 | 21.8 | 22.5 | 24 | 24.2 | 25.9 | 27.6 | 27.4 | 26.3 | 2006 | 22.5 | 22.2 | 19.8 | 16.9 | 12.4 | 11.4 | 10.7 | 11.1 | 14.3 | 16.1 | 18.1 | 18.7 | 16.2
| 2007 | 29.8 | 29.4 | 30.8 | 28 | 26.5 | 20.4 | 21.3 | 23.1 | 25.5 | 27.9 | 26.7 | 28.5 | 26.5 | 2007 | 21.3 | 20.8 | 20.6 | 17.3 | 16 | 12.2 | 8.3 | 11.4 | 13.8 | 17.5 | 18.3 | 20.5 | 16.5
| 2008 | 28.9 | 29 | 27.3 | 26.1 | 24.3 | 22.9 | 20.6 | 21.6 | 24.6 | 24.9 | 28.2 | 30.2 | 25.7 | 2008 | 21.5 | 20.9 | 18.1 | 15.6 | 12.3 | 12.4 | 10.4 | 8.9 | 14.5 | 14.7 | 19.3 | 20.7 | 15.8
| 2009 | 30.1 | 29.9 | 29 | 27.4 | 24 | 21.6 | 21.4 | 25.5 | 26.7 | 27.8 | 29.5 | 30.2 | 26.9 | 2009 | 21.3 | 21.5 | 20.1 | 17.8 | 14 | 11.3 | 10.2 | 12.1 | 13.6 | 15.6 | 19.7 | 21.6 | 16.6
| 2010 | 31.1 | 30.1 | 28.2 | 27.3 | 23.8 | 21.6 | 21.7 | 22 | 24.8 | 24.8 | 26.6 | 27.8 | 25.8 | 2010 | 21.9 | 22 | 20.4 | 18.1 | 14 | 11.7 | 11.9 | 10.9 | 15.5 | 16 | 18.5 | 20.5 | 16.8
| 2011 | 29.6 | 30.6 | 28.7 | 26.2 | 23.4 | 20.9 | 21.5 | 22.6 | 24.9 | 25.6 | 28.8 | 27.6 | 25.9 | 2011 | 21.2 | 21.7 | 20.3 | 17.4 | 12.8 | 10.3 | 9.5 | 11.2 | 12.6 | 15.9 | 19.9 | 18.8 | 16
| 2012 | 28.7 | 29.8 | 28.2 | 26.5 | 24 | 21.1 | 21.4 | 23.3 | 25.5 | 27.3 | 28.2 | 30.5 | 26.2 | 2012 | 20.7 | 21.1 | 19.7 | 17.3 | 12.7 | 12.1 | 11.1 | 9.6 | 13.4 | 15.4 | 18.4 | 21 | 16
| 2013 | 30.5 | 28.5 | 28.4 | 26.7 | 23.3 | 21 | 21.8 | 24.8 | 27.2 | 28.8 | 28.5 | 29.7 | 26.6 | 2013 | 22.3 | 20.6 | 19.9 | 16.6 | 13.5 | 12.2 | 12.6 | 10.8 | 14.9 | 17 | 18.1 | 19.6 | 16.5
| 2014 | 30.7 | 30.2 | 29.2 | 28.2 | 25.1 | 23.3 | 22.4 | 22.7 | 25.2 | 27.8 | 29.6 | 29.9 | 27 | 2014 | 21.5 | 21.2 | 20.1 | 17.9 | 15.1 | 12.6 | 8.5 | 11.9 | 12.9 | 16.6 | 20.7 | 21.2 | 16.7
| 2015 | 30.5 | 29.3 | 30.2 | 26.1 | 24.5 | 21.6 | 21.1 | 23.7 | 24.7 | 27.1 | 29.2 | 29.2 | 26.4 | 2015 | 22.5 | 20.9 | 21.3 | 17 | 13.9 | 12.5 | 10.2 | 11.6 | 12.8 | 16.3 | 19.8 | 20 | 16.6
| 2016 | 30.4 | 32 | 29.9 | 28.8 | 27 | 21.5 | 22.5 | 23 | 24.9 | 27.1 | 30.2 | 30.1 | 27.3 | 2016 | 20.9 | 22 | 20.7 | 18.5 | 15 | 13.1 | 12.3 | 11.8 | 15.2 | 15.1 | 19.4 | 21.2 | 17.1
| 2017 | 31.4 | 32.5 | 30.6 | 26.2 | 24.7 | 22.8 | 22.9 | 24.7 | 27.3 | 27 | 27 | 30.7 | 27.3 | 2017 | 23 | 22.7 | 22 | 16.5 | 15.1 | 12.9 | 10.3 | 10.9 | 14.2 | 18.9 | 17.7 | 20.8 | 17.1
| 2018 | 31.8 | 29.7 | 28.7 | 27.8 | 24.8 | 22.6 | 23.2 | 24.3 | 24.9 | 26.1 | 29.8 | 30.1 | 27 | 2018 | 21.6 | 21.2 | 20.8 | 18 | 13.9 | 11.4 | 10.8 | 9.6 | 13.9 | 16.7 | 18.9 | 20.8 | 16.5
| 2019 | 31.9 | 31.6 | 31.2 | 26.9 | 24.9 | 22.8 | 23.5 | 24.1 | 27.4 | 26.8 | 30.6 | 31.9 | 27.8 | 2019 | 22.7 | 22 | 21.5 | 17.9 | 14.3 | 12.4 | 11.4 | 11.7 | 14.1 | 16.5 | 19.6 | 21.2 | 17.1
| 2020 | 30.9 | 29.9 | 28.7 | 28.7 | 24 | 22.7 | 22.1 | 23.4 | 25.9 | 27.8 | 28.9 | 29.9 | 26 | 2020 | 23.1 | 22.3 | 20.1 | 17.9 | 13.8 | 12.5 | 11.5 | 11.4 | 14.9 | 17 | 19 | 22.2 | 17.1
| 2021 | 29.9 | 30 | 28.5 | 26.3 | 23.9 | 21.7 | 21.7 | 23.8 | 25.2 | 28.3 | 27.3 | 29.5 | 26.3 | 2021 | 21.3 | 21.5 | 20.6 | 16.4 | 13.9 | 11.5 | 11.2 | 12 | 13.7 | 17.3 | 19.1 | 20.3 | 16.6
| 2022 | 29.7 | 29.1 | 29.2 | 27 | 23.8 | 21.3 | 19.9 | 22.4 | 24.3 | 25.8 | 28 | 28.1 | 25.7 | 2022 | 21.7 | 20.5 | 20.2 | 18 | 17 | 10.5 | 10.5 | 10.9 | 14.1 | 16.7 | 17.4 | 18.9 | 16.4
| 2023 | 30 | 30.9 | 30.8 | 27.3 | 24 | 23.3 | 22.6 | 24.5 | [5 empty] | 2023 | 20.9 | 21.5 | 21.5 | 16.9 | 11.6 | 11.3 | 11.5 | 12.7
| Long term AVG | 30.4042 | 30.1625 | 29.1917 | 27.1583 | 24.4542 | 22.0458 | 21.975 | 23.4083 | 25.6478 | 27.0391 | 28.3087 | 29.6261 | 26.5565 |  | 21.6125 | 21.4125 | 20.2792 | 17.3667 | 13.8208 | 11.8042 | 10.4583 | 10.9333 | 13.8696 | 16.4696 | 18.7696 | 20.5348 | 16.4478
| 10yr Avg | 30.72 | 30.52 | 29.7 | 27.33 | 24.67 | 22.36 | 22.19 | 23.66 | 25.7 | 27.26 | 28.91 | 29.91 | 26.74 |  | 21.92 | 21.58 | 20.88 | 17.5 | 14.36 | 12.07 | 10.82 | 11.45 | 14.07 | 16.81 | 18.97 | 20.62 | 16.77
| 5yr Avg | 30.48 | 30.3 | 29.68 | 27.24 | 24.12 | 22.36 | 21.96 | 23.64 | 25.54 | 26.96 | 28.92 | 29.9 | 26.56 |  | 21.94 | 21.56 | 20.78 | 17.42 | 14.12 | 11.64 | 11.22 | 11.74 | 14.14 | 16.84 | 18.8 | 20.68 | 16.74

## Figure 3.2
Figure 3.2 | Comparison of AEMO's 2022 ESOO Step Change scenario delivered demand forecast with the 2023 ESOO Step Change scenario (1)(2) |  |  |  |  | Index
Notes:
(1) AEMO’s 2023 ESOO forecast has been converted from ‘operational sent-out’ to ‘transmission delivered’ for the purposes of comparison. Refer to Figure 3.5 for further details.
(2) AEMO’s 2023 ESOO forecast has been adjusted for future uncommitted distribution connected renewables by Powerlink to incorporate the Queensland Government’s target of 50% renewable energy by 2030.
| Summer | Historical | Weather corrected | AEMO 2023 ESOO Step Change 50% PoE | AEMO 2022 ESOO Step Change 50% PoE
| 2013/14 | 7498 | 7398
| 2014/15 | 8019 | 7777
| 2015/16 | 8271 | 8101
| 2016/17 | 8392 | 8302
| 2017/18 | 8842 | 8577
| 2018/19 | 8951 | 8467
| 2019/20 | 8710 | 8605
| 2020/21 | 8890.4366 | 8660.2356
| 2021/22 | 9031.2676 | 8876.2387
| 2022/23 | 8915.7425 | 9109.6754 |  | 9047.3939
| 2023/24 |  |  | 9005.4163 | 9414.9563
| 2024/25 |  |  | 9137.4158 | 9487.516
| 2025/26 |  |  | 9373.6353 | 9863.7361
| 2026/27 |  |  | 9671.8351 | 9971.6293
| 2027/28 |  |  | 9761.0142 | 10256.4478
| 2028/29 |  |  | 9927.7244 | 10268.5558
| 2029/30 |  |  | 10223.344 | 10374.2589
| 2030/31 |  |  | 10347.7577 | 10548.3797
| 2031/32 |  |  | 10708.6046 | 10816.1674
| 2032/33 |  |  | 10879.3231

## Figure 3.3
Figure 3.3 | Comparison of AEMO's 2022 ESOO Step Change scenario delivered energy forecast with the 2023 ESOO Step Change scenario (1)(2) |  |  |  | Index
Notes:
(1) AEMO’s 2023 ESOO forecast has been converted from ‘operational sent-out’ to ‘transmission delivered’ for the purposes of comparison. Refer to Figure 3.5 for further details.
(2) AEMO’s 2023 ESOO forecast has been adjusted for future uncommitted distribution connected renewables by Powerlink to incorporate the Queensland Government’s target of 50% renewable energy by 2030.
| Financial year | Historical | AEMO 2023 ESOO Step Change | AEMO 2022 ESOO Step Change
| 2013/14 | 45145
| 2014/15 | 46780
| 2015/16 | 49094
| 2016/17 | 49880
| 2017/18 | 48739
| 2018/19 | 48764
| 2019/20 | 47860
| 2020/21 | 47421.236
| 2021/22 | 47405.2475
| 2022/23 | 46214.1247 |  | 47707.05
| 2023/24 |  | 44197.0768 | 48037.3252
| 2024/25 |  | 43701.8936 | 47327.7058
| 2025/26 |  | 44122.5054 | 49472.876
| 2026/27 |  | 44828.7905 | 50578.2211
| 2027/28 |  | 44930.5027 | 50220.516
| 2028/29 |  | 45792.1295 | 49244.9861
| 2029/30 |  | 48008.3986 | 48839.5751
| 2030/31 |  | 50104.6126 | 49033.2782
| 2031/32 |  | 52384.6988 | 50200.5922
| 2032/33 |  | 55156.6835

## Figure 3.4
Figure 3.3 | Comparison of AEMO's 2022 ESOO Step Change scenario annual delivered minimum demand forecast with the 2023 ESOO Step Change scenario (1)(2) |  |  |  | Index
Notes:
(1) AEMO’s 2023 ESOO forecast has been converted from ‘operational sent-out’ to ‘transmission delivered’ for the purposes of comparison. Refer to Figure 3.5 for further details.
(2) AEMO’s 2023 ESOO forecast has been adjusted for future uncommitted distribution connected renewables by Powerlink to incorporate the Queensland Government’s target of 50% renewable energy by 2030.
| Financial year | Historical | AEMO 2023 ESOO Step Change | AEMO 2022 ESOO Step Change
| 2013/14 | 3702
| 2014/15 | 3664
| 2015/16 | 3884
| 2016/17 | 4336
| 2017/18 | 4181
| 2018/19 | 4008
| 2019/20 | 3370
| 2020/21 | 3006
| 2021/22 | 3014
| 2022/23 | 2597 |  | 2308
| 2023/24 |  | 2190.6554 | 2026
| 2024/25 |  | 2013.3543 | 1772
| 2025/26 |  | 1859.0566 | 1658
| 2026/27 |  | 1715.1747 | 1413
| 2027/28 |  | 1493.1352 | 1079
| 2028/29 |  | 1292.3503 | 648
| 2029/30 |  | 1121.2137 | 376
| 2030/31 |  | 888.7613 | -124
| 2031/32 |  | 718.7024 | -231
| 2032/33 |  | 555.9374

## Figure 3.5
Figure 3.4 | Cumulative Capacity of Queensland Rooftop PV (CER)
1000000
Month | FY | Cumulative Capacity
2005-06-01 | 2004/05 | 0.0001595 | 0.1595 | 0.1595
2006-06-01 | 2005/06 | 0.00056734 | 0.56734 | 0.40785
2007-06-01 | 2006/07 | 0.00076532 | 0.76532 | 0.19798
2008-06-01 | 2007/08 | 0.0025173 | 2.5173 | 1.752
2009-06-01 | 2008/09 | 0.012721 | 12.721 | 10.2037
2010-06-01 | 2009/10 | 0.062315 | 62.3148 | 49.5938
2011-06-01 | 2010/11 | 0.26509 | 265.0893 | 202.7745
2012-06-01 | 2011/12 | 0.54887 | 548.8691 | 283.7798
2013-06-01 | 2012/13 | 0.93822 | 938.2208 | 389.3517
2014-06-01 | 2013/14 | 1.1613 | 1161.3295 | 223.1087
2015-06-01 | 2014/15 | 1.3985 | 1398.5024 | 237.1729
2016-06-01 | 2015/16 | 1.5747 | 1574.6732 | 176.1708
2017-06-01 | 2016/17 | 1.8298 | 1829.8312 | 255.158
2018-06-01 | 2017/18 | 2.193 | 2193.0183 | 363.1871
2019-06-01 | 2018/19 | 2.6818 | 2681.7701 | 488.7518 |  | Last TAPR 1/7 PV figure
2020-06-01 | 2019/20 | 3.3545 | 3354.5338 | 672.7637
2021-06-01 | 2020/21 | 4.1741 | 4174.1364 | 819.6026
2022-06-01 | 2021/22 | 4.8893 | 4889.2668 | 715.1304 |  | 4832
2023-06-01 | 2022/23 | 5.6147 | 5614.7397 | 725.4729 | 782.7397
65.2283

## Figure 3.6
Figure 3.4 | Cumulative Capacity increase of Queensland rooftop PV | [7 empty] | Index
State | FY | AvgInstallationSize | NoInstallations
ACT | 2004/05 | 0.32 | 2
ACT | 2005/06 | 2.1 | 1 |  | Column Labels
ACT | 2006/07 | 1.4955 | 20 |  | QLD |  | Total Sum of AvgInstallationSize | Total QLD Number of installations
ACT | 2007/08 | 1.7584 | 126 | Row Labels | Sum of AvgInstallationSize | QLD Number of installations
ACT | 2008/09 | 1.758 | 403 | 2004/05 | 0.93785 | 171 | 0.93785 | 171
ACT | 2009/10 | 1.9035 | 1857 | 2005/06 | 1.4994 | 272 | 1.4994 | 272
ACT | 2010/11 | 2.4588 | 6698 | 2006/07 | 1.1784 | 168 | 1.1784 | 168
ACT | 2011/12 | 2.6819 | 2087 | 2007/08 | 1.4479 | 1210 | 1.4479 | 1210
ACT | 2012/13 | 4.34 | 1409 | 2008/09 | 1.2734 | 8013 | 1.2734 | 8013
ACT | 2013/14 | 4.2585 | 2124 | 2009/10 | 1.5696 | 31597 | 1.5696 | 31597
ACT | 2014/15 | 4.7166 | 1342 | 2010/11 | 2.1754 | 93212 | 2.1754 | 93212
ACT | 2015/16 | 6.0403 | 978 | 2011/12 | 2.9116 | 97464 | 2.9116 | 97464
ACT | 2016/17 | 6.2004 | 1267 | 2012/13 | 3.5644 | 109233 | 3.5644 | 109233
ACT | 2017/18 | 6.677 | 2697 | 2013/14 | 3.9495 | 56490 | 3.9495 | 56490
ACT | 2018/19 | 7.2348 | 3298 | 2014/15 | 4.4983 | 48292 | 4.4983 | 48292
ACT | 2019/20 | 8.2642 | 4401 | 2015/16 | 5.2738 | 34336 | 5.2738 | 34336
ACT | 2020/21 | 8.5789 | 6295 | 2016/17 | 6.0765 | 40173 | 6.0765 | 40173
ACT | 2021/22 | 9.2 | 7537 | 2017/18 | 7.0564 | 50423 | 7.0564 | 50423
ACT | 2022/23 | 9.6243 | 9268 | 2018/19 | 7.6751 | 61451 | 7.6751 | 61451
ACT | 2023/24 | 10.1396 | 479 | 2019/20 | 8.2937 | 79513 | 8.2937 | 79513
NSW | 2004/05 | 0.86862 | 138 | 2020/21 | 8.6482 | 93913 | 8.6482 | 93913
NSW | 2005/06 | 1.1344 | 237 | 2021/22 | 9.1997 | 79157 | 9.1997 | 79157
NSW | 2006/07 | 1.4183 | 301 | 2022/23 | 9.334 | 79644 | 9.334 | 79644
NSW | 2007/08 | 1.6028 | 1643 | Grand Total | 86.5632 | 964732 | 86.5632 | 964732
NSW | 2008/09 | 1.3531 | 6305
NSW | 2009/10 | 1.7861 | 30927
NSW | 2010/11 | 2.3543 | 117809
NSW | 2011/12 | 2.5316 | 40885
NSW | 2012/13 | 3.2257 | 41307
NSW | 2013/14 | 4.313 | 32848
NSW | 2014/15 | 4.9895 | 38190
NSW | 2015/16 | 5.4427 | 29438
NSW | 2016/17 | 5.6464 | 34879
NSW | 2017/18 | 6.5622 | 51592
NSW | 2018/19 | 7.477 | 65222
NSW | 2019/20 | 7.7042 | 93029
NSW | 2020/21 | 8.3635 | 121928
NSW | 2021/22 | 8.9015 | 90622
NSW | 2022/23 | 9.358 | 97537
NSW | 2023/24 | 9.3273 | 5569
NT | 2004/05 | 4.7317 | 12
NT | 2005/06 | 5.1356 | 34
NT | 2006/07 | 6.8917 | 24
NT | 2007/08 | 6.5847 | 36
NT | 2008/09 | 3.2295 | 131
NT | 2009/10 | 2.2123 | 518
NT | 2010/11 | 2.955 | 536
NT | 2011/12 | 5.0497 | 419
NT | 2012/13 | 4.9716 | 674
NT | 2013/14 | 5.218 | 1074
NT | 2014/15 | 6.3552 | 1066
NT | 2015/16 | 7.7764 | 1367
NT | 2016/17 | 7.2531 | 1802
NT | 2017/18 | 8.5366 | 2112
NT | 2018/19 | 8.0056 | 3061
NT | 2019/20 | 8.1739 | 3793
NT | 2020/21 | 9.4718 | 2211
NT | 2021/22 | 10.3102 | 1841
NT | 2022/23 | 10.2783 | 1089
Other | 2004/05 | 0 | 0
Other | 2005/06 | 0 | 0
Other | 2006/07 | 0 | 0
Other | 2007/08 | 0 | 0
Other | 2008/09 | 0 | 0
Other | 2009/10 | 5.6 | 1
Other | 2010/11 | 0 | 0
Other | 2011/12 | 0 | 0
Other | 2012/13 | 6.52 | 6
Other | 2013/14 | 5.9453 | 30
Other | 2014/15 | 5.4275 | 24
Other | 2015/16 | 5.1 | 5
Other | 2016/17 | 6.0922 | 9
Other | 2017/18 | 0 | 0
Other | 2018/19 | 0 | 0
Other | 2019/20 | 0 | 0
Other | 2020/21 | 8.3995 | 64
Other | 2021/22 | 6.235 | 10
Other | 2022/23 | 7.0794 | 16
Other | 2023/24 | 0 | 0
QLD | 2004/05 | 0.93785 | 171
QLD | 2005/06 | 1.4994 | 272
QLD | 2006/07 | 1.1784 | 168
QLD | 2007/08 | 1.4479 | 1210
QLD | 2008/09 | 1.2734 | 8013
QLD | 2009/10 | 1.5696 | 31597
QLD | 2010/11 | 2.1754 | 93212
QLD | 2011/12 | 2.9116 | 97464
QLD | 2012/13 | 3.5644 | 109233
QLD | 2013/14 | 3.9495 | 56490
QLD | 2014/15 | 4.4983 | 48292
QLD | 2015/16 | 5.2738 | 34336
QLD | 2016/17 | 6.0765 | 40173
QLD | 2017/18 | 7.0564 | 50423
QLD | 2018/19 | 7.6751 | 61451
QLD | 2019/20 | 8.2937 | 79513
QLD | 2020/21 | 8.6482 | 93913
QLD | 2021/22 | 9.1997 | 79157
QLD | 2022/23 | 9.334 | 79644
QLD | 2023/24 | 9.2859 | 4339
SA | 2004/05 | 1.6042 | 208
SA | 2005/06 | 1.5542 | 357
SA | 2006/07 | 1.6384 | 462
SA | 2007/08 | 1.5103 | 2056
SA | 2008/09 | 1.4025 | 5581
SA | 2009/10 | 1.62 | 11839
SA | 2010/11 | 2.3124 | 41592
SA | 2011/12 | 2.889 | 56498
SA | 2012/13 | 4.005 | 27638
SA | 2013/14 | 5.1844 | 26459
SA | 2014/15 | 5.3362 | 13497
SA | 2015/16 | 5.7056 | 11575
SA | 2016/17 | 6.4986 | 13499
SA | 2017/18 | 7.516 | 19849
SA | 2018/19 | 8.0921 | 23986
SA | 2019/20 | 8.2664 | 31563
SA | 2020/21 | 8.6332 | 35421
SA | 2021/22 | 8.8909 | 29737
SA | 2022/23 | 9.0355 | 28190
SA | 2023/24 | 8.9548 | 1521
TAS | 2004/05 | 0.80833 | 3
TAS | 2005/06 | 1.0464 | 11
TAS | 2006/07 | 0.91 | 6
TAS | 2007/08 | 1.5026 | 73
TAS | 2008/09 | 1.4326 | 302
TAS | 2009/10 | 1.2341 | 2632
TAS | 2010/11 | 2.3216 | 2113
TAS | 2011/12 | 2.7589 | 3814
TAS | 2012/13 | 3.687 | 6953
TAS | 2013/14 | 4.3762 | 6667
TAS | 2014/15 | 4.6334 | 2586
TAS | 2015/16 | 4.5478 | 2316
TAS | 2016/17 | 5.3627 | 2308
TAS | 2017/18 | 6.6756 | 2627
TAS | 2018/19 | 7.1498 | 2556
TAS | 2019/20 | 7.5023 | 3359
TAS | 2020/21 | 7.8279 | 3686
TAS | 2021/22 | 8.3567 | 3880
TAS | 2022/23 | 8.3794 | 4817
TAS | 2023/24 | 8.318 | 255
VIC | 2004/05 | 1.2543 | 112
VIC | 2005/06 | 1.128 | 210
VIC | 2006/07 | 1.1012 | 377
VIC | 2007/08 | 1.4231 | 1525
VIC | 2008/09 | 1.1914 | 3760
VIC | 2009/10 | 1.3824 | 25123
VIC | 2010/11 | 2.1199 | 54854
VIC | 2011/12 | 2.7404 | 57980
VIC | 2012/13 | 3.595 | 46490
VIC | 2013/14 | 4.1404 | 35593
VIC | 2014/15 | 4.4693 | 37596
VIC | 2015/16 | 4.9913 | 28547
VIC | 2016/17 | 5.8719 | 27500
VIC | 2017/18 | 7.0944 | 35426
VIC | 2018/19 | 7.1611 | 59517
VIC | 2019/20 | 7.6096 | 66996
VIC | 2020/21 | 7.8396 | 81199
VIC | 2021/22 | 8.4441 | 67574
VIC | 2022/23 | 8.7644 | 64033
VIC | 2023/24 | 8.6417 | 1851
WA | 2004/05 | 0.89269 | 52
WA | 2005/06 | 2.4994 | 54
WA | 2006/07 | 2.6835 | 118
WA | 2007/08 | 1.7489 | 672
WA | 2008/09 | 1.2828 | 5467
WA | 2009/10 | 1.4663 | 18013
WA | 2010/11 | 2.3304 | 43393
WA | 2011/12 | 2.2868 | 44873
WA | 2012/13 | 2.7234 | 29889
WA | 2013/14 | 3.6672 | 19670
WA | 2014/15 | 4.2458 | 23251
WA | 2015/16 | 4.9648 | 21787
WA | 2016/17 | 5.6262 | 28151
WA | 2017/18 | 6.1909 | 31645
WA | 2018/19 | 6.4497 | 34305
WA | 2019/20 | 6.9385 | 41316
WA | 2020/21 | 7.0152 | 51711
WA | 2021/22 | 7.3042 | 42954
WA | 2022/23 | 7.5895 | 36009
WA | 2023/24 | 7.317 | 1791

## Figure 3.7
Figure 3.6 | Transmission delivered annual minimum demand for the Queensland region (1)(2) | [10 empty] | Index
Notes:
(1) Minimum demand can be caused by abnormal conditions, as depicted in the 2019 trace when lowest demand coincided with a large industrial load being out of service.
(2) 2022 trace based on preliminary metering data up to 13th September 2023
| Date | 0:00 | 0:30 | 1:00 | 1:30 | 2:00 | 2:30 | 3:00 | 3:30 | 4:00 | 4:30 | 5:00 | 5:30 | 6:00 | 6:30 | 7:00 | 7:30 | 8:00 | 8:30 | 9:00 | 9:30 | 10:00 | 10:30 | 11:00 | 11:30 | 12:00 | 12:30 | 13:00 | 13:30 | 14:00 | 14:30 | 15:00 | 15:30 | 16:00 | 16:30 | 17:00 | 17:30 | 18:00 | 18:30 | 19:00 | 19:30 | 20:00 | 20:30 | 21:00 | 21:30 | 22:00 | 22:30 | 23:00 | 23:30
| 2017-04-16 | 4515 | 4412 | 4321 | 4269 | 4233 | 4190 | 4199 | 4181 | 4201 | 4190 | 4229 | 4263 | 4310 | 4385 | 4440 | 4466 | 4537 | 4522 | 4567 | 4531 | 4562 | 4489 | 4445 | 4419 | 4437 | 4451 | 4482 | 4536 | 4546 | 4661 | 4765 | 4922 | 5108 | 5283 | 5386 | 5537 | 5650 | 5651 | 5537 | 5468 | 5415 | 5280 | 5184 | 5103 | 5058 | 5024 | 4847 | 4673
| 2018-09-02 | 4831 | 4707 | 4627 | 4526 | 4480 | 4432 | 4427 | 4405 | 4413 | 4444 | 4497 | 4560 | 4657 | 4677 | 4710 | 4654 | 4598 | 4497 | 4399 | 4327 | 4214 | 4107 | 4063 | 4020 | 4008 | 4018 | 4043 | 4147 | 4262 | 4388 | 4567 | 4821 | 5089 | 5372 | 5607 | 5808 | 5991 | 6034 | 5984 | 5893 | 5825 | 5700 | 5543 | 5428 | 5362 | 5309 | 5160 | 4969
| 2019-08-18 | 4763 | 4649 | 4531 | 4445 | 4381 | 4353 | 4393 | 4422 | 4432 | 4428 | 4481 | 4522 | 4614 | 4663 | 4630 | 4550 | 4463 | 4322 | 4192 | 4080 | 4037 | 3899 | 3810 | 3370 | 3459 | 3662 | 3682 | 3745 | 3857 | 4012 | 4219 | 4505 | 4837 | 5224 | 5529 | 5863 | 6071 | 6105 | 5961 | 5842 | 5817 | 5673 | 5546 | 5432 | 5319 | 5216 | 5042 | 4832
| 2020-09-27 | 4872.6482 | 4764.6953 | 4659.0315 | 4578.1136 | 4546.6052 | 4510.1956 | 4492.2264 | 4484.5006 | 4497.5543 | 4527.2791 | 4585.8853 | 4575.4057 | 4475.4394 | 4193.1942 | 3949.1811 | 3706.7275 | 3563.2838 | 3431.6573 | 3279.658 | 3178.6246 | 3114.2126 | 3063.9537 | 3025.5161 | 3047.4296 | 3005.556 | 3058.299 | 3064.9204 | 3131.9407 | 3315.2759 | 3521.9665 | 3838.8491 | 4211.7321 | 4642.1855 | 5135.3228 | 5543.8743 | 5830.5469 | 6067.8862 | 6104.0087 | 6009.5196 | 5963.9594 | 5866.1749 | 5718.6042 | 5582.6562 | 5475.4214 | 5370.6914 | 5311.0194 | 5145.779 | 4975.5615
| 2021-10-17 | 5034.2415 | 4934.4782 | 4846.9545 | 4777.541 | 4736.9561 | 4698.1572 | 4688.5084 | 4656.5212 | 4660.6923 | 4693.0569 | 4699.1749 | 4577.7389 | 4261.7425 | 3885.496 | 3607.2214 | 3401.245 | 3330.6422 | 3215.3688 | 3141.681 | 3122.7826 | 3062.4462 | 3013.5076 | 3034.8129 | 3051.075 | 3130.2358 | 3156.1124 | 3312.5549 | 3490.4767 | 3714.7458 | 4006.5906 | 4386.45 | 4889.37 | 5300.2633 | 5747.5869 | 6069.461 | 6354.6219 | 6529.3424 | 6606.6388 | 6489.9338 | 6342.3193 | 6256.5495 | 6089.0257 | 5920.3884 | 5773.6488 | 5644.5015 | 5541.5298 | 5386.5726 | 5224.678
| 2022-09-25 | 4888.1617 | 4785.4683 | 4683.1114 | 4637.4639 | 4562.1118 | 4516.7658 | 4495.2062 | 4473.4833 | 4508.4255 | 4535.4696 | 4566.001 | 4540.484 | 4414.4281 | 4067.8337 | 3719.9202 | 3392.8452 | 3200.7017 | 2979.5279 | 2800.5188 | 2671.3946 | 2638.6492 | 2597.4988 | 2600.7426 | 2633.4388 | 2657.4598 | 2673.2148 | 2788.3519 | 2925.0945 | 3122.647 | 3333.5209 | 3669.3197 | 4128.3765 | 4643.3303 | 5245.6819 | 5732.9903 | 6048.2698 | 6226.7201 | 6266.1316 | 6097.9259 | 6054.7386 | 6070.7923 | 5911.4515 | 5750.0341 | 5579.0905 | 5436.6672 | 5276.9624 | 5231.0544 | 5072.5667
| 2023-08-20 | 5066.5748 | 4922.638 | 4822.7136 | 4771.2908 | 4730.1369 | 4727.5038 | 4706.2881 | 4725.886 | 4750.7089 | 4785.2341 | 4838.4152 | 4889.1316 | 5031.3871 | 5053.8657 | 4726.458 | 4267.1342 | 3895.0528 | 3559.4737 | 3250.0987 | 2906.777 | 2689.3752 | 2605.6787 | 2557.0021 | 2538.5773 | 2533.2173 | 2571.3299 | 2632.7643 | 2807.6039 | 3015.3111 | 3367.0506 | 3660.586 | 4088.6638 | 4708.5681 | 5365.6508 | 6026.4371 | 6354.6266 | 6511.9779 | 6508.1499 | 6475.3741 | 6441.0417 | 6268.7793 | 6087.7655 | 5958.5389 | 5709.8804 | 5617.436 | 5438.4594 | 5291.8924 | 5115.0593
| Year | Day | MW
| 2015 | 2015-09-07 02:30 | 3883.9073
| 2016 | 2016-12-26 05:00 | 4336.2277
| 2017 | 2017-04-16 04:00 | 4180.5951
| 2018 | 2018-09-02 12:30 | 4007.5983
| 2019 | 2019-08-18 12:00 | 3369.5923
| 2020 | 2020-09-27 12:30 | 3005.5608
| 2021 | 2021-10-17 10:30 | 3013.5076
| 2022 | 2022-09-25 11:00 | 2597.4988
| 2023 | 2023-08-13 11:00 | 2688.074

## Figure 3.8
Figure 3.8 | Cumulative Qld Battery Installations
Installation year | ACT | NSW | NT | QLD | SA | TAS | VIC | WA | Total
2014 | 8 | 208 | 3 | 129 | 34 | 5 | 137 | 169 | 693
2015 | 3 | 133 | 1 | 186 | 21 | 6 | 163 | 24 | 537
2016 | 105 | 668 | 6 | 331 | 130 | 18 | 240 | 70 | 1568
2017 | 205 | 1942 | 18 | 856 | 479 | 93 | 845 | 212 | 4650
2018 | 308 | 1876 | 8 | 1119 | 616 | 164 | 1362 | 236 | 5689
2019 | 337 | 1503 | 22 | 2711 | 2292 | 94 | 1288 | 316 | 8563
2020 | 379 | 1852 | 148 | 957 | 3737 | 103 | 1531 | 782 | 9489
2021 | 512 | 2741 | 388 | 1420 | 3286 | 124 | 2979 | 1608 | 13058
2022 | 444 | 1252 | 185 | 791 | 1132 | 47 | 1647 | 975 | 6473
2023 | 354 | 1897 | 220 | 2381 | 1619 | 139 | 2220 | 1237 | 10067
|  | Battery installations | Registered electric vehicles
| 2018 | 1119 | 908
| 2019 | 3830 | 2115
| 2020 | 4787 | 3597
| 2021 | 6207 | 8057
| 2022 | 6998 | 15166
| 2023 | 9379 | 21031
Sourec | Cumulative Qld Battery Installations ACT: https://www.qld.gov.au/transport/projects/electricvehicles/zero-emission-strategy/electric-vehicle-snapshot-april-2023
Date | Cumulative Qld Battery Installations ACT: Number of BEVs registered in QLD
2018-01-01 | Cumulative Qld Battery Installations ACT: 688
2018-02-01 | Cumulative Qld Battery Installations ACT: 701
2018-03-01 | Cumulative Qld Battery Installations ACT: 736
2018-04-01 | Cumulative Qld Battery Installations ACT: 762
2018-05-01 | Cumulative Qld Battery Installations ACT: 772
2018-06-01 | Cumulative Qld Battery Installations ACT: 798
2018-07-01 | Cumulative Qld Battery Installations ACT: 819
2018-08-01 | Cumulative Qld Battery Installations ACT: 848
2018-09-01 | Cumulative Qld Battery Installations ACT: 880
2018-10-01 | Cumulative Qld Battery Installations ACT: 873
2018-11-01 | Cumulative Qld Battery Installations ACT: 876
2018-12-01 | Cumulative Qld Battery Installations ACT: 908
2019-01-01 | Cumulative Qld Battery Installations ACT: 938
2019-02-01 | Cumulative Qld Battery Installations ACT: 945
2019-03-01 | Cumulative Qld Battery Installations ACT: 972
2019-04-01 | Cumulative Qld Battery Installations ACT: 1011
2019-05-01 | Cumulative Qld Battery Installations ACT: 1054
2019-06-01 | Cumulative Qld Battery Installations ACT: 1095
2019-07-01 | Cumulative Qld Battery Installations ACT: 1134
2019-08-01 | Cumulative Qld Battery Installations ACT: 1217
2019-09-01 | Cumulative Qld Battery Installations ACT: 1661
2019-10-01 | Cumulative Qld Battery Installations ACT: 1742
2019-11-01 | Cumulative Qld Battery Installations ACT: 1894
2019-12-01 | Cumulative Qld Battery Installations ACT: 2115
2020-01-01 | Cumulative Qld Battery Installations ACT: 2201
2020-02-01 | Cumulative Qld Battery Installations ACT: 2337
2020-03-01 | Cumulative Qld Battery Installations ACT: 2588
2020-04-01 | Cumulative Qld Battery Installations ACT: 2636
2020-05-01 | Cumulative Qld Battery Installations ACT: 2691
2020-06-01 | Cumulative Qld Battery Installations ACT: 2824
2020-07-01 | Cumulative Qld Battery Installations ACT: 2904
2020-08-01 | Cumulative Qld Battery Installations ACT: 2939
2020-09-01 | Cumulative Qld Battery Installations ACT: 3182
2020-10-01 | Cumulative Qld Battery Installations ACT: 3273
2020-11-01 | Cumulative Qld Battery Installations ACT: 3326
2020-12-01 | Cumulative Qld Battery Installations ACT: 3597
2021-01-01 | Cumulative Qld Battery Installations ACT: 3673
2021-02-01 | Cumulative Qld Battery Installations ACT: 3737
2021-03-01 | Cumulative Qld Battery Installations ACT: 4258
2021-04-01 | Cumulative Qld Battery Installations ACT: 4339
2021-05-01 | Cumulative Qld Battery Installations ACT: 4743
2021-06-01 | Cumulative Qld Battery Installations ACT: 5266
2021-07-01 | Cumulative Qld Battery Installations ACT: 5695
2021-08-01 | Cumulative Qld Battery Installations ACT: 6143
2021-09-01 | Cumulative Qld Battery Installations ACT: 6801
2021-10-01 | Cumulative Qld Battery Installations ACT: 7129
2021-11-01 | Cumulative Qld Battery Installations ACT: 7574
2021-12-01 | Cumulative Qld Battery Installations ACT: 8057
2022-01-01 | Cumulative Qld Battery Installations ACT: 8213
2022-02-01 | Cumulative Qld Battery Installations ACT: 8676
2022-03-01 | Cumulative Qld Battery Installations ACT: 9516
2022-04-01 | Cumulative Qld Battery Installations ACT: 9701
2022-05-01 | Cumulative Qld Battery Installations ACT: 9938
2022-06-01 | Cumulative Qld Battery Installations ACT: 10161
2022-07-01 | Cumulative Qld Battery Installations ACT: 10318
2022-08-01 | Cumulative Qld Battery Installations ACT: 11312
2022-09-01 | Cumulative Qld Battery Installations ACT: 12928
2022-10-01 | Cumulative Qld Battery Installations ACT: 13656
2022-11-01 | Cumulative Qld Battery Installations ACT: 14244
2022-12-01 | Cumulative Qld Battery Installations ACT: 15166
2023-01-01 | Cumulative Qld Battery Installations ACT: 16731
2023-02-01 | Cumulative Qld Battery Installations ACT: 17897
2023-03-01 | Cumulative Qld Battery Installations ACT: 19378
2023-04-01 | Cumulative Qld Battery Installations ACT: 21031

## Table 3.1
Table 3.1 | Possible large loads excluded from the Slow Change, Step Change and Hydrogen Export scenario forecasts |  |  | Index
| Zone | Description | Possible load
| Northern | Electrification of existing mining load | Up to 1,010MW
New industrial
New mining
| Central | Electrification of existing industrial load | Up to 2,360MW
Hydrogen Facility
New manufacturing
| South Queensland | Hydrogen Facility | Up to 1,450MW
Data Centre

## Table 3.2
Table 3.2 | Average annual growth rate over next 10 years |  |  |  | Index
AEMO future scenario growth outlooks
|  | Progressive Change | Step Change | Hydrogen Export
| Delivered energy | -0.6358% | 1.785% | 5.309%
| Delivered summer maximum demand (50% PoE) | 0.222% | 1.791% | 2.385%
| Delivered winter maximum demand (50% PoE) | 0.2224% | 1.699% | 2.43%

## Figure 3.9
Figure 3.9 | Load measurement definitions | Index
Notes:
(1) Includes Invicta and Koombooloomba.
(2) Depends on Wivenhoe generation.
(3) Includes Yarwun which is non-scheduled.
(4) For a full list of scheduled and semi-scheduled distribution connected generators refer to Table 8.2.
(5) Sun Metals Solar Farm and Condamine.
(6) Lakeland Solar and Storage, Hughenden Solar Farm, Pioneer Mill, Moranbah North, Racecourse Mill, Barcaldine Solar Farm, Longreach Solar Farm, German Creek, Oaky Creek, Sugar Mill, Baking Board Solar Farm, Daandine, Sunshine Coast Solar Farm and Rocky Point.
(7) For a full list of transmission network connected generators and scheduled and semi-scheduled direct connected embedded generators refer to Table 8.1.

## Table 3.3
Table 3.3 | Historical energy (GWh) | [8 empty] | Index
| Financial year | Operational as generated | Operational sent out | Native as generated | Native sent out | Transmission sent out | Transmission delivered | Native | Native plus rooftop PV
| 2013/14 | 49686 | 46575 | 51029 | 47918 | 46560 | 45145 | 46503 | 46503
| 2014/15 | 51855 | 48402 | 53349 | 50047 | 48332 | 46780 | 48495 | 49952
| 2015/16 | 54238 | 50599 | 55752 | 52223 | 50573 | 49094 | 50744 | 52509
| 2016/17 | 55101 | 51323 | 56674 | 53017 | 51262 | 49880 | 51635 | 53506
| 2017/18 | 54538 | 50198 | 56139 | 51918 | 50172 | 48739 | 50925 | 53406
| 2018/19 | 54861 | 50473 | 56381 | 52118 | 50163 | 48764 | 51240 | 54529
| 2019/20 | 54179 | 50039 | 55776 | 51740 | 49248 | 47860 | 50804 | 54449
| 2020/21 | 53415 | 49727 | 54710 | 51140 | 48608 | 47421 | 50107 | 55232
| 2021/22 | 53737 | 49940 | 54744 | 51052 | 48625 | 47405 | 50081 | 56162
| 2022/23 | 52692.42 | 48905.8705 | 53689.752 | 49998.0151 | 47422.0217 | 46214.1247 | 49047.0766 | 55714.0766

## Table 3.4
Table 3.4 | Forecast annual transmission delivered energy (GWh) |  |  |  | Index
| Financial year | Progressive Change | Step Change | Hydrogen Export
| 2023/24 | 43350.4463 | 44197.0768 | 44474.6537
| 2024/25 | 43183.1007 | 43701.8936 | 42650.3173
| 2025/26 | 42905.1251 | 44122.5054 | 41863.0583
| 2026/27 | 43334.1396 | 44828.7905 | 41598.8916
| 2027/28 | 43540.433 | 44930.5027 | 42371.0773
| 2028/29 | 44506.4445 | 45792.1295 | 45421.5483
| 2029/30 | 39,260 (1) | 48008.3986 | 53352.0448
| 2030/31 | 40168.8182 | 50104.6126 | 58273.8673
| 2031/32 | 41483.8197 | 52384.6988 | 70310.3928
| 2032/33 | 43358.2846 | 55156.6835 | 77520.764
Note:
(1) AEMO assumes the shutdown of a large industrial load in the Progressive Change scenario in summer 2029/30.

## Figure 3.10
Figure 3.10 | Historical and forecast transmission delivered energy |  |  |  |  | Index
| Financial year | Historical | AEMO 2023 ESOO Progressive Change | AEMO 2023 ESOO Step Change | AEMO 2023 ESOO Hydrogen Export
| 2013/14 | 45145
| 2014/15 | 46780
| 2015/16 | 49094
| 2016/17 | 49880
| 2017/18 | 48739
| 2018/19 | 48764
| 2019/20 | 47860
| 2020/21 | 47421.236
| 2021/22 | 47405.2475
| 2022/23 | 46214.1247
| 2023/24 |  | 43350.4463 | 44197.0768 | 44474.6537
| 2024/25 |  | 43183.1007 | 43701.8936 | 42650.3173
| 2025/26 |  | 42905.1251 | 44122.5054 | 41863.0583
| 2026/27 |  | 43334.1396 | 44828.7905 | 41598.8916
| 2027/28 |  | 43540.433 | 44930.5027 | 42371.0773
| 2028/29 |  | 44506.4445 | 45792.1295 | 45421.5483
| 2029/30 |  | 39260.2147 | 48008.3986 | 53352.0448
| 2030/31 |  | 40168.8182 | 50104.6126 | 58273.8673
| 2031/32 |  | 41483.8197 | 52384.6988 | 70310.3928
| 2032/33 |  | 43358.2846 | 55156.6835 | 77520.764

## Table 3.5
Table 3.5 | Forecast annual native energy (GWh) |  |  |  | Index
| Financial year | Progressive Change | Step Change | Hydrogen Export
| 2023/24 | 47788.4361 | 48188.4547 | 48912.6435
| 2024/25 | 48557.1013 | 49572.5905 | 50161.6047
| 2025/26 | 48402.879 | 50280.3994 | 51083.2382
| 2026/27 | 49056.9106 | 51276.326 | 51598.5992
| 2027/28 | 49508.668 | 51824.7983 | 53475.7299
| 2028/29 | 50699.2034 | 53313.6253 | 57175.014
| 2029/30 | 45,683 (1) | 56114.8666 | 66568.602
| 2030/31 | 46726.4613 | 58562.1615 | 73451.1439
| 2031/32 | 48201.8514 | 61107.9401 | 86889.7507
| 2032/33 | 50051.5164 | 64274.9246 | 95394.6959
Note:
(1) AEMO assume the shutdown of a large industrial load in the Slow Change scenario in summer 2028/29.

## Table 3.6
Table 3.6 | Historical summer maximum demand at time of delivered peak (MW) | [9 empty] | Index
| Summer | Operational as generated | Operational sent out | Native as generated | Native sent out | Transmission sent out | Transmission delivered | Transmission Delivered corrected to 50% PoE | Native | Native plus solar PV
| 2013/14 | 8445 | 7892 | 8587 | 8045 | 7810 | 7559 | 7436 | 7794 | 8086
| 2014/15 | 8809 | 8360 | 9024 | 8623 | 8276 | 7983 | 7737 | 8330 | 8524
| 2015/16 | 9154 | 8620 | 9332 | 8850 | 8532 | 8222 | 8050 | 8541 | 9021
| 2016/17 | 9412 | 8856 | 9572 | 9078 | 8694 | 8347 | 8257 | 8731 | 8817
| 2017/18 | 9798 | 9211 | 10015 | 9489 | 9080 | 8789 | 8515 | 9198 | 9602
| 2018/19 | 10010 | 9433 | 10173 | 9666 | 9248 | 8969 | 8488 | 9387 | 9523
| 2019/20 | 9836 | 9283 | 10052 | 9544 | 9056 | 8766 | 8662 | 9255 | 9453
| 2020/21 | 9473 | 8954 | 9627 | 9161 | 8711 | 8479 | 8660 | 8929 | 9256
| 2021/22 | 10058 | 9503 | 10126 | 9624 | 9332 | 9031 | 8876 | 9323 | 9323
| 2022/23 | 9873 | 9362.7405 | 9984.5273 | 9487.1956 | 9201.6501 | 8915.7425 | 9109.6754 | 9412.788 | 9395.2209

## Table 3.7
Table 3.7 | Forecast summer transmission delivered maximum demand (MW) | [9 empty] | Index
| Summer | Progressive Change |  |  | Step Change |  |  | Hydrogen Export
|  | 90% PoE | 50% PoE | 10% PoE | 90% PoE | 50% PoE | 10% PoE | 90% PoE | 50% PoE | 10% PoE
| 2023/24 | 8244.5137 | 8700.1454 | 9135.5025 | 8535.8147 | 9005.4163 | 9434.7248 | 8387.6899 | 8861.951 | 9294.7825
| 2024/25 | 8443.4335 | 8897.0723 | 9344.0473 | 8663.5691 | 9137.4158 | 9573.6609 | 8691.4795 | 9176.2702 | 9614.5163
| 2025/26 | 8602.3917 | 9063.8646 | 9518.0218 | 8883.2421 | 9373.6353 | 9811.9817 | 8724.194 | 9234.8825 | 9675.2671
| 2026/27 | 8674.9176 | 9155.4294 | 9624.5466 | 9156.2495 | 9671.8351 | 10124.7168 | 8850.4793 | 9384.9149 | 9849.014
| 2027/28 | 8882.8671 | 9370.3706 | 9850.7858 | 9238.4656 | 9761.0142 | 10218.8802 | 9102.0331 | 9642.5336 | 10113.1042
| 2028/29 | 8949.9048 | 9421.1001 | 9911.8662 | 9436.7369 | 9927.7244 | 10409.949 | 9364.7899 | 9883.811 | 10375.4911
| 2029/30 (1) | 8223.5874 | 8710.5232 | 9229.3143 | 9711.1514 | 10223.344 | 10719.1701 | 9823.4286 | 10355.687 | 10868.2275
| 2030/31 | 8553.3553 | 9049.6373 | 9568.0503 | 9811.2697 | 10347.7577 | 10840.9565 | 10208.3196 | 10777.942 | 11292.8896
| 2031/32 | 8688.1644 | 9207.8626 | 9720.4806 | 10148.8357 | 10708.6046 | 11193.8273 | 10694.824 | 11292.7789 | 11803.3781
| 2032/33 | 8808.311 | 9313.9208 | 9805.9932 | 10331.3625 | 10879.3231 | 11353.137 | 10936.3048 | 11530.6347 | 12029.5237
Note:
(1) Shutdown of a large industrial load is assumed in the Progressive Change scenario in summer 2029/30.

## Figure 3.11
Figure 3.11 | Historical and forecast transmission delivered summer maximum demand | [5 empty] | Index
| Summer | Historical | Weather corrected | AEMO 2023 ESOO Progressive Change 50% PoE | AEMO 2023 ESOO Step Change 50% PoE | AEMO 2023 ESOO Hydrogen Export 50% PoE
| 2013/14 | 7559.4211 | 7435.7566
| 2014/15 | 7983.4924 | 7737.431
| 2015/16 | 8221.7882 | 8050.1703
| 2016/17 | 8347.1722 | 8257.4607
| 2017/18 | 8788.5806 | 8514.8197
| 2018/19 | 8968.9725 | 8488.1244
| 2019/20 | 8766.413 | 8661.9128
| 2020/21 | 8478.9834 | 8660.2356
| 2021/22 | 9031.2676 | 8876.2387
| 2022/23 | 8915.7425 | 9109.6754
| 2023/24 |  |  | 8700.1454 | 9005.4163 | 8861.951
| 2024/25 |  |  | 8897.0723 | 9137.4158 | 9176.2702
| 2025/26 |  |  | 9063.8646 | 9373.6353 | 9234.8825
| 2026/27 |  |  | 9155.4294 | 9671.8351 | 9384.9149
| 2027/28 |  |  | 9370.3706 | 9761.0142 | 9642.5336
| 2028/29 |  |  | 9421.1001 | 9927.7244 | 9883.811
| 2029/30 |  |  | 8710.5232 | 10223.344 | 10355.687
| 2030/31 |  |  | 9049.6373 | 10347.7577 | 10777.942
| 2031/32 |  |  | 9207.8626 | 10708.6046 | 11292.7789
| 2032/33 |  |  | 9313.9208 | 10879.3231 | 11530.6347

## Table 3.8
Table 3.8 | Historical summer maximum demand at time of native peak (MW) | [9 empty] | Index
| Summer | Operational as generated | Operational sent out | Native as generated | Native sent out | Transmission sent out | Transmission delivered | Native | Native plus solar PV | Native corrected to 50% PoE
| 2013/14 | 8374 | 7947 | 8531 | 8114 | 7780 | 7498 | 7831 | 7831 | 7731
| 2014/15 | 8831 | 8398 | 9000 | 8589 | 8311 | 8019 | 8326 | 8512 | 8084
| 2015/16 | 9154 | 8668 | 9272 | 8848 | 8580 | 8271 | 8539 | 8783 | 8369
| 2016/17 | 9412 | 8886 | 9584 | 9062 | 8698 | 8392 | 8756 | 8899 | 8666
| 2017/18 | 9796 | 9262 | 10010 | 9480 | 9133 | 8842 | 9189 | 9594 | 8924
| 2018/19 | 10044 | 9450 | 10216 | 9626 | 9240 | 8951 | 9415 | 9685 | 8930
| 2019/20 | 9853 | 9294 | 10074 | 9515 | 9011 | 8710 | 9268 | 9652 | 9163
| 2020/21 | 9473 | 8954 | 9627 | 9161 | 8711 | 8479 | 8929 | 9254 | 9110
| 2021/22 | 10013 | 9475.1925 | 10088.9123 | 9614.6886 | 9195.7399 | 8906.5648 | 9325.5136 | 9468.0136 | 9295.1874
| 2022/23 | 10070 | 9537.2535 | 10195.6398 | 9688.8342 | 9223.7997 | 8909.0569 | 9374.0914 | 9940.0914 | 9574.7099

## Table 3.9
Table 3.9 | Forecast summer native maximum demand (MW) | [9 empty] | Index
| Summer | Progressive Change |  |  | Step Change |  |  | Hydrogen Export
|  | 90% PoE | 50% PoE | 10% PoE | 90% PoE | 50% PoE | 10% PoE | 90% PoE | 50% PoE | 10% PoE
| 2023/24 | 9096.9121 | 9556.2415 | 9987.9009 | 9199.7339 | 9673.0332 | 10098.644 | 9240.0883 | 9718.0471 | 10147.1809
| 2024/25 | 9202.6102 | 9659.9467 | 10103.2239 | 9440.3455 | 9917.8899 | 10350.4373 | 9462.8909 | 9951.3793 | 10385.9277
| 2025/26 | 9253.4957 | 9718.6663 | 10169.1259 | 9632.7361 | 10126.8269 | 10561.4756 | 9714.2116 | 10228.5979 | 10665.2847
| 2026/27 | 9401.4003 | 9885.6098 | 10351.0293 | 9849.0998 | 10368.3832 | 10817.5671 | 9911.2486 | 10449.3818 | 10909.7832
| 2027/28 | 9512.6526 | 10003.8539 | 10480.5713 | 10027.4419 | 10553.6882 | 11007.8564 | 10163.0809 | 10707.2792 | 11174.152
| 2028/29 | 9691.237 | 10166.1299 | 10653.1984 | 10304.1978 | 10798.883 | 11277.4099 | 10555.4158 | 11078.1346 | 11566.117
| 2029/30 (1) | 9041.0416 | 9531.6751 | 10046.7685 | 10567.7334 | 11083.6237 | 11575.7521 | 11011.8611 | 11547.8173 | 12056.6601
| 2030/31 | 9234.5632 | 9734.5429 | 10249.2582 | 10826.0317 | 11366.2175 | 11855.7185 | 11469.4857 | 12042.8059 | 12554.0557
| 2031/32 | 9369.3722 | 9892.7682 | 10401.6885 | 11044.9487 | 11608.4154 | 12089.9404 | 12034.95 | 12636.6026 | 13143.504
| 2033/34 | 9554.1088 | 10063.4164 | 10551.7911 | 11351.6038 | 11903.2622 | 12373.3783 | 12436.7378 | 13034.7655 | 13529.9567
Note:
(1) Shutdown of a large industrial load is assumed in the Progressive Change scenario in summer 2029/30.

## Table 3.10
Table 3.10 | Historical winter maximum demand at time of delivered peak (MW) | [9 empty] | Index
| Winter | Operational as generated | Operational sent out | Native as generated | Native sent out | Transmission sent out | Transmission delivered | Transmission Delivered corrected to 50% PoE | Native | Native plus rooftop solar PV
| 2014 | 7288.08 | 6894.5605 | 7447.9545 | 7091.1467 | 6853.2292 | 6641.5491 | 6761.0825 | 6879.4666 | 6879.4666
| 2015 | 7815.98 | 7334.2336 | 8027.4747 | 7624.1916 | 7299.4061 | 7089.963 | 6976.2145 | 7414.7485 | 7414.7485
| 2016 | 8017 | 7468.6445 | 8176.2083 | 7677.5938 | 7397.6342 | 7175.76 | 7197.7893 | 7455.7195 | 7455.7195
| 2017 | 7595 | 7063.0015 | 7756.2257 | 7282.0328 | 7066.9979 | 6869.8171 | 7137.7653 | 7084.852 | 7084.852
| 2018 | 8172 | 7622.5718 | 8294.7529 | 7803.4236 | 7553.806 | 7330.6721 | 7654.3824 | 7580.2897 | 7580.2897
| 2019 | 7898 | 7446.0041 | 8095.5333 | 7735.1894 | 7486.2934 | 7295.5557 | 7289.074 | 7544.4516 | 7544.4516
| 2020 | 8143 | 7670.7215 | 8319.5517 | 7940.6385 | 7673.1108 | 7483.4262 | 7276.436 | 7750.9539 | 7750.9539
| 2021 | 8143 | 7676.923 | 8279.3244 | 7900.9849 | 7659.0763 | 7471.7183 | 7375.6 | 7713.6269 | 7725.1269
| 2022 | 8625 | 8216.2896 | 8701.074 | 8346.516 | 8140.8914 | 7921.2933 | 7570.6116 | 8126.9179 | 8126.9179
| 2023 | 8137 | 7600.758 | 8222.915 | 7738.4885 | 7584.5979 | 7398.7105 | (1) | 7552.6011 | 7552.6011
Note:
(1) The winter 2023 weather corrected demand was not available at time of publication.

## Table 3.11
Table 3.11 | Forecast winter transmission delivered maximum demand (MW) | [9 empty] | Index
| Winter | Progressive Change |  |  | Step Change |  |  | Hydrogen Export
|  | 90% PoE | 50% PoE | 10% PoE | 90% PoE | 50% PoE | 10% PoE | 90% PoE | 50% PoE | 10% PoE
| 2024 | 7440.3622 | 7667.1542 | 7864.9261 | 7439.6487 | 7666.4082 | 7864.0034 | 7436.7159 | 7663.1775 | 7860.5711
| 2025 | 7495.8923 | 7727.1722 | 7927.018 | 7470.9731 | 7702.9578 | 7903.4418 | 7832.6208 | 7632.1465 | 7832.6208
| 2026 | 7539.5817 | 7767.1972 | 7981.7196 | 7639.7754 | 7868.5857 | 8085.9084 | 7856.6543 | 7639.6651 | 7856.6543
| 2027 | 7548.931 | 7777.4333 | 7994.8138 | 7761.9831 | 7994.6014 | 8215.1817 | 8129.1405 | 7905.1327 | 8129.1405
| 2028 | 7631.8351 | 7862.3936 | 8084.1335 | 7899.3426 | 8138.6126 | 8367.0888 | 8372.3089 | 8137.406 | 8372.3089
| 2029 | 7732.6009 | 7967.2782 | 8191.0094 | 7981.2887 | 8222.8684 | 8453.7594 | 8347.2907 | 8108.4262 | 8347.2907
| 2030 (1) | 7327.7541 | 7569.3788 | 7802.0687 | 8162.0019 | 8396.7732 | 8631.8536 | 9363.3519 | 9117.977 | 9363.3519
| 2031 | 7206.5351 | 7453.3175 | 7689.5207 | 8340.9139 | 8580.1702 | 8819.5056 | 10769.4052 | 10517.3743 | 10769.4052
| 2032 | 7343.9237 | 7619.4145 | 7862.3371 | 8537.0779 | 8798.1854 | 9049.0568 | 10162.0569 | 9893.3327 | 10162.0569
| 2033 | 7469.8872 | 7740.7047 | 7993.9347 | 8687.8486 | 8959.6688 | 9222.7648 | 9906.8143 | 9624.5804 | 9906.8143
Note:
(1) Shutdown of a large industrial load is assumed in the Progressive Change scenario in summer 2029/30.

## Figure 3.12
Figure 3.12 | Historical and forecast transmission delivered winter maximum demand | [5 empty] | Index
| Winter | Historical | Weather corrected | AEMO 2023 ESOO Progressive Change 50% PoE | AEMO 2023 ESOO Step Change 50% PoE | AEMO 2023 ESOO Hydrogen Export 50% PoE
| 2014 | 6641.5491 | 6761.0825
| 2015 | 7089.963 | 6976.2145
| 2016 | 7175.76 | 7197.7893
| 2017 | 6869.8171 | 7137.7653
| 2018 | 7330.6721 | 7654.3824
| 2019 | 7295.5557 | 7289.074
| 2020 | 7483.4262 | 7276.436
| 2021 | 7471.7183 | 7375.6
| 2022 | 7921.2933 | 7570.6116
| 2023 | 7398.7105
| 2024 |  |  | 7667.1542 | 7666.4082 | 7663.1775
| 2025 |  |  | 7727.1722 | 7702.9578 | 7632.1465
| 2026 |  |  | 7767.1972 | 7868.5857 | 7639.6651
| 2027 |  |  | 7777.4333 | 7994.6014 | 7905.1327
| 2028 |  |  | 7862.3936 | 8138.6126 | 8137.406
| 2029 |  |  | 7967.2782 | 8222.8684 | 8108.4262
| 2030 |  |  | 7569.3788 | 8396.7732 | 9117.977
| 2031 |  |  | 7453.3175 | 8580.1702 | 10517.3743
| 2032 |  |  | 7619.4145 | 8798.1854 | 9893.3327
| 2033 |  |  | 7740.7047 | 8959.6688 | 9624.5804

## Table 3.12
Table 3.12 | Historical winter maximum demand at time of native peak (MW) | [9 empty] | Index
| Winter | Operational as generated | Operational sent out | Native as generated | Native sent out | Transmission sent out | Transmission delivered | Native | Native plus solar PV | Native corrected to 50% PoE
| 2014 | 7307 | 6895 | 7470 | 7077 | 6854 | 6647 | 6881 | 6881 | 6999
| 2015 | 7822 | 7369 | 8027 | 7620 | 7334 | 7126 | 7411 | 7412 | 7301
| 2016 | 8017 | 7513 | 8188 | 7686 | 7439 | 7207 | 7454 | 7454 | 7479
| 2017 | 7723 | 7221 | 7874 | 7374 | 7111 | 6894 | 7157 | 7157 | 7433
| 2018 | 8172 | 7623 | 8295 | 7750 | 7554 | 7383 | 7633 | 7633 | 7904
| 2019 | 8073 | 7559 | 8286 | 7778 | 7416 | 7208 | 7624 | 7624 | 7617
| 2020 | 8143 | 7671 | 8320 | 7885 | 7673 | 7441 | 7708 | 7708 | 7543.9637
| 2021 | 8162 | 7699.2918 | 8323.567 | 7948.4421 | 7662.5767 | 7467.7108 | 7753.5763 | 7753.5763 | 7829.8292
| 2022 | 8625 | 8216.2896 | 8701.074 | 8346.516 | 8140.8914 | 7921.2933 | 8126.9179 | 8126.9179 | 7570.6116
| 2023 | 8137 | 7600.758 | 8222.915 | 7738.4885 | 7584.5979 | 7398.7105 | 7552.6011 | 7552.6011 | (1)
Note:
(1) The winter 2023 weather corrected demand was not available at time of publication.

## Table 3.13
Table 3.13 | Forecast winter native maximum demand (MW) | [9 empty] | Index
| Winter | Progressive Change |  |  | Step Change |  |  | Hydrogen Export
|  | 90% PoE | 50% PoE | 10% PoE | 90% PoE | 50% PoE | 10% PoE | 90% PoE | 50% PoE | 10% PoE
| 2024 | 7782.4241 | 8004.8031 | 8206.9879 | 7781.7106 | 8004.057 | 8206.0652 | 7778.7778 | 8000.8264 | 8202.6329
| 2025 | 7854.5496 | 8081.4165 | 8285.6753 | 7956.789 | 8184.3607 | 8389.2577 | 7994.6047 | 8221.5964 | 8426.4836
| 2026 | 7902.1796 | 8125.382 | 8344.3174 | 8154.289 | 8378.6863 | 8600.422 | 8206.0198 | 8435.2741 | 8656.6763
| 2027 | 7948.413 | 8172.5022 | 8394.2957 | 8333.2565 | 8561.4618 | 8786.4551 | 8565.245 | 8797.8471 | 9026.2678
| 2028 | 8052.4259 | 8278.5714 | 8504.7243 | 8525.8629 | 8760.7199 | 8993.6091 | 8852.3326 | 9091.4051 | 9330.7209
| 2029 | 8172.5024 | 8402.7667 | 8630.9109 | 8704.3028 | 8941.4695 | 9176.7735 | 8832.9332 | 9076.7716 | 9320.0491
| 2030 (1) | 7783.5153 | 8020.727 | 8257.8298 | 8938.8946 | 9169.2529 | 9408.7463 | 9925.2961 | 10159.6479 | 10409.4358
| 2031 | 7705.8866 | 7948.256 | 8188.8722 | 9207.2178 | 9442.0611 | 9685.8095 | 11477.4174 | 11721.5359 | 11977.9798
| 2032 | 7846.5635 | 8117.6413 | 8364.9769 | 9410.2582 | 9666.9527 | 9922.2371 | 10918.4424 | 11190.6363 | 11463.7735
| 2033 | 7965.266 | 8231.6705 | 8489.3135 | 9598.2502 | 9865.6574 | 10133.1665 | 10745.4361 | 11031.6102 | 11318.2571
Note:
(1) Shutdown of a large industrial load is assumed in the Progressive Change scenario in summer 2029/30.

## Table 3.14
Table 3.14 | Historical annual minimum demand (MW) | [8 empty] | Index
| Summer | Operational as generated | Operational sent out | Native as generated | Native Sent Out | Transmission sent out | Transmission delivered | Native | Native plus solar PV
| 2013/14 | 4073 | 3779.5917 | 4274.1787 | 4026.5964 | 3767.884 | 3664.1864 | 3922.8987 | 3922.8987
| 2014/15 | 4281.39 | 3946.2081 | 4476.4297 | 4177.9653 | 3983.1297 | 3883.9073 | 4078.743 | 4078.743
| 2015/16 | 4944 | 4470.2097 | 5100.9351 | 4686.2575 | 4470.5956 | 4336.2277 | 4551.8897 | 4551.8897
| 2016/17 | 4791 | 4313.3922 | 4941.7114 | 4525.7285 | 4317.5184 | 4180.5951 | 4388.8052 | 4388.8052
| 2017/18 | 4647 | 4165.2814 | 4867.8751 | 4500.6055 | 4142.5102 | 4007.5983 | 4365.6937 | 5571.6937
| 2018/19 | 4211 | 3711.6348 | 4441.19 | 4111.5224 | 3527.7177 | 3369.5923 | 3953.3969 | 5323.3969
| 2019/20 | 3897 | 3493.0026 | 4094.4982 | 3767.0338 | 3097.2068 | 3005.5608 | 3675.3879 | 5882.3879
| 2020/21 | 3869 | 3479.7675 | 3957.5148 | 3701.1108 | 3043.1653 | 3013.5076 | 3671.4531 | 6804.4531
| 2021/22 | 3504 | 3065.2499 | 3616.901 | 3282.9655 | 2707.3083 | 2597.4988 | 3173.156 | 6457.156
| 2022/23 | 3490 | 2973.1192 | 3654.7848 | 3276.9295 | 2634.3045 | 2538.2406 | 3180.8655 | 6232.3655
Note:
(1) 2023 minimum based on preliminary data up to 13 September 2023.

## Table 3.15
Table 3.15 | Forecast annual transmission delivered minimum demand (MW) (1) | [9 empty] | Index
| Year | Progressive Change |  |  | Step Change |  |  | Hydrogen Export
|  | 90% PoE | 50% PoE | 10% PoE | 90% PoE | 50% PoE | 10% PoE | 90% PoE | 50% PoE | 10% PoE
| 2023/24 | 2083.1772 | 2238.1047 | 2414.131 | 2025.9195 | 2190.6554 | 2378.0266 | 2035.8332 | 2202.0815 | 2398.0098
| 2024/25 | 2363.8818 | 2187.7796 | 2363.8818 | 2199.9114 | 2013.3543 | 2199.9114 | 2060.6316 | 1865.6858 | 2060.6316
| 2025/26 | 2259.7176 | 2081.4012 | 2259.7176 | 2056.3132 | 1859.0566 | 2056.3132 | 1903.5926 | 1699.4614 | 1903.5926
| 2026/27 | 2232.2178 | 2045.5296 | 2232.2178 | 1923.075 | 1715.1747 | 1923.075 | 2009.6514 | 1754.4972 | 2009.6514
| 2027/28 | 2142.3877 | 1946.4592 | 2142.3877 | 1705.8107 | 1493.1352 | 1705.8107 | 1907.7978 | 1665.5285 | 1907.7978
| 2028/29 | 2080.2675 | 1879.2043 | 2080.2675 | 1517.3282 | 1292.3503 | 1517.3282 | 1804.7836 | 1539.9923 | 1804.7836
| 2029/30 (2) | 1279.6219 | 1067.9903 | 1279.6219 | 1361.9406 | 1121.2137 | 1361.9406 | 2345.9593 | 2063.582 | 2345.9593
| 2030/31 | 1247.2089 | 1024.0747 | 1247.2089 | 1143.4229 | 888.7613 | 1143.4229 | 1952.3935 | 1657.7023 | 1952.3935
| 2031/32 | 1193.2613 | 968.0889 | 1193.2613 | 969.5336 | 718.7024 | 969.5336 | 2631.484 | 2334.3235 | 2631.484
| 2032/33 | 1183.9836 | 962.6542 | 1183.9836 | 816.5208 | 555.9374 | 816.5208 | 3011.2202 | 2719.526 | 3011.2202
Notes:
(1) Forecasts provided without predicting market outcomes, directions or constraints which may be imposed to ensure system security but impact on the output of these embedded VRE generators.
(2) Shutdown of a large industrial load is assumed in the Progressive Change scenario in summer 2029/30.

## Figure 3.13
Figure 3.13 | Historical and forecast transmission delivered annual minimum demand |  |  |  |  | Index
| Year | Historical | AEMO 2023 ESOO Progressive Change 50% PoE | AEMO 2023 ESOO Step Change 50% PoE | AEMO 2023 ESOO Hydrogen Export 50% PoE
| 2014 | 3664.1864
| 2015 | 3883.9073
| 2016 | 4336.2277
| 2017 | 4180.5951
| 2018 | 4007.5983
| 2019 | 3369.5923
| 2020 | 3005.5608
| 2021 | 3013.5076
| 2022 | 2597.4988
| 2023 | 2538.2406
| 2024 |  | 2238.1047 | 2190.6554 | 2202.0815
| 2025 |  | 2187.7796 | 2013.3543 | 1865.6858
| 2026 |  | 2081.4012 | 1859.0566 | 1699.4614
| 2027 |  | 2045.5296 | 1715.1747 | 1754.4972
| 2028 |  | 1946.4592 | 1493.1352 | 1665.5285
| 2029 |  | 1879.2043 | 1292.3503 | 1539.9923
| 2030 |  | 1067.9903 | 1121.2137 | 2063.582
| 2031 |  | 1024.0747 | 888.7613 | 1657.7023
| 2032 |  | 968.0889 | 718.7024 | 2334.3235
| 2033 |  | 962.6542 | 555.9374 | 2719.526

## Table 3.16
Table 3.16 | Forecast annual native minimum demand (MW) (1) | [9 empty] | Index
| Summer | Progressive Change |  |  | Step Change |  |  | Hydrogen Export
|  | 90% PoE | 50% PoE | 10% PoE | 90% PoE | 50% PoE | 10% PoE | 90% PoE | 50% PoE | 10% PoE
| 2023/24 | 2662.6984 | 2812.4274 | 2993.6522 | 2623.4698 | 2783.0072 | 2975.5769 | 2584.0435 | 2745.0932 | 2946.2201
| 2024/25 | 2610.2007 | 2764.464 | 2945.7648 | 2503.1756 | 2667.8376 | 2859.5932 | 2401.3025 | 2569.7198 | 2769.8641
| 2025/26 | 2507.8581 | 2666.7612 | 2850.2762 | 2355.3022 | 2524.8409 | 2727.296 | 2297.4547 | 2472.6359 | 2681.9657
| 2026/27 | 2483.8142 | 2642.3626 | 2834.2493 | 2228.2018 | 2407.1829 | 2620.2817 | 2436.7001 | 2669.8617 | 2930.587
| 2027/28 | 2411.474 | 2578.5866 | 2779.7137 | 2027.9266 | 2215.5148 | 2433.3888 | 2499.1644 | 2703.2983 | 2950.7661
| 2028/29 (2) | 2346.2019 | 2517.812 | 2724.0737 | 1851.6907 | 2055.2015 | 2285.3779 | 2385.5501 | 2648.7237 | 2919.086
| 2029/30 | 1533.0228 | 1714.6313 | 1931.4615 | 1683.7624 | 1904.3759 | 2150.3013 | 3059.2845 | 3292.253 | 3579.8289
| 2030/31 | 1496.4901 | 1687.5866 | 1915.9193 | 1544.8804 | 1785.0132 | 2044.8733 | 2801.0673 | 3062.4815 | 3362.3713
| 2031/32 | 1439.0597 | 1634.3317 | 1864.7027 | 1357.1592 | 1615.1264 | 1871.1562 | 3554.6913 | 3836.8087 | 4139.1678
| 2032/33 | 1439.8442 | 1643.3742 | 1869.9021 | 1297.7461 | 1560.5639 | 1826.3459 | 4161.2841 | 4459.1584 | 4756.0512
Notes:
(1) Forecasts provided without predicting market outcomes, directions or constraints which may be imposed to ensure system security but impact on the output of these embedded VRE generators.
(2) Shutdown of a large industrial load is assumed in the Progressive Change scenario in summer 2028/29.

## Table 3.17
Table 3.17 | Average ratios of zone maximum delivered demand to zone delivered demand at time of Queensland region maximum delivered demand | [6 empty] | Index
| Zone | Winter | Summer
| Far North | 1.124 | 1.1709
| Ross | 1.4146 | 1.4663
| North | 1.1466 | 1.1261
| Central West | 1.1086 | 1.2239
| Gladstone | 1.0289 | 1.0235
| Wide Bay | 1.0179 | 1.08
| Surat | 1.1718 | 1.1989
| Bulli | 1.0597 | 1.1378
| South West | 1.0484 | 1.1313
| Moreton | 1.01 | 1.0272
| Gold Coast | 1.033 | 1.1024
|  | 2018/19 | 2019/20 | 2020/21 | 2021/22 | 2022/23
| Delivered | Summer Ratio | Summer Ratio | Summer Ratio | Summer Ratio | Summer Ratio | Summer Average
| Far North | 1.1155 | 1.2691 | 1.33 | 1 | 1.14 | 1.1709
| Ross | 1.5468 | 1.5948 | 1.37 | 1.41 | 1.41 | 1.4663
| North | 1.181 | 1.1893 | 1 | 1.11 | 1.15 | 1.1261
| Central West | 1.1216 | 1.5078 | 1.14 | 1.09 | 1.26 | 1.2239
| Gladstone | 1.0263 | 1.0412 | 1.02 | 1.02 | 1.01 | 1.0235
| Wide Bay | 1.0393 | 1.1207 | 1.06 | 1.03 | 1.15 | 1.08
| Surat | 1.183 | 1.1317 | 1.2 | 1.19 | 1.29 | 1.1989
| Bulli | 1.0407 | 1.0382 | 1.19 | 1.06 | 1.36 | 1.1378
| South West | 1.0097 | 1.1268 | 1.23 | 1.14 | 1.15 | 1.1313
| Moreton | 1.0108 | 1.0051 | 1 | 1.1 | 1.02 | 1.0272
| Gold Coast | 1.0112 | 1.0309 | 1.1 | 1.35 | 1.02 | 1.1024
|  | 2019 | 2020 | 2021 | 2022 | 2023
| Delivered | Winter Ratio | Winter Ratio | Winter Ratio | Winter Ratio | Winter Ratio | Winter Average
| Far North | 1.0668 | 1.0429 | 1.19 | 1.12 | 1.2 | 1.124
| Ross | 1.3729 | 1.2302 | 1.37 | 1.39 | 1.71 | 1.4146
| North | 1.0274 | 1.1258 | 1.14 | 1.32 | 1.12 | 1.1466
| Central West | 1.0839 | 1.0092 | 1.25 | 1.1 | 1.1 | 1.1086
| Gladstone | 1.0497 | 1.0048 | 1.03 | 1.02 | 1.04 | 1.0289
| Wide Bay | 1.0233 | 1.0161 | 1.05 | 1 | 1 | 1.0179
| Surat | 1.035 | 1.224 | 1.14 | 1.3 | 1.16 | 1.1718
| Bulli | 1.0786 | 1 | 1.03 | 1.07 | 1.12 | 1.0597
| South West | 1.0847 | 1.0276 | 1.02 | 1.06 | 1.05 | 1.0484
| Moreton | 1.0298 | 1 | 1.02 | 1 | 1 | 1.01
| Gold Coast | 1.01 | 1.005 | 1.06 | 1.06 | 1.03 | 1.033

## Table 3.18
Table 3.18 | Annual transmission delivered energy by zone (GWh) | [10 empty] | Index
| Financial year | Far North | Ross | North | Central West | Gladstone | Wide Bay | Surat | Bulli | South West | Moreton | Gold Coast | Total
Actuals
| 2013/14 | 1658 | 2826 | 2828 | 3564 | 10293 | 1321 | 338 | 146 | 1304 | 17782 | 3085 | 45145
| 2014/15 | 1697 | 2977 | 2884 | 3414 | 10660 | 1266 | 821 | 647 | 1224 | 18049 | 3141 | 46780
| 2015/16 | 1724 | 2944 | 2876 | 3327 | 10721 | 1272 | 2633 | 1290 | 1224 | 17944 | 3139 | 49094
| 2016/17 | 1704 | 2682 | 2661 | 3098 | 10196 | 1305 | 4154 | 1524 | 1308 | 18103 | 3145 | 49880
| 2017/18 | 1657 | 2645 | 2650 | 3027 | 9362 | 1238 | 4383 | 1497 | 1315 | 17873 | 3092 | 48739
| 2018/19 | 1648 | 2338 | 2621 | 2996 | 9349 | 1198 | 4805 | 1519 | 1376 | 17849 | 3065 | 48764
| 2019/20 | 1594 | 2466 | 2495 | 2859 | 9303 | 1031 | 5025 | 1580 | 1141 | 17395 | 2971 | 47860
| 2020/21 | 1519.0684 | 2568.515 | 2413.0063 | 2813.0392 | 9382.8878 | 969.8978 | 5240.7034 | 1490.967 | 993.2074 | 16806.9201 | 3222.0237 | 47421
| 2021/22 | 1597.9214 | 2418.1757 | 2755.2949 | 2775.8904 | 9124.3562 | 903.642 | 5419.6496 | 1395.3474 | 990.457 | 17101.4091 | 2924.1039 | 47405
| 2022/23 | 1601.5542 | 2073.8538 | 2668.3595 | 2782.8245 | 8897.827 | 897.5355 | 5278.9907 | 1333.7952 | 970.6399 | 16828.678 | 2878.0663 | 46214
Forecasts
| 2023/24 | 1415.204 | 2330.9345 | 2544.5746 | 2237.5817 | 9264.1571 | 613.6451 | 5347.7683 | 1309.1573 | 1015.0361 | 15475.4204 | 2644.5977 | 44197.0768
| 2024/25 | 1366.3121 | 2259.1003 | 2585.5332 | 2259.615 | 9314.4652 | 219.332 | 4419.8467 | 1084.3238 | 1019.9905 | 16355.6897 | 2817.685 | 43701.8936
| 2025/26 | 1305.015 | 2227.0492 | 2630.3447 | 2468.2256 | 9730.8136 | 42.5743 | 4445.6551 | 1079.376 | 1021.026 | 16340.935 | 2832.491 | 44122.5054
| 2026/27 | 1288.9845 | 2251.6824 | 2730.9417 | 2559.9722 | 10066.8439 | 59.3181 | 4345.5319 | 1047.38 | 1064.5341 | 16545.122 | 2869.4798 | 44828.7905
| 2027/28 | 1281.3076 | 2259.0063 | 2750.0786 | 2620.6794 | 10171.439 | 74.8258 | 4173.5191 | 990.936 | 1099.4378 | 16627.4241 | 2882.8489 | 44930.5027
| 2028/29 | 1288.3308 | 2280.3558 | 2815.3449 | 2713.1555 | 10183.7494 | 117.1284 | 3989.5223 | 922.1725 | 1166.7801 | 17303.4942 | 3011.0956 | 45792.1295
| 2029/30 | 1341.5034 | 2360.1184 | 2946.8069 | 2881.4365 | 10970.2439 | 188.2462 | 3839.2286 | 863.3628 | 1273.9566 | 18168.3958 | 3175.0995 | 48008.3986
| 2030/31 | 1410.8281 | 2466.4799 | 3086.5708 | 3056.4919 | 11472.2868 | 263.4856 | 3699.5528 | 816.5231 | 1385.2184 | 19093.4516 | 3352.7236 | 50104.6126
| 2031/32 | 1523.2158 | 2628.6074 | 3298.1429 | 3271.753 | 11530.6241 | 366.2868 | 3622.6415 | 787.8182 | 1531.2683 | 20246.9835 | 3575.3573 | 52384.6988
| 2032/33 | 1640.7311 | 2798.8039 | 3512.4464 | 3518.5456 | 11598.9463 | 481.5061 | 3547.3629 | 751.4492 | 1692.2612 | 21746.5381 | 3866.0927 | 55156.6835

## Table 3.19
Table 3.19 | Annual native energy by zone (GWh) | [10 empty] | Index
| Financial year | Far North | Ross | North | Central West | Gladstone | Wide Bay | Surat | Bulli | South West | Moreton | Gold Coast | Total
Actuals
| 2013/14 | 1658 | 3067 | 3154 | 3944 | 10293 | 1339 | 402 | 146 | 1536 | 17879 | 3085 | 46503
| 2014/15 | 1697 | 3163 | 3434 | 3841 | 10660 | 1285 | 1022 | 647 | 1468 | 18137 | 3141 | 48495
| 2015/16 | 1724 | 3141 | 3444 | 3767 | 10721 | 1293 | 2739 | 1290 | 1475 | 18011 | 3139 | 50744
| 2016/17 | 1704 | 2999 | 3320 | 3541 | 10196 | 1329 | 4194 | 1524 | 1549 | 18134 | 3145 | 51635
| 2017/18 | 1667 | 2935 | 3296 | 3493 | 9362 | 1259 | 4853 | 1497 | 1527 | 17944 | 3092 | 50925
| 2018/19 | 1670 | 2894 | 3211 | 3608 | 9349 | 1266 | 5163 | 1519 | 1550 | 17945 | 3065 | 51240
| 2019/20 | 1614 | 2899 | 3159 | 3656 | 9303 | 1282 | 5395 | 1580 | 1479 | 17466 | 2971 | 50804
| 2020/21 | 1538.8911 | 2903.9549 | 2982.4294 | 3551.5572 | 9382.8878 | 1234.1642 | 5450.5047 | 1490.967 | 1476.1598 | 17151.5283 | 2942.8631 | 50106.9074
| 2021/22 | 1617.8046 | 2899.9672 | 3212.1546 | 3515.2056 | 9124.3562 | 1163.9982 | 5625.9947 | 1395.3474 | 1454.0704 | 17149.402 | 2924.1039 | 50081.4048
| 2022/23 | 1620.6495 | 2713.9513 | 3229.5796 | 3415.2272 | 8897.827 | 1148.083 | 5445.7087 | 1333.7952 | 1490.0803 | 16872.1086 | 2878.0663 | 49047.0766
Forecasts
| 2023/24 | 1446.9022 | 3016.5464 | 3077.968 | 3081.9018 | 9264.1571 | 1187.5 | 5988.454 | 1309.1573 | 1638.8977 | 15532.3724 | 2644.5977 | 48188.4547
| 2024/25 | 1500.9749 | 3129.9144 | 3302.7353 | 3284.8389 | 9310.2472 | 1245.6249 | 5609.1471 | 1227.7774 | 1738.7429 | 16405.1784 | 2816.4091 | 49572.5905
| 2025/26 | 1465.1837 | 3143.2305 | 3393.0275 | 3351.3435 | 9726.4806 | 1237.5621 | 5733.3275 | 1258.3433 | 1750.1252 | 16389.5456 | 2831.2298 | 50280.3994
| 2026/27 | 1472.4777 | 3210.4054 | 3535.3336 | 3483.9196 | 10062.4514 | 1262.2797 | 5722.6204 | 1258.6998 | 1805.1344 | 16596.7764 | 2868.2278 | 51276.326
| 2027/28 | 1500.3383 | 3282.6659 | 3617.9723 | 3607.7995 | 10167.0312 | 1293.5597 | 5684.0725 | 1251.5445 | 1861.0437 | 16677.1712 | 2881.5996 | 51824.7983
| 2028/29 | 1558.7577 | 3395.3098 | 3775.1204 | 3789.3455 | 10179.4722 | 1350.3188 | 5693.1492 | 1254.379 | 1952.8565 | 17355.0853 | 3009.8309 | 53313.6253
| 2029/30 | 1658.9742 | 3560.4074 | 3990.7526 | 4040.655 | 10965.865 | 1438.1509 | 5722.0793 | 1260.9938 | 2084.1633 | 18219.993 | 3173.8321 | 56114.8666
| 2030/31 | 1756.8981 | 3717.885 | 4181.5089 | 4265.1839 | 11467.8988 | 1522.8274 | 5691.2385 | 1253.853 | 2208.4223 | 19146.0046 | 3351.4413 | 58562.1615
| 2031/32 | 1890.0952 | 3919.087 | 4430.3373 | 4517.0907 | 11526.3902 | 1634.3536 | 5697.0659 | 1254.011 | 2365.9679 | 20299.497 | 3574.0444 | 61107.9401
| 2032/33 | 2039.6097 | 4146.2793 | 4701.9704 | 4819.9973 | 11594.8979 | 1760.6027 | 5741.0241 | 1262.2871 | 2544.6506 | 21798.8621 | 3864.7434 | 64274.9246

## Table 3.20
Table 3.20 | State summer maximum transmission delivered demand by zone (MW) | [10 empty] | Index
| Summer | Far North | Ross | North | Central West | Gladstone | Wide Bay | Surat | Bulli | South West | Moreton | Gold Coast | Total
Actuals
| 2013/14 | 296.1878 | 400.6769 | 427.0774 | 503.8247 | 1151.7571 | 248.4569 | 13.3532 | 17.2037 | 267.2685 | 3597 | 637.2085 | 7559.4211
| 2014/15 | 278.1268 | 381.4579 | 398.6488 | 465.7855 | 1253.6278 | 262.6241 | 95.963 | 80.6026 | 226.5156 | 3846 | 691.5339 | 7983.4924
| 2015/16 | 308.0738 | 392.2705 | 411.4416 | 443.2299 | 1188.9288 | 214.4753 | 265.1139 | 154.5135 | 230.7048 | 3953 | 661.3818 | 8221.7882
| 2016/17 | 258.2755 | 221.5301 | 378.1446 | 429.481 | 1193.4437 | 269.7387 | 421.4071 | 178.3418 | 286.4432 | 3993 | 718.8133 | 8347.1722
| 2017/18 | 304.353 | 375.7343 | 413.24 | 463.3071 | 1102.272 | 278.3018 | 504.1487 | 183.0751 | 301.2789 | 4147 | 717.6186 | 8788.5806
| 2018/19 | 341.6684 | 339.4231 | 399.7709 | 484.2348 | 1096.0209 | 284.8869 | 525.9819 | 190.9339 | 312.3406 | 4270 | 724.3431 | 8968.9725
| 2019/20 | 286.4386 | 324.9077 | 390.5238 | 368.2649 | 1080.0843 | 263.2036 | 610.01 | 191.0792 | 266.7199 | 4276.1271 | 709.0541 | 8766.413
| 2020/21 | 254.3661 | 404.5586 | 431.4552 | 471.4837 | 1110.622 | 298.1506 | 588.458 | 165.2827 | 247.6511 | 3894 | 613.8043 | 8478.9834
| 2021/22 | 362.7193 | 441.2014 | 473.339 | 518.3289 | 1103.3217 | 269.3702 | 594.3734 | 174.4556 | 253.1553 | 4146.4416 | 696.5612 | 9031.2676
| 2022/23 | 304.7355 | 364.7954 | 413.7767 | 418.2218 | 1090.6017 | 283.2934 | 547.0694 | 131.8024 | 275.9156 | 4359.4085 | 725.1222 | 9201.288
Forecasts
| 2023/24 | 301.8354 | 220.3595 | 479.244 | 369.2275 | 1168.1579 | 190.5229 | 523.409 | 182.2041 | 235.7842 | 4511.9687 | 760.2211 | 9005.4163
| 2024/25 | 296.2406 | 225.0348 | 474.2227 | 352.9944 | 1143.038 | 194.0656 | 523.6749 | 176.1796 | 231.8106 | 4498.8622 | 749.2353 | 9137.4158
| 2025/26 | 299.465 | 239.3759 | 489.559 | 387.5855 | 1216.9873 | 224.4541 | 527.5681 | 177.9665 | 257.4737 | 4668.297 | 767.2668 | 9373.6353
| 2026/27 | 304.319 | 255.3344 | 496.4229 | 417.5457 | 1251.3104 | 270.2163 | 523.4552 | 176.4859 | 287.7088 | 4735.6503 | 763.1579 | 9671.8351
| 2027/28 | 310.7481 | 256.4995 | 503.2272 | 423.4387 | 1263.7073 | 260.8073 | 521.4349 | 175.8384 | 286.5861 | 4803.9621 | 767.8387 | 9761.0142
| 2028/29 | 311.6367 | 266.6061 | 503.1766 | 429.2517 | 1248.0936 | 267.2974 | 515.2415 | 173.6405 | 288.0372 | 4825.6802 | 770.7907 | 9927.7244
| 2029/30 | 329.5838 | 277.6929 | 527.815 | 462.5879 | 1378.8291 | 307.6584 | 529.6672 | 178.7488 | 318.2082 | 5048.0863 | 806.4011 | 10223.344
| 2030/31 | 336.6824 | 285.8967 | 533.1917 | 456.8728 | 1442.2838 | 287.9956 | 533.0776 | 179.1144 | 309.8891 | 5124.9337 | 818.2333 | 10347.7577
| 2031/32 | 355.7591 | 303.4704 | 558.2231 | 503.0047 | 1470.0279 | 355.8257 | 541.217 | 182.5173 | 356.1634 | 5372.3344 | 857.9827 | 10708.6046
| 2032/33 | 364.7654 | 303.9638 | 567.0223 | 501.9549 | 1460.3769 | 338.2126 | 540.2107 | 181.2158 | 349.9013 | 5454.0472 | 869.7343 | 10879.3231

## Table 3.21
Table 3.21 | State summer maximum native demand by zone (MW) | [10 empty] | Index
| Summer | Far North | Ross | North | Central West | Gladstone | Wide Bay | Surat | Bulli | South West | Moreton | Gold Coast | Total
Actuals
| 2013/14 | 271 | 423 | 386 | 561 | 1147 | 260 | 88 | 21 | 316 | 3755 | 603 | 7831
| 2014/15 | 278 | 399 | 479 | 548 | 1254 | 263 | 189 | 81 | 254 | 3889 | 692 | 8326
| 2015/16 | 308 | 423 | 491 | 519 | 1189 | 214 | 370 | 155 | 257 | 3952 | 661 | 8539
| 2016/17 | 269 | 364 | 512 | 559 | 1088 | 276 | 498 | 175 | 329 | 3974 | 712 | 8756
| 2017/18 | 310 | 480 | 486 | 508 | 1102 | 278 | 617 | 183 | 328 | 4179 | 718 | 9189
| 2018/19 | 338 | 456 | 432 | 562 | 1104 | 293 | 630 | 191 | 340 | 4338 | 731 | 9415
| 2019/20 | 287 | 451 | 441 | 530 | 1084 | 277 | 660 | 191 | 305 | 4322 | 720 | 9268
| 2020/21 | 255.5571 | 507.7367 | 483.1458 | 595.9504 | 1110.622 | 313.7879 | 680.9991 | 165.2827 | 306.8831 | 3893.967 | 613.8043 | 8929
| 2021/22 | 363.4493 | 516.3305 | 503.5249 | 590.6525 | 1103.3217 | 269.2238 | 707.5452 | 174.4556 | 254.0998 | 4143.2416 | 696.5612 | 9326
| 2022/23 | 306.5005 | 400.0512 | 489.2566 | 511.718 | 1090.6017 | 286.3921 | 609.3491 | 131.8024 | 290.1206 | 4359.3736 | 725.1222 | 9374.0914
Forecasts
| 2023/24 | 311.0498 | 336.9761 | 544.4051 | 520.75 | 1196.8776 | 323.0794 | 707.5745 | 186.6837 | 328.3902 | 4624.7552 | 778.9115 | 9673.0332
| 2024/25 | 311.8025 | 345.7057 | 549.6267 | 523.4421 | 1197.0405 | 328.6158 | 716.6567 | 184.5032 | 330.7437 | 4710.7558 | 784.6326 | 9917.8899
| 2025/26 | 312.0212 | 351.692 | 560.3847 | 541.1526 | 1263.047 | 340.4461 | 718.1896 | 184.7021 | 337.1513 | 4846.1666 | 796.3058 | 10126.8269
| 2026/27 | 314.4809 | 352.3657 | 561.8307 | 547.4736 | 1290.7937 | 342.3533 | 708.566 | 182.0546 | 342.7109 | 4887.0505 | 787.2383 | 10368.3832
| 2027/28 | 321.3969 | 358.2058 | 569.8043 | 561.633 | 1304.0627 | 352.0114 | 707.4151 | 181.4537 | 353.1387 | 4958.3691 | 792.359 | 10553.6882
| 2028/29 | 328.6461 | 375.0305 | 580.37 | 578.4987 | 1313.5801 | 362.3511 | 712.6341 | 182.7513 | 359.8787 | 5078.7914 | 811.2335 | 10798.883
| 2029/30 | 346.2115 | 381.868 | 604.9867 | 603.092 | 1446.8537 | 379.3322 | 732.2135 | 187.5674 | 377.0264 | 5299.0635 | 846.1849 | 11083.6237
| 2030/31 | 358.7291 | 402.3519 | 619.9003 | 617.7913 | 1533.7926 | 390.6262 | 744.2578 | 190.4787 | 388.6099 | 5450.0675 | 870.1479 | 11366.2175
| 2031/32 | 373.6663 | 404.5126 | 637.4224 | 635.7932 | 1543.7668 | 404.1862 | 750.118 | 191.6727 | 402.6683 | 5641.6176 | 901.0205 | 11608.4154
| 2032/33 | 387.2727 | 414.796 | 653.6396 | 652.5828 | 1548.9839 | 416.4242 | 753.1355 | 192.2109 | 415.1631 | 5782.7226 | 922.5046 | 11903.2622

## Table 3.22
Table 3.22 | State winter maximum transmission delivered demand by zone (MW) | [10 empty] | Index
| Winter | Far North | Ross | North | Central West | Gladstone | Wide Bay | Surat | Bulli | South West | Moreton | Gold Coast | Total
Actuals
| 2014 | 225.8756 | 343.9563 | 355.171 | 462.8609 | 1199.863 | 204.4701 | 15.8792 | 50.7704 | 257.3577 | 2974.6532 | 550.6917 | 6641.5491
| 2015 | 191.5782 | 289.3741 | 331.8483 | 429.1167 | 1248.5771 | 203.1384 | 136.735 | 137.1061 | 258.4057 | 3267.0581 | 597.0253 | 7089.963
| 2016 | 226.2289 | 248.8551 | 369.7202 | 417.2619 | 1241.7258 | 206.1728 | 390.2341 | 180.7013 | 278.6316 | 3079 | 536.6585 | 7175.76
| 2017 | 241.3176 | 367.7083 | 365.7819 | 376.695 | 1074.4133 | 215.9257 | 513.4703 | 187.2975 | 247.9753 | 2797 | 483.0703 | 6869.8171
| 2018 | 242.3096 | 365.5998 | 335.4305 | 439.3085 | 1090.6486 | 234.807 | 475.1131 | 186.0195 | 335.653 | 3085.9516 | 539.831 | 7330.6721
| 2019 | 234.372 | 283.8119 | 361.9434 | 419.27 | 1036.5027 | 239.2108 | 614.517 | 194.5273 | 293.2998 | 3078.0411 | 540.0598 | 7295.5557
| 2020 | 227.1399 | 305.9515 | 326.5233 | 448.9775 | 1104.3911 | 246.4218 | 531.375 | 190.5961 | 312.8587 | 3273.9523 | 515.2391 | 7483.4262
| 2021 | 204.1566 | 295.8633 | 333.9088 | 383.4609 | 1074.9606 | 249.7508 | 591.7325 | 178.9408 | 338.9969 | 3275.079 | 544.8681 | 7471.7183
| 2022 | 230.2281 | 245.7364 | 322.1927 | 431.0109 | 991.3249 | 280.3809 | 507.7446 | 161.9516 | 359.8797 | 3780.0671 | 610.7765 | 7921
| 2023 | 216.7777 | 236.7857 | 351.6456 | 417.8994 | 1069.3778 | 251.5784 | 605.7174 | 166.8238 | 320.5852 | 3224.9898 | 536.5297 | 7398.7105
Forecasts
| 2024 | 203.3525 | 228.1087 | 375.1626 | 478.2143 | 1088.3002 | 227.2822 | 457.1978 | 190.7546 | 306.0625 | 3349.6171 | 548.9889 | 7666.4082
| 2025 | 197.4277 | 226.3033 | 364.7013 | 461.3167 | 1069.1991 | 219.9079 | 444.5509 | 183.4958 | 298.4739 | 3350.4637 | 538.6001 | 7702.9578
| 2026 | 196.2773 | 228.6245 | 371.1273 | 477.2703 | 1078.4335 | 226.7489 | 461.0358 | 183.6616 | 304.0515 | 3478.7347 | 558.3918 | 7868.5857
| 2027 | 189.8366 | 226.6201 | 358.5418 | 470.2797 | 1088.9125 | 223.0764 | 430.9051 | 174.6242 | 295.6655 | 3407.5959 | 538.7485 | 7994.6014
| 2028 | 192.9434 | 228.0907 | 363.0177 | 481.1444 | 1135.8017 | 227.3828 | 434.3113 | 175.4397 | 301.7965 | 3495.8522 | 545.5702 | 8138.6126
| 2029 | 193.6079 | 231.0644 | 362.6989 | 488.0877 | 1138.8399 | 230.7119 | 427.6254 | 173.5663 | 301.6555 | 3517.1059 | 547.9006 | 8222.8684
| 2030 | 202.5857 | 241.6678 | 374.9848 | 504.6987 | 1157.1544 | 239.9075 | 435.6352 | 176.3618 | 314.2623 | 3661.2165 | 570.6445 | 8396.7732
| 2031 | 209.2471 | 248.9366 | 383.6089 | 515.7871 | 1267.8934 | 246.1265 | 441.2996 | 179.3162 | 322.5587 | 3777.0734 | 589.7461 | 8580.1702
| 2032 | 215.7467 | 255.3043 | 390.2535 | 524.5546 | 1331.1137 | 251.6407 | 441.6751 | 179.9942 | 330.2259 | 3888.0511 | 607.2719 | 8798.1854
| 2033 | 220.6316 | 259.0707 | 393.7097 | 528.9026 | 1326.1215 | 255.1635 | 444.9354 | 179.4192 | 335.184 | 3975.4976 | 616.1575 | 8959.6688

## Table 3.23
Table 3.23 | State winter maximum native demand by zone (MW) | [10 empty] | Index
| Winter | Far North | Ross | North | Central West | Gladstone | Wide Bay | Surat | Bulli | South West | Moreton | Gold Coast | Total
Actuals
| 2014 | 226 | 369 | 420 | 509 | 1200 | 204 | 90 | 51 | 286 | 2975 | 551 | 6881
| 2015 | 192 | 334 | 404 | 518 | 1249 | 203 | 208 | 137 | 288 | 3281 | 597 | 7411
| 2016 | 216 | 358 | 419 | 504 | 1229 | 200 | 467 | 193 | 310 | 3008 | 550 | 7454
| 2017 | 218 | 367 | 416 | 415 | 1070 | 220 | 554 | 182 | 276 | 2913 | 526 | 7157
| 2018 | 242 | 360 | 410 | 494 | 1091 | 235 | 654 | 186 | 336 | 3085 | 540 | 7633
| 2019 | 230 | 307 | 408 | 483 | 1066 | 241 | 628 | 207 | 346 | 3176 | 532 | 7624
| 2020 | 227 | 329 | 406 | 492 | 1104 | 247 | 624 | 191 | 342 | 3231 | 515 | 7708
| 2021 | 205.9861 | 254.5945 | 365.7977 | 458.8581 | 1079.3871 | 232.3305 | 691.2325 | 180.7006 | 356.5468 | 3372.9767 | 558.8659 | 7758
| 2022 | 230.4767 | 248.1336 | 375.0902 | 457.7021 | 991.3249 | 280.3228 | 634.2315 | 161.9516 | 356.941 | 3778.9671 | 610.7765 | 8125
| 2022 | 216.8477 | 223.2497 | 408.4415 | 440.612 | 1069.3778 | 251.4369 | 696.8013 | 166.8238 | 317.6909 | 3223.7898 | 536.5297 | 7552
Forecasts
| 2023 | 226 | 369 | 420 | 509 | 1200 | 204 | 90 | 51 | 286 | 2975 | 551 | 6881
| 2024 | 192 | 334 | 404 | 518 | 1249 | 203 | 208 | 137 | 288 | 3281 | 597 | 7411
| 2025 | 216 | 358 | 419 | 504 | 1229 | 200 | 467 | 193 | 310 | 3008 | 550 | 7454
| 2026 | 218 | 367 | 416 | 415 | 1070 | 220 | 554 | 182 | 276 | 2913 | 526 | 7157
| 2027 | 242 | 360 | 410 | 494 | 1091 | 235 | 654 | 186 | 336 | 3085 | 540 | 7633
| 2028 | 230 | 307 | 408 | 483 | 1066 | 241 | 628 | 207 | 346 | 3176 | 532 | 7624
| 2029 | 227 | 329 | 406 | 492 | 1104 | 247 | 624 | 191 | 342 | 3231 | 515 | 7708
| 2030 | 205.9861 | 254.5945 | 365.7977 | 458.8581 | 1079.3871 | 232.3305 | 691.2325 | 180.7006 | 356.5468 | 3372.9767 | 558.8659 | 7758
| 2031 | 230.4767 | 248.1336 | 375.0902 | 457.7021 | 991.3249 | 280.3228 | 634.2315 | 161.9516 | 356.941 | 3778.9671 | 610.7765 | 8125
| 2032 | 234.1076 | 312.3563 | 478.6544 | 618.346 | 1407.1203 | 271.275 | 714.6653 | 190.378 | 375.532 | 4217.0932 | 653.7921 | 9473.3202

## Figure 3.14
Figure 3.14 | Daily load profile of summer 2022/23 and winter 2023 maximum transmission delivered demand days | [10 empty] | Index
| Season | Date | 0:00 | 0:30 | 1:00 | 1:30 | 2:00 | 2:30 | 3:00 | 3:30 | 4:00 | 4:30 | 5:00 | 5:30 | 6:00 | 6:30 | 7:00 | 7:30 | 8:00 | 8:30 | 9:00 | 9:30 | 10:00 | 10:30 | 11:00 | 11:30 | 12:00 | 12:30 | 13:00 | 13:30 | 14:00 | 14:30 | 15:00 | 15:30 | 16:00 | 16:30 | 17:00 | 17:30 | 18:00 | 18:30 | 19:00 | 19:30 | 20:00 | 20:30 | 21:00 | 21:30 | 22:00 | 22:30 | 23:00 | 23:30
| Summer | 2023-03-17 | 6026.8233 | 5875.8138 | 5762.395 | 5675.0139 | 5632.6252 | 5596.8982 | 5547.0267 | 5506.5217 | 5522.4027 | 5575.9931 | 5753.2547 | 5903.6553 | 6107.7664 | 6202.6509 | 6145.7983 | 5922.2012 | 5835.8485 | 5728.6061 | 5562.249 | 5481.6048 | 5507.3759 | 5590.0484 | 5633.2636 | 5761.4398 | 5938.5282 | 6111.6158 | 6291.7941 | 6542.9332 | 6860.8314 | 7166.3951 | 7492.9054 | 7911.1648 | 8263.2763 | 8683.4755 | 8909.0569 | 8915.7425 | 8777.0521 | 8719.4039 | 8482.0233 | 8303.5412 | 8120.3271 | 7836.296 | 7556.8523 | 7271.875 | 7016.657 | 6753.638 | 6479.1963 | 6233.3221
| Winter | 2023-07-24 | 5037.2024 | 4905.8329 | 4827.1478 | 4760.5877 | 4711.623 | 4694.8375 | 4705.1278 | 4719.7128 | 4810.2103 | 4968.7045 | 5170.7444 | 5427.7321 | 5826.5821 | 6224.6442 | 6404.3724 | 6345.5151 | 6186.0218 | 5778.1989 | 5412.8829 | 5331.9557 | 5258.0421 | 5373.3424 | 5360.8599 | 5329.2062 | 5394.8122 | 5476.7945 | 5311.4843 | 5131.6888 | 5177.7015 | 5329.4804 | 5545.4975 | 5733.2992 | 6033.5151 | 6503.1996 | 6945.4199 | 7320.6012 | 7398.7105 | 7338.1695 | 7201.1811 | 7080.2162 | 6900.8124 | 6731.3237 | 6577.189 | 6225.1316 | 6003.8042 | 5788.2081 | 5597.3006 | 5397.0806

## Figure 3.15
Figure 3.15 | Daily load profile of 2023 minimum transmission delivered demand day (1) | [10 empty] | Index
Note:
(1) Based on preliminary meter data up to 13 September 2023.
|  | Date | 0:00 | 0:30 | 1:00 | 1:30 | 2:00 | 2:30 | 3:00 | 3:30 | 4:00 | 4:30 | 5:00 | 5:30 | 6:00 | 6:30 | 7:00 | 7:30 | 8:00 | 8:30 | 9:00 | 9:30 | 10:00 | 10:30 | 11:00 | 11:30 | 12:00 | 12:30 | 13:00 | 13:30 | 14:00 | 14:30 | 15:00 | 15:30 | 16:00 | 16:30 | 17:00 | 17:30 | 18:00 | 18:30 | 19:00 | 19:30 | 20:00 | 20:30 | 21:00 | 21:30 | 22:00 | 22:30 | 23:00 | 23:30
| Annual | 2023-08-20 | 5066.5748 | 4922.638 | 4822.7136 | 4766.8962 | 4724.6196 | 4721.6789 | 4700.9798 | 4720.8745 | 4746.2745 | 4781.6965 | 4834.8392 | 4885.8968 | 5026.4065 | 5049.6067 | 4725.0094 | 4269.9886 | 3895.3022 | 3564.9149 | 3260.2741 | 2915.3064 | 2693.9307 | 2609.6561 | 2561.6236 | 2545.1634 | 2538.2406 | 2581.2845 | 2637.7155 | 2804.4412 | 3009.5856 | 3363.9502 | 3662.3247 | 4089.446 | 4712.7519 | 5364.0445 | 6028.1294 | 6353.8925 | 6503.9807 | 6498.7406 | 6466.6129 | 6434.93 | 6264.1387 | 6085.2322 | 5958.1373 | 5707.7166 | 5613.6931 | 5440.833 | 5296.4804 | 5119.7523

## Figure 3.16
Figure 3.16 | Historical annual transmission delivered load duration curves | [10 empty] | Index
| Percentage time of year | 0 | 0.005 | 0.01384 | 0.02815 | 0.04987 | 0.08125 | 0.12487 | 0.18363 | 0.26074 | 0.35977 | 0.4846 | 0.63948 | 0.82896 | 1.058 | 1.3317 | 1.6559 | 2.0365 | 2.4797 | 2.9923 | 3.5812 | 4.254 | 5.0183 | 5.8822 | 6.8543 | 7.9433 | 9.1586 | 10.5098 | 12.0067 | 13.6597 | 15.4796 | 17.4774 | 19.6647 | 22.0532 | 24.6553 | 27.4835 | 30.5509 | 33.8708 | 37.457 | 41.3238 | 45.4855 | 49.9573 | 54.9573 | 59.3573 | 63.2573 | 66.8573 | 70.1673 | 73.2373 | 76.0773 | 78.6873 | 81.0673 | 83.2673 | 84.4673 | 86.2873 | 87.9873 | 89.4873 | 90.8393 | 92.0547 | 93.1447 | 94.1168 | 94.9808 | 95.7458 | 96.4185 | 97.0075 | 97.52 | 97.9633 | 98.3438 | 98.668 | 98.9418 | 99.1708 | 99.3603 | 99.5151 | 99.64 | 99.739 | 99.8161 | 99.8749 | 99.9185 | 99.9499 | 99.9716 | 99.9859 | 99.9947 | 99.9998 | 100
| 2018/19 | 8969 | 8953.2 | 8900.9 | 8851.7 | 8612.1 | 8506.5 | 8337.8 | 8245.6 | 8109.1 | 8016.2 | 7969.8 | 7896 | 7796.3 | 7711.9 | 7608.8 | 7527.9 | 7453 | 7370.6 | 7278.7 | 7174 | 7080 | 6995.8 | 6908.2 | 6837.3 | 6752.3 | 6678.8 | 6604.5 | 6540.1 | 6476.6 | 6407.8 | 6344.1 | 6268.5 | 6191.3 | 6116.4 | 6034.2 | 5942.4 | 5854.3 | 5751.9 | 5651.3 | 5546.3 | 5443.1 | 5328.3 | 5239.7 | 5155.6 | 5090.6 | 5026.9 | 4966.7 | 4910.1 | 4856.7 | 4808.2 | 4768.1 | 4746 | 4713.1 | 4683.5 | 4657.3 | 4635.3 | 4612 | 4590.7 | 4571.9 | 4550.3 | 4532.4 | 4509.7 | 4486.1 | 4461.7 | 4426.6 | 4386.7 | 4332.8 | 4280.5 | 4248.3 | 4203 | 4164.4 | 4109 | 4074.2 | 4049.9 | 4020.7 | 3985.5 | 3938 | 3878.2 | 3820.4 | 3796.2 | 3788.5 | 3788.1
| 2019/20 | 8766.4 | 8717.1 | 8700.8 | 8663.5 | 8615.8 | 8524 | 8452.5 | 8313.5 | 8229.2 | 8148.2 | 8050.5 | 7970.3 | 7882.9 | 7798.4 | 7692.8 | 7591.7 | 7508.2 | 7408.7 | 7323.8 | 7213.7 | 7120.1 | 7037.4 | 6951.6 | 6863.6 | 6770.6 | 6680.5 | 6602.3 | 6528 | 6458.1 | 6382.3 | 6304.8 | 6222.2 | 6134.8 | 6043.3 | 5950.1 | 5847.6 | 5739 | 5633.6 | 5524.4 | 5415 | 5309 | 5200 | 5101.1 | 5021.8 | 4949.1 | 4876.7 | 4815.6 | 4759.9 | 4709.8 | 4668.2 | 4628.6 | 4604.8 | 4576.1 | 4541.9 | 4510.2 | 4476.3 | 4437.2 | 4395.5 | 4351.1 | 4302.2 | 4247 | 4185.7 | 4129.7 | 4076 | 4024.2 | 3981.1 | 3935.7 | 3898.6 | 3869.7 | 3841.1 | 3818.3 | 3786.1 | 3768.1 | 3739.9 | 3728.5 | 3715.5 | 3702.5 | 3697.3 | 3693.1 | 3689.3 | 3688.8 | 3688.7
| 2020/21 | 8479 | 8360.7 | 8293.2 | 8264.1 | 8245 | 8207.3 | 8108.2 | 8059.5 | 7991.2 | 7903.9 | 7826.5 | 7724 | 7634.6 | 7568.7 | 7490.1 | 7407 | 7338 | 7255.6 | 7179 | 7096.6 | 7018.7 | 6942.8 | 6867.5 | 6798 | 6721.4 | 6650 | 6581 | 6511 | 6440 | 6368 | 6291 | 6205 | 6117 | 6030 | 5936 | 5839.8 | 5738 | 5631.9 | 5523.5 | 5412 | 5304 | 5192 | 5096 | 5013 | 4938 | 4869 | 4811 | 4758 | 4707 | 4658 | 4599 | 4569 | 4518 | 4468 | 4409.7 | 4350 | 4287 | 4226 | 4163.7 | 4099 | 4056 | 3997.4 | 3946 | 3899 | 3846 | 3787 | 3723.7 | 3674.4 | 3618.3 | 3562.1 | 3520.8 | 3494 | 3459.4 | 3429.6 | 3332.1 | 3254 | 3183.7 | 3065 | 3052.2 | 3024.4 | 3006.9 | 3006
| 2021/22 | 9031.2676 | 8974.6925 | 8892.5426 | 8702.3792 | 8571.5985 | 8374.1925 | 8301.494 | 8163.5372 | 8088.7468 | 8053.3103 | 7918.7673 | 7800.3293 | 7699.7705 | 7588.8449 | 7496.4258 | 7420.5992 | 7350.617 | 7278.4667 | 7209.6231 | 7140.1453 | 7067.8126 | 6992.7113 | 6931.0044 | 6853.6245 | 6788.9537 | 6731.1428 | 6667.1558 | 6599.7471 | 6527.7108 | 6446.6492 | 6359.5961 | 6271.1261 | 6173.5399 | 6076.6069 | 5965.6929 | 5855.3599 | 5747.3471 | 5641.0363 | 5525.445 | 5412.8516 | 5297.0003 | 5185.8079 | 5095.3996 | 5020.8851 | 4950.7074 | 4891.611 | 4835.2284 | 4781.2174 | 4725.911 | 4675.007 | 4620.2817 | 4581.1414 | 4507.227 | 4411.2585 | 4306.3763 | 4213.6618 | 4110.2746 | 4019.5047 | 3944.4039 | 3879.7044 | 3811.8734 | 3743.6395 | 3680.1927 | 3622.6155 | 3565.0727 | 3499.1652 | 3451.4222 | 3406.4208 | 3372.3207 | 3330.3755 | 3273.1339 | 3232.8427 | 3186.9581 | 3155.438 | 3115.5956 | 3101.9448 | 3057.2545 | 3028.729 | 3006.608 | 2901.1803 | 2898.5605 | 2898.4286
| 2022/23 | 8915.7425 | 8909.8862 | 8781.63 | 8763.7243 | 8721.1535 | 8630.9229 | 8522.3372 | 8386.1437 | 8273.1803 | 8121.1894 | 8044.3875 | 7921.2765 | 7837.663 | 7753.6326 | 7627.1958 | 7542.6601 | 7445.2069 | 7333.6896 | 7245.6961 | 7153.4956 | 7074.0526 | 6997.3373 | 6912.2984 | 6842.1826 | 6767.5691 | 6697.5931 | 6630.2365 | 6551.7006 | 6481.7401 | 6400.9527 | 6316.262 | 6224.4697 | 6124.8795 | 6018.7566 | 5898.3452 | 5781.0898 | 5665.8572 | 5544.1356 | 5420.9078 | 5297.5415 | 5176.9985 | 5061.292 | 4969.1554 | 4898.1694 | 4835.5381 | 4770.5165 | 4705.3516 | 4639.6838 | 4565.1219 | 4450.4492 | 4314.1859 | 4227.1819 | 4105.7869 | 3998.8213 | 3897.9055 | 3809.4976 | 3739.4686 | 3663.1475 | 3593.9906 | 3529.9764 | 3466.9691 | 3417.5424 | 3365.2442 | 3310.5915 | 3248.8274 | 3202.4881 | 3138.993 | 3081.0425 | 3024.8798 | 2973.039 | 2906.9917 | 2838.3886 | 2800.339 | 2763.856 | 2727.0591 | 2699.3547 | 2665.403 | 2638.5214 | 2620.3979 | 2600.4834 | 2597.6419 | 2597.4988
Raw MW
| 2018/19 | 2019/20 | 2020/21 | 2021/22 | 2022/23 |  | Percentile | 2018/19 | 2019/20 | 2020/21 | 2021/22 | 2022/23
| 8968.9725 | 8766.413 | 8479 | 9031.2676 | 8915.7425 |  | 0% | 8968.9725 | 8766.413 | 8479 | 9031.2676 | 8915.7425
| 8950.9734 | 8710.1241 | 8344 | 8966.6805 | 8909.0569 |  | 0.005% | 8953.2062 | 8717.1068 | 8360.7467 | 8974.6925 | 8909.8862
| 8903.1752 | 8705.7613 | 8303 | 8906.5648 | 8785.0066 |  | 0.01384% | 8900.8785 | 8700.7544 | 8293.2369 | 8892.5426 | 8781.63
| 8897.7646 | 8693.9659 | 8280 | 8873.5313 | 8777.0521 |  | 0.02815% | 8851.7076 | 8663.4967 | 8264.0986 | 8702.3792 | 8763.7243
| 8897.4233 | 8673.6086 | 8279 | 8751.1098 | 8774.5608 |  | 0.04987% | 8612.1458 | 8615.7738 | 8245 | 8571.5985 | 8721.1535
| 8848.3374 | 8662.7512 | 8263 | 8698.7867 | 8762.9254 |  | 0.08125% | 8506.5403 | 8523.9878 | 8207.2969 | 8374.1925 | 8630.9229
| 8682.7755 | 8661.9398 | 8257 | 8689.0985 | 8741.1877 |  | 0.1249% | 8337.8427 | 8452.4992 | 8108.2381 | 8301.494 | 8522.3372
| 8666.2031 | 8655.1172 | 8252 | 8678.3065 | 8740.2433 |  | 0.1836% | 8245.5638 | 8313.4936 | 8059.4755 | 8163.5372 | 8386.1437
| 8612.3049 | 8617.8857 | 8245 | 8639.43 | 8726.0398 |  | 0.2607% | 8109.1034 | 8229.1775 | 7991.2477 | 8088.7468 | 8273.1803
| 8612.0889 | 8615.0176 | 8245 | 8547.3098 | 8719.4039 |  | 0.3598% | 8016.1583 | 8148.2137 | 7903.8612 | 8053.3103 | 8121.1894
| 8583.8113 | 8610.5917 | 8235 | 8541.2458 | 8698.9834 |  | 0.4846% | 7969.7879 | 8050.4523 | 7826.5114 | 7918.7673 | 8044.3875
| 8582.2887 | 8569.5603 | 8235 | 8528.8437 | 8683.4755 |  | 0.6395% | 7895.9863 | 7970.2598 | 7724 | 7800.3293 | 7921.2765
| 8573.8777 | 8533.8685 | 8234 | 8518.0552 | 8680.6715 |  | 0.829% | 7796.3016 | 7882.9224 | 7634.5503 | 7699.7705 | 7837.663
| 8562.6996 | 8530.8014 | 8210 | 8381.1153 | 8677.3525 |  | 1.058% | 7711.9458 | 7798.4336 | 7568.6561 | 7588.8449 | 7753.6326
| 8507.0872 | 8528.669 | 8208 | 8375.6425 | 8637.3065 |  | 1.332% | 7608.7794 | 7692.8191 | 7490.0732 | 7496.4258 | 7627.1958
| 8504.7536 | 8508.6937 | 8205 | 8369.4552 | 8610.067 |  | 1.656% | 7527.8667 | 7591.6799 | 7407 | 7420.5992 | 7542.6601
| 8478.8875 | 8497.6425 | 8187 | 8362.2355 | 8601.4064 |  | 2.036% | 7452.9774 | 7508.1928 | 7338 | 7350.617 | 7445.2069
| 8425.1574 | 8489.7318 | 8166 | 8342.7872 | 8593.4396 |  | 2.48% | 7370.5597 | 7408.7342 | 7255.5805 | 7278.4667 | 7333.6896
| 8371.1891 | 8481.5297 | 8146 | 8338.7361 | 8586.7642 |  | 2.992% | 7278.6644 | 7323.8493 | 7179 | 7209.6231 | 7245.6961
| 8369.709 | 8477.6929 | 8144 | 8323.9124 | 8572.4161 |  | 3.581% | 7173.9694 | 7213.6593 | 7096.6016 | 7140.1453 | 7153.4956
| 8357.9642 | 8475.7078 | 8142 | 8322.0306 | 8547.4724 |  | 4.254% | 7080.0072 | 7120.0568 | 7018.7438 | 7067.8126 | 7074.0526
| 8341.5995 | 8467.298 | 8117 | 8305.0146 | 8529.4038 |  | 5.018% | 6995.7615 | 7037.3788 | 6942.85 | 6992.7113 | 6997.3373
| 8337.3119 | 8450.4082 | 8107 | 8300.9965 | 8521.3387 |  | 5.882% | 6908.1655 | 6951.6423 | 6867.4974 | 6931.0044 | 6912.2984
| 8318.4221 | 8442.8578 | 8103 | 8283.8677 | 8511.0251 |  | 6.854% | 6837.3446 | 6863.5665 | 6798 | 6853.6245 | 6842.1826
| 8309.0215 | 8430.7136 | 8101 | 8273.5534 | 8494.6464 |  | 7.943% | 6752.2869 | 6770.6165 | 6721.4044 | 6788.9537 | 6767.5691
| 8293.1036 | 8427.4095 | 8100 | 8256.0426 | 8487.6265 |  | 9.159% | 6678.7508 | 6680.5295 | 6650 | 6731.1428 | 6697.5931
| 8283.826 | 8393.1199 | 8100 | 8254.4447 | 8482.0233 |  | 10.51% | 6604.5331 | 6602.2761 | 6581 | 6667.1558 | 6630.2365
| 8280.2342 | 8390.4315 | 8096 | 8241.6015 | 8461.1431 |  | 12.01% | 6540.0588 | 6528.0132 | 6511 | 6599.7471 | 6551.7006
| 8269.1413 | 8370.306 | 8090 | 8237.6557 | 8421.6223 |  | 13.66% | 6476.551 | 6458.0755 | 6440 | 6527.7108 | 6481.7401
| 8257.5832 | 8356.8573 | 8090 | 8230.1106 | 8405.3061 |  | 15.48% | 6407.7725 | 6382.3428 | 6368 | 6446.6492 | 6400.9527
| 8253.3792 | 8353.9919 | 8087 | 8177.5373 | 8395.1726 |  | 17.48% | 6344.135 | 6304.8182 | 6291 | 6359.5961 | 6316.262
| 8252.1686 | 8327.5323 | 8065 | 8165.5746 | 8389.2828 |  | 19.66% | 6268.5444 | 6222.2311 | 6205 | 6271.1261 | 6224.4697
| 8246.2969 | 8317.0461 | 8061 | 8164.7586 | 8386.5663 |  | 22.05% | 6191.3369 | 6134.824 | 6117 | 6173.5399 | 6124.8795
| 8241.9689 | 8296.0739 | 8052 | 8157.5479 | 8384.0717 |  | 24.66% | 6116.3956 | 6043.2876 | 6030 | 6076.6069 | 6018.7566
| 8238.5069 | 8290.3005 | 8052 | 8154.8005 | 8368.0905 |  | 27.48% | 6034.2003 | 5950.0576 | 5936 | 5965.6929 | 5898.3452
| 8226.0259 | 8282.0247 | 8041 | 8137.5953 | 8362.0603 |  | 30.55% | 5942.4 | 5847.6188 | 5839.7882 | 5855.3599 | 5781.0898
| 8205.214 | 8281.294 | 8041 | 8125.6915 | 8359.7828 |  | 33.87% | 5854.3054 | 5738.9947 | 5738 | 5747.3471 | 5665.8572
| 8198.5598 | 8278.0999 | 8041 | 8119.8132 | 8339.1359 |  | 37.46% | 5751.918 | 5633.5966 | 5631.9015 | 5641.0363 | 5544.1356
| 8186.6946 | 8253.5943 | 8036 | 8113.0331 | 8323.0668 |  | 41.32% | 5651.2943 | 5524.4117 | 5523.4907 | 5525.445 | 5420.9078
| 8175.7723 | 8250.267 | 8031 | 8105.1024 | 8316.7635 |  | 45.49% | 5546.2855 | 5415.0139 | 5412 | 5412.8516 | 5297.5415
| 8169.0683 | 8249.5309 | 8029 | 8102.7022 | 8303.5412 |  | 49.96% | 5443.0801 | 5309.0378 | 5303.9835 | 5297.0003 | 5176.9985
| 8167.6181 | 8248.5507 | 8024 | 8101.0003 | 8295.8483 |  | 54.96% | 5328.2641 | 5199.9707 | 5192 | 5185.8079 | 5061.292
| 8160.7313 | 8243.1355 | 8023 | 8099.7525 | 8295.2748 |  | 59.36% | 5239.6981 | 5101.0742 | 5096 | 5095.3996 | 4969.1554
| 8152.4544 | 8239.7738 | 8017 | 8096.5185 | 8291.9832 |  | 63.26% | 5155.5997 | 5021.7713 | 5013 | 5020.8851 | 4898.1694
| 8122.4656 | 8237.9477 | 8003 | 8092.3681 | 8290.5118 |  | 66.86% | 5090.6123 | 4949.0761 | 4938 | 4950.7074 | 4835.5381
| 8111.7969 | 8235.9953 | 7996 | 8091.7031 | 8283.0821 |  | 70.17% | 5026.9373 | 4876.7372 | 4869 | 4891.611 | 4770.5165
| 8107.8294 | 8225.9527 | 7989 | 8087.3486 | 8268.497 |  | 73.24% | 4966.674 | 4815.649 | 4811 | 4835.2284 | 4705.3516
| 8097.3239 | 8225.4633 | 7984 | 8087.1835 | 8263.2763 |  | 76.08% | 4910.0879 | 4759.8619 | 4758.0207 | 4781.2174 | 4639.6838
| 8092.0424 | 8219.2053 | 7980 | 8086.1252 | 8256.1887 |  | 78.69% | 4856.7296 | 4709.763 | 4707 | 4725.911 | 4565.1219
| 8091.4104 | 8215.9265 | 7980 | 8085.012 | 8253.8478 |  | 81.07% | 4808.174 | 4668.2452 | 4658 | 4675.007 | 4450.4492
| 8089.0448 | 8210.7761 | 7976 | 8083.2848 | 8248.4404 |  | 83.27% | 4768.1425 | 4628.5748 | 4599 | 4620.2817 | 4314.1859
| 8070.396 | 8210.5216 | 7966 | 8083.1054 | 8240.301 |  | 84.47% | 4745.9582 | 4604.7708 | 4569 | 4581.1414 | 4227.1819
| 8068.987 | 8202.3009 | 7963 | 8080.1816 | 8225.739 |  | 86.29% | 4713.0701 | 4576.0828 | 4518 | 4507.227 | 4105.7869
| 8066.2852 | 8196.3186 | 7944 | 8077.0761 | 8221.5742 |  | 87.99% | 4683.4786 | 4541.8696 | 4468 | 4411.2585 | 3998.8213
| 8065.7575 | 8195.2489 | 7944 | 8070.1902 | 8197.6119 |  | 89.49% | 4657.2827 | 4510.166 | 4409.7228 | 4306.3763 | 3897.9055
| 8056.1391 | 8172.7181 | 7930 | 8069.8613 | 8190.4671 |  | 90.84% | 4635.2953 | 4476.2847 | 4350 | 4213.6618 | 3809.4976
| 8032.3733 | 8166.9236 | 7928 | 8069.6069 | 8183.06 |  | 92.05% | 4612.0371 | 4437.2021 | 4287 | 4110.2746 | 3739.4686
| 8030.3345 | 8159.3195 | 7924 | 8069.07 | 8171.7457 |  | 93.14% | 4590.7337 | 4395.4933 | 4226 | 4019.5047 | 3663.1475
| 8029.551 | 8158.3661 | 7923 | 8064.1897 | 8157.0047 |  | 94.12% | 4571.8594 | 4351.0726 | 4163.6848 | 3944.4039 | 3593.9906
| 8024.5782 | 8157.1424 | 7920 | 8062.9967 | 8155.6443 |  | 94.98% | 4550.32 | 4302.1751 | 4099 | 3879.7044 | 3529.9764
| 8022.3282 | 8155.134 | 7912 | 8062.0397 | 8155.5289 |  | 95.75% | 4532.377 | 4247.0262 | 4056 | 3811.8734 | 3466.9691
| 8020.6119 | 8152.1897 | 7906 | 8060.2157 | 8154.1569 |  | 96.42% | 4509.7063 | 4185.6516 | 3997.4425 | 3743.6395 | 3417.5424
| 8017.0025 | 8150.085 | 7905 | 8054.1893 | 8144.8036 |  | 97.01% | 4486.1282 | 4129.6729 | 3946 | 3680.1927 | 3365.2442
| 8016.1834 | 8148.2946 | 7904 | 8053.3223 | 8121.214 |  | 97.52% | 4461.6847 | 4076.0181 | 3899 | 3622.6155 | 3310.5915
| 8015.2796 | 8145.3824 | 7899 | 8052.8878 | 8120.3271 |  | 97.96% | 4426.6056 | 4024.2399 | 3846 | 3565.0727 | 3248.8274
| 8015.0626 | 8136.5238 | 7893 | 8049.1342 | 8119.999 |  | 98.34% | 4386.6903 | 3981.05 | 3787 | 3499.1652 | 3202.4881
| 8014.7695 | 8135.1208 | 7891 | 8034.9 | 8115.6631 |  | 98.67% | 4332.8043 | 3935.6538 | 3723.7061 | 3451.4222 | 3138.993
| 8014.6662 | 8127.9998 | 7887 | 8031.5231 | 8114.7174 |  | 98.94% | 4280.4701 | 3898.5847 | 3674.388 | 3406.4208 | 3081.0425
| 8012.6779 | 8118.6609 | 7884 | 8028.3824 | 8112.2651 |  | 99.17% | 4248.2698 | 3869.6607 | 3618.3448 | 3372.3207 | 3024.8798
| 8012.6598 | 8115.5483 | 7870 | 8024.2087 | 8104.8648 |  | 99.36% | 4203.0486 | 3841.1052 | 3562.0739 | 3330.3755 | 2973.039
| 8011.8744 | 8112.122 | 7869 | 8015.6826 | 8104.3152 |  | 99.52% | 4164.4421 | 3818.3278 | 3520.7674 | 3273.1339 | 2906.9917
| 8010.493 | 8111.2342 | 7867 | 7985.9277 | 8094.6781 |  | 99.64% | 4108.9574 | 3786.0987 | 3494 | 3232.8427 | 2838.3886
| 8003.2233 | 8111.2333 | 7863 | 7981.2902 | 8087.0763 |  | 99.74% | 4074.1605 | 3768.0624 | 3459.446 | 3186.9581 | 2800.339
| 7996.8125 | 8105.5499 | 7862 | 7975.5954 | 8075.6928 |  | 99.82% | 4049.913 | 3739.8679 | 3429.6405 | 3155.438 | 2763.856
| 7996.2203 | 8102.0606 | 7861 | 7975.3935 | 8069.0003 |  | 99.87% | 4020.7358 | 3728.4737 | 3332.1235 | 3115.5956 | 2727.0591
| 7991.9666 | 8096.9745 | 7855 | 7974.9801 | 8063.3748 |  | 99.92% | 3985.5147 | 3715.469 | 3254.0253 | 3101.9448 | 2699.3547
| 7990.6959 | 8089.9643 | 7853 | 7968.9759 | 8062.4282 |  | 99.95% | 3938.0238 | 3702.4972 | 3183.6828 | 3057.2545 | 2665.403
| 7985.9452 | 8087.1284 | 7848 | 7963.7126 | 8061.5791 |  | 99.97% | 3878.1671 | 3697.2755 | 3064.9755 | 3028.729 | 2638.5214
| 7983.8008 | 8085.7721 | 7843 | 7960.3203 | 8060.2404 |  | 99.99% | 3820.4422 | 3693.0815 | 3052.1547 | 3006.608 | 2620.3979
| 7981.6951 | 8083.6252 | 7843 | 7948.4345 | 8059.4946 |  | 99.99% | 3796.2072 | 3689.3277 | 3024.4016 | 2901.1803 | 2600.4834
| 7980.4255 | 8082.6451 | 7841 | 7945.4319 | 8058.4194 |  | 100% | 3788.4591 | 3688.7729 | 3006.8826 | 2898.5605 | 2597.6419
| 7973.6543 | 8078.9218 | 7840 | 7932.9537 | 8050.7728 |  | 100% | 3788.0688 | 3688.745 | 3006 | 2898.4286 | 2597.4988
| 7973.5242 | 8076.8766 | 7840 | 7927.9581 | 8050.2049
| 7972.5306 | 8072.472 | 7831 | 7924.4356 | 8047.85
| 7970.3776 | 8061.0015 | 7831 | 7919.949 | 8047.786
| 7969.7207 | 8049.2504 | 7826 | 7918.6326 | 8044.0003
| 7967.4285 | 8044.4096 | 7824 | 7917.6324 | 8041.3675
| 7966.349 | 8039.8111 | 7822 | 7917.4081 | 8037.7805
| 7963.1013 | 8038.9812 | 7821 | 7915.4932 | 8028.9084
| 7962.2513 | 8036.569 | 7820 | 7895.7291 | 8027.2952
| 7960.2522 | 8034.7176 | 7807 | 7895.1662 | 8014.9627
| 7958.6699 | 8034.474 | 7804 | 7889.7269 | 8003.5739
| 7951.6936 | 8024.1531 | 7804 | 7886.8337 | 7997.793
| 7950.1239 | 8023.8759 | 7798 | 7876.6454 | 7986.7212
| 7944.3669 | 8021.2452 | 7796 | 7870.3097 | 7984.1824
| 7939.2104 | 8020.6138 | 7787 | 7867.5337 | 7983.2472
| 7933.7366 | 8012.1225 | 7787 | 7846.4218 | 7982.2451
| 7933.0317 | 8011.7254 | 7774 | 7845.646 | 7981.7471
| 7932.7256 | 8009.6477 | 7772 | 7842.7869 | 7980.0935
| 7928.1614 | 8007.659 | 7768 | 7832.053 | 7975.744
| 7916.3315 | 8006.2418 | 7767 | 7830.6114 | 7969.9294
| 7914.5602 | 7995.8233 | 7767 | 7829.8178 | 7969.9052
| 7910.0568 | 7994.378 | 7766 | 7829.1513 | 7968.606
| 7908.8157 | 7986.7763 | 7764 | 7828.239 | 7967.4731
| 7907.2855 | 7986.1534 | 7764 | 7827.966 | 7964.4589
| 7906.5681 | 7982.3114 | 7759 | 7822.8361 | 7955.4257
| 7903.9173 | 7974.8235 | 7751 | 7821.9583 | 7950.2373
| 7901.9817 | 7974.6274 | 7750 | 7819.9581 | 7947.7424
| 7901.5528 | 7973.6134 | 7736 | 7814.7357 | 7944.303
| 7901.2053 | 7973.0731 | 7734 | 7811.0176 | 7929.9488
| 7899.32 | 7972.0692 | 7729 | 7805.8834 | 7925.7449
| 7898.717 | 7970.4486 | 7727 | 7800.7282 | 7922.3067
| 7896.0152 | 7970.2983 | 7724 | 7800.5657 | 7921.2933
| 7895.0436 | 7969.0043 | 7724 | 7792.6343 | 7920.7309
| 7890.6604 | 7964.331 | 7722 | 7789.2822 | 7919.8999
| 7883.8971 | 7959.0624 | 7720 | 7786.5457 | 7917.5293
| 7883.1401 | 7949.0973 | 7720 | 7785.192 | 7917.0936
| 7882.901 | 7945.2372 | 7719 | 7784.7918 | 7912.7547
| 7882.4257 | 7944.2136 | 7713 | 7783.6316 | 7911.1648
| 7880.1086 | 7943.593 | 7711 | 7783.1319 | 7901.9516
| 7875.5306 | 7943.4415 | 7706 | 7782.3148 | 7901.7107
| 7872.7031 | 7942.0879 | 7695 | 7767.3217 | 7898.8649
| 7872.4013 | 7941.8915 | 7692 | 7764.8012 | 7897.3828
| 7871.3745 | 7940.1389 | 7691 | 7764.3357 | 7896.5967
| 7871.0014 | 7935.9083 | 7687 | 7764.1783 | 7894.8997
| 7867.415 | 7935.2955 | 7681 | 7761.786 | 7894.1965
| 7865.5593 | 7933.6409 | 7674 | 7759.6609 | 7888.8574
| 7857.2834 | 7933.4716 | 7671 | 7755.7932 | 7885.1063
| 7854.5736 | 7931.1418 | 7668 | 7739.7388 | 7884.0002
| 7853.6486 | 7929.7411 | 7666 | 7738.028 | 7883.9541
| 7852.0724 | 7929.4766 | 7662 | 7737.4267 | 7881.4051
| 7851.2657 | 7927.5353 | 7662 | 7731.4642 | 7878.548
| 7844.252 | 7921.4621 | 7661 | 7728.0075 | 7877.7775
| 7841.1219 | 7921.1016 | 7657 | 7726.9012 | 7868.6618
| 7834.5386 | 7918.9636 | 7653 | 7726.4908 | 7868.5195
| 7832.9277 | 7911.9281 | 7648 | 7725.7937 | 7865.319
| 7826.0771 | 7910.2617 | 7645 | 7722.7156 | 7865.205
| 7819.8831 | 7906.7953 | 7644 | 7720.947 | 7859.8342
| 7819.3496 | 7906.1096 | 7643 | 7720.8507 | 7859.3255
| 7814.6641 | 7905.895 | 7642 | 7717.1455 | 7853.461
| 7813.5311 | 7902.6781 | 7641 | 7714.9672 | 7853.4259
| 7812.997 | 7902.2088 | 7641 | 7703.0746 | 7850.0907
| 7808.534 | 7892.5429 | 7638 | 7700.4326 | 7845.3643
| 7801.3667 | 7886.9376 | 7637 | 7700.2389 | 7840.3585
| 7798.1685 | 7885.2736 | 7635 | 7700.0473 | 7839.1412
| 7797.0633 | 7883.5813 | 7635 | 7699.7856 | 7838.0595
| 7793.6757 | 7880.6505 | 7633 | 7699.7182 | 7836.296
| 7791.2224 | 7877.6229 | 7632 | 7696.7837 | 7832.566
| 7786.9338 | 7877.4597 | 7631 | 7694.8671 | 7831.336
| 7785.8195 | 7868.9286 | 7628 | 7689.3957 | 7829.8566
| 7785.3348 | 7868.2376 | 7627 | 7686.9261 | 7828.9409
| 7784.792 | 7865.838 | 7626 | 7686.7865 | 7826.3967
| 7779.8019 | 7865.8243 | 7625 | 7686.5225 | 7824.1068
| 7777.0329 | 7864.929 | 7622 | 7682.8513 | 7820.9404
| 7773.9319 | 7858.8892 | 7622 | 7678.7919 | 7819.256
| 7767.1866 | 7858.016 | 7621 | 7673.5686 | 7817.3162
| 7766.8851 | 7854.2322 | 7620 | 7669.0099 | 7813.9302
| 7764.1855 | 7853.1614 | 7620 | 7655.1961 | 7810.0003
| 7763.4424 | 7852.9743 | 7620 | 7653.9452 | 7808.3836
| 7762.0921 | 7842.6191 | 7617 | 7652.193 | 7804.3408
| 7759.4021 | 7841.581 | 7616 | 7649.9925 | 7804.2662
| 7758.8319 | 7839.6796 | 7616 | 7642.783 | 7802.1469
| 7756.9891 | 7834.0309 | 7614 | 7642.2639 | 7802.1135
| 7756.7943 | 7832.4121 | 7612 | 7639.6452 | 7800.2276
| 7755.8774 | 7830.2805 | 7610 | 7639.4045 | 7799.7648
| 7752.7963 | 7829.3871 | 7609 | 7638.6951 | 7799.3129
| 7750.4332 | 7828.5852 | 7608 | 7638.6643 | 7797.1697
| 7749.7052 | 7828.0538 | 7606 | 7637.4001 | 7797.1534
| 7749.4415 | 7822.5562 | 7606 | 7630.2622 | 7795.6935
| 7742.6357 | 7822.2728 | 7605 | 7627.9601 | 7786.6269
| 7741.5204 | 7819.5124 | 7605 | 7627.176 | 7783.073
| 7741.3282 | 7818.8005 | 7604 | 7625.7266 | 7781.8751
| 7737.0629 | 7816.1794 | 7601 | 7618.7937 | 7781.67
| 7736.454 | 7811.9888 | 7601 | 7615.736 | 7780.7756
| 7734.214 | 7810.7265 | 7601 | 7612.1792 | 7779.0804
| 7733.4028 | 7810.529 | 7596 | 7611.1201 | 7776.4452
| 7730.2972 | 7810.1902 | 7589 | 7610.3922 | 7774.421
| 7727.9093 | 7808.7142 | 7588 | 7605.4813 | 7772.0865
| 7725.6763 | 7808.4821 | 7586 | 7603.261 | 7771.2807
| 7725.4997 | 7808.2253 | 7586 | 7599.2319 | 7768.8422
| 7725.3958 | 7807.3844 | 7585 | 7599.065 | 7766.9127
| 7722.8555 | 7804.9411 | 7582 | 7598.957 | 7763.4816
| 7718.3434 | 7803.7471 | 7581 | 7598.579 | 7762.4386
| 7714.5931 | 7803.3186 | 7580 | 7595.7649 | 7761.1817
| 7714.4267 | 7802.8194 | 7573 | 7595.6636 | 7756.5258
| 7712.1382 | 7799.1415 | 7569 | 7589.8569 | 7754.2464
| 7711.5788 | 7797.0833 | 7568 | 7586.9143 | 7752.4618
| 7710.4433 | 7796.1747 | 7567 | 7583.045 | 7749.4242
| 7709.1347 | 7795.5916 | 7567 | 7580.2441 | 7749.3083
| 7708.8645 | 7791.4179 | 7563 | 7578.1759 | 7744.5079
| 7708.5399 | 7789.9291 | 7563 | 7574.4762 | 7742.0348
| 7705.0707 | 7787.6823 | 7563 | 7572.4407 | 7737.4352
| 7703.5516 | 7787.6789 | 7561 | 7571.3843 | 7736.1181
| 7697.5144 | 7785.8288 | 7560 | 7570.6895 | 7734.6551
| 7697.1759 | 7780.8756 | 7559 | 7570.2811 | 7727.5721
| 7694.8083 | 7780.1883 | 7557 | 7569.1476 | 7719.7721
| 7681.915 | 7778.6878 | 7557 | 7563.9067 | 7719.3717
| 7672.2681 | 7776.6124 | 7551 | 7563.7901 | 7713.5698
| 7672.2497 | 7774.837 | 7550 | 7563.6352 | 7713.0651
| 7670.6354 | 7773.1025 | 7549 | 7555.5111 | 7711.2722
| 7666.1336 | 7768.768 | 7545 | 7550.2786 | 7709.7582
| 7663.6561 | 7766.322 | 7544 | 7549.0379 | 7708.0966
| 7663.6485 | 7765.1232 | 7544 | 7549.0212 | 7705.8457
| 7662.8205 | 7763.291 | 7541 | 7548.3425 | 7702.5179
| 7659.05 | 7762.2465 | 7537 | 7543.8828 | 7700.5449
| 7654.6035 | 7760.6071 | 7537 | 7543.8518 | 7694.9698
| 7653.4544 | 7757.6897 | 7536 | 7543.5708 | 7694.2996
| 7653.0478 | 7757.3241 | 7533 | 7541.9701 | 7693.3356
| 7652.6239 | 7757.0756 | 7531 | 7541.1598 | 7692.1065
| 7651.8908 | 7754.4751 | 7531 | 7540.8105 | 7691.9644
| 7648.3128 | 7753.8253 | 7530 | 7540.245 | 7689.0179
| 7647.2811 | 7752.6374 | 7529 | 7539.8271 | 7679.23
| 7646.5603 | 7751.8624 | 7529 | 7538.1135 | 7678.5182
| 7643.5293 | 7748.611 | 7526 | 7536.3809 | 7673.32
| 7642.9349 | 7748.2045 | 7526 | 7535.537 | 7667.767
| 7638.0606 | 7745.8075 | 7524 | 7534.2732 | 7667.3543
| 7637.2758 | 7745.3811 | 7524 | 7534.2303 | 7661.9685
| 7637.2012 | 7744.3174 | 7523 | 7533.3974 | 7661.9078
| 7634.1233 | 7744.1242 | 7520 | 7530.3496 | 7659.9717
| 7633.5341 | 7738.7819 | 7518 | 7527.0949 | 7655.781
| 7632.8523 | 7736.7536 | 7518 | 7526.6961 | 7653.5512
| 7631.7523 | 7736.339 | 7517 | 7526.4215 | 7653.243
| 7629.9438 | 7729.8172 | 7514 | 7524.4205 | 7649.9058
| 7629.0575 | 7728.0968 | 7513 | 7523.6678 | 7648.7759
| 7628.8973 | 7728.0066 | 7513 | 7523.108 | 7648.7246
| 7626.6914 | 7726.5954 | 7510 | 7517.6603 | 7646.9388
| 7624.236 | 7723.7223 | 7505 | 7512.125 | 7641.5268
| 7623.157 | 7719.5864 | 7505 | 7507.1472 | 7637.8071
| 7617.368 | 7714.6363 | 7497 | 7506.7402 | 7637.3811
| 7615.8589 | 7710.0221 | 7494 | 7506.3774 | 7637.1399
| 7613.0288 | 7708.5582 | 7494 | 7505.597 | 7633.8821
| 7611.9909 | 7706.4784 | 7492 | 7503.6924 | 7631.7767
| 7608.8206 | 7694.9875 | 7491 | 7500.4746 | 7629.4533
| 7608.7989 | 7694.1512 | 7491 | 7497.4092 | 7628.0691
| 7608.7358 | 7689.8395 | 7488 | 7494.2261 | 7625.2421
| 7607.3751 | 7689.4127 | 7488 | 7490.0528 | 7625.0457
| 7606.7755 | 7689.3355 | 7486 | 7490.0399 | 7623.14
| 7605.4907 | 7687.7271 | 7485 | 7488.1132 | 7620.2671
| 7602.004 | 7686.7213 | 7485 | 7488.0221 | 7619.2157
| 7600.8648 | 7686.1463 | 7483 | 7486.8545 | 7612.8558
| 7600.6638 | 7685.122 | 7483 | 7484.8772 | 7612.2381
| 7594.229 | 7680.2795 | 7483 | 7484.7205 | 7609.9044
| 7592.065 | 7675.9579 | 7483 | 7484.3948 | 7609.2084
| 7591.7547 | 7675.859 | 7482 | 7482.303 | 7609.0422
| 7590.7291 | 7674.4295 | 7482 | 7482.0341 | 7606.0469
| 7590.5433 | 7674.3373 | 7480 | 7481.9085 | 7604.6666
| 7588.9828 | 7673.3514 | 7480 | 7480.8179 | 7604.4021
| 7588.0137 | 7671.485 | 7480 | 7479.7817 | 7604.1172
| 7584.7713 | 7660.3391 | 7478 | 7479.3647 | 7602.1854
| 7583.2108 | 7657.7424 | 7477 | 7479.1999 | 7601.8659
| 7582.4831 | 7653.9493 | 7477 | 7478.8382 | 7600.382
| 7581.7247 | 7651.021 | 7477 | 7477.739 | 7598.0349
| 7578.4763 | 7645.592 | 7477 | 7476.4522 | 7597.7447
| 7577.5413 | 7644.5328 | 7475 | 7474.0868 | 7597.6459
| 7577.2162 | 7644.3081 | 7475 | 7473.6775 | 7596.2597
| 7573.0509 | 7643.4915 | 7475 | 7471.7183 | 7595.6645
| 7572.6702 | 7642.1547 | 7474 | 7470.8159 | 7594.1088
| 7571.8955 | 7639.5555 | 7474 | 7470.6898 | 7590.007
| 7571.0509 | 7637.9372 | 7473 | 7469.0935 | 7589.0677
| 7571.0071 | 7637.8958 | 7472 | 7467.7108 | 7589.0383
| 7569.0516 | 7637.0146 | 7469 | 7467.2932 | 7585.8776
| 7567.6337 | 7635.9249 | 7469 | 7465.6414 | 7582.2434
| 7567.2466 | 7635.8793 | 7465 | 7465.0273 | 7579.5828
| 7567.1801 | 7635.6713 | 7464 | 7464.3146 | 7578.2013
| 7566.8613 | 7634.8999 | 7463 | 7462.228 | 7577.9172
| 7566.3901 | 7634.6572 | 7460 | 7461.7323 | 7576.025
| 7566.0009 | 7634.389 | 7458 | 7458.6905 | 7575.5891
| 7565.572 | 7632.9721 | 7458 | 7457.963 | 7571.5051
| 7564.9028 | 7630.5944 | 7453 | 7457.1187 | 7571.1671
| 7563.411 | 7628.4374 | 7445 | 7455.4475 | 7570.1344
| 7561.81 | 7628.2847 | 7445 | 7454.7706 | 7567.4154
| 7560.2543 | 7627.1848 | 7444 | 7452.3608 | 7566.6168
| 7558.3492 | 7623.9409 | 7442 | 7450.7471 | 7566.2921
| 7556.851 | 7623.7635 | 7441 | 7449.4669 | 7561.5233
| 7556.244 | 7623.6419 | 7438 | 7447.1734 | 7560.6883
| 7555.4614 | 7622.2842 | 7438 | 7445.3019 | 7559.4801
| 7554.4973 | 7615.3743 | 7433 | 7444.5848 | 7559.208
| 7554.1745 | 7613.0786 | 7433 | 7443.3984 | 7556.8523
| 7550.0989 | 7612.7595 | 7430 | 7439.5818 | 7553.9674
| 7549.5599 | 7610.8586 | 7429 | 7439.5252 | 7553.711
| 7548.4331 | 7607.7663 | 7429 | 7436.7088 | 7551.3632
| 7546.2417 | 7607.5567 | 7428 | 7434.3128 | 7551.2976
| 7546.0967 | 7604.6132 | 7422 | 7428.653 | 7551.014
| 7544.7916 | 7604.0225 | 7421 | 7425.6233 | 7550.4599
| 7543.4585 | 7603.7111 | 7420 | 7425.4198 | 7548.9925
| 7543.124 | 7603.6613 | 7416 | 7425.3497 | 7546.3015
| 7536.6863 | 7600.4529 | 7415 | 7423.4409 | 7545.2108
| 7533.1628 | 7598.4073 | 7413 | 7423.1778 | 7544.7406
| 7529.2906 | 7595.6092 | 7410 | 7422.3593 | 7543.7642
| 7528.4585 | 7592.1152 | 7409 | 7421.7825 | 7542.9201
| 7527.9792 | 7591.7287 | 7407 | 7420.7152 | 7542.7377
| 7526.8876 | 7591.2551 | 7407 | 7419.5888 | 7541.9841
| 7523.7029 | 7590.4448 | 7406 | 7418.0337 | 7541.3342
| 7523.6855 | 7589.8823 | 7404 | 7417.6104 | 7538.8933
| 7521.8191 | 7588.768 | 7404 | 7416.591 | 7538.3643
| 7521.4301 | 7587.6318 | 7403 | 7416.0319 | 7538.1345
| 7520.8516 | 7587.0319 | 7403 | 7414.8037 | 7537.2426
| 7520.1721 | 7583.4177 | 7400 | 7414.0446 | 7535.8216
| 7520.1665 | 7581.1185 | 7399 | 7413.8956 | 7535.6216
| 7520.0631 | 7580.9864 | 7398 | 7413.2385 | 7534.456
| 7520.0379 | 7580.9163 | 7397 | 7410.8846 | 7533.5532
| 7518.765 | 7580.3229 | 7397 | 7409.3748 | 7532.8099
| 7518.5483 | 7580.1793 | 7397 | 7407.4466 | 7532.2201
| 7516.1554 | 7579.3429 | 7395 | 7407.0457 | 7532.212
| 7514.6128 | 7576.9777 | 7393 | 7407.0031 | 7529.357
| 7512.2361 | 7575.7094 | 7391 | 7406.4411 | 7528.4799
| 7511.1915 | 7574.0362 | 7391 | 7403.7032 | 7526.192
| 7510.4462 | 7573.38 | 7390 | 7403.0007 | 7525.5537
| 7508.743 | 7565.3912 | 7388 | 7402.8473 | 7523.3262
| 7508.1673 | 7565.2439 | 7388 | 7402.5735 | 7521.2444
| 7507.7212 | 7563.7494 | 7386 | 7401.8928 | 7520.5391
| 7507.3461 | 7563.5022 | 7382 | 7401.5035 | 7517.9342
| 7506.6499 | 7563.2262 | 7382 | 7401.4506 | 7516.4879
| 7505.3408 | 7560.2102 | 7381 | 7397.1964 | 7513.6215
| 7504.9772 | 7559.4293 | 7377 | 7396.7953 | 7508.9904
| 7504.6655 | 7558.4917 | 7373 | 7396.6266 | 7506.6423
| 7501.196 | 7557.4716 | 7372 | 7394.4615 | 7504.1562
| 7496.7063 | 7556.8267 | 7371 | 7394.2095 | 7503.5658
| 7495.2584 | 7556.2043 | 7370 | 7393.2791 | 7501.346
| 7494.979 | 7555.7898 | 7370 | 7392.7238 | 7500.2769
| 7494.4265 | 7555.5629 | 7369 | 7392.6791 | 7499.3315
| 7493.2775 | 7554.702 | 7369 | 7392.3279 | 7499.3209
| 7492.6845 | 7554.2311 | 7369 | 7389.9577 | 7496.5139
| 7491.5982 | 7554.1052 | 7367 | 7387.2237 | 7495.7669
| 7489.9128 | 7551.9705 | 7365 | 7387.0392 | 7492.9054
| 7489.1021 | 7550.9635 | 7364 | 7384.8381 | 7490.1595
| 7487.4827 | 7549.3129 | 7363 | 7384.1255 | 7488.6836
| 7486.9395 | 7546.6504 | 7361 | 7382.5309 | 7486.3736
| 7484.0902 | 7546.441 | 7359 | 7382.39 | 7486.307
| 7482.7707 | 7541.9213 | 7358 | 7381.6139 | 7483.6561
| 7482.7541 | 7541.6894 | 7358 | 7378.3999 | 7481.7743
| 7481.2774 | 7540.7897 | 7356 | 7376.7246 | 7481.1151
| 7481.2338 | 7540.5687 | 7355 | 7376.0133 | 7480.1933
| 7479.1513 | 7540.2911 | 7355 | 7374.4325 | 7479.7863
| 7477.6812 | 7538.9087 | 7354 | 7370.3123 | 7479.0663
| 7475.2215 | 7533.2147 | 7351 | 7369.4839 | 7478.6925
| 7473.5281 | 7532.2049 | 7351 | 7367.2637 | 7477.4764
| 7473.4512 | 7530.3593 | 7350 | 7365.9545 | 7476.477
| 7473.3196 | 7529.7421 | 7350 | 7365.5382 | 7476.2853
| 7472.6962 | 7527.8679 | 7350 | 7365.0112 | 7475.5316
| 7472.3273 | 7527.4713 | 7349 | 7363.37 | 7472.4505
| 7472.1447 | 7527.3823 | 7348 | 7362.8167 | 7470.5566
| 7471.3644 | 7526.7996 | 7348 | 7362.0982 | 7470.2039
| 7470.6235 | 7526.6494 | 7346 | 7361.4815 | 7469.5507
| 7470.108 | 7526.1687 | 7345 | 7361.0256 | 7467.2362
| 7468.928 | 7525.7429 | 7345 | 7358.5198 | 7464.2959
| 7468.1298 | 7524.761 | 7344 | 7357.9439 | 7463.0731
| 7467.8585 | 7524.4797 | 7344 | 7357.7856 | 7460.9858
| 7467.053 | 7523.3892 | 7342 | 7357.7663 | 7460.6695
| 7465.9296 | 7522.69 | 7342 | 7357.7395 | 7458.5677
| 7461.6297 | 7522.1053 | 7341 | 7356.8855 | 7458.3815
| 7461.084 | 7520.4506 | 7340 | 7354.4841 | 7457.1519
| 7457.7391 | 7519.1831 | 7340 | 7354.4619 | 7455.5729
| 7456.2461 | 7518.9422 | 7340 | 7354.3046 | 7453.113
| 7456.0775 | 7518.6248 | 7339 | 7354.0191 | 7451.372
| 7454.1443 | 7516.6956 | 7339 | 7353.6086 | 7450.9715
| 7453.2904 | 7512.9203 | 7338 | 7352.6689 | 7449.5752
| 7452.8843 | 7506.788 | 7338 | 7350.0073 | 7443.9088
| 7452.7719 | 7506.7397 | 7338 | 7347.4073 | 7440.6842
| 7451.8842 | 7504.1937 | 7338 | 7346.1914 | 7439.6271
| 7451.8644 | 7503.5671 | 7337 | 7345.4718 | 7439.2165
| 7450.1483 | 7502.5524 | 7336 | 7345.4309 | 7436.9823
| 7449.6808 | 7502.2142 | 7336 | 7344.8857 | 7434.623
| 7448.0888 | 7499.2965 | 7334 | 7342.5314 | 7432.5463
| 7447.072 | 7499.2108 | 7334 | 7341.755 | 7430.9329
| 7446.7779 | 7499.004 | 7329 | 7341.4064 | 7430.4724
| 7445.8386 | 7498.8774 | 7328 | 7340.5084 | 7426.8408
| 7445.3065 | 7498.3648 | 7327 | 7339.9227 | 7420.5674
| 7443.1458 | 7497.5712 | 7326 | 7339.785 | 7420.3104
| 7443.0723 | 7493.753 | 7325 | 7337.694 | 7418.418
| 7442.0579 | 7492.3431 | 7324 | 7335.8471 | 7417.6218
| 7440.792 | 7490.1941 | 7323 | 7334.4474 | 7417.094
| 7439.2721 | 7489.8644 | 7319 | 7334.3513 | 7415.8151
| 7438.2851 | 7489.4173 | 7315 | 7334.2293 | 7409.7007
| 7436.5987 | 7482.0255 | 7314 | 7333.0596 | 7409.1402
| 7435.145 | 7481.6525 | 7313 | 7328.2535 | 7408.2944
| 7433.3819 | 7480.296 | 7313 | 7327.4465 | 7407.0685
| 7432.6907 | 7478.9895 | 7309 | 7324.2187 | 7407.0278
| 7432.6413 | 7477.081 | 7309 | 7324.1573 | 7406.4738
| 7431.3265 | 7473.2376 | 7308 | 7324.099 | 7406.473
| 7431.2455 | 7473.2347 | 7308 | 7323.3397 | 7406.2174
| 7430.7088 | 7472.8208 | 7307 | 7323.1167 | 7405.8552
| 7429.8392 | 7471.7436 | 7307 | 7320.7689 | 7405.1155
| 7429.4425 | 7469.4927 | 7306 | 7320.1792 | 7404.1326
| 7428.8873 | 7469.4008 | 7301 | 7319.4971 | 7401.5079
| 7428.5293 | 7467.1369 | 7301 | 7319.2642 | 7394.6082
| 7428.0877 | 7463.9069 | 7297 | 7317.9649 | 7394.5796
| 7427.7079 | 7463.4905 | 7296 | 7317.7908 | 7393.9999
| 7423.1846 | 7460.717 | 7294 | 7315.8523 | 7392.2384
| 7423.0177 | 7460.5405 | 7294 | 7315.0018 | 7389.2041
| 7422.9764 | 7459.6385 | 7291 | 7314.6087 | 7388.9835
| 7422.9437 | 7456.4394 | 7290 | 7313.8745 | 7387.4348
| 7422.7968 | 7455.4997 | 7289 | 7313.6905 | 7387.0854
| 7421.3387 | 7454.9813 | 7287 | 7313.5569 | 7386.9412
| 7415.6765 | 7454.8913 | 7287 | 7312.9848 | 7386.9299
| 7415.0447 | 7453.4953 | 7286 | 7311.7241 | 7386.619
| 7414.1446 | 7452.6372 | 7286 | 7310.9044 | 7386.1528
| 7411.8462 | 7451.6307 | 7285 | 7310.9028 | 7383.3771
| 7411.5697 | 7449.6134 | 7283 | 7309.8655 | 7380.6286
| 7411.2973 | 7445.6686 | 7282 | 7309.8262 | 7379.3046
| 7409.0572 | 7444.0742 | 7282 | 7308.7652 | 7379.198
| 7407.3515 | 7443.7295 | 7281 | 7308.1245 | 7379.176
| 7406.9172 | 7443.6066 | 7280 | 7306.998 | 7376.1623
| 7406.3256 | 7442.8583 | 7280 | 7306.9523 | 7373.2584
| 7403.1835 | 7442.2218 | 7276 | 7306.684 | 7372.6805
| 7401.1727 | 7438.1306 | 7276 | 7306.3317 | 7371.8295
| 7399.5945 | 7435.54 | 7274 | 7304.112 | 7371.6339
| 7398.2124 | 7435.1548 | 7274 | 7303.3865 | 7368.5713
| 7397.8519 | 7434.8835 | 7273 | 7302.5552 | 7368.0556
| 7397.4793 | 7433.9556 | 7273 | 7301.4338 | 7367.7262
| 7395.2438 | 7432.0679 | 7271 | 7301.362 | 7366.7595
| 7395.2118 | 7431.0064 | 7270 | 7300.5478 | 7366.2185
| 7394.8692 | 7430.7183 | 7269 | 7298.3021 | 7364.2217
| 7392.6225 | 7429.3857 | 7269 | 7297.8146 | 7360.9303
| 7392.5426 | 7429.1456 | 7268 | 7296.2002 | 7359.5024
| 7389.2737 | 7426.7886 | 7267 | 7295.5074 | 7357.9268
| 7386.0147 | 7426.6031 | 7267 | 7295.1638 | 7357.4728
| 7385.2469 | 7424.3039 | 7266 | 7294.8296 | 7357.4214
| 7384.9687 | 7421.6448 | 7266 | 7294.6072 | 7357.1478
| 7384.1876 | 7421.2481 | 7266 | 7293.9946 | 7357.0034
| 7382.2768 | 7421.1943 | 7265 | 7293.3187 | 7356.531
| 7380.8673 | 7420.7358 | 7265 | 7292.4003 | 7356.1177
| 7378.963 | 7420.5718 | 7265 | 7292.3678 | 7354.6455
| 7378.9026 | 7419.2491 | 7264 | 7292.215 | 7354.087
| 7378.355 | 7418.7235 | 7263 | 7289.9615 | 7353.5902
| 7377.127 | 7418.5487 | 7263 | 7289.5055 | 7348.209
| 7375.6677 | 7417.2109 | 7263 | 7287.1791 | 7344.4704
| 7375.5891 | 7416.9653 | 7263 | 7286.1262 | 7342.6548
| 7374.7958 | 7415.8891 | 7260 | 7285.5628 | 7341.4883
| 7374.7341 | 7415.281 | 7260 | 7285.1786 | 7339.2858
| 7374.2592 | 7414.8167 | 7259 | 7284.6795 | 7339.1763
| 7373.6507 | 7414.7127 | 7259 | 7284.1765 | 7336.8544
| 7373.3506 | 7414.0052 | 7258 | 7283.3068 | 7336.373
| 7371.5386 | 7409.2939 | 7257 | 7279.5211 | 7334.4014
| 7371.3604 | 7408.8485 | 7256 | 7278.8906 | 7334.3658
| 7369.4516 | 7408.5759 | 7255 | 7277.88 | 7332.7538
| 7368.2591 | 7408.2136 | 7255 | 7277.6131 | 7330.0144
| 7367.6279 | 7407.6552 | 7254 | 7277.3766 | 7325.8098
| 7367.2853 | 7407.6114 | 7254 | 7276.2058 | 7324.6107
| 7362.4329 | 7406.3188 | 7253 | 7274.7957 | 7322.8206
| 7362.3868 | 7405.1556 | 7253 | 7274.1368 | 7322.8016
| 7361.5581 | 7401.5353 | 7252 | 7273.7652 | 7320.8804
| 7361.2137 | 7400.8402 | 7249 | 7272.8588 | 7317.043
| 7358.9279 | 7400.6524 | 7247 | 7269.9029 | 7316.8033
| 7356.1526 | 7400.5415 | 7247 | 7268.4477 | 7313.2696
| 7354.0704 | 7398.4982 | 7246 | 7268.2062 | 7312.4515
| 7353.6312 | 7394.6023 | 7245 | 7267.7142 | 7311.9766
| 7353.3073 | 7394.4784 | 7244 | 7266.532 | 7311.2115
| 7351.5445 | 7391.4679 | 7243 | 7264.5477 | 7311.0127
| 7350.8093 | 7391.0664 | 7242 | 7264.1612 | 7310.5621
| 7350.4154 | 7390.6488 | 7241 | 7264.1092 | 7308.8051
| 7349.376 | 7389.6214 | 7241 | 7263.269 | 7308.6286
| 7347.9104 | 7388.9878 | 7240 | 7263.1408 | 7307.5289
| 7347.6348 | 7388.4839 | 7239 | 7262.8813 | 7305.3483
| 7346.6339 | 7388.3353 | 7237 | 7260.5845 | 7304.4454
| 7343.0962 | 7388.0057 | 7237 | 7257.7195 | 7303.2542
| 7342.534 | 7386.6234 | 7237 | 7257.3087 | 7300.8832
| 7342.2604 | 7386.5951 | 7237 | 7255.286 | 7299.6025
| 7340.5752 | 7385.7107 | 7236 | 7254.2371 | 7298.5374
| 7340.1505 | 7385.3709 | 7236 | 7253.452 | 7298.4205
| 7339.908 | 7384.8437 | 7236 | 7253.2687 | 7295.0971
| 7339.7964 | 7383.5139 | 7235 | 7252.8517 | 7294.6016
| 7339.575 | 7381.1853 | 7235 | 7252.2296 | 7291.9834
| 7339.0474 | 7380.5082 | 7234 | 7251.6913 | 7291.9698
| 7338.3064 | 7379.9737 | 7234 | 7251.4994 | 7291.4605
| 7338.2626 | 7377.1375 | 7233 | 7250.6249 | 7290.7816
| 7337.9319 | 7377.0848 | 7233 | 7250.5392 | 7290.3861
| 7336.662 | 7377.0323 | 7232 | 7248.9469 | 7290.3785
| 7336.337 | 7376.9521 | 7231 | 7248.8981 | 7290.0013
| 7335.6313 | 7373.4381 | 7226 | 7248.1887 | 7289.5164
| 7335.2978 | 7373.1227 | 7226 | 7247.7169 | 7288.7979
| 7333.7201 | 7372.7697 | 7226 | 7246.0864 | 7287.265
| 7333.6359 | 7371.0905 | 7226 | 7245.7281 | 7286.6255
| 7331.8202 | 7370.3228 | 7225 | 7244.8 | 7286.3689
| 7331.4854 | 7369.3105 | 7225 | 7244.5256 | 7283.6734
| 7330.5209 | 7367.6518 | 7223 | 7244.121 | 7283.2883
| 7329.8761 | 7366.9478 | 7223 | 7243.9769 | 7282.2077
| 7329.5949 | 7365.7772 | 7221 | 7243.3 | 7281.9175
| 7329.0395 | 7365.2033 | 7220 | 7242.8673 | 7281.887
| 7325.5478 | 7365.1517 | 7219 | 7242.6038 | 7281.7158
| 7324.984 | 7364.1848 | 7218 | 7241.7072 | 7281.0077
| 7324.8086 | 7363.6536 | 7217 | 7241.5242 | 7280.9667
| 7322.131 | 7363.4277 | 7217 | 7239.8636 | 7278.9804
| 7320.2658 | 7361.2499 | 7216 | 7239.7573 | 7278.3725
| 7320.1007 | 7361.2085 | 7216 | 7239.6567 | 7277.4392
| 7320.018 | 7360.7968 | 7216 | 7239.5801 | 7277.1916
| 7317.9956 | 7359.898 | 7212 | 7236.1034 | 7276.9975
| 7316.6477 | 7358.4292 | 7211 | 7233.1664 | 7276.8579
| 7314.7234 | 7357.4726 | 7210 | 7232.7152 | 7275.4816
| 7312.0236 | 7356.0946 | 7208 | 7232.461 | 7275.388
| 7311.0945 | 7355.4509 | 7208 | 7231.899 | 7275.3174
| 7310.8578 | 7354.7789 | 7207 | 7230.2986 | 7274.9659
| 7310.4478 | 7353.872 | 7207 | 7230.2435 | 7271.875
| 7309.7727 | 7352.3634 | 7206 | 7229.5729 | 7270.415
| 7309.4015 | 7349.8947 | 7205 | 7229.0638 | 7270.3361
| 7305.6592 | 7348.4852 | 7203 | 7227.9261 | 7269.5396
| 7303.7551 | 7346.6883 | 7201 | 7227.4099 | 7268.5674
| 7303.3661 | 7343.6355 | 7201 | 7226.7918 | 7268.3919
| 7302.3155 | 7343.0866 | 7200 | 7225.8753 | 7267.4742
| 7302.1222 | 7343.0268 | 7199 | 7225.6791 | 7267.4705
| 7301.8875 | 7341.5666 | 7198 | 7225.5656 | 7267.2563
| 7301.2638 | 7340.7427 | 7197 | 7224.8637 | 7267.1235
| 7300.3102 | 7340.5709 | 7197 | 7224.0067 | 7264.9639
| 7299.6826 | 7340.5316 | 7195 | 7223.4179 | 7264.3121
| 7298.0333 | 7340.4526 | 7195 | 7223.2258 | 7263.6807
| 7296.6772 | 7339.5014 | 7193 | 7223.0194 | 7263.1277
| 7295.4171 | 7338.966 | 7193 | 7222.7142 | 7262.6215
| 7295.2539 | 7338.4643 | 7192 | 7222.4625 | 7262.0549
| 7293.2828 | 7338.2984 | 7191 | 7221.6945 | 7261.1217
| 7292.3014 | 7337.5556 | 7191 | 7221.2855 | 7260.9275
| 7291.0431 | 7337.0658 | 7190 | 7220.9032 | 7260.9257
| 7290.4876 | 7337.0011 | 7190 | 7219.8726 | 7259.3609
| 7289.0572 | 7336.7099 | 7189 | 7218.9694 | 7258.2976
| 7288.3014 | 7336.5372 | 7189 | 7218.7342 | 7256.6368
| 7288.1963 | 7334.8785 | 7189 | 7217.2197 | 7255.6349
| 7287.7023 | 7334.3192 | 7188 | 7216.6605 | 7253.1248
| 7287.6296 | 7332.7011 | 7187 | 7215.9302 | 7252.2646
| 7287.0622 | 7331.3178 | 7186 | 7215.5615 | 7252.1326
| 7285.6186 | 7330.5741 | 7185 | 7214.9366 | 7252.1129
| 7285.5461 | 7330.5497 | 7183 | 7214.8537 | 7251.3777
| 7285.065 | 7330.5149 | 7182 | 7214.6 | 7250.5061
| 7283.1965 | 7328.604 | 7181 | 7213.0176 | 7247.4807
| 7282.3375 | 7327.2171 | 7181 | 7212.4199 | 7247.1906
| 7280.081 | 7324.1589 | 7180 | 7210.1016 | 7246.0175
| 7279.0799 | 7323.8767 | 7179 | 7209.8154 | 7245.7107
| 7277.1735 | 7323.7508 | 7179 | 7208.9332 | 7245.6439
| 7277.0237 | 7322.8486 | 7175 | 7208.8814 | 7245.5023
| 7276.3103 | 7321.5431 | 7175 | 7208.7195 | 7245.294
| 7274.158 | 7321.1923 | 7173 | 7208.6763 | 7244.4734
| 7270.6196 | 7321.1465 | 7172 | 7207.0878 | 7243.3598
| 7269.8203 | 7320.7129 | 7172 | 7206.0984 | 7241.5983
| 7269.6714 | 7320.2805 | 7172 | 7205.5219 | 7240.6264
| 7263.5213 | 7319.5095 | 7171 | 7205.0521 | 7240.0129
| 7261.1912 | 7319.1896 | 7170 | 7205.0198 | 7235.3582
| 7260.773 | 7316.5332 | 7169 | 7203.7626 | 7235.0978
| 7256.3287 | 7315.7609 | 7169 | 7203.1782 | 7235.0162
| 7256.1569 | 7315.2331 | 7169 | 7202.5899 | 7234.7162
| 7255.8779 | 7311.3979 | 7169 | 7202.1308 | 7234.2809
| 7255.2465 | 7310.6278 | 7168 | 7201.8089 | 7234.1723
| 7254.8398 | 7307.7896 | 7168 | 7201.7182 | 7233.9379
| 7253.8856 | 7306.5838 | 7167 | 7201.7084 | 7233.2898
| 7252.5528 | 7306.0019 | 7166 | 7200.9524 | 7232.7159
| 7252.5407 | 7305.6931 | 7166 | 7199.3845 | 7232.5444
| 7249.3595 | 7305.1019 | 7165 | 7198.85 | 7232.4708
| 7248.671 | 7304.7929 | 7165 | 7198.4043 | 7230.7824
| 7248.3889 | 7304.6292 | 7165 | 7198.2528 | 7230.2152
| 7247.701 | 7303.7336 | 7165 | 7198.0679 | 7226.9377
| 7247.2445 | 7301.6794 | 7164 | 7197.7998 | 7226.9304
| 7246.1992 | 7299.1876 | 7164 | 7197.6919 | 7224.6174
| 7245.0583 | 7299.1208 | 7162 | 7196.7938 | 7224.5538
| 7243.8994 | 7299.0992 | 7160 | 7196.6462 | 7224.0528
| 7241.9473 | 7297.7807 | 7160 | 7196.3534 | 7218.5695
| 7240.7655 | 7296.3485 | 7159 | 7193.7862 | 7217.8054
| 7239.5861 | 7295.5557 | 7158 | 7192.0522 | 7217.4659
| 7239.3306 | 7295.0516 | 7158 | 7191.6325 | 7216.7235
| 7237.2724 | 7293.7252 | 7157 | 7190.6469 | 7213.85
| 7235.429 | 7293.6935 | 7157 | 7189.7883 | 7213.7048
| 7232.6721 | 7293.186 | 7157 | 7189.6571 | 7212.9335
| 7231.6347 | 7292.5699 | 7155 | 7188.9267 | 7211.6492
| 7231.616 | 7289.4005 | 7155 | 7188.8053 | 7211.2804
| 7230.3086 | 7289.3947 | 7153 | 7188.324 | 7211.2472
| 7229.6465 | 7289.0404 | 7153 | 7186.3552 | 7210.0029
| 7229.529 | 7288.7567 | 7151 | 7186.1814 | 7209.4188
| 7229.0008 | 7288.5934 | 7150 | 7185.7395 | 7209.1335
| 7228.7846 | 7288.4734 | 7147 | 7185.6435 | 7208.9247
| 7228.683 | 7287.513 | 7147 | 7185.4689 | 7208.786
| 7225.8075 | 7286.7963 | 7146 | 7184.3762 | 7207.845
| 7225.5789 | 7285.2678 | 7145 | 7183.3208 | 7206.7513
| 7224.3996 | 7283.8447 | 7144 | 7182.2961 | 7206.588
| 7223.4464 | 7282.9143 | 7143 | 7180.0309 | 7205.3087
| 7221.9022 | 7282.553 | 7143 | 7179.5815 | 7202.2622
| 7217.5853 | 7280.9169 | 7142 | 7179.3384 | 7199.7105
| 7217.5074 | 7280.7407 | 7142 | 7178.1667 | 7198.309
| 7216.9296 | 7277.9551 | 7141 | 7177.7774 | 7198.2418
| 7216.3309 | 7276.2941 | 7141 | 7174.1898 | 7197.358
| 7214.3151 | 7275.623 | 7140 | 7173.9164 | 7196.7164
| 7213.5415 | 7274.6654 | 7140 | 7173.2834 | 7194.7483
| 7213.1468 | 7274.3972 | 7139 | 7173.1619 | 7194.3494
| 7213.0103 | 7273.0811 | 7136 | 7172.9914 | 7194.1716
| 7212.7347 | 7273.0376 | 7136 | 7171.3633 | 7193.4567
| 7212.3388 | 7270.9085 | 7136 | 7170.285 | 7192.1495
| 7211.3053 | 7269.2541 | 7135 | 7170.0139 | 7191.6587
| 7210.5302 | 7268.6341 | 7134 | 7169.3016 | 7191.5646
| 7209.2611 | 7268.1742 | 7134 | 7167.8719 | 7191.3307
| 7209.2389 | 7264.0128 | 7134 | 7167.6262 | 7191.1152
| 7208.0722 | 7263.0309 | 7132 | 7167.2652 | 7188.3282
| 7207.7653 | 7260.6214 | 7132 | 7167.2019 | 7187.1173
| 7206.8113 | 7253.4962 | 7130 | 7166.5356 | 7186.3761
| 7203.6506 | 7250.2891 | 7129 | 7165.7851 | 7186.0091
| 7203.5778 | 7249.7809 | 7128 | 7164.714 | 7185.1474
| 7202.4305 | 7249.4981 | 7126 | 7164.3657 | 7185.006
| 7201.6278 | 7248.378 | 7125 | 7163.6441 | 7182.4581
| 7201.5391 | 7248.136 | 7122 | 7161.916 | 7182.1279
| 7201.2903 | 7245.9498 | 7120 | 7159.2596 | 7181.0553
| 7201.1657 | 7244.445 | 7119 | 7158.3885 | 7180.019
| 7200.5441 | 7242.2377 | 7118 | 7158.1966 | 7177.9364
| 7199.3423 | 7241.5061 | 7115 | 7157.8721 | 7177.83
| 7198.6548 | 7241.0394 | 7115 | 7156.7013 | 7176.3929
| 7198.4733 | 7240.1173 | 7115 | 7156.3329 | 7176.264
| 7198.3013 | 7240.0934 | 7115 | 7156.1495 | 7175.2002
| 7197.2142 | 7239.6611 | 7114 | 7154.6985 | 7174.743
| 7197.2041 | 7236.8979 | 7114 | 7154.575 | 7174.001
| 7196.0796 | 7233.8546 | 7114 | 7153.6029 | 7172.8375
| 7194.0679 | 7233.448 | 7113 | 7153.5825 | 7169.3988
| 7193.8818 | 7233.0926 | 7113 | 7153.3335 | 7169.1381
| 7193.1284 | 7232.9006 | 7113 | 7153.3014 | 7168.111
| 7193.0977 | 7232.0536 | 7112 | 7152.6971 | 7166.8472
| 7192.968 | 7231.0861 | 7112 | 7151.2468 | 7166.6427
| 7190.79 | 7230.2699 | 7110 | 7150.0424 | 7166.3951
| 7188.7554 | 7229.7171 | 7110 | 7149.8852 | 7165.1202
| 7188.2245 | 7228.6939 | 7109 | 7149.6015 | 7163.4042
| 7187.1368 | 7228.6378 | 7109 | 7149.5647 | 7162.8468
| 7185.3891 | 7228.4203 | 7109 | 7148.3594 | 7162.6724
| 7184.4515 | 7227.0043 | 7109 | 7148.1131 | 7162.4948
| 7184.3019 | 7226.9049 | 7107 | 7147.6366 | 7162.474
| 7183.5778 | 7226.7137 | 7106 | 7146.772 | 7161.614
| 7183.0941 | 7226.2064 | 7105 | 7145.3677 | 7160.209
| 7182.7169 | 7225.7428 | 7105 | 7145.0287 | 7160.008
| 7181.746 | 7224.878 | 7105 | 7144.4547 | 7159.2699
| 7180.5598 | 7219.0279 | 7104 | 7144.3989 | 7158.6711
| 7179.2725 | 7218.8072 | 7103 | 7144.0061 | 7158.1696
| 7179.0504 | 7217.9867 | 7101 | 7143.2136 | 7156.7107
| 7177.9214 | 7216.4726 | 7101 | 7143.0383 | 7155.651
| 7176.9342 | 7215.7411 | 7099 | 7142.7767 | 7155.4333
| 7175.9335 | 7215.4892 | 7098 | 7142.5706 | 7155.1304
| 7175.1991 | 7214.7109 | 7098 | 7142.2605 | 7154.6865
| 7174.8095 | 7214.2362 | 7098 | 7141.378 | 7153.8255
| 7174.1649 | 7213.8557 | 7097 | 7140.2538 | 7153.6387
| 7173.6743 | 7213.3629 | 7096 | 7139.9814 | 7153.2796
| 7171.3358 | 7212.5943 | 7096 | 7139.2408 | 7152.3246
| 7171.0982 | 7210.8754 | 7096 | 7139.1717 | 7152.2893
| 7169.7882 | 7209.7336 | 7094 | 7138.6168 | 7151.8302
| 7169.1359 | 7209.5195 | 7093 | 7138.4864 | 7150.5864
| 7168.5426 | 7209.4078 | 7092 | 7138.3466 | 7149.8132
| 7168.3518 | 7208.899 | 7092 | 7138.1162 | 7149.0469
| 7164.9487 | 7208.8048 | 7092 | 7137.9776 | 7148.9576
| 7164.9032 | 7208.0999 | 7091 | 7137.8005 | 7148.1743
| 7163.936 | 7207.5627 | 7091 | 7137.3396 | 7147.8902
| 7163.5944 | 7206.0115 | 7090 | 7137.1635 | 7147.6168
| 7163.363 | 7199.5892 | 7089 | 7136.7307 | 7147.0065
| 7162.517 | 7199.0429 | 7088 | 7133.8378 | 7146.6938
| 7161.5947 | 7197.4342 | 7088 | 7133.3021 | 7144.7691
| 7161.4646 | 7196.902 | 7088 | 7132.9462 | 7144.7292
| 7160.4411 | 7195.0919 | 7087 | 7131.1144 | 7144.368
| 7159.8369 | 7192.3963 | 7087 | 7129.1326 | 7142.0397
| 7157.6761 | 7191.8786 | 7086 | 7128.26 | 7141.055
| 7156.8862 | 7191.4823 | 7086 | 7127.1395 | 7140.7514
| 7156.0773 | 7190.0633 | 7086 | 7126.4517 | 7139.9811
| 7156.0065 | 7189.8334 | 7085 | 7125.7106 | 7139.016
| 7153.5413 | 7189.2291 | 7085 | 7125.6749 | 7138.0975
| 7151.6803 | 7189.0069 | 7085 | 7124.6163 | 7137.702
| 7150.1476 | 7188.9394 | 7083 | 7124.3843 | 7137.2601
| 7148.3859 | 7188.4882 | 7082 | 7124.3526 | 7137.1062
| 7147.3435 | 7186.5435 | 7081 | 7123.7361 | 7137.0676
| 7146.5153 | 7186.2356 | 7081 | 7123.467 | 7135.5789
| 7143.8885 | 7185.2889 | 7080 | 7121.8077 | 7135.5551
| 7140.5199 | 7183.7726 | 7079 | 7121.5317 | 7135.0899
| 7140.3928 | 7183.3254 | 7079 | 7121.0371 | 7134.5829
| 7140.1406 | 7182.3788 | 7079 | 7118.9026 | 7133.9161
| 7138.763 | 7182.1316 | 7079 | 7118.1048 | 7133.6478
| 7138.4819 | 7181.9806 | 7079 | 7117.6573 | 7133.5404
| 7138.2256 | 7181.723 | 7078 | 7117.5817 | 7133.3139
| 7138.1886 | 7180.5699 | 7078 | 7117.4076 | 7133.2814
| 7137.8094 | 7180.2497 | 7078 | 7117.1636 | 7130.8622
| 7137.1304 | 7179.7957 | 7077 | 7116.9096 | 7129.9747
| 7136.9371 | 7179.1227 | 7076 | 7116.8003 | 7129.4883
| 7135.4375 | 7178.5698 | 7076 | 7116.6427 | 7127.1275
| 7134.8937 | 7178.4022 | 7076 | 7116.1574 | 7126.9485
| 7133.1948 | 7176.3229 | 7076 | 7115.4653 | 7126.6919
| 7132.917 | 7175.7882 | 7075 | 7114.9563 | 7125.7309
| 7131.045 | 7174.8892 | 7074 | 7114.5865 | 7125.4293
| 7130.6287 | 7174.2036 | 7073 | 7113.9616 | 7124.9324
| 7130.3106 | 7174.0016 | 7073 | 7113.7628 | 7124.8143
| 7129.5404 | 7171.5881 | 7073 | 7113.572 | 7124.7532
| 7128.5496 | 7171.4263 | 7072 | 7112.8551 | 7124.2414
| 7125.3705 | 7171.0002 | 7070 | 7112.6609 | 7123.5075
| 7124.9339 | 7170.9116 | 7069 | 7112.3603 | 7123.3954
| 7124.0866 | 7169.9921 | 7069 | 7112.0705 | 7122.6322
| 7124.0232 | 7169.966 | 7068 | 7111.99 | 7122.4673
| 7123.8921 | 7168.4552 | 7067 | 7111.4901 | 7122.251
| 7123.1337 | 7168.4485 | 7067 | 7111.1267 | 7121.4974
| 7122.7836 | 7167.8309 | 7065 | 7110.2473 | 7121.2741
| 7122.0603 | 7167.5039 | 7065 | 7108.8939 | 7120.2509
| 7121.5828 | 7166.9843 | 7065 | 7108.0468 | 7119.8286
| 7121.5641 | 7166.524 | 7064 | 7106.825 | 7119.0236
| 7121.3668 | 7166.1265 | 7063 | 7106.0106 | 7117.9825
| 7120.2229 | 7165.8771 | 7062 | 7105.3253 | 7117.9137
| 7120.1639 | 7164.5595 | 7061 | 7104.9385 | 7117.7879
| 7119.1382 | 7164.347 | 7061 | 7104.7953 | 7116.1367
| 7118.8573 | 7163.5989 | 7061 | 7104.5942 | 7115.753
| 7117.4591 | 7162.8318 | 7060 | 7103.4662 | 7114.3317
| 7113.0505 | 7162.7619 | 7058 | 7102.7957 | 7111.4559
| 7112.8805 | 7162.4958 | 7057 | 7102.5405 | 7110.8217
| 7111.5008 | 7157.0313 | 7056 | 7101.8292 | 7109.9987
| 7110.9527 | 7155.7049 | 7055 | 7101.3357 | 7109.21
| 7110.8169 | 7154.9356 | 7054 | 7101.1967 | 7108.8502
| 7110.6089 | 7154.5073 | 7053 | 7101.1014 | 7108.5825
| 7110.3461 | 7153.7895 | 7053 | 7100.8306 | 7108.4572
| 7110.2718 | 7153.3593 | 7052 | 7099.6928 | 7108.4256
| 7109.6009 | 7153.0761 | 7052 | 7099.5702 | 7107.46
| 7108.1163 | 7152.7816 | 7051 | 7097.873 | 7106.7281
| 7107.6768 | 7149.976 | 7051 | 7097.5474 | 7105.6033
| 7104.722 | 7148.7351 | 7051 | 7097.1063 | 7105.3537
| 7104.3676 | 7148.6892 | 7050 | 7096.8891 | 7105.2537
| 7104.252 | 7148.1572 | 7049 | 7096.8647 | 7105.0461
| 7100.9647 | 7147.575 | 7049 | 7096.0934 | 7104.7567
| 7100.777 | 7147.4326 | 7047 | 7095.4929 | 7103.6056
| 7099.4567 | 7147.2096 | 7044 | 7095.4343 | 7102.9403
| 7097.1548 | 7145.4803 | 7043 | 7094.8979 | 7102.3621
| 7096.7974 | 7145.361 | 7043 | 7094.5104 | 7102.1274
| 7096.1864 | 7145.17 | 7043 | 7094.3996 | 7101.8539
| 7096.1294 | 7143.7762 | 7042 | 7093.7421 | 7101.2972
| 7094.8369 | 7143.2374 | 7041 | 7093.0918 | 7100.4351
| 7094.3232 | 7141.734 | 7040 | 7093.0732 | 7099.325
| 7094.1352 | 7141.0558 | 7040 | 7092.6442 | 7098.1213
| 7093.469 | 7140.4507 | 7040 | 7092.158 | 7097.7699
| 7093.4304 | 7140.0918 | 7039 | 7091.4256 | 7096.89
| 7092.9179 | 7139.2851 | 7039 | 7090.8086 | 7095.5114
| 7092.7469 | 7138.6618 | 7039 | 7090.075 | 7095.0818
| 7091.9072 | 7138.3265 | 7038 | 7088.7332 | 7094.3054
| 7091.5544 | 7138.1487 | 7037 | 7086.6959 | 7091.6976
| 7091.4743 | 7137.9724 | 7037 | 7084.5279 | 7090.8058
| 7090.092 | 7136.0317 | 7037 | 7083.8421 | 7090.0645
| 7089.7696 | 7135.8456 | 7035 | 7082.4614 | 7089.9783
| 7089.7181 | 7135.7976 | 7034 | 7082.3332 | 7089.2918
| 7088.855 | 7135.5827 | 7033 | 7081.2431 | 7088.1539
| 7088.2162 | 7135.4675 | 7033 | 7081.1461 | 7087.7454
| 7087.8906 | 7135.2707 | 7033 | 7080.9599 | 7086.1562
| 7087.7665 | 7134.7916 | 7032 | 7080.7027 | 7085.2791
| 7087.5186 | 7134.5045 | 7032 | 7080.2336 | 7084.7314
| 7086.9172 | 7133.6963 | 7030 | 7079.789 | 7084.6626
| 7086.9049 | 7133.5973 | 7030 | 7077.2596 | 7082.5991
| 7086.3339 | 7133.4509 | 7029 | 7075.9906 | 7081.7084
| 7086.14 | 7133.007 | 7027 | 7075.9223 | 7081.2919
| 7084.9873 | 7132.6235 | 7025 | 7075.224 | 7080.7878
| 7084.8308 | 7131.5606 | 7023 | 7074.7199 | 7079.9801
| 7083.6955 | 7129.9393 | 7023 | 7074.4892 | 7079.4327
| 7083.3243 | 7129.8056 | 7023 | 7073.5306 | 7078.645
| 7083.1008 | 7127.651 | 7021 | 7072.771 | 7076.4967
| 7082.9376 | 7126.3703 | 7021 | 7072.5694 | 7076.4166
| 7082.0591 | 7124.9923 | 7020 | 7071.8577 | 7075.7486
| 7081.3394 | 7123.6624 | 7020 | 7071.7868 | 7075.7333
| 7081.3219 | 7121.9458 | 7020 | 7069.451 | 7075.3416
| 7081.21 | 7121.0317 | 7020 | 7068.99 | 7075.1815
| 7080.8002 | 7120.6461 | 7019 | 7068.1645 | 7074.247
| 7080.0838 | 7120.1785 | 7019 | 7067.9213 | 7074.1481
| 7079.7849 | 7119.7037 | 7018 | 7067.4972 | 7073.7754
| 7079.6796 | 7118.8793 | 7018 | 7067.0041 | 7073.6829
| 7079.2989 | 7118.3909 | 7017 | 7066.6431 | 7071.1444
| 7079.2671 | 7116.6768 | 7014 | 7062.7059 | 7070.6854
| 7079.1164 | 7116.2696 | 7013 | 7062.3065 | 7070.3886
| 7079.0456 | 7116.0741 | 7013 | 7061.3183 | 7068.9711
| 7078.7715 | 7115.8034 | 7013 | 7060.4632 | 7068.7702
| 7078.1071 | 7115.1225 | 7012 | 7059.5365 | 7068.0838
| 7077.1744 | 7114.0283 | 7011 | 7058.5407 | 7067.9439
| 7076.6175 | 7113.3447 | 7010 | 7057.5997 | 7067.4391
| 7076.2554 | 7113.2219 | 7010 | 7057.5709 | 7067.2761
| 7075.1142 | 7112.8872 | 7010 | 7057.0199 | 7067.1004
| 7074.7483 | 7112.6034 | 7009 | 7056.6142 | 7066.1747
| 7074.3968 | 7111.4846 | 7009 | 7056.5881 | 7065.1821
| 7071.89 | 7110.8585 | 7009 | 7056.0856 | 7065.1455
| 7071.4792 | 7110.2967 | 7009 | 7055.2021 | 7064.3965
| 7068.8675 | 7109.6334 | 7008 | 7054.0763 | 7063.7553
| 7068.3438 | 7108.4827 | 7008 | 7054.0544 | 7063.6342
| 7067.9339 | 7108.3165 | 7007 | 7053.8303 | 7063.5621
| 7067.3057 | 7107.5716 | 7007 | 7053.807 | 7063.1914
| 7067.145 | 7106.7266 | 7006 | 7053.68 | 7062.442
| 7066.7363 | 7105.5189 | 7006 | 7053.3189 | 7061.9703
| 7066.6718 | 7105.3865 | 7006 | 7053.1668 | 7061.6211
| 7065.594 | 7105.209 | 7006 | 7052.4757 | 7061.5274
| 7064.5053 | 7104.683 | 7006 | 7052.2293 | 7061.1631
| 7064.2568 | 7104.4576 | 7005 | 7051.6505 | 7060.2838
| 7064.1642 | 7103.1414 | 7005 | 7049.7873 | 7060.2188
| 7063.1749 | 7102.8174 | 7004 | 7049.5295 | 7060.1037
| 7062.309 | 7102.5892 | 7003 | 7049.289 | 7059.7922
| 7061.9916 | 7101.5963 | 7003 | 7049.2307 | 7058.3035
| 7060.1337 | 7101.1143 | 7002 | 7048.4935 | 7055.4075
| 7057.6249 | 7100.8718 | 7002 | 7048.2945 | 7054.7975
| 7056.4054 | 7100.0599 | 7002 | 7047.9265 | 7053.7066
| 7054.9106 | 7100.0458 | 7001 | 7047.2694 | 7053.3591
| 7053.9692 | 7099.2876 | 6998 | 7046.1105 | 7053.3228
| 7053.8871 | 7099.2682 | 6998 | 7045.9167 | 7053.289
| 7053.8825 | 7099.2189 | 6996 | 7045.4876 | 7053.2471
| 7053.7151 | 7097.0758 | 6996 | 7044.9741 | 7052.7006
| 7053.6484 | 7095.9793 | 6996 | 7044.2817 | 7051.9269
| 7053.3312 | 7095.5528 | 6996 | 7043.9441 | 7051.9173
| 7052.8969 | 7095.1569 | 6994 | 7043.7078 | 7051.9149
| 7052.3044 | 7094.279 | 6993 | 7043.5417 | 7051.5237
| 7052.0021 | 7091.1758 | 6993 | 7042.0468 | 7050.7833
| 7051.817 | 7090.2639 | 6993 | 7040.9984 | 7050.173
| 7051.7174 | 7090.0272 | 6993 | 7040.4023 | 7050.0246
| 7051.4582 | 7089.6489 | 6992 | 7039.9002 | 7049.8957
| 7051.0372 | 7088.9271 | 6991 | 7038.1106 | 7049.889
| 7050.6038 | 7088.8454 | 6991 | 7037.6242 | 7048.1739
| 7050.4678 | 7088.8443 | 6990 | 7037.4618 | 7048.0825
| 7049.3319 | 7088.1785 | 6990 | 7036.6465 | 7047.5294
| 7048.9996 | 7087.2289 | 6988 | 7036.3646 | 7047.4234
| 7048.7552 | 7087.0121 | 6988 | 7036.2071 | 7046.8744
| 7048.5607 | 7086.9958 | 6987 | 7036.0433 | 7046.4805
| 7048.531 | 7086.6725 | 6987 | 7035.941 | 7046.4319
| 7048.4857 | 7085.8086 | 6986 | 7035.4136 | 7046.3198
| 7048.2266 | 7085.6426 | 6985 | 7034.8322 | 7045.9938
| 7048.1819 | 7085.2249 | 6985 | 7032.2263 | 7044.0488
| 7047.6944 | 7083.1908 | 6984 | 7032.1475 | 7043.6335
| 7047.3013 | 7082.9075 | 6984 | 7031.8964 | 7042.5635
| 7047.2207 | 7082.1749 | 6983 | 7031.5834 | 7041.9224
| 7046.1786 | 7081.8709 | 6982 | 7031.5145 | 7041.6568
| 7044.5715 | 7081.8392 | 6982 | 7030.7073 | 7041.2115
| 7043.2192 | 7081.7381 | 6982 | 7030.5621 | 7040.7804
| 7043.1067 | 7081.3749 | 6982 | 7030.0811 | 7038.0378
| 7042.4967 | 7080.7548 | 6981 | 7029.4895 | 7037.4892
| 7042.2226 | 7080.5053 | 6980 | 7029.4046 | 7036.8103
| 7042.0179 | 7080.0077 | 6980 | 7029.2703 | 7036.5165
| 7041.6227 | 7078.7401 | 6978 | 7028.6783 | 7036.0706
| 7040.9068 | 7078.3693 | 6978 | 7028.6301 | 7035.835
| 7040.3056 | 7076.9787 | 6978 | 7028.0724 | 7035.3667
| 7039.1555 | 7076.7897 | 6978 | 7026.4029 | 7034.6116
| 7038.6233 | 7075.7481 | 6978 | 7026.3716 | 7033.8971
| 7038.3886 | 7074.9911 | 6977 | 7026.1138 | 7032.5906
| 7038.0175 | 7074.9754 | 6977 | 7024.4588 | 7032.1652
| 7037.6114 | 7074.974 | 6977 | 7023.5142 | 7031.2456
| 7036.9545 | 7074.3876 | 6975 | 7023.5084 | 7029.9937
| 7036.4638 | 7073.6755 | 6974 | 7023.4484 | 7028.8727
| 7036.1188 | 7071.9597 | 6973 | 7022.9627 | 7028.4065
| 7035.5921 | 7071.7828 | 6973 | 7022.8018 | 7026.9088
| 7033.4506 | 7071.7465 | 6971 | 7022.5099 | 7026.565
| 7032.5586 | 7071.0975 | 6969 | 7022.2536 | 7026.1084
| 7031.9992 | 7070.4531 | 6968 | 7020.4978 | 7025.8074
| 7031.537 | 7069.9919 | 6968 | 7020.2769 | 7024.6252
| 7030.3335 | 7069.2836 | 6967 | 7019.8013 | 7024.0791
| 7030.2689 | 7068.0253 | 6967 | 7019.7223 | 7024.0501
| 7028.8389 | 7067.8093 | 6967 | 7019.5194 | 7023.9903
| 7028.7379 | 7067.3535 | 6966 | 7019.3266 | 7023.9349
| 7028.2748 | 7067.2708 | 6966 | 7019.1869 | 7023.87
| 7027.1906 | 7066.6695 | 6965 | 7018.9535 | 7022.9932
| 7026.9974 | 7066.5704 | 6965 | 7018.4106 | 7022.1264
| 7026.8319 | 7066.4423 | 6965 | 7017.8963 | 7020.5391
| 7026.5388 | 7064.8443 | 6963 | 7017.7744 | 7019.9189
| 7026.135 | 7063.8756 | 6963 | 7017.433 | 7019.8143
| 7025.8192 | 7063.7147 | 6963 | 7016.6314 | 7019.122
| 7024.6307 | 7063.6653 | 6962 | 7016.3172 | 7018.5934
| 7023.409 | 7063.1791 | 6962 | 7015.6535 | 7017.835
| 7022.7467 | 7062.3923 | 6962 | 7015.4678 | 7017.3243
| 7022.5193 | 7059.6866 | 6962 | 7014.6843 | 7016.993
| 7021.3087 | 7059.5967 | 6961 | 7013.907 | 7016.657
| 7020.1751 | 7059.3305 | 6960 | 7013.5302 | 7016.0028
| 7019.6625 | 7058.3699 | 6959 | 7013.3476 | 7015.5726
| 7018.6332 | 7058.1861 | 6959 | 7012.8418 | 7015.3469
| 7017.4126 | 7056.6011 | 6958 | 7012.5476 | 7013.8938
| 7017.1603 | 7056.121 | 6958 | 7012.0037 | 7013.43
| 7016.9999 | 7053.2827 | 6957 | 7010.4227 | 7013.3203
| 7016.7011 | 7052.1944 | 6957 | 7008.9892 | 7013.0317
| 7016.3525 | 7050.8983 | 6956 | 7008.9518 | 7012.5181
| 7016.3322 | 7050.8706 | 6956 | 7008.9381 | 7011.6842
| 7014.6645 | 7050.735 | 6956 | 7006.4897 | 7011.0686
| 7013.9712 | 7050.1386 | 6956 | 7006.0967 | 7010.8652
| 7013.3469 | 7050.0314 | 6955 | 7004.0308 | 7009.1907
| 7012.9673 | 7049.6072 | 6954 | 7003.053 | 7008.9332
| 7012.8774 | 7048.7854 | 6953 | 7000.5583 | 7008.0565
| 7012.1398 | 7048.4424 | 6952 | 6998.9904 | 7007.4216
| 7010.5505 | 7047.7628 | 6952 | 6998.8792 | 7007.0037
| 7010.2557 | 7047.1055 | 6951 | 6998.831 | 7006.3289
| 7010.1943 | 7047.095 | 6949 | 6998.4748 | 7005.2083
| 7008.3429 | 7046.1512 | 6949 | 6998.3853 | 7004.4416
| 7005.4591 | 7046.0269 | 6949 | 6998.3344 | 7003.5876
| 7002.1014 | 7044.7125 | 6949 | 6998.0574 | 7003.451
| 7001.7497 | 7041.9999 | 6949 | 6998.0537 | 7002.4817
| 7001.5488 | 7041.3703 | 6948 | 6997.9397 | 7001.7981
| 7001.5375 | 7040.895 | 6948 | 6997.6517 | 7001.3121
| 7001.5167 | 7040.3599 | 6947 | 6995.8695 | 7001.06
| 7001.4283 | 7039.5965 | 6945 | 6995.7761 | 7000.3657
| 7000.6939 | 7039.3241 | 6945 | 6995.4915 | 7000.0063
| 7000.5944 | 7039.2651 | 6945 | 6994.2361 | 6999.8116
| 6999.0363 | 7038.8367 | 6945 | 6994.1936 | 6999.755
| 6998.6284 | 7038.6868 | 6944 | 6993.9871 | 6999.5759
| 6998.5034 | 7038.3515 | 6944 | 6993.7796 | 6999.3959
| 6997.3813 | 7038.0559 | 6944 | 6993.2821 | 6999.0501
| 6996.8853 | 7037.8502 | 6944 | 6993.1618 | 6997.7388
| 6995.9274 | 7037.6088 | 6943 | 6993.0288 | 6997.6679
| 6995.8213 | 7037.4007 | 6943 | 6992.7201 | 6997.5076
| 6995.4228 | 7037.2548 | 6942 | 6992.6614 | 6996.3725
| 6995.1799 | 7036.816 | 6942 | 6992.476 | 6996.1548
| 6995.1371 | 7036.3862 | 6942 | 6991.7384 | 6996.0107
| 6994.1174 | 7036.1703 | 6942 | 6989.9121 | 6995.4005
| 6993.3382 | 7035.0555 | 6942 | 6989.8042 | 6995.0617
| 6992.4631 | 7034.7283 | 6941 | 6989.6638 | 6994.4616
| 6991.6759 | 7034.5395 | 6940 | 6989.4937 | 6994.1602
| 6990.8054 | 7032.7624 | 6939 | 6989.0322 | 6993.9372
| 6989.9635 | 7031.7842 | 6939 | 6988.2195 | 6993.7939
| 6988.4003 | 7031.2843 | 6939 | 6987.7604 | 6993.5763
| 6988.3748 | 7030.763 | 6938 | 6987.536 | 6993.3786
| 6988.1333 | 7030.6517 | 6938 | 6987.2875 | 6993.1494
| 6987.9092 | 7029.9819 | 6937 | 6987.0089 | 6992.6613
| 6986.5318 | 7028.9809 | 6936 | 6986.5179 | 6992.6233
| 6985.9122 | 7028.7497 | 6936 | 6985.1039 | 6992.4387
| 6985.4355 | 7025.6432 | 6935 | 6985.0943 | 6992.3798
| 6983.9408 | 7025.1945 | 6933 | 6984.8125 | 6991.4201
| 6983.7845 | 7024.7077 | 6933 | 6984.6424 | 6990.9868
| 6983.5174 | 7023.6661 | 6933 | 6983.8552 | 6988.61
| 6982.3405 | 7023.4975 | 6932 | 6983.4245 | 6988.5417
| 6981.2316 | 7023.4608 | 6931 | 6983.2557 | 6987.7207
| 6980.7431 | 7022.0404 | 6931 | 6983.1508 | 6987.3639
| 6980.5369 | 7021.6062 | 6930 | 6982.4448 | 6987.3586
| 6980.0905 | 7020.8638 | 6929 | 6981.8036 | 6985.8371
| 6979.8676 | 7020.0377 | 6929 | 6981.798 | 6985.1903
| 6979.6347 | 7019.7064 | 6929 | 6981.0629 | 6984.8573
| 6978.9849 | 7018.7185 | 6929 | 6981.0165 | 6983.6266
| 6978.7184 | 7018.506 | 6928 | 6980.8195 | 6983.4489
| 6978.0062 | 7018.2916 | 6928 | 6980.7821 | 6982.2002
| 6977.8351 | 7018.0528 | 6927 | 6980.213 | 6980.3858
| 6977.6649 | 7017.0982 | 6927 | 6980.1347 | 6979.0653
| 6977.5931 | 7015.7278 | 6927 | 6979.9685 | 6979.045
| 6976.0399 | 7015.5309 | 6926 | 6978.531 | 6978.9357
| 6975.6966 | 7015.4482 | 6925 | 6978.127 | 6978.8635
| 6975.2773 | 7015.2602 | 6924 | 6977.601 | 6978.2803
| 6974.5441 | 7015.032 | 6923 | 6976.7059 | 6978.1261
| 6974.0114 | 7014.4733 | 6923 | 6976.5485 | 6977.6577
| 6973.5228 | 7014.1538 | 6923 | 6976.1935 | 6977.2005
| 6973.2552 | 7014.0705 | 6923 | 6975.8249 | 6976.7697
| 6972.6423 | 7013.2155 | 6922 | 6975.31 | 6976.3699
| 6971.9996 | 7013.1703 | 6922 | 6974.8974 | 6975.9655
| 6971.1818 | 7012.9382 | 6922 | 6974.0898 | 6975.3222
| 6971.1309 | 7012.5404 | 6921 | 6973.5504 | 6975.1229
| 6970.7563 | 7012.2578 | 6921 | 6973.5059 | 6975.0824
| 6969.7949 | 7011.8863 | 6921 | 6973.504 | 6974.6056
| 6969.5678 | 7011.8405 | 6921 | 6973.2591 | 6973.0083
| 6969.5115 | 7011.8054 | 6921 | 6972.9455 | 6971.9571
| 6968.7203 | 7011.3344 | 6920 | 6972.8682 | 6969.4035
| 6967.4971 | 7010.9711 | 6920 | 6972.6927 | 6968.8421
| 6967.2199 | 7010.3377 | 6919 | 6972.1016 | 6968.1605
| 6967.1085 | 7009.7693 | 6919 | 6971.6355 | 6967.4596
| 6967.0657 | 7009.1621 | 6918 | 6970.9306 | 6966.4443
| 6965.4908 | 7008.9589 | 6918 | 6970.5064 | 6965.3556
| 6964.9569 | 7008.4438 | 6918 | 6970.3455 | 6963.3299
| 6964.7819 | 7008.0626 | 6918 | 6969.8931 | 6962.887
| 6962.1607 | 7007.8 | 6918 | 6969.3676 | 6962.8633
| 6961.7601 | 7007.3397 | 6917 | 6968.4189 | 6961.5251
| 6961.2751 | 7007.1447 | 6916 | 6967.9419 | 6960.6874
| 6961.2435 | 7006.9286 | 6916 | 6967.7878 | 6960.1487
| 6960.2286 | 7006.2647 | 6916 | 6966.9525 | 6960.0085
| 6959.6918 | 7005.598 | 6916 | 6966.8436 | 6959.4159
| 6958.6556 | 7005.3002 | 6915 | 6966.8254 | 6958.6996
| 6957.9972 | 7003.7818 | 6915 | 6966.4987 | 6957.5923
| 6957.872 | 7003.6785 | 6914 | 6966.4744 | 6957.321
| 6957.3459 | 7002.7098 | 6913 | 6966.3252 | 6957.2299
| 6957.2786 | 7002.1161 | 6912 | 6966.1285 | 6956.4719
| 6956.7976 | 7001.3498 | 6912 | 6964.8026 | 6955.6843
| 6956.4331 | 7000.5909 | 6912 | 6964.4643 | 6955.4302
| 6955.2531 | 7000.4545 | 6911 | 6963.5991 | 6955.4289
| 6954.9179 | 6999.3219 | 6911 | 6963.3833 | 6955.4121
| 6954.278 | 6998.6689 | 6911 | 6963.3655 | 6954.293
| 6954.1839 | 6997.6662 | 6910 | 6963.2537 | 6954.1533
| 6953.0251 | 6997.6193 | 6910 | 6962.5805 | 6953.0251
| 6952.4203 | 6995.814 | 6910 | 6962.5458 | 6952.7244
| 6951.8434 | 6995.7156 | 6909 | 6960.3964 | 6952.5852
| 6951.7045 | 6995.3757 | 6909 | 6959.4293 | 6952.4292
| 6950.9212 | 6994.6674 | 6908 | 6959.4035 | 6950.1637
| 6949.6831 | 6993.2887 | 6908 | 6958.1612 | 6948.0753
| 6949.6343 | 6992.6059 | 6908 | 6957.473 | 6947.8316
| 6948.8149 | 6992.0465 | 6908 | 6955.2556 | 6946.9158
| 6948.5037 | 6991.5932 | 6908 | 6954.6427 | 6946.7196
| 6948.1254 | 6991.2927 | 6907 | 6953.8393 | 6946.7076
| 6948.0371 | 6990.5472 | 6904 | 6953.8369 | 6945.9918
| 6947.6217 | 6989.4325 | 6904 | 6953.5842 | 6945.9233
| 6947.4299 | 6988.7415 | 6901 | 6953.3714 | 6945.8707
| 6947.3435 | 6988.7143 | 6900 | 6953.0055 | 6944.1944
| 6947.3049 | 6988.5459 | 6900 | 6952.9216 | 6943.0035
| 6947.2993 | 6988.3116 | 6900 | 6952.873 | 6942.8895
| 6947.0973 | 6987.5378 | 6899 | 6952.8724 | 6942.8287
| 6946.8098 | 6987.2668 | 6899 | 6951.6738 | 6942.1029
| 6946.5032 | 6987.1918 | 6899 | 6950.4562 | 6940.3996
| 6944.4348 | 6987.088 | 6898 | 6950.4118 | 6940.3412
| 6943.7137 | 6985.7885 | 6898 | 6948.8145 | 6939.5974
| 6943.2822 | 6985.2527 | 6898 | 6948.8003 | 6939.5171
| 6941.779 | 6985.0462 | 6897 | 6948.6107 | 6938.4251
| 6941.7255 | 6983.9759 | 6897 | 6948.2885 | 6937.6258
| 6940.5631 | 6983.9693 | 6896 | 6947.9888 | 6936.3207
| 6940.5137 | 6983.8685 | 6896 | 6947.7066 | 6935.26
| 6940.075 | 6983.7618 | 6896 | 6947.5755 | 6934.2618
| 6939.5785 | 6983.638 | 6896 | 6947.3375 | 6934.0642
| 6938.6569 | 6982.5447 | 6895 | 6947.2123 | 6932.7451
| 6938.2075 | 6982.2671 | 6894 | 6947.1834 | 6932.0049
| 6938.2031 | 6981.204 | 6894 | 6946.9918 | 6931.7444
| 6937.2177 | 6980.7676 | 6893 | 6946.4227 | 6931.7227
| 6936.114 | 6979.6499 | 6893 | 6945.7003 | 6931.3584
| 6935.2272 | 6978.186 | 6893 | 6945.6898 | 6931.1959
| 6934.9864 | 6977.9127 | 6892 | 6945.6791 | 6930.8065
| 6934.7307 | 6977.6336 | 6891 | 6945.4555 | 6930.5554
| 6933.7161 | 6976.7417 | 6891 | 6945.0915 | 6930.3895
| 6932.9026 | 6975.7124 | 6890 | 6944.5545 | 6930.1609
| 6932.5419 | 6975.7095 | 6889 | 6944.1471 | 6929.5877
| 6932.2966 | 6975.6646 | 6889 | 6944.0354 | 6929.4248
| 6930.294 | 6975.1742 | 6889 | 6943.9925 | 6929.1799
| 6929.7601 | 6974.427 | 6888 | 6943.7637 | 6928.7657
| 6929.3395 | 6974.3494 | 6888 | 6943.3409 | 6928.7031
| 6928.8233 | 6972.5143 | 6887 | 6942.7799 | 6928.0315
| 6928.4485 | 6971.9572 | 6887 | 6942.7715 | 6927.3214
| 6928.4108 | 6971.5688 | 6886 | 6942.1719 | 6927.1738
| 6926.4546 | 6971.2068 | 6886 | 6941.9123 | 6927.0818
| 6925.3964 | 6970.907 | 6885 | 6941.5549 | 6927.0205
| 6924.9151 | 6970.6385 | 6884 | 6941.2169 | 6926.966
| 6923.232 | 6970.4533 | 6883 | 6941.1506 | 6926.8651
| 6921.7932 | 6970.246 | 6883 | 6941.0593 | 6926.8228
| 6921.5339 | 6969.2148 | 6882 | 6940.1676 | 6926.644
| 6919.7449 | 6968.3545 | 6882 | 6940.0083 | 6926.2221
| 6919.4506 | 6968.2494 | 6882 | 6939.6758 | 6925.9728
| 6919.1908 | 6967.3422 | 6881 | 6939.6235 | 6924.7332
| 6918.9146 | 6966.956 | 6881 | 6939.4908 | 6923.9897
| 6918.8191 | 6965.8455 | 6881 | 6939.3483 | 6923.0032
| 6918.2505 | 6965.8347 | 6881 | 6939.1706 | 6922.2718
| 6917.7127 | 6965.2376 | 6879 | 6938.6394 | 6920.8178
| 6916.8939 | 6965.0922 | 6878 | 6937.5536 | 6920.0297
| 6915.4748 | 6963.3654 | 6878 | 6937.3401 | 6920.004
| 6915.421 | 6963.0321 | 6877 | 6937.2766 | 6919.9462
| 6915.1099 | 6962.0058 | 6876 | 6937.1035 | 6919.7172
| 6915.0668 | 6961.3568 | 6876 | 6935.9301 | 6919.5956
| 6914.3666 | 6959.7114 | 6875 | 6935.882 | 6919.1728
| 6912.7809 | 6959.5344 | 6874 | 6935.5114 | 6919.1351
| 6912.7531 | 6958.8679 | 6874 | 6935.355 | 6918.866
| 6912.7491 | 6957.5243 | 6873 | 6935.2057 | 6918.5906
| 6912.5383 | 6957.4745 | 6870 | 6935.1546 | 6918.2876
| 6912.4503 | 6956.5139 | 6870 | 6934.9659 | 6916.824
| 6912.1871 | 6955.8061 | 6869 | 6934.7987 | 6916.2253
| 6911.8892 | 6955.4239 | 6869 | 6934.5313 | 6915.8723
| 6911.8249 | 6955.3686 | 6869 | 6934.2108 | 6915.7142
| 6911.36 | 6955.228 | 6869 | 6932.572 | 6914.7006
| 6910.6585 | 6954.9038 | 6869 | 6932.4265 | 6914.0335
| 6910.626 | 6953.846 | 6869 | 6932.1401 | 6913.8947
| 6910.494 | 6953.0359 | 6868 | 6931.7368 | 6913.5626
| 6908.656 | 6951.8124 | 6868 | 6931.6232 | 6912.9284
| 6908.563 | 6951.7256 | 6868 | 6931.3279 | 6912.4909
| 6907.7721 | 6951.5598 | 6867 | 6930.6842 | 6912.1078
| 6907.3666 | 6951.3852 | 6866 | 6930.6392 | 6911.9856
| 6907.18 | 6949.9368 | 6866 | 6930.5626 | 6911.808
| 6906.4196 | 6949.924 | 6866 | 6930.2168 | 6911.648
| 6905.9374 | 6949.7784 | 6866 | 6929.9991 | 6911.6016
| 6905.4532 | 6949.2014 | 6865 | 6929.9871 | 6910.9806
| 6905.452 | 6949.0873 | 6865 | 6929.8643 | 6910.4157
| 6905.3982 | 6948.9004 | 6864 | 6929.8335 | 6909.4668
| 6905.3598 | 6948.0932 | 6864 | 6929.5716 | 6908.7413
| 6905.3205 | 6947.9461 | 6863 | 6929.3372 | 6908.7352
| 6904.5822 | 6947.567 | 6862 | 6928.8046 | 6907.9927
| 6904.2874 | 6947.5173 | 6862 | 6928.2793 | 6907.2922
| 6904.1213 | 6947.237 | 6862 | 6927.8721 | 6906.5882
| 6903.9017 | 6947.0862 | 6861 | 6927.4945 | 6904.359
| 6903.7683 | 6947.0737 | 6861 | 6927.0035 | 6904.3245
| 6903.7552 | 6946.1245 | 6861 | 6926.828 | 6903.9734
| 6903.2689 | 6946.0165 | 6861 | 6926.5664 | 6903.9525
| 6902.6164 | 6945.5601 | 6860 | 6925.1799 | 6903.6525
| 6901.4426 | 6944.6413 | 6860 | 6924.2553 | 6903.2901
| 6901.0319 | 6943.1672 | 6859 | 6923.6751 | 6903.2079
| 6899.9215 | 6942.1231 | 6859 | 6923.6246 | 6902.6079
| 6899.8995 | 6939.4299 | 6858 | 6923.5357 | 6902.3448
| 6899.2013 | 6938.8089 | 6857 | 6923.2699 | 6902.268
| 6898.9663 | 6938.4252 | 6857 | 6922.8615 | 6901.6467
| 6898.0989 | 6936.7424 | 6857 | 6922.5449 | 6901.4805
| 6897.9038 | 6936.3491 | 6857 | 6921.8008 | 6901.2621
| 6897.5949 | 6936.3282 | 6856 | 6921.6092 | 6900.8066
| 6897.2614 | 6935.2803 | 6856 | 6921.4642 | 6900.0879
| 6896.0338 | 6934.4992 | 6856 | 6920.8404 | 6899.6704
| 6895.7311 | 6934.3854 | 6855 | 6920.631 | 6898.7108
| 6895.0376 | 6933.4536 | 6855 | 6919.9554 | 6898.5415
| 6894.6046 | 6933.2676 | 6855 | 6919.9182 | 6898.0997
| 6894.0704 | 6932.8094 | 6855 | 6919.5879 | 6897.3891
| 6894.062 | 6930.7702 | 6854 | 6919.3513 | 6897.1248
| 6893.4079 | 6930.5865 | 6854 | 6919.2041 | 6896.8203
| 6893.3214 | 6929.8996 | 6854 | 6918.5471 | 6896.6726
| 6892.868 | 6929.414 | 6854 | 6917.7464 | 6896.3505
| 6892.2708 | 6928.1094 | 6853 | 6917.7356 | 6895.8218
| 6891.9 | 6927.4367 | 6853 | 6917.5252 | 6895.7542
| 6891.6896 | 6927.0413 | 6853 | 6916.9348 | 6895.6534
| 6891.5588 | 6926.2326 | 6853 | 6916.4061 | 6895.4817
| 6891.3126 | 6924.6054 | 6852 | 6915.9733 | 6895.3007
| 6890.9539 | 6924.1215 | 6852 | 6914.081 | 6894.8589
| 6890.5766 | 6923.0188 | 6851 | 6912.6758 | 6894.61
| 6890.4863 | 6921.9348 | 6851 | 6912.6299 | 6893.7764
| 6889.8884 | 6921.854 | 6850 | 6911.7105 | 6893.3393
| 6888.9189 | 6921.3025 | 6850 | 6911.0351 | 6893.0294
| 6888.1478 | 6921.006 | 6850 | 6908.1323 | 6892.7669
| 6887.2048 | 6920.8921 | 6850 | 6907.4748 | 6892.5001
| 6887.1915 | 6920.0818 | 6850 | 6907.4118 | 6892.1932
| 6886.4809 | 6919.5432 | 6849 | 6907.2486 | 6892.0584
| 6886.2974 | 6919.0943 | 6849 | 6906.5251 | 6890.6421
| 6886.1232 | 6918.4003 | 6849 | 6906.2791 | 6888.7058
| 6884.2929 | 6918.2946 | 6849 | 6905.8844 | 6888.486
| 6883.6101 | 6916.4501 | 6849 | 6905.2509 | 6888.2966
| 6883.5845 | 6916.4186 | 6849 | 6905.1418 | 6887.9232
| 6883.406 | 6916.312 | 6848 | 6904.7183 | 6887.664
| 6883.1738 | 6916.1851 | 6848 | 6904.5488 | 6887.5647
| 6882.735 | 6916.1045 | 6847 | 6904.4481 | 6887.4325
| 6882.6999 | 6915.764 | 6845 | 6903.45 | 6887.3525
| 6882.1463 | 6915.6536 | 6845 | 6903.3983 | 6887.2273
| 6881.499 | 6915.5059 | 6844 | 6903.1751 | 6886.6015
| 6881.3714 | 6915.1406 | 6843 | 6902.4452 | 6886.3338
| 6881.2263 | 6914.9907 | 6843 | 6902.3706 | 6886.2367
| 6880.275 | 6914.5335 | 6843 | 6901.9117 | 6885.8518
| 6880.0265 | 6914.4742 | 6842 | 6900.8894 | 6885.5908
| 6879.8622 | 6914.0382 | 6842 | 6900.8123 | 6885.2258
| 6878.1145 | 6913.6728 | 6841 | 6900.5839 | 6884.1577
| 6877.6965 | 6913.6436 | 6841 | 6900.3075 | 6884.0001
| 6877.6802 | 6913.2145 | 6839 | 6900.2986 | 6883.7497
| 6877.0965 | 6912.8353 | 6838 | 6899.4096 | 6883.4879
| 6875.1665 | 6912.8208 | 6838 | 6899.3021 | 6883.2346
| 6874.9751 | 6912.6658 | 6838 | 6899.1778 | 6883.2003
| 6874.432 | 6911.7389 | 6837 | 6898.2975 | 6883.0692
| 6874.046 | 6910.8951 | 6837 | 6897.1785 | 6882.8883
| 6873.9535 | 6909.6934 | 6836 | 6896.6541 | 6882.1442
| 6873.4335 | 6909.627 | 6835 | 6896.4407 | 6881.4771
| 6872.7205 | 6908.562 | 6834 | 6896.1538 | 6881.4241
| 6872.4989 | 6908.402 | 6834 | 6895.9986 | 6879.615
| 6872.0774 | 6907.7662 | 6834 | 6895.5228 | 6879.2321
| 6872.0322 | 6907.7156 | 6833 | 6895.0765 | 6879.1173
| 6871.5744 | 6906.8704 | 6833 | 6894.6675 | 6878.8766
| 6870.7025 | 6906.7662 | 6833 | 6894.591 | 6878.7491
| 6869.4971 | 6906.7258 | 6831 | 6894.5356 | 6878.2033
| 6869.2937 | 6906.7256 | 6831 | 6894.4861 | 6878.0699
| 6869.2092 | 6906.537 | 6831 | 6894.3818 | 6877.7244
| 6869.1813 | 6905.7084 | 6831 | 6894.2965 | 6877.5733
| 6868.7613 | 6905.6536 | 6830 | 6892.9956 | 6877.3207
| 6868.5329 | 6905.3509 | 6830 | 6892.9615 | 6877.1197
| 6867.521 | 6904.423 | 6830 | 6892.7937 | 6876.6617
| 6867.22 | 6903.7539 | 6830 | 6892.4012 | 6876.4316
| 6866.8367 | 6903.4627 | 6829 | 6892.099 | 6876.1292
| 6866.3688 | 6903.4222 | 6827 | 6891.6848 | 6875.9043
| 6866.2682 | 6902.9775 | 6827 | 6891.4297 | 6875.6397
| 6865.6781 | 6902.8145 | 6827 | 6890.8218 | 6875.0971
| 6864.8918 | 6901.1337 | 6827 | 6890.8146 | 6874.9334
| 6864.8467 | 6901.0227 | 6826 | 6889.2296 | 6874.7562
| 6864.8427 | 6900.7328 | 6825 | 6888.5658 | 6873.8195
| 6864.3217 | 6900.7279 | 6824 | 6888.4466 | 6873.2287
| 6863.4213 | 6900.6349 | 6824 | 6888.1596 | 6872.7159
| 6863.0764 | 6900.4831 | 6823 | 6887.995 | 6872.0097
| 6863.0546 | 6899.3248 | 6822 | 6887.343 | 6871.9386
| 6862.5465 | 6898.8803 | 6822 | 6886.9427 | 6871.537
| 6861.9207 | 6898.7324 | 6821 | 6886.8895 | 6870.8183
| 6861.7252 | 6898.0292 | 6820 | 6886.6965 | 6870.5337
| 6861.6666 | 6897.8468 | 6820 | 6886.5498 | 6870.479
| 6861.5737 | 6897.6601 | 6820 | 6886.4769 | 6868.6735
| 6861.5267 | 6897.5168 | 6820 | 6885.4685 | 6868.6055
| 6861.5138 | 6896.7572 | 6820 | 6884.955 | 6868.5112
| 6861.0971 | 6896.7395 | 6819 | 6884.4044 | 6868.1483
| 6860.8677 | 6895.7731 | 6819 | 6884.0577 | 6867.9918
| 6859.7699 | 6894.6967 | 6819 | 6884.0084 | 6867.649
| 6859.3048 | 6894.6296 | 6818 | 6883.9793 | 6867.0049
| 6859.231 | 6894.357 | 6817 | 6883.9782 | 6866.8592
| 6858.573 | 6893.8299 | 6816 | 6883.5601 | 6866.4984
| 6858.2332 | 6893.7145 | 6815 | 6880.2959 | 6865.9208
| 6858.2231 | 6893.2861 | 6815 | 6880.2954 | 6865.6255
| 6858.1707 | 6892.8293 | 6815 | 6878.8758 | 6865.412
| 6858.0083 | 6892.6909 | 6815 | 6878.7268 | 6864.3482
| 6857.4186 | 6891.7093 | 6815 | 6878.0516 | 6863.0548
| 6856.7548 | 6891.3847 | 6814 | 6878.02 | 6862.452
| 6856.6482 | 6889.8282 | 6814 | 6877.8327 | 6862.1988
| 6856.2074 | 6889.5709 | 6814 | 6876.2324 | 6862.1213
| 6856.1776 | 6889.2733 | 6814 | 6876.0505 | 6861.8036
| 6855.8683 | 6889.2704 | 6813 | 6875.7278 | 6861.5798
| 6855.1054 | 6889.1818 | 6813 | 6874.5126 | 6861.303
| 6854.7778 | 6886.4686 | 6813 | 6873.5787 | 6860.9123
| 6853.9366 | 6885.9184 | 6812 | 6873.3411 | 6860.8314
| 6853.0667 | 6885.5955 | 6812 | 6873.1145 | 6860.642
| 6852.9005 | 6885.3542 | 6812 | 6873.0154 | 6859.2493
| 6852.2315 | 6884.8226 | 6812 | 6872.9634 | 6858.8995
| 6851.9299 | 6884.8223 | 6811 | 6872.6388 | 6857.6135
| 6851.7678 | 6884.2761 | 6811 | 6871.3781 | 6857.4757
| 6851.3705 | 6883.727 | 6810 | 6869.7669 | 6856.9909
| 6851.3186 | 6882.9434 | 6810 | 6868.7967 | 6856.6598
| 6850.8371 | 6882.4553 | 6809 | 6868.5251 | 6855.9232
| 6850.5828 | 6882.3317 | 6809 | 6867.9309 | 6855.0622
| 6850.4344 | 6880.62 | 6809 | 6867.6012 | 6854.7621
| 6850.0393 | 6880.4226 | 6808 | 6866.59 | 6854.0643
| 6849.8827 | 6878.7766 | 6807 | 6866.2272 | 6853.4386
| 6849.231 | 6878.5285 | 6807 | 6865.9199 | 6851.9637
| 6848.946 | 6877.8989 | 6807 | 6865.5592 | 6851.7398
| 6848.0414 | 6877.8634 | 6807 | 6864.8173 | 6851.571
| 6847.7734 | 6877.0035 | 6807 | 6864.6275 | 6851.3435
| 6847.5262 | 6875.73 | 6807 | 6864.3543 | 6851.1956
| 6847.3205 | 6875.0023 | 6806 | 6864.2619 | 6851.0096
| 6847.2322 | 6874.9984 | 6805 | 6864.1334 | 6850.7928
| 6846.3382 | 6874.6299 | 6805 | 6863.958 | 6850.6245
| 6845.9842 | 6874.4571 | 6804 | 6862.8119 | 6849.6881
| 6845.9403 | 6873.5728 | 6804 | 6862.6602 | 6848.751
| 6845.7303 | 6873.5586 | 6804 | 6861.7712 | 6848.0398
| 6845.148 | 6873.3774 | 6804 | 6861.4382 | 6847.8767
| 6844.4605 | 6872.0374 | 6804 | 6861.4169 | 6847.8763
| 6844.2973 | 6870.6885 | 6803 | 6861.37 | 6847.6782
| 6843.7654 | 6870.1943 | 6803 | 6861.0727 | 6846.9895
| 6843.3249 | 6870.0853 | 6803 | 6861.0708 | 6846.8912
| 6842.9105 | 6869.6295 | 6803 | 6860.7847 | 6846.8113
| 6842.865 | 6869.4688 | 6802 | 6860.6923 | 6846.6286
| 6842.7184 | 6868.5065 | 6802 | 6860.4134 | 6846.0605
| 6842.588 | 6868.487 | 6802 | 6860.0147 | 6846.0474
| 6842.4665 | 6868.0682 | 6800 | 6860.0043 | 6845.6923
| 6842.1158 | 6867.7922 | 6800 | 6859.3905 | 6845.4027
| 6841.6311 | 6867.7229 | 6800 | 6858.3618 | 6845.0029
| 6840.8605 | 6867.7184 | 6799 | 6857.5549 | 6844.8958
| 6840.647 | 6867.4931 | 6799 | 6857.2652 | 6844.4294
| 6840.5571 | 6867.1942 | 6799 | 6856.8847 | 6844.424
| 6839.5679 | 6866.175 | 6799 | 6856.3751 | 6844.1157
| 6838.9302 | 6865.0243 | 6799 | 6856.0544 | 6844.0142
| 6837.6898 | 6864.6305 | 6798 | 6854.3067 | 6842.7257
| 6837.5176 | 6864.54 | 6798 | 6853.6616 | 6842.6702
| 6837.3016 | 6863.3241 | 6798 | 6853.6153 | 6842.0612
| 6836.2024 | 6862.8488 | 6797 | 6852.7539 | 6841.8484
| 6835.5044 | 6862.121 | 6797 | 6852.5513 | 6841.7191
| 6834.5533 | 6861.9994 | 6797 | 6852.1849 | 6841.4925
| 6834.449 | 6860.9786 | 6796 | 6851.1375 | 6841.007
| 6834.1728 | 6860.7107 | 6795 | 6850.98 | 6840.853
| 6833.4588 | 6860.1578 | 6795 | 6850.5547 | 6840.3521
| 6832.7118 | 6859.2301 | 6794 | 6850.5066 | 6839.8046
| 6832.5114 | 6859.21 | 6793 | 6850.482 | 6838.7558
| 6832.3171 | 6859.0427 | 6793 | 6849.8355 | 6838.5174
| 6831.7138 | 6858.8305 | 6793 | 6849.5601 | 6838.0112
| 6831.5828 | 6858.6328 | 6792 | 6849.2496 | 6837.2575
| 6830.6859 | 6858.3222 | 6792 | 6848.3043 | 6837.1944
| 6830.3351 | 6858.3027 | 6791 | 6847.7729 | 6837.1516
| 6830.3189 | 6858.1993 | 6791 | 6847.6394 | 6836.8865
| 6829.6871 | 6857.8072 | 6790 | 6847.4545 | 6836.7123
| 6828.7133 | 6857.4745 | 6790 | 6846.8746 | 6836.6347
| 6828.2722 | 6857.1561 | 6790 | 6846.7292 | 6835.8709
| 6827.8084 | 6856.884 | 6790 | 6846.693 | 6835.1753
| 6826.7347 | 6855.1767 | 6790 | 6846.6558 | 6835.0311
| 6826.1859 | 6853.8941 | 6789 | 6846.5976 | 6834.9566
| 6825.808 | 6853.3948 | 6788 | 6846.474 | 6834.7762
| 6824.6987 | 6852.206 | 6788 | 6845.77 | 6834.706
| 6824.4211 | 6851.1968 | 6787 | 6845.6518 | 6834.409
| 6823.2905 | 6850.8551 | 6786 | 6845.0433 | 6833.5979
| 6823.2115 | 6850.6924 | 6786 | 6844.5538 | 6833.2051
| 6822.978 | 6850.2088 | 6786 | 6843.7922 | 6832.4344
| 6822.861 | 6849.4748 | 6786 | 6843.1315 | 6831.9408
| 6822.2736 | 6848.5516 | 6785 | 6842.9704 | 6831.5395
| 6822.0254 | 6848.3178 | 6784 | 6842.6471 | 6831.4572
| 6821.7515 | 6848.0314 | 6783 | 6842.5323 | 6831.241
| 6821.1917 | 6846.9838 | 6783 | 6841.5084 | 6831.2325
| 6820.9148 | 6846.971 | 6783 | 6840.4871 | 6830.8612
| 6820.8912 | 6846.1121 | 6783 | 6840.0415 | 6830.3496
| 6820.5131 | 6845.0673 | 6783 | 6839.9411 | 6830.3481
| 6819.211 | 6844.7033 | 6782 | 6839.6285 | 6830.2612
| 6818.8826 | 6844.4479 | 6781 | 6839.5965 | 6829.7057
| 6818.8573 | 6843.9083 | 6781 | 6839.4557 | 6829.6926
| 6817.9384 | 6843.6373 | 6780 | 6839.0984 | 6828.1938
| 6817.735 | 6843.1171 | 6780 | 6838.7784 | 6826.3405
| 6817.0558 | 6842.8963 | 6779 | 6838.5986 | 6825.8461
| 6815.6314 | 6842.6057 | 6779 | 6838.4151 | 6825.7736
| 6815.4681 | 6842.3306 | 6779 | 6838.3437 | 6825.5756
| 6815.4106 | 6842.125 | 6778 | 6837.7009 | 6823.7981
| 6814.722 | 6841.5584 | 6778 | 6837.5984 | 6823.5754
| 6813.8795 | 6840.88 | 6776 | 6837.4973 | 6822.4865
| 6813.7746 | 6839.8123 | 6776 | 6837.352 | 6821.9769
| 6812.7697 | 6839.7752 | 6776 | 6836.9814 | 6820.4396
| 6811.6837 | 6839.7091 | 6776 | 6836.875 | 6819.6249
| 6811.2894 | 6839.3936 | 6775 | 6836.8099 | 6819.1257
| 6811.042 | 6838.277 | 6775 | 6836.4755 | 6819.0086
| 6810.5507 | 6838.0358 | 6775 | 6835.9774 | 6818.7174
| 6809.9247 | 6837.7426 | 6775 | 6835.3636 | 6818.6795
| 6809.6753 | 6837.06 | 6774 | 6834.8351 | 6818.4455
| 6809.477 | 6835.903 | 6774 | 6834.144 | 6817.9821
| 6809.0795 | 6835.7978 | 6774 | 6833.5073 | 6817.9514
| 6807.9721 | 6834.9312 | 6774 | 6833.2505 | 6817.9232
| 6807.5182 | 6833.9095 | 6772 | 6831.606 | 6817.4936
| 6807.049 | 6833.7752 | 6771 | 6831.574 | 6817.4714
| 6806.3791 | 6833.6101 | 6771 | 6831.5581 | 6816.9367
| 6805.6141 | 6833.1162 | 6770 | 6831.4386 | 6816.2852
| 6805.3266 | 6832.8212 | 6770 | 6831.3057 | 6816.0407
| 6805.2226 | 6832.7879 | 6770 | 6831.2102 | 6815.9834
| 6804.9457 | 6832.0519 | 6770 | 6830.8967 | 6815.7267
| 6804.8503 | 6831.7616 | 6770 | 6830.7247 | 6815.1049
| 6804.5233 | 6831.6766 | 6770 | 6830.3706 | 6814.5734
| 6803.5606 | 6831.4091 | 6769 | 6830.1205 | 6813.6874
| 6802.7508 | 6830.9548 | 6769 | 6829.4192 | 6813.3959
| 6802.5716 | 6830.9002 | 6769 | 6829.3272 | 6813.0449
| 6802.5629 | 6830.6994 | 6769 | 6828.8091 | 6812.7963
| 6802.1738 | 6830.5379 | 6769 | 6828.6807 | 6812.7094
| 6802.1259 | 6829.8797 | 6769 | 6828.4371 | 6812.2417
| 6801.5243 | 6829.4537 | 6768 | 6828.415 | 6812.0843
| 6801.2866 | 6829.1713 | 6768 | 6827.3903 | 6811.3298
| 6801.2783 | 6828.2213 | 6767 | 6827.2746 | 6810.2063
| 6800.613 | 6826.5296 | 6767 | 6827.2494 | 6809.9932
| 6799.833 | 6826.3579 | 6767 | 6827.1446 | 6809.9504
| 6799.1953 | 6826.1196 | 6767 | 6826.4794 | 6809.5326
| 6798.7243 | 6826.0261 | 6766 | 6826.4136 | 6809.4969
| 6798.2091 | 6825.8376 | 6766 | 6826.2736 | 6808.4427
| 6797.5337 | 6825.5975 | 6766 | 6826.1172 | 6808.107
| 6797.0699 | 6824.7458 | 6765 | 6825.6461 | 6808.0124
| 6796.896 | 6824.7165 | 6765 | 6825.3883 | 6807.905
| 6796.7765 | 6824.4549 | 6764 | 6824.9334 | 6807.4883
| 6796.4457 | 6823.8106 | 6764 | 6824.0646 | 6806.7683
| 6795.2389 | 6823.7672 | 6764 | 6823.8952 | 6806.6665
| 6793.5972 | 6821.9532 | 6763 | 6823.7809 | 6806.5356
| 6793.1678 | 6821.4465 | 6763 | 6823.6045 | 6805.7612
| 6792.5702 | 6820.9474 | 6762 | 6823.4842 | 6805.3922
| 6791.8564 | 6818.4111 | 6761 | 6823.4816 | 6805.3727
| 6791.6378 | 6817.8747 | 6760 | 6823.0716 | 6805.2548
| 6791.5111 | 6817.033 | 6760 | 6822.8567 | 6805.2415
| 6791.4095 | 6817.0141 | 6760 | 6822.4559 | 6805.1646
| 6791.3407 | 6816.1284 | 6758 | 6822.4385 | 6804.4109
| 6791.3127 | 6815.7585 | 6758 | 6822.1122 | 6804.4033
| 6790.6336 | 6815.6619 | 6757 | 6821.549 | 6804.3719
| 6790.2333 | 6815.315 | 6757 | 6821.3004 | 6803.5088
| 6789.8394 | 6814.9205 | 6757 | 6821.289 | 6803.4728
| 6789.8204 | 6814.8788 | 6757 | 6820.4496 | 6803.3811
| 6789.1799 | 6814.8511 | 6755 | 6819.9142 | 6803.3376
| 6788.7882 | 6814.3591 | 6755 | 6819.9063 | 6802.2957
| 6788.728 | 6813.6324 | 6755 | 6819.7203 | 6802.141
| 6787.7149 | 6812.3906 | 6753 | 6819.6186 | 6801.906
| 6787.5908 | 6811.0622 | 6753 | 6819.4072 | 6800.4063
| 6787.5836 | 6810.6194 | 6752 | 6819.0038 | 6799.9115
| 6787.4637 | 6810.6052 | 6752 | 6818.7389 | 6799.9007
| 6787.4602 | 6810.138 | 6752 | 6818.513 | 6799.8471
| 6787.0251 | 6809.5671 | 6752 | 6818.08 | 6799.7645
| 6786.8435 | 6809.4145 | 6752 | 6817.5866 | 6799.6508
| 6786.3774 | 6808.9678 | 6751 | 6817.3074 | 6799.2563
| 6786.2068 | 6808.758 | 6750 | 6817.0432 | 6798.9388
| 6785.6375 | 6808.3978 | 6749 | 6816.7658 | 6798.8036
| 6785.631 | 6807.8402 | 6749 | 6816.5367 | 6798.7283
| 6784.639 | 6807.133 | 6749 | 6816.0577 | 6797.4527
| 6784.2183 | 6806.9179 | 6747 | 6815.7927 | 6796.9006
| 6783.839 | 6806.9096 | 6746 | 6815.7734 | 6796.3048
| 6783.5843 | 6805.2163 | 6746 | 6815.6339 | 6795.9988
| 6782.0199 | 6804.9827 | 6746 | 6814.6976 | 6795.8833
| 6781.8904 | 6804.2323 | 6745 | 6814.3937 | 6794.8388
| 6781.6031 | 6803.6784 | 6745 | 6814.3209 | 6794.7895
| 6781.5838 | 6803.5325 | 6745 | 6814.0787 | 6794.5828
| 6781.0149 | 6802.9883 | 6744 | 6812.9046 | 6794.5259
| 6780.221 | 6802.8156 | 6744 | 6812.8583 | 6794.2945
| 6779.4635 | 6802.3404 | 6743 | 6812.6638 | 6794.2225
| 6779.3815 | 6801.628 | 6743 | 6812.4354 | 6793.9607
| 6779.0282 | 6800.8355 | 6743 | 6812.3538 | 6793.4361
| 6778.9429 | 6800.5721 | 6743 | 6811.932 | 6793.0397
| 6778.3368 | 6800.4911 | 6743 | 6811.2638 | 6792.9189
| 6778.1449 | 6800.3224 | 6743 | 6810.6892 | 6792.6504
| 6778.0691 | 6800.251 | 6742 | 6810.6615 | 6792.6397
| 6777.9889 | 6799.9886 | 6742 | 6810.3219 | 6791.872
| 6777.9564 | 6799.0895 | 6742 | 6810.0786 | 6791.7679
| 6777.6841 | 6798.4147 | 6741 | 6809.8374 | 6790.2951
| 6775.9029 | 6798.4068 | 6741 | 6809.4582 | 6790.0675
| 6775.6856 | 6798.0258 | 6741 | 6808.7282 | 6789.8895
| 6775.1371 | 6797.933 | 6741 | 6807.6586 | 6789.6395
| 6774.4472 | 6797.2608 | 6741 | 6806.7942 | 6789.5338
| 6774.2093 | 6796.6435 | 6741 | 6806.7195 | 6789.2168
| 6773.9502 | 6796.3662 | 6740 | 6806.3133 | 6788.6603
| 6773.7795 | 6796.1181 | 6740 | 6806.0313 | 6788.5409
| 6773.6454 | 6795.5282 | 6739 | 6805.9464 | 6788.072
| 6773.641 | 6794.9644 | 6739 | 6805.8558 | 6787.8722
| 6773.442 | 6794.8533 | 6739 | 6804.6887 | 6787.7014
| 6772.0034 | 6794.807 | 6738 | 6804.0295 | 6787.5975
| 6771.6097 | 6794.6175 | 6738 | 6803.9068 | 6787.5006
| 6770.495 | 6794.4051 | 6738 | 6803.7087 | 6787.0874
| 6769.6403 | 6793.2485 | 6738 | 6802.6499 | 6786.5778
| 6768.9222 | 6792.8639 | 6738 | 6802.4766 | 6786.0848
| 6768.8944 | 6792.7554 | 6737 | 6802.3889 | 6785.9074
| 6768.886 | 6792.6325 | 6737 | 6802.0805 | 6785.8152
| 6768.5759 | 6792.1442 | 6736 | 6801.9718 | 6784.9116
| 6768.2231 | 6790.9508 | 6736 | 6801.8645 | 6784.5997
| 6767.246 | 6789.709 | 6736 | 6801.8504 | 6782.5834
| 6767.1482 | 6789.0532 | 6736 | 6801.2394 | 6782.583
| 6766.9706 | 6788.9429 | 6735 | 6800.9934 | 6782.2673
| 6766.8973 | 6788.8313 | 6735 | 6800.7543 | 6782.1873
| 6766.3988 | 6788.682 | 6735 | 6800.5241 | 6781.9972
| 6766.0432 | 6786.8184 | 6735 | 6800.336 | 6781.3014
| 6765.7713 | 6786.5605 | 6734 | 6800.1758 | 6781.2431
| 6765.3724 | 6783.8933 | 6734 | 6799.9688 | 6781.1935
| 6764.92 | 6783.4999 | 6733 | 6799.2568 | 6780.4821
| 6764.9046 | 6782.9985 | 6733 | 6799.2141 | 6779.6409
| 6764.6888 | 6782.7428 | 6733 | 6799.0498 | 6779.3826
| 6763.893 | 6782.1978 | 6732 | 6798.3342 | 6779.2086
| 6763.7555 | 6781.3063 | 6732 | 6797.2857 | 6778.854
| 6763.1696 | 6781.1874 | 6732 | 6797.0712 | 6778.6883
| 6763.0589 | 6780.861 | 6732 | 6796.3915 | 6777.8722
| 6762.989 | 6780.5969 | 6731 | 6796.1824 | 6777.466
| 6762.2535 | 6779.87 | 6730 | 6795.9736 | 6777.4144
| 6761.5388 | 6779.5975 | 6730 | 6795.2375 | 6777.4076
| 6761.3722 | 6779.4907 | 6730 | 6795.1403 | 6776.5028
| 6761.2259 | 6779.1983 | 6730 | 6795.0175 | 6776.0545
| 6761.0026 | 6778.7053 | 6729 | 6794.966 | 6775.9552
| 6760.973 | 6778.2437 | 6729 | 6794.6339 | 6775.8155
| 6760.8035 | 6777.8462 | 6728 | 6794.1817 | 6775.4644
| 6759.8322 | 6777.4796 | 6727 | 6794.0078 | 6775.3833
| 6759.7347 | 6777.3066 | 6727 | 6793.5874 | 6774.9255
| 6759.6848 | 6776.7951 | 6727 | 6793.5152 | 6774.8191
| 6759.0258 | 6775.6504 | 6726 | 6792.6373 | 6774.3929
| 6758.5406 | 6775.6323 | 6726 | 6792.5079 | 6774.3798
| 6757.3338 | 6773.7046 | 6726 | 6792.4971 | 6773.0282
| 6757.0002 | 6773.681 | 6726 | 6792.4946 | 6771.362
| 6755.1872 | 6773.5787 | 6725 | 6792.4109 | 6771.2693
| 6754.7762 | 6773.2802 | 6725 | 6792.2233 | 6770.9021
| 6754.4741 | 6772.9428 | 6724 | 6792.1283 | 6770.8544
| 6754.4103 | 6772.5008 | 6724 | 6791.9476 | 6770.1898
| 6753.8351 | 6771.5993 | 6723 | 6791.7313 | 6769.5682
| 6753.3561 | 6771.2481 | 6723 | 6791.6197 | 6768.7345
| 6752.8407 | 6771.24 | 6722 | 6791.3641 | 6768.7223
| 6752.7242 | 6771.071 | 6722 | 6790.9453 | 6768.1601
| 6752.7178 | 6770.8282 | 6722 | 6789.0423 | 6767.6073
| 6751.9944 | 6770.4728 | 6721 | 6788.8936 | 6767.5432
| 6751.0585 | 6770.1645 | 6721 | 6788.7298 | 6767.4182
| 6750.9296 | 6769.3871 | 6721 | 6788.5418 | 6766.4465
| 6750.7007 | 6769.0502 | 6720 | 6788.3881 | 6765.6641
| 6750.453 | 6768.7386 | 6720 | 6788.107 | 6765.5493
| 6750.4292 | 6767.8667 | 6720 | 6788.0317 | 6764.2829
| 6750.3013 | 6767.3768 | 6719 | 6787.9009 | 6763.977
| 6749.9901 | 6767.2769 | 6718 | 6787.8559 | 6763.2803
| 6749.8702 | 6766.247 | 6718 | 6787.6059 | 6763.0252
| 6749.5333 | 6766.0392 | 6718 | 6787.493 | 6762.7031
| 6748.6776 | 6765.6518 | 6717 | 6787.4856 | 6762.472
| 6748.6347 | 6765.2492 | 6716 | 6787.252 | 6762.0501
| 6748.2551 | 6765.1867 | 6716 | 6787.0983 | 6761.3931
| 6747.8797 | 6765.0074 | 6716 | 6786.5348 | 6760.5237
| 6747.1786 | 6764.8558 | 6716 | 6786.4053 | 6760.0548
| 6746.7132 | 6764.3583 | 6715 | 6786.0918 | 6759.867
| 6745.0767 | 6764.1949 | 6714 | 6785.8854 | 6759.7895
| 6744.6227 | 6764.0212 | 6714 | 6785.4267 | 6759.6805
| 6744.4841 | 6763.8817 | 6714 | 6785.2992 | 6759.6048
| 6743.3116 | 6763.4042 | 6714 | 6785.2541 | 6759.2016
| 6742.5503 | 6763.2599 | 6714 | 6785.1658 | 6758.9848
| 6742.5133 | 6762.8663 | 6714 | 6784.8821 | 6758.622
| 6742.4868 | 6762.4701 | 6713 | 6784.5372 | 6757.9664
| 6742.1597 | 6762.005 | 6712 | 6784.0245 | 6757.4273
| 6741.6072 | 6761.6041 | 6712 | 6783.0956 | 6756.6957
| 6741.5 | 6761.0725 | 6712 | 6782.9472 | 6756.4617
| 6741.3054 | 6760.4882 | 6711 | 6782.7116 | 6756.0637
| 6741.2132 | 6760.4316 | 6711 | 6782.1148 | 6755.814
| 6740.8081 | 6760.0343 | 6711 | 6781.8548 | 6755.3489
| 6740.682 | 6759.6482 | 6710 | 6781.7435 | 6754.9297
| 6740.3862 | 6759.5881 | 6710 | 6781.3749 | 6754.8054
| 6740.0581 | 6759.0766 | 6709 | 6779.7641 | 6754.6398
| 6739.9929 | 6757.6635 | 6709 | 6778.6322 | 6754.5724
| 6738.885 | 6756.9007 | 6709 | 6778.539 | 6753.9666
| 6738.4053 | 6756.8058 | 6709 | 6778.1259 | 6753.8768
| 6737.4151 | 6756.1052 | 6708 | 6778.0391 | 6753.638
| 6736.9752 | 6755.8485 | 6708 | 6777.7977 | 6753.2474
| 6736.6895 | 6755.83 | 6708 | 6777.7798 | 6753.0823
| 6735.9885 | 6755.332 | 6707 | 6777.3647 | 6752.9273
| 6735.5807 | 6754.574 | 6707 | 6776.7275 | 6752.5417
| 6735.4836 | 6754.5542 | 6707 | 6776.3483 | 6752.5344
| 6735.3406 | 6754.3634 | 6707 | 6775.4283 | 6752.4177
| 6735.0018 | 6753.4335 | 6706 | 6774.8234 | 6752.3187
| 6734.9802 | 6752.9561 | 6706 | 6774.8174 | 6751.9255
| 6734.6151 | 6752.955 | 6706 | 6774.6178 | 6751.7796
| 6733.5319 | 6752.5184 | 6705 | 6774.2873 | 6751.573
| 6733.3478 | 6752.4447 | 6705 | 6773.8924 | 6751.2764
| 6732.6546 | 6752.4395 | 6705 | 6773.6601 | 6751.2162
| 6732.1378 | 6752.436 | 6705 | 6773.5278 | 6751.2027
| 6731.8818 | 6752.4333 | 6704 | 6773.4563 | 6750.2897
| 6731.756 | 6750.544 | 6703 | 6773.3248 | 6749.1102
| 6731.4661 | 6749.8993 | 6702 | 6773.163 | 6748.9856
| 6731.2924 | 6749.7869 | 6700 | 6772.8729 | 6748.9006
| 6730.9889 | 6749.615 | 6700 | 6772.4844 | 6748.0716
| 6730.942 | 6749.0464 | 6700 | 6771.9741 | 6747.9472
| 6730.8979 | 6748.995 | 6700 | 6771.8007 | 6747.9429
| 6730.3787 | 6748.7221 | 6700 | 6771.5905 | 6747.9206
| 6730.3472 | 6747.866 | 6699 | 6771.4141 | 6747.5888
| 6729.453 | 6747.7468 | 6699 | 6770.8175 | 6747.3148
| 6729.2102 | 6747.7206 | 6699 | 6770.6211 | 6747.0951
| 6729.0336 | 6747.6104 | 6699 | 6770.2908 | 6746.8481
| 6728.6417 | 6745.6586 | 6699 | 6770.2128 | 6746.4915
| 6728.4139 | 6745.4437 | 6698 | 6769.6393 | 6746.3321
| 6728.3784 | 6745.3738 | 6697 | 6769.392 | 6746.2376
| 6728.2867 | 6745.3152 | 6697 | 6769.1968 | 6746.1275
| 6728.2332 | 6745.0927 | 6696 | 6768.7096 | 6746.0348
| 6726.8273 | 6744.9988 | 6696 | 6768.3961 | 6745.5329
| 6726.7499 | 6744.9678 | 6696 | 6768.217 | 6744.8163
| 6726.7228 | 6744.8925 | 6696 | 6768.2116 | 6744.6815
| 6726.0169 | 6744.0075 | 6695 | 6768.0923 | 6744.3594
| 6725.9585 | 6743.484 | 6695 | 6767.7589 | 6744.2234
| 6725.8893 | 6743.1576 | 6695 | 6767.4482 | 6744.1705
| 6725.4335 | 6742.9007 | 6695 | 6767.3289 | 6743.6802
| 6724.2855 | 6742.5241 | 6694 | 6766.5467 | 6743.1798
| 6724.1044 | 6741.747 | 6694 | 6766.4304 | 6743.0723
| 6723.6267 | 6741.6713 | 6694 | 6766.4261 | 6742.7911
| 6723.5778 | 6741.456 | 6693 | 6766.2602 | 6742.6779
| 6722.864 | 6741.0475 | 6693 | 6765.9518 | 6742.5028
| 6722.7685 | 6740.5649 | 6693 | 6765.1659 | 6742.1448
| 6722.5588 | 6739.7625 | 6693 | 6765.1484 | 6741.833
| 6722.5003 | 6739.6479 | 6693 | 6765.023 | 6741.6257
| 6722.1413 | 6739.4962 | 6692 | 6764.8309 | 6740.7864
| 6721.8112 | 6739.4651 | 6692 | 6764.7396 | 6740.335
| 6721.6001 | 6739.0987 | 6691 | 6764.6439 | 6740.2009
| 6721.2874 | 6738.427 | 6691 | 6764.2772 | 6740.1679
| 6721.1225 | 6738.3264 | 6691 | 6763.5261 | 6739.9914
| 6720.5824 | 6738.0677 | 6691 | 6762.2102 | 6739.2999
| 6719.6398 | 6737.5785 | 6691 | 6762.1394 | 6739.0447
| 6719.2409 | 6736.6459 | 6691 | 6761.3533 | 6738.1495
| 6719.221 | 6736.5109 | 6691 | 6761.2328 | 6737.7016
| 6718.818 | 6735.4792 | 6690 | 6761.1778 | 6737.2974
| 6718.7367 | 6735.3598 | 6690 | 6760.8431 | 6737.1385
| 6717.536 | 6735.1275 | 6690 | 6760.5879 | 6736.9161
| 6717.5172 | 6734.9682 | 6689 | 6760.1109 | 6735.799
| 6717.3783 | 6734.5422 | 6689 | 6759.8374 | 6735.7871
| 6716.814 | 6734.5383 | 6689 | 6759.7408 | 6735.6174
| 6716.5401 | 6734.2447 | 6689 | 6759.3771 | 6735.2756
| 6716.3531 | 6732.0897 | 6688 | 6758.8609 | 6735.2752
| 6716.2846 | 6731.1058 | 6688 | 6758.7573 | 6735.1633
| 6715.9681 | 6731.0239 | 6687 | 6758.6051 | 6734.7007
| 6715.6295 | 6730.5051 | 6687 | 6758.3614 | 6734.3812
| 6715.3728 | 6730.1816 | 6686 | 6758.2646 | 6734.2983
| 6715.0196 | 6729.7099 | 6685 | 6757.5832 | 6734.2342
| 6714.7539 | 6729.4032 | 6685 | 6757.1794 | 6734.0825
| 6714.5746 | 6729.2387 | 6684 | 6756.0744 | 6734.0573
| 6712.8032 | 6728.8866 | 6684 | 6755.6827 | 6733.8943
| 6712.5096 | 6727.8837 | 6683 | 6755.3328 | 6733.8527
| 6711.9663 | 6726.7467 | 6683 | 6754.9647 | 6733.8109
| 6711.9024 | 6726.4504 | 6682 | 6754.7822 | 6733.2832
| 6711.688 | 6726.1348 | 6682 | 6754.0339 | 6732.2015
| 6711.5729 | 6725.0936 | 6682 | 6754.001 | 6732.0972
| 6711.0907 | 6724.9142 | 6681 | 6753.9536 | 6731.4561
| 6711.0763 | 6724.3583 | 6681 | 6753.9495 | 6731.0958
| 6710.9224 | 6724.128 | 6681 | 6753.5634 | 6730.3862
| 6710.7324 | 6723.8076 | 6680 | 6753.166 | 6730.2018
| 6710.6527 | 6723.7615 | 6680 | 6752.7332 | 6729.1051
| 6710.3183 | 6723.6132 | 6680 | 6752.7238 | 6728.3619
| 6709.5734 | 6721.8055 | 6680 | 6752.6407 | 6728.3555
| 6709.1598 | 6721.6319 | 6680 | 6752.4944 | 6728.2568
| 6708.5346 | 6721.5457 | 6680 | 6752.348 | 6728.178
| 6708.3133 | 6720.9388 | 6679 | 6751.7986 | 6727.9714
| 6707.5476 | 6720.4595 | 6679 | 6751.7713 | 6727.8267
| 6707.3331 | 6720.0699 | 6679 | 6751.7564 | 6727.6491
| 6707.2427 | 6719.6827 | 6679 | 6751.5958 | 6727.1129
| 6706.1122 | 6718.6058 | 6679 | 6751.56 | 6726.4262
| 6705.5965 | 6718.4451 | 6678 | 6751.4171 | 6726.1616
| 6705.4445 | 6717.7955 | 6678 | 6751.3605 | 6726.1485
| 6705.0575 | 6717.732 | 6677 | 6750.8753 | 6725.7897
| 6704.8066 | 6715.527 | 6677 | 6750.6757 | 6725.3122
| 6704.4866 | 6715.4014 | 6676 | 6750.6697 | 6725.1801
| 6704.3165 | 6714.8483 | 6676 | 6749.9223 | 6724.5877
| 6703.9304 | 6714.753 | 6676 | 6749.6266 | 6724.4808
| 6703.897 | 6713.9455 | 6676 | 6748.802 | 6724.304
| 6703.5827 | 6713.8916 | 6675 | 6748.7431 | 6724.2093
| 6703.5183 | 6713.3468 | 6675 | 6748.6105 | 6723.7376
| 6703.3902 | 6713.0865 | 6675 | 6748.4188 | 6723.6588
| 6703.2267 | 6713.0329 | 6673 | 6748.3561 | 6723.553
| 6703.0505 | 6712.5398 | 6673 | 6748.0289 | 6723.5378
| 6702.9009 | 6712.4642 | 6673 | 6747.6996 | 6723.2004
| 6702.7435 | 6711.733 | 6672 | 6746.761 | 6722.4162
| 6702.6089 | 6711.7201 | 6672 | 6746.4857 | 6721.7975
| 6702.5347 | 6711.4792 | 6671 | 6746.3899 | 6721.6489
| 6702.1094 | 6711.3458 | 6671 | 6745.911 | 6721.6361
| 6701.7652 | 6710.8283 | 6670 | 6745.785 | 6721.4303
| 6701.3062 | 6710.672 | 6670 | 6745.751 | 6721.4297
| 6701.1774 | 6710.555 | 6670 | 6745.5656 | 6721.186
| 6701.1244 | 6710.2029 | 6670 | 6745.547 | 6721.1128
| 6700.3041 | 6710.07 | 6669 | 6745.4901 | 6720.9403
| 6700.1451 | 6709.0375 | 6669 | 6745.3641 | 6720.1182
| 6700.0603 | 6708.7058 | 6669 | 6745.286 | 6720.0657
| 6699.98 | 6708.6308 | 6668 | 6745.2753 | 6718.8354
| 6699.6257 | 6708.3935 | 6668 | 6744.6808 | 6717.9316
| 6699.6164 | 6708.224 | 6668 | 6744.3535 | 6717.853
| 6699.5305 | 6708.185 | 6667 | 6744.0861 | 6716.2561
| 6699.4866 | 6707.6042 | 6667 | 6743.9371 | 6716.243
| 6698.7394 | 6707.3203 | 6667 | 6743.7044 | 6715.4356
| 6698.7121 | 6707.1414 | 6667 | 6743.4434 | 6715.386
| 6698.08 | 6706.1833 | 6667 | 6743.1961 | 6714.9805
| 6698.0786 | 6705.9025 | 6667 | 6742.8866 | 6714.7474
| 6697.6722 | 6705.5579 | 6666 | 6742.8478 | 6714.2735
| 6697.6478 | 6704.8434 | 6666 | 6742.7433 | 6713.0014
| 6697.5824 | 6704.7449 | 6666 | 6742.209 | 6713.0014
| 6697.4728 | 6704.1367 | 6666 | 6741.3344 | 6712.4683
| 6696.704 | 6703.6 | 6665 | 6741.2722 | 6712.2246
| 6696.4508 | 6703.0703 | 6665 | 6740.8828 | 6711.9102
| 6696.3285 | 6702.9032 | 6665 | 6740.8784 | 6711.6087
| 6696.3276 | 6701.1401 | 6665 | 6740.5041 | 6711.3475
| 6696.3008 | 6701.0494 | 6665 | 6740.4793 | 6711.1603
| 6695.3535 | 6700.6122 | 6665 | 6740.4193 | 6711.1008
| 6695.1206 | 6699.6397 | 6665 | 6740.2788 | 6711.0698
| 6694.2971 | 6699.4395 | 6664 | 6740.1464 | 6710.7191
| 6693.9331 | 6699.4053 | 6664 | 6740.1154 | 6710.272
| 6693.7387 | 6698.8929 | 6663 | 6740.0877 | 6709.7134
| 6691.8216 | 6698.7364 | 6663 | 6740.08 | 6709.2445
| 6691.8143 | 6698.4605 | 6663 | 6739.8558 | 6708.6575
| 6691.7392 | 6698.2449 | 6663 | 6739.6795 | 6708.1903
| 6690.65 | 6698.0893 | 6663 | 6739.1643 | 6708.1337
| 6690.6494 | 6697.8256 | 6663 | 6738.916 | 6708.1253
| 6690.6336 | 6697.5084 | 6663 | 6738.6048 | 6707.9664
| 6690.3235 | 6697.4574 | 6662 | 6738.3486 | 6707.5432
| 6690.2637 | 6697.3038 | 6662 | 6738.0887 | 6707.4611
| 6689.7937 | 6696.4197 | 6662 | 6738.0079 | 6707.2197
| 6689.5912 | 6695.5598 | 6661 | 6737.8773 | 6707.1534
| 6689.343 | 6695.2827 | 6661 | 6737.8087 | 6706.0037
| 6688.932 | 6694.7559 | 6660 | 6737.7482 | 6704.7238
| 6688.833 | 6694.5994 | 6660 | 6737.4925 | 6704.0764
| 6688.6213 | 6694.5391 | 6658 | 6736.8994 | 6704.0584
| 6687.505 | 6694.1985 | 6658 | 6736.7151 | 6703.9277
| 6687.0044 | 6694.0083 | 6658 | 6736.2987 | 6703.9051
| 6686.8687 | 6693.7946 | 6658 | 6735.974 | 6703.1789
| 6686.367 | 6692.1162 | 6658 | 6735.8408 | 6703.1145
| 6686.2241 | 6691.5626 | 6657 | 6734.9457 | 6702.9793
| 6686.0876 | 6691.1831 | 6657 | 6734.8641 | 6702.7587
| 6685.7544 | 6690.8018 | 6657 | 6734.8032 | 6702.6926
| 6685.5848 | 6690.7444 | 6657 | 6734.7671 | 6702.6908
| 6684.996 | 6689.7059 | 6657 | 6734.5452 | 6702.3846
| 6684.4578 | 6689.2017 | 6657 | 6734.5335 | 6702.214
| 6683.7403 | 6688.4355 | 6656 | 6734.2671 | 6701.1817
| 6683.6533 | 6687.1636 | 6656 | 6733.5354 | 6700.8781
| 6683.4897 | 6686.1037 | 6656 | 6733.3094 | 6700.4914
| 6683.1047 | 6686.0855 | 6655 | 6733.0538 | 6700.1011
| 6682.8731 | 6685.5631 | 6654 | 6732.6102 | 6700.0203
| 6682.5803 | 6685.0348 | 6654 | 6732.5566 | 6699.6009
| 6682.2948 | 6684.5539 | 6653 | 6732.496 | 6699.0844
| 6682.259 | 6684.4513 | 6653 | 6732.3506 | 6698.9385
| 6682.1202 | 6684.4506 | 6653 | 6732.3026 | 6698.78
| 6682.0157 | 6684.2015 | 6652 | 6732.102 | 6698.4168
| 6681.8113 | 6683.9477 | 6652 | 6732.0998 | 6698.4001
| 6681.1184 | 6682.5523 | 6651 | 6732.0072 | 6698.1959
| 6680.8359 | 6682.017 | 6651 | 6731.8716 | 6698.0888
| 6680.7841 | 6681.2603 | 6650 | 6731.7021 | 6697.9873
| 6679.7456 | 6681.2107 | 6650 | 6731.6194 | 6697.747
| 6679.2776 | 6681.0131 | 6650 | 6731.3194 | 6697.7121
| 6678.2314 | 6680.0526 | 6650 | 6730.9686 | 6697.4758
| 6677.4135 | 6679.9434 | 6650 | 6729.3855 | 6696.6622
| 6677.1233 | 6679.2356 | 6649 | 6729.319 | 6695.8494
| 6676.0051 | 6679.1836 | 6649 | 6729.2626 | 6695.1633
| 6675.871 | 6678.6286 | 6649 | 6728.9528 | 6694.7795
| 6675.2807 | 6678.3825 | 6649 | 6728.8836 | 6693.4943
| 6675.2264 | 6677.7107 | 6648 | 6728.8561 | 6693.4152
| 6674.8039 | 6677.6535 | 6648 | 6728.7099 | 6692.9794
| 6674.3871 | 6677.2443 | 6648 | 6728.1391 | 6692.6221
| 6674.2499 | 6676.127 | 6648 | 6727.4965 | 6692.5058
| 6674.2409 | 6676.0228 | 6647 | 6727.3153 | 6692.3338
| 6672.5426 | 6674.8008 | 6647 | 6727.2547 | 6692.3232
| 6672.1162 | 6674.0459 | 6646 | 6727.233 | 6691.1771
| 6671.9051 | 6673.9146 | 6646 | 6726.8121 | 6691.0496
| 6671.1143 | 6673.8078 | 6645 | 6726.2555 | 6690.3843
| 6671.0435 | 6673.4022 | 6645 | 6726.2062 | 6689.5762
| 6670.8496 | 6673.357 | 6644 | 6726.0916 | 6689.3479
| 6670.5991 | 6673.3545 | 6644 | 6725.962 | 6689.2979
| 6670.4948 | 6672.4253 | 6644 | 6725.8908 | 6689.2928
| 6670.2597 | 6672.1576 | 6644 | 6724.7882 | 6688.7597
| 6670.2592 | 6672.0932 | 6644 | 6724.6187 | 6688.7444
| 6670.0236 | 6671.7064 | 6643 | 6724.5558 | 6688.7307
| 6669.8829 | 6670.6235 | 6643 | 6724.3019 | 6688.3771
| 6669.6645 | 6670.5506 | 6643 | 6724.0801 | 6688.1683
| 6669.1413 | 6669.9245 | 6642 | 6723.6794 | 6687.7883
| 6668.8513 | 6669.2271 | 6642 | 6723.5538 | 6687.78
| 6668.6268 | 6668.8592 | 6641 | 6723.3552 | 6687.5899
| 6668.1629 | 6668.7256 | 6641 | 6723.2448 | 6687.5555
| 6667.2862 | 6668.5499 | 6641 | 6722.9422 | 6687.2317
| 6666.6435 | 6668.3538 | 6640 | 6722.7672 | 6686.4121
| 6666.1569 | 6668.1807 | 6640 | 6722.7098 | 6686.0727
| 6666.0073 | 6668.0486 | 6640 | 6722.6677 | 6685.6706
| 6665.9492 | 6667.3883 | 6639 | 6722.2844 | 6685.2366
| 6665.4608 | 6667.2085 | 6639 | 6722.225 | 6684.5499
| 6665.4208 | 6666.7609 | 6639 | 6721.7643 | 6684.5116
| 6665.3377 | 6666.3346 | 6639 | 6721.5205 | 6684.238
| 6664.9301 | 6665.9417 | 6638 | 6721.2157 | 6684.1459
| 6664.8629 | 6665.4356 | 6638 | 6721.1984 | 6683.9637
| 6664.7437 | 6665.1048 | 6637 | 6720.8309 | 6683.2764
| 6664.3966 | 6665.0919 | 6636 | 6720.6298 | 6683.1764
| 6663.6214 | 6665.0106 | 6636 | 6720.4556 | 6682.4672
| 6663.4935 | 6664.2319 | 6636 | 6719.6126 | 6682.3678
| 6663.4609 | 6664.2039 | 6635 | 6719.5726 | 6682.2447
| 6662.8558 | 6663.2217 | 6635 | 6719.4024 | 6681.9568
| 6662.8539 | 6662.459 | 6635 | 6718.8236 | 6681.7857
| 6662.7901 | 6662.0566 | 6635 | 6718.1241 | 6681.0466
| 6662.4214 | 6660.9633 | 6634 | 6717.9151 | 6680.7426
| 6662.3061 | 6660.1398 | 6634 | 6717.608 | 6680.4139
| 6662.0932 | 6660.081 | 6634 | 6717.5364 | 6680.0239
| 6662.0327 | 6658.8327 | 6634 | 6717.4441 | 6679.8983
| 6661.7696 | 6658.7372 | 6634 | 6717.3183 | 6679.6021
| 6661.6456 | 6658.0042 | 6634 | 6716.8218 | 6679.5629
| 6661.5805 | 6657.9147 | 6634 | 6715.4314 | 6678.8997
| 6661.2817 | 6657.8816 | 6634 | 6715.2784 | 6678.7205
| 6660.9902 | 6657.7546 | 6633 | 6715.2761 | 6678.6092
| 6660.939 | 6656.7188 | 6632 | 6715.1533 | 6678.1346
| 6660.1205 | 6656.5187 | 6632 | 6714.8374 | 6677.9962
| 6659.8642 | 6656.3518 | 6632 | 6714.6351 | 6677.8229
| 6659.8461 | 6656.0056 | 6631 | 6714.3051 | 6677.7973
| 6659.5974 | 6655.7595 | 6631 | 6714.0349 | 6677.4779
| 6659.3488 | 6655.5117 | 6631 | 6713.9287 | 6677.398
| 6659.1959 | 6655.4877 | 6630 | 6713.6999 | 6677.3488
| 6659.0094 | 6655.082 | 6630 | 6713.6944 | 6677.1681
| 6658.7486 | 6654.7997 | 6629 | 6713.5112 | 6676.6324
| 6658.343 | 6654.5342 | 6629 | 6712.6113 | 6676.2442
| 6658.09 | 6653.9373 | 6629 | 6712.3264 | 6676.2053
| 6657.8087 | 6653.783 | 6629 | 6712.1989 | 6676.0427
| 6657.6135 | 6653.3554 | 6629 | 6711.9739 | 6675.9097
| 6657.3614 | 6652.6993 | 6628 | 6711.943 | 6675.6049
| 6657.1966 | 6651.0538 | 6628 | 6711.6172 | 6675.2618
| 6657.1953 | 6651.014 | 6628 | 6711.097 | 6675.0533
| 6656.8143 | 6650.4384 | 6627 | 6710.7287 | 6674.7256
| 6656.4387 | 6650.0166 | 6627 | 6710.3907 | 6673.704
| 6655.7428 | 6649.9072 | 6626 | 6710.205 | 6673.5371
| 6655.5409 | 6649.4997 | 6626 | 6709.7049 | 6673.3187
| 6655.2796 | 6649.4558 | 6626 | 6709.5502 | 6673.255
| 6655.0425 | 6649.4308 | 6625 | 6709.4778 | 6673.2115
| 6654.8395 | 6649.0669 | 6625 | 6709.3997 | 6673.174
| 6654.7427 | 6648.7849 | 6624 | 6709.3094 | 6673.1097
| 6654.3758 | 6648.6191 | 6624 | 6709.0801 | 6672.8707
| 6654.2115 | 6647.5859 | 6624 | 6708.9078 | 6672.8078
| 6654.0464 | 6647.4745 | 6623 | 6708.7389 | 6672.6473
| 6653.4571 | 6646.9016 | 6623 | 6708.5356 | 6671.6024
| 6653.2771 | 6646.8707 | 6623 | 6708.2852 | 6669.6499
| 6653.1696 | 6646.4206 | 6622 | 6708.2009 | 6668.9759
| 6652.8847 | 6646.2694 | 6622 | 6708.0722 | 6668.9439
| 6651.9186 | 6646.158 | 6622 | 6707.9675 | 6667.8361
| 6651.2972 | 6645.7078 | 6622 | 6707.9096 | 6667.7375
| 6650.8821 | 6645.3818 | 6622 | 6707.6522 | 6667.6557
| 6650.818 | 6644.7391 | 6622 | 6707.5926 | 6667.6423
| 6649.9841 | 6644.4588 | 6622 | 6706.9947 | 6667.4674
| 6649.9644 | 6643.8281 | 6622 | 6706.5203 | 6667.299
| 6648.8898 | 6643.5744 | 6621 | 6705.5235 | 6667.2356
| 6648.8686 | 6643.4914 | 6621 | 6705.329 | 6667.228
| 6648.197 | 6643.3794 | 6621 | 6705.2299 | 6666.4483
| 6647.7774 | 6642.8093 | 6621 | 6704.2779 | 6666.3395
| 6647.2808 | 6642.1174 | 6620 | 6703.4877 | 6666.1715
| 6646.8365 | 6642.0206 | 6620 | 6703.4741 | 6666.045
| 6646.4304 | 6641.7191 | 6620 | 6703.1628 | 6665.9597
| 6646.1271 | 6641.2531 | 6619 | 6702.1287 | 6665.8344
| 6645.9861 | 6641.1407 | 6619 | 6701.9812 | 6665.4064
| 6645.7113 | 6640.8907 | 6619 | 6701.9496 | 6665.3889
| 6645.4737 | 6640.5067 | 6619 | 6701.6122 | 6665.313
| 6644.8188 | 6639.92 | 6618 | 6701.5939 | 6665.2517
| 6644.8071 | 6639.4271 | 6618 | 6700.7705 | 6665.1228
| 6644.5367 | 6639.2874 | 6618 | 6700.7395 | 6665.0278
| 6644.5125 | 6639.0834 | 6618 | 6700.3391 | 6664.7113
| 6643.4985 | 6638.9507 | 6618 | 6700.2895 | 6664.1149
| 6643.49 | 6638.6688 | 6617 | 6700.2244 | 6663.8439
| 6643.1524 | 6638.599 | 6617 | 6699.1661 | 6663.7982
| 6643.1321 | 6637.6841 | 6617 | 6699.1576 | 6663.7499
| 6643.0977 | 6637.5672 | 6617 | 6698.9953 | 6663.5555
| 6643.0028 | 6637.4915 | 6617 | 6698.9494 | 6663.4383
| 6642.8473 | 6637.4801 | 6617 | 6698.3237 | 6663.434
| 6642.7346 | 6637.4757 | 6616 | 6698.2162 | 6663.1916
| 6642.2503 | 6637.4643 | 6616 | 6697.7166 | 6662.9392
| 6641.9609 | 6637.0671 | 6616 | 6697.6982 | 6662.813
| 6641.6245 | 6636.9525 | 6615 | 6697.2154 | 6662.2826
| 6641.1833 | 6635.758 | 6615 | 6697.176 | 6661.4479
| 6641.1363 | 6634.9658 | 6615 | 6696.9955 | 6661.3951
| 6640.5787 | 6634.6184 | 6614 | 6696.313 | 6660.349
| 6640.3476 | 6634.1716 | 6613 | 6695.9264 | 6660.1759
| 6640.125 | 6633.9311 | 6613 | 6695.906 | 6659.7407
| 6639.9548 | 6633.4705 | 6613 | 6695.7814 | 6659.6965
| 6639.8636 | 6632.5854 | 6612 | 6695.097 | 6659.5194
| 6639.8551 | 6632.2902 | 6611 | 6695.0932 | 6659.2463
| 6639.5045 | 6630.6603 | 6611 | 6694.946 | 6658.801
| 6639.3872 | 6630.3423 | 6611 | 6693.8035 | 6658.6137
| 6639.2006 | 6629.2667 | 6611 | 6693.6225 | 6658.2909
| 6639.1251 | 6628.6588 | 6610 | 6693.5372 | 6658.2482
| 6638.7829 | 6628.6065 | 6610 | 6693.1029 | 6657.7663
| 6638.3747 | 6628.5595 | 6610 | 6692.9746 | 6657.6179
| 6638.2137 | 6627.7613 | 6610 | 6692.9709 | 6657.5637
| 6637.6205 | 6627.6855 | 6609 | 6692.815 | 6657.3401
| 6637.2458 | 6627.6828 | 6609 | 6692.5535 | 6657.25
| 6637.063 | 6627.027 | 6609 | 6692.4919 | 6657.1131
| 6636.9285 | 6626.9459 | 6609 | 6692.3201 | 6656.4419
| 6636.8761 | 6626.4963 | 6609 | 6692.29 | 6656.4257
| 6636.5196 | 6626.3888 | 6608 | 6691.8798 | 6655.499
| 6636.47 | 6626.3596 | 6608 | 6691.7056 | 6655.3221
| 6634.9263 | 6625.0383 | 6607 | 6691.6475 | 6655.2928
| 6634.0544 | 6623.8857 | 6607 | 6691.4327 | 6655.0292
| 6633.8599 | 6623.7339 | 6606 | 6691.4091 | 6654.8243
| 6633.7795 | 6623.6479 | 6606 | 6691.3595 | 6654.5967
| 6633.1017 | 6622.6965 | 6606 | 6691.2788 | 6654.5331
| 6632.9183 | 6622.5947 | 6605 | 6689.7785 | 6654.2904
| 6632.8014 | 6622.3221 | 6605 | 6689.4216 | 6653.8415
| 6632.4353 | 6622.152 | 6605 | 6689.1148 | 6653.6554
| 6632.0681 | 6621.8704 | 6605 | 6689.0308 | 6652.6685
| 6631.901 | 6621.7708 | 6604 | 6689.0219 | 6652.6135
| 6631.5908 | 6621.6743 | 6604 | 6688.8382 | 6652.25
| 6630.5122 | 6621.0159 | 6604 | 6688.5999 | 6651.9798
| 6629.6749 | 6620.945 | 6604 | 6688.2196 | 6651.9312
| 6629.4984 | 6620.5105 | 6604 | 6688.1152 | 6651.7485
| 6628.9945 | 6619.9257 | 6603 | 6688.0493 | 6651.3488
| 6628.5599 | 6619.5683 | 6603 | 6687.5258 | 6651.2298
| 6628.294 | 6619.2983 | 6603 | 6687.4937 | 6651.0674
| 6627.0785 | 6619.1408 | 6603 | 6687.4201 | 6650.4911
| 6626.501 | 6618.5689 | 6603 | 6687.1948 | 6650.2139
| 6625.9174 | 6618.2383 | 6603 | 6687.1271 | 6650.1161
| 6625.8577 | 6617.9671 | 6602 | 6687.0502 | 6650.0141
| 6624.8525 | 6617.8666 | 6602 | 6686.9673 | 6649.8763
| 6624.8242 | 6617.8365 | 6601 | 6686.6183 | 6649.4114
| 6624.2309 | 6617.5549 | 6601 | 6686.2178 | 6648.7364
| 6624.2131 | 6617.5318 | 6601 | 6686.0201 | 6648.6943
| 6624.1155 | 6617.4321 | 6601 | 6685.558 | 6648.6866
| 6623.8769 | 6617.3481 | 6600 | 6685.3993 | 6648.6558
| 6623.5737 | 6617.1194 | 6600 | 6683.7872 | 6648.4199
| 6623.506 | 6616.9251 | 6600 | 6683.1827 | 6648.2589
| 6623.1219 | 6616.5457 | 6600 | 6683.0373 | 6647.5324
| 6622.8943 | 6616.4822 | 6600 | 6683.0053 | 6647.401
| 6622.5137 | 6616.3094 | 6600 | 6682.944 | 6646.9637
| 6622.2687 | 6616.1531 | 6600 | 6682.8267 | 6646.835
| 6621.4036 | 6615.6249 | 6599 | 6682.7153 | 6646.8238
| 6620.8466 | 6614.8932 | 6599 | 6682.6109 | 6646.6599
| 6620.5411 | 6614.8662 | 6599 | 6682.3399 | 6646.6599
| 6620.4962 | 6614.8016 | 6599 | 6682.0519 | 6646.5403
| 6620.3745 | 6614.6948 | 6599 | 6682.0011 | 6646.4628
| 6620.0935 | 6614.6122 | 6598 | 6681.8626 | 6646.258
| 6619.5325 | 6614.611 | 6598 | 6681.6726 | 6645.5103
| 6619.1136 | 6614.5781 | 6597 | 6681.4968 | 6644.972
| 6618.4104 | 6613.7252 | 6597 | 6681.4844 | 6644.8528
| 6618.3556 | 6613.723 | 6597 | 6681.4718 | 6644.2513
| 6617.7833 | 6613.4348 | 6597 | 6681.3917 | 6644.1512
| 6617.7626 | 6613.4057 | 6596 | 6681.0038 | 6644.0752
| 6617.4185 | 6612.6433 | 6596 | 6680.9449 | 6643.2977
| 6617.4176 | 6612.4811 | 6595 | 6680.5558 | 6643.0209
| 6617.0676 | 6612.4649 | 6595 | 6680.4067 | 6642.9244
| 6616.9163 | 6612.2321 | 6595 | 6680.3281 | 6642.7774
| 6616.7453 | 6611.4254 | 6595 | 6680.2729 | 6642.7423
| 6616.7042 | 6611.1474 | 6594 | 6679.5255 | 6642.0974
| 6615.5074 | 6611.1346 | 6594 | 6679.4986 | 6642.0504
| 6615.4133 | 6611.1303 | 6594 | 6679.3769 | 6641.9161
| 6615.3605 | 6611.104 | 6593 | 6679.3452 | 6641.7049
| 6615.1583 | 6611.0294 | 6593 | 6678.3324 | 6641.3757
| 6614.6085 | 6610.8003 | 6593 | 6678.2549 | 6641.3598
| 6614.4861 | 6610.7778 | 6593 | 6677.7367 | 6641.3464
| 6614.436 | 6610.4869 | 6592 | 6677.1437 | 6641.2572
| 6614.4345 | 6610.2544 | 6592 | 6677.0536 | 6640.6575
| 6614.3745 | 6609.2806 | 6592 | 6676.8214 | 6640.4546
| 6614.3478 | 6609.1437 | 6592 | 6676.1247 | 6640.3102
| 6614.3346 | 6608.6865 | 6592 | 6676.0633 | 6640.2578
| 6614.3303 | 6608.6085 | 6592 | 6675.731 | 6639.7141
| 6613.8504 | 6608.5021 | 6591 | 6675.233 | 6639.5253
| 6613.306 | 6608.0908 | 6590 | 6675.1383 | 6639.2968
| 6612.8421 | 6608.0269 | 6590 | 6674.9876 | 6639.1148
| 6612.5253 | 6607.3842 | 6590 | 6674.9403 | 6638.2716
| 6611.5378 | 6607.0034 | 6590 | 6674.936 | 6638.1199
| 6611.3949 | 6606.8851 | 6589 | 6674.5726 | 6638.0094
| 6611.0901 | 6606.835 | 6589 | 6674.5644 | 6637.8019
| 6610.8161 | 6606.8213 | 6589 | 6674.2078 | 6637.7076
| 6610.6081 | 6606.5682 | 6588 | 6673.5664 | 6637.6236
| 6610.5825 | 6606.2114 | 6588 | 6673.1133 | 6637.4545
| 6610.5734 | 6606.0501 | 6587 | 6673.1073 | 6637.1942
| 6610.5301 | 6605.969 | 6587 | 6672.9925 | 6636.1582
| 6610.5044 | 6605.9376 | 6587 | 6672.7579 | 6635.7507
| 6610.4766 | 6605.731 | 6587 | 6672.4321 | 6635.3823
| 6610.089 | 6605.653 | 6586 | 6672.17 | 6634.9075
| 6610.031 | 6605.5902 | 6586 | 6671.9161 | 6633.7098
| 6609.4639 | 6605.4762 | 6586 | 6671.0797 | 6633.5438
| 6609.4366 | 6605.0776 | 6586 | 6671.0411 | 6633.3788
| 6609.2463 | 6604.9871 | 6585 | 6670.6087 | 6632.6707
| 6609.1057 | 6604.9837 | 6585 | 6670.5542 | 6632.188
| 6608.7849 | 6604.6135 | 6585 | 6670.0039 | 6631.8111
| 6608.5126 | 6604.1307 | 6584 | 6669.9655 | 6631.6075
| 6608.119 | 6603.9097 | 6584 | 6669.7973 | 6631.5768
| 6607.1589 | 6603.6916 | 6584 | 6669.7753 | 6631.3852
| 6607.1367 | 6603.679 | 6584 | 6669.3791 | 6631.3761
| 6607.0996 | 6603.5669 | 6584 | 6669.3446 | 6631.3672
| 6607.0334 | 6603.4737 | 6584 | 6669.2924 | 6631.2708
| 6606.6902 | 6603.4187 | 6583 | 6669.2223 | 6631.1988
| 6606.1595 | 6603.3035 | 6583 | 6669.0469 | 6631.1345
| 6606.0676 | 6603.1028 | 6583 | 6668.2088 | 6631.0697
| 6605.9493 | 6602.9102 | 6582 | 6667.7231 | 6630.7462
| 6605.1186 | 6602.7699 | 6582 | 6667.5188 | 6630.7381
| 6604.9322 | 6602.635 | 6582 | 6667.4641 | 6630.5646
| 6604.6226 | 6602.5062 | 6581 | 6667.1886 | 6630.3405
| 6604.1875 | 6601.3869 | 6581 | 6667.0291 | 6629.8348
| 6604.1789 | 6601.3837 | 6581 | 6666.8828 | 6629.7044
| 6603.9518 | 6601.3249 | 6581 | 6666.2733 | 6629.3245
| 6603.6441 | 6601.2848 | 6580 | 6666.1208 | 6629.0783
| 6603.6039 | 6601.2226 | 6580 | 6665.7912 | 6629.0591
| 6603.3458 | 6601.0403 | 6580 | 6665.7612 | 6629.0313
| 6603.0623 | 6600.7882 | 6579 | 6665.7553 | 6628.5461
| 6602.9531 | 6600.6548 | 6579 | 6665.5121 | 6628.4928
| 6601.5732 | 6600.5958 | 6579 | 6665.4758 | 6627.8265
| 6601.4549 | 6600.593 | 6578 | 6665.2283 | 6627.39
| 6601.4473 | 6600.562 | 6578 | 6664.9641 | 6627.0459
| 6601.0266 | 6600.4922 | 6577 | 6664.9478 | 6626.3672
| 6600.6984 | 6600.3539 | 6577 | 6664.1683 | 6626.2573
| 6600.605 | 6600.1874 | 6577 | 6663.9112 | 6625.8366
| 6600.5845 | 6600.18 | 6576 | 6663.182 | 6625.6487
| 6600.475 | 6599.9566 | 6576 | 6662.9127 | 6625.4733
| 6599.6184 | 6599.3073 | 6575 | 6662.6249 | 6625.4324
| 6598.2921 | 6599.2376 | 6575 | 6662.5584 | 6625.2791
| 6598.2417 | 6599.2112 | 6575 | 6662.0385 | 6624.9963
| 6597.8904 | 6599.0597 | 6575 | 6661.3506 | 6624.8932
| 6597.8447 | 6598.9522 | 6575 | 6661.1876 | 6624.2486
| 6597.7818 | 6598.947 | 6575 | 6660.9789 | 6623.4846
| 6597.3546 | 6598.8497 | 6574 | 6660.9652 | 6623.4243
| 6596.3558 | 6598.1298 | 6574 | 6660.6572 | 6623.3041
| 6596.3233 | 6597.6541 | 6574 | 6660.4195 | 6623.0958
| 6595.6538 | 6597.5891 | 6574 | 6660.1042 | 6622.7042
| 6594.847 | 6597.4738 | 6574 | 6659.9221 | 6622.4387
| 6594.6817 | 6597.4684 | 6573 | 6659.5674 | 6622.1286
| 6594.5271 | 6597.3609 | 6572 | 6659.1999 | 6622.0259
| 6594.1864 | 6597.275 | 6571 | 6659.0242 | 6621.6744
| 6593.5941 | 6597.1042 | 6571 | 6658.6439 | 6621.6702
| 6593.0303 | 6596.9219 | 6570 | 6658.5032 | 6621.6508
| 6592.9552 | 6596.4321 | 6570 | 6657.6541 | 6621.61
| 6592.6615 | 6596.3975 | 6570 | 6657.3847 | 6621.4947
| 6592.5903 | 6596.207 | 6570 | 6656.9037 | 6621.2891
| 6592.5189 | 6596.165 | 6570 | 6656.7392 | 6620.9701
| 6592.4587 | 6596.077 | 6570 | 6656.6344 | 6620.942
| 6592.3875 | 6595.7321 | 6569 | 6656.6098 | 6620.7735
| 6591.9588 | 6595.5056 | 6569 | 6656.5025 | 6620.645
| 6591.8605 | 6595.3709 | 6569 | 6656.0274 | 6620.4113
| 6591.4528 | 6595.2013 | 6569 | 6655.9984 | 6620.2504
| 6591.3265 | 6595.0376 | 6568 | 6655.8955 | 6619.6482
| 6591.2654 | 6594.8633 | 6568 | 6655.3699 | 6619.5966
| 6590.6948 | 6594.6448 | 6568 | 6655.1052 | 6619.1904
| 6590.6014 | 6594.5692 | 6568 | 6654.8428 | 6619.147
| 6590.3638 | 6594.2627 | 6567 | 6654.3418 | 6619.0237
| 6590.313 | 6593.789 | 6567 | 6654.2247 | 6618.7832
| 6589.9019 | 6593.7888 | 6567 | 6653.6704 | 6618.6865
| 6589.5692 | 6593.7578 | 6567 | 6653.6077 | 6618.6637
| 6589.3005 | 6593.4189 | 6567 | 6653.4083 | 6618.5503
| 6588.4702 | 6593.2721 | 6565 | 6653.3333 | 6617.7911
| 6587.9023 | 6593.0909 | 6565 | 6653.0641 | 6617.5939
| 6587.7685 | 6592.965 | 6565 | 6652.9596 | 6617.4117
| 6587.6489 | 6592.8646 | 6565 | 6652.79 | 6617.3215
| 6587.3402 | 6592.7734 | 6565 | 6652.4378 | 6616.3226
| 6586.6933 | 6592.568 | 6564 | 6652.3874 | 6616.2095
| 6586.6066 | 6592.5571 | 6564 | 6651.9636 | 6616.0636
| 6586.2834 | 6592.4941 | 6564 | 6651.9601 | 6615.2582
| 6586.2416 | 6592.2937 | 6563 | 6651.7924 | 6614.8672
| 6586.1634 | 6592.0654 | 6563 | 6651.2875 | 6613.8463
| 6585.7905 | 6591.4037 | 6563 | 6650.4284 | 6613.492
| 6585.4828 | 6591.0357 | 6563 | 6650.242 | 6613.4145
| 6585.3075 | 6590.6453 | 6563 | 6650.1484 | 6612.616
| 6585.0979 | 6590.5089 | 6562 | 6650.0386 | 6612.595
| 6584.4346 | 6590.3323 | 6562 | 6649.8885 | 6612.2781
| 6584.3764 | 6589.635 | 6562 | 6648.3997 | 6612.2449
| 6584.3341 | 6589.4255 | 6561 | 6648.3553 | 6611.9936
| 6583.4814 | 6589.2377 | 6561 | 6648.3266 | 6611.9895
| 6583.1825 | 6589.229 | 6561 | 6648.1103 | 6611.6482
| 6583.0689 | 6588.7406 | 6561 | 6647.3674 | 6611.3772
| 6582.884 | 6588.0947 | 6561 | 6646.8434 | 6611.3342
| 6582.5935 | 6587.9577 | 6560 | 6646.3806 | 6610.354
| 6582.2018 | 6587.9156 | 6560 | 6646.3699 | 6608.1264
| 6582.1429 | 6587.6775 | 6560 | 6646.3318 | 6607.8246
| 6581.7043 | 6587.5323 | 6560 | 6646.206 | 6607.7997
| 6581.4678 | 6587.4807 | 6560 | 6645.8637 | 6607.4555
| 6581.1841 | 6587.2463 | 6559 | 6644.2197 | 6607.2939
| 6580.9221 | 6586.5814 | 6559 | 6644.0235 | 6606.4557
| 6580.8797 | 6586.3281 | 6559 | 6644.0231 | 6606.3153
| 6580.3288 | 6586.1973 | 6558 | 6643.8622 | 6605.9144
| 6579.9421 | 6585.6213 | 6558 | 6643.6549 | 6605.8442
| 6579.8733 | 6585.5881 | 6558 | 6643.0447 | 6605.7061
| 6579.6994 | 6585.5867 | 6558 | 6643.0302 | 6605.5826
| 6579.3143 | 6584.4986 | 6557 | 6642.6546 | 6605.158
| 6578.962 | 6584.1143 | 6557 | 6642.3385 | 6604.6872
| 6578.9571 | 6584.1018 | 6557 | 6642.322 | 6604.136
| 6578.9024 | 6584.0688 | 6556 | 6642.1792 | 6603.4959
| 6578.8735 | 6583.0206 | 6556 | 6641.8981 | 6603.4492
| 6578.6761 | 6582.8968 | 6556 | 6641.5773 | 6602.5231
| 6578.2868 | 6582.8292 | 6555 | 6641.4897 | 6602.3214
| 6578.1912 | 6582.3742 | 6555 | 6641.4843 | 6602.2481
| 6578.0386 | 6582.0844 | 6555 | 6641.459 | 6602.2166
| 6577.5909 | 6581.095 | 6554 | 6641.071 | 6602.1961
| 6577.5672 | 6580.5263 | 6554 | 6640.5978 | 6602.0179
| 6577.3081 | 6580.3314 | 6554 | 6640.4661 | 6601.8233
| 6576.5737 | 6580.0494 | 6554 | 6640.2028 | 6601.5471
| 6576.3175 | 6579.9422 | 6554 | 6640.031 | 6601.4927
| 6576.0778 | 6579.9362 | 6553 | 6639.9903 | 6601.1155
| 6575.8625 | 6579.7192 | 6553 | 6639.6457 | 6600.9085
| 6575.647 | 6579.4068 | 6553 | 6639.645 | 6600.1216
| 6575.6458 | 6579.3061 | 6553 | 6639.4063 | 6599.952
| 6575.4102 | 6578.866 | 6553 | 6639.4035 | 6599.8375
| 6574.9187 | 6578.729 | 6553 | 6639.2725 | 6599.1894
| 6574.6625 | 6578.2928 | 6553 | 6639.1586 | 6598.81
| 6574.425 | 6577.4399 | 6552 | 6638.6183 | 6598.4556
| 6574.4118 | 6577.0308 | 6551 | 6638.5857 | 6598.2065
| 6574.2083 | 6576.9587 | 6551 | 6638.4837 | 6598.0917
| 6574.1346 | 6576.9579 | 6550 | 6638.4375 | 6597.2452
| 6574.0684 | 6576.8046 | 6550 | 6638.3346 | 6597.1028
| 6574.0358 | 6576.6599 | 6550 | 6638.1006 | 6596.9574
| 6573.98 | 6576.6592 | 6550 | 6637.7964 | 6596.9358
| 6573.8131 | 6576.607 | 6549 | 6637.5567 | 6596.8233
| 6573.6887 | 6576.4436 | 6549 | 6637.4758 | 6596.0698
| 6573.5843 | 6576.3872 | 6549 | 6637.4189 | 6595.7015
| 6573.5468 | 6576.0025 | 6549 | 6637.1371 | 6595.2585
| 6573.3853 | 6575.3721 | 6548 | 6637.1269 | 6595.2312
| 6573.207 | 6575.284 | 6547 | 6637.0634 | 6593.7917
| 6573.093 | 6575.2498 | 6547 | 6636.9236 | 6593.7036
| 6573.0551 | 6574.5673 | 6547 | 6636.6789 | 6593.6956
| 6572.8371 | 6574.1098 | 6547 | 6636.5795 | 6592.2979
| 6572.6611 | 6573.5304 | 6547 | 6636.5649 | 6592.1428
| 6572.5696 | 6573.3881 | 6546 | 6636.2485 | 6591.5057
| 6571.9647 | 6573.0678 | 6546 | 6636.1835 | 6590.8475
| 6571.892 | 6573.0438 | 6546 | 6635.8453 | 6590.7988
| 6571.3095 | 6572.5081 | 6546 | 6635.7628 | 6590.7498
| 6571.1068 | 6572.4812 | 6545 | 6635.5971 | 6590.7341
| 6570.7696 | 6572.3144 | 6545 | 6635.5859 | 6590.6037
| 6570.4295 | 6571.6981 | 6545 | 6635.3899 | 6590.4837
| 6570.3645 | 6571.6259 | 6544 | 6635.1656 | 6590.0603
| 6570.242 | 6571.3704 | 6544 | 6634.5889 | 6589.9317
| 6569.6468 | 6571.2491 | 6543 | 6634.4849 | 6589.5971
| 6569.3556 | 6570.8061 | 6543 | 6634.427 | 6589.4448
| 6569.3289 | 6570.6478 | 6543 | 6634.4185 | 6589.2671
| 6569.0704 | 6570.5621 | 6543 | 6634.3852 | 6588.841
| 6568.8156 | 6569.9799 | 6542 | 6634.377 | 6588.5683
| 6568.0304 | 6569.5999 | 6542 | 6633.6333 | 6588.4534
| 6568.0087 | 6569.5627 | 6542 | 6633.534 | 6587.6381
| 6567.8514 | 6569.4858 | 6542 | 6632.6096 | 6586.8603
| 6567.7654 | 6569.323 | 6542 | 6632.2216 | 6586.6461
| 6567.376 | 6569.2133 | 6541 | 6632.0153 | 6586.4284
| 6566.9467 | 6569.1121 | 6541 | 6631.9649 | 6586.2236
| 6566.8064 | 6569.0695 | 6541 | 6630.9499 | 6585.4939
| 6566.2561 | 6569.0605 | 6540 | 6630.8455 | 6585.4282
| 6566.1597 | 6568.8163 | 6540 | 6630.797 | 6585.3879
| 6565.9457 | 6568.3021 | 6540 | 6630.6928 | 6584.8281
| 6565.918 | 6567.6236 | 6539 | 6630.1047 | 6583.7189
| 6565.838 | 6567.6117 | 6539 | 6629.966 | 6583.6433
| 6565.7071 | 6567.6077 | 6539 | 6629.6144 | 6583.5781
| 6565.6646 | 6567.3785 | 6539 | 6629.0442 | 6583.5699
| 6565.4026 | 6566.4625 | 6538 | 6628.1303 | 6583.3031
| 6565.3156 | 6566.165 | 6538 | 6628.1098 | 6582.9065
| 6565.0791 | 6565.5323 | 6538 | 6627.9526 | 6582.8567
| 6565.0674 | 6565.159 | 6538 | 6627.7574 | 6582.5077
| 6564.8458 | 6562.7698 | 6538 | 6627.586 | 6582.3011
| 6564.6432 | 6562.4704 | 6537 | 6627.107 | 6582.1196
| 6564.591 | 6562.4554 | 6537 | 6626.9571 | 6581.5599
| 6564.4667 | 6562.2931 | 6537 | 6626.8512 | 6581.3935
| 6563.6008 | 6561.7838 | 6537 | 6626.7838 | 6581.3742
| 6563.4076 | 6561.696 | 6537 | 6626.7288 | 6581.3647
| 6563.3549 | 6561.6911 | 6537 | 6625.9615 | 6581.3485
| 6563.3126 | 6561.1763 | 6536 | 6625.7484 | 6581.0452
| 6563.0628 | 6561.0817 | 6536 | 6625.4731 | 6580.9518
| 6562.659 | 6560.7618 | 6536 | 6624.1395 | 6580.4368
| 6562.6065 | 6560.6924 | 6535 | 6623.6978 | 6580.4066
| 6562.5307 | 6560.691 | 6535 | 6623.1565 | 6580.2758
| 6562.3955 | 6560.2877 | 6535 | 6623.0875 | 6580.1972
| 6561.9222 | 6560.1792 | 6535 | 6622.9406 | 6579.9889
| 6561.7894 | 6560.138 | 6535 | 6622.7884 | 6579.4249
| 6560.9459 | 6559.8921 | 6534 | 6622.111 | 6578.9146
| 6560.8883 | 6559.6402 | 6534 | 6622.0035 | 6578.29
| 6560.7837 | 6559.0281 | 6534 | 6621.8533 | 6578.1535
| 6560.7285 | 6558.2335 | 6533 | 6621.731 | 6578.1262
| 6560.222 | 6558.1938 | 6533 | 6621.6381 | 6578.0897
| 6559.9598 | 6557.218 | 6533 | 6621.5284 | 6577.2242
| 6559.7533 | 6557.0793 | 6533 | 6621.5169 | 6576.9768
| 6559.6946 | 6556.7313 | 6532 | 6621.3903 | 6576.6632
| 6558.8714 | 6556.5152 | 6531 | 6621.3379 | 6575.6798
| 6558.8108 | 6556.2191 | 6531 | 6621.1509 | 6575.4172
| 6558.6182 | 6555.9812 | 6531 | 6620.8772 | 6574.6817
| 6558.4546 | 6555.9484 | 6530 | 6620.73 | 6574.2399
| 6558.3646 | 6555.7729 | 6530 | 6620.3824 | 6574.0413
| 6558.0744 | 6555.3392 | 6530 | 6619.7821 | 6573.4959
| 6557.8732 | 6555.209 | 6530 | 6619.7075 | 6570.8302
| 6556.9525 | 6554.6099 | 6530 | 6619.6298 | 6570.372
| 6556.804 | 6554.5872 | 6529 | 6619.6187 | 6570.3704
| 6556.5604 | 6554.4584 | 6529 | 6618.4445 | 6570.3665
| 6555.9885 | 6553.9654 | 6529 | 6618.3392 | 6570.1966
| 6555.9376 | 6553.8553 | 6528 | 6617.9679 | 6570.07
| 6554.6824 | 6553.8257 | 6528 | 6617.8913 | 6569.3178
| 6554.6137 | 6553.7372 | 6528 | 6617.8696 | 6568.9901
| 6554.5731 | 6553.2226 | 6528 | 6617.7801 | 6568.9768
| 6554.5376 | 6552.6539 | 6528 | 6617.2776 | 6568.5992
| 6554.3202 | 6552.2048 | 6528 | 6617.2701 | 6568.465
| 6554.0612 | 6551.5524 | 6527 | 6616.9967 | 6567.6351
| 6554.0065 | 6551.2149 | 6527 | 6616.8479 | 6567.5618
| 6553.8144 | 6551.1783 | 6527 | 6616.7898 | 6567.4392
| 6553.3118 | 6551.1614 | 6527 | 6616.5978 | 6567.3005
| 6552.6724 | 6550.8439 | 6526 | 6616.503 | 6566.2992
| 6552.6128 | 6550.3006 | 6526 | 6616.4425 | 6566.195
| 6552.6056 | 6549.2811 | 6526 | 6615.3439 | 6565.6873
| 6552.1021 | 6549.0881 | 6526 | 6615.2961 | 6565.5689
| 6551.9878 | 6548.5079 | 6525 | 6614.9178 | 6565.1613
| 6551.9315 | 6548.223 | 6525 | 6614.3144 | 6565.0889
| 6551.4923 | 6547.7321 | 6525 | 6614.2774 | 6565.0264
| 6551.0807 | 6547.4139 | 6525 | 6614.2451 | 6564.9878
| 6550.707 | 6547.4119 | 6525 | 6614.2136 | 6564.9831
| 6549.9062 | 6546.6835 | 6525 | 6614.0083 | 6563.9437
| 6549.7382 | 6546.3579 | 6525 | 6613.8902 | 6563.4602
| 6549.7336 | 6546.1709 | 6524 | 6613.3088 | 6563.3394
| 6549.3194 | 6545.6913 | 6524 | 6612.6621 | 6563.0651
| 6549.2139 | 6545.6294 | 6524 | 6612.5644 | 6562.9793
| 6549.0961 | 6545.4753 | 6524 | 6612.4633 | 6562.2368
| 6549.0948 | 6545.421 | 6524 | 6611.8314 | 6562.0346
| 6548.9894 | 6545.3528 | 6524 | 6611.7192 | 6561.8388
| 6548.9819 | 6544.9636 | 6523 | 6611.2802 | 6561.6104
| 6548.9813 | 6544.8188 | 6523 | 6611.1596 | 6560.9923
| 6548.7399 | 6544.036 | 6522 | 6610.9844 | 6560.8724
| 6548.5159 | 6542.8685 | 6522 | 6610.9077 | 6560.6417
| 6548.4234 | 6542.6618 | 6522 | 6610.9053 | 6560.4947
| 6548.171 | 6542.4366 | 6521 | 6610.8965 | 6560.4866
| 6547.698 | 6542.3955 | 6521 | 6610.8954 | 6560.4865
| 6547.6673 | 6541.9258 | 6521 | 6610.1037 | 6560.3941
| 6547.6284 | 6541.2718 | 6521 | 6609.6757 | 6560.3565
| 6547.5705 | 6541.1113 | 6520 | 6609.5361 | 6560.1615
| 6546.3582 | 6540.8701 | 6519 | 6609.2522 | 6559.9117
| 6546.2181 | 6540.8396 | 6519 | 6609.2324 | 6559.5194
| 6545.9129 | 6540.3364 | 6519 | 6609.0174 | 6558.8581
| 6545.8762 | 6538.9045 | 6518 | 6608.5489 | 6558.0756
| 6545.7596 | 6538.3291 | 6518 | 6608.3205 | 6558.0101
| 6545.592 | 6538.3093 | 6518 | 6607.974 | 6557.9405
| 6545.107 | 6537.5599 | 6518 | 6607.7003 | 6557.7639
| 6545.0207 | 6537.1019 | 6518 | 6607.2993 | 6557.5432
| 6544.7882 | 6536.9426 | 6518 | 6607.2489 | 6557.4464
| 6544.7809 | 6536.8125 | 6518 | 6607.2093 | 6557.3326
| 6544.7665 | 6536.8114 | 6518 | 6607.1786 | 6557.059
| 6544.0639 | 6536.6181 | 6517 | 6607.0549 | 6556.7444
| 6544.0129 | 6535.4415 | 6517 | 6606.9672 | 6556.6988
| 6543.9609 | 6533.9097 | 6517 | 6606.836 | 6556.1959
| 6543.9121 | 6533.8971 | 6517 | 6606.6388 | 6556.1155
| 6543.7778 | 6533.6846 | 6517 | 6605.9223 | 6556.0728
| 6543.5092 | 6533.6223 | 6517 | 6605.8677 | 6556.036
| 6543.4039 | 6533.6049 | 6517 | 6605.5348 | 6555.6453
| 6543.3637 | 6533.3212 | 6516 | 6604.3755 | 6555.5553
| 6543.0134 | 6533.1213 | 6516 | 6604.3397 | 6555.1901
| 6542.4416 | 6532.9942 | 6516 | 6604.2137 | 6554.5762
| 6542.2716 | 6532.9029 | 6516 | 6603.9583 | 6554.4179
| 6542.2421 | 6532.5427 | 6515 | 6603.3488 | 6554.2859
| 6542.0541 | 6532.1314 | 6515 | 6603.219 | 6553.9807
| 6542.0312 | 6531.9339 | 6515 | 6603.0883 | 6553.9799
| 6541.9742 | 6531.8486 | 6514 | 6602.9153 | 6553.8372
| 6541.969 | 6531.7926 | 6514 | 6602.6887 | 6553.4135
| 6541.6997 | 6531.7451 | 6514 | 6602.6502 | 6553.2999
| 6541.6829 | 6531.3611 | 6514 | 6602.4537 | 6552.8847
| 6541.5092 | 6531.3061 | 6513 | 6602.1283 | 6552.7868
| 6541.4642 | 6531.0239 | 6513 | 6601.9929 | 6552.5082
| 6541.2769 | 6530.6956 | 6513 | 6601.9252 | 6552.4865
| 6541.1831 | 6530.6573 | 6513 | 6601.3587 | 6552.4493
| 6540.9108 | 6530.5789 | 6512 | 6600.9508 | 6552.0629
| 6540.9094 | 6530.3655 | 6512 | 6600.1507 | 6552.044
| 6540.8129 | 6530.2405 | 6512 | 6600.1011 | 6551.9526
| 6540.6786 | 6530.1452 | 6512 | 6600.0026 | 6551.8815
| 6540.0918 | 6528.0357 | 6511 | 6599.7875 | 6551.7215
| 6540.0181 | 6527.9855 | 6511 | 6599.6975 | 6551.675
| 6539.4524 | 6527.9096 | 6511 | 6599.3303 | 6551.2507
| 6538.9266 | 6527.6718 | 6510 | 6599.0318 | 6550.988
| 6538.9061 | 6527.1786 | 6510 | 6598.7105 | 6550.9066
| 6538.8346 | 6527.1506 | 6510 | 6597.7556 | 6550.543
| 6538.8211 | 6526.6308 | 6510 | 6597.7121 | 6550.4168
| 6538.761 | 6526.1853 | 6509 | 6597.4829 | 6549.9726
| 6538.7473 | 6526.1485 | 6509 | 6597.2412 | 6549.5017
| 6538.3741 | 6525.6395 | 6509 | 6596.7742 | 6548.6912
| 6538.0544 | 6525.6229 | 6509 | 6596.7708 | 6548.5303
| 6537.5705 | 6525.5747 | 6508 | 6595.4768 | 6548.4284
| 6537.512 | 6524.7932 | 6508 | 6595.4346 | 6548.2827
| 6537.1418 | 6524.5755 | 6507 | 6595.1852 | 6548.149
| 6537.0947 | 6524.29 | 6506 | 6595.0694 | 6547.8625
| 6536.8322 | 6523.9309 | 6506 | 6594.9298 | 6547.5035
| 6536.829 | 6523.7943 | 6506 | 6594.7467 | 6547.3814
| 6536.8201 | 6523.0488 | 6506 | 6594.6672 | 6547.2455
| 6536.7481 | 6522.8319 | 6506 | 6594.456 | 6546.87
| 6536.5983 | 6522.4752 | 6506 | 6594.2824 | 6546.7909
| 6536.3997 | 6521.0757 | 6505 | 6594.0554 | 6546.4385
| 6535.8357 | 6520.7712 | 6505 | 6593.8113 | 6546.1843
| 6535.2447 | 6520.7446 | 6505 | 6592.9739 | 6546.0926
| 6535.1146 | 6520.3742 | 6505 | 6592.9029 | 6545.8466
| 6535.0508 | 6519.9452 | 6504 | 6592.8799 | 6545.2509
| 6535.0098 | 6519.7756 | 6504 | 6592.8199 | 6545.0862
| 6534.9358 | 6519.747 | 6504 | 6592.4827 | 6545.003
| 6534.5777 | 6519.6644 | 6503 | 6592.1295 | 6544.9838
| 6534.5732 | 6519.5564 | 6502 | 6591.7462 | 6544.513
| 6534.5248 | 6519.3058 | 6502 | 6591.0589 | 6544.4863
| 6534.481 | 6519.2019 | 6502 | 6591.0587 | 6544.3939
| 6534.4491 | 6518.6787 | 6502 | 6590.5881 | 6542.9332
| 6534.0748 | 6518.4448 | 6502 | 6590.09 | 6542.7117
| 6533.9518 | 6518.059 | 6502 | 6589.4177 | 6542.3804
| 6533.6226 | 6517.8183 | 6502 | 6589.4085 | 6542.3461
| 6533.5316 | 6517.7266 | 6502 | 6589.2041 | 6541.8003
| 6532.907 | 6517.6954 | 6501 | 6589.1044 | 6541.6366
| 6532.7775 | 6517.5922 | 6501 | 6588.9487 | 6541.606
| 6532.7208 | 6517.495 | 6501 | 6588.8777 | 6541.5774
| 6532.434 | 6517.1346 | 6501 | 6588.6129 | 6541.2819
| 6532.1572 | 6517.1001 | 6501 | 6588.4878 | 6540.9218
| 6532.0892 | 6517.0132 | 6501 | 6588.3274 | 6540.477
| 6532.0205 | 6516.602 | 6501 | 6588.2439 | 6540.4488
| 6531.9281 | 6516.1847 | 6501 | 6587.2393 | 6540.1146
| 6531.9029 | 6515.5651 | 6501 | 6587.146 | 6539.9588
| 6531.6654 | 6515.5504 | 6500 | 6586.4567 | 6539.8931
| 6531.4602 | 6515.404 | 6499 | 6585.9701 | 6539.2152
| 6531.0798 | 6515.1727 | 6499 | 6585.7601 | 6539.0706
| 6531.0623 | 6514.9597 | 6499 | 6585.3238 | 6538.6928
| 6529.4714 | 6514.9392 | 6499 | 6584.9508 | 6538.5642
| 6529.2898 | 6514.8944 | 6498 | 6584.4897 | 6538.5492
| 6528.9498 | 6514.7746 | 6498 | 6584.2972 | 6538.2334
| 6528.9236 | 6514.7712 | 6498 | 6584.0791 | 6537.928
| 6528.845 | 6514.4712 | 6498 | 6583.8489 | 6537.7684
| 6528.2565 | 6514.4568 | 6498 | 6583.7694 | 6537.3295
| 6528.0294 | 6514.4317 | 6497 | 6583.4561 | 6537.3038
| 6527.958 | 6514.0746 | 6497 | 6582.9529 | 6537.1399
| 6527.7005 | 6513.5187 | 6497 | 6582.8191 | 6537.1175
| 6527.6968 | 6513.4604 | 6497 | 6582.6449 | 6537.019
| 6527.436 | 6513.3717 | 6496 | 6582.6176 | 6536.4848
| 6527.28 | 6512.8912 | 6496 | 6582.3229 | 6536.4653
| 6527.2045 | 6512.4873 | 6495 | 6582.2909 | 6536.2898
| 6527.1589 | 6512.3945 | 6495 | 6581.993 | 6535.6294
| 6527.0598 | 6512.2616 | 6495 | 6581.8917 | 6535.1857
| 6527.0519 | 6512.2285 | 6495 | 6581.514 | 6535.0742
| 6526.8968 | 6512.0087 | 6495 | 6581.3096 | 6535.0428
| 6526.685 | 6511.9462 | 6495 | 6580.6119 | 6534.93
| 6526.4913 | 6511.9307 | 6495 | 6580.3153 | 6534.8822
| 6526.0295 | 6511.8022 | 6495 | 6580.1364 | 6534.7573
| 6525.9503 | 6511.4903 | 6495 | 6580.0895 | 6534.4305
| 6525.6074 | 6511.4297 | 6495 | 6580.0196 | 6533.9824
| 6524.9481 | 6511.2067 | 6494 | 6579.7569 | 6533.7307
| 6524.6654 | 6510.9629 | 6494 | 6579.5521 | 6533.0825
| 6524.4025 | 6510.8332 | 6494 | 6579.3889 | 6533.0625
| 6524.3691 | 6510.6992 | 6493 | 6579.3433 | 6533.0326
| 6524.1629 | 6510.6545 | 6493 | 6579.1855 | 6532.7888
| 6523.5075 | 6509.9511 | 6493 | 6578.741 | 6532.6485
| 6523.2076 | 6509.779 | 6492 | 6578.2748 | 6532.6034
| 6523.0128 | 6509.6443 | 6492 | 6578.0611 | 6532.5248
| 6523.0086 | 6508.7318 | 6492 | 6577.9322 | 6532.055
| 6522.9837 | 6508.648 | 6491 | 6577.4882 | 6531.9792
| 6522.9002 | 6508.4136 | 6491 | 6577.2936 | 6531.8069
| 6522.6623 | 6507.4458 | 6491 | 6576.9439 | 6531.6914
| 6522.6186 | 6507.2212 | 6491 | 6576.7949 | 6531.5114
| 6522.479 | 6507.0042 | 6491 | 6576.5937 | 6531.3742
| 6522.2453 | 6506.851 | 6491 | 6576.2371 | 6531.3462
| 6521.8355 | 6506.4849 | 6491 | 6576.161 | 6531.3184
| 6521.5227 | 6506.365 | 6490 | 6575.0844 | 6531.2756
| 6521.0272 | 6505.0701 | 6490 | 6574.8721 | 6531.2373
| 6520.9584 | 6504.93 | 6490 | 6574.7798 | 6531.0706
| 6520.8916 | 6504.7884 | 6490 | 6574.7401 | 6530.6237
| 6520.8233 | 6504.6928 | 6488 | 6573.7945 | 6530.5969
| 6520.3368 | 6504.4868 | 6488 | 6573.2811 | 6530.3888
| 6520.3163 | 6504.3149 | 6488 | 6573.0728 | 6530.0945
| 6520.2742 | 6504.3064 | 6488 | 6572.7584 | 6530.0264
| 6520.2158 | 6504.1363 | 6487 | 6572.6827 | 6529.1099
| 6519.9607 | 6504.1278 | 6487 | 6572.1083 | 6528.5497
| 6519.9444 | 6503.8219 | 6487 | 6571.903 | 6527.9975
| 6519.9204 | 6503.4704 | 6486 | 6571.8531 | 6527.9575
| 6519.8201 | 6503.2098 | 6486 | 6571.6847 | 6527.1382
| 6519.6559 | 6503.1986 | 6486 | 6570.8107 | 6526.7982
| 6519.4456 | 6502.9544 | 6485 | 6570.3979 | 6526.5613
| 6519.2093 | 6502.7713 | 6485 | 6569.8895 | 6525.7128
| 6519.1177 | 6502.4975 | 6484 | 6569.7663 | 6525.7001
| 6518.961 | 6502.3443 | 6484 | 6569.5884 | 6525.2168
| 6518.9039 | 6502.0527 | 6484 | 6569.1638 | 6525.1217
| 6518.5379 | 6501.7116 | 6484 | 6568.7595 | 6524.9403
| 6518.2043 | 6501.5058 | 6484 | 6568.6572 | 6524.6351
| 6518.1916 | 6501.455 | 6484 | 6568.5007 | 6524.5319
| 6517.8499 | 6501.3442 | 6484 | 6568.3417 | 6524.3811
| 6517.6351 | 6500.4361 | 6484 | 6567.6086 | 6524.3066
| 6517.5647 | 6500.3975 | 6484 | 6567.6059 | 6523.7283
| 6517.5396 | 6499.4782 | 6483 | 6567.5317 | 6523.145
| 6517.4808 | 6499.3254 | 6483 | 6567.0745 | 6523.0224
| 6517.3657 | 6499.0977 | 6483 | 6566.2593 | 6522.8632
| 6517.1675 | 6498.6984 | 6483 | 6566.0163 | 6522.5552
| 6517.1442 | 6497.7808 | 6483 | 6565.3966 | 6522.5371
| 6516.9964 | 6497.5661 | 6482 | 6564.9242 | 6522.4596
| 6516.4457 | 6497.2571 | 6482 | 6564.0135 | 6522.4571
| 6516.3635 | 6497.2478 | 6482 | 6563.7018 | 6522.3807
| 6516.2757 | 6496.3842 | 6482 | 6563.6135 | 6522.2193
| 6515.7882 | 6496.299 | 6482 | 6563.227 | 6521.974
| 6515.7221 | 6496.0315 | 6481 | 6563.0208 | 6521.9032
| 6515.4336 | 6495.9308 | 6481 | 6562.9274 | 6521.8031
| 6514.3276 | 6495.9238 | 6481 | 6562.8934 | 6521.647
| 6513.8682 | 6495.2967 | 6481 | 6562.8186 | 6521.5126
| 6513.791 | 6495.2389 | 6481 | 6562.4894 | 6521.2522
| 6513.7053 | 6494.8802 | 6480 | 6561.6328 | 6521.2202
| 6513.4876 | 6494.8224 | 6480 | 6560.7698 | 6521.1034
| 6512.9317 | 6494.7266 | 6480 | 6560.6873 | 6521.0247
| 6511.9432 | 6494.657 | 6480 | 6560.6212 | 6520.9823
| 6511.2554 | 6494.4793 | 6480 | 6560.5905 | 6520.8976
| 6511.0546 | 6494.3516 | 6480 | 6560.363 | 6520.7409
| 6510.9936 | 6494.3213 | 6479 | 6559.504 | 6520.716
| 6510.8709 | 6494.2198 | 6479 | 6559.3258 | 6520.6206
| 6510.5409 | 6493.8717 | 6479 | 6559.2917 | 6520.3195
| 6509.9093 | 6493.6707 | 6479 | 6558.8356 | 6520.3156
| 6509.85 | 6493.5197 | 6479 | 6558.4435 | 6520.2747
| 6509.1225 | 6493.512 | 6479 | 6558.401 | 6520.1174
| 6508.9201 | 6493.4229 | 6478 | 6558.3824 | 6519.9941
| 6508.8519 | 6492.4099 | 6477 | 6558.073 | 6519.9741
| 6508.7635 | 6492.2873 | 6477 | 6558.0259 | 6519.7818
| 6508.6835 | 6491.9715 | 6477 | 6558.0259 | 6519.6888
| 6508.4813 | 6491.7124 | 6477 | 6557.7741 | 6519.6417
| 6508.4809 | 6491.6903 | 6477 | 6557.7007 | 6519.3626
| 6508.4786 | 6491.6229 | 6476 | 6557.5623 | 6519.3002
| 6508.0212 | 6491.6145 | 6476 | 6557.0815 | 6519.0384
| 6507.3447 | 6491.5436 | 6476 | 6556.523 | 6518.9223
| 6507.124 | 6491.4931 | 6476 | 6556.3805 | 6518.8112
| 6507.0585 | 6491.0249 | 6476 | 6556.2618 | 6518.6374
| 6506.749 | 6490.7696 | 6475 | 6555.9089 | 6518.312
| 6506.4372 | 6490.6904 | 6475 | 6555.7366 | 6518.2265
| 6505.9343 | 6490.4786 | 6474 | 6554.8627 | 6516.9288
| 6505.8998 | 6489.9161 | 6474 | 6554.4143 | 6516.7311
| 6505.4597 | 6489.8595 | 6474 | 6553.5664 | 6516.296
| 6505.1356 | 6489.6496 | 6474 | 6553.4811 | 6515.7614
| 6505.0863 | 6489.5195 | 6473 | 6553.104 | 6515.2037
| 6504.996 | 6488.9012 | 6473 | 6552.947 | 6514.9294
| 6504.8292 | 6488.7147 | 6473 | 6552.6426 | 6514.8713
| 6503.9223 | 6488.3355 | 6473 | 6551.956 | 6514.6744
| 6503.8431 | 6488.0002 | 6472 | 6551.8657 | 6514.1628
| 6503.7349 | 6487.9892 | 6472 | 6551.8206 | 6514.1481
| 6503.7023 | 6487.9105 | 6472 | 6551.6858 | 6514.1445
| 6503.058 | 6487.8226 | 6472 | 6551.5785 | 6513.2764
| 6502.9662 | 6487.4426 | 6472 | 6551.4052 | 6512.9876
| 6502.77 | 6487.3957 | 6471 | 6551.4016 | 6512.9163
| 6502.6887 | 6487.3606 | 6471 | 6551.3024 | 6512.8833
| 6502.5907 | 6487.2228 | 6471 | 6551.181 | 6512.8828
| 6502.4309 | 6486.9675 | 6471 | 6551.0501 | 6512.7769
| 6502.4298 | 6486.9028 | 6470 | 6550.7728 | 6512.6747
| 6501.9589 | 6486.8817 | 6470 | 6550.7508 | 6512.5718
| 6501.9584 | 6486.6554 | 6469 | 6550.633 | 6512.0983
| 6501.6187 | 6486.3669 | 6469 | 6550.3302 | 6511.691
| 6501.6181 | 6486.1503 | 6468 | 6550.1268 | 6511.5351
| 6501.4679 | 6485.5721 | 6468 | 6549.9019 | 6511.2279
| 6501.4635 | 6485.4565 | 6468 | 6549.8359 | 6511.0832
| 6500.8474 | 6485.3719 | 6467 | 6549.6769 | 6510.9663
| 6500.7706 | 6485.2575 | 6467 | 6549.4252 | 6510.8501
| 6500.6031 | 6485.2427 | 6467 | 6549.3543 | 6510.7874
| 6500.4916 | 6485.0099 | 6467 | 6549.344 | 6510.7205
| 6500.1059 | 6484.4561 | 6467 | 6548.6789 | 6510.2434
| 6500.0264 | 6484.3191 | 6467 | 6548.3299 | 6510.1809
| 6499.4416 | 6484.1252 | 6467 | 6548.1378 | 6509.9207
| 6499.232 | 6484.04 | 6467 | 6547.959 | 6509.7332
| 6499.1335 | 6483.865 | 6467 | 6547.9535 | 6509.2558
| 6499.116 | 6483.7082 | 6466 | 6547.9364 | 6509.1739
| 6498.1296 | 6483.0752 | 6466 | 6547.7407 | 6508.4599
| 6497.8609 | 6482.8753 | 6466 | 6547.7332 | 6508.4497
| 6497.7741 | 6482.7912 | 6465 | 6547.6942 | 6508.191
| 6497.2309 | 6482.2127 | 6465 | 6547.2918 | 6508.1506
| 6496.779 | 6482.1457 | 6465 | 6547.0691 | 6507.9312
| 6496.421 | 6481.5889 | 6465 | 6546.9932 | 6507.903
| 6496.3805 | 6481.5506 | 6465 | 6546.9726 | 6507.8415
| 6495.9799 | 6481.1067 | 6465 | 6546.8447 | 6507.6838
| 6495.6324 | 6480.9693 | 6464 | 6546.585 | 6507.2951
| 6495.457 | 6480.9213 | 6464 | 6546.479 | 6506.1265
| 6495.3138 | 6480.9177 | 6464 | 6546.2816 | 6505.9885
| 6495.1212 | 6480.9174 | 6463 | 6546.1093 | 6505.5764
| 6494.9916 | 6480.9133 | 6463 | 6546.0203 | 6505.3085
| 6494.8277 | 6480.2197 | 6463 | 6545.8938 | 6505.2375
| 6494.5282 | 6480.1197 | 6463 | 6545.7051 | 6505.138
| 6494.2344 | 6480.0626 | 6463 | 6545.5104 | 6504.8888
| 6494.2079 | 6480.0568 | 6463 | 6545.2584 | 6504.6124
| 6494.1582 | 6479.8269 | 6462 | 6545.059 | 6503.4772
| 6494.1172 | 6479.0622 | 6461 | 6544.9364 | 6503.3978
| 6493.9451 | 6479.0262 | 6461 | 6543.6392 | 6503.3826
| 6493.941 | 6478.5725 | 6461 | 6543.4626 | 6502.8481
| 6493.8259 | 6478.5451 | 6461 | 6543.1341 | 6502.8007
| 6493.548 | 6478.4408 | 6461 | 6542.8281 | 6502.6096
| 6493.1447 | 6478.3425 | 6461 | 6542.6138 | 6502.4377
| 6493.0712 | 6478.2048 | 6461 | 6542.5737 | 6502.3625
| 6493.0389 | 6478.1873 | 6460 | 6542.4457 | 6502.2933
| 6492.8585 | 6477.9224 | 6460 | 6542.1377 | 6501.7647
| 6492.7405 | 6477.6442 | 6458 | 6542.0465 | 6501.7252
| 6492.6862 | 6477.6242 | 6458 | 6541.8967 | 6500.9648
| 6492.2652 | 6477.5332 | 6458 | 6541.8626 | 6500.9541
| 6492.1082 | 6477.2737 | 6458 | 6541.6257 | 6500.7041
| 6491.9223 | 6477.2637 | 6457 | 6541.4926 | 6499.8033
| 6491.6615 | 6476.643 | 6457 | 6541.4139 | 6499.766
| 6491.5659 | 6476.4537 | 6456 | 6541.3511 | 6498.694
| 6491.236 | 6476.4274 | 6456 | 6541.325 | 6498.5682
| 6491.0359 | 6475.9975 | 6455 | 6541.2661 | 6498.2222
| 6490.7448 | 6475.2092 | 6455 | 6541.2278 | 6498.1884
| 6490.0778 | 6474.8212 | 6455 | 6541.1534 | 6498.0215
| 6490.0374 | 6474.117 | 6455 | 6541.1409 | 6497.7904
| 6489.7569 | 6473.8356 | 6455 | 6541.0393 | 6497.5598
| 6489.4252 | 6473.5782 | 6455 | 6540.902 | 6496.8818
| 6489.3674 | 6473.1844 | 6455 | 6540.4083 | 6496.6682
| 6489.3291 | 6472.8184 | 6455 | 6540.1985 | 6496.635
| 6489.2034 | 6472.7763 | 6454 | 6540.1965 | 6496.5839
| 6488.9968 | 6471.8404 | 6453 | 6540.1606 | 6496.426
| 6488.9921 | 6471.7447 | 6453 | 6539.9878 | 6496.1487
| 6488.97 | 6471.6875 | 6453 | 6539.6361 | 6496.1021
| 6488.7686 | 6471.3534 | 6453 | 6539.3261 | 6495.8075
| 6488.2115 | 6471.2324 | 6452 | 6539.0143 | 6495.6889
| 6488.0511 | 6471.2049 | 6452 | 6539.0072 | 6495.4981
| 6487.8558 | 6471.0592 | 6452 | 6538.8013 | 6495.1002
| 6487.1266 | 6471.0339 | 6452 | 6538.7637 | 6495.0656
| 6487.0753 | 6470.9563 | 6451 | 6538.6849 | 6495.0028
| 6486.8503 | 6469.6313 | 6450 | 6538.5588 | 6494.6347
| 6486.7932 | 6469.4776 | 6450 | 6538.3283 | 6494.3406
| 6486.6549 | 6468.9899 | 6450 | 6538.2531 | 6494.2844
| 6486.3453 | 6468.9253 | 6450 | 6537.7951 | 6494.1873
| 6485.9499 | 6468.8452 | 6450 | 6537.1871 | 6494.1223
| 6485.5077 | 6468.8177 | 6450 | 6537.1624 | 6493.0785
| 6485.3712 | 6468.7263 | 6450 | 6536.4265 | 6493.0644
| 6484.662 | 6468.3087 | 6449 | 6536.344 | 6492.8945
| 6484.656 | 6467.4553 | 6449 | 6536.2905 | 6492.7282
| 6484.6469 | 6467.316 | 6449 | 6536.1095 | 6492.492
| 6484.6376 | 6467.2002 | 6449 | 6536.0402 | 6492.4484
| 6484.4228 | 6466.7267 | 6449 | 6536.0305 | 6491.6496
| 6484.4047 | 6466.3029 | 6448 | 6535.7598 | 6491.5322
| 6484.359 | 6466.2402 | 6448 | 6535.5842 | 6491.4383
| 6484.2095 | 6465.9836 | 6448 | 6535.5365 | 6491.2063
| 6484.0652 | 6465.9748 | 6448 | 6534.921 | 6490.8768
| 6484.0431 | 6465.7714 | 6448 | 6534.8732 | 6490.5665
| 6484.014 | 6465.5727 | 6448 | 6534.8481 | 6490.4028
| 6483.5486 | 6465.4854 | 6447 | 6534.8401 | 6489.8954
| 6483.3324 | 6464.8578 | 6447 | 6534.7203 | 6489.8697
| 6483.1709 | 6464.4919 | 6447 | 6534.6881 | 6489.8642
| 6483.1415 | 6464.4055 | 6447 | 6534.5958 | 6489.7002
| 6482.8338 | 6464.2233 | 6446 | 6534.5739 | 6489.5175
| 6482.656 | 6463.8102 | 6446 | 6534.451 | 6489.3742
| 6482.0379 | 6463.5444 | 6445 | 6534.2799 | 6489.0259
| 6481.834 | 6463.5053 | 6445 | 6534.0774 | 6488.7018
| 6481.5306 | 6463.4445 | 6445 | 6534.064 | 6488.347
| 6481.368 | 6463.3925 | 6444 | 6533.8242 | 6487.9623
| 6481.1496 | 6463.3417 | 6444 | 6533.7391 | 6487.8832
| 6480.6683 | 6463.1839 | 6444 | 6533.6625 | 6487.6019
| 6479.9118 | 6463.0127 | 6444 | 6533.6533 | 6487.1288
| 6479.7765 | 6462.48 | 6444 | 6533.5363 | 6486.9595
| 6479.7367 | 6462.0782 | 6444 | 6533.4664 | 6486.7892
| 6479.5484 | 6461.9539 | 6443 | 6533.2477 | 6486.4215
| 6479.3331 | 6461.6266 | 6443 | 6532.7161 | 6486.3782
| 6479.234 | 6461.4143 | 6443 | 6532.3084 | 6486.091
| 6479.1637 | 6461.2461 | 6443 | 6530.5205 | 6485.5235
| 6479.1215 | 6461.0064 | 6442 | 6530.4053 | 6485.1712
| 6478.9155 | 6460.7904 | 6442 | 6530.3028 | 6485.0262
| 6478.6892 | 6460.7211 | 6442 | 6530.2564 | 6484.9304
| 6478.6263 | 6460.7046 | 6442 | 6530.2236 | 6484.4856
| 6478.3095 | 6460.292 | 6442 | 6529.9677 | 6484.0756
| 6478.2982 | 6460.0805 | 6442 | 6529.8609 | 6484.0216
| 6478.2376 | 6459.808 | 6441 | 6529.8579 | 6483.7092
| 6477.4922 | 6459.6741 | 6441 | 6529.7603 | 6483.2959
| 6477.006 | 6459.4772 | 6441 | 6529.7379 | 6482.9827
| 6476.9012 | 6459.3474 | 6441 | 6529.4904 | 6482.8158
| 6476.7791 | 6459.2177 | 6441 | 6529.3424 | 6482.2967
| 6476.7102 | 6459.1859 | 6441 | 6529.217 | 6482.1729
| 6476.7018 | 6458.751 | 6441 | 6528.3437 | 6481.9553
| 6476.6878 | 6458.4739 | 6441 | 6527.9337 | 6481.9031
| 6476.556 | 6458.077 | 6440 | 6527.7185 | 6481.7493
| 6476.4413 | 6458.044 | 6440 | 6527.5429 | 6481.5375
| 6476.2095 | 6457.9342 | 6440 | 6527.3848 | 6481.4526
| 6476.187 | 6457.7488 | 6440 | 6527.2784 | 6481.4265
| 6476.033 | 6457.5023 | 6440 | 6527.1266 | 6481.1055
| 6475.8517 | 6456.531 | 6440 | 6527.0909 | 6481.056
| 6475.5878 | 6456.4411 | 6440 | 6526.5863 | 6480.8942
| 6475.37 | 6456.3364 | 6439 | 6526.5352 | 6480.8503
| 6475.3207 | 6456.3158 | 6439 | 6526.4915 | 6480.0867
| 6474.5348 | 6456.3121 | 6439 | 6526.4307 | 6479.7676
| 6474.514 | 6455.5454 | 6439 | 6526.0146 | 6479.541
| 6474.353 | 6455.2755 | 6439 | 6525.8677 | 6479.1963
| 6473.8663 | 6455.2235 | 6439 | 6525.4245 | 6478.9054
| 6473.6464 | 6455.1934 | 6439 | 6524.9752 | 6478.2115
| 6473.338 | 6455.137 | 6438 | 6524.9012 | 6477.8572
| 6473.1515 | 6455.1338 | 6438 | 6524.4303 | 6476.8246
| 6473.0567 | 6454.5141 | 6437 | 6524.0259 | 6476.6402
| 6473.003 | 6453.7648 | 6437 | 6523.86 | 6476.5317
| 6472.7694 | 6453.6408 | 6437 | 6523.7716 | 6476.3326
| 6472.6921 | 6453.4778 | 6437 | 6523.7679 | 6475.6396
| 6472.643 | 6453.1469 | 6437 | 6523.6388 | 6475.5925
| 6472.263 | 6453.102 | 6436 | 6523.5709 | 6475.3887
| 6472.0974 | 6452.7241 | 6436 | 6523.4754 | 6475.316
| 6471.9704 | 6452.6794 | 6436 | 6522.9107 | 6475.2406
| 6471.8268 | 6451.7142 | 6435 | 6522.8452 | 6475.1127
| 6471.775 | 6451.703 | 6435 | 6522.6504 | 6475.1073
| 6471.3494 | 6451.3253 | 6434 | 6522.5752 | 6475.1002
| 6471.3329 | 6451.1133 | 6434 | 6522.4555 | 6475.0162
| 6470.9634 | 6450.381 | 6434 | 6522.3345 | 6474.9265
| 6470.4836 | 6449.7241 | 6434 | 6522.3053 | 6474.8655
| 6470.2831 | 6449.3161 | 6434 | 6522.2814 | 6474.7005
| 6470.053 | 6449.2039 | 6433 | 6521.8185 | 6474.0147
| 6470.0128 | 6449.1567 | 6433 | 6521.4417 | 6473.6658
| 6469.8325 | 6448.5004 | 6433 | 6521.2776 | 6473.4456
| 6469.6539 | 6448.3719 | 6433 | 6520.964 | 6472.9949
| 6469.5299 | 6447.5926 | 6433 | 6520.6789 | 6472.7246
| 6469.2008 | 6446.9376 | 6432 | 6520.6549 | 6472.376
| 6468.7619 | 6446.565 | 6432 | 6520.2387 | 6472.3497
| 6468.6378 | 6446.2181 | 6432 | 6519.9806 | 6471.9187
| 6468.6183 | 6446.2085 | 6431 | 6519.7551 | 6471.8748
| 6468.2822 | 6446.0373 | 6431 | 6519.408 | 6471.8279
| 6468.1274 | 6445.8464 | 6431 | 6518.972 | 6471.6856
| 6467.8608 | 6445.698 | 6430 | 6518.9206 | 6470.9411
| 6467.5552 | 6445.5096 | 6430 | 6518.7109 | 6470.9061
| 6467.5307 | 6444.4628 | 6430 | 6518.5601 | 6470.5527
| 6467.2776 | 6444.4355 | 6430 | 6518.2888 | 6470.2568
| 6467.1382 | 6444.2308 | 6429 | 6517.3 | 6470.1447
| 6466.9766 | 6444.0013 | 6429 | 6516.7243 | 6469.9322
| 6466.856 | 6443.8982 | 6429 | 6516.5121 | 6469.7378
| 6466.6317 | 6443.7556 | 6429 | 6516.5028 | 6469.5673
| 6466.3944 | 6443.663 | 6429 | 6516.2777 | 6469.4876
| 6465.7576 | 6443.6017 | 6429 | 6516.1374 | 6469.4175
| 6465.7319 | 6443.1215 | 6429 | 6515.9689 | 6468.6224
| 6465.1272 | 6442.9183 | 6428 | 6515.6417 | 6468.5456
| 6465.0435 | 6441.8004 | 6427 | 6515.5487 | 6468.2319
| 6464.9868 | 6441.7105 | 6427 | 6515.1531 | 6467.8268
| 6464.7707 | 6441.505 | 6427 | 6514.9836 | 6467.7497
| 6464.4303 | 6441.3421 | 6427 | 6514.2527 | 6467.139
| 6464.3901 | 6441.1379 | 6427 | 6514.0631 | 6466.5392
| 6464.2708 | 6441.0564 | 6427 | 6513.9836 | 6466.445
| 6463.771 | 6440.6052 | 6425 | 6513.7522 | 6465.862
| 6463.5067 | 6439.8331 | 6425 | 6513.5479 | 6465.8196
| 6463.336 | 6439.6091 | 6425 | 6513.3722 | 6465.7036
| 6462.4492 | 6439.3969 | 6425 | 6513.3697 | 6465.6024
| 6461.9635 | 6438.3379 | 6425 | 6513.2924 | 6465.4527
| 6461.8016 | 6438.1225 | 6425 | 6512.9278 | 6464.6937
| 6461.332 | 6437.9454 | 6424 | 6512.6426 | 6464.6376
| 6461.163 | 6437.4628 | 6424 | 6512.589 | 6463.7085
| 6460.9007 | 6437.2991 | 6424 | 6512.5188 | 6463.4081
| 6460.5284 | 6437.0169 | 6424 | 6511.6393 | 6463.3925
| 6460.3408 | 6436.9862 | 6423 | 6511.5301 | 6463.3082
| 6460.264 | 6436.9065 | 6423 | 6511.4711 | 6463.0935
| 6460.0212 | 6436.8727 | 6423 | 6511.3017 | 6462.8417
| 6459.9836 | 6436.7821 | 6423 | 6510.9987 | 6462.5855
| 6459.7932 | 6436.3849 | 6423 | 6510.6312 | 6462.547
| 6459.7697 | 6435.625 | 6423 | 6510.5944 | 6462.162
| 6459.4833 | 6435.6202 | 6422 | 6510.55 | 6461.9828
| 6459.4387 | 6435.3695 | 6421 | 6510.3173 | 6461.4986
| 6459.2888 | 6435.3492 | 6421 | 6510.1315 | 6461.1113
| 6459.1063 | 6434.2361 | 6421 | 6510.0856 | 6460.9759
| 6458.7307 | 6434.1455 | 6420 | 6510.0705 | 6460.546
| 6458.6886 | 6434.0372 | 6420 | 6509.784 | 6460.4905
| 6458.0142 | 6433.5942 | 6420 | 6509.1553 | 6460.2119
| 6457.9058 | 6433.1977 | 6420 | 6508.8448 | 6460.1045
| 6457.7958 | 6432.804 | 6420 | 6508.3862 | 6459.7557
| 6457.705 | 6432.6177 | 6420 | 6508.383 | 6459.7231
| 6457.6699 | 6432.3261 | 6420 | 6507.9039 | 6459.6967
| 6457.5626 | 6432.137 | 6420 | 6507.0183 | 6459.5935
| 6457.3835 | 6431.9688 | 6419 | 6506.8719 | 6459.5783
| 6456.7946 | 6431.5747 | 6419 | 6506.529 | 6459.2771
| 6456.5255 | 6431.1452 | 6419 | 6505.8807 | 6459.0895
| 6456.5014 | 6430.7981 | 6419 | 6505.7424 | 6459.0144
| 6456.4079 | 6430.7925 | 6418 | 6505.672 | 6458.1595
| 6455.7315 | 6430.5829 | 6418 | 6505.5499 | 6457.1529
| 6455.7074 | 6430.2248 | 6418 | 6505.4443 | 6456.874
| 6455.7046 | 6430.2082 | 6418 | 6505.2683 | 6456.7274
| 6455.6678 | 6430.1832 | 6417 | 6505.2334 | 6456.7114
| 6455.5465 | 6429.9651 | 6417 | 6505.0887 | 6456.5995
| 6455.4618 | 6429.8076 | 6417 | 6504.5807 | 6456.5001
| 6455.2679 | 6429.7215 | 6417 | 6503.4487 | 6455.2444
| 6455.0367 | 6429.6301 | 6417 | 6502.8733 | 6455.1886
| 6454.6744 | 6429.627 | 6417 | 6502.4475 | 6455.0324
| 6454.3483 | 6428.8273 | 6417 | 6502.3478 | 6454.562
| 6454.0677 | 6428.801 | 6416 | 6501.641 | 6454.4781
| 6454.0557 | 6428.5937 | 6416 | 6501.6202 | 6453.9245
| 6453.6982 | 6428.537 | 6416 | 6501.0114 | 6453.8649
| 6453.4189 | 6428.4092 | 6416 | 6500.2557 | 6453.8134
| 6452.7806 | 6428.2759 | 6416 | 6499.9801 | 6453.6318
| 6452.2514 | 6427.8679 | 6416 | 6499.6002 | 6453.4228
| 6452.0658 | 6427.7689 | 6415 | 6499.2846 | 6453.199
| 6451.9685 | 6427.6159 | 6415 | 6499.2842 | 6452.8453
| 6451.7675 | 6427.5673 | 6415 | 6499.0718 | 6452.4841
| 6451.5995 | 6427.2555 | 6414 | 6498.637 | 6452.4347
| 6451.5512 | 6427.0948 | 6414 | 6498.2633 | 6452.2091
| 6451.5106 | 6426.5606 | 6414 | 6498.1506 | 6451.8724
| 6451.4323 | 6426.0478 | 6414 | 6497.3128 | 6451.1906
| 6450.3939 | 6425.5628 | 6414 | 6496.4212 | 6450.9916
| 6450.3533 | 6425.4964 | 6413 | 6495.9524 | 6450.8275
| 6450.0007 | 6425.3382 | 6412 | 6495.8955 | 6450.6357
| 6449.8108 | 6425.3051 | 6412 | 6495.7646 | 6450.5109
| 6449.5381 | 6425.1724 | 6412 | 6495.2925 | 6450.4517
| 6449.206 | 6425.1086 | 6411 | 6494.9856 | 6450.1662
| 6448.6838 | 6425.0192 | 6411 | 6494.9417 | 6450.1405
| 6448.6477 | 6425.0116 | 6411 | 6494.6479 | 6449.9175
| 6448.4614 | 6424.7304 | 6411 | 6493.9749 | 6449.7205
| 6448.2041 | 6424.6698 | 6411 | 6493.7723 | 6449.4982
| 6448.1395 | 6424.378 | 6411 | 6493.675 | 6448.658
| 6447.3523 | 6422.9516 | 6411 | 6493.5316 | 6448.4408
| 6447.3478 | 6422.9122 | 6411 | 6493.0085 | 6448.064
| 6447.1582 | 6422.8679 | 6411 | 6492.8972 | 6447.4191
| 6447.0675 | 6422.7274 | 6410 | 6492.7374 | 6447.4024
| 6447.0213 | 6422.1613 | 6410 | 6492.3009 | 6446.0986
| 6446.2777 | 6422.0653 | 6410 | 6492.1103 | 6446.069
| 6446.2465 | 6421.0563 | 6410 | 6491.9357 | 6445.9574
| 6446.1498 | 6420.9563 | 6410 | 6491.8637 | 6445.8592
| 6445.8761 | 6420.8075 | 6409 | 6491.7956 | 6445.574
| 6445.8347 | 6420.6202 | 6408 | 6491.72 | 6445.2192
| 6445.7796 | 6420.4729 | 6408 | 6491.7067 | 6445.0938
| 6445.6688 | 6420.296 | 6408 | 6491.6756 | 6444.4702
| 6445.4385 | 6420.0281 | 6408 | 6491.6356 | 6444.3531
| 6445.1453 | 6419.8193 | 6408 | 6491.5917 | 6444.2475
| 6444.9987 | 6419.6411 | 6408 | 6491.4823 | 6443.6598
| 6444.9873 | 6419.2362 | 6408 | 6491.2626 | 6443.6141
| 6444.8589 | 6418.6981 | 6408 | 6490.8454 | 6443.0791
| 6444.8319 | 6418.4268 | 6407 | 6490.7638 | 6443.0072
| 6444.7362 | 6417.5457 | 6407 | 6490.5274 | 6442.9817
| 6444.725 | 6417.4749 | 6407 | 6490.2485 | 6442.9224
| 6444.6633 | 6417.4178 | 6406 | 6490.1089 | 6442.4944
| 6444.314 | 6417.0752 | 6406 | 6489.9338 | 6442.1417
| 6443.8646 | 6416.9614 | 6406 | 6489.8784 | 6441.8475
| 6443.7483 | 6416.8866 | 6406 | 6489.7339 | 6441.7797
| 6443.6058 | 6416.8759 | 6405 | 6489.3129 | 6441.5869
| 6443.2013 | 6416.8267 | 6405 | 6488.7674 | 6441.4542
| 6443.1691 | 6416.6754 | 6405 | 6488.7496 | 6441.4421
| 6442.859 | 6416.5102 | 6405 | 6488.5002 | 6441.2581
| 6442.5429 | 6416.439 | 6405 | 6488.0463 | 6441.0729
| 6442.3831 | 6415.8358 | 6405 | 6488.0388 | 6441.0459
| 6442.3587 | 6415.8106 | 6405 | 6487.9861 | 6440.9264
| 6441.7564 | 6415.2839 | 6405 | 6487.6576 | 6440.1384
| 6441.4177 | 6415.1287 | 6405 | 6487.3285 | 6439.8543
| 6441.3527 | 6415.0448 | 6404 | 6486.8271 | 6439.8332
| 6440.9711 | 6413.7867 | 6404 | 6486.4955 | 6439.4141
| 6440.7101 | 6413.608 | 6404 | 6486.1387 | 6438.6294
| 6440.4304 | 6413.5577 | 6404 | 6485.9653 | 6438.5726
| 6440.1823 | 6413.4826 | 6404 | 6485.7777 | 6438.4469
| 6440.0557 | 6412.8815 | 6404 | 6485.6196 | 6437.6933
| 6439.7943 | 6412.8515 | 6403 | 6485.4407 | 6437.4965
| 6439.6227 | 6412.8068 | 6403 | 6485.0787 | 6436.8938
| 6439.4766 | 6412.5228 | 6403 | 6485.0613 | 6436.2905
| 6439.315 | 6412.3948 | 6403 | 6484.978 | 6435.7288
| 6439.2209 | 6411.347 | 6402 | 6484.5556 | 6435.6487
| 6439.0411 | 6410.7926 | 6402 | 6484.5067 | 6435.2172
| 6438.9856 | 6410.4643 | 6401 | 6484.1109 | 6435.0762
| 6438.978 | 6410.2065 | 6401 | 6484.0276 | 6434.9827
| 6438.856 | 6410.2026 | 6401 | 6483.8381 | 6434.6794
| 6438.2941 | 6409.3698 | 6401 | 6483.6664 | 6434.637
| 6438.2223 | 6409.1155 | 6401 | 6483.4174 | 6434.3494
| 6438.1688 | 6408.9837 | 6401 | 6483.1701 | 6434.0766
| 6437.968 | 6408.9671 | 6400 | 6483.0466 | 6434.0506
| 6437.8696 | 6408.3695 | 6400 | 6482.9716 | 6433.8168
| 6437.3568 | 6408.1144 | 6400 | 6482.855 | 6432.5024
| 6437.253 | 6408.0815 | 6399 | 6482.8537 | 6432.3524
| 6437.2281 | 6408.067 | 6399 | 6482.7684 | 6432.2248
| 6436.8862 | 6407.7924 | 6399 | 6482.4444 | 6431.9049
| 6436.5735 | 6407.7354 | 6399 | 6481.8512 | 6431.7299
| 6436.3367 | 6407.2595 | 6399 | 6481.7007 | 6431.5881
| 6436.2023 | 6407.0744 | 6399 | 6481.6795 | 6431.3238
| 6436.016 | 6407.0714 | 6399 | 6481.2387 | 6431.1266
| 6435.6688 | 6406.9807 | 6399 | 6481.1894 | 6430.6371
| 6435.6447 | 6406.8526 | 6399 | 6480.6851 | 6430.2402
| 6435.5752 | 6406.5333 | 6398 | 6478.8311 | 6430.1631
| 6434.652 | 6406.4475 | 6398 | 6478.7978 | 6430.1002
| 6434.6372 | 6406.2531 | 6398 | 6478.6573 | 6430.0726
| 6434.636 | 6406.2364 | 6398 | 6478.5541 | 6429.6744
| 6434.4165 | 6406.086 | 6398 | 6478.1709 | 6429.486
| 6434.3693 | 6406.0355 | 6398 | 6478.0915 | 6429.4254
| 6433.4033 | 6406.0084 | 6397 | 6477.9444 | 6429.419
| 6433.3455 | 6405.9401 | 6397 | 6477.5998 | 6429.3942
| 6433.1873 | 6405.8456 | 6397 | 6477.4225 | 6428.2839
| 6432.891 | 6405.8098 | 6396 | 6476.6161 | 6428.0729
| 6432.5578 | 6405.6663 | 6396 | 6476.442 | 6427.5747
| 6432.4085 | 6405.3405 | 6396 | 6476.2479 | 6427.3897
| 6432.3957 | 6405.0957 | 6396 | 6476.1129 | 6427.3016
| 6431.6172 | 6405.0333 | 6395 | 6476.0198 | 6427.2195
| 6431.4672 | 6404.8228 | 6395 | 6475.8711 | 6427.0433
| 6431.4275 | 6404.4474 | 6394 | 6475.3992 | 6426.9033
| 6431.2385 | 6404.3929 | 6394 | 6475.2606 | 6426.8226
| 6430.9833 | 6404.1981 | 6394 | 6475.053 | 6425.4519
| 6430.5532 | 6404.1929 | 6393 | 6475.0312 | 6425.3313
| 6430.5152 | 6404.127 | 6393 | 6474.942 | 6425.1789
| 6429.555 | 6404.0961 | 6393 | 6474.1215 | 6425.1344
| 6429.5123 | 6404.0881 | 6393 | 6473.2925 | 6425.0969
| 6429.4453 | 6403.3765 | 6393 | 6473.2904 | 6425.0671
| 6429.3883 | 6403.2723 | 6393 | 6473.2222 | 6424.7702
| 6429.3279 | 6403.1076 | 6393 | 6472.9662 | 6424.7667
| 6429.31 | 6403.0927 | 6393 | 6472.8229 | 6424.0689
| 6428.0857 | 6403.0112 | 6393 | 6472.6191 | 6423.9297
| 6427.5356 | 6402.9367 | 6393 | 6472.2874 | 6423.9128
| 6427.4498 | 6402.9112 | 6392 | 6472.281 | 6423.1582
| 6426.8602 | 6402.8265 | 6392 | 6472.096 | 6422.9341
| 6426.7911 | 6402.6935 | 6392 | 6472.0831 | 6422.3205
| 6426.3259 | 6402.6348 | 6391 | 6471.8144 | 6422.2582
| 6425.9665 | 6402.4904 | 6391 | 6471.6175 | 6422.1475
| 6425.9392 | 6402.2275 | 6391 | 6471.386 | 6421.7896
| 6425.8862 | 6401.3752 | 6390 | 6471.3697 | 6421.7757
| 6425.6396 | 6401.2643 | 6390 | 6471.3697 | 6421.1833
| 6425.4868 | 6400.8603 | 6390 | 6471.3083 | 6421.1829
| 6425.4541 | 6400.8129 | 6390 | 6470.77 | 6420.004
| 6425.1349 | 6399.7606 | 6390 | 6470.1784 | 6419.9692
| 6424.9306 | 6399.6918 | 6390 | 6470.0439 | 6419.7087
| 6424.8964 | 6399.6662 | 6389 | 6469.8227 | 6419.688
| 6424.3994 | 6399.5459 | 6389 | 6469.7707 | 6419.3723
| 6424.2432 | 6399.2596 | 6389 | 6468.8842 | 6419.053
| 6424.0494 | 6398.8973 | 6388 | 6468.1882 | 6419.0361
| 6423.8552 | 6398.5672 | 6388 | 6468.0993 | 6418.9362
| 6423.2921 | 6398.2142 | 6388 | 6467.6733 | 6418.9197
| 6422.5597 | 6398.0073 | 6388 | 6467.4426 | 6417.86
| 6422.3953 | 6397.7563 | 6387 | 6467.3775 | 6417.8366
| 6422.3387 | 6397.5844 | 6387 | 6467.0162 | 6416.9654
| 6422.3205 | 6397.1594 | 6387 | 6466.7486 | 6416.9181
| 6422.2057 | 6397.1566 | 6386 | 6466.7195 | 6416.879
| 6422.1555 | 6397.0187 | 6386 | 6466.4164 | 6416.3673
| 6422.1022 | 6396.9817 | 6386 | 6465.3223 | 6416.1965
| 6421.7047 | 6396.6247 | 6386 | 6464.8303 | 6416.0446
| 6421.5769 | 6396.5399 | 6386 | 6464.6216 | 6415.6372
| 6421.3952 | 6396.4774 | 6386 | 6464.563 | 6415.5075
| 6421.3751 | 6396.2649 | 6385 | 6464.4402 | 6415.5062
| 6420.9084 | 6396.113 | 6385 | 6464.413 | 6415.4416
| 6420.8172 | 6396.0711 | 6385 | 6464.0261 | 6415.2877
| 6420.7673 | 6396.0461 | 6385 | 6463.7679 | 6415.2473
| 6420.7385 | 6395.7588 | 6384 | 6463.4795 | 6414.9267
| 6420.6894 | 6395.5285 | 6384 | 6463.39 | 6414.7278
| 6420.4497 | 6395.4737 | 6384 | 6463.3138 | 6414.5428
| 6419.9888 | 6395.3588 | 6384 | 6463.2993 | 6414.4249
| 6419.8594 | 6395.0864 | 6383 | 6463.267 | 6414.3151
| 6419.8421 | 6394.9285 | 6383 | 6462.9743 | 6414.1151
| 6419.5198 | 6394.8988 | 6383 | 6462.2759 | 6413.74
| 6419.4286 | 6394.7396 | 6382 | 6462.1749 | 6413.6776
| 6418.9938 | 6394.661 | 6382 | 6462.1603 | 6413.6228
| 6418.8965 | 6394.4882 | 6382 | 6461.9815 | 6413.4257
| 6418.7475 | 6394.4745 | 6382 | 6461.8801 | 6413.402
| 6417.7743 | 6394.474 | 6381 | 6461.5055 | 6413.2593
| 6417.7045 | 6394.4253 | 6381 | 6461.1819 | 6413.253
| 6417.6938 | 6394.2957 | 6381 | 6460.6611 | 6412.9619
| 6417.5336 | 6394.2754 | 6381 | 6460.3234 | 6412.919
| 6417.5177 | 6394.212 | 6381 | 6459.748 | 6412.2402
| 6417.2157 | 6393.7532 | 6381 | 6459.705 | 6412.1611
| 6417.0789 | 6393.6928 | 6381 | 6459.6431 | 6412.0975
| 6417.066 | 6393.0348 | 6380 | 6459.4641 | 6411.7039
| 6416.7791 | 6392.5376 | 6380 | 6457.9609 | 6411.006
| 6416.4835 | 6392.5182 | 6380 | 6457.9279 | 6410.9238
| 6415.8684 | 6392.4426 | 6380 | 6457.7431 | 6410.8671
| 6415.8377 | 6392.3073 | 6380 | 6457.6924 | 6410.7481
| 6415.5884 | 6392.1926 | 6379 | 6457.6667 | 6410.024
| 6415.4424 | 6392.1176 | 6379 | 6457.6034 | 6409.774
| 6415.3886 | 6391.9564 | 6379 | 6457.5938 | 6409.746
| 6415.1782 | 6391.8745 | 6379 | 6457.4018 | 6409.707
| 6414.9828 | 6391.7993 | 6379 | 6457.1213 | 6409.5153
| 6414.7874 | 6391.3982 | 6379 | 6457.0306 | 6409.1713
| 6414.6592 | 6391.3884 | 6379 | 6456.9839 | 6409.0778
| 6414.4126 | 6391.2562 | 6378 | 6456.9292 | 6408.7953
| 6414.3405 | 6391.0413 | 6378 | 6456.4141 | 6408.7858
| 6414.1751 | 6390.6591 | 6378 | 6456.0869 | 6408.5828
| 6414.0577 | 6390.4928 | 6378 | 6455.8466 | 6408.319
| 6413.4868 | 6390.4438 | 6378 | 6455.4236 | 6408.1168
| 6413.3863 | 6390.2215 | 6377 | 6455.1755 | 6407.9039
| 6413.3596 | 6388.844 | 6376 | 6454.5328 | 6407.5507
| 6413.2815 | 6388.7454 | 6376 | 6454.4313 | 6407.487
| 6413.1125 | 6388.6504 | 6376 | 6454.2504 | 6407.4686
| 6412.8708 | 6388.6275 | 6376 | 6453.6808 | 6407.374
| 6412.7664 | 6388.6059 | 6376 | 6453.599 | 6406.9511
| 6412.7422 | 6388.4906 | 6376 | 6453.3914 | 6406.0571
| 6412.6989 | 6387.9946 | 6376 | 6452.8903 | 6405.666
| 6412.3804 | 6387.5251 | 6376 | 6452.5756 | 6405.1518
| 6412.1666 | 6387.4445 | 6376 | 6452.0409 | 6405.1281
| 6412.0472 | 6387.2642 | 6375 | 6451.9509 | 6405.0059
| 6411.9918 | 6387.2212 | 6375 | 6450.852 | 6404.6029
| 6411.988 | 6386.8818 | 6375 | 6450.5371 | 6404.5048
| 6411.9753 | 6386.756 | 6375 | 6450.1764 | 6404.206
| 6411.8155 | 6386.6581 | 6375 | 6450.0648 | 6404.1882
| 6411.7648 | 6386.594 | 6375 | 6449.9919 | 6403.953
| 6411.7378 | 6386.3978 | 6374 | 6449.9556 | 6403.9436
| 6411.6612 | 6386.1711 | 6374 | 6449.9334 | 6403.9309
| 6411.4022 | 6385.7132 | 6374 | 6449.9173 | 6403.7437
| 6410.9219 | 6385.1896 | 6373 | 6449.1937 | 6403.6082
| 6410.8795 | 6384.8938 | 6373 | 6449.1632 | 6403.1499
| 6410.8519 | 6384.834 | 6372 | 6448.8918 | 6403.0617
| 6410.6362 | 6384.7772 | 6372 | 6448.0665 | 6402.8718
| 6410.4254 | 6384.7039 | 6371 | 6447.7586 | 6402.8619
| 6410.0854 | 6384.5298 | 6371 | 6447.7097 | 6402.8546
| 6409.9388 | 6384.4496 | 6371 | 6447.6597 | 6402.7536
| 6409.9315 | 6384.4032 | 6370 | 6447.5998 | 6402.6677
| 6409.7086 | 6384.2562 | 6370 | 6447.59 | 6402.5424
| 6409.6878 | 6384.151 | 6370 | 6447.5472 | 6402.2594
| 6409.6348 | 6384.0886 | 6369 | 6447.391 | 6402.0511
| 6408.9375 | 6383.9863 | 6369 | 6447.2945 | 6402.0289
| 6408.8431 | 6383.6271 | 6369 | 6447.0612 | 6401.5266
| 6408.1786 | 6383.2162 | 6368 | 6446.9178 | 6401.2817
| 6407.9561 | 6382.6616 | 6368 | 6446.7405 | 6401.1915
| 6407.7451 | 6382.2952 | 6368 | 6446.6356 | 6400.917
| 6407.7139 | 6382.2205 | 6368 | 6446.5231 | 6400.7989
| 6407.6038 | 6381.945 | 6367 | 6446.4303 | 6399.8013
| 6407.3544 | 6381.8134 | 6367 | 6446.3566 | 6399.5655
| 6407.3108 | 6381.691 | 6367 | 6446.3234 | 6399.5036
| 6407.2772 | 6381.6479 | 6367 | 6446.1169 | 6399.3506
| 6407.0448 | 6381.2781 | 6367 | 6445.7356 | 6399.3152
| 6406.947 | 6381.0215 | 6366 | 6445.3667 | 6398.9954
| 6406.887 | 6381.0061 | 6366 | 6445.2102 | 6398.6794
| 6406.753 | 6380.9489 | 6366 | 6444.6271 | 6398.5017
| 6406.5936 | 6380.9077 | 6366 | 6444.5263 | 6397.8354
| 6406.4723 | 6380.8967 | 6366 | 6444.1225 | 6397.4586
| 6406.4292 | 6380.7734 | 6365 | 6443.7423 | 6397.2731
| 6406.2722 | 6380.3622 | 6365 | 6443.0563 | 6397.1027
| 6406.1344 | 6380.1913 | 6364 | 6442.9041 | 6397.087
| 6405.8978 | 6380.1199 | 6364 | 6442.2027 | 6396.9098
| 6405.5887 | 6379.5453 | 6364 | 6442.1719 | 6396.6673
| 6405.5002 | 6379.385 | 6363 | 6442.0401 | 6396.6458
| 6405.421 | 6379.2208 | 6363 | 6441.4037 | 6396.3155
| 6405.4013 | 6378.9549 | 6363 | 6441.1913 | 6396.3063
| 6405.2897 | 6378.7913 | 6363 | 6441.1109 | 6395.9121
| 6405.2873 | 6378.3509 | 6363 | 6440.7467 | 6395.866
| 6405.0867 | 6377.3223 | 6363 | 6440.7302 | 6395.8304
| 6405.0113 | 6377.2452 | 6362 | 6440.6358 | 6395.4509
| 6404.4253 | 6376.9413 | 6362 | 6440.5846 | 6395.1638
| 6404.3826 | 6376.8758 | 6362 | 6440.5444 | 6394.5739
| 6404.3253 | 6376.3026 | 6361 | 6440.3882 | 6394.4095
| 6403.9317 | 6376.1804 | 6361 | 6439.6116 | 6394.2503
| 6403.8308 | 6375.9284 | 6361 | 6439.5657 | 6393.5296
| 6403.6504 | 6375.5934 | 6361 | 6438.973 | 6392.6875
| 6403.4436 | 6375.5717 | 6361 | 6438.7989 | 6392.5102
| 6403.1007 | 6375.5664 | 6361 | 6438.2708 | 6392.2919
| 6402.888 | 6375.4722 | 6361 | 6438.1983 | 6392.2102
| 6402.7577 | 6375.2652 | 6361 | 6437.8911 | 6391.8692
| 6402.7568 | 6375.1024 | 6361 | 6437.1995 | 6391.1983
| 6402.5567 | 6375.078 | 6360 | 6436.7491 | 6390.4255
| 6402.4522 | 6375.0526 | 6360 | 6436.6744 | 6390.2961
| 6402.2875 | 6374.9813 | 6360 | 6436.6184 | 6390.0427
| 6402.2665 | 6374.8867 | 6360 | 6436.3398 | 6389.7833
| 6401.9566 | 6374.8862 | 6359 | 6435.8708 | 6389.738
| 6401.5893 | 6374.6351 | 6359 | 6435.5029 | 6389.7005
| 6401.5745 | 6373.9337 | 6358 | 6435.015 | 6389.6778
| 6401.296 | 6373.8643 | 6358 | 6434.6106 | 6389.2685
| 6401.294 | 6373.7914 | 6358 | 6434.3489 | 6389.1718
| 6401.1493 | 6373.1307 | 6358 | 6434.3346 | 6388.7981
| 6401.0206 | 6373.0644 | 6357 | 6434.2921 | 6388.5044
| 6400.9541 | 6372.1955 | 6357 | 6434.0628 | 6388.3981
| 6400.9244 | 6371.9238 | 6356 | 6433.5827 | 6388.2719
| 6400.8115 | 6371.4968 | 6356 | 6433.4495 | 6388.2145
| 6400.7699 | 6371.3638 | 6356 | 6433.4054 | 6388.0746
| 6400.6208 | 6371.3011 | 6356 | 6433.3753 | 6387.2852
| 6400.5738 | 6370.9012 | 6356 | 6433.3507 | 6387.2305
| 6400.3423 | 6370.6186 | 6355 | 6433.1536 | 6386.1644
| 6400.3262 | 6370.4827 | 6355 | 6433.1357 | 6386.0843
| 6399.8902 | 6370.0697 | 6355 | 6433.0043 | 6385.4904
| 6399.8144 | 6370.0272 | 6355 | 6432.9865 | 6385.2723
| 6399.7335 | 6369.8656 | 6354 | 6432.9017 | 6385.1598
| 6399.722 | 6369.7638 | 6354 | 6432.6876 | 6385.106
| 6399.5678 | 6369.5471 | 6354 | 6432.5272 | 6385.0764
| 6399.2173 | 6369.4652 | 6354 | 6432.0832 | 6384.8802
| 6399.0247 | 6369.403 | 6353 | 6431.9749 | 6384.8221
| 6398.9926 | 6369.3408 | 6353 | 6431.8857 | 6384.7556
| 6398.4009 | 6369.2343 | 6353 | 6431.7548 | 6384.5267
| 6398.2109 | 6368.9299 | 6353 | 6431.6228 | 6383.8097
| 6398.2089 | 6368.8355 | 6353 | 6431.4402 | 6383.7839
| 6397.9281 | 6368.3939 | 6352 | 6431.3897 | 6383.4871
| 6397.8881 | 6367.5799 | 6352 | 6430.9294 | 6382.971
| 6397.8374 | 6367.5515 | 6352 | 6430.6204 | 6382.9617
| 6397.8267 | 6367.3361 | 6352 | 6430.4614 | 6382.9107
| 6397.5264 | 6367.2774 | 6352 | 6430.0665 | 6382.7136
| 6397.3851 | 6367.2408 | 6352 | 6429.6298 | 6382.6181
| 6397.1444 | 6366.7703 | 6352 | 6429.6183 | 6381.8875
| 6396.7666 | 6366.7157 | 6352 | 6429.0119 | 6381.0578
| 6396.7445 | 6366.4782 | 6351 | 6428.4805 | 6381.033
| 6396.0864 | 6366.1023 | 6351 | 6428.4098 | 6380.9499
| 6396.0477 | 6364.9684 | 6351 | 6428.2796 | 6380.702
| 6395.587 | 6364.8583 | 6351 | 6428.2109 | 6380.3227
| 6395.4884 | 6364.8582 | 6351 | 6428.1145 | 6380.081
| 6395.1345 | 6364.373 | 6351 | 6427.9386 | 6379.8301
| 6395.0948 | 6363.9868 | 6351 | 6427.9257 | 6379.8137
| 6395.0722 | 6363.8922 | 6351 | 6427.4065 | 6379.6013
| 6394.8095 | 6363.833 | 6350 | 6426.9798 | 6379.5121
| 6394.7909 | 6363.7104 | 6350 | 6426.7375 | 6379.29
| 6394.6117 | 6363.2527 | 6350 | 6426.4642 | 6379.2691
| 6394.2618 | 6363.1576 | 6349 | 6426.3293 | 6379.1406
| 6394.1911 | 6362.7859 | 6349 | 6426.0522 | 6379.0947
| 6394.1557 | 6362.7467 | 6349 | 6426.0292 | 6379.0696
| 6394.0255 | 6362.0143 | 6349 | 6425.9358 | 6379.0003
| 6393.959 | 6361.8475 | 6349 | 6425.8523 | 6378.9783
| 6393.8963 | 6361.7827 | 6349 | 6425.8478 | 6378.6217
| 6393.751 | 6361.7692 | 6349 | 6425.2114 | 6378.555
| 6393.5315 | 6361.4504 | 6348 | 6425.0579 | 6378.4881
| 6393.5025 | 6361.4195 | 6348 | 6424.9382 | 6378.2437
| 6393.3769 | 6361.0899 | 6348 | 6424.9222 | 6378.0354
| 6393.2953 | 6360.972 | 6348 | 6424.6951 | 6377.913
| 6392.8811 | 6360.8463 | 6348 | 6424.3111 | 6377.6319
| 6392.739 | 6360.5253 | 6348 | 6423.8145 | 6377.5184
| 6392.3879 | 6360.5163 | 6348 | 6423.636 | 6377.39
| 6392.2659 | 6360.0044 | 6348 | 6423.4751 | 6376.8842
| 6392.2644 | 6359.9739 | 6348 | 6423.468 | 6376.6917
| 6391.9062 | 6359.7718 | 6347 | 6423.4152 | 6376.6091
| 6391.673 | 6359.7114 | 6347 | 6423.133 | 6376.599
| 6391.33 | 6359.6816 | 6347 | 6422.8932 | 6376.5498
| 6390.902 | 6359.5333 | 6347 | 6422.145 | 6376.2604
| 6390.8629 | 6359.3741 | 6347 | 6421.9427 | 6375.8492
| 6390.7133 | 6359.3011 | 6347 | 6421.5784 | 6375.5517
| 6390.6932 | 6359.0528 | 6346 | 6421.5036 | 6374.6294
| 6390.6302 | 6358.9647 | 6346 | 6421.2631 | 6374.5525
| 6390.3024 | 6357.9402 | 6346 | 6421.0367 | 6374.1052
| 6390.1826 | 6357.6443 | 6346 | 6420.7996 | 6373.8055
| 6390.0318 | 6356.6853 | 6346 | 6420.7596 | 6373.5437
| 6389.861 | 6356.5252 | 6345 | 6420.2118 | 6373.2803
| 6389.7485 | 6356.2732 | 6345 | 6420.0999 | 6373.0408
| 6389.7099 | 6356.0635 | 6345 | 6420.0539 | 6372.9395
| 6389.6427 | 6355.9158 | 6345 | 6419.9089 | 6372.7784
| 6389.5805 | 6355.8619 | 6344 | 6419.8851 | 6372.5914
| 6389.51 | 6355.7662 | 6344 | 6419.7775 | 6372.4674
| 6389.2865 | 6355.663 | 6344 | 6419.5538 | 6372.446
| 6389.2102 | 6355.5502 | 6344 | 6419.5507 | 6372.3314
| 6388.9011 | 6355.2656 | 6344 | 6419.5094 | 6371.7649
| 6388.8543 | 6355.1835 | 6344 | 6419.4634 | 6371.6701
| 6388.623 | 6355.1603 | 6343 | 6419.1036 | 6371.4013
| 6388.206 | 6354.8673 | 6343 | 6418.5665 | 6371.1141
| 6388.0743 | 6354.6342 | 6343 | 6418.4392 | 6370.6593
| 6387.8009 | 6354.4837 | 6342 | 6418.115 | 6370.5903
| 6387.7514 | 6354.2966 | 6342 | 6417.3814 | 6369.9802
| 6387.6146 | 6354.2819 | 6342 | 6417.2891 | 6369.296
| 6387.5945 | 6353.9531 | 6342 | 6417.1814 | 6368.527
| 6387.5758 | 6353.9419 | 6341 | 6417.138 | 6368.2196
| 6387.5655 | 6353.9041 | 6341 | 6416.5878 | 6367.387
| 6387.4582 | 6353.7114 | 6341 | 6416.5323 | 6366.5223
| 6387.417 | 6353.7104 | 6341 | 6416.5249 | 6366.4829
| 6386.8956 | 6353.5898 | 6341 | 6416.2922 | 6365.8208
| 6386.8209 | 6353.1618 | 6341 | 6416.2854 | 6365.6135
| 6386.6045 | 6352.8519 | 6340 | 6415.9896 | 6365.5472
| 6386.3562 | 6352.6819 | 6340 | 6415.7347 | 6365.3821
| 6386.2582 | 6351.6609 | 6340 | 6415.1567 | 6365.1788
| 6386.1947 | 6351.4581 | 6340 | 6415.049 | 6365.0492
| 6386.0406 | 6351.1814 | 6339 | 6414.8009 | 6364.8546
| 6385.7944 | 6350.5773 | 6339 | 6414.4924 | 6363.9316
| 6385.1009 | 6350.4423 | 6339 | 6414.4924 | 6363.8804
| 6385.0207 | 6350.2845 | 6339 | 6414.4901 | 6363.8481
| 6384.6415 | 6350.1419 | 6339 | 6414.4707 | 6363.8063
| 6384.123 | 6349.9702 | 6338 | 6414.3918 | 6363.2002
| 6383.848 | 6349.9154 | 6338 | 6414.297 | 6363.0085
| 6383.8287 | 6349.7531 | 6338 | 6414.0871 | 6362.6316
| 6383.5815 | 6349.6771 | 6338 | 6413.6937 | 6362.555
| 6383.4167 | 6349.4482 | 6337 | 6413.2903 | 6362.1498
| 6383.3859 | 6349.1993 | 6337 | 6412.9184 | 6361.0273
| 6383.361 | 6349.1539 | 6336 | 6412.4351 | 6361.0244
| 6382.775 | 6348.5228 | 6336 | 6412.4094 | 6360.819
| 6382.7381 | 6348.068 | 6336 | 6412.3889 | 6360.8101
| 6382.3231 | 6347.9884 | 6336 | 6411.918 | 6360.5882
| 6382.1231 | 6347.9095 | 6336 | 6411.7413 | 6360.3202
| 6381.8568 | 6347.8147 | 6336 | 6411.4941 | 6360.311
| 6381.684 | 6347.5885 | 6336 | 6411.4371 | 6360.1597
| 6381.6652 | 6346.9175 | 6336 | 6411.3855 | 6359.7919
| 6381.5685 | 6346.7082 | 6335 | 6410.7761 | 6359.7292
| 6381.471 | 6346.6084 | 6335 | 6409.8571 | 6359.7028
| 6381.2081 | 6346.49 | 6335 | 6409.8484 | 6358.8865
| 6380.8673 | 6346.091 | 6335 | 6409.7451 | 6358.5873
| 6380.8048 | 6345.5933 | 6334 | 6409.4686 | 6358.4538
| 6380.5175 | 6345.2465 | 6334 | 6409.3211 | 6358.0685
| 6380.4743 | 6345.0937 | 6334 | 6409.2821 | 6358.0456
| 6380.296 | 6344.7502 | 6334 | 6409.2156 | 6357.8865
| 6380.2781 | 6344.6831 | 6334 | 6409.1241 | 6357.7976
| 6380.2303 | 6344.5743 | 6333 | 6408.6496 | 6357.6111
| 6380.0759 | 6344.2814 | 6333 | 6408.6359 | 6357.4186
| 6379.9433 | 6344.04 | 6333 | 6408.4251 | 6357.3492
| 6379.8964 | 6344.0023 | 6333 | 6408.2718 | 6356.933
| 6379.8681 | 6343.6427 | 6333 | 6407.3584 | 6356.883
| 6379.651 | 6342.2803 | 6333 | 6407.0322 | 6356.758
| 6379.5082 | 6342.278 | 6333 | 6407.026 | 6356.3693
| 6379.4173 | 6342.2161 | 6333 | 6406.7124 | 6356.3665
| 6379.4078 | 6342.09 | 6333 | 6406.7074 | 6356.3547
| 6379.3232 | 6341.9509 | 6333 | 6406.4035 | 6355.9891
| 6379.1414 | 6341.7817 | 6332 | 6406.3228 | 6355.8486
| 6379.0251 | 6341.6661 | 6332 | 6406.2641 | 6355.7777
| 6378.544 | 6341.3472 | 6331 | 6406.1324 | 6355.7765
| 6378.533 | 6341.2219 | 6331 | 6406.0751 | 6355.7348
| 6378.4287 | 6341.0496 | 6331 | 6405.8033 | 6355.6298
| 6378.425 | 6340.9882 | 6331 | 6405.6019 | 6355.0758
| 6378.2109 | 6340.9773 | 6330 | 6405.4633 | 6354.863
| 6378.1778 | 6340.9383 | 6330 | 6405.1267 | 6354.8459
| 6378.0445 | 6340.8521 | 6330 | 6405.1163 | 6354.5469
| 6377.9462 | 6340.6506 | 6330 | 6405.0033 | 6354.5297
| 6377.9221 | 6340.4722 | 6330 | 6404.7936 | 6354.4507
| 6377.6829 | 6339.9075 | 6329 | 6404.6971 | 6354.3443
| 6377.1261 | 6339.7433 | 6329 | 6404.3952 | 6354.1663
| 6377.0447 | 6339.5866 | 6329 | 6404.3817 | 6353.9605
| 6377.0179 | 6339.3203 | 6329 | 6403.4795 | 6353.9105
| 6376.9232 | 6339.2393 | 6329 | 6403.2951 | 6353.369
| 6376.8826 | 6338.821 | 6328 | 6403.0749 | 6353.3505
| 6376.6999 | 6338.1941 | 6327 | 6402.5624 | 6353.0765
| 6376.4613 | 6338.0958 | 6327 | 6402.4206 | 6352.4464
| 6376.1715 | 6337.9858 | 6327 | 6402.3401 | 6351.9218
| 6376.0079 | 6337.804 | 6327 | 6402.1939 | 6351.7486
| 6375.96 | 6337.7589 | 6327 | 6401.7469 | 6351.6208
| 6375.9245 | 6337.5751 | 6326 | 6401.629 | 6351.3589
| 6375.778 | 6337.3326 | 6326 | 6401.3946 | 6351.0195
| 6375.4552 | 6337.2653 | 6326 | 6401.1709 | 6350.4733
| 6375.4353 | 6337.0718 | 6326 | 6400.7678 | 6350.2734
| 6375.152 | 6336.7832 | 6326 | 6400.7279 | 6350.0654
| 6375.017 | 6336.7228 | 6326 | 6400.632 | 6349.6116
| 6374.8463 | 6336.7218 | 6326 | 6400.4663 | 6348.8861
| 6374.4535 | 6336.6262 | 6325 | 6400.3393 | 6348.8366
| 6374.3661 | 6335.9201 | 6325 | 6400.1832 | 6348.7483
| 6374.2105 | 6335.6414 | 6325 | 6399.9128 | 6348.7267
| 6374.0508 | 6335.621 | 6324 | 6399.6594 | 6348.6318
| 6373.7681 | 6335.4875 | 6324 | 6398.1546 | 6348.5128
| 6373.4815 | 6335.3228 | 6324 | 6397.8755 | 6348.4943
| 6373.3834 | 6334.9797 | 6324 | 6397.3151 | 6347.9754
| 6373.3657 | 6334.4124 | 6323 | 6397.0248 | 6347.9613
| 6373.2913 | 6334.3975 | 6323 | 6396.8529 | 6347.8598
| 6373.2078 | 6334.3564 | 6323 | 6396.8162 | 6347.7679
| 6373.0983 | 6334.3226 | 6323 | 6396.8099 | 6347.6601
| 6373.0108 | 6334.3077 | 6323 | 6396.6375 | 6347.6192
| 6372.8974 | 6334.1306 | 6323 | 6396.3423 | 6347.5598
| 6372.676 | 6333.8025 | 6323 | 6395.5838 | 6347.542
| 6372.5885 | 6333.7873 | 6322 | 6395.2162 | 6347.2025
| 6372.3089 | 6333.5688 | 6322 | 6395.1355 | 6347.0588
| 6372.3016 | 6333.1572 | 6322 | 6395.0671 | 6346.6024
| 6372.221 | 6333.0732 | 6322 | 6395.0232 | 6346.3697
| 6372.2011 | 6331.5431 | 6322 | 6394.9368 | 6346.2083
| 6371.8152 | 6331.4397 | 6321 | 6394.6693 | 6345.8793
| 6371.7349 | 6331.2132 | 6321 | 6394.5219 | 6345.6829
| 6371.6328 | 6330.9221 | 6321 | 6394.5206 | 6345.45
| 6371.4359 | 6330.7896 | 6321 | 6394.438 | 6345.2296
| 6371.1631 | 6330.1334 | 6320 | 6394.1702 | 6345.0671
| 6371.0671 | 6330.0212 | 6320 | 6394.062 | 6345.0522
| 6370.9024 | 6329.7086 | 6320 | 6393.861 | 6344.7401
| 6370.6592 | 6329.608 | 6319 | 6393.8163 | 6344.5831
| 6370.5598 | 6329.5239 | 6319 | 6393.3642 | 6344.4925
| 6370.3374 | 6329.23 | 6319 | 6393.1027 | 6344.4178
| 6370.2709 | 6329.1957 | 6318 | 6393.0966 | 6344.2735
| 6370.0443 | 6328.6774 | 6318 | 6393.0871 | 6344.2684
| 6369.9813 | 6328.6151 | 6318 | 6392.6657 | 6344.0793
| 6369.7134 | 6328.2772 | 6318 | 6392.4183 | 6343.8289
| 6369.6725 | 6327.1273 | 6317 | 6392.3114 | 6343.4418
| 6369.4309 | 6326.9423 | 6317 | 6392.2908 | 6342.6565
| 6369.4004 | 6326.8714 | 6317 | 6391.8471 | 6342.6422
| 6369.3791 | 6326.4351 | 6317 | 6391.5992 | 6342.5721
| 6369.2622 | 6326.4251 | 6317 | 6391.4243 | 6342.4037
| 6369.2275 | 6326.2326 | 6317 | 6390.8758 | 6342.3917
| 6369.0546 | 6325.8744 | 6317 | 6390.8698 | 6341.5249
| 6368.6715 | 6325.7294 | 6317 | 6390.8091 | 6341.4449
| 6367.8804 | 6325.4966 | 6316 | 6390.6967 | 6341.2545
| 6367.8296 | 6325.2789 | 6316 | 6390.4997 | 6341.0507
| 6367.8026 | 6325.2211 | 6316 | 6390.3539 | 6340.9634
| 6367.7788 | 6325.0125 | 6316 | 6389.8773 | 6340.8923
| 6367.6968 | 6324.7578 | 6316 | 6389.8729 | 6340.8534
| 6367.5547 | 6323.9356 | 6315 | 6389.8371 | 6340.6
| 6366.7449 | 6323.7684 | 6315 | 6389.2673 | 6340.4854
| 6366.4098 | 6323.4475 | 6315 | 6389.1529 | 6340.4174
| 6366.1 | 6323.4202 | 6314 | 6389.1121 | 6339.7012
| 6366.0347 | 6322.9048 | 6314 | 6388.6647 | 6339.6612
| 6365.9218 | 6322.5568 | 6314 | 6388.6281 | 6339.5894
| 6365.3406 | 6322.5408 | 6314 | 6388.403 | 6339.3317
| 6364.9894 | 6322.537 | 6314 | 6387.7259 | 6339.0956
| 6364.7278 | 6322.5139 | 6314 | 6387.5216 | 6338.8588
| 6364.386 | 6322.1954 | 6313 | 6386.8582 | 6338.3363
| 6364.1803 | 6321.421 | 6313 | 6386.5155 | 6338.099
| 6363.8863 | 6321.3986 | 6313 | 6386.397 | 6337.7539
| 6363.4935 | 6321.3449 | 6313 | 6386.2983 | 6337.4222
| 6363.1113 | 6321.1762 | 6313 | 6386.2256 | 6337.2052
| 6362.7271 | 6321.112 | 6313 | 6385.9725 | 6336.8877
| 6362.611 | 6321.0996 | 6313 | 6385.6801 | 6336.5712
| 6362.6096 | 6320.9444 | 6313 | 6385.6456 | 6335.7597
| 6362.5953 | 6320.8431 | 6312 | 6384.7565 | 6335.3189
| 6362.5555 | 6320.6499 | 6312 | 6384.6834 | 6335.0656
| 6362.2764 | 6320.6153 | 6312 | 6384.6231 | 6334.9723
| 6362.2489 | 6320.2413 | 6312 | 6384.4906 | 6334.2614
| 6361.8143 | 6320.0995 | 6312 | 6384.4764 | 6334.2376
| 6361.6068 | 6320.0478 | 6311 | 6384.0003 | 6333.4065
| 6360.454 | 6319.0734 | 6311 | 6383.8961 | 6332.8093
| 6360.0563 | 6318.8363 | 6311 | 6383.6721 | 6332.5264
| 6359.7787 | 6318.6661 | 6310 | 6383.4657 | 6332.2345
| 6359.5137 | 6318.3762 | 6310 | 6383.4383 | 6332.2083
| 6359.1397 | 6318.2159 | 6310 | 6383.2104 | 6332.1554
| 6358.8997 | 6317.61 | 6310 | 6383.117 | 6331.8855
| 6358.8042 | 6317.5931 | 6309 | 6382.3693 | 6331.764
| 6358.4964 | 6317.4001 | 6309 | 6381.9701 | 6331.3286
| 6358.4002 | 6317.3365 | 6309 | 6381.3835 | 6331.3046
| 6358.3961 | 6317.3141 | 6309 | 6380.2665 | 6331.1556
| 6358.3302 | 6317.0964 | 6309 | 6380.0474 | 6330.8716
| 6358.265 | 6316.8729 | 6309 | 6380.0161 | 6330.8528
| 6358.25 | 6316.4713 | 6309 | 6379.59 | 6330.8098
| 6358.1798 | 6316.2549 | 6308 | 6379.3513 | 6330.7376
| 6358.0731 | 6315.6943 | 6308 | 6379.0804 | 6330.7155
| 6357.8032 | 6315.437 | 6308 | 6378.9873 | 6330.6283
| 6357.6434 | 6315.2995 | 6307 | 6378.7138 | 6330.4541
| 6357.4974 | 6315.1412 | 6307 | 6378.6606 | 6330.2864
| 6357.4314 | 6315.0798 | 6307 | 6378.4695 | 6329.9741
| 6357.33 | 6315.0319 | 6307 | 6378.3435 | 6329.9146
| 6357.15 | 6315.0263 | 6307 | 6378.2152 | 6329.6655
| 6357.0127 | 6314.8112 | 6307 | 6378.0698 | 6329.6086
| 6356.8719 | 6314.6459 | 6306 | 6376.8896 | 6329.3265
| 6356.8433 | 6314.5376 | 6306 | 6376.4531 | 6329.3042
| 6356.2989 | 6314.5118 | 6305 | 6376.0462 | 6329.1266
| 6356.1037 | 6314.3127 | 6305 | 6375.9591 | 6328.5304
| 6356.0502 | 6313.949 | 6305 | 6375.9237 | 6328.4165
| 6355.9222 | 6313.648 | 6305 | 6375.9198 | 6328.1907
| 6355.447 | 6313.44 | 6304 | 6375.5808 | 6328.03
| 6355.2231 | 6313.4393 | 6304 | 6374.8351 | 6327.6127
| 6354.613 | 6313.4337 | 6304 | 6374.3415 | 6327.5454
| 6354.3297 | 6313.366 | 6304 | 6374.2431 | 6326.6861
| 6354.2517 | 6313.1865 | 6303 | 6373.4744 | 6326.6813
| 6354.2082 | 6313.0886 | 6303 | 6373.2475 | 6326.6604
| 6354.1954 | 6313.0656 | 6302 | 6372.6524 | 6326.4986
| 6354.19 | 6312.9751 | 6302 | 6372.1621 | 6326.4716
| 6353.9673 | 6312.7784 | 6302 | 6372.1137 | 6325.8238
| 6353.922 | 6312.5805 | 6301 | 6371.3505 | 6325.6884
| 6353.6847 | 6312.5356 | 6301 | 6370.894 | 6325.4591
| 6353.5197 | 6312.4 | 6301 | 6370.3755 | 6325.3943
| 6353.4165 | 6312.2236 | 6300 | 6370.3479 | 6325.3162
| 6353.3237 | 6312.1855 | 6300 | 6370.3015 | 6324.8069
| 6353.2023 | 6311.649 | 6299 | 6370.1012 | 6324.2588
| 6352.863 | 6311.5515 | 6298 | 6369.8584 | 6324.1374
| 6352.5898 | 6311.4789 | 6298 | 6369.6556 | 6324.0549
| 6352.1908 | 6311.4241 | 6298 | 6369.1877 | 6324.005
| 6352.0902 | 6311.1969 | 6298 | 6369.0672 | 6323.5183
| 6351.9589 | 6311.0655 | 6298 | 6368.5805 | 6323.4835
| 6351.2693 | 6310.8847 | 6298 | 6368.0079 | 6323.2925
| 6351.1829 | 6309.7919 | 6297 | 6367.7327 | 6323.1993
| 6350.9057 | 6309.7129 | 6297 | 6367.5747 | 6323.1749
| 6350.7948 | 6309.5305 | 6297 | 6366.8095 | 6323.1394
| 6350.7627 | 6309.4123 | 6297 | 6366.1897 | 6322.0863
| 6350.6569 | 6309.2407 | 6297 | 6366.0464 | 6322.035
| 6350.3607 | 6309.1969 | 6297 | 6366.0366 | 6321.4263
| 6350.1624 | 6308.9918 | 6297 | 6365.971 | 6321.3663
| 6350.1347 | 6308.8372 | 6296 | 6365.949 | 6321.2247
| 6349.625 | 6308.6316 | 6296 | 6365.3891 | 6320.8792
| 6348.6388 | 6308.6194 | 6296 | 6364.9196 | 6320.8148
| 6348.5739 | 6308.4704 | 6296 | 6364.8544 | 6320.6002
| 6348.0655 | 6308.324 | 6295 | 6364.7517 | 6320.3206
| 6347.6999 | 6307.9283 | 6295 | 6364.3468 | 6320.244
| 6347.6974 | 6307.2614 | 6294 | 6363.9044 | 6319.304
| 6347.5906 | 6307.0324 | 6294 | 6363.6849 | 6319.1021
| 6347.2812 | 6306.7781 | 6294 | 6363.1503 | 6319.0718
| 6347.0805 | 6306.706 | 6293 | 6362.9447 | 6318.9811
| 6346.9938 | 6306.6524 | 6293 | 6362.7688 | 6318.9541
| 6346.5427 | 6306.5183 | 6293 | 6361.8637 | 6318.8881
| 6346.3635 | 6306.3807 | 6293 | 6361.8455 | 6318.7582
| 6346.1021 | 6306.1409 | 6292 | 6361.8123 | 6318.2363
| 6345.9939 | 6306.1063 | 6292 | 6361.5959 | 6318.1593
| 6345.8249 | 6305.7415 | 6292 | 6361.1123 | 6318.138
| 6345.7182 | 6305.1862 | 6291 | 6360.9178 | 6317.6865
| 6345.4104 | 6305.1103 | 6291 | 6360.6015 | 6317.5961
| 6344.483 | 6305.1089 | 6291 | 6360.2873 | 6317.3376
| 6344.4129 | 6305.0007 | 6291 | 6360.0826 | 6316.92
| 6344.094 | 6304.7912 | 6291 | 6359.5242 | 6316.1648
| 6343.877 | 6304.3371 | 6290 | 6359.2505 | 6315.7312
| 6343.821 | 6304.1089 | 6290 | 6359.0529 | 6315.4623
| 6343.5841 | 6303.9573 | 6290 | 6358.962 | 6315.4473
| 6343.5485 | 6303.9499 | 6289 | 6358.3105 | 6315.4368
| 6343.3584 | 6303.6458 | 6289 | 6357.7978 | 6315.3222
| 6342.8098 | 6303.6025 | 6289 | 6357.7641 | 6315.0326
| 6342.771 | 6302.8936 | 6289 | 6357.6303 | 6314.8412
| 6342.4656 | 6302.8525 | 6288 | 6357.3056 | 6314.5621
| 6342.4192 | 6302.6488 | 6288 | 6357.0453 | 6314.4045
| 6342.2844 | 6302.2378 | 6288 | 6356.9325 | 6314.3687
| 6341.7539 | 6302.1694 | 6287 | 6356.6311 | 6314.2296
| 6341.5453 | 6302.065 | 6287 | 6356.1993 | 6313.177
| 6341.1384 | 6301.9847 | 6287 | 6356.1135 | 6313.1689
| 6340.6755 | 6301.8667 | 6287 | 6355.8599 | 6313.0962
| 6340.5755 | 6301.2047 | 6287 | 6355.8317 | 6312.4004
| 6340.4333 | 6301.1001 | 6287 | 6355.5963 | 6312.3883
| 6340.167 | 6300.5531 | 6287 | 6355.3074 | 6311.6726
| 6340.1186 | 6300.4385 | 6286 | 6355.0676 | 6311.4956
| 6340.0127 | 6300.4093 | 6286 | 6354.8037 | 6311.2464
| 6339.998 | 6300.3318 | 6285 | 6354.7953 | 6311.1008
| 6339.8864 | 6300.2272 | 6285 | 6354.779 | 6310.8223
| 6339.8191 | 6299.7314 | 6285 | 6354.6219 | 6309.9824
| 6339.6793 | 6299.6884 | 6285 | 6354.3721 | 6309.8382
| 6339.6272 | 6299.2083 | 6285 | 6354.0281 | 6309.6135
| 6339.5831 | 6298.7409 | 6284 | 6353.8491 | 6309.4245
| 6339.4183 | 6298.7159 | 6284 | 6353.6471 | 6309.3191
| 6339.3958 | 6298.4912 | 6284 | 6353.6439 | 6309.2059
| 6339.3294 | 6298.453 | 6284 | 6353.396 | 6309.0699
| 6339.2808 | 6298.3787 | 6282 | 6353.2298 | 6308.7807
| 6339.0188 | 6298.1633 | 6282 | 6353.1101 | 6307.8244
| 6338.9001 | 6297.7917 | 6282 | 6353.1021 | 6307.6012
| 6338.861 | 6297.7471 | 6281 | 6352.9972 | 6307.3113
| 6338.3813 | 6297.5146 | 6281 | 6352.5452 | 6307.1938
| 6338.3607 | 6297.4788 | 6281 | 6352.3128 | 6306.9941
| 6338.2387 | 6297.3388 | 6281 | 6352.0938 | 6306.9649
| 6338.1747 | 6296.7735 | 6281 | 6351.9818 | 6306.8702
| 6337.9836 | 6296.6719 | 6280 | 6351.9314 | 6306.7095
| 6337.6704 | 6296.4777 | 6280 | 6351.8836 | 6306.6025
| 6337.6681 | 6296.1746 | 6280 | 6351.7217 | 6306.3551
| 6337.654 | 6295.8554 | 6280 | 6351.4781 | 6306.2331
| 6337.4115 | 6295.547 | 6279 | 6351.2882 | 6306.1966
| 6337.1017 | 6295.0354 | 6279 | 6351.0569 | 6306.1567
| 6336.9567 | 6294.9268 | 6279 | 6350.8962 | 6305.692
| 6336.5924 | 6294.8466 | 6279 | 6350.7832 | 6305.1664
| 6336.4551 | 6294.8422 | 6279 | 6350.7157 | 6304.9912
| 6336.2835 | 6294.7748 | 6279 | 6350.5113 | 6304.8794
| 6336.1807 | 6294.6328 | 6278 | 6350.341 | 6304.7591
| 6335.8349 | 6294.5647 | 6278 | 6350.1931 | 6304.6112
| 6335.7832 | 6294.3938 | 6277 | 6350.0761 | 6304.4542
| 6335.7615 | 6294.3795 | 6277 | 6349.8062 | 6304.3793
| 6335.6053 | 6294.3577 | 6277 | 6349.6761 | 6304.1337
| 6335.4576 | 6294.2796 | 6277 | 6349.6448 | 6303.7964
| 6335.1614 | 6294.0865 | 6277 | 6349.4202 | 6303.0729
| 6335.0782 | 6294.0067 | 6277 | 6348.9321 | 6302.7505
| 6334.9766 | 6293.5084 | 6276 | 6348.6931 | 6302.4725
| 6334.8129 | 6293.3867 | 6276 | 6347.5032 | 6302.3441
| 6334.5873 | 6293.3561 | 6276 | 6347.2078 | 6302.2842
| 6334.5817 | 6293.085 | 6276 | 6347.0948 | 6302.0977
| 6333.3443 | 6292.9084 | 6276 | 6347.0104 | 6301.7793
| 6333.1627 | 6292.9015 | 6276 | 6346.9402 | 6301.5228
| 6332.9703 | 6292.6953 | 6276 | 6346.8685 | 6301.4979
| 6332.804 | 6292.6168 | 6276 | 6346.3904 | 6301.3316
| 6332.6204 | 6292.5809 | 6276 | 6346.2663 | 6301.0948
| 6332.4056 | 6292.3893 | 6276 | 6346.2474 | 6300.5387
| 6331.9571 | 6292.0409 | 6275 | 6345.9185 | 6300.0928
| 6331.787 | 6291.9652 | 6275 | 6345.8881 | 6299.9922
| 6331.5887 | 6290.9922 | 6275 | 6345.7619 | 6299.7058
| 6331.2972 | 6290.9067 | 6275 | 6345.5929 | 6299.511
| 6331.0496 | 6290.895 | 6275 | 6345.4945 | 6299.4642
| 6330.9585 | 6290.8185 | 6275 | 6345.0144 | 6299.4469
| 6330.9297 | 6290.81 | 6274 | 6344.782 | 6299.2243
| 6330.6872 | 6290.3329 | 6274 | 6344.709 | 6298.6233
| 6330.5252 | 6290.2081 | 6274 | 6344.6678 | 6298.4915
| 6330.4588 | 6290.1889 | 6274 | 6344.4677 | 6298.3781
| 6329.9567 | 6289.9923 | 6274 | 6344.1099 | 6298.1863
| 6329.8763 | 6289.631 | 6273 | 6344.0968 | 6297.8058
| 6329.8656 | 6289.5938 | 6273 | 6343.5904 | 6297.782
| 6329.6893 | 6289.5794 | 6273 | 6343.0965 | 6296.9951
| 6329.6694 | 6289.5139 | 6273 | 6342.494 | 6296.6501
| 6328.8395 | 6289.5116 | 6272 | 6342.466 | 6296.5285
| 6328.7253 | 6289.1732 | 6272 | 6342.374 | 6295.4085
| 6328.1236 | 6289.1685 | 6272 | 6342.373 | 6295.4084
| 6328.0063 | 6289.0085 | 6272 | 6342.3193 | 6295.2116
| 6327.7792 | 6288.9736 | 6271 | 6341.5416 | 6294.7019
| 6327.6782 | 6288.4296 | 6271 | 6341.4652 | 6294.3979
| 6327.4522 | 6288.3975 | 6271 | 6341.3408 | 6294.1032
| 6327.3875 | 6288.3975 | 6271 | 6341.1292 | 6293.8852
| 6327.1605 | 6288.2681 | 6271 | 6340.6713 | 6293.7
| 6327.1396 | 6287.7063 | 6270 | 6340.2752 | 6292.9879
| 6326.9476 | 6287.5302 | 6270 | 6340.1961 | 6292.7466
| 6326.9328 | 6287.5165 | 6270 | 6339.927 | 6292.6765
| 6326.7112 | 6287.3712 | 6270 | 6339.7317 | 6292.5906
| 6326.4716 | 6286.9439 | 6270 | 6339.6316 | 6292.4767
| 6326.3372 | 6286.6872 | 6270 | 6339.1324 | 6292.172
| 6326.3353 | 6286.6712 | 6270 | 6338.8954 | 6292.0576
| 6326.2896 | 6286.586 | 6270 | 6338.5375 | 6292.0339
| 6326.1521 | 6286.1047 | 6270 | 6338.0906 | 6291.9474
| 6325.9768 | 6285.7279 | 6269 | 6338.0335 | 6291.9365
| 6325.5025 | 6285.4203 | 6269 | 6337.7554 | 6291.7941
| 6325.3271 | 6285.1636 | 6269 | 6337.2148 | 6291.5035
| 6325.1942 | 6285.1265 | 6269 | 6336.9582 | 6291.2076
| 6325.078 | 6284.8896 | 6269 | 6336.3201 | 6291.033
| 6324.7471 | 6284.7123 | 6269 | 6336.0323 | 6290.471
| 6324.4259 | 6284.6996 | 6269 | 6335.8753 | 6290.2442
| 6323.7949 | 6284.5561 | 6269 | 6335.2397 | 6290.1073
| 6323.7909 | 6284.3343 | 6269 | 6333.3837 | 6289.7078
| 6323.5193 | 6284.3142 | 6268 | 6332.9903 | 6289.6692
| 6323.5022 | 6284.1645 | 6268 | 6332.9509 | 6289.4484
| 6323.4681 | 6284.0022 | 6268 | 6332.6445 | 6289.4255
| 6323.1843 | 6283.9043 | 6268 | 6332.6152 | 6289.3692
| 6323.0852 | 6283.8908 | 6268 | 6332.4711 | 6289.2358
| 6323.0222 | 6283.627 | 6267 | 6332.4202 | 6288.9565
| 6322.8495 | 6283.4327 | 6267 | 6332.2719 | 6288.8961
| 6322.6846 | 6283.1902 | 6267 | 6332.0217 | 6288.8056
| 6321.5041 | 6282.9475 | 6267 | 6331.8083 | 6288.7653
| 6321.4766 | 6282.709 | 6267 | 6331.369 | 6288.6159
| 6321.1785 | 6282.6512 | 6266 | 6331.0176 | 6288.4485
| 6320.7365 | 6282.4498 | 6266 | 6330.9149 | 6288.3927
| 6320.7191 | 6281.8759 | 6265 | 6330.8487 | 6287.7336
| 6320.464 | 6281.821 | 6265 | 6330.725 | 6287.6521
| 6320.1142 | 6281.4424 | 6265 | 6330.5035 | 6287.5169
| 6319.5452 | 6281.4287 | 6265 | 6330.1355 | 6287.2905
| 6319.446 | 6281.1512 | 6265 | 6330.114 | 6287.1423
| 6318.9561 | 6280.8438 | 6265 | 6329.8124 | 6286.6809
| 6318.8115 | 6280.5014 | 6264 | 6329.773 | 6286.4151
| 6318.7826 | 6280.4665 | 6264 | 6329.7023 | 6286.2122
| 6318.5599 | 6280.2708 | 6264 | 6329.5985 | 6285.9232
| 6318.1522 | 6280.0097 | 6264 | 6329.5875 | 6285.7213
| 6318.1326 | 6279.4088 | 6263 | 6329.4443 | 6285.6163
| 6317.1482 | 6279.1165 | 6263 | 6329.0005 | 6285.2276
| 6316.9365 | 6279.0247 | 6263 | 6328.535 | 6285.0911
| 6316.9094 | 6278.8122 | 6262 | 6328.2721 | 6284.7819
| 6316.8954 | 6278.6883 | 6262 | 6328.2053 | 6284.5308
| 6316.7668 | 6278.2124 | 6262 | 6328.0067 | 6284.427
| 6316.3243 | 6278.1398 | 6262 | 6327.9819 | 6284.2544
| 6316.3187 | 6277.6804 | 6262 | 6326.6771 | 6284.2063
| 6316.2941 | 6277.3291 | 6262 | 6326.6663 | 6284.1055
| 6315.936 | 6277.1368 | 6262 | 6326.5111 | 6283.9094
| 6315.788 | 6276.9071 | 6261 | 6326.3221 | 6283.8957
| 6315.6207 | 6276.8657 | 6261 | 6326.278 | 6283.6653
| 6315.3747 | 6276.8288 | 6261 | 6326.1837 | 6283.5144
| 6315.0837 | 6276.6822 | 6261 | 6325.9581 | 6283.3051
| 6314.731 | 6276.6711 | 6261 | 6325.3009 | 6283.072
| 6314.6579 | 6276.3028 | 6261 | 6324.9439 | 6282.5404
| 6314.4967 | 6276.3006 | 6260 | 6324.5224 | 6282.4074
| 6314.4925 | 6276.2895 | 6259 | 6324.4507 | 6282.3501
| 6314.4128 | 6276.2216 | 6259 | 6323.6718 | 6282.2884
| 6314.0855 | 6276.073 | 6259 | 6323.6064 | 6281.8561
| 6313.9309 | 6276.0466 | 6259 | 6323.2401 | 6281.6606
| 6313.8859 | 6276.0352 | 6259 | 6323.2201 | 6281.4339
| 6313.3196 | 6275.6236 | 6258 | 6323.13 | 6281.3652
| 6313.1837 | 6275.2813 | 6258 | 6322.618 | 6280.8837
| 6313.129 | 6274.9165 | 6258 | 6322.3909 | 6280.6498
| 6312.955 | 6274.7204 | 6258 | 6322.2566 | 6280.5561
| 6312.874 | 6274.6601 | 6257 | 6321.7992 | 6280.5333
| 6312.8555 | 6274.6051 | 6256 | 6321.6975 | 6280.5068
| 6312.6664 | 6274.4366 | 6256 | 6321.5048 | 6280.4845
| 6312.2596 | 6274.4133 | 6256 | 6320.7882 | 6280.3216
| 6312.0688 | 6274.1734 | 6255 | 6320.1827 | 6280.3028
| 6312.0273 | 6274.1259 | 6255 | 6320.1766 | 6279.3507
| 6311.9976 | 6273.8366 | 6255 | 6320.1195 | 6279.2857
| 6311.7893 | 6273.4451 | 6254 | 6320.0989 | 6279.045
| 6311.4517 | 6273.2123 | 6254 | 6319.9331 | 6279.0367
| 6311.3663 | 6273.0195 | 6254 | 6319.732 | 6278.4549
| 6311.2162 | 6272.9545 | 6254 | 6319.4128 | 6278.3733
| 6311.1276 | 6272.9395 | 6254 | 6319.3721 | 6278.1432
| 6311.1258 | 6272.7913 | 6254 | 6319.1742 | 6277.7998
| 6311.1068 | 6272.7013 | 6254 | 6319.096 | 6277.7764
| 6311.0225 | 6272.6387 | 6253 | 6319.0171 | 6277.4376
| 6311.0084 | 6272.6253 | 6253 | 6318.9864 | 6277.4246
| 6310.2601 | 6272.3074 | 6253 | 6318.7508 | 6277.3301
| 6310.1958 | 6272.2908 | 6253 | 6318.5935 | 6277.3097
| 6309.838 | 6272.2293 | 6252 | 6318.5713 | 6276.8273
| 6309.6402 | 6272.2084 | 6252 | 6318.1006 | 6276.7299
| 6309.4038 | 6271.6868 | 6252 | 6317.9728 | 6276.7008
| 6309.1407 | 6271.5384 | 6252 | 6317.676 | 6276.4765
| 6309.1142 | 6271.3753 | 6252 | 6317.5295 | 6276.428
| 6309.0288 | 6271.1016 | 6252 | 6317.5018 | 6275.9048
| 6308.7109 | 6270.9075 | 6251 | 6316.7476 | 6275.8163
| 6308.3599 | 6270.7567 | 6250 | 6316.6402 | 6274.9708
| 6308.3083 | 6270.7092 | 6250 | 6316.0573 | 6274.5484
| 6307.79 | 6270.2563 | 6250 | 6315.6654 | 6274.2055
| 6307.7071 | 6269.8544 | 6249 | 6315.6248 | 6274.0353
| 6307.5511 | 6269.8347 | 6249 | 6314.9584 | 6273.4462
| 6307.4722 | 6269.8294 | 6249 | 6314.6221 | 6273.0464
| 6307.4331 | 6269.4627 | 6249 | 6314.5204 | 6273.0306
| 6307.2871 | 6269.4064 | 6249 | 6314.4487 | 6272.9483
| 6307.1656 | 6269.3496 | 6248 | 6314.3814 | 6272.8627
| 6307.0581 | 6268.8452 | 6248 | 6314.2943 | 6272.6106
| 6306.7549 | 6268.2452 | 6248 | 6314.078 | 6272.3931
| 6306.5803 | 6268.2435 | 6247 | 6313.715 | 6272.3632
| 6306.4652 | 6268.021 | 6247 | 6313.1709 | 6272.2746
| 6306.3419 | 6267.9862 | 6246 | 6312.934 | 6272.039
| 6306.2212 | 6267.7168 | 6246 | 6312.8353 | 6271.9752
| 6305.8675 | 6267.6923 | 6245 | 6312.4989 | 6271.854
| 6305.4265 | 6267.5326 | 6245 | 6312.1222 | 6271.6918
| 6305.3745 | 6267.38 | 6245 | 6312.0767 | 6271.5304
| 6305.0395 | 6267.3591 | 6245 | 6311.9749 | 6271.3458
| 6304.9906 | 6267.1248 | 6245 | 6311.9619 | 6271.3049
| 6304.9621 | 6267.055 | 6244 | 6311.9461 | 6271.2395
| 6304.8833 | 6267.0217 | 6244 | 6311.845 | 6271.2352
| 6304.7253 | 6266.5485 | 6244 | 6311.8382 | 6270.8004
| 6304.6522 | 6266.2463 | 6244 | 6311.7748 | 6270.7668
| 6304.6063 | 6265.7429 | 6243 | 6311.5742 | 6270.6182
| 6304.2177 | 6265.4615 | 6243 | 6311.4053 | 6270.2093
| 6304.1314 | 6265.3466 | 6243 | 6311.3319 | 6269.1804
| 6304.1068 | 6264.9892 | 6243 | 6310.8869 | 6269.0102
| 6304.0452 | 6264.8695 | 6243 | 6310.4591 | 6268.9824
| 6304.0432 | 6264.0911 | 6242 | 6310.4341 | 6268.6051
| 6303.9959 | 6263.7781 | 6242 | 6310.3987 | 6268.5583
| 6303.7827 | 6263.729 | 6242 | 6310.3624 | 6268.3757
| 6303.3226 | 6263.7171 | 6242 | 6310.1675 | 6267.8033
| 6303.1339 | 6263.3018 | 6242 | 6310.1038 | 6267.7695
| 6302.4826 | 6263.2892 | 6241 | 6310.0795 | 6267.6406
| 6302.1841 | 6263.2635 | 6241 | 6309.1913 | 6267.5539
| 6302.1217 | 6263.1028 | 6241 | 6309.0607 | 6267.2872
| 6302.1057 | 6262.7948 | 6241 | 6308.6972 | 6266.9629
| 6302.1055 | 6262.6094 | 6241 | 6308.1427 | 6266.8613
| 6301.3324 | 6262.5918 | 6240 | 6307.2359 | 6266.4641
| 6301.2345 | 6262.3523 | 6240 | 6307.1266 | 6266.3673
| 6301.2086 | 6261.6728 | 6240 | 6306.7237 | 6266.1879
| 6301.028 | 6261.4737 | 6240 | 6306.4461 | 6266.1316
| 6300.6502 | 6261.0846 | 6240 | 6306.2925 | 6265.656
| 6300.6328 | 6260.7624 | 6240 | 6305.82 | 6265.6028
| 6300.444 | 6260.7091 | 6239 | 6305.7652 | 6265.4483
| 6300.3414 | 6260.571 | 6239 | 6305.5013 | 6264.7706
| 6300.1099 | 6260.5618 | 6239 | 6305.2405 | 6264.1165
| 6300.0252 | 6260.5323 | 6239 | 6304.827 | 6264.0936
| 6299.4101 | 6260.3811 | 6238 | 6304.4837 | 6263.737
| 6298.6515 | 6260.1927 | 6238 | 6304.3271 | 6263.6746
| 6298.5314 | 6260.1615 | 6238 | 6304.2332 | 6263.1448
| 6298.4939 | 6259.9798 | 6238 | 6303.815 | 6263.0143
| 6298.3385 | 6259.9692 | 6238 | 6303.7991 | 6262.4906
| 6298.2939 | 6259.8576 | 6238 | 6303.7954 | 6262.415
| 6298.2567 | 6259.7876 | 6237 | 6303.164 | 6262.3791
| 6297.5071 | 6259.7049 | 6237 | 6302.8401 | 6262.3193
| 6297.4426 | 6259.5871 | 6237 | 6302.6523 | 6262.2425
| 6297.3149 | 6259.3669 | 6236 | 6301.4941 | 6262.1708
| 6297.0175 | 6258.9404 | 6236 | 6301.3896 | 6262.0704
| 6296.7184 | 6258.4346 | 6236 | 6301.3031 | 6262.0381
| 6296.7141 | 6258.2947 | 6235 | 6300.4701 | 6261.6669
| 6296.5715 | 6258.0584 | 6235 | 6300.3508 | 6261.6018
| 6295.7067 | 6257.5013 | 6235 | 6300.0913 | 6261.4627
| 6295.4733 | 6257.2046 | 6235 | 6300.0139 | 6261.3946
| 6295.2975 | 6256.4972 | 6235 | 6299.9408 | 6261.2668
| 6295.1627 | 6256.4901 | 6234 | 6299.7863 | 6261.0851
| 6295.1026 | 6256.2931 | 6234 | 6299.445 | 6260.715
| 6294.6662 | 6256.2591 | 6234 | 6298.8279 | 6260.4443
| 6294.198 | 6256.1541 | 6234 | 6298.6905 | 6260.1117
| 6293.3521 | 6255.6204 | 6234 | 6298.6241 | 6259.8514
| 6293.1581 | 6255.5907 | 6234 | 6298.4883 | 6259.3463
| 6293.1356 | 6255.3449 | 6234 | 6298.3359 | 6259.3375
| 6293.0369 | 6255.2056 | 6233 | 6298.1668 | 6259.2732
| 6293.0047 | 6255.1501 | 6233 | 6297.7474 | 6258.5438
| 6292.3063 | 6255.0069 | 6233 | 6296.8822 | 6258.2905
| 6292.2493 | 6254.6747 | 6233 | 6296.7769 | 6257.7746
| 6292.1907 | 6254.5683 | 6233 | 6296.5906 | 6257.6195
| 6292.1818 | 6254.2961 | 6232 | 6296.2178 | 6257.3601
| 6292.1689 | 6254.248 | 6232 | 6296.215 | 6256.9766
| 6292.1498 | 6254.2045 | 6232 | 6295.6742 | 6256.8792
| 6292.0717 | 6253.7483 | 6232 | 6295.5456 | 6256.746
| 6291.9955 | 6253.073 | 6231 | 6295.5424 | 6255.9877
| 6291.9946 | 6251.4012 | 6231 | 6295.4178 | 6255.6221
| 6291.7443 | 6251.3909 | 6231 | 6295.2002 | 6255.4769
| 6291.7412 | 6251.3207 | 6231 | 6294.4772 | 6255.3102
| 6291.6369 | 6251.136 | 6231 | 6294.2978 | 6255.1867
| 6291.1648 | 6251.0161 | 6230 | 6294.0777 | 6254.7141
| 6291.0421 | 6250.8555 | 6230 | 6293.7464 | 6254.5197
| 6290.6853 | 6250.0392 | 6229 | 6293.5635 | 6254.0559
| 6290.5116 | 6249.6577 | 6229 | 6293.1239 | 6254.0083
| 6290.4057 | 6249.5225 | 6229 | 6292.9986 | 6253.9479
| 6290.3517 | 6249.368 | 6229 | 6292.2961 | 6253.898
| 6290.3061 | 6249.3111 | 6229 | 6292.24 | 6253.812
| 6289.7197 | 6248.8476 | 6229 | 6292.137 | 6253.3902
| 6289.7037 | 6248.3924 | 6229 | 6291.9309 | 6253.3782
| 6289.3147 | 6248.0579 | 6229 | 6291.8542 | 6253.2655
| 6289.0197 | 6247.7223 | 6228 | 6291.8498 | 6252.8239
| 6288.8148 | 6247.4793 | 6228 | 6291.6373 | 6252.3332
| 6288.672 | 6247.455 | 6228 | 6291.4643 | 6252.2894
| 6288.3861 | 6247.3436 | 6228 | 6291.3689 | 6252.1105
| 6288.3228 | 6247.1566 | 6227 | 6291.0486 | 6251.7045
| 6288.2168 | 6246.8666 | 6227 | 6290.9501 | 6251.5821
| 6288.0036 | 6246.382 | 6227 | 6290.865 | 6251.5206
| 6287.2907 | 6246.336 | 6227 | 6290.8598 | 6251.5101
| 6286.7616 | 6246.2813 | 6227 | 6290.8587 | 6250.9046
| 6286.7525 | 6245.8704 | 6227 | 6290.7075 | 6250.8404
| 6286.678 | 6245.6427 | 6227 | 6290.6301 | 6250.4641
| 6286.1956 | 6245.4714 | 6226 | 6290.5304 | 6250.2556
| 6286.0388 | 6245.3621 | 6226 | 6290.181 | 6249.5594
| 6285.9128 | 6245.0368 | 6226 | 6289.2775 | 6249.4454
| 6285.2131 | 6244.7709 | 6226 | 6289.2633 | 6249.1743
| 6284.9195 | 6244.6187 | 6226 | 6289.239 | 6248.9255
| 6284.9029 | 6244.1505 | 6225 | 6288.781 | 6248.5563
| 6284.8969 | 6243.998 | 6225 | 6288.0723 | 6248.4151
| 6284.8327 | 6243.1416 | 6225 | 6288.0336 | 6248.2193
| 6284.4438 | 6243.1353 | 6225 | 6287.7945 | 6247.8475
| 6284.0031 | 6242.8277 | 6225 | 6286.9756 | 6247.745
| 6283.9624 | 6242.7868 | 6225 | 6286.9404 | 6246.9661
| 6283.8627 | 6242.7491 | 6225 | 6286.6152 | 6246.8101
| 6283.7732 | 6242.7296 | 6225 | 6286.5215 | 6246.6301
| 6283.6267 | 6242.1252 | 6224 | 6286.4783 | 6246.3165
| 6283.2293 | 6241.9578 | 6224 | 6286.1016 | 6246.1479
| 6282.9878 | 6241.8648 | 6223 | 6285.8703 | 6245.9646
| 6282.7602 | 6241.4021 | 6223 | 6285.7899 | 6245.8974
| 6282.3333 | 6241.3816 | 6223 | 6285.6539 | 6244.9068
| 6282.032 | 6240.9874 | 6223 | 6285.5718 | 6244.4019
| 6282.0102 | 6240.3758 | 6222 | 6285.3795 | 6244.2847
| 6281.9102 | 6240.2832 | 6222 | 6285.3347 | 6244.2623
| 6281.7174 | 6239.6359 | 6222 | 6285.1305 | 6244.2109
| 6281.6449 | 6239.5594 | 6222 | 6284.7622 | 6244.201
| 6281.6034 | 6238.6213 | 6222 | 6284.6754 | 6243.5569
| 6281.6013 | 6237.4693 | 6222 | 6284.6653 | 6243.5472
| 6281.2968 | 6237.1384 | 6222 | 6284.6503 | 6243.338
| 6281.1888 | 6237.1368 | 6221 | 6284.3876 | 6243.3004
| 6280.8943 | 6236.9832 | 6221 | 6284.1349 | 6243.1956
| 6280.656 | 6236.8271 | 6221 | 6284.033 | 6243.1517
| 6280.3114 | 6236.6764 | 6221 | 6283.3884 | 6242.879
| 6280.0503 | 6236.5619 | 6221 | 6283.3392 | 6242.8311
| 6279.9303 | 6236.4687 | 6221 | 6283.3368 | 6242.6952
| 6279.8699 | 6236.4081 | 6221 | 6283.2711 | 6242.5511
| 6279.7668 | 6235.9334 | 6221 | 6282.3835 | 6242.3166
| 6279.6325 | 6235.5432 | 6220 | 6282.3518 | 6242.0885
| 6279.6257 | 6235.4542 | 6220 | 6282.1075 | 6241.8434
| 6279.1292 | 6235.1806 | 6220 | 6281.8527 | 6240.6405
| 6279.0409 | 6235.1385 | 6219 | 6281.8484 | 6240.4827
| 6278.8333 | 6234.8153 | 6219 | 6281.766 | 6240.3835
| 6278.821 | 6234.8064 | 6219 | 6281.4519 | 6240.3161
| 6278.5735 | 6234.4456 | 6219 | 6281.3904 | 6239.8976
| 6278.5636 | 6233.9601 | 6218 | 6281.133 | 6239.315
| 6278.359 | 6233.2214 | 6218 | 6281.0747 | 6239.1503
| 6278.0688 | 6233.0627 | 6218 | 6281.0115 | 6238.6816
| 6278.0156 | 6233.0496 | 6218 | 6280.7632 | 6238.6032
| 6277.8334 | 6232.9634 | 6218 | 6280.7104 | 6237.8499
| 6277.3295 | 6232.8263 | 6218 | 6280.6125 | 6237.1536
| 6277.1382 | 6232.4216 | 6218 | 6279.7521 | 6237.1399
| 6276.955 | 6232.4119 | 6218 | 6279.1972 | 6236.2164
| 6276.8723 | 6232.2133 | 6217 | 6279.1073 | 6236.0293
| 6276.8596 | 6232.1638 | 6217 | 6278.8686 | 6236.0179
| 6276.6251 | 6232.1573 | 6217 | 6278.7392 | 6235.8599
| 6276.5057 | 6232.1311 | 6217 | 6278.6484 | 6235.6736
| 6275.9937 | 6231.932 | 6217 | 6278.5481 | 6235.6669
| 6275.9188 | 6231.7001 | 6217 | 6278.2188 | 6235.6227
| 6275.7478 | 6231.2145 | 6217 | 6277.7074 | 6235.3966
| 6275.5917 | 6230.828 | 6215 | 6277.4617 | 6235.1204
| 6275.2571 | 6230.3898 | 6215 | 6277.4343 | 6235.1198
| 6275.2099 | 6230.2661 | 6214 | 6277.4001 | 6234.6477
| 6275.193 | 6230.129 | 6214 | 6277.3047 | 6234.4886
| 6275.148 | 6229.7929 | 6214 | 6277.0971 | 6234.1724
| 6274.6747 | 6229.7356 | 6214 | 6277.0003 | 6233.992
| 6274.6644 | 6229.5858 | 6214 | 6276.9653 | 6233.5599
| 6274.3516 | 6229.5813 | 6214 | 6276.7704 | 6233.4175
| 6274.3312 | 6229.4003 | 6214 | 6276.6749 | 6233.3221
| 6274.3135 | 6228.9948 | 6213 | 6276.402 | 6233.1128
| 6274.1654 | 6228.7827 | 6213 | 6276.3769 | 6232.7318
| 6273.9127 | 6228.5359 | 6213 | 6276.1425 | 6232.4206
| 6273.3483 | 6228.4759 | 6213 | 6275.9434 | 6232.0578
| 6272.9595 | 6227.9093 | 6213 | 6275.9326 | 6231.9209
| 6272.7257 | 6227.6426 | 6212 | 6275.5883 | 6231.7907
| 6272.3959 | 6227.6249 | 6212 | 6275.5347 | 6231.3063
| 6272.3252 | 6227.4713 | 6212 | 6275.3366 | 6231.0662
| 6272.094 | 6227.2244 | 6211 | 6275.1194 | 6230.7866
| 6272.0382 | 6226.9977 | 6211 | 6274.9532 | 6230.6433
| 6271.9904 | 6226.8777 | 6210 | 6274.6552 | 6230.2562
| 6271.9313 | 6226.7205 | 6210 | 6274.0889 | 6230.1921
| 6271.7109 | 6226.6451 | 6210 | 6274.0784 | 6230.1639
| 6271.5739 | 6226.63 | 6209 | 6273.7494 | 6229.4199
| 6271.4273 | 6225.8605 | 6209 | 6273.7179 | 6228.8084
| 6271.1456 | 6225.4629 | 6209 | 6273.4376 | 6228.4068
| 6271.0428 | 6225.2082 | 6209 | 6273.4332 | 6227.8542
| 6270.6693 | 6225.0448 | 6208 | 6273.2788 | 6227.7883
| 6270.59 | 6224.6881 | 6208 | 6272.6638 | 6227.577
| 6270.5458 | 6224.4231 | 6208 | 6272.6286 | 6227.1784
| 6270.4313 | 6224.2801 | 6208 | 6272.5844 | 6226.7201
| 6270.4037 | 6224.2562 | 6208 | 6272.5539 | 6226.6041
| 6270.3895 | 6224.0724 | 6208 | 6272.3415 | 6226.5436
| 6269.8577 | 6223.3071 | 6207 | 6272.2244 | 6226.3733
| 6269.7426 | 6223.2499 | 6206 | 6272.1036 | 6226.2943
| 6269.2163 | 6223.1901 | 6206 | 6272.0458 | 6226.0839
| 6269.0402 | 6223.1865 | 6206 | 6271.9928 | 6225.3354
| 6268.8556 | 6223.0538 | 6206 | 6271.8628 | 6224.953
| 6268.7195 | 6222.8187 | 6205 | 6271.7797 | 6224.9032
| 6268.7063 | 6222.7766 | 6205 | 6271.3084 | 6224.6466
| 6268.5471 | 6222.237 | 6205 | 6271.1371 | 6224.4897
| 6268.501 | 6222.1359 | 6205 | 6270.9484 | 6224.1453
| 6268.4832 | 6222.0056 | 6205 | 6270.44 | 6223.6593
| 6268.3679 | 6221.606 | 6204 | 6270.2654 | 6223.564
| 6268.2842 | 6221.5595 | 6204 | 6270.0955 | 6223.562
| 6268.0973 | 6221.4311 | 6204 | 6269.9875 | 6223.148
| 6268.0854 | 6221.3605 | 6204 | 6269.7092 | 6222.0302
| 6268.0587 | 6221.3017 | 6204 | 6269.5529 | 6221.9064
| 6267.9375 | 6221.2909 | 6204 | 6269.5233 | 6221.3838
| 6267.5258 | 6221.2697 | 6204 | 6269.2359 | 6221.0435
| 6267.3131 | 6221.2064 | 6203 | 6269.1096 | 6220.6199
| 6267.2417 | 6220.9456 | 6202 | 6268.9418 | 6220.2831
| 6266.9568 | 6220.9147 | 6202 | 6268.8286 | 6219.9813
| 6266.9491 | 6220.823 | 6202 | 6268.2829 | 6219.7311
| 6266.7959 | 6220.61 | 6201 | 6268.0692 | 6219.1095
| 6266.7521 | 6220.4751 | 6201 | 6268.0094 | 6219.0704
| 6266.7108 | 6220.3405 | 6201 | 6267.3357 | 6218.9719
| 6266.5131 | 6220.3387 | 6200 | 6266.9004 | 6218.183
| 6265.9751 | 6219.8572 | 6200 | 6266.6366 | 6218.1409
| 6265.8278 | 6219.733 | 6200 | 6265.8987 | 6217.9845
| 6265.5996 | 6218.9884 | 6200 | 6265.7242 | 6217.3363
| 6265.0246 | 6218.9056 | 6199 | 6265.5654 | 6217.2321
| 6264.9098 | 6218.8225 | 6199 | 6265.5365 | 6217.2185
| 6264.6021 | 6218.5747 | 6199 | 6265.4629 | 6217.0547
| 6264.4896 | 6218.2816 | 6198 | 6265.2924 | 6216.6939
| 6264.4749 | 6218.263 | 6198 | 6265.1858 | 6216.6722
| 6264.024 | 6217.9092 | 6198 | 6265.0176 | 6216.5099
| 6263.9687 | 6217.4909 | 6198 | 6264.8625 | 6216.3086
| 6263.914 | 6217.4484 | 6198 | 6264.7106 | 6216.3045
| 6263.8594 | 6217.4256 | 6198 | 6264.0522 | 6216.3014
| 6263.6298 | 6216.8733 | 6198 | 6264.0522 | 6216.2975
| 6263.5223 | 6216.6898 | 6197 | 6263.9541 | 6216.1136
| 6263.3962 | 6216.6138 | 6197 | 6263.8162 | 6215.7382
| 6263.3568 | 6216.588 | 6197 | 6263.7623 | 6215.6848
| 6263.2788 | 6216.1363 | 6196 | 6263.7412 | 6215.5522
| 6263.2221 | 6215.9749 | 6196 | 6263.4817 | 6215.2435
| 6262.3035 | 6215.9416 | 6196 | 6262.9325 | 6215.0549
| 6262.1574 | 6215.4015 | 6196 | 6262.615 | 6214.8458
| 6262.1292 | 6214.8925 | 6195 | 6262.5883 | 6214.7098
| 6261.5468 | 6214.3226 | 6195 | 6262.4637 | 6214.5514
| 6261.1976 | 6214.0014 | 6195 | 6262.4224 | 6213.2221
| 6261.0895 | 6213.7887 | 6194 | 6262.3157 | 6212.9875
| 6260.9001 | 6213.7247 | 6194 | 6262.2217 | 6212.6651
| 6260.7894 | 6213.7058 | 6194 | 6261.5495 | 6212.6405
| 6260.6635 | 6213.5717 | 6194 | 6261.1926 | 6212.2879
| 6260.6443 | 6213.351 | 6194 | 6260.865 | 6211.826
| 6260.5151 | 6213.2784 | 6194 | 6260.7925 | 6211.7568
| 6260.1505 | 6213.2393 | 6193 | 6260.3815 | 6211.4998
| 6259.9786 | 6213.0811 | 6193 | 6259.9964 | 6211.4759
| 6259.8495 | 6212.9933 | 6193 | 6259.2731 | 6211.3146
| 6259.6762 | 6212.7484 | 6193 | 6259.1543 | 6211.0545
| 6259.4635 | 6212.1078 | 6192 | 6258.4841 | 6210.0826
| 6258.8112 | 6211.9489 | 6192 | 6257.8158 | 6209.5625
| 6258.8021 | 6211.8997 | 6192 | 6257.796 | 6209.5186
| 6258.7359 | 6211.5994 | 6191 | 6257.7338 | 6209.4176
| 6258.424 | 6211.3979 | 6191 | 6257.3879 | 6209.4025
| 6258.3919 | 6211.2113 | 6191 | 6256.928 | 6209.0118
| 6258.3816 | 6210.9839 | 6191 | 6256.8757 | 6208.9525
| 6258.229 | 6210.9254 | 6191 | 6256.5495 | 6208.481
| 6258.1853 | 6210.744 | 6191 | 6256.427 | 6208.4595
| 6257.9029 | 6210.6091 | 6191 | 6256.0144 | 6208.3483
| 6257.5039 | 6210.5376 | 6191 | 6255.1362 | 6208.0777
| 6257.4818 | 6210.4727 | 6190 | 6254.9072 | 6208.0629
| 6257.3764 | 6210.4038 | 6190 | 6254.8655 | 6207.684
| 6257.2879 | 6210.3799 | 6190 | 6254.7474 | 6207.6499
| 6257.2623 | 6210.3704 | 6190 | 6254.6102 | 6207.3603
| 6256.6875 | 6210.0521 | 6190 | 6254.3632 | 6206.8758
| 6256.616 | 6210.0396 | 6189 | 6253.9837 | 6206.8535
| 6256.6117 | 6209.8776 | 6189 | 6253.6096 | 6206.6647
| 6256.3203 | 6209.5369 | 6189 | 6253.2003 | 6206.4518
| 6256.1055 | 6209.2267 | 6189 | 6252.6316 | 6206.3536
| 6255.2611 | 6208.901 | 6189 | 6252.6074 | 6206.214
| 6255.2146 | 6208.6265 | 6188 | 6252.5361 | 6206.0888
| 6254.5916 | 6208.5429 | 6188 | 6252.2069 | 6206.0662
| 6254.3617 | 6208.1683 | 6188 | 6251.5016 | 6205.9608
| 6254.2436 | 6208.0625 | 6188 | 6251.4983 | 6205.5214
| 6254.1691 | 6207.8389 | 6187 | 6251.3727 | 6205.496
| 6253.9604 | 6207.6479 | 6186 | 6251.03 | 6205.4156
| 6253.8044 | 6207.6466 | 6186 | 6250.8461 | 6205.32
| 6253.7433 | 6207.6158 | 6186 | 6250.3605 | 6205.248
| 6253.3038 | 6207.0971 | 6186 | 6250.0618 | 6205.0855
| 6253.145 | 6206.6667 | 6186 | 6249.7485 | 6204.8473
| 6253.0879 | 6206.5504 | 6186 | 6249.5434 | 6204.7349
| 6252.9988 | 6206.5436 | 6186 | 6249.1717 | 6204.4597
| 6252.9772 | 6206.513 | 6186 | 6248.9471 | 6204.3405
| 6252.7975 | 6206.1814 | 6185 | 6248.8089 | 6203.8509
| 6252.6177 | 6205.9549 | 6185 | 6248.7966 | 6203.6769
| 6251.4739 | 6205.8286 | 6185 | 6248.6316 | 6203.2396
| 6251.1325 | 6205.8177 | 6185 | 6248.5581 | 6203.0876
| 6251.0036 | 6205.4627 | 6185 | 6248.5044 | 6202.8325
| 6250.8604 | 6205.1094 | 6184 | 6248.492 | 6202.7943
| 6250.771 | 6204.6691 | 6184 | 6247.8877 | 6202.6509
| 6250.6148 | 6204.6653 | 6184 | 6247.712 | 6202.4259
| 6250.5931 | 6204.5364 | 6184 | 6247.2533 | 6201.8101
| 6250.3789 | 6203.6937 | 6184 | 6247.0909 | 6201.7823
| 6250.2438 | 6203.4847 | 6184 | 6246.9927 | 6201.6159
| 6250.0624 | 6203.3312 | 6183 | 6246.9631 | 6201.5801
| 6249.8048 | 6203.2268 | 6183 | 6246.9283 | 6201.4173
| 6249.7704 | 6202.7532 | 6183 | 6246.9194 | 6201.171
| 6249.7667 | 6202.5227 | 6182 | 6246.7183 | 6200.9408
| 6249.3686 | 6202.3277 | 6182 | 6246.6741 | 6200.5953
| 6249.073 | 6201.8331 | 6182 | 6246.4812 | 6200.5828
| 6248.9401 | 6201.7507 | 6182 | 6245.9347 | 6200.3816
| 6248.8463 | 6201.6659 | 6182 | 6245.7475 | 6200.2181
| 6248.811 | 6201.5458 | 6182 | 6245.4136 | 6200.1734
| 6248.803 | 6201.3761 | 6182 | 6245.1386 | 6200.1422
| 6248.6814 | 6201.3164 | 6182 | 6244.9254 | 6200.0835
| 6248.5966 | 6201.3001 | 6182 | 6244.7561 | 6199.5543
| 6248.4688 | 6201.1934 | 6182 | 6244.7459 | 6199.5522
| 6248.0119 | 6200.917 | 6182 | 6244.4377 | 6199.4204
| 6247.9908 | 6200.6761 | 6182 | 6244.0867 | 6199.3785
| 6247.7625 | 6199.9869 | 6181 | 6243.893 | 6198.9313
| 6247.2293 | 6199.9579 | 6181 | 6243.7106 | 6198.6354
| 6246.8342 | 6199.8254 | 6181 | 6243.3801 | 6198.5839
| 6246.4235 | 6198.562 | 6181 | 6242.7218 | 6197.6102
| 6246.4103 | 6198.372 | 6181 | 6242.574 | 6197.4677
| 6246.3117 | 6198.2459 | 6181 | 6242.386 | 6197.0286
| 6246.1549 | 6197.5479 | 6180 | 6242.3846 | 6197.025
| 6246.0531 | 6197.5134 | 6179 | 6242.3077 | 6196.9955
| 6246.0043 | 6197.358 | 6179 | 6241.9583 | 6196.6018
| 6245.9668 | 6197.3551 | 6179 | 6241.918 | 6196.1035
| 6245.9254 | 6197.318 | 6179 | 6241.8109 | 6195.8164
| 6245.8238 | 6197.3018 | 6179 | 6241.6103 | 6195.7583
| 6245.5315 | 6197.0971 | 6179 | 6241.3495 | 6195.4327
| 6245.4798 | 6197.0367 | 6178 | 6241.2177 | 6195.3271
| 6245.4634 | 6196.6439 | 6178 | 6241.0933 | 6195.2474
| 6245.3009 | 6196.6071 | 6178 | 6241.0519 | 6195.1923
| 6245.2673 | 6196.527 | 6177 | 6241.029 | 6194.7797
| 6244.9903 | 6196.4434 | 6177 | 6240.9616 | 6194.6886
| 6244.8378 | 6195.9205 | 6177 | 6240.9347 | 6194.2458
| 6244.7335 | 6195.5909 | 6176 | 6240.7683 | 6193.8751
| 6244.6828 | 6195.4456 | 6176 | 6240.705 | 6193.7798
| 6244.6344 | 6195.093 | 6176 | 6240.4989 | 6193.6763
| 6244.4711 | 6195.0444 | 6176 | 6239.835 | 6193.6162
| 6243.7257 | 6194.8831 | 6176 | 6239.4927 | 6193.3571
| 6243.5619 | 6194.7305 | 6176 | 6239.0721 | 6193.125
| 6243.2773 | 6194.6385 | 6175 | 6238.4046 | 6192.0368
| 6243.087 | 6194.5323 | 6175 | 6238.2467 | 6191.6908
| 6242.4538 | 6194.4254 | 6175 | 6237.543 | 6191.5026
| 6242.4434 | 6194.3685 | 6175 | 6237.3556 | 6191.3037
| 6242.0487 | 6194.2565 | 6175 | 6237.1388 | 6190.5502
| 6241.5203 | 6194.1506 | 6175 | 6237.0647 | 6190.4465
| 6240.8054 | 6193.986 | 6175 | 6237.0035 | 6190.2072
| 6240.67 | 6193.8588 | 6175 | 6236.77 | 6190.1928
| 6240.578 | 6193.6051 | 6174 | 6236.7207 | 6190.0489
| 6240.5269 | 6193.4383 | 6174 | 6235.9321 | 6189.9897
| 6240.1975 | 6193.205 | 6174 | 6235.6767 | 6189.8052
| 6240.1908 | 6193.1971 | 6174 | 6235.6452 | 6189.7528
| 6240.0715 | 6193.1581 | 6174 | 6235.6221 | 6189.0716
| 6240.0094 | 6193.1158 | 6174 | 6235.3189 | 6189.0395
| 6239.9611 | 6192.9013 | 6174 | 6235.2555 | 6189.0248
| 6239.594 | 6192.871 | 6174 | 6234.8396 | 6189.0004
| 6239.5854 | 6192.8039 | 6173 | 6234.7419 | 6188.6617
| 6239.5773 | 6192.6401 | 6173 | 6234.1872 | 6188.6252
| 6239.4859 | 6192.4661 | 6173 | 6234.1792 | 6188.618
| 6239.3873 | 6192.3268 | 6173 | 6234.1549 | 6188.4594
| 6239.2643 | 6192.0502 | 6173 | 6233.8476 | 6188.4559
| 6239.0201 | 6191.9995 | 6173 | 6233.7963 | 6187.9402
| 6238.6448 | 6191.8306 | 6172 | 6233.7628 | 6187.9155
| 6238.6057 | 6191.7991 | 6172 | 6233.4899 | 6187.8726
| 6238.549 | 6191.319 | 6171 | 6232.9197 | 6187.7377
| 6238.4456 | 6191.0863 | 6171 | 6232.8954 | 6187.6549
| 6238.3492 | 6190.8664 | 6171 | 6232.7447 | 6187.5929
| 6238.1158 | 6190.6686 | 6171 | 6232.7366 | 6187.1315
| 6237.8901 | 6190.3542 | 6171 | 6232.1246 | 6187.0849
| 6237.7262 | 6190.2289 | 6171 | 6231.8154 | 6186.4204
| 6237.5353 | 6189.1014 | 6171 | 6231.6468 | 6186.3517
| 6237.534 | 6189.0313 | 6170 | 6231.6012 | 6186.2194
| 6237.4927 | 6188.9907 | 6170 | 6231.5103 | 6186.1267
| 6237.4432 | 6188.5567 | 6170 | 6231.4579 | 6185.9498
| 6237.3916 | 6188.3518 | 6170 | 6231.4195 | 6185.8417
| 6237.3171 | 6188.3161 | 6170 | 6231.3361 | 6185.6308
| 6237.0049 | 6187.9761 | 6169 | 6231.3317 | 6185.2707
| 6236.8348 | 6187.8577 | 6169 | 6231.1893 | 6185.1743
| 6236.4869 | 6187.7518 | 6169 | 6230.8422 | 6185.1718
| 6236.3175 | 6187.4415 | 6168 | 6230.7789 | 6185.0745
| 6236.0826 | 6186.8154 | 6168 | 6230.2723 | 6184.9079
| 6235.9394 | 6186.7518 | 6168 | 6229.8675 | 6184.7075
| 6235.7355 | 6186.5764 | 6168 | 6229.7466 | 6184.6341
| 6235.4925 | 6186.4304 | 6168 | 6229.688 | 6184.4749
| 6235.4024 | 6185.7651 | 6168 | 6229.6149 | 6184.1224
| 6235.3745 | 6185.7263 | 6168 | 6229.4762 | 6183.9752
| 6235.3718 | 6185.6097 | 6167 | 6229.4612 | 6183.6895
| 6235.2614 | 6185.4625 | 6167 | 6229.3976 | 6183.6588
| 6235.1804 | 6185.3718 | 6167 | 6229.1103 | 6183.6555
| 6235.0076 | 6185.0281 | 6167 | 6228.6069 | 6183.6252
| 6234.717 | 6184.7834 | 6166 | 6228.5773 | 6183.3297
| 6234.7138 | 6184.4494 | 6166 | 6228.1998 | 6183.1788
| 6234.4788 | 6184.4305 | 6165 | 6228.0229 | 6182.4837
| 6234.4582 | 6184.1058 | 6165 | 6228.004 | 6182.3992
| 6234.4376 | 6184.1036 | 6165 | 6227.9126 | 6182.3681
| 6234.431 | 6183.773 | 6165 | 6227.3984 | 6182.2633
| 6234.3985 | 6183.6966 | 6165 | 6227.0975 | 6181.8378
| 6234.2879 | 6183.5714 | 6165 | 6226.4922 | 6181.7587
| 6234.1195 | 6183.5115 | 6165 | 6226.2593 | 6181.4082
| 6233.9849 | 6182.6074 | 6164 | 6226.2272 | 6181.246
| 6233.8614 | 6182.5537 | 6164 | 6225.7345 | 6181.0972
| 6233.6687 | 6182.2302 | 6164 | 6224.9887 | 6181.0503
| 6233.554 | 6182.1629 | 6162 | 6224.7579 | 6181.0199
| 6233.5231 | 6182.0215 | 6162 | 6224.1903 | 6180.338
| 6233.5014 | 6181.7488 | 6162 | 6223.8543 | 6179.9776
| 6233.2419 | 6181.4359 | 6162 | 6223.6781 | 6179.3277
| 6233.129 | 6181.2314 | 6162 | 6223.0722 | 6179.0141
| 6232.7736 | 6180.8636 | 6162 | 6222.6094 | 6178.9341
| 6232.6018 | 6180.8589 | 6162 | 6222.4962 | 6178.2677
| 6232.563 | 6180.8343 | 6162 | 6222.1043 | 6178.2438
| 6232.1505 | 6180.8292 | 6162 | 6221.1875 | 6177.8737
| 6231.8014 | 6180.5974 | 6162 | 6221.0991 | 6177.4736
| 6231.6771 | 6180.5794 | 6161 | 6221 | 6177.1312
| 6231.4049 | 6180.5652 | 6161 | 6220.8961 | 6177.1186
| 6231.2257 | 6180.5034 | 6161 | 6220.6044 | 6176.7175
| 6231.1835 | 6180.4865 | 6160 | 6220.5812 | 6176.5699
| 6231.0313 | 6180.3713 | 6160 | 6220.571 | 6176.4506
| 6230.9419 | 6180.3325 | 6160 | 6219.9721 | 6176.2471
| 6230.9163 | 6180.1201 | 6160 | 6219.8681 | 6176.1478
| 6230.5922 | 6180.0599 | 6159 | 6219.5421 | 6176.0614
| 6230.5815 | 6179.8557 | 6159 | 6219.5164 | 6176.0081
| 6230.4264 | 6179.4169 | 6159 | 6219.3292 | 6175.9446
| 6230.2626 | 6179.3948 | 6159 | 6219.3054 | 6175.4046
| 6230.2393 | 6179.38 | 6159 | 6219.1781 | 6174.6615
| 6230.1402 | 6179.1528 | 6158 | 6218.9505 | 6174.6062
| 6230.0317 | 6178.2102 | 6158 | 6218.9298 | 6174.5054
| 6229.6819 | 6178.1358 | 6158 | 6218.6054 | 6174.2584
| 6229.408 | 6178.1243 | 6158 | 6218.5143 | 6173.9964
| 6228.9931 | 6177.7214 | 6158 | 6218.3328 | 6173.9073
| 6228.4685 | 6177.5796 | 6158 | 6218.0332 | 6173.8547
| 6228.2539 | 6177.5318 | 6158 | 6217.8279 | 6173.5163
| 6227.9811 | 6177.4478 | 6157 | 6217.5141 | 6173.4703
| 6227.7735 | 6177.4044 | 6157 | 6217.3903 | 6172.7835
| 6227.6381 | 6177.3382 | 6157 | 6217.1416 | 6172.4696
| 6227.4583 | 6177.2824 | 6157 | 6216.9359 | 6172.0366
| 6227.3396 | 6177.223 | 6156 | 6216.8107 | 6171.5696
| 6227.1639 | 6176.8035 | 6156 | 6216.7931 | 6171.5367
| 6226.9332 | 6176.4453 | 6156 | 6216.4888 | 6171.5189
| 6226.9197 | 6176.385 | 6156 | 6216.4645 | 6171.4265
| 6226.6158 | 6176.0154 | 6155 | 6216.4364 | 6171.2523
| 6226.5969 | 6175.9132 | 6155 | 6216.3946 | 6170.9951
| 6226.5456 | 6175.8691 | 6155 | 6216.1015 | 6170.8401
| 6226.3759 | 6175.6871 | 6155 | 6215.3922 | 6170.5967
| 6226.1779 | 6175.3187 | 6155 | 6215.3252 | 6170.1082
| 6226.1537 | 6174.7731 | 6155 | 6215.0606 | 6170.0628
| 6226.0958 | 6174.4195 | 6155 | 6215.0603 | 6170.0239
| 6226.0792 | 6173.9988 | 6154 | 6214.9994 | 6169.9758
| 6225.9568 | 6173.6309 | 6154 | 6214.9359 | 6169.652
| 6225.7765 | 6173.3919 | 6154 | 6214.6494 | 6169.1854
| 6225.6776 | 6173.0612 | 6153 | 6214.6135 | 6168.5845
| 6225.1145 | 6172.9405 | 6153 | 6214.4474 | 6167.9275
| 6224.9174 | 6172.3966 | 6152 | 6214.169 | 6167.7615
| 6224.5189 | 6172.2238 | 6152 | 6213.8097 | 6167.3699
| 6224.1192 | 6171.8995 | 6152 | 6213.6468 | 6167.3636
| 6224.0797 | 6171.4206 | 6151 | 6213.6094 | 6167.0401
| 6224.0361 | 6170.6224 | 6151 | 6213.5519 | 6166.8396
| 6223.5134 | 6170.4706 | 6151 | 6213.185 | 6166.7322
| 6223.2857 | 6170.0887 | 6151 | 6212.1255 | 6166.2676
| 6223.2268 | 6170.0324 | 6151 | 6212.0953 | 6166.177
| 6223.2042 | 6169.6912 | 6151 | 6210.7265 | 6165.8879
| 6222.7396 | 6169.591 | 6151 | 6209.854 | 6165.7615
| 6222.6724 | 6169.3353 | 6150 | 6209.6587 | 6165.2587
| 6222.6034 | 6168.8891 | 6150 | 6209.4627 | 6165.238
| 6222.4846 | 6168.4869 | 6150 | 6209.4473 | 6165.1687
| 6222.4292 | 6168.2263 | 6150 | 6209.3917 | 6164.9052
| 6221.7507 | 6168.09 | 6150 | 6208.9102 | 6164.8705
| 6221.7354 | 6168.0875 | 6149 | 6208.7842 | 6164.8635
| 6221.6593 | 6168.0862 | 6149 | 6208.6939 | 6164.4236
| 6221.538 | 6167.8307 | 6149 | 6208.4772 | 6164.2085
| 6221.2872 | 6167.7589 | 6149 | 6208.4017 | 6163.7307
| 6221.202 | 6167.6181 | 6149 | 6208.2119 | 6163.3983
| 6221.1782 | 6167.4535 | 6148 | 6208.2 | 6163.1492
| 6221.1227 | 6167.4225 | 6148 | 6207.7416 | 6162.6655
| 6221.1149 | 6167.3359 | 6148 | 6207.5036 | 6162.4734
| 6221.0013 | 6167.0307 | 6148 | 6207.4818 | 6162.2513
| 6220.657 | 6167.0132 | 6147 | 6207.2777 | 6162.1022
| 6220.2465 | 6166.8948 | 6147 | 6206.794 | 6161.9361
| 6220.0386 | 6166.8943 | 6147 | 6206.5729 | 6161.5626
| 6219.7105 | 6166.8399 | 6147 | 6206.0881 | 6160.9208
| 6219.4839 | 6166.1077 | 6147 | 6205.9936 | 6160.1914
| 6218.479 | 6166.0623 | 6147 | 6205.9822 | 6159.261
| 6218.3165 | 6165.5379 | 6147 | 6205.5051 | 6159.2464
| 6217.8283 | 6165.4439 | 6147 | 6204.8676 | 6159.0418
| 6217.695 | 6165.3881 | 6146 | 6204.2595 | 6158.7815
| 6217.4794 | 6164.9948 | 6146 | 6204.0538 | 6158.5389
| 6217.4414 | 6164.655 | 6146 | 6204.0475 | 6158.4545
| 6217.3617 | 6164.5314 | 6146 | 6203.6985 | 6158.031
| 6217.303 | 6164.0785 | 6146 | 6203.0272 | 6157.9743
| 6217.1402 | 6163.965 | 6145 | 6202.5676 | 6157.4709
| 6217.0561 | 6163.7706 | 6145 | 6202.5482 | 6157.2238
| 6217.0196 | 6163.5866 | 6145 | 6202.3923 | 6157.1464
| 6216.9057 | 6163.4842 | 6145 | 6202.3843 | 6156.4552
| 6216.7582 | 6163.1515 | 6145 | 6202.1814 | 6156.3411
| 6216.6749 | 6162.9668 | 6145 | 6202.1569 | 6155.9788
| 6216.6316 | 6162.9113 | 6145 | 6201.6308 | 6155.1679
| 6216.4894 | 6162.4545 | 6145 | 6201.6091 | 6155.1629
| 6216.1983 | 6162.3493 | 6145 | 6201.3964 | 6155.1354
| 6216.1486 | 6162.2417 | 6144 | 6201.37 | 6154.9228
| 6215.9947 | 6161.9853 | 6144 | 6201.2881 | 6154.7933
| 6215.6554 | 6161.9239 | 6144 | 6201.2108 | 6154.1066
| 6214.1117 | 6161.9103 | 6144 | 6201.1825 | 6154.0264
| 6214.0412 | 6161.5486 | 6143 | 6200.8939 | 6153.6368
| 6213.9305 | 6161.2018 | 6143 | 6200.8694 | 6153.1651
| 6213.7916 | 6161.1705 | 6143 | 6200.5788 | 6153.1649
| 6213.5494 | 6161.1581 | 6143 | 6200.2515 | 6152.8978
| 6212.756 | 6160.6628 | 6142 | 6200.0368 | 6152.8217
| 6212.3229 | 6160.456 | 6142 | 6199.9024 | 6152.5818
| 6212.2951 | 6160.0842 | 6141 | 6199.6643 | 6152.2683
| 6212.2138 | 6160.034 | 6141 | 6199.6355 | 6152.2204
| 6212.0224 | 6160.0178 | 6141 | 6199.2826 | 6151.775
| 6211.941 | 6159.7882 | 6140 | 6199.1655 | 6151.7709
| 6211.8093 | 6159.2396 | 6140 | 6199.141 | 6151.2918
| 6211.2324 | 6159.1987 | 6140 | 6198.9821 | 6151.2181
| 6211.213 | 6159.0446 | 6140 | 6198.7475 | 6151.0536
| 6211.1597 | 6158.8375 | 6140 | 6198.399 | 6150.635
| 6211.0968 | 6158.6759 | 6139 | 6198.3039 | 6150.2037
| 6210.4656 | 6158.6063 | 6139 | 6198.1876 | 6150.1065
| 6210.4281 | 6158.4502 | 6139 | 6198.1834 | 6150.0942
| 6210.4078 | 6158.3894 | 6139 | 6198.0012 | 6149.6332
| 6209.9992 | 6158.3844 | 6139 | 6197.8786 | 6149.4406
| 6209.9898 | 6158.3486 | 6139 | 6197.7573 | 6149.1999
| 6209.8131 | 6158.0652 | 6139 | 6197.187 | 6148.4635
| 6209.533 | 6157.6946 | 6139 | 6197.1608 | 6148.38
| 6209.2713 | 6157.5884 | 6138 | 6196.7654 | 6148.1131
| 6209.0564 | 6156.9667 | 6138 | 6196.7429 | 6148.0583
| 6208.879 | 6156.7522 | 6138 | 6196.3551 | 6147.8537
| 6208.8171 | 6155.6605 | 6138 | 6196.2717 | 6147.7101
| 6208.6306 | 6154.9134 | 6138 | 6196.2423 | 6147.341
| 6208.3185 | 6154.3565 | 6137 | 6196.0161 | 6147.3084
| 6208.1997 | 6154.2926 | 6137 | 6195.8936 | 6146.6119
| 6208.1901 | 6154.122 | 6137 | 6195.8012 | 6146.4687
| 6207.9056 | 6154.062 | 6136 | 6195.7931 | 6146.3321
| 6207.6921 | 6154.0579 | 6136 | 6195.6543 | 6146.2046
| 6207.4212 | 6153.9337 | 6136 | 6195.6402 | 6145.9083
| 6207.2025 | 6153.9137 | 6136 | 6195.6341 | 6145.7983
| 6207.0877 | 6153.6223 | 6136 | 6195.5019 | 6145.47
| 6206.6116 | 6153.3196 | 6135 | 6195.3512 | 6144.7487
| 6206.5812 | 6153.1157 | 6135 | 6194.9466 | 6144.5229
| 6206.3712 | 6152.6028 | 6135 | 6194.5474 | 6144.5177
| 6206.2864 | 6152.1991 | 6135 | 6194.3049 | 6144.2701
| 6206.2719 | 6151.884 | 6134 | 6194.0388 | 6143.9389
| 6205.3848 | 6151.4209 | 6134 | 6193.6851 | 6143.9297
| 6205.3709 | 6151.365 | 6133 | 6193.5196 | 6143.7996
| 6205.2276 | 6151.2315 | 6133 | 6193.3014 | 6143.4276
| 6205.0787 | 6151.0349 | 6133 | 6193.2915 | 6143.3742
| 6204.758 | 6150.8195 | 6132 | 6192.9284 | 6143.1022
| 6204.514 | 6150.3241 | 6132 | 6192.6113 | 6142.5341
| 6204.4639 | 6150.0896 | 6132 | 6192.0188 | 6142.3767
| 6204.0578 | 6149.9976 | 6132 | 6191.4753 | 6142.2687
| 6203.447 | 6149.9494 | 6132 | 6191.3862 | 6142.1576
| 6203.1172 | 6149.8113 | 6132 | 6191.2404 | 6142.1542
| 6203.1136 | 6149.564 | 6132 | 6191.1763 | 6141.7093
| 6202.9998 | 6149.0609 | 6132 | 6191.153 | 6141.2035
| 6202.9795 | 6148.7968 | 6131 | 6191.0739 | 6141.2007
| 6202.6124 | 6148.6284 | 6131 | 6190.757 | 6141.1325
| 6202.4906 | 6148.5933 | 6130 | 6190.7184 | 6141.0854
| 6202.2722 | 6148.3982 | 6130 | 6190.5829 | 6141.0471
| 6202.2633 | 6148.3402 | 6130 | 6190.2589 | 6140.9993
| 6201.8169 | 6148.291 | 6130 | 6190.0815 | 6140.9816
| 6201.8048 | 6148.2507 | 6130 | 6190.0745 | 6140.8995
| 6201.7475 | 6148.1786 | 6130 | 6189.8865 | 6140.619
| 6201.7187 | 6148.1425 | 6130 | 6189.7989 | 6140.5936
| 6201.5965 | 6148.1115 | 6129 | 6189.4881 | 6140.5339
| 6201.5886 | 6147.7211 | 6129 | 6189.1889 | 6140.0019
| 6201.5595 | 6147.5258 | 6129 | 6188.1577 | 6139.9851
| 6201.5296 | 6147.4268 | 6129 | 6187.7103 | 6139.7949
| 6201.0962 | 6147.3965 | 6128 | 6187.4459 | 6139.5513
| 6200.7726 | 6147.001 | 6128 | 6187.1302 | 6139.5212
| 6200.7662 | 6146.8497 | 6128 | 6186.7509 | 6139.1142
| 6200.7059 | 6146.6126 | 6128 | 6186.3323 | 6139.0679
| 6200.2101 | 6146.5283 | 6128 | 6186.1908 | 6138.9381
| 6200.1771 | 6146.5224 | 6128 | 6186.1222 | 6137.648
| 6200.0763 | 6146.2525 | 6127 | 6185.8895 | 6137.2381
| 6199.432 | 6146.0471 | 6127 | 6185.8377 | 6137.1961
| 6199.4041 | 6145.9051 | 6127 | 6185.7589 | 6136.3813
| 6198.7678 | 6144.7469 | 6126 | 6185.5495 | 6135.4358
| 6198.6928 | 6144.6816 | 6126 | 6185.3364 | 6135.2576
| 6198.2668 | 6144.6114 | 6125 | 6185.2824 | 6134.8325
| 6197.9037 | 6144.4086 | 6125 | 6185.2722 | 6134.7318
| 6197.6542 | 6144.3425 | 6124 | 6184.9799 | 6134.6333
| 6197.5357 | 6144.3028 | 6124 | 6184.702 | 6134.4952
| 6197.3343 | 6143.8903 | 6124 | 6184.6632 | 6134.0935
| 6196.9855 | 6143.8408 | 6124 | 6183.7272 | 6133.76
| 6196.7407 | 6142.9925 | 6124 | 6183.5226 | 6133.7153
| 6196.5856 | 6142.7796 | 6124 | 6183.0469 | 6133.2053
| 6196.1472 | 6142.7612 | 6124 | 6182.946 | 6132.7052
| 6196.0824 | 6142.7212 | 6124 | 6182.1132 | 6132.3941
| 6196.0805 | 6142.2269 | 6123 | 6182.1023 | 6132.1792
| 6196.0566 | 6142.128 | 6123 | 6182.0912 | 6131.4497
| 6195.9962 | 6141.6307 | 6123 | 6181.5876 | 6131.3348
| 6195.9897 | 6141.5662 | 6123 | 6181.5218 | 6131.0881
| 6195.9486 | 6141.5021 | 6123 | 6181.2821 | 6131.0303
| 6195.8732 | 6141.3857 | 6122 | 6181.198 | 6130.8353
| 6195.8034 | 6141.3376 | 6122 | 6180.7456 | 6130.5876
| 6195.5645 | 6140.9057 | 6122 | 6180.5371 | 6130.574
| 6195.0301 | 6140.516 | 6122 | 6180.3742 | 6130.1659
| 6194.9893 | 6140.2152 | 6121 | 6179.9317 | 6130.1303
| 6194.8994 | 6139.5283 | 6121 | 6179.7642 | 6130.1244
| 6194.8651 | 6139.2865 | 6121 | 6179.7449 | 6129.7399
| 6194.3697 | 6139.1255 | 6121 | 6179.2742 | 6129.7171
| 6194.3054 | 6139.0325 | 6121 | 6179.2636 | 6129.6222
| 6194.2334 | 6139.032 | 6121 | 6179.1086 | 6129.5333
| 6194.1881 | 6138.9744 | 6120 | 6178.801 | 6129.4623
| 6194.1047 | 6138.6413 | 6120 | 6178.1958 | 6129.3218
| 6193.7265 | 6138.3059 | 6120 | 6177.9114 | 6128.9378
| 6193.3242 | 6138.0274 | 6120 | 6177.2309 | 6128.4234
| 6193.267 | 6138.0048 | 6120 | 6177.1509 | 6128.419
| 6193.1446 | 6137.903 | 6120 | 6176.8256 | 6128.2751
| 6192.7976 | 6137.873 | 6119 | 6176.6007 | 6127.84
| 6192.7747 | 6137.5893 | 6119 | 6176.3846 | 6127.839
| 6192.5606 | 6137.5789 | 6119 | 6176.2566 | 6127.4284
| 6192.5238 | 6137.3806 | 6119 | 6176.2021 | 6126.9567
| 6192.3467 | 6137.2023 | 6119 | 6176.0739 | 6126.8363
| 6192.3014 | 6137.0985 | 6119 | 6175.7784 | 6126.7931
| 6192.1023 | 6135.7702 | 6119 | 6175.5855 | 6126.7754
| 6192.0801 | 6135.7161 | 6119 | 6175.5226 | 6126.5759
| 6192.0276 | 6135.6479 | 6119 | 6175.5075 | 6126.3356
| 6191.9468 | 6135.5666 | 6118 | 6174.8616 | 6126.2926
| 6191.7568 | 6135.5151 | 6118 | 6174.7954 | 6125.999
| 6191.675 | 6135.5123 | 6118 | 6174.4053 | 6125.6854
| 6191.5008 | 6135.4392 | 6118 | 6174.091 | 6125.4986
| 6191.4867 | 6135.4332 | 6118 | 6173.7721 | 6125.3336
| 6191.3489 | 6134.8557 | 6117 | 6173.6192 | 6124.9179
| 6191.3252 | 6134.7932 | 6117 | 6173.463 | 6124.8423
| 6191.2613 | 6134.2027 | 6117 | 6173.2154 | 6124.7881
| 6191.2187 | 6134.1876 | 6117 | 6172.7475 | 6124.7068
| 6191.1813 | 6134.1719 | 6117 | 6172.6429 | 6124.5854
| 6190.9647 | 6134.1039 | 6117 | 6172.4824 | 6124.4242
| 6190.7809 | 6133.7283 | 6116 | 6172.3576 | 6123.7224
| 6190.7792 | 6133.4109 | 6116 | 6172.3433 | 6123.6484
| 6190.6922 | 6133.3873 | 6116 | 6172.2885 | 6123.5295
| 6190.0644 | 6133.2058 | 6115 | 6172.2666 | 6123.5276
| 6189.8779 | 6132.4307 | 6115 | 6172.1292 | 6123.4022
| 6189.3366 | 6132.0438 | 6115 | 6171.953 | 6123.1628
| 6189.2808 | 6131.8817 | 6115 | 6171.7495 | 6122.5245
| 6189.1495 | 6131.7738 | 6115 | 6171.5661 | 6122.5014
| 6189.0141 | 6131.3187 | 6115 | 6171.5316 | 6122.0835
| 6188.7315 | 6131.2547 | 6115 | 6171.4835 | 6121.8978
| 6188.5623 | 6131.2028 | 6114 | 6171.4254 | 6121.8786
| 6188.3945 | 6130.9481 | 6114 | 6171.3893 | 6121.7827
| 6188.3428 | 6130.7687 | 6114 | 6170.8281 | 6121.397
| 6188.3009 | 6129.6656 | 6114 | 6170.5507 | 6121.0771
| 6188.2727 | 6129.6378 | 6113 | 6169.9165 | 6121.0566
| 6188.1728 | 6129.6378 | 6113 | 6169.6048 | 6120.8532
| 6187.9557 | 6129.4903 | 6112 | 6169.4999 | 6120.8464
| 6187.9202 | 6129.3883 | 6111 | 6169.2059 | 6120.5472
| 6187.8113 | 6129.3366 | 6111 | 6169.182 | 6120.4634
| 6187.8007 | 6129.0358 | 6111 | 6169.1499 | 6119.7537
| 6187.7876 | 6128.5728 | 6110 | 6168.8964 | 6119.7461
| 6187.7051 | 6128.3536 | 6110 | 6168.6914 | 6119.3645
| 6187.6433 | 6127.6665 | 6110 | 6168.3879 | 6119.2572
| 6187.1466 | 6127.5298 | 6110 | 6168.3635 | 6119.065
| 6186.7675 | 6127.3705 | 6110 | 6167.96 | 6117.7227
| 6186.4378 | 6127.3323 | 6110 | 6167.4718 | 6117.6478
| 6186.0695 | 6127.2219 | 6109 | 6167.4369 | 6117.6044
| 6185.8469 | 6127.1636 | 6109 | 6167.2239 | 6117.5222
| 6185.7957 | 6126.9576 | 6109 | 6166.7704 | 6116.153
| 6185.7705 | 6126.9452 | 6109 | 6166.6593 | 6115.6048
| 6185.6803 | 6126.9291 | 6109 | 6166.2945 | 6115.1554
| 6185.6021 | 6126.8797 | 6109 | 6166.1499 | 6114.822
| 6185.4916 | 6126.8645 | 6109 | 6166.0509 | 6114.7765
| 6185.4686 | 6126.8468 | 6108 | 6166.0229 | 6113.7813
| 6185.4123 | 6126.6204 | 6107 | 6165.4327 | 6113.3758
| 6185.2885 | 6126.434 | 6107 | 6165.3898 | 6113.1428
| 6185.2495 | 6126.3414 | 6107 | 6165.2989 | 6112.9087
| 6185.2483 | 6126.0112 | 6107 | 6164.9787 | 6112.8838
| 6185.2271 | 6125.9847 | 6107 | 6164.9454 | 6112.579
| 6184.8907 | 6125.765 | 6106 | 6164.9423 | 6112.3136
| 6184.6895 | 6125.4256 | 6106 | 6164.1253 | 6112.2007
| 6184.3405 | 6124.9428 | 6106 | 6163.9679 | 6112.0674
| 6183.6513 | 6124.9129 | 6106 | 6163.638 | 6111.6158
| 6183.3302 | 6124.8286 | 6106 | 6163.274 | 6111.4935
| 6183.2764 | 6124.7652 | 6106 | 6163.0464 | 6111.1605
| 6183.1905 | 6124.6302 | 6106 | 6162.9172 | 6110.8738
| 6183.1373 | 6124.1273 | 6106 | 6162.5955 | 6110.8616
| 6183.025 | 6123.9949 | 6106 | 6162.0361 | 6110.7614
| 6182.9421 | 6123.8739 | 6105 | 6161.9912 | 6110.6819
| 6182.4249 | 6123.0525 | 6105 | 6161.9895 | 6110.5717
| 6182.1999 | 6122.8306 | 6105 | 6161.9031 | 6110.294
| 6181.4364 | 6122.7704 | 6105 | 6161.826 | 6109.6465
| 6181.3049 | 6122.7178 | 6104 | 6161.6194 | 6109.3016
| 6181.2811 | 6122.6264 | 6104 | 6161.5624 | 6108.5185
| 6181.0257 | 6122.5917 | 6104 | 6161.5043 | 6108.4971
| 6180.8107 | 6121.9978 | 6104 | 6161.2252 | 6108.1716
| 6180.5495 | 6121.8847 | 6104 | 6161.1321 | 6107.9608
| 6180.3234 | 6121.7647 | 6104 | 6160.6238 | 6107.9581
| 6180.2609 | 6121.5629 | 6104 | 6160.5088 | 6107.7664
| 6180.141 | 6121.5257 | 6104 | 6160.4499 | 6107.4455
| 6180.0397 | 6121.3841 | 6103 | 6160.295 | 6106.93
| 6179.6337 | 6121.2401 | 6103 | 6160.13 | 6106.8631
| 6179.5651 | 6121.1311 | 6103 | 6159.5474 | 6106.6929
| 6179.3719 | 6120.6496 | 6103 | 6159.2787 | 6106.0843
| 6179.2298 | 6120.5254 | 6103 | 6159.2119 | 6105.2058
| 6179.0991 | 6120.2963 | 6103 | 6159.1212 | 6105.0735
| 6178.8241 | 6120.2036 | 6103 | 6158.3935 | 6104.7407
| 6178.3828 | 6120.1551 | 6102 | 6158.2507 | 6104.6248
| 6178.2116 | 6120.044 | 6102 | 6157.9989 | 6104.3931
| 6178.0905 | 6119.9636 | 6102 | 6157.7432 | 6103.5546
| 6178.0828 | 6119.8999 | 6102 | 6157.593 | 6103.4571
| 6177.5427 | 6119.7632 | 6101 | 6157.4931 | 6103.3133
| 6177.3533 | 6119.5742 | 6101 | 6157.1822 | 6103.2126
| 6177.225 | 6119.5645 | 6101 | 6157.1107 | 6103.118
| 6176.9072 | 6119.1274 | 6101 | 6157.0997 | 6102.9347
| 6176.8244 | 6119.1155 | 6101 | 6156.8057 | 6102.4389
| 6176.5461 | 6119.0198 | 6101 | 6156.3135 | 6102.3369
| 6176.2402 | 6117.8161 | 6101 | 6156.1543 | 6102.1628
| 6176.1785 | 6117.6955 | 6100 | 6156.1373 | 6101.8197
| 6176.1329 | 6117.5212 | 6100 | 6155.9332 | 6101.2458
| 6176.0664 | 6117.4237 | 6100 | 6155.9213 | 6101.2014
| 6175.9075 | 6116.8697 | 6100 | 6155.7868 | 6101.0929
| 6175.7078 | 6116.7039 | 6100 | 6155.5823 | 6101.0476
| 6175.6133 | 6116.6525 | 6100 | 6155.4066 | 6100.9235
| 6175.5523 | 6116.6106 | 6100 | 6155.2357 | 6100.9103
| 6175.4338 | 6116.4427 | 6099 | 6155.2276 | 6100.7644
| 6175.1085 | 6116.4302 | 6099 | 6155.0701 | 6100.5745
| 6175.0726 | 6116.3876 | 6099 | 6154.8532 | 6100.5037
| 6175.0658 | 6116.3471 | 6099 | 6154.6645 | 6100.1515
| 6174.7583 | 6116.2674 | 6099 | 6154.5583 | 6100.1082
| 6174.6696 | 6115.6616 | 6098 | 6154.3143 | 6099.9033
| 6174.3739 | 6115.5583 | 6098 | 6154.1884 | 6099.6606
| 6173.8539 | 6115.3155 | 6097 | 6153.9123 | 6099.6137
| 6173.5977 | 6115.1399 | 6097 | 6153.5465 | 6099.5239
| 6173.3786 | 6115.0266 | 6097 | 6153.5067 | 6099.4422
| 6173.2337 | 6114.7719 | 6097 | 6153.1802 | 6098.7639
| 6173.2035 | 6114.5076 | 6097 | 6152.9031 | 6098.7115
| 6172.4826 | 6114.4597 | 6097 | 6152.6781 | 6098.3931
| 6172.3782 | 6114.1619 | 6096 | 6152.5029 | 6098.2229
| 6172.2593 | 6113.9265 | 6096 | 6152.394 | 6098.067
| 6172.2434 | 6113.8206 | 6096 | 6151.7092 | 6097.9259
| 6172.0332 | 6113.801 | 6096 | 6151.5726 | 6097.8542
| 6171.5726 | 6113.4302 | 6096 | 6151.1735 | 6097.439
| 6170.9773 | 6112.4257 | 6096 | 6150.9814 | 6096.2459
| 6170.955 | 6112.2336 | 6096 | 6150.8307 | 6096.1993
| 6170.8437 | 6112.1178 | 6096 | 6150.4868 | 6096.0348
| 6170.3308 | 6111.828 | 6096 | 6150.2379 | 6095.9886
| 6170.3207 | 6111.6753 | 6095 | 6150.1655 | 6095.9835
| 6169.9752 | 6111.3644 | 6095 | 6149.626 | 6095.933
| 6169.9343 | 6110.7977 | 6095 | 6149.2857 | 6095.9087
| 6169.8431 | 6110.7447 | 6095 | 6149.0205 | 6095.8737
| 6169.7504 | 6110.5594 | 6095 | 6148.7023 | 6095.45
| 6169.6623 | 6110.4937 | 6094 | 6148.2731 | 6095.4374
| 6169.4826 | 6110.253 | 6094 | 6148.2589 | 6095.4267
| 6169.2252 | 6110.017 | 6094 | 6148.1426 | 6095.3843
| 6168.7367 | 6109.3696 | 6094 | 6147.9661 | 6095.2126
| 6168.6694 | 6109.0724 | 6093 | 6147.8686 | 6095.099
| 6168.512 | 6108.9909 | 6093 | 6147.6946 | 6094.9351
| 6168.452 | 6108.5169 | 6093 | 6147.5483 | 6094.8162
| 6167.8867 | 6108.0237 | 6093 | 6147.0576 | 6094.7445
| 6167.8722 | 6107.9616 | 6092 | 6146.9613 | 6094.7021
| 6167.8505 | 6107.9117 | 6091 | 6146.0646 | 6094.2853
| 6167.8097 | 6107.8361 | 6091 | 6145.8366 | 6094.2659
| 6167.7559 | 6107.7287 | 6091 | 6145.1961 | 6094.0304
| 6167.6715 | 6107.6475 | 6091 | 6144.8606 | 6093.9688
| 6167.6495 | 6107.567 | 6091 | 6144.6515 | 6093.8929
| 6167.6104 | 6107.4485 | 6090 | 6144.5494 | 6093.8416
| 6167.4488 | 6107.1424 | 6090 | 6144.5408 | 6093.4512
| 6167.3982 | 6107.1248 | 6090 | 6144.5013 | 6093.3785
| 6167.2879 | 6106.9937 | 6090 | 6144.4667 | 6093.2535
| 6167.2229 | 6106.9742 | 6090 | 6144.442 | 6092.813
| 6167.1873 | 6106.9395 | 6089 | 6144.434 | 6092.6185
| 6167.0445 | 6106.7388 | 6089 | 6144.239 | 6092.5493
| 6166.9547 | 6106.0008 | 6089 | 6144.1571 | 6092.4466
| 6166.9376 | 6105.5499 | 6089 | 6144.0917 | 6092.3239
| 6166.8541 | 6105.4218 | 6089 | 6143.9197 | 6092.3171
| 6166.836 | 6105.3956 | 6088 | 6143.535 | 6092.1762
| 6166.6669 | 6105.3899 | 6088 | 6143.3689 | 6092.0258
| 6166.0413 | 6105.3651 | 6088 | 6143.1531 | 6091.4733
| 6165.8393 | 6105.2119 | 6088 | 6143.0233 | 6091.3149
| 6165.8315 | 6105.0968 | 6088 | 6142.972 | 6091.2569
| 6165.6801 | 6105.0021 | 6088 | 6142.8961 | 6091.0538
| 6165.4165 | 6104.7864 | 6087 | 6142.8073 | 6090.809
| 6165.0195 | 6104.7756 | 6086 | 6142.0605 | 6090.2925
| 6165.0104 | 6104.666 | 6086 | 6141.459 | 6090.0165
| 6164.7616 | 6104.4091 | 6086 | 6141.1633 | 6089.9712
| 6164.425 | 6104.2717 | 6085 | 6141.0264 | 6089.8155
| 6163.8538 | 6104.0481 | 6085 | 6140.6958 | 6089.7921
| 6163.85 | 6103.7304 | 6085 | 6140.3827 | 6089.3731
| 6163.7612 | 6103.5224 | 6084 | 6140.3192 | 6089.0199
| 6163.5179 | 6103.1877 | 6084 | 6140.1238 | 6088.8188
| 6163.4502 | 6103.1746 | 6084 | 6140.0846 | 6088.4793
| 6163.302 | 6103.1368 | 6084 | 6139.7984 | 6088.4463
| 6163.2323 | 6102.9733 | 6084 | 6139.3535 | 6088.1286
| 6162.9521 | 6102.7746 | 6084 | 6139.1192 | 6088.0935
| 6162.8295 | 6102.7535 | 6084 | 6138.6048 | 6088.0859
| 6162.7217 | 6102.4711 | 6084 | 6138.329 | 6088.045
| 6162.6242 | 6102.2736 | 6084 | 6138.3076 | 6087.8351
| 6162.3591 | 6102.0591 | 6084 | 6137.9535 | 6087.7436
| 6161.9087 | 6101.5039 | 6084 | 6137.7555 | 6087.61
| 6161.8575 | 6101.3392 | 6083 | 6137.6362 | 6087.5238
| 6161.7146 | 6101.0258 | 6083 | 6137.457 | 6087.4266
| 6161.4431 | 6100.9718 | 6083 | 6137.4077 | 6086.9458
| 6161.2313 | 6100.9186 | 6083 | 6137.3297 | 6086.8117
| 6161.2178 | 6100.7895 | 6082 | 6136.9895 | 6086.7395
| 6161.2046 | 6100.4506 | 6082 | 6136.8391 | 6086.7314
| 6161.171 | 6100.1938 | 6082 | 6136.8067 | 6086.6177
| 6161.1007 | 6100.0801 | 6082 | 6136.6181 | 6086.1085
| 6161.0449 | 6099.442 | 6082 | 6136.412 | 6085.3448
| 6160.826 | 6099.1345 | 6081 | 6136.2528 | 6085.2587
| 6160.8236 | 6099.0174 | 6081 | 6134.9 | 6085.1667
| 6160.7054 | 6098.9755 | 6081 | 6134.8176 | 6084.8406
| 6160.6026 | 6098.6284 | 6081 | 6134.3255 | 6084.82
| 6160.5788 | 6098.5946 | 6081 | 6133.7787 | 6084.6623
| 6159.8731 | 6098.371 | 6081 | 6133.4043 | 6084.1553
| 6159.7671 | 6098.093 | 6080 | 6133.3579 | 6084.0656
| 6159.7465 | 6097.8284 | 6080 | 6132.917 | 6083.8451
| 6159.3635 | 6097.7703 | 6080 | 6132.628 | 6083.828
| 6159.1438 | 6097.5626 | 6080 | 6132.544 | 6083.4755
| 6159.0221 | 6097.3935 | 6080 | 6132.358 | 6083.0222
| 6159.0114 | 6097.1298 | 6079 | 6132.0409 | 6082.958
| 6158.9479 | 6097.1294 | 6079 | 6131.8639 | 6082.6538
| 6158.6504 | 6096.9497 | 6079 | 6131.7549 | 6082.4347
| 6158.6304 | 6096.8572 | 6079 | 6131.6321 | 6082.3414
| 6158.0992 | 6096.7584 | 6079 | 6130.9195 | 6082.1783
| 6158.025 | 6096.5851 | 6079 | 6130.9141 | 6082.1685
| 6157.73 | 6096.4861 | 6079 | 6130.8772 | 6081.9615
| 6157.6105 | 6096.1484 | 6079 | 6130.7876 | 6081.9284
| 6157.6015 | 6096.1352 | 6079 | 6130.7703 | 6081.5335
| 6157.4154 | 6096.0266 | 6079 | 6130.5323 | 6081.3599
| 6157.2728 | 6095.7616 | 6078 | 6130.4125 | 6080.7874
| 6156.8169 | 6095.638 | 6078 | 6129.9427 | 6080.5197
| 6156.2953 | 6095.048 | 6078 | 6129.6862 | 6080.2069
| 6156.0699 | 6094.9677 | 6078 | 6129.1267 | 6080.1722
| 6155.9649 | 6094.8499 | 6078 | 6129.114 | 6079.7639
| 6155.7441 | 6094.7737 | 6078 | 6129.0285 | 6079.7381
| 6155.6558 | 6094.5907 | 6077 | 6128.9711 | 6079.5543
| 6155.3399 | 6094.5072 | 6077 | 6128.968 | 6079.4078
| 6154.9657 | 6094.207 | 6077 | 6128.511 | 6079.1801
| 6154.7828 | 6093.9655 | 6076 | 6127.5595 | 6079.1081
| 6154.5047 | 6093.8902 | 6076 | 6127.5083 | 6079.0838
| 6154.4118 | 6093.8058 | 6075 | 6127.1084 | 6078.9625
| 6154.1658 | 6093.7962 | 6075 | 6127.0782 | 6078.9327
| 6154.1646 | 6093.7159 | 6075 | 6126.9789 | 6078.538
| 6153.9124 | 6093.6469 | 6075 | 6126.1455 | 6078.4658
| 6153.5057 | 6093.431 | 6075 | 6126.065 | 6078.4434
| 6153.4832 | 6093.3332 | 6075 | 6125.9089 | 6078.3103
| 6153.3516 | 6093.2044 | 6075 | 6125.4937 | 6078.0254
| 6152.467 | 6093.133 | 6074 | 6125.3951 | 6077.6172
| 6152.3702 | 6092.8258 | 6074 | 6125.1813 | 6077.2726
| 6152.332 | 6092.6827 | 6074 | 6124.8535 | 6076.9932
| 6152.2833 | 6092.6757 | 6074 | 6124.6708 | 6076.8134
| 6151.8599 | 6092.5755 | 6074 | 6124.6625 | 6076.5881
| 6151.8187 | 6092.2671 | 6074 | 6124.6476 | 6076.4466
| 6151.7806 | 6092.0335 | 6074 | 6124.621 | 6076.3651
| 6151.639 | 6091.5988 | 6074 | 6124.5572 | 6075.7738
| 6151.4851 | 6091.5625 | 6074 | 6124.5221 | 6075.6343
| 6151.3336 | 6091.0779 | 6074 | 6123.8458 | 6075.3283
| 6151.0429 | 6090.893 | 6073 | 6123.7638 | 6074.3205
| 6151.0099 | 6090.8843 | 6073 | 6123.5189 | 6074.2353
| 6150.9187 | 6090.8065 | 6073 | 6122.6431 | 6074.0814
| 6150.8874 | 6090.6999 | 6073 | 6122.0688 | 6073.8426
| 6150.8408 | 6090.6866 | 6073 | 6122.043 | 6073.7919
| 6150.6042 | 6090.6319 | 6073 | 6121.4632 | 6073.6733
| 6150.5562 | 6090.5854 | 6073 | 6121.2695 | 6072.9572
| 6150.4664 | 6089.9746 | 6072 | 6120.9341 | 6072.4951
| 6149.8621 | 6089.952 | 6072 | 6120.4584 | 6071.2789
| 6149.4154 | 6089.6745 | 6072 | 6119.983 | 6071.2448
| 6149.2521 | 6089.5789 | 6072 | 6119.891 | 6071.2046
| 6149.0549 | 6089.353 | 6072 | 6119.7638 | 6070.7923
| 6148.9933 | 6089.3504 | 6071 | 6119.3055 | 6070.5487
| 6148.7371 | 6089.3248 | 6071 | 6119.1547 | 6070.445
| 6148.5647 | 6088.9091 | 6071 | 6119.057 | 6070.4105
| 6148.0983 | 6088.5107 | 6071 | 6119.0314 | 6069.3589
| 6147.9422 | 6088.4219 | 6071 | 6118.8934 | 6068.6775
| 6147.9419 | 6088.0221 | 6071 | 6118.8739 | 6068.5599
| 6147.7876 | 6087.6805 | 6071 | 6118.3563 | 6068.5553
| 6147.7636 | 6087.447 | 6071 | 6118.1571 | 6068.322
| 6147.5422 | 6087.0998 | 6071 | 6117.6085 | 6068.0122
| 6147.413 | 6086.9767 | 6070 | 6117.2671 | 6067.8403
| 6147.1258 | 6086.6651 | 6070 | 6116.873 | 6067.6338
| 6147.0835 | 6086.3397 | 6070 | 6116.6798 | 6067.2991
| 6146.7868 | 6086.0538 | 6070 | 6116.5559 | 6067.1802
| 6146.754 | 6085.7098 | 6070 | 6115.8914 | 6066.8552
| 6146.6371 | 6085.6187 | 6070 | 6115.851 | 6066.6943
| 6146.2922 | 6085.5666 | 6070 | 6115.7353 | 6066.6339
| 6146.2178 | 6085.2136 | 6070 | 6115.5672 | 6066.4237
| 6146.0445 | 6084.913 | 6069 | 6115.3167 | 6066.2147
| 6145.5378 | 6084.7939 | 6069 | 6115.2595 | 6066.0297
| 6145.531 | 6084.6412 | 6069 | 6115.1896 | 6066.015
| 6145.1018 | 6084.2335 | 6069 | 6115.1883 | 6066.0061
| 6144.9286 | 6084.0405 | 6069 | 6114.9275 | 6065.8909
| 6144.7268 | 6083.8921 | 6069 | 6114.7884 | 6065.7609
| 6144.6632 | 6083.206 | 6069 | 6114.7824 | 6065.6107
| 6144.6091 | 6083.0771 | 6068 | 6114.6736 | 6065.3442
| 6144.51 | 6082.877 | 6068 | 6114.5984 | 6064.9543
| 6144.122 | 6082.5831 | 6068 | 6114.3687 | 6064.8804
| 6144.0339 | 6082.445 | 6068 | 6114.3365 | 6064.3602
| 6144.0179 | 6081.8998 | 6068 | 6114.22 | 6063.9767
| 6143.9979 | 6081.894 | 6067 | 6114.1228 | 6063.5747
| 6143.7972 | 6081.834 | 6067 | 6113.4966 | 6062.9741
| 6143.4994 | 6081.678 | 6067 | 6113.4759 | 6062.7908
| 6143.4753 | 6081.6108 | 6066 | 6112.7577 | 6062.5588
| 6143.2688 | 6081.5576 | 6066 | 6112.4342 | 6062.5576
| 6143.2609 | 6081.4667 | 6066 | 6112.1743 | 6062.2578
| 6143.2305 | 6081.3802 | 6066 | 6111.6967 | 6062.0302
| 6143.1929 | 6081.3737 | 6065 | 6111.6858 | 6061.8013
| 6143.1928 | 6081.2401 | 6065 | 6111.421 | 6061.5752
| 6143.1606 | 6081.212 | 6065 | 6111.3305 | 6061.4961
| 6142.8669 | 6081.0855 | 6065 | 6111.2089 | 6061.3774
| 6142.4194 | 6080.6095 | 6065 | 6110.0074 | 6061.1492
| 6142.3521 | 6080.5944 | 6065 | 6109.9769 | 6060.8679
| 6142.271 | 6080.1529 | 6064 | 6109.7313 | 6060.7307
| 6142.0774 | 6079.9944 | 6064 | 6109.3343 | 6059.9764
| 6142.0285 | 6079.9448 | 6063 | 6109.3204 | 6059.9179
| 6141.9656 | 6079.9234 | 6062 | 6109.2918 | 6059.8243
| 6141.6728 | 6079.7914 | 6062 | 6109.1979 | 6059.7928
| 6141.6149 | 6079.7872 | 6061 | 6109.1515 | 6059.7201
| 6141.3176 | 6079.6951 | 6061 | 6109.0713 | 6059.5815
| 6140.918 | 6079.1434 | 6061 | 6108.862 | 6059.3551
| 6140.7985 | 6079.1262 | 6061 | 6108.2853 | 6059.1445
| 6140.6873 | 6079.0426 | 6060 | 6107.4827 | 6058.8816
| 6140.4918 | 6078.9977 | 6060 | 6107.2628 | 6058.8742
| 6140.3942 | 6078.6372 | 6060 | 6107.1677 | 6058.5038
| 6140.366 | 6078.5079 | 6059 | 6106.956 | 6057.257
| 6140.2272 | 6078.4752 | 6059 | 6106.8023 | 6056.9663
| 6140.1171 | 6078.3586 | 6059 | 6106.6018 | 6056.9606
| 6140.111 | 6078.3085 | 6059 | 6106.5999 | 6056.8659
| 6139.3632 | 6078.0137 | 6058 | 6106.2937 | 6056.8579
| 6138.9721 | 6077.8971 | 6058 | 6106.1732 | 6056.8507
| 6138.96 | 6077.8545 | 6058 | 6106.0647 | 6056.2383
| 6138.9313 | 6077.5957 | 6058 | 6105.6397 | 6055.6195
| 6138.7247 | 6077.4124 | 6058 | 6105.5019 | 6055.2952
| 6138.6491 | 6077.315 | 6058 | 6105.3464 | 6055.25
| 6138.6292 | 6076.7 | 6058 | 6105.2791 | 6055.0955
| 6138.555 | 6076.6664 | 6057 | 6105.1481 | 6054.9444
| 6138.3777 | 6076.3609 | 6057 | 6105.1294 | 6054.7386
| 6138.2278 | 6076.3174 | 6057 | 6105.0202 | 6053.2547
| 6138.1781 | 6076.2605 | 6057 | 6104.6314 | 6053.1179
| 6137.9626 | 6076.1194 | 6057 | 6104.4283 | 6053.0385
| 6137.9595 | 6075.8602 | 6057 | 6104.425 | 6052.9633
| 6137.7929 | 6075.6602 | 6057 | 6104.3235 | 6052.94
| 6137.7654 | 6075.2815 | 6057 | 6104.1685 | 6052.7252
| 6137.2421 | 6075.0837 | 6057 | 6103.6104 | 6051.835
| 6137.1379 | 6074.1797 | 6057 | 6103.2789 | 6051.5592
| 6136.9624 | 6074.1443 | 6056 | 6102.9236 | 6051.5176
| 6136.8812 | 6074.0743 | 6056 | 6102.9059 | 6050.7516
| 6136.813 | 6073.01 | 6056 | 6102.6337 | 6050.7392
| 6136.7808 | 6072.8809 | 6056 | 6102.5313 | 6050.5337
| 6136.7451 | 6072.4685 | 6056 | 6102.2378 | 6050.2562
| 6136.6706 | 6072.4072 | 6056 | 6102.1067 | 6050.2058
| 6136.6577 | 6072.291 | 6055 | 6101.9579 | 6049.9183
| 6136.5584 | 6072.2105 | 6055 | 6101.7543 | 6049.8147
| 6136.3146 | 6071.9877 | 6055 | 6101.4666 | 6049.6946
| 6136.3137 | 6071.8984 | 6055 | 6101.451 | 6049.3514
| 6136.088 | 6071.82 | 6055 | 6101.1913 | 6049.2955
| 6136.0588 | 6071.7175 | 6055 | 6101.1037 | 6049.2216
| 6135.7456 | 6071.5558 | 6054 | 6101.0545 | 6048.96
| 6135.6702 | 6070.719 | 6054 | 6100.8544 | 6048.4336
| 6135.6586 | 6070.5925 | 6054 | 6100.624 | 6048.2698
| 6135.4607 | 6070.5664 | 6054 | 6100.4629 | 6048.1153
| 6135.4382 | 6070.5199 | 6054 | 6100.4531 | 6048.0098
| 6135.338 | 6070.2265 | 6053 | 6100.4391 | 6047.6909
| 6135.317 | 6070.0311 | 6053 | 6100.2464 | 6047.6083
| 6135.2289 | 6069.5112 | 6053 | 6100.1826 | 6047.538
| 6135.1208 | 6069.485 | 6052 | 6100.0835 | 6046.8835
| 6135.0188 | 6069.0365 | 6052 | 6099.9108 | 6046.8317
| 6134.73 | 6068.9536 | 6052 | 6099.3971 | 6046.8315
| 6134.6022 | 6067.7876 | 6052 | 6099.2757 | 6046.745
| 6134.5138 | 6067.2803 | 6052 | 6099.2342 | 6046.4337
| 6134.4708 | 6067.1621 | 6052 | 6099.1781 | 6045.8173
| 6134.3495 | 6067.1135 | 6051 | 6098.8407 | 6045.7238
| 6134.3099 | 6066.9344 | 6051 | 6098.8367 | 6045.3534
| 6134.0818 | 6066.8655 | 6051 | 6098.4293 | 6044.8414
| 6133.9898 | 6066.5855 | 6051 | 6098.3618 | 6044.8106
| 6133.7867 | 6066.4569 | 6051 | 6098.1142 | 6044.7605
| 6133.78 | 6066.4308 | 6050 | 6097.826 | 6044.7356
| 6133.7016 | 6066.2329 | 6050 | 6097.7154 | 6044.5225
| 6133.5297 | 6066.2323 | 6050 | 6097.479 | 6044.3835
| 6133.3708 | 6066.038 | 6050 | 6097.1179 | 6044.3136
| 6132.9951 | 6065.8901 | 6050 | 6097.0666 | 6044.0206
| 6132.6933 | 6065.5998 | 6050 | 6096.8347 | 6044.0129
| 6132.4572 | 6065.5789 | 6050 | 6096.2763 | 6043.7654
| 6132.3648 | 6065.5178 | 6050 | 6096.0106 | 6043.1946
| 6132.1959 | 6065.366 | 6050 | 6095.9811 | 6043.073
| 6132.1724 | 6065.1409 | 6050 | 6095.9194 | 6042.5334
| 6132.0334 | 6064.7531 | 6050 | 6095.8507 | 6042.4766
| 6132.0328 | 6064.4362 | 6049 | 6095.8115 | 6042.1843
| 6131.9823 | 6064.1539 | 6049 | 6095.467 | 6042.0199
| 6131.9774 | 6063.7925 | 6049 | 6095.4317 | 6040.4482
| 6131.9145 | 6063.631 | 6049 | 6095.157 | 6040.4362
| 6131.7121 | 6063.5404 | 6049 | 6095.1455 | 6040.2664
| 6131.6647 | 6063.2944 | 6048 | 6095.1218 | 6039.8048
| 6131.6377 | 6063.1356 | 6048 | 6094.648 | 6039.57
| 6131.5273 | 6063.0655 | 6048 | 6093.9191 | 6039.5319
| 6131.3521 | 6062.7755 | 6047 | 6093.8523 | 6039.0677
| 6131.0387 | 6062.7752 | 6047 | 6093.848 | 6038.8972
| 6130.7983 | 6062.5761 | 6047 | 6093.8361 | 6038.8657
| 6130.6424 | 6062.2182 | 6047 | 6093.5494 | 6038.3398
| 6130.5709 | 6061.9333 | 6047 | 6093.326 | 6038.2241
| 6130.5322 | 6061.168 | 6047 | 6092.8599 | 6038.0797
| 6130.5135 | 6060.9392 | 6047 | 6092.7218 | 6038.0701
| 6130.3232 | 6060.7554 | 6047 | 6092.6734 | 6037.9199
| 6130.2453 | 6060.4768 | 6047 | 6092.4005 | 6037.8579
| 6130.2041 | 6060.1345 | 6047 | 6092.2893 | 6037.6483
| 6130.0285 | 6060.0531 | 6047 | 6092.2556 | 6037.5694
| 6129.7932 | 6059.7337 | 6046 | 6091.9326 | 6036.9677
| 6129.623 | 6059.5618 | 6046 | 6091.8132 | 6036.822
| 6129.1221 | 6059.0949 | 6046 | 6091.6289 | 6036.4245
| 6129.0514 | 6059.0928 | 6046 | 6091.567 | 6035.5404
| 6128.9768 | 6058.7425 | 6046 | 6091.4905 | 6035.4344
| 6128.9748 | 6058.7127 | 6046 | 6091.4443 | 6035.0141
| 6128.9145 | 6058.578 | 6045 | 6091.1236 | 6034.7818
| 6128.4247 | 6058.3792 | 6045 | 6090.4179 | 6034.6537
| 6128.4107 | 6058.2081 | 6044 | 6090.2411 | 6034.5573
| 6128.3906 | 6058.1581 | 6044 | 6089.3356 | 6034.536
| 6128.2469 | 6057.6938 | 6044 | 6089.3083 | 6034.3672
| 6128.2272 | 6057.6874 | 6044 | 6089.1945 | 6034.1187
| 6128.0804 | 6057.3208 | 6044 | 6089.0446 | 6034.0339
| 6127.3029 | 6057.0359 | 6044 | 6089.0436 | 6033.8004
| 6127.2858 | 6056.8374 | 6043 | 6089.0257 | 6033.7396
| 6127.1386 | 6056.4274 | 6043 | 6088.9704 | 6033.7289
| 6127.061 | 6056.0802 | 6043 | 6088.8508 | 6033.6756
| 6127.0518 | 6056.0257 | 6043 | 6088.7194 | 6033.539
| 6126.9471 | 6055.7052 | 6043 | 6087.8544 | 6033.4667
| 6126.7304 | 6055.5667 | 6042 | 6087.804 | 6033.4396
| 6126.6996 | 6055.472 | 6042 | 6087.7932 | 6033.2962
| 6126.4198 | 6055.2032 | 6042 | 6087.7446 | 6032.3786
| 6126.0326 | 6055.1377 | 6042 | 6087.4461 | 6032.3075
| 6125.9212 | 6054.9731 | 6042 | 6087.1893 | 6031.6873
| 6125.8694 | 6054.7946 | 6042 | 6086.9555 | 6031.5358
| 6125.7518 | 6054.7302 | 6041 | 6086.9418 | 6031.4603
| 6125.6929 | 6054.1545 | 6041 | 6086.541 | 6031.1562
| 6125.5598 | 6054.1063 | 6041 | 6086.381 | 6031.0516
| 6125.3183 | 6053.6325 | 6041 | 6086.3384 | 6030.9154
| 6125.2702 | 6053.4008 | 6040 | 6086.2858 | 6030.6091
| 6125.0763 | 6053.1708 | 6039 | 6086.2274 | 6030.5992
| 6125.0634 | 6053.1523 | 6039 | 6085.9208 | 6030.4397
| 6125.0087 | 6053.1346 | 6039 | 6085.9181 | 6030.2982
| 6124.5596 | 6053.1317 | 6039 | 6085.7774 | 6030.2908
| 6124.0908 | 6052.9407 | 6039 | 6085.7204 | 6029.6252
| 6123.8702 | 6052.9375 | 6039 | 6085.638 | 6029.4555
| 6123.5539 | 6052.9317 | 6039 | 6085.5545 | 6029.2727
| 6123.4324 | 6052.6466 | 6039 | 6085.2643 | 6028.9694
| 6123.3218 | 6052.5092 | 6038 | 6085.0347 | 6028.6204
| 6123.2435 | 6052.2725 | 6038 | 6084.8176 | 6028.1352
| 6122.9171 | 6051.9572 | 6038 | 6084.7562 | 6028.0574
| 6122.9032 | 6051.8014 | 6038 | 6084.628 | 6028.0415
| 6122.4318 | 6051.723 | 6038 | 6084.3654 | 6027.9036
| 6122.3048 | 6051.6566 | 6038 | 6084.0903 | 6027.5586
| 6122.1257 | 6051.4214 | 6037 | 6083.92 | 6027.3949
| 6121.9071 | 6051.3263 | 6037 | 6083.8053 | 6027.1996
| 6121.6776 | 6050.9741 | 6037 | 6083.4324 | 6027.0524
| 6121.6594 | 6050.9349 | 6037 | 6083.3107 | 6027.0288
| 6121.4162 | 6050.93 | 6037 | 6083.1841 | 6026.8233
| 6121.2263 | 6050.7135 | 6037 | 6083.1577 | 6026.7579
| 6121.1884 | 6050.7024 | 6036 | 6083.114 | 6026.6989
| 6120.9476 | 6050.5134 | 6036 | 6082.7793 | 6026.526
| 6120.9382 | 6049.9821 | 6036 | 6082.2361 | 6026.0751
| 6120.6366 | 6049.762 | 6036 | 6081.8505 | 6025.8466
| 6120.5103 | 6049.6818 | 6036 | 6081.756 | 6025.7828
| 6120.4786 | 6049.2848 | 6036 | 6081.331 | 6024.9851
| 6120.4543 | 6049.1615 | 6036 | 6081.2748 | 6024.8445
| 6120.4464 | 6048.9818 | 6036 | 6081.165 | 6024.488
| 6120.3905 | 6048.9374 | 6035 | 6081.1618 | 6024.435
| 6120.344 | 6048.8703 | 6035 | 6081.0367 | 6024.1831
| 6120.2312 | 6048.869 | 6035 | 6080.3906 | 6024.0732
| 6120.2211 | 6048.2625 | 6035 | 6080.1836 | 6024.0146
| 6120.0221 | 6047.7558 | 6035 | 6080.0867 | 6023.7776
| 6120.0219 | 6047.7112 | 6035 | 6080.0188 | 6023.6051
| 6119.9318 | 6046.7387 | 6035 | 6079.9987 | 6023.584
| 6119.7403 | 6046.558 | 6034 | 6079.9052 | 6023.4174
| 6119.3853 | 6046.3065 | 6034 | 6079.5505 | 6022.9431
| 6119.0496 | 6046.287 | 6034 | 6079.3482 | 6022.9078
| 6118.9811 | 6045.6466 | 6034 | 6079.2942 | 6022.4193
| 6118.7261 | 6045.593 | 6034 | 6079.157 | 6022.1859
| 6118.7141 | 6045.573 | 6034 | 6079.1424 | 6021.9099
| 6118.6803 | 6045.5186 | 6034 | 6079.059 | 6021.8656
| 6118.326 | 6045.3173 | 6033 | 6078.5975 | 6021.7468
| 6118.017 | 6045.1293 | 6033 | 6078.5956 | 6021.4346
| 6117.5658 | 6044.9462 | 6032 | 6078.1311 | 6020.7992
| 6117.1864 | 6044.8836 | 6032 | 6078.0873 | 6020.6499
| 6117.1686 | 6044.6876 | 6032 | 6078.0234 | 6020.2982
| 6117.1231 | 6044.5677 | 6032 | 6077.8863 | 6019.8429
| 6117.0194 | 6044.4488 | 6031 | 6077.8795 | 6019.6676
| 6116.8 | 6044.0498 | 6031 | 6077.8742 | 6019.4401
| 6116.7859 | 6043.8757 | 6031 | 6077.6144 | 6019.3798
| 6116.7607 | 6043.6522 | 6031 | 6077.046 | 6019.1289
| 6116.7319 | 6043.5828 | 6030 | 6077.0124 | 6018.9434
| 6116.6118 | 6043.5291 | 6030 | 6077.0031 | 6018.9076
| 6116.4063 | 6043.3267 | 6030 | 6076.6352 | 6018.7913
| 6116.3771 | 6043.2195 | 6030 | 6076.5577 | 6018.6963
| 6116.3129 | 6043.141 | 6030 | 6076.3999 | 6018.5212
| 6116.0734 | 6042.9204 | 6030 | 6076.2481 | 6018.4144
| 6115.9894 | 6042.8312 | 6030 | 6076.1317 | 6017.6874
| 6115.7258 | 6042.6359 | 6030 | 6075.9532 | 6017.2919
| 6115.5738 | 6042.6303 | 6029 | 6075.5939 | 6017.1016
| 6115.3543 | 6042.3075 | 6029 | 6075.2507 | 6017.0182
| 6115.3338 | 6041.9654 | 6029 | 6074.8311 | 6016.9344
| 6115.102 | 6041.7797 | 6029 | 6074.6926 | 6016.7099
| 6114.8824 | 6041.7522 | 6029 | 6074.5918 | 6016.1229
| 6114.8062 | 6041.5402 | 6028 | 6074.5736 | 6016.0448
| 6114.6437 | 6041.1928 | 6028 | 6074.529 | 6015.1717
| 6114.6408 | 6041.079 | 6028 | 6074.5233 | 6014.7885
| 6113.8638 | 6041.0463 | 6028 | 6074.1095 | 6014.7212
| 6113.6384 | 6041.0203 | 6028 | 6074.051 | 6014.7093
| 6113.4591 | 6040.9716 | 6028 | 6073.56 | 6014.4566
| 6113.4451 | 6040.4971 | 6027 | 6072.7443 | 6014.3649
| 6113.3791 | 6040.1215 | 6027 | 6072.4457 | 6014.0582
| 6113.3708 | 6039.714 | 6027 | 6072.0545 | 6013.86
| 6113.3081 | 6039.6043 | 6027 | 6072.0382 | 6013.2362
| 6113.1261 | 6039.3839 | 6027 | 6071.9287 | 6013.1759
| 6112.9862 | 6039.2876 | 6027 | 6071.9015 | 6011.9265
| 6112.8719 | 6038.8694 | 6026 | 6071.6461 | 6010.9202
| 6112.7328 | 6038.7569 | 6026 | 6071.4257 | 6010.857
| 6112.5617 | 6038.6256 | 6026 | 6071.3936 | 6010.7413
| 6112.526 | 6038.5707 | 6025 | 6070.655 | 6010.6428
| 6112.5109 | 6038.5568 | 6025 | 6070.6131 | 6010.6046
| 6112.4422 | 6038.4883 | 6025 | 6070.1118 | 6010.5307
| 6112.4197 | 6038.3935 | 6025 | 6069.9981 | 6010.0322
| 6112.4125 | 6037.7476 | 6024 | 6069.461 | 6009.7304
| 6112.316 | 6037.4784 | 6024 | 6069.3783 | 6009.7088
| 6112.1515 | 6037.275 | 6024 | 6069.3137 | 6009.6566
| 6111.816 | 6036.8869 | 6024 | 6068.9237 | 6009.3206
| 6111.7783 | 6036.8115 | 6024 | 6068.7674 | 6009.0346
| 6111.3532 | 6036.7196 | 6023 | 6068.5649 | 6008.8808
| 6111.2745 | 6036.5349 | 6023 | 6068.2238 | 6008.8429
| 6111.2384 | 6036.4697 | 6023 | 6067.907 | 6008.2627
| 6111.1238 | 6036.3115 | 6023 | 6067.5607 | 6008.2079
| 6110.8743 | 6036.2075 | 6023 | 6067.105 | 6007.583
| 6110.6607 | 6035.6509 | 6023 | 6066.3834 | 6007.0916
| 6110.4757 | 6035.5543 | 6023 | 6066.2959 | 6006.4907
| 6110.387 | 6035.4613 | 6023 | 6066.2403 | 6006.1555
| 6110.2861 | 6035.1703 | 6022 | 6066.171 | 6005.7903
| 6110.2323 | 6035.0305 | 6022 | 6065.9204 | 6005.5309
| 6110.0418 | 6034.4996 | 6021 | 6065.7638 | 6005.5166
| 6109.984 | 6034.3194 | 6021 | 6065.5663 | 6005.2267
| 6109.9286 | 6034.2493 | 6021 | 6065.4173 | 6005.075
| 6109.6255 | 6034.2238 | 6021 | 6065.2178 | 6004.983
| 6109.572 | 6034.0067 | 6021 | 6064.413 | 6004.8316
| 6108.9381 | 6033.8593 | 6021 | 6064.3389 | 6003.6913
| 6108.7109 | 6033.7252 | 6021 | 6064.1012 | 6003.588
| 6108.6133 | 6033.3054 | 6020 | 6063.7405 | 6002.9196
| 6108.5532 | 6033.0363 | 6020 | 6063.6526 | 6002.8845
| 6108.4884 | 6033.0151 | 6019 | 6063.2878 | 6002.6983
| 6108.2998 | 6032.6796 | 6019 | 6063.2757 | 6002.515
| 6108.1363 | 6031.7669 | 6019 | 6063.2441 | 6001.852
| 6107.6727 | 6031.6415 | 6019 | 6062.737 | 6001.4908
| 6107.4138 | 6031.5983 | 6019 | 6062.6968 | 6000.9955
| 6107.2955 | 6031.2879 | 6019 | 6062.5943 | 6000.4214
| 6107.1964 | 6031.2325 | 6018 | 6062.5759 | 6000.2979
| 6107.1537 | 6031.0178 | 6018 | 6062.4775 | 6000.2
| 6106.9557 | 6030.9879 | 6018 | 6062.3822 | 5999.9044
| 6106.8006 | 6030.9572 | 6018 | 6061.3192 | 5999.5976
| 6106.7866 | 6030.7375 | 6018 | 6061.246 | 5999.5623
| 6106.3604 | 6030.343 | 6018 | 6061.2119 | 5998.8032
| 6106.2929 | 6030.2768 | 6018 | 6060.8869 | 5998.6893
| 6106.1958 | 6030.1657 | 6018 | 6060.8803 | 5998.5546
| 6106.1036 | 6030.1406 | 6017 | 6060.5911 | 5998.2826
| 6106.058 | 6030.0651 | 6017 | 6060.375 | 5998.2643
| 6105.995 | 6029.9962 | 6017 | 6059.6635 | 5998.0802
| 6105.9598 | 6029.8829 | 6017 | 6059.5501 | 5997.7673
| 6105.8682 | 6029.7689 | 6017 | 6059.4332 | 5997.7673
| 6105.8447 | 6029.7603 | 6016 | 6059.3123 | 5997.2697
| 6105.497 | 6029.7571 | 6016 | 6059.0365 | 5996.726
| 6105.4416 | 6029.7554 | 6016 | 6058.9675 | 5996.4892
| 6105.4396 | 6029.2714 | 6016 | 6058.9057 | 5996.2452
| 6105.4139 | 6029.1112 | 6016 | 6058.623 | 5996.1108
| 6105.2199 | 6028.4682 | 6016 | 6058.163 | 5995.8342
| 6105.1671 | 6028.3348 | 6016 | 6057.7237 | 5995.2229
| 6105.0089 | 6028.212 | 6016 | 6057.4901 | 5995.1702
| 6104.6208 | 6028.1589 | 6015 | 6056.5402 | 5995.0476
| 6104.195 | 6028.1166 | 6015 | 6056.3316 | 5994.7608
| 6104.1497 | 6027.9391 | 6015 | 6056.2885 | 5993.8471
| 6103.9642 | 6027.7897 | 6015 | 6056.0646 | 5993.6259
| 6103.9632 | 6027.7416 | 6015 | 6056.03 | 5993.554
| 6103.8279 | 6027.6817 | 6015 | 6055.9785 | 5993.5268
| 6103.6383 | 6027.4003 | 6014 | 6055.9485 | 5993.4662
| 6103.6107 | 6027.1096 | 6014 | 6055.845 | 5993.0435
| 6103.4397 | 6026.7823 | 6014 | 6055.6751 | 5992.9674
| 6103.3922 | 6026.6549 | 6014 | 6055.6577 | 5992.8157
| 6103.0835 | 6026.4089 | 6013 | 6055.5004 | 5992.6833
| 6103.0817 | 6026.2861 | 6013 | 6054.9974 | 5992.5928
| 6103.0538 | 6026.2632 | 6013 | 6054.9144 | 5992.3773
| 6102.89 | 6026.0724 | 6013 | 6053.8292 | 5992.1968
| 6102.8254 | 6025.1208 | 6012 | 6053.798 | 5992.0443
| 6102.7675 | 6025.0928 | 6012 | 6053.646 | 5991.9848
| 6102.7321 | 6024.9073 | 6012 | 6053.5626 | 5991.975
| 6102.7195 | 6024.2897 | 6012 | 6053.5023 | 5991.6784
| 6102.6033 | 6024.2688 | 6012 | 6053.1693 | 5991.2049
| 6102.5459 | 6023.9888 | 6012 | 6052.665 | 5990.3386
| 6102.5347 | 6023.9575 | 6011 | 6052.6602 | 5990.1754
| 6102.1468 | 6023.9002 | 6011 | 6052.2899 | 5989.9443
| 6102.0256 | 6023.8951 | 6011 | 6052.0806 | 5989.8904
| 6101.9668 | 6023.6875 | 6010 | 6051.9746 | 5989.5572
| 6101.8284 | 6023.6495 | 6010 | 6051.8708 | 5989.4632
| 6101.5954 | 6023.5058 | 6010 | 6051.8373 | 5989.1534
| 6101.2688 | 6023.4823 | 6010 | 6051.4391 | 5988.0936
| 6101.2167 | 6022.8936 | 6010 | 6051.0128 | 5987.6533
| 6101.0662 | 6022.8524 | 6010 | 6050.5807 | 5987.4071
| 6101.0397 | 6022.7181 | 6010 | 6050.5201 | 5987.3139
| 6100.7606 | 6022.6602 | 6010 | 6050.4221 | 5986.6534
| 6100.454 | 6022.6161 | 6010 | 6050.3998 | 5986.1502
| 6100.2045 | 6022.3988 | 6010 | 6050.3424 | 5985.726
| 6099.8277 | 6021.9557 | 6010 | 6049.6304 | 5985.1425
| 6099.637 | 6021.7963 | 6009 | 6049.5028 | 5984.4929
| 6099.2991 | 6021.6829 | 6009 | 6049.4998 | 5984.3346
| 6099.286 | 6021.5458 | 6009 | 6049.3606 | 5984.0108
| 6099.0569 | 6021.4026 | 6009 | 6049.271 | 5984.0004
| 6098.4505 | 6021.158 | 6009 | 6049.064 | 5983.9481
| 6098.2643 | 6021.1113 | 6009 | 6048.4764 | 5983.8982
| 6098.2027 | 6021.1002 | 6008 | 6048.299 | 5983.8158
| 6097.745 | 6020.5477 | 6008 | 6048.1092 | 5983.6629
| 6097.4986 | 6020.2354 | 6008 | 6047.9863 | 5983.5287
| 6097.4748 | 6020.0967 | 6008 | 6047.7254 | 5983.4707
| 6097.4259 | 6019.974 | 6008 | 6047.723 | 5982.437
| 6097.42 | 6019.8301 | 6008 | 6046.9518 | 5982.2024
| 6097.3924 | 6019.5969 | 6008 | 6046.5699 | 5982.1139
| 6097.3804 | 6019.5567 | 6007 | 6046.5491 | 5982.021
| 6097.2662 | 6019.4496 | 6007 | 6046.5048 | 5981.7207
| 6097.2111 | 6019.1909 | 6007 | 6046.1458 | 5981.269
| 6096.1963 | 6019.1591 | 6007 | 6045.855 | 5981.2239
| 6095.5795 | 6018.6525 | 6007 | 6045.7737 | 5981.0574
| 6095.5029 | 6018.6225 | 6006 | 6045.1661 | 5980.6506
| 6095.3655 | 6018.613 | 6006 | 6045.0942 | 5980.0771
| 6095.3551 | 6018.292 | 6006 | 6044.815 | 5979.9698
| 6095.148 | 6018.2606 | 6006 | 6044.7473 | 5979.8185
| 6095.0308 | 6017.7196 | 6006 | 6044.6313 | 5979.8117
| 6094.9929 | 6017.6249 | 6006 | 6044.6029 | 5979.5794
| 6094.9923 | 6017.5434 | 6006 | 6044.3503 | 5978.8994
| 6094.9242 | 6017.5254 | 6005 | 6044.0914 | 5978.6536
| 6094.7041 | 6017.4756 | 6005 | 6044.0488 | 5978.6437
| 6094.4014 | 6017.1001 | 6005 | 6043.7516 | 5978.2754
| 6094.2727 | 6016.7704 | 6005 | 6043.7086 | 5978.2283
| 6093.9076 | 6016.6286 | 6004 | 6043.3357 | 5977.5337
| 6093.8911 | 6016.5404 | 6004 | 6043.1566 | 5977.2673
| 6093.7566 | 6016.1215 | 6004 | 6043.1219 | 5977.265
| 6093.4974 | 6016.0884 | 6004 | 6043.0605 | 5977.0514
| 6093.1779 | 6015.6827 | 6003 | 6043.0549 | 5976.9906
| 6093.0521 | 6015.1493 | 6003 | 6042.8873 | 5976.6576
| 6092.9597 | 6015.0729 | 6003 | 6042.8254 | 5975.9214
| 6092.7408 | 6014.9512 | 6002 | 6042.7648 | 5975.8358
| 6092.6714 | 6014.9164 | 6002 | 6042.7206 | 5975.7263
| 6092.6167 | 6014.8747 | 6002 | 6042.2326 | 5975.433
| 6092.5516 | 6014.6847 | 6002 | 6041.7689 | 5975.2823
| 6092.4093 | 6014.5966 | 6002 | 6041.504 | 5975.2812
| 6092.3916 | 6014.1197 | 6002 | 6041.4581 | 5975.2181
| 6092.1342 | 6014.0768 | 6001 | 6041.3607 | 5975.0091
| 6092.0349 | 6014.049 | 6001 | 6041.2177 | 5974.6677
| 6092.0292 | 6013.9573 | 6001 | 6040.8988 | 5974.6667
| 6091.9917 | 6013.9228 | 6000 | 6040.8271 | 5974.232
| 6091.5048 | 6013.8143 | 6000 | 6040.7274 | 5974.0691
| 6091.4551 | 6013.6367 | 6000 | 6040.6877 | 5973.6886
| 6091.3067 | 6013.6027 | 6000 | 6040.3873 | 5973.5426
| 6091.2516 | 6013.5032 | 6000 | 6040.354 | 5973.3857
| 6091.2329 | 6013.2029 | 6000 | 6040.342 | 5972.6291
| 6091.2113 | 6013.13 | 5999 | 6040.3062 | 5972.2062
| 6090.9707 | 6013.0501 | 5999 | 6040.2832 | 5971.9436
| 6090.7329 | 6012.9298 | 5999 | 6040.2014 | 5971.8819
| 6090.5766 | 6012.4143 | 5999 | 6039.6477 | 5971.8067
| 6090.5061 | 6012.315 | 5999 | 6038.5851 | 5971.6479
| 6090.4704 | 6012.2079 | 5998 | 6038.4883 | 5971.6473
| 6090.3392 | 6012.1069 | 5998 | 6037.7152 | 5971.0032
| 6090.1116 | 6012.0873 | 5998 | 6037.6646 | 5970.979
| 6090.1042 | 6011.0572 | 5998 | 6037.625 | 5970.7512
| 6090.0526 | 6010.9685 | 5997 | 6037.0274 | 5970.4454
| 6089.9396 | 6010.9177 | 5997 | 6037.0048 | 5970.2953
| 6089.5763 | 6010.8738 | 5997 | 6036.7982 | 5969.8893
| 6089.5649 | 6010.7848 | 5997 | 6036.4516 | 5969.7596
| 6089.3473 | 6010.3964 | 5997 | 6036.1062 | 5969.7545
| 6089.0552 | 6010.1904 | 5997 | 6036.0457 | 5969.6877
| 6089.0489 | 6009.8957 | 5997 | 6035.9351 | 5968.9126
| 6088.7791 | 6009.2631 | 5997 | 6035.8527 | 5967.9122
| 6088.7493 | 6009.2487 | 5996 | 6035.4401 | 5967.6238
| 6088.687 | 6008.9357 | 5996 | 6035.1524 | 5967.5027
| 6088.3312 | 6008.5528 | 5996 | 6034.9322 | 5966.8125
| 6088.3025 | 6008.3287 | 5996 | 6034.5539 | 5966.598
| 6088.2484 | 6008.3239 | 5996 | 6034.375 | 5966.4027
| 6087.8625 | 6008.1476 | 5996 | 6034.1569 | 5966.122
| 6087.7604 | 6007.8381 | 5996 | 6034.0897 | 5965.6608
| 6087.4425 | 6007.7134 | 5996 | 6034.0815 | 5965.6556
| 6087.3621 | 6007.6172 | 5995 | 6033.7845 | 5965.4943
| 6087.2494 | 6007.5451 | 5995 | 6033.7449 | 5965.4181
| 6086.8633 | 6007.5315 | 5995 | 6033.5846 | 5965.2417
| 6086.61 | 6007.4085 | 5995 | 6033.5379 | 5964.8446
| 6086.2337 | 6006.8036 | 5995 | 6033.4738 | 5964.7205
| 6086.1077 | 6006.5629 | 5995 | 6033.0174 | 5964.6424
| 6085.5924 | 6006.5172 | 5995 | 6032.9836 | 5964.4638
| 6085.4303 | 6006.3208 | 5995 | 6032.1334 | 5964.2945
| 6084.9945 | 6006.2277 | 5995 | 6031.8801 | 5963.321
| 6084.5904 | 6006.1171 | 5994 | 6031.7365 | 5963.3065
| 6084.4974 | 6005.9354 | 5994 | 6031.4362 | 5963.2384
| 6084.1607 | 6005.7734 | 5994 | 6030.9425 | 5963.0473
| 6084.0328 | 6005.6996 | 5994 | 6030.1882 | 5962.7503
| 6083.4748 | 6005.434 | 5993 | 6030.0149 | 5962.6314
| 6083.3316 | 6005.3223 | 5993 | 6030.0134 | 5962.4201
| 6083.0452 | 6005.1988 | 5993 | 6029.7969 | 5962.2581
| 6083.0181 | 6005.0004 | 5993 | 6029.6416 | 5962.0698
| 6082.9777 | 6004.9709 | 5993 | 6029.5898 | 5961.9684
| 6082.6823 | 6004.928 | 5992 | 6029.5494 | 5961.2551
| 6082.5116 | 6004.8807 | 5992 | 6029.4044 | 5961.094
| 6082.5035 | 6004.7754 | 5992 | 6029.103 | 5960.8171
| 6082.499 | 6004.6561 | 5991 | 6029.0805 | 5960.7526
| 6082.4723 | 6004.5708 | 5991 | 6028.8917 | 5960.7023
| 6082.3751 | 6004.5384 | 5991 | 6028.6149 | 5960.3757
| 6082.1501 | 6004.5247 | 5991 | 6028.3535 | 5960.35
| 6081.9324 | 6004.2212 | 5991 | 6028.187 | 5960.0392
| 6081.7884 | 6004.0906 | 5991 | 6027.89 | 5958.8407
| 6081.5331 | 6003.9596 | 5991 | 6027.6073 | 5958.804
| 6081.4592 | 6003.6387 | 5990 | 6027.5865 | 5958.7441
| 6081.3768 | 6003.2186 | 5990 | 6027.4062 | 5958.5938
| 6081.1627 | 6003.1178 | 5990 | 6027.3458 | 5958.5684
| 6080.9987 | 6002.7022 | 5989 | 6026.7264 | 5958.3099
| 6080.8683 | 6002.5429 | 5989 | 6026.5876 | 5958.2723
| 6080.2759 | 6002.123 | 5989 | 6026.3334 | 5958.2205
| 6080.0645 | 6002.0455 | 5989 | 6026.3121 | 5957.8877
| 6079.493 | 6002.0427 | 5989 | 6026.2651 | 5957.5637
| 6079.4726 | 6001.9928 | 5989 | 6025.7218 | 5957.297
| 6079.3687 | 6001.8862 | 5989 | 6025.5603 | 5957.176
| 6079.3385 | 6001.778 | 5989 | 6025.488 | 5956.5143
| 6079.32 | 6001.4938 | 5988 | 6025.3 | 5956.3778
| 6079.2307 | 6001.2558 | 5988 | 6024.9572 | 5956.3591
| 6079.1738 | 6001.1962 | 5988 | 6024.8977 | 5956.2622
| 6078.8233 | 6001.1166 | 5988 | 6024.675 | 5955.5718
| 6078.2062 | 6001.0518 | 5987 | 6024.6376 | 5955.072
| 6077.9141 | 6000.9737 | 5987 | 6024.5187 | 5954.9903
| 6077.8885 | 6000.5701 | 5987 | 6024.3949 | 5954.7091
| 6077.5123 | 6000.2933 | 5987 | 6024.1215 | 5954.5308
| 6077.5104 | 6000.0498 | 5987 | 6024.0304 | 5954.501
| 6077.3331 | 5999.8693 | 5986 | 6024.0143 | 5954.4488
| 6077.1461 | 5999.8505 | 5986 | 6023.9931 | 5954.3571
| 6077.0621 | 5999.6905 | 5985 | 6023.8271 | 5954.2675
| 6077.0067 | 5999.1961 | 5985 | 6023.2878 | 5954.2061
| 6077.0031 | 5999.1863 | 5985 | 6022.581 | 5954.0151
| 6076.0083 | 5999.0942 | 5985 | 6022.5046 | 5953.9079
| 6075.9851 | 5998.36 | 5985 | 6021.9738 | 5953.6663
| 6075.6504 | 5998.3179 | 5985 | 6021.4724 | 5952.8439
| 6075.1381 | 5998.2496 | 5984 | 6021.4159 | 5952.5465
| 6075.083 | 5997.9988 | 5984 | 6021.005 | 5951.3469
| 6074.8765 | 5997.8804 | 5984 | 6020.5774 | 5951.2656
| 6074.8657 | 5997.7992 | 5984 | 6020.258 | 5951.1829
| 6074.8543 | 5997.5538 | 5984 | 6019.8096 | 5951.0285
| 6074.613 | 5996.9672 | 5984 | 6019.6356 | 5950.9561
| 6074.6075 | 5996.7807 | 5983 | 6019.1285 | 5950.7724
| 6074.605 | 5996.5174 | 5982 | 6019.0624 | 5950.7482
| 6074.4831 | 5996.386 | 5982 | 6018.9655 | 5950.5222
| 6074.2361 | 5996.3759 | 5982 | 6018.6718 | 5950.5093
| 6074.1123 | 5996.0262 | 5982 | 6018.4916 | 5950.4953
| 6073.8319 | 5995.6987 | 5982 | 6018.1313 | 5950.2768
| 6073.6704 | 5995.6723 | 5981 | 6017.8335 | 5949.9937
| 6073.5599 | 5995.5967 | 5981 | 6017.7444 | 5949.236
| 6073.4957 | 5995.1588 | 5981 | 6017.6064 | 5949.183
| 6073.4671 | 5994.6897 | 5980 | 6017.2634 | 5948.6817
| 6073.3012 | 5994.6775 | 5980 | 6016.9699 | 5948.0263
| 6073.1743 | 5994.6253 | 5980 | 6016.9093 | 5947.8762
| 6073.167 | 5993.8702 | 5980 | 6016.8105 | 5947.4001
| 6073.1453 | 5993.2796 | 5979 | 6016.6307 | 5947.2744
| 6073.0261 | 5993.1314 | 5979 | 6016.6025 | 5946.9756
| 6072.8238 | 5992.9197 | 5979 | 6016.5299 | 5946.9151
| 6072.8031 | 5992.5432 | 5978 | 6016.3746 | 5946.7665
| 6072.7961 | 5992.0799 | 5978 | 6016.3126 | 5946.4362
| 6072.6712 | 5991.7523 | 5978 | 6015.9476 | 5946.3042
| 6071.7956 | 5991.5263 | 5978 | 6015.8325 | 5946.1147
| 6071.7559 | 5991.3888 | 5978 | 6015.7551 | 5946.0279
| 6071.6953 | 5991.3458 | 5977 | 6015.5304 | 5945.7426
| 6071.6774 | 5991.2625 | 5977 | 6015.241 | 5945.6381
| 6071.6425 | 5991.1991 | 5977 | 6015.1877 | 5945.4737
| 6071.4149 | 5990.2704 | 5977 | 6015.1326 | 5945.3533
| 6071.2382 | 5990.2066 | 5977 | 6015.0736 | 5945.3457
| 6071.1306 | 5990.1822 | 5977 | 6015.0627 | 5944.8983
| 6071.129 | 5990.1098 | 5976 | 6014.7424 | 5944.7838
| 6070.8158 | 5990.0812 | 5976 | 6014.6811 | 5944.7103
| 6070.8012 | 5989.5642 | 5976 | 6014.4093 | 5944.5751
| 6070.6889 | 5989.477 | 5976 | 6014.2389 | 5944.3745
| 6070.54 | 5989.4614 | 5976 | 6013.8359 | 5944.193
| 6070.1476 | 5989.3765 | 5975 | 6013.1501 | 5944.1929
| 6069.8493 | 5989.2704 | 5975 | 6012.8273 | 5943.858
| 6069.8081 | 5989.1828 | 5975 | 6012.5663 | 5943.7675
| 6069.7959 | 5989.1122 | 5975 | 6012.4971 | 5943.7024
| 6069.544 | 5988.9425 | 5975 | 6012.2037 | 5943.4161
| 6069.1686 | 5988.7807 | 5975 | 6012.1719 | 5943.3962
| 6068.9783 | 5988.7608 | 5975 | 6012.1428 | 5943.3352
| 6068.964 | 5988.607 | 5975 | 6011.9193 | 5943.3309
| 6068.9325 | 5988.2841 | 5975 | 6011.8083 | 5942.9955
| 6068.8588 | 5987.6678 | 5974 | 6011.5717 | 5942.4118
| 6068.7987 | 5987.5983 | 5974 | 6011.5187 | 5942.3909
| 6068.6355 | 5987.3713 | 5974 | 6011.4149 | 5942.1331
| 6068.5951 | 5987.1085 | 5974 | 6011.0649 | 5941.4358
| 6068.3939 | 5986.9108 | 5974 | 6011.0507 | 5941.1079
| 6068.3628 | 5986.6406 | 5973 | 6010.9333 | 5941.0317
| 6068.3485 | 5986.2951 | 5973 | 6010.3798 | 5940.4906
| 6068.0765 | 5986.2907 | 5973 | 6010.3544 | 5940.4569
| 6067.7348 | 5985.9121 | 5973 | 6010.2527 | 5940.4111
| 6067.5419 | 5985.5311 | 5972 | 6010.1686 | 5940.3099
| 6067.4775 | 5985.4424 | 5972 | 6010.0681 | 5940.0936
| 6067.4627 | 5985.1623 | 5972 | 6009.8887 | 5939.7472
| 6067.2003 | 5985.0805 | 5972 | 6009.519 | 5939.7102
| 6067.1737 | 5985.0115 | 5972 | 6009.0568 | 5939.4755
| 6067.0156 | 5984.8346 | 5972 | 6008.7887 | 5939.3323
| 6066.8189 | 5984.5872 | 5971 | 6008.5952 | 5939.0869
| 6066.4985 | 5984.5839 | 5971 | 6008.5443 | 5938.5282
| 6066.488 | 5984.5016 | 5971 | 6008.2385 | 5937.758
| 6066.4242 | 5984.4872 | 5971 | 6008.1347 | 5937.7107
| 6065.7179 | 5984.3774 | 5970 | 6007.7509 | 5937.4992
| 6065.7159 | 5984.236 | 5970 | 6007.7439 | 5937.4522
| 6065.6054 | 5984.1451 | 5970 | 6007.6412 | 5937.4085
| 6065.5987 | 5984.0906 | 5969 | 6007.6329 | 5937.4018
| 6065.4886 | 5983.7945 | 5969 | 6006.7545 | 5937.2324
| 6065.4407 | 5982.6925 | 5969 | 6006.6287 | 5937.0431
| 6065.2616 | 5982.5951 | 5969 | 6006.4442 | 5936.7471
| 6065.0872 | 5982.5754 | 5968 | 6006.2392 | 5936.1482
| 6064.9404 | 5982.399 | 5968 | 6005.2437 | 5936.0733
| 6064.9384 | 5981.853 | 5968 | 6004.4022 | 5936.0071
| 6064.829 | 5981.853 | 5968 | 6004.2715 | 5935.987
| 6064.8158 | 5981.4239 | 5968 | 6004.2081 | 5935.8179
| 6064.3946 | 5981.1861 | 5968 | 6004.1741 | 5935.5995
| 6063.5706 | 5980.9355 | 5968 | 6003.991 | 5935.5345
| 6063.3173 | 5980.6468 | 5968 | 6003.4583 | 5935.3949
| 6063.2735 | 5980.3361 | 5968 | 6003.3256 | 5935.1011
| 6062.9459 | 5980.0739 | 5967 | 6003.1768 | 5934.9957
| 6062.9233 | 5980.0737 | 5967 | 6003.1728 | 5934.7132
| 6062.8841 | 5980.0583 | 5967 | 6002.8081 | 5934.691
| 6062.7761 | 5979.7025 | 5967 | 6002.1565 | 5933.9347
| 6062.5993 | 5979.2735 | 5967 | 6001.8778 | 5933.3492
| 6062.5306 | 5979.2084 | 5967 | 6001.3062 | 5933.2366
| 6062.2355 | 5979.1716 | 5966 | 6000.8286 | 5933.1144
| 6062.1677 | 5979.0675 | 5966 | 6000.8219 | 5932.8809
| 6062.1616 | 5978.9744 | 5966 | 6000.7441 | 5932.6487
| 6062.0801 | 5978.8569 | 5965 | 6000.3879 | 5932.3625
| 6061.8293 | 5978.7068 | 5965 | 6000.081 | 5932.202
| 6061.8274 | 5978.3939 | 5965 | 6000.0468 | 5932.0848
| 6061.4758 | 5978.3237 | 5965 | 5999.9896 | 5931.7871
| 6061.26 | 5978.2326 | 5965 | 5999.8851 | 5931.7241
| 6061.0816 | 5978.1988 | 5965 | 5999.3285 | 5931.3452
| 6060.9895 | 5978.0757 | 5965 | 5998.7615 | 5931.2304
| 6060.9243 | 5977.4776 | 5965 | 5998.6492 | 5930.951
| 6060.8426 | 5977.347 | 5965 | 5998.6392 | 5930.8036
| 6060.75 | 5976.972 | 5965 | 5998.4212 | 5930.4948
| 6060.6255 | 5976.6606 | 5965 | 5998.366 | 5930.3198
| 6060.2965 | 5976.3986 | 5964 | 5998.2628 | 5929.9446
| 6059.9868 | 5975.9484 | 5964 | 5998.0559 | 5929.5812
| 6059.9284 | 5975.9223 | 5964 | 5997.7866 | 5929.11
| 6059.6286 | 5975.713 | 5964 | 5997.6918 | 5928.9828
| 6059.5176 | 5974.9675 | 5964 | 5997.4188 | 5928.563
| 6059.315 | 5974.6517 | 5964 | 5997.3905 | 5928.5219
| 6059.3079 | 5974.4492 | 5964 | 5996.9147 | 5928.3794
| 6058.2819 | 5974.0797 | 5964 | 5996.7842 | 5928.3355
| 6058.0632 | 5974.0515 | 5964 | 5996.636 | 5928.033
| 6057.7516 | 5973.8942 | 5964 | 5996.6003 | 5927.9024
| 6057.7353 | 5973.7668 | 5963 | 5996.3314 | 5927.8655
| 6057.6452 | 5973.7518 | 5963 | 5996.3238 | 5927.4561
| 6057.0718 | 5973.6901 | 5963 | 5996.2933 | 5927.321
| 6057.0663 | 5973.3173 | 5963 | 5995.2979 | 5927.1901
| 6056.3498 | 5973.0898 | 5963 | 5995.1432 | 5926.4892
| 6056.2389 | 5972.9015 | 5963 | 5995.023 | 5926.1842
| 6056.0997 | 5972.8053 | 5963 | 5995.0166 | 5926.1586
| 6055.8383 | 5972.6618 | 5962 | 5995.0012 | 5926.0116
| 6055.819 | 5972.2359 | 5961 | 5994.9622 | 5925.7985
| 6055.7717 | 5971.8575 | 5961 | 5994.9452 | 5925.7922
| 6055.5093 | 5971.7854 | 5961 | 5994.6501 | 5925.3826
| 6055.452 | 5971.7621 | 5961 | 5994.3905 | 5925.3603
| 6055.3968 | 5971.6282 | 5961 | 5994.3355 | 5925.0161
| 6055.1972 | 5971.5622 | 5961 | 5994.0672 | 5924.7431
| 6055.1711 | 5971.5541 | 5960 | 5994.0396 | 5923.8876
| 6055.0182 | 5971.112 | 5960 | 5993.9511 | 5923.5149
| 6054.6155 | 5971.0675 | 5960 | 5993.8497 | 5922.9209
| 6054.5302 | 5970.7871 | 5959 | 5993.769 | 5922.716
| 6054.2607 | 5970.7288 | 5959 | 5993.495 | 5922.2012
| 6054.1852 | 5970.6379 | 5959 | 5993.0515 | 5921.8559
| 6053.7693 | 5970.3924 | 5959 | 5992.9757 | 5921.7958
| 6053.603 | 5970.3907 | 5959 | 5992.5976 | 5921.4938
| 6053.4314 | 5970.3398 | 5959 | 5992.1603 | 5921.3007
| 6053.2423 | 5970.1671 | 5959 | 5992.0469 | 5921.2048
| 6053.1484 | 5969.9641 | 5959 | 5992.0396 | 5921.2008
| 6052.6695 | 5969.9386 | 5959 | 5991.9644 | 5920.8833
| 6052.6045 | 5969.9284 | 5958 | 5991.4892 | 5920.8205
| 6052.4591 | 5969.9271 | 5957 | 5991.2165 | 5920.6281
| 6052.3384 | 5969.8956 | 5957 | 5990.9683 | 5920.3336
| 6052.2669 | 5969.884 | 5957 | 5990.4161 | 5920.2195
| 6052.1933 | 5969.6635 | 5956 | 5990.2336 | 5920.1262
| 6052.1314 | 5969.2648 | 5956 | 5990.2193 | 5919.6682
| 6052.022 | 5968.7025 | 5956 | 5990.1642 | 5919.6409
| 6051.8278 | 5968.6261 | 5956 | 5989.6804 | 5919.2485
| 6051.6482 | 5967.9642 | 5956 | 5989.6537 | 5919.1583
| 6051.4322 | 5967.3978 | 5956 | 5989.6311 | 5918.8812
| 6051.292 | 5967.3515 | 5956 | 5989.1076 | 5918.8739
| 6051.1808 | 5967.0419 | 5956 | 5988.7243 | 5918.672
| 6051.1658 | 5967.009 | 5955 | 5988.6653 | 5917.9599
| 6051.1292 | 5966.718 | 5955 | 5988.4747 | 5917.3466
| 6050.878 | 5966.6692 | 5954 | 5988.2101 | 5916.702
| 6050.8447 | 5966.6514 | 5954 | 5987.623 | 5916.602
| 6050.5677 | 5966.3678 | 5954 | 5987.4773 | 5916.3488
| 6050.4954 | 5966.3544 | 5954 | 5986.7778 | 5915.6534
| 6050.3254 | 5966.2363 | 5953 | 5986.4946 | 5915.6285
| 6050.3252 | 5965.7662 | 5953 | 5986.0759 | 5915.5785
| 6050.1535 | 5965.6104 | 5953 | 5985.969 | 5915.4586
| 6050.0065 | 5965.4661 | 5953 | 5985.6126 | 5915.2864
| 6049.9935 | 5965.3818 | 5952 | 5985.513 | 5915.2576
| 6049.7945 | 5965.2829 | 5952 | 5984.8953 | 5915.2465
| 6049.7141 | 5965.0127 | 5952 | 5984.611 | 5915.2269
| 6049.6999 | 5964.6876 | 5952 | 5984.5792 | 5914.5909
| 6049.4442 | 5964.4521 | 5952 | 5984.3462 | 5914.5825
| 6049.1633 | 5964.3046 | 5952 | 5984.236 | 5914.5335
| 6048.7535 | 5964.1941 | 5952 | 5982.6671 | 5914.4702
| 6048.5274 | 5964.1784 | 5952 | 5982.5587 | 5914.3989
| 6048.4692 | 5963.7616 | 5952 | 5981.6693 | 5914.3675
| 6048.402 | 5963.6679 | 5952 | 5981.6398 | 5913.915
| 6048.2447 | 5963.6456 | 5951 | 5981.4529 | 5913.8067
| 6048.0251 | 5963.5781 | 5951 | 5981.0526 | 5913.7594
| 6047.8659 | 5963.5058 | 5951 | 5980.8459 | 5913.4977
| 6047.8486 | 5963.0391 | 5951 | 5980.5803 | 5913.3655
| 6047.7328 | 5963.0056 | 5950 | 5980.5427 | 5913.2672
| 6047.5934 | 5962.8304 | 5950 | 5980.5105 | 5913.0442
| 6047.4646 | 5962.8069 | 5950 | 5980.0999 | 5912.6983
| 6047.2819 | 5962.6091 | 5950 | 5980.0753 | 5912.4698
| 6047.2377 | 5962.0845 | 5950 | 5979.9845 | 5912.4058
| 6046.9702 | 5962.0427 | 5950 | 5979.8859 | 5911.7646
| 6046.9464 | 5961.7317 | 5950 | 5979.7032 | 5911.4515
| 6046.3944 | 5961.1823 | 5950 | 5979.5206 | 5911.3318
| 6045.7946 | 5961.0109 | 5949 | 5979.1703 | 5911.2052
| 6045.6955 | 5960.8013 | 5949 | 5979.0265 | 5910.7281
| 6045.3968 | 5960.7288 | 5949 | 5979.0141 | 5910.5479
| 6045.2774 | 5960.6745 | 5949 | 5978.7304 | 5910.428
| 6045.1686 | 5960.6463 | 5949 | 5978.7296 | 5909.5285
| 6044.9873 | 5960.3332 | 5949 | 5978.6143 | 5909.4363
| 6044.8571 | 5959.9221 | 5949 | 5978.5658 | 5909.4347
| 6044.6971 | 5959.8515 | 5949 | 5978.3021 | 5909.2948
| 6044.4298 | 5959.4215 | 5949 | 5978.0324 | 5909.2206
| 6044.2369 | 5959.2476 | 5948 | 5978.0251 | 5909.1468
| 6044.1694 | 5959.0602 | 5948 | 5977.8167 | 5909.0903
| 6044.1015 | 5958.8746 | 5948 | 5977.773 | 5908.7588
| 6043.9264 | 5958.7359 | 5948 | 5977.7711 | 5908.5024
| 6043.9103 | 5958.621 | 5948 | 5977.321 | 5908.201
| 6043.8683 | 5958.5475 | 5947 | 5977.1642 | 5908.1712
| 6043.8103 | 5958.4573 | 5947 | 5976.9633 | 5907.3691
| 6043.6503 | 5957.8713 | 5947 | 5976.7046 | 5907.3344
| 6043.5293 | 5957.8296 | 5947 | 5976.6592 | 5907.315
| 6043.4161 | 5957.5844 | 5946 | 5976.5111 | 5907.115
| 6043.3623 | 5957.2025 | 5946 | 5976.449 | 5906.973
| 6043.3079 | 5957.1105 | 5946 | 5976.3345 | 5906.9432
| 6043.1909 | 5957.0125 | 5946 | 5976.0875 | 5906.907
| 6043.1287 | 5956.4311 | 5945 | 5976.024 | 5906.8034
| 6042.1168 | 5956.0705 | 5945 | 5975.9102 | 5906.7975
| 6042.0948 | 5956.0241 | 5945 | 5975.6615 | 5906.7165
| 6042.0031 | 5956.024 | 5945 | 5975.5031 | 5906.5987
| 6041.9148 | 5955.8148 | 5945 | 5975.4488 | 5906.4921
| 6041.0267 | 5955.6861 | 5945 | 5975.3675 | 5905.879
| 6040.8937 | 5955.326 | 5945 | 5975.1692 | 5905.71
| 6040.3781 | 5955.3086 | 5944 | 5975.0025 | 5905.5703
| 6040.3728 | 5955.1846 | 5944 | 5974.9965 | 5905.5253
| 6040.3087 | 5955.0262 | 5943 | 5974.0457 | 5905.281
| 6039.5803 | 5955.0208 | 5943 | 5973.7412 | 5905.0525
| 6039.4554 | 5954.9431 | 5943 | 5973.1749 | 5904.4893
| 6039.1069 | 5954.5875 | 5943 | 5973.0937 | 5904.3574
| 6039.0351 | 5954.4813 | 5943 | 5973.05 | 5904.3314
| 6038.9617 | 5954.4435 | 5943 | 5972.8729 | 5904.0963
| 6038.7422 | 5954.3507 | 5943 | 5972.7673 | 5903.8445
| 6038.5927 | 5954.1778 | 5942 | 5972.5406 | 5903.8069
| 6038.5843 | 5954.0083 | 5942 | 5972.5034 | 5903.6696
| 6038.4474 | 5953.757 | 5942 | 5972.287 | 5903.6553
| 6038.3858 | 5953.4382 | 5942 | 5972.1809 | 5903.556
| 6038.2105 | 5953.4239 | 5942 | 5971.6938 | 5903.5317
| 6038.082 | 5953.3714 | 5942 | 5971.6488 | 5903.2402
| 6037.8324 | 5953.145 | 5941 | 5971.4395 | 5903.155
| 6037.8113 | 5953.1351 | 5941 | 5970.9296 | 5903.0974
| 6037.7938 | 5953.0118 | 5941 | 5970.9034 | 5902.6084
| 6037.784 | 5952.6057 | 5941 | 5970.3533 | 5902.4113
| 6037.6932 | 5952.52 | 5941 | 5969.9667 | 5902.1426
| 6037.6883 | 5951.9379 | 5941 | 5969.8656 | 5901.8473
| 6037.1523 | 5951.8437 | 5941 | 5969.4435 | 5901.6257
| 6036.8353 | 5951.7947 | 5941 | 5969.2069 | 5901.6019
| 6036.7946 | 5951.6191 | 5939 | 5969.2035 | 5901.3993
| 6036.2799 | 5951.587 | 5939 | 5969.1259 | 5901.1034
| 6036.2292 | 5951.5717 | 5939 | 5968.7186 | 5901.0742
| 6035.8406 | 5951.4911 | 5939 | 5968.618 | 5900.7535
| 6035.6788 | 5951.3978 | 5939 | 5968.5327 | 5900.686
| 6035.5531 | 5951.3915 | 5938 | 5968.3013 | 5900.6346
| 6035.312 | 5951.3028 | 5938 | 5968.0982 | 5899.5861
| 6035.2604 | 5951.2358 | 5938 | 5967.4386 | 5899.5522
| 6035.0094 | 5951.2234 | 5938 | 5967.2325 | 5899.4602
| 6034.7155 | 5950.9495 | 5938 | 5967.1371 | 5899.3887
| 6034.6914 | 5950.7961 | 5937 | 5966.9217 | 5899.3421
| 6034.6417 | 5950.638 | 5937 | 5966.8845 | 5899.3062
| 6034.5477 | 5950.6061 | 5937 | 5966.6341 | 5899.1142
| 6034.4975 | 5950.4602 | 5937 | 5966.4737 | 5899.0027
| 6034.3047 | 5950.3053 | 5936 | 5966.2589 | 5898.955
| 6034.1804 | 5950.0104 | 5936 | 5965.585 | 5898.2289
| 6034.1677 | 5949.8309 | 5936 | 5965.2504 | 5897.7288
| 6033.7289 | 5949.7014 | 5936 | 5964.3888 | 5897.6615
| 6033.1065 | 5949.6771 | 5936 | 5964.3537 | 5897.5424
| 6033.1004 | 5948.1337 | 5936 | 5963.5103 | 5896.8923
| 6033.0913 | 5947.5918 | 5935 | 5963.4785 | 5896.3079
| 6032.9121 | 5947.5014 | 5935 | 5963.3504 | 5896.1541
| 6032.6704 | 5947.2481 | 5935 | 5963.3282 | 5896.0419
| 6032.5417 | 5947.0823 | 5935 | 5962.9995 | 5895.7586
| 6032.3092 | 5947.0072 | 5935 | 5962.7483 | 5895.6544
| 6032.1003 | 5946.9794 | 5935 | 5962.1602 | 5895.3186
| 6031.9548 | 5946.7566 | 5934 | 5961.986 | 5895.2223
| 6031.8433 | 5946.632 | 5934 | 5961.7772 | 5894.7216
| 6031.8406 | 5946.432 | 5934 | 5961.7586 | 5894.6471
| 6031.6484 | 5946.2069 | 5934 | 5961.4046 | 5894.4158
| 6031.4377 | 5946.0595 | 5934 | 5961.2424 | 5894.2652
| 6031.0685 | 5945.9573 | 5934 | 5961.2198 | 5893.5043
| 6030.6431 | 5945.7332 | 5934 | 5960.9113 | 5893.3499
| 6030.4933 | 5945.4893 | 5933 | 5960.7399 | 5893.0222
| 6030.0322 | 5945.3499 | 5933 | 5960.699 | 5892.833
| 6029.9484 | 5945.2859 | 5933 | 5960.5208 | 5892.2931
| 6029.8259 | 5945.2194 | 5933 | 5960.4018 | 5892.0872
| 6029.7771 | 5945.2151 | 5933 | 5960.3862 | 5891.9457
| 6029.6254 | 5945.102 | 5933 | 5960.2017 | 5891.4752
| 6029.5978 | 5945.0342 | 5932 | 5960.1951 | 5891.3823
| 6029.5092 | 5944.7619 | 5932 | 5960.022 | 5891.1729
| 6029.4169 | 5944.2648 | 5932 | 5959.9667 | 5891.1296
| 6029.3243 | 5943.8427 | 5932 | 5959.7773 | 5890.6923
| 6029.3019 | 5943.7842 | 5932 | 5959.5742 | 5890.5222
| 6029.1581 | 5943.6852 | 5932 | 5959.566 | 5890.2685
| 6029.1337 | 5943.5317 | 5931 | 5959.3309 | 5889.9091
| 6029.1231 | 5943.2362 | 5931 | 5958.954 | 5889.3868
| 6028.917 | 5941.7462 | 5931 | 5958.9131 | 5889.1482
| 6028.3052 | 5941.6802 | 5931 | 5958.7266 | 5888.8786
| 6028.2336 | 5941.5516 | 5931 | 5958.6434 | 5888.6824
| 6027.1272 | 5941.3664 | 5931 | 5957.2962 | 5888.6415
| 6027.0362 | 5941.1679 | 5931 | 5957.2404 | 5888.5299
| 6026.8856 | 5940.7133 | 5931 | 5957.097 | 5888.365
| 6026.7789 | 5940.63 | 5930 | 5957.0629 | 5887.9559
| 6026.7692 | 5940.3568 | 5930 | 5956.984 | 5887.9181
| 6026.7622 | 5939.8312 | 5929 | 5956.7534 | 5887.5462
| 6026.4583 | 5939.6743 | 5929 | 5956.575 | 5887.1805
| 6026.3118 | 5939.6142 | 5929 | 5956.4851 | 5886.8185
| 6026.2674 | 5939.4894 | 5929 | 5956.435 | 5886.7827
| 6025.6529 | 5939.4423 | 5928 | 5956.0005 | 5886.5482
| 6024.941 | 5939.3347 | 5928 | 5955.5802 | 5886.4895
| 6024.6145 | 5939.1505 | 5928 | 5955.5172 | 5886.028
| 6024.534 | 5939.0707 | 5928 | 5955.1016 | 5885.6848
| 6024.2567 | 5938.7416 | 5928 | 5954.9711 | 5885.6558
| 6024.2549 | 5938.7124 | 5928 | 5954.9305 | 5885.5896
| 6024.0553 | 5938.3973 | 5928 | 5954.8877 | 5885.4022
| 6024.0429 | 5937.6861 | 5928 | 5954.7709 | 5885.1812
| 6023.9696 | 5936.745 | 5927 | 5954.6255 | 5884.8043
| 6023.8569 | 5936.5845 | 5927 | 5954.5812 | 5884.4859
| 6023.8067 | 5936.4877 | 5927 | 5954.3496 | 5884.4242
| 6023.4349 | 5936.388 | 5927 | 5953.4718 | 5884.3563
| 6023.215 | 5936.0599 | 5927 | 5953.1371 | 5884.1619
| 6022.7405 | 5936.0151 | 5927 | 5952.7608 | 5883.5756
| 6022.6074 | 5935.8323 | 5926 | 5952.6325 | 5883.2525
| 6022.5553 | 5935.6916 | 5926 | 5952.5042 | 5883.0936
| 6022.2658 | 5935.6169 | 5926 | 5952.4075 | 5882.44
| 6021.8754 | 5935.4296 | 5925 | 5952.3731 | 5882.2659
| 6021.833 | 5935.3653 | 5925 | 5952.2833 | 5882.2626
| 6021.6576 | 5935.0831 | 5925 | 5952.2097 | 5881.6882
| 6021.5843 | 5934.9819 | 5925 | 5951.7039 | 5881.5374
| 6021.5818 | 5934.9255 | 5925 | 5951.6859 | 5880.6353
| 6021.5394 | 5934.728 | 5925 | 5951.5048 | 5880.3318
| 6021.3634 | 5934.6746 | 5924 | 5951.3772 | 5879.9112
| 6021.3562 | 5934.5751 | 5924 | 5951.2546 | 5879.0041
| 6021.3379 | 5934.4692 | 5924 | 5950.921 | 5878.9833
| 6021.247 | 5934.2911 | 5924 | 5950.9088 | 5878.5972
| 6021.1786 | 5934.0621 | 5923 | 5950.5558 | 5878.545
| 6021.1713 | 5934.0474 | 5923 | 5950.2674 | 5878.4798
| 6021.1078 | 5933.8977 | 5923 | 5950.171 | 5878.2526
| 6021.1047 | 5933.7826 | 5923 | 5950.0967 | 5878.1661
| 6020.6069 | 5933.4527 | 5923 | 5949.9216 | 5877.9688
| 6020.5918 | 5933.3864 | 5922 | 5949.8967 | 5877.8117
| 6020.5546 | 5933.1322 | 5922 | 5949.8468 | 5877.6142
| 6020.4985 | 5932.9969 | 5922 | 5947.3098 | 5877.2575
| 6019.8628 | 5932.7695 | 5922 | 5947.1563 | 5877.2346
| 6019.7394 | 5932.666 | 5922 | 5947.0457 | 5876.9874
| 6019.692 | 5932.26 | 5922 | 5947.0357 | 5876.77
| 6019.4488 | 5932.0965 | 5922 | 5946.862 | 5876.6013
| 6019.3547 | 5932.0037 | 5922 | 5946.6131 | 5876.2944
| 6018.804 | 5931.3895 | 5922 | 5946.4927 | 5875.8138
| 6018.4831 | 5931.1031 | 5922 | 5946.4021 | 5875.542
| 6018.3797 | 5930.5513 | 5921 | 5946.341 | 5874.7982
| 6018.3567 | 5930.4583 | 5921 | 5946.1716 | 5874.5762
| 6018.119 | 5930.3986 | 5921 | 5945.3149 | 5874.5398
| 6018.0688 | 5930.1733 | 5921 | 5944.7654 | 5874.2853
| 6018.0112 | 5930.1185 | 5921 | 5944.4522 | 5874.2124
| 6017.9589 | 5930.1094 | 5921 | 5944.1757 | 5874.1376
| 6017.9147 | 5928.98 | 5921 | 5943.9882 | 5874.1337
| 6017.6806 | 5928.7634 | 5920 | 5943.7827 | 5874.0167
| 6017.6616 | 5928.2868 | 5920 | 5943.7313 | 5874.0139
| 6017.4955 | 5928.2012 | 5920 | 5943.5575 | 5874.0132
| 6017.4819 | 5928.1328 | 5920 | 5943.4912 | 5873.8781
| 6016.8905 | 5927.6783 | 5920 | 5943.2594 | 5873.7529
| 6016.7964 | 5927.6222 | 5919 | 5943.2496 | 5873.6027
| 6016.7371 | 5927.5416 | 5919 | 5943.0416 | 5873.5634
| 6016.7035 | 5927.5124 | 5919 | 5942.989 | 5873.3793
| 6015.5979 | 5927.1906 | 5919 | 5942.7773 | 5873.1345
| 6015.5604 | 5927.0694 | 5918 | 5942.7088 | 5873.0543
| 6015.2567 | 5926.822 | 5918 | 5942.694 | 5872.9272
| 6015.2258 | 5926.6243 | 5918 | 5942.5583 | 5872.7154
| 6014.8524 | 5926.352 | 5918 | 5942.4258 | 5872.6285
| 6014.5979 | 5926.1873 | 5918 | 5942.4183 | 5872.5303
| 6014.5215 | 5925.8744 | 5918 | 5942.247 | 5872.4927
| 6014.3632 | 5925.6428 | 5918 | 5942.1149 | 5872.4489
| 6014.085 | 5925.3417 | 5918 | 5941.646 | 5872.3164
| 6014.0106 | 5925.1126 | 5918 | 5941.3065 | 5872.3094
| 6013.9821 | 5925.0961 | 5918 | 5941.1351 | 5872.2947
| 6013.9742 | 5924.8301 | 5917 | 5940.9848 | 5871.96
| 6013.3291 | 5924.817 | 5917 | 5940.9606 | 5871.8892
| 6013.2935 | 5924.5197 | 5917 | 5940.816 | 5871.6405
| 6013.1449 | 5924.388 | 5917 | 5940.7378 | 5871.0533
| 6012.7998 | 5924.2186 | 5917 | 5940.6515 | 5871.0248
| 6012.6546 | 5923.687 | 5917 | 5940.4354 | 5870.7882
| 6012.634 | 5923.6187 | 5917 | 5940.0507 | 5870.7014
| 6012.6294 | 5923.5323 | 5917 | 5939.8592 | 5870.6171
| 6012.2212 | 5923.3108 | 5917 | 5939.3407 | 5870.5819
| 6012.126 | 5923.2328 | 5917 | 5938.6908 | 5870.5376
| 6012.0917 | 5923.0818 | 5917 | 5938.3432 | 5870.433
| 6012.0564 | 5923.0437 | 5916 | 5938.3179 | 5870.1845
| 6012.0004 | 5922.7599 | 5916 | 5938.2817 | 5870.0687
| 6011.8415 | 5922.7439 | 5915 | 5938.214 | 5870.0473
| 6011.5171 | 5922.3164 | 5915 | 5938.0525 | 5869.9531
| 6011.5056 | 5922.2609 | 5915 | 5937.8936 | 5869.7669
| 6011.4229 | 5922.1837 | 5915 | 5937.8445 | 5869.4269
| 6011.2247 | 5922.0767 | 5915 | 5937.7875 | 5869.2112
| 6011.0499 | 5922.0602 | 5914 | 5937.6573 | 5869.1701
| 6011.0488 | 5921.8258 | 5914 | 5937.591 | 5869.0617
| 6010.9169 | 5921.526 | 5914 | 5937.4049 | 5869.0558
| 6010.8582 | 5921.4854 | 5914 | 5937.2871 | 5868.8722
| 6010.4728 | 5921.3531 | 5913 | 5937.0639 | 5868.3452
| 6010.4501 | 5920.9935 | 5913 | 5937.049 | 5868.2183
| 6010.3959 | 5920.5715 | 5913 | 5936.8212 | 5868.1801
| 6009.5916 | 5920.2845 | 5913 | 5936.6948 | 5867.5815
| 6009.5134 | 5920.0421 | 5913 | 5935.5718 | 5867.2761
| 6009.4605 | 5919.9294 | 5912 | 5935.4956 | 5867.0023
| 6009.4078 | 5919.4318 | 5912 | 5935.2616 | 5866.7891
| 6009.2885 | 5919.1632 | 5912 | 5935.0356 | 5866.7111
| 6008.3881 | 5919.0588 | 5912 | 5934.9987 | 5866.4193
| 6008.3114 | 5918.8006 | 5912 | 5934.7354 | 5865.9956
| 6008.206 | 5918.6542 | 5912 | 5934.6343 | 5865.9386
| 6007.3638 | 5918.5565 | 5911 | 5934.5705 | 5865.7017
| 6007.3614 | 5918.2119 | 5911 | 5934.3979 | 5865.6786
| 6007.2082 | 5918.2016 | 5911 | 5934.2401 | 5865.436
| 6007.1742 | 5918.0538 | 5911 | 5934.0324 | 5865.3261
| 6006.9757 | 5918.0482 | 5910 | 5933.7553 | 5865.022
| 6006.7425 | 5917.9509 | 5910 | 5933.405 | 5865.0219
| 6006.6379 | 5917.9373 | 5910 | 5933.3952 | 5864.9321
| 6006.1209 | 5917.7647 | 5909 | 5933.38 | 5864.6096
| 6005.9767 | 5917.0684 | 5909 | 5933.1519 | 5864.5754
| 6005.8065 | 5916.6709 | 5909 | 5933.0807 | 5864.0611
| 6005.8019 | 5916.5565 | 5909 | 5932.3957 | 5864.0329
| 6005.7797 | 5916.1022 | 5909 | 5932.0046 | 5863.8755
| 6005.6559 | 5915.8574 | 5909 | 5931.7795 | 5863.7027
| 6004.9741 | 5915.8338 | 5908 | 5931.2361 | 5863.456
| 6004.9273 | 5915.518 | 5908 | 5931.0985 | 5863.3821
| 6004.836 | 5915.4367 | 5908 | 5930.6786 | 5863.3745
| 6004.7685 | 5915.2113 | 5908 | 5930.281 | 5863.2865
| 6004.3851 | 5915.2029 | 5907 | 5930.1813 | 5863.2826
| 6004.3614 | 5915.1957 | 5907 | 5930.0355 | 5862.9905
| 6004.2826 | 5915.1599 | 5907 | 5929.8465 | 5862.933
| 6004.1771 | 5915.0195 | 5907 | 5929.5063 | 5862.8486
| 6004.1407 | 5914.2031 | 5907 | 5929.4915 | 5862.815
| 6003.8367 | 5913.6171 | 5907 | 5929.4734 | 5862.5244
| 6003.7385 | 5913.2574 | 5907 | 5929.3388 | 5861.8038
| 6002.9527 | 5913.2209 | 5907 | 5929.3211 | 5861.6645
| 6002.9516 | 5913.0938 | 5907 | 5929.216 | 5861.3822
| 6002.9274 | 5913.0451 | 5906 | 5929.07 | 5861.2231
| 6002.806 | 5913.0287 | 5906 | 5928.885 | 5860.9756
| 6002.3134 | 5912.8465 | 5906 | 5928.8243 | 5860.7113
| 6002.3041 | 5912.7978 | 5906 | 5928.8211 | 5860.6634
| 6002.2389 | 5912.7804 | 5906 | 5928.7208 | 5860.1869
| 6002.2389 | 5912.7117 | 5906 | 5928.5678 | 5860.0167
| 6002.1106 | 5912.609 | 5906 | 5928.3992 | 5859.8013
| 6001.8234 | 5912.3187 | 5906 | 5927.6657 | 5859.6656
| 6001.7924 | 5912.177 | 5906 | 5927.2762 | 5859.6232
| 6001.6151 | 5911.864 | 5906 | 5927.2716 | 5859.5838
| 6001.3485 | 5911.794 | 5906 | 5927.0947 | 5859.1566
| 6001.2879 | 5911.6525 | 5905 | 5926.8687 | 5858.886
| 6000.9361 | 5911.6137 | 5905 | 5926.7599 | 5858.7178
| 6000.8622 | 5911.5578 | 5905 | 5926.7099 | 5858.2211
| 6000.7803 | 5911.4425 | 5905 | 5926.4379 | 5858.1297
| 6000.4863 | 5911.2661 | 5904 | 5926.3219 | 5857.3622
| 6000.4298 | 5911.206 | 5904 | 5925.982 | 5857.2302
| 6000.3926 | 5911.0779 | 5904 | 5925.5059 | 5857.049
| 6000.2055 | 5910.9776 | 5903 | 5925.0344 | 5857.0388
| 6000.1066 | 5910.8688 | 5903 | 5925.0126 | 5856.6581
| 6000.0733 | 5910.7971 | 5903 | 5924.9963 | 5856.6031
| 6000.0192 | 5910.2828 | 5903 | 5924.9608 | 5855.8024
| 5999.9786 | 5910.2701 | 5903 | 5924.9074 | 5855.8005
| 5999.4876 | 5910.0883 | 5903 | 5924.6386 | 5855.7557
| 5999.1254 | 5909.7993 | 5902 | 5924.5446 | 5855.6988
| 5999.062 | 5909.7096 | 5902 | 5924.4267 | 5855.4401
| 5998.9199 | 5909.5762 | 5902 | 5924.3695 | 5854.8754
| 5998.6172 | 5909.4174 | 5902 | 5924.2894 | 5854.7215
| 5998.4822 | 5909.117 | 5902 | 5924.122 | 5854.6941
| 5998.4236 | 5908.9797 | 5901 | 5924.087 | 5854.1211
| 5998.2946 | 5908.9225 | 5901 | 5924.0717 | 5853.9867
| 5998.134 | 5908.883 | 5901 | 5923.8837 | 5853.8934
| 5998.0999 | 5908.6269 | 5901 | 5923.5642 | 5853.213
| 5998.04 | 5908.4699 | 5900 | 5923.5601 | 5852.78
| 5997.8604 | 5908.0626 | 5900 | 5923.144 | 5852.5209
| 5997.8414 | 5907.9251 | 5900 | 5922.993 | 5852.2717
| 5997.7434 | 5907.8844 | 5900 | 5922.9661 | 5851.8107
| 5997.6982 | 5907.7488 | 5900 | 5922.8317 | 5851.7834
| 5997.6375 | 5907.6504 | 5900 | 5922.7921 | 5851.314
| 5997.5533 | 5907.5532 | 5900 | 5922.7894 | 5850.809
| 5997.5242 | 5907.515 | 5900 | 5922.7548 | 5850.732
| 5997.1708 | 5907.4715 | 5900 | 5922.69 | 5850.6935
| 5996.7458 | 5907.3449 | 5900 | 5922.2619 | 5850.4882
| 5996.4363 | 5907.2932 | 5900 | 5922.0795 | 5850.3055
| 5996.3671 | 5907.1013 | 5900 | 5922.0652 | 5850.1413
| 5996.095 | 5906.9736 | 5899 | 5922.0453 | 5849.9541
| 5995.644 | 5906.8736 | 5899 | 5921.9822 | 5849.7948
| 5995.4501 | 5906.6982 | 5898 | 5921.8817 | 5849.7544
| 5995.3293 | 5906.0548 | 5897 | 5921.5876 | 5849.7413
| 5995.2573 | 5906.0209 | 5897 | 5921.5472 | 5849.6905
| 5995.1745 | 5905.9784 | 5897 | 5921.3798 | 5849.5285
| 5994.972 | 5905.9449 | 5897 | 5920.864 | 5849.4061
| 5994.9245 | 5905.7935 | 5897 | 5920.3884 | 5849.1475
| 5994.6151 | 5905.2499 | 5897 | 5920.3444 | 5848.8893
| 5994.5539 | 5904.5599 | 5897 | 5920.0276 | 5848.2478
| 5994.4432 | 5904.3383 | 5897 | 5919.316 | 5847.7343
| 5994.3465 | 5904.1921 | 5897 | 5918.7605 | 5847.5116
| 5994.2487 | 5903.7799 | 5896 | 5918.7103 | 5847.4605
| 5994.2098 | 5903.6537 | 5896 | 5918.5919 | 5847.2505
| 5994.1716 | 5903.5048 | 5896 | 5918.5389 | 5847.1432
| 5993.925 | 5903.365 | 5896 | 5918.3197 | 5847.1024
| 5993.7599 | 5903.3555 | 5896 | 5918.241 | 5847.0686
| 5993.7298 | 5903.3117 | 5895 | 5917.381 | 5846.9186
| 5993.4461 | 5902.8941 | 5895 | 5917.0997 | 5846.7574
| 5993.1028 | 5902.8469 | 5895 | 5917.0948 | 5846.6035
| 5992.7622 | 5902.6748 | 5895 | 5916.8375 | 5846.4315
| 5992.7166 | 5902.4345 | 5895 | 5916.2688 | 5846.0029
| 5992.461 | 5902.0911 | 5895 | 5916.1076 | 5845.8953
| 5992.2945 | 5901.7838 | 5895 | 5915.9747 | 5845.2362
| 5992.1956 | 5901.6711 | 5895 | 5915.9269 | 5845.1838
| 5992.1758 | 5901.6474 | 5895 | 5915.6816 | 5845.1642
| 5992.129 | 5901.5653 | 5894 | 5915.3019 | 5844.616
| 5991.7037 | 5901.4144 | 5894 | 5915.0746 | 5844.4192
| 5991.7018 | 5901.1741 | 5893 | 5914.8218 | 5844.3434
| 5991.4936 | 5901.0394 | 5893 | 5914.5996 | 5844.3211
| 5991.459 | 5900.9731 | 5893 | 5914.3942 | 5843.9907
| 5991.4395 | 5900.8543 | 5893 | 5914.0501 | 5843.4015
| 5991.0666 | 5900.8008 | 5893 | 5913.9722 | 5843.3498
| 5990.7631 | 5900.7073 | 5892 | 5913.7031 | 5843.1163
| 5990.7616 | 5900.4413 | 5892 | 5913.6977 | 5842.9241
| 5990.7368 | 5900.4273 | 5892 | 5913.6272 | 5842.5914
| 5990.5398 | 5900.2049 | 5892 | 5913.3362 | 5841.9726
| 5990.4547 | 5900.1895 | 5892 | 5913.1147 | 5841.7027
| 5990.3788 | 5900.1326 | 5891 | 5913.0467 | 5841.5315
| 5990.3317 | 5899.8771 | 5891 | 5912.915 | 5841.5142
| 5989.8672 | 5899.4651 | 5891 | 5912.8276 | 5841.4009
| 5989.8296 | 5899.4503 | 5891 | 5912.8039 | 5841.3168
| 5989.6503 | 5899.3775 | 5890 | 5912.6395 | 5841.2256
| 5989.3536 | 5899.1291 | 5890 | 5912.3722 | 5840.8427
| 5989.2993 | 5898.94 | 5890 | 5912.2975 | 5840.6847
| 5989.0639 | 5898.7934 | 5890 | 5912.131 | 5840.5695
| 5988.9859 | 5898.7826 | 5890 | 5912.0846 | 5840.5456
| 5988.6045 | 5898.7732 | 5890 | 5911.8376 | 5840.4336
| 5988.6018 | 5898.4558 | 5890 | 5911.8312 | 5839.3729
| 5988.5825 | 5898.3475 | 5890 | 5911.5514 | 5839.3572
| 5988.5485 | 5898.3155 | 5890 | 5911.1185 | 5839.1929
| 5988.4618 | 5897.4468 | 5890 | 5910.749 | 5839.0338
| 5988.4367 | 5897.1759 | 5890 | 5910.3851 | 5838.963
| 5988.3713 | 5896.7826 | 5889 | 5910.2975 | 5838.8932
| 5988.3595 | 5896.5857 | 5889 | 5910.2552 | 5838.6299
| 5987.9022 | 5896.3349 | 5889 | 5910.2521 | 5838.3157
| 5987.7725 | 5896.1806 | 5889 | 5909.9552 | 5838.1378
| 5987.7307 | 5896.1452 | 5889 | 5909.9112 | 5837.8984
| 5987.652 | 5896.1394 | 5889 | 5909.7669 | 5837.8049
| 5987.373 | 5895.9665 | 5889 | 5909.1537 | 5837.8042
| 5987.3456 | 5895.5534 | 5889 | 5909.1243 | 5837.6062
| 5987.2703 | 5895.4508 | 5888 | 5908.9872 | 5837.5822
| 5986.8935 | 5895.4159 | 5888 | 5908.7368 | 5837.3046
| 5986.6426 | 5895.338 | 5888 | 5908.1117 | 5837.2358
| 5986.4004 | 5895.0228 | 5888 | 5908.1081 | 5837.2271
| 5986.1988 | 5894.9849 | 5888 | 5907.6465 | 5837.112
| 5985.6382 | 5894.7273 | 5888 | 5907.427 | 5837.0109
| 5985.4336 | 5894.3928 | 5888 | 5907.2787 | 5836.2015
| 5985.3779 | 5894.3473 | 5887 | 5906.9459 | 5836.1228
| 5985.2848 | 5894.2434 | 5887 | 5906.8006 | 5835.8485
| 5984.9756 | 5894.0592 | 5886 | 5906.6272 | 5835.76
| 5984.9389 | 5893.7857 | 5886 | 5906.5237 | 5835.6651
| 5984.7239 | 5893.6665 | 5886 | 5906.4074 | 5835.5784
| 5984.6208 | 5893.5805 | 5886 | 5906.3427 | 5835.3615
| 5984.5286 | 5893.5401 | 5886 | 5905.7327 | 5835.0391
| 5984.4748 | 5893.5342 | 5886 | 5905.4719 | 5834.8833
| 5984.4698 | 5893.5304 | 5885 | 5905.2874 | 5834.4966
| 5984.2952 | 5893.3974 | 5885 | 5904.7141 | 5833.6551
| 5984.1847 | 5893.3431 | 5885 | 5904.4881 | 5833.3177
| 5983.7848 | 5893.2333 | 5885 | 5904.3459 | 5833.2059
| 5983.5152 | 5893.2318 | 5885 | 5904.1962 | 5833.0413
| 5983.2881 | 5893.1108 | 5885 | 5903.8351 | 5832.9619
| 5982.8357 | 5892.4491 | 5885 | 5903.582 | 5832.401
| 5982.6945 | 5892.2733 | 5885 | 5903.3943 | 5832.3122
| 5982.6585 | 5892.0595 | 5885 | 5903.3048 | 5832.2142
| 5982.5523 | 5891.9893 | 5885 | 5902.9277 | 5831.961
| 5982.4683 | 5891.959 | 5884 | 5902.7086 | 5831.782
| 5982.34 | 5891.7836 | 5884 | 5902.6791 | 5831.5891
| 5982.0303 | 5891.4449 | 5884 | 5902.5407 | 5831.575
| 5981.9946 | 5891.2678 | 5884 | 5902.4768 | 5831.3223
| 5981.5567 | 5891.1997 | 5884 | 5902.4462 | 5831.1329
| 5981.357 | 5891.1553 | 5884 | 5902.4034 | 5831.0513
| 5981.2931 | 5891.0563 | 5884 | 5902.057 | 5830.6492
| 5981.2298 | 5890.4197 | 5884 | 5901.94 | 5830.5574
| 5981.1348 | 5890.3752 | 5883 | 5901.6645 | 5830.5478
| 5980.9963 | 5889.6395 | 5883 | 5901.5332 | 5830.2512
| 5980.8512 | 5889.6106 | 5883 | 5901.4825 | 5830.2141
| 5980.7129 | 5889.4862 | 5883 | 5901.1267 | 5830.0174
| 5980.6152 | 5889.4144 | 5883 | 5901.0417 | 5829.9657
| 5979.5395 | 5889.3452 | 5883 | 5900.7712 | 5829.9492
| 5979.4832 | 5889.2242 | 5882 | 5900.6968 | 5829.8898
| 5979.4636 | 5889.1662 | 5882 | 5900.6826 | 5829.8737
| 5979.3479 | 5889.06 | 5882 | 5900.3955 | 5828.9738
| 5979.1022 | 5888.6098 | 5882 | 5900.092 | 5828.9713
| 5979.03 | 5888.52 | 5882 | 5900.0727 | 5828.7982
| 5978.7046 | 5888.3575 | 5882 | 5900.028 | 5828.6727
| 5978.6982 | 5888.2612 | 5882 | 5900.018 | 5828.2795
| 5978.6561 | 5888.0783 | 5881 | 5899.8434 | 5827.8862
| 5978.4468 | 5887.9647 | 5881 | 5899.7489 | 5827.6206
| 5978.4125 | 5887.8644 | 5881 | 5899.6654 | 5827.4411
| 5978.1852 | 5887.6942 | 5881 | 5899.6389 | 5827.4125
| 5978.0216 | 5887.6865 | 5881 | 5899.5596 | 5827.19
| 5977.9727 | 5887.4501 | 5880 | 5899.5058 | 5826.9809
| 5977.7667 | 5887.1508 | 5880 | 5899.4929 | 5826.8622
| 5977.6843 | 5887.1286 | 5880 | 5899.3732 | 5826.8179
| 5977.6633 | 5887.0383 | 5880 | 5898.1491 | 5826.5848
| 5977.6536 | 5886.8738 | 5880 | 5898.1167 | 5826.4987
| 5977.3242 | 5886.7981 | 5880 | 5898.0193 | 5826.3876
| 5977.0958 | 5886.3421 | 5880 | 5897.8764 | 5826.2561
| 5976.8593 | 5886.294 | 5880 | 5897.5557 | 5826.2462
| 5976.8045 | 5886.0883 | 5880 | 5897.536 | 5826.2114
| 5976.5778 | 5885.6266 | 5880 | 5897.3768 | 5825.883
| 5976.411 | 5885.5775 | 5880 | 5897.1905 | 5825.2299
| 5976.3597 | 5885.5267 | 5879 | 5897.0668 | 5825.1515
| 5976.2311 | 5885.4483 | 5879 | 5896.9876 | 5824.9171
| 5975.6704 | 5885.4237 | 5879 | 5896.9659 | 5824.849
| 5975.4694 | 5885.3881 | 5879 | 5896.7989 | 5824.5542
| 5975.4001 | 5885.0311 | 5878 | 5896.7412 | 5824.0673
| 5975.2899 | 5884.9017 | 5878 | 5896.7151 | 5823.867
| 5975.1938 | 5884.6743 | 5878 | 5896.6638 | 5823.852
| 5975.1691 | 5884.5796 | 5878 | 5896.5383 | 5823.4646
| 5974.7856 | 5884.3833 | 5878 | 5896.2629 | 5822.9738
| 5974.6156 | 5884.3816 | 5878 | 5895.5526 | 5822.8417
| 5974.5218 | 5884.3791 | 5877 | 5895.441 | 5822.651
| 5973.7806 | 5884.2062 | 5877 | 5895.2103 | 5822.5134
| 5973.6384 | 5884.0922 | 5877 | 5895.1675 | 5822.3874
| 5973.3372 | 5883.6219 | 5877 | 5895.157 | 5822.1925
| 5973.2923 | 5883.5874 | 5877 | 5894.8602 | 5822.1522
| 5972.8354 | 5883.3797 | 5877 | 5894.1835 | 5821.9573
| 5972.8251 | 5883.2413 | 5877 | 5894.0651 | 5821.8797
| 5972.6908 | 5882.8335 | 5876 | 5894.0179 | 5821.8319
| 5972.348 | 5882.1855 | 5876 | 5893.5701 | 5821.7692
| 5972.2781 | 5881.9643 | 5876 | 5893.5392 | 5821.6051
| 5972.0295 | 5881.7239 | 5876 | 5893.4152 | 5821.5337
| 5971.9958 | 5881.5917 | 5876 | 5892.9185 | 5821.4318
| 5971.928 | 5881.2741 | 5876 | 5892.4679 | 5821.1203
| 5971.8018 | 5881.1039 | 5876 | 5892.1826 | 5821.0764
| 5971.6763 | 5880.9904 | 5876 | 5892.1673 | 5820.9626
| 5971.5576 | 5880.9402 | 5875 | 5892.0616 | 5820.9104
| 5971.4169 | 5880.7438 | 5875 | 5891.3071 | 5820.8674
| 5971.2722 | 5880.5597 | 5875 | 5890.9367 | 5820.6205
| 5970.7841 | 5880.481 | 5874 | 5890.9298 | 5820.4118
| 5970.6787 | 5880.083 | 5874 | 5890.8306 | 5820.228
| 5970.4942 | 5880.0628 | 5874 | 5890.7258 | 5820.0955
| 5970.2509 | 5879.9162 | 5874 | 5890.3415 | 5819.9096
| 5970.222 | 5879.726 | 5873 | 5890.1205 | 5819.6987
| 5970.1997 | 5879.6569 | 5873 | 5889.7083 | 5819.502
| 5969.7857 | 5879.3933 | 5873 | 5889.6122 | 5819.3101
| 5969.7395 | 5879.2518 | 5872 | 5888.4898 | 5819.1198
| 5969.58 | 5879.2488 | 5871 | 5888.3999 | 5818.943
| 5969.5631 | 5879.1649 | 5871 | 5888.2887 | 5818.8747
| 5969.539 | 5879.0268 | 5871 | 5887.3208 | 5818.7399
| 5969.3626 | 5878.9985 | 5871 | 5887.2465 | 5818.6983
| 5969.3407 | 5878.623 | 5871 | 5887.1189 | 5818.6516
| 5969.3274 | 5878.4243 | 5871 | 5886.8849 | 5818.0654
| 5969.0945 | 5878.0736 | 5871 | 5886.8706 | 5818.0615
| 5968.686 | 5877.9572 | 5871 | 5886.7047 | 5817.6784
| 5968.4567 | 5877.8267 | 5871 | 5886.4983 | 5817.392
| 5968.3776 | 5877.6222 | 5871 | 5885.9171 | 5817.3001
| 5968.0209 | 5877.3823 | 5871 | 5885.2659 | 5817.2902
| 5967.9676 | 5876.8438 | 5870 | 5884.6888 | 5816.9306
| 5967.9541 | 5876.8066 | 5870 | 5884.6745 | 5816.6928
| 5967.5349 | 5876.1568 | 5870 | 5884.4279 | 5816.4492
| 5967.3749 | 5875.9382 | 5870 | 5883.9275 | 5816.0198
| 5967.195 | 5875.9025 | 5870 | 5883.8654 | 5815.4859
| 5967.0137 | 5875.4206 | 5870 | 5883.7943 | 5814.9861
| 5967.0059 | 5875.0411 | 5869 | 5883.6023 | 5814.8914
| 5966.7886 | 5874.8087 | 5869 | 5883.2124 | 5814.7689
| 5966.759 | 5874.6094 | 5869 | 5882.8783 | 5814.6766
| 5966.4872 | 5874.4038 | 5869 | 5882.5952 | 5814.5334
| 5966.4132 | 5874.3652 | 5868 | 5882.4306 | 5814.2849
| 5966.1272 | 5874.3423 | 5868 | 5882.0696 | 5814.2815
| 5966.1259 | 5874.2482 | 5868 | 5881.7906 | 5813.912
| 5966.1008 | 5874.2338 | 5868 | 5881.4645 | 5813.3868
| 5965.829 | 5873.5052 | 5868 | 5881.3497 | 5813.2251
| 5965.8276 | 5873.0522 | 5868 | 5881.1381 | 5813.1393
| 5965.8269 | 5872.9378 | 5867 | 5880.843 | 5812.8205
| 5965.5831 | 5872.3023 | 5867 | 5880.5772 | 5812.6223
| 5965.5767 | 5872.2488 | 5867 | 5880.3849 | 5812.3569
| 5965.3254 | 5871.8037 | 5867 | 5880.3083 | 5812.0477
| 5965.2555 | 5871.4275 | 5867 | 5879.8911 | 5811.8717
| 5965.1393 | 5871.0517 | 5867 | 5879.676 | 5811.7529
| 5965.0953 | 5871.0051 | 5867 | 5879.538 | 5811.7398
| 5964.9835 | 5870.7496 | 5867 | 5879.3602 | 5811.528
| 5964.8238 | 5870.2686 | 5866 | 5879.3395 | 5811.4617
| 5964.7417 | 5869.9949 | 5866 | 5879.3277 | 5811.3583
| 5964.4012 | 5869.8713 | 5866 | 5879.1737 | 5811.0919
| 5964.371 | 5869.8346 | 5866 | 5879.1379 | 5810.9631
| 5964.3301 | 5869.7843 | 5866 | 5879.0807 | 5810.7996
| 5964.2733 | 5869.5744 | 5865 | 5878.9678 | 5810.431
| 5964.1885 | 5869.5401 | 5865 | 5878.9494 | 5810.3598
| 5964.0169 | 5869.3209 | 5865 | 5878.9121 | 5810.3157
| 5963.6891 | 5869.2442 | 5865 | 5878.158 | 5810.2544
| 5963.6497 | 5869.1033 | 5865 | 5878.1246 | 5809.9401
| 5963.6151 | 5868.9633 | 5865 | 5877.8787 | 5809.8125
| 5963.3986 | 5868.6651 | 5864 | 5877.8641 | 5809.7967
| 5963.2281 | 5868.5175 | 5863 | 5877.7964 | 5809.7782
| 5963.1123 | 5868.4568 | 5863 | 5877.4516 | 5809.7487
| 5962.9443 | 5867.9408 | 5863 | 5877.065 | 5809.3057
| 5962.7045 | 5867.7725 | 5863 | 5876.8195 | 5808.7019
| 5962.4613 | 5867.7303 | 5863 | 5876.564 | 5808.5751
| 5962.1345 | 5867.7197 | 5863 | 5876.2842 | 5808.4904
| 5961.9792 | 5867.5993 | 5862 | 5876.0281 | 5808.4158
| 5961.97 | 5867.4794 | 5862 | 5875.5455 | 5808.371
| 5961.6959 | 5867.2031 | 5862 | 5875.2884 | 5808.0336
| 5961.4612 | 5866.9586 | 5862 | 5875.1933 | 5808.0233
| 5961.3903 | 5866.8246 | 5862 | 5874.6706 | 5807.8472
| 5961.2614 | 5866.5458 | 5862 | 5874.6458 | 5807.5487
| 5961.216 | 5866.4621 | 5862 | 5874.3737 | 5806.9056
| 5961.1096 | 5866.4331 | 5862 | 5874.2882 | 5806.4465
| 5960.885 | 5866.2671 | 5862 | 5874.2812 | 5805.5932
| 5960.4455 | 5866.2195 | 5862 | 5874.2389 | 5805.3395
| 5960.0783 | 5866.1837 | 5861 | 5874.1087 | 5804.9368
| 5959.8436 | 5866.1324 | 5861 | 5873.4455 | 5804.8238
| 5959.1643 | 5866.0106 | 5861 | 5873.3004 | 5804.553
| 5958.9578 | 5865.9314 | 5861 | 5873.116 | 5804.2372
| 5958.9366 | 5865.7958 | 5861 | 5872.8864 | 5803.7008
| 5958.8324 | 5865.6539 | 5861 | 5872.6853 | 5803.4899
| 5958.8237 | 5865.2432 | 5861 | 5872.5987 | 5801.9302
| 5958.2283 | 5865.1772 | 5861 | 5872.5305 | 5801.9179
| 5958.072 | 5865.1461 | 5860 | 5872.5244 | 5801.5527
| 5957.9551 | 5865.0027 | 5860 | 5872.4022 | 5800.7831
| 5957.8819 | 5864.315 | 5860 | 5872.3856 | 5800.732
| 5957.8745 | 5864.2995 | 5860 | 5872.3801 | 5800.343
| 5957.759 | 5864.2986 | 5859 | 5872.2292 | 5800.289
| 5957.6959 | 5864.1713 | 5859 | 5872.0207 | 5800.1046
| 5957.5206 | 5864.1278 | 5859 | 5871.6777 | 5799.9852
| 5957.4559 | 5864.1022 | 5859 | 5871.6646 | 5799.9837
| 5957.2485 | 5864.0996 | 5859 | 5871.5152 | 5799.539
| 5956.7382 | 5863.9482 | 5859 | 5871.4079 | 5799.5208
| 5956.6417 | 5863.6974 | 5859 | 5871.3971 | 5798.9144
| 5956.3279 | 5863.3192 | 5859 | 5871.3754 | 5798.8596
| 5956.3077 | 5863.3171 | 5859 | 5871.3647 | 5798.668
| 5956.1983 | 5863.1356 | 5859 | 5871.0839 | 5798.4563
| 5956.054 | 5862.8299 | 5858 | 5871.0714 | 5798.3972
| 5955.5508 | 5862.8105 | 5858 | 5870.9804 | 5798.1073
| 5955.4374 | 5862.7288 | 5858 | 5870.9534 | 5797.9874
| 5955.3658 | 5862.7186 | 5858 | 5870.8615 | 5797.6885
| 5955.3121 | 5862.7177 | 5857 | 5870.5234 | 5797.6351
| 5955.2401 | 5862.2687 | 5856 | 5870.3182 | 5797.5599
| 5955.2376 | 5861.4988 | 5856 | 5870.2349 | 5797.3225
| 5955.1994 | 5861.4753 | 5856 | 5869.8455 | 5797.285
| 5954.8545 | 5861.1128 | 5856 | 5869.84 | 5797.0375
| 5954.6573 | 5860.8872 | 5855 | 5869.6762 | 5796.781
| 5953.6639 | 5860.7881 | 5855 | 5869.5332 | 5796.7232
| 5953.6081 | 5860.4848 | 5855 | 5868.5803 | 5796.6024
| 5953.4616 | 5860.4756 | 5855 | 5868.5798 | 5796.5636
| 5953.3521 | 5860.3704 | 5854 | 5868.3908 | 5796.2306
| 5953.0015 | 5860.3356 | 5854 | 5868.3614 | 5796.2245
| 5952.6283 | 5859.9381 | 5854 | 5867.9222 | 5795.8649
| 5952.6263 | 5859.8017 | 5854 | 5867.9141 | 5795.3854
| 5952.3392 | 5859.5734 | 5854 | 5867.8351 | 5794.2481
| 5952.3271 | 5859.5412 | 5853 | 5867.6934 | 5794.1686
| 5952.1542 | 5859.5017 | 5853 | 5867.5127 | 5794.1515
| 5952.1506 | 5859.3426 | 5852 | 5867.2473 | 5794.1434
| 5952.0243 | 5859.0208 | 5852 | 5866.5752 | 5793.9422
| 5951.8277 | 5857.9601 | 5852 | 5866.4246 | 5793.8534
| 5951.7961 | 5857.8933 | 5852 | 5866.2599 | 5793.6017
| 5951.6522 | 5857.8808 | 5852 | 5866.0337 | 5793.0897
| 5951.5228 | 5857.8393 | 5851 | 5865.6469 | 5792.9255
| 5951.367 | 5857.7973 | 5851 | 5865.5297 | 5792.8433
| 5951.2379 | 5857.6756 | 5851 | 5865.5203 | 5792.8125
| 5951.2019 | 5857.6642 | 5851 | 5865.4522 | 5792.7484
| 5951.1705 | 5857.4345 | 5851 | 5865.3553 | 5792.5335
| 5951.0088 | 5856.803 | 5850 | 5864.2347 | 5792.3184
| 5950.9649 | 5856.6157 | 5850 | 5864.0878 | 5792.185
| 5950.9015 | 5856.4651 | 5850 | 5864.0552 | 5792.016
| 5950.7796 | 5856.2716 | 5850 | 5863.9756 | 5791.8446
| 5950.1437 | 5856.2539 | 5850 | 5863.6561 | 5791.7582
| 5950.0658 | 5856.0427 | 5849 | 5863.5767 | 5791.7264
| 5950.032 | 5855.9617 | 5849 | 5862.8918 | 5791.5056
| 5949.826 | 5855.7622 | 5848 | 5862.7928 | 5791.4681
| 5949.7435 | 5855.5811 | 5848 | 5862.7604 | 5791.3875
| 5949.6675 | 5855.5093 | 5848 | 5862.5433 | 5791.0144
| 5949.5922 | 5854.5054 | 5848 | 5862.5346 | 5790.9429
| 5949.5558 | 5854.4587 | 5848 | 5862.293 | 5790.8991
| 5949.5176 | 5854.3763 | 5847 | 5862.2324 | 5790.8434
| 5949.4076 | 5854.2949 | 5847 | 5861.8299 | 5790.7699
| 5948.6147 | 5854.2115 | 5846 | 5861.6867 | 5790.327
| 5948.4668 | 5854.1726 | 5846 | 5861.3601 | 5789.8337
| 5948.444 | 5854.1202 | 5846 | 5861.2535 | 5789.1391
| 5948.1669 | 5853.8284 | 5846 | 5861.1868 | 5789.0198
| 5947.946 | 5853.8058 | 5846 | 5861.1446 | 5789.0066
| 5947.8532 | 5853.7473 | 5846 | 5860.9928 | 5788.5884
| 5947.63 | 5853.6576 | 5846 | 5860.8679 | 5788.5769
| 5947.0275 | 5853.5198 | 5845 | 5860.6894 | 5788.2656
| 5946.4132 | 5853.458 | 5845 | 5860.6848 | 5787.8479
| 5946.4016 | 5853.3814 | 5845 | 5860.467 | 5787.7854
| 5946.0687 | 5853.1974 | 5845 | 5860.4059 | 5787.7723
| 5945.5646 | 5852.9698 | 5845 | 5860.3795 | 5787.7694
| 5945.3961 | 5852.8652 | 5845 | 5860.2003 | 5786.924
| 5945.2799 | 5852.8206 | 5844 | 5860.0885 | 5786.5464
| 5945.1874 | 5852.81 | 5844 | 5859.7912 | 5786.1107
| 5944.7908 | 5852.6068 | 5844 | 5859.5034 | 5785.8112
| 5944.7504 | 5852.4897 | 5843 | 5859.2921 | 5785.6742
| 5944.6889 | 5851.9402 | 5843 | 5858.7933 | 5785.3966
| 5944.5786 | 5851.4024 | 5843 | 5858.7344 | 5785.1411
| 5944.5122 | 5851.3404 | 5843 | 5858.5509 | 5784.9828
| 5944.4497 | 5851.0825 | 5843 | 5858.5095 | 5784.3304
| 5944.4225 | 5850.9794 | 5843 | 5858.467 | 5784.1854
| 5944.2059 | 5850.8244 | 5843 | 5857.7966 | 5783.7346
| 5944.0041 | 5850.8029 | 5842 | 5857.7829 | 5783.1918
| 5943.6565 | 5850.3163 | 5842 | 5857.6199 | 5783.1893
| 5943.5963 | 5850.1875 | 5842 | 5857.5806 | 5783.1521
| 5943.5337 | 5849.7587 | 5842 | 5857.075 | 5783.0044
| 5943.3604 | 5849.5985 | 5842 | 5856.9415 | 5782.9323
| 5943.2814 | 5849.5143 | 5841 | 5856.7638 | 5782.8093
| 5943.2457 | 5849.4967 | 5841 | 5856.586 | 5782.2607
| 5943.2261 | 5849.3795 | 5841 | 5855.721 | 5782.2145
| 5943.1678 | 5848.8142 | 5840 | 5855.5464 | 5781.9592
| 5942.5865 | 5848.0911 | 5840 | 5855.4359 | 5781.803
| 5942.4255 | 5847.6265 | 5840 | 5855.4032 | 5781.1043
| 5942.3053 | 5847.5904 | 5839 | 5855.1987 | 5781.0359
| 5942.2104 | 5847.5171 | 5839 | 5854.4526 | 5780.882
| 5941.9326 | 5847.3913 | 5839 | 5854.0284 | 5780.7234
| 5941.5987 | 5847.2264 | 5838 | 5853.8181 | 5780.5287
| 5941.598 | 5847.1143 | 5838 | 5853.6043 | 5780.4989
| 5941.3823 | 5847.0974 | 5838 | 5853.2948 | 5779.6123
| 5940.9216 | 5846.9748 | 5838 | 5853.2467 | 5779.4929
| 5940.9106 | 5846.689 | 5838 | 5853.1484 | 5779.485
| 5940.8844 | 5846.4263 | 5838 | 5853.0981 | 5779.3965
| 5940.5589 | 5846.1047 | 5838 | 5852.8415 | 5778.6985
| 5940.3635 | 5845.5144 | 5838 | 5852.8101 | 5778.5902
| 5939.9262 | 5845.447 | 5837 | 5852.7256 | 5778.5629
| 5939.7421 | 5845.4099 | 5837 | 5852.611 | 5778.3182
| 5939.6024 | 5845.3602 | 5837 | 5852.5177 | 5778.2657
| 5939.4376 | 5845.1418 | 5837 | 5852.3846 | 5778.1661
| 5939.3711 | 5844.8294 | 5837 | 5852.3409 | 5778.0295
| 5939.3113 | 5844.6482 | 5837 | 5851.8763 | 5777.2704
| 5938.8748 | 5844.5038 | 5837 | 5851.7116 | 5776.9909
| 5938.7897 | 5844.4672 | 5837 | 5851.6906 | 5776.9417
| 5938.6385 | 5844.4216 | 5836 | 5851.6519 | 5776.9173
| 5938.602 | 5844.2826 | 5836 | 5851.6218 | 5776.8436
| 5938.5619 | 5844.1789 | 5836 | 5851.4535 | 5776.6138
| 5938.2155 | 5844.1753 | 5835 | 5851.4519 | 5776.5806
| 5937.9736 | 5844.1717 | 5835 | 5851.396 | 5776.1902
| 5937.8586 | 5843.6879 | 5835 | 5851.3323 | 5775.741
| 5937.7452 | 5843.4831 | 5835 | 5851.0168 | 5775.1814
| 5937.6428 | 5843.4648 | 5835 | 5850.9937 | 5774.8618
| 5937.6368 | 5843.4015 | 5835 | 5850.8714 | 5774.808
| 5937.5975 | 5843.1711 | 5834 | 5850.8332 | 5774.7821
| 5937.4107 | 5843.0117 | 5834 | 5850.8262 | 5774.6575
| 5937.1137 | 5842.9556 | 5833 | 5850.7189 | 5774.4031
| 5937.0936 | 5842.7032 | 5833 | 5849.8405 | 5774.0474
| 5936.9809 | 5842.7002 | 5833 | 5849.1082 | 5773.9998
| 5936.953 | 5842.6845 | 5833 | 5849.0381 | 5773.7502
| 5936.911 | 5842.4844 | 5833 | 5848.739 | 5773.7062
| 5936.7974 | 5842.3415 | 5833 | 5848.4695 | 5773.6804
| 5936.6043 | 5842.3078 | 5832 | 5848.3602 | 5773.5121
| 5936.5644 | 5842.1984 | 5832 | 5848.0961 | 5773.2669
| 5936.4191 | 5841.9711 | 5832 | 5848.0161 | 5773.153
| 5935.9126 | 5841.5577 | 5832 | 5847.7331 | 5773.1076
| 5935.8636 | 5840.9694 | 5832 | 5847.5985 | 5773.0552
| 5935.7896 | 5840.9589 | 5832 | 5847.4402 | 5772.9822
| 5935.7775 | 5840.8434 | 5831 | 5847.3232 | 5772.678
| 5935.7187 | 5840.8379 | 5831 | 5846.9111 | 5772.3894
| 5935.4962 | 5840.4628 | 5831 | 5846.7017 | 5772.2195
| 5935.3097 | 5840.3519 | 5831 | 5846.2195 | 5772.0696
| 5935.2957 | 5840.2173 | 5831 | 5846.1905 | 5771.8396
| 5935.1731 | 5840.0952 | 5831 | 5846.0756 | 5771.6889
| 5934.9649 | 5840.0155 | 5831 | 5845.9826 | 5771.4807
| 5934.8876 | 5839.8251 | 5830 | 5845.9218 | 5771.4385
| 5934.685 | 5839.8112 | 5830 | 5845.6297 | 5771.14
| 5934.6186 | 5839.7669 | 5830 | 5845.6009 | 5770.723
| 5934.5792 | 5839.7262 | 5830 | 5845.5906 | 5770.574
| 5934.4139 | 5839.504 | 5830 | 5845.5823 | 5770.4407
| 5934.3289 | 5839.2106 | 5829 | 5844.8233 | 5769.6858
| 5934.2532 | 5839.1917 | 5829 | 5844.6344 | 5769.4161
| 5934.2114 | 5838.8647 | 5829 | 5843.8839 | 5768.714
| 5934.1877 | 5838.6215 | 5829 | 5843.8573 | 5768.7125
| 5933.8752 | 5838.605 | 5829 | 5843.5116 | 5768.7042
| 5933.708 | 5838.1987 | 5829 | 5843.4203 | 5768.262
| 5933.5047 | 5838.0376 | 5829 | 5842.9678 | 5767.649
| 5933.1597 | 5837.8991 | 5828 | 5842.6846 | 5767.3081
| 5932.8019 | 5837.5735 | 5828 | 5842.5147 | 5766.7963
| 5932.7637 | 5837.5309 | 5828 | 5842.1833 | 5766.4982
| 5932.3721 | 5837.5017 | 5828 | 5841.9906 | 5766.3531
| 5932.2861 | 5837.3553 | 5828 | 5841.8918 | 5766.1299
| 5932.1024 | 5837.1972 | 5827 | 5841.8063 | 5765.8966
| 5932.0433 | 5837.1012 | 5827 | 5841.699 | 5765.5266
| 5931.9164 | 5837.042 | 5827 | 5841.3377 | 5765.524
| 5931.8228 | 5837.0014 | 5827 | 5841.1704 | 5765.329
| 5931.8165 | 5835.4167 | 5826 | 5841.042 | 5765.2966
| 5931.7353 | 5835.3834 | 5826 | 5840.8961 | 5765.045
| 5931.7121 | 5835.2036 | 5826 | 5840.8265 | 5764.1311
| 5931.5385 | 5834.6058 | 5826 | 5840.7815 | 5764.0539
| 5931.287 | 5834.4631 | 5826 | 5840.7482 | 5764.0323
| 5931.0728 | 5834.3368 | 5826 | 5840.2365 | 5763.8491
| 5930.9163 | 5834.1396 | 5826 | 5839.8798 | 5762.395
| 5930.7742 | 5833.858 | 5826 | 5839.7878 | 5762.2998
| 5930.7137 | 5833.8466 | 5825 | 5839.612 | 5762.1261
| 5930.5942 | 5833.7164 | 5825 | 5839.2844 | 5761.9275
| 5930.3734 | 5833.6888 | 5825 | 5839.0304 | 5761.7479
| 5929.9971 | 5833.4698 | 5825 | 5838.8753 | 5761.4398
| 5929.9778 | 5833.1712 | 5825 | 5838.4072 | 5761.3943
| 5929.9184 | 5833.1541 | 5825 | 5838.2669 | 5761.0417
| 5929.7455 | 5832.8101 | 5824 | 5837.7248 | 5760.9792
| 5929.6267 | 5832.4946 | 5824 | 5837.687 | 5760.8706
| 5929.3539 | 5832.1986 | 5824 | 5837.2357 | 5760.8526
| 5929.2859 | 5832.0754 | 5824 | 5837.1682 | 5760.7576
| 5929.2731 | 5831.7855 | 5824 | 5837.0021 | 5760.4987
| 5929.2224 | 5831.7235 | 5824 | 5836.9235 | 5760.2972
| 5929.2072 | 5831.6182 | 5823 | 5836.4132 | 5760.2121
| 5928.8635 | 5830.937 | 5823 | 5836.3272 | 5760.2004
| 5928.6448 | 5830.8823 | 5823 | 5836.1505 | 5760.1025
| 5928.3912 | 5830.7596 | 5823 | 5836.1387 | 5759.9449
| 5928.159 | 5830.666 | 5823 | 5835.9524 | 5759.857
| 5928.0593 | 5830.2929 | 5822 | 5835.9254 | 5759.7795
| 5928.0431 | 5830.1914 | 5822 | 5835.6684 | 5759.4767
| 5928.0154 | 5830.0901 | 5822 | 5835.6555 | 5759.47
| 5927.9004 | 5829.8417 | 5822 | 5835.6081 | 5759.4487
| 5927.3586 | 5829.755 | 5822 | 5835.4752 | 5759.3248
| 5927.2229 | 5829.5881 | 5821 | 5835.4708 | 5759.2637
| 5927.1641 | 5829.37 | 5821 | 5834.5868 | 5759.0236
| 5927.1215 | 5829.2369 | 5821 | 5834.0886 | 5758.9774
| 5927.0237 | 5828.7515 | 5821 | 5833.7552 | 5758.9661
| 5926.9794 | 5828.6319 | 5821 | 5832.8364 | 5758.8308
| 5926.8488 | 5828.571 | 5821 | 5832.7698 | 5758.811
| 5926.8224 | 5828.5277 | 5820 | 5832.5375 | 5758.6483
| 5926.6217 | 5828.5018 | 5820 | 5832.5161 | 5758.4923
| 5926.536 | 5828.4397 | 5820 | 5832.4919 | 5758.4753
| 5926.5032 | 5827.9014 | 5820 | 5832.3205 | 5758.3868
| 5926.3252 | 5827.7302 | 5820 | 5832.3193 | 5758.3137
| 5925.9995 | 5827.6191 | 5819 | 5832.2851 | 5758.2279
| 5925.5906 | 5827.4646 | 5819 | 5832.2537 | 5758.1918
| 5925.5633 | 5827.2724 | 5819 | 5832.1383 | 5758.1844
| 5925.2714 | 5827.1905 | 5819 | 5831.6039 | 5758.1633
| 5925.1497 | 5827.1203 | 5819 | 5831.5569 | 5758.0463
| 5925.0602 | 5826.2185 | 5819 | 5830.9654 | 5757.9078
| 5924.9033 | 5825.7599 | 5818 | 5830.9434 | 5757.868
| 5924.8133 | 5825.6986 | 5818 | 5830.9398 | 5757.7805
| 5924.6195 | 5825.5522 | 5818 | 5830.8983 | 5757.2837
| 5924.4861 | 5825.4985 | 5818 | 5830.8355 | 5756.6981
| 5924.1725 | 5825.4242 | 5818 | 5830.4728 | 5756.5767
| 5924.0887 | 5825.4235 | 5818 | 5830.1458 | 5756.5553
| 5923.838 | 5825.3951 | 5817 | 5830.014 | 5756.5036
| 5923.7575 | 5825.3312 | 5817 | 5829.783 | 5756.4635
| 5923.6458 | 5825.188 | 5817 | 5829.5981 | 5756.4575
| 5923.5833 | 5825.0868 | 5817 | 5829.4916 | 5756.4247
| 5923.5528 | 5825.0337 | 5817 | 5829.1574 | 5755.6573
| 5923.5307 | 5824.0956 | 5817 | 5829.0554 | 5755.5868
| 5923.4956 | 5823.7693 | 5816 | 5829.0426 | 5755.3702
| 5923.2576 | 5823.7671 | 5816 | 5828.8679 | 5755.0432
| 5923.0703 | 5823.7164 | 5816 | 5828.7499 | 5754.9674
| 5923.0646 | 5823.6158 | 5816 | 5828.4855 | 5754.5997
| 5923.0395 | 5823.5809 | 5816 | 5828.4707 | 5754.4758
| 5922.9979 | 5823.1859 | 5816 | 5828.4505 | 5754.4338
| 5922.9273 | 5823.1845 | 5815 | 5828.4298 | 5754.3523
| 5922.7771 | 5823.0991 | 5815 | 5828.346 | 5754.2867
| 5922.5699 | 5822.9828 | 5815 | 5828.2078 | 5754.1464
| 5922.4009 | 5822.8616 | 5815 | 5827.7294 | 5754.0373
| 5922.1019 | 5822.4884 | 5815 | 5827.5103 | 5754.0362
| 5921.8117 | 5822.2647 | 5815 | 5827.2396 | 5753.6315
| 5921.7012 | 5822.1662 | 5814 | 5826.8617 | 5753.6232
| 5921.6397 | 5822.1563 | 5814 | 5826.741 | 5753.2694
| 5921.5251 | 5821.8636 | 5814 | 5826.6894 | 5753.2547
| 5921.2134 | 5821.6127 | 5814 | 5826.5352 | 5753.1477
| 5921.1612 | 5821.3555 | 5814 | 5825.8519 | 5753.1122
| 5921.1421 | 5821.2921 | 5813 | 5825.7543 | 5753.0521
| 5920.917 | 5821.2802 | 5813 | 5825.5645 | 5752.8922
| 5920.8552 | 5820.9408 | 5813 | 5825.4154 | 5752.7808
| 5920.5947 | 5820.5821 | 5813 | 5825.1686 | 5752.5189
| 5920.5108 | 5820.5205 | 5813 | 5824.6832 | 5752.4685
| 5920.4781 | 5820.4234 | 5813 | 5824.4841 | 5752.2758
| 5920.3593 | 5820.1433 | 5813 | 5824.3082 | 5751.9545
| 5920.2451 | 5819.8972 | 5812 | 5824.0862 | 5751.7834
| 5920.1813 | 5819.8661 | 5812 | 5823.7603 | 5751.3144
| 5919.9312 | 5819.8246 | 5812 | 5823.7451 | 5751.2403
| 5919.4759 | 5819.6304 | 5812 | 5823.6602 | 5751.2343
| 5919.2895 | 5819.5094 | 5812 | 5823.4501 | 5751.1923
| 5919.1291 | 5819.4694 | 5812 | 5823.3736 | 5751.126
| 5918.9936 | 5819.2358 | 5812 | 5823.189 | 5751.0022
| 5918.6709 | 5819.0344 | 5811 | 5823.1085 | 5750.8972
| 5918.5838 | 5818.6746 | 5811 | 5822.8477 | 5750.7632
| 5918.5164 | 5818.4082 | 5811 | 5822.6241 | 5750.7167
| 5918.4286 | 5818.397 | 5811 | 5822.6146 | 5750.6591
| 5918.3385 | 5818.2291 | 5811 | 5822.46 | 5750.5555
| 5918.2269 | 5818.1373 | 5810 | 5822.2826 | 5750.2648
| 5918.0511 | 5818.1021 | 5810 | 5822.0405 | 5750.0341
| 5917.9572 | 5817.7902 | 5810 | 5821.9127 | 5750.021
| 5917.6912 | 5817.6571 | 5810 | 5821.9073 | 5749.91
| 5917.4636 | 5817.3126 | 5810 | 5821.753 | 5749.4845
| 5917.3679 | 5817.2141 | 5810 | 5821.7044 | 5749.0585
| 5917.1403 | 5816.8586 | 5810 | 5821.7015 | 5748.7791
| 5916.8965 | 5816.8498 | 5810 | 5821.5142 | 5748.731
| 5916.6756 | 5816.8217 | 5809 | 5821.3521 | 5748.5881
| 5916.5757 | 5816.4329 | 5809 | 5821.1536 | 5748.5469
| 5916.5332 | 5815.9969 | 5809 | 5820.8624 | 5748.3818
| 5916.4421 | 5815.9556 | 5809 | 5820.84 | 5748.2032
| 5916.3809 | 5815.9028 | 5809 | 5820.7778 | 5748.1914
| 5916.2881 | 5815.458 | 5809 | 5820.3184 | 5748.1293
| 5915.8727 | 5815.3616 | 5808 | 5820.0068 | 5747.9507
| 5915.7798 | 5815.1684 | 5808 | 5819.9759 | 5747.8039
| 5915.7561 | 5814.9912 | 5808 | 5819.8842 | 5747.6463
| 5915.7498 | 5814.6842 | 5808 | 5819.65 | 5747.563
| 5915.6761 | 5814.3769 | 5808 | 5819.2778 | 5746.9343
| 5915.3943 | 5814.0225 | 5807 | 5819.214 | 5746.3433
| 5915.3532 | 5813.963 | 5807 | 5819.1285 | 5746.2653
| 5915.2682 | 5813.9306 | 5807 | 5818.9558 | 5746.1951
| 5915.1266 | 5813.8844 | 5807 | 5818.0244 | 5746.0587
| 5915.0722 | 5813.6649 | 5806 | 5817.8788 | 5745.9652
| 5915.0648 | 5813.664 | 5806 | 5817.8299 | 5745.4863
| 5914.8309 | 5813.5256 | 5806 | 5817.6035 | 5745.4512
| 5914.4673 | 5813.4984 | 5806 | 5817.5146 | 5745.1912
| 5914.3508 | 5813.3616 | 5806 | 5817.2145 | 5744.9622
| 5914.2497 | 5812.7246 | 5806 | 5817.188 | 5744.9115
| 5914.064 | 5812.6494 | 5806 | 5817.1381 | 5744.4862
| 5914.0189 | 5812.4439 | 5805 | 5817.0136 | 5744.4093
| 5913.9554 | 5811.84 | 5805 | 5816.9446 | 5744.4088
| 5913.5296 | 5811.7671 | 5805 | 5816.7731 | 5744.2189
| 5913.5117 | 5811.6799 | 5805 | 5816.7147 | 5744.2032
| 5913.252 | 5811.6341 | 5805 | 5816.6857 | 5743.8829
| 5913.0292 | 5811.5868 | 5805 | 5816.2198 | 5743.8778
| 5912.92 | 5811.5767 | 5805 | 5816.2052 | 5743.8256
| 5912.7438 | 5811.1938 | 5804 | 5815.9253 | 5743.737
| 5912.4181 | 5810.8946 | 5804 | 5815.6873 | 5743.7308
| 5912.1653 | 5810.782 | 5804 | 5815.6029 | 5743.5201
| 5912.0297 | 5810.4965 | 5804 | 5814.8514 | 5743.4782
| 5912.0091 | 5810.3112 | 5804 | 5814.4296 | 5743.3708
| 5911.7659 | 5809.7494 | 5803 | 5814.3513 | 5743.096
| 5911.6943 | 5809.2334 | 5803 | 5814.063 | 5742.3737
| 5911.4647 | 5809.1782 | 5802 | 5813.9431 | 5742.367
| 5911.274 | 5808.8645 | 5802 | 5813.8891 | 5742.094
| 5910.8477 | 5808.78 | 5802 | 5813.8618 | 5742.0595
| 5910.8029 | 5808.512 | 5802 | 5813.7966 | 5742.0131
| 5910.6743 | 5808.2864 | 5802 | 5813.6264 | 5742.009
| 5910.503 | 5808.0685 | 5802 | 5813.2174 | 5741.8857
| 5910.4781 | 5807.7419 | 5802 | 5812.8081 | 5741.7324
| 5910.4668 | 5807.2295 | 5801 | 5812.6911 | 5741.7296
| 5910.4077 | 5807.09 | 5801 | 5812.6592 | 5741.7257
| 5910.3862 | 5807.0772 | 5801 | 5812.6338 | 5741.4235
| 5910.3715 | 5806.9318 | 5801 | 5812.2103 | 5741.1356
| 5910.3074 | 5806.8152 | 5801 | 5811.9901 | 5740.0448
| 5910.14 | 5806.4847 | 5801 | 5811.795 | 5740.0311
| 5909.9233 | 5806.4363 | 5800 | 5811.7553 | 5739.6279
| 5909.7346 | 5806.4108 | 5800 | 5811.5824 | 5739.4622
| 5909.7325 | 5806.2675 | 5799 | 5811.547 | 5738.8712
| 5909.6656 | 5806.0808 | 5799 | 5811.2492 | 5738.4041
| 5909.4853 | 5805.5482 | 5799 | 5810.9984 | 5738.1834
| 5909.3223 | 5805.3138 | 5799 | 5810.7837 | 5738.1464
| 5908.9004 | 5805.2702 | 5799 | 5810.627 | 5738.0717
| 5908.8211 | 5805.1406 | 5799 | 5810.337 | 5737.9517
| 5908.7681 | 5804.2848 | 5798 | 5810.3341 | 5737.9454
| 5908.6596 | 5804.2121 | 5798 | 5810.043 | 5737.6267
| 5908.5379 | 5803.5754 | 5798 | 5809.6671 | 5737.2455
| 5908.1637 | 5803.505 | 5798 | 5809.5605 | 5736.9456
| 5908.1322 | 5802.8792 | 5798 | 5809.3839 | 5736.7367
| 5908.0482 | 5802.8097 | 5798 | 5809.3419 | 5736.3522
| 5907.7331 | 5802.267 | 5798 | 5809.2835 | 5736.1869
| 5907.6897 | 5802.0823 | 5798 | 5809.2171 | 5735.8186
| 5907.6648 | 5801.2116 | 5797 | 5808.6703 | 5735.6982
| 5907.4859 | 5801.1249 | 5797 | 5808.6184 | 5735.4477
| 5907.3619 | 5800.9363 | 5797 | 5808.419 | 5735.018
| 5907.336 | 5800.8995 | 5797 | 5808.1899 | 5734.8944
| 5907.2627 | 5800.8136 | 5797 | 5808.1158 | 5734.4533
| 5906.9606 | 5800.7776 | 5796 | 5807.8041 | 5734.2993
| 5906.775 | 5800.5079 | 5796 | 5807.6744 | 5734.2785
| 5906.5743 | 5800.5044 | 5796 | 5807.6651 | 5733.0101
| 5906.5535 | 5799.9711 | 5796 | 5807.4497 | 5732.9903
| 5906.531 | 5799.9552 | 5796 | 5807.1949 | 5732.8337
| 5906.4682 | 5799.8663 | 5796 | 5807.1899 | 5732.8147
| 5906.1766 | 5799.7327 | 5796 | 5806.5052 | 5732.4712
| 5905.8533 | 5799.5281 | 5795 | 5806.4647 | 5732.1378
| 5905.7985 | 5799.5 | 5795 | 5806.2831 | 5731.8113
| 5905.7898 | 5799.2928 | 5795 | 5806.0391 | 5731.6781
| 5905.4969 | 5799.078 | 5795 | 5805.9933 | 5731.5733
| 5905.3239 | 5799.0105 | 5795 | 5805.9701 | 5731.477
| 5905.2573 | 5798.5971 | 5795 | 5805.6915 | 5731.3778
| 5905.178 | 5798.5062 | 5794 | 5805.6292 | 5731.3066
| 5904.7985 | 5798.12 | 5794 | 5805.5236 | 5731.1918
| 5904.5474 | 5797.886 | 5793 | 5805.4523 | 5731.1674
| 5904.2989 | 5797.5716 | 5793 | 5805.3337 | 5731.1382
| 5904.2252 | 5797.5342 | 5793 | 5805.2903 | 5730.9651
| 5904.17 | 5797.4358 | 5793 | 5805.2262 | 5729.8589
| 5904.136 | 5796.7074 | 5793 | 5805.0843 | 5729.7634
| 5903.9481 | 5796.6352 | 5792 | 5804.8331 | 5729.1828
| 5903.4889 | 5796.5867 | 5792 | 5804.816 | 5728.9943
| 5903.2635 | 5796.5395 | 5792 | 5804.7514 | 5728.6965
| 5903.0406 | 5796.4984 | 5792 | 5804.693 | 5728.6061
| 5902.9479 | 5796.4277 | 5792 | 5804.5116 | 5728.4546
| 5902.9046 | 5796.259 | 5792 | 5804.4857 | 5728.4524
| 5902.8359 | 5796.2463 | 5791 | 5804.3148 | 5728.3187
| 5902.7153 | 5796.1141 | 5791 | 5804.264 | 5728.3121
| 5902.3961 | 5795.4498 | 5791 | 5804.1933 | 5728.1201
| 5902.3921 | 5795.3826 | 5791 | 5803.9564 | 5727.913
| 5902.2538 | 5794.1975 | 5791 | 5803.8248 | 5727.854
| 5902.1742 | 5794.1961 | 5791 | 5803.7429 | 5727.845
| 5902.152 | 5794 | 5790 | 5803.7288 | 5727.7806
| 5901.9786 | 5793.8852 | 5790 | 5803.6176 | 5727.5947
| 5901.616 | 5793.6919 | 5790 | 5803.3596 | 5727.0351
| 5901.5908 | 5793.6189 | 5790 | 5803.2482 | 5727.0133
| 5901.5902 | 5793.5719 | 5790 | 5803.2115 | 5726.3254
| 5901.5653 | 5793.1977 | 5790 | 5803.0045 | 5725.86
| 5901.2009 | 5793.1729 | 5790 | 5802.4868 | 5725.6762
| 5901.0621 | 5793.023 | 5790 | 5802.2114 | 5725.6019
| 5900.98 | 5793.0043 | 5790 | 5802.0565 | 5725.2309
| 5900.9763 | 5792.8024 | 5789 | 5801.9991 | 5725.1371
| 5900.9092 | 5792.2329 | 5789 | 5801.5683 | 5724.8585
| 5900.5083 | 5791.9857 | 5789 | 5801.553 | 5724.857
| 5900.2795 | 5791.3839 | 5788 | 5801.4633 | 5724.7177
| 5900.2431 | 5791.3241 | 5788 | 5801.4533 | 5724.2272
| 5899.9044 | 5791.3066 | 5788 | 5801.3539 | 5724.1179
| 5899.6173 | 5791.2571 | 5788 | 5801.2771 | 5724.077
| 5899.617 | 5791.2478 | 5788 | 5800.9054 | 5723.6392
| 5899.5639 | 5790.8521 | 5788 | 5800.7219 | 5723.2533
| 5899.1298 | 5790.5287 | 5787 | 5800.6786 | 5723.1291
| 5898.9168 | 5790.407 | 5787 | 5800.5198 | 5722.5166
| 5898.8695 | 5790.346 | 5787 | 5800.0693 | 5722.4988
| 5898.6476 | 5790.3004 | 5787 | 5800.0488 | 5722.4253
| 5898.2986 | 5790.1649 | 5787 | 5799.8721 | 5721.9439
| 5898.1011 | 5790.15 | 5786 | 5799.6008 | 5721.913
| 5898.0678 | 5790.1079 | 5786 | 5799.5285 | 5721.8866
| 5898.0413 | 5790.0253 | 5786 | 5799.4496 | 5721.8361
| 5897.8776 | 5789.7456 | 5786 | 5799.2709 | 5721.5988
| 5897.7383 | 5789.6907 | 5786 | 5799.252 | 5721.2123
| 5897.6416 | 5789.5724 | 5786 | 5798.8799 | 5721.1902
| 5897.5872 | 5789.5551 | 5785 | 5798.8103 | 5721.1688
| 5897.5775 | 5789.4684 | 5785 | 5798.7438 | 5721.083
| 5897.5674 | 5789.2725 | 5785 | 5798.6162 | 5720.8173
| 5897.4498 | 5789.2359 | 5785 | 5798.5006 | 5720.736
| 5897.3506 | 5788.9936 | 5785 | 5798.0636 | 5720.6094
| 5897.0558 | 5788.9314 | 5785 | 5797.8308 | 5720.2697
| 5896.9594 | 5788.5496 | 5785 | 5797.4064 | 5720.2561
| 5896.818 | 5788.2646 | 5784 | 5797.3055 | 5720.0399
| 5896.657 | 5788.242 | 5784 | 5797.2108 | 5719.966
| 5896.5719 | 5788.2155 | 5784 | 5797.1643 | 5719.1587
| 5896.552 | 5787.5086 | 5784 | 5797.1617 | 5718.1719
| 5896.5272 | 5787.4013 | 5784 | 5796.8872 | 5717.9065
| 5896.0456 | 5787.3245 | 5784 | 5796.5676 | 5717.3927
| 5895.6062 | 5787.1339 | 5783 | 5796.5407 | 5717.1566
| 5895.4762 | 5786.76 | 5783 | 5795.8922 | 5716.8581
| 5895.4593 | 5786.4434 | 5783 | 5795.7215 | 5716.7702
| 5895.2218 | 5786.0567 | 5783 | 5795.5628 | 5716.7034
| 5895.0973 | 5785.8659 | 5783 | 5795.5481 | 5716.6794
| 5895.0679 | 5785.5431 | 5783 | 5795.5213 | 5716.4943
| 5895.0622 | 5785.277 | 5783 | 5795.4147 | 5715.8717
| 5894.9328 | 5785.0278 | 5783 | 5795.399 | 5715.5159
| 5894.7549 | 5784.617 | 5782 | 5794.5274 | 5715.4688
| 5894.7025 | 5784.3275 | 5782 | 5794.4402 | 5715.4285
| 5894.5422 | 5784.1245 | 5782 | 5794.4231 | 5715.4237
| 5894.3973 | 5784.0668 | 5781 | 5794.0349 | 5715.0504
| 5894.3149 | 5783.7461 | 5781 | 5793.7792 | 5715.0091
| 5894.1555 | 5783.3895 | 5781 | 5793.6069 | 5714.8932
| 5894.1132 | 5783.3883 | 5781 | 5793.4398 | 5714.8792
| 5894.0487 | 5782.8836 | 5780 | 5793.3787 | 5714.7226
| 5894.0359 | 5782.8331 | 5780 | 5793.3725 | 5713.8747
| 5893.8965 | 5782.7404 | 5780 | 5793.2274 | 5713.6701
| 5893.6835 | 5782.7349 | 5780 | 5793.1554 | 5713.3668
| 5893.5349 | 5782.3782 | 5779 | 5793.1385 | 5713.3354
| 5893.4582 | 5781.6472 | 5779 | 5792.5834 | 5713.1769
| 5893.3457 | 5781.6067 | 5779 | 5792.1297 | 5712.9257
| 5893.2997 | 5781.4225 | 5779 | 5791.9473 | 5712.865
| 5893.0878 | 5781.3507 | 5779 | 5791.8954 | 5712.7749
| 5892.9886 | 5781.3443 | 5778 | 5791.8419 | 5712.0452
| 5892.9683 | 5781.3403 | 5778 | 5791.6434 | 5711.6634
| 5892.9371 | 5781.3135 | 5778 | 5791.5632 | 5711.6048
| 5892.9206 | 5781.2573 | 5778 | 5791.3058 | 5711.4164
| 5892.8336 | 5781.2484 | 5777 | 5791.264 | 5711.0239
| 5892.8249 | 5780.7119 | 5777 | 5791.1472 | 5710.6578
| 5892.7064 | 5780.6985 | 5777 | 5791.1367 | 5710.3445
| 5892.6337 | 5780.6918 | 5776 | 5790.3725 | 5710.1684
| 5892.4036 | 5780.5782 | 5776 | 5790.3115 | 5710.1563
| 5892.2439 | 5780.525 | 5776 | 5789.9857 | 5710.0863
| 5892.1582 | 5780.3555 | 5776 | 5789.7586 | 5709.8243
| 5892.0021 | 5780.2818 | 5776 | 5789.717 | 5709.4669
| 5891.9799 | 5780.0637 | 5776 | 5789.584 | 5709.1692
| 5891.6602 | 5779.9635 | 5775 | 5789.3979 | 5708.984
| 5891.5142 | 5779.6332 | 5775 | 5789.368 | 5708.9414
| 5891.2073 | 5779.4875 | 5774 | 5789.1721 | 5708.8589
| 5891.0109 | 5779.2756 | 5774 | 5789.0905 | 5708.6803
| 5890.965 | 5779.2687 | 5774 | 5788.9455 | 5708.6531
| 5890.8764 | 5779.1542 | 5774 | 5788.8914 | 5708.3691
| 5890.8692 | 5779.1477 | 5774 | 5788.8452 | 5708.2408
| 5890.805 | 5779.1244 | 5773 | 5788.7919 | 5708.1103
| 5890.7437 | 5778.9519 | 5773 | 5788.7288 | 5707.9284
| 5890.7342 | 5778.8961 | 5773 | 5788.6105 | 5707.7679
| 5890.709 | 5778.8837 | 5773 | 5788.2483 | 5707.4976
| 5890.5537 | 5778.871 | 5773 | 5787.9371 | 5707.4625
| 5890.5453 | 5778.8314 | 5773 | 5787.6199 | 5707.2203
| 5890.5267 | 5778.6929 | 5773 | 5787.4511 | 5706.8118
| 5890.3652 | 5778.6685 | 5773 | 5787.3136 | 5706.594
| 5890.2433 | 5778.6328 | 5772 | 5787.168 | 5706.4666
| 5890.1738 | 5778.3439 | 5772 | 5786.8078 | 5706.3805
| 5890.1606 | 5778.2428 | 5772 | 5786.5668 | 5705.9884
| 5890.0931 | 5778.2075 | 5772 | 5786.1247 | 5704.8891
| 5889.7737 | 5777.4417 | 5772 | 5786.0311 | 5704.6517
| 5889.6413 | 5777.4193 | 5772 | 5785.7477 | 5704.4719
| 5889.4378 | 5777.2114 | 5772 | 5785.6978 | 5703.8717
| 5889.3808 | 5776.8019 | 5772 | 5785.4218 | 5702.6006
| 5889.2646 | 5776.7431 | 5771 | 5785.3122 | 5702.2992
| 5888.9303 | 5776.6894 | 5771 | 5785.3063 | 5702.2596
| 5888.9106 | 5776.6525 | 5771 | 5785.3034 | 5702.1065
| 5888.8849 | 5776.5791 | 5771 | 5785.1021 | 5702.01
| 5888.8263 | 5776.1738 | 5771 | 5785.0466 | 5701.7631
| 5887.8008 | 5776.1353 | 5771 | 5784.6901 | 5701.6715
| 5887.7561 | 5776.0434 | 5771 | 5784.6692 | 5701.5
| 5887.534 | 5775.9039 | 5771 | 5784.3201 | 5701.4992
| 5887.3015 | 5775.5361 | 5770 | 5783.995 | 5701.4364
| 5887.0097 | 5775.4528 | 5770 | 5783.912 | 5701.3812
| 5886.9382 | 5775.4523 | 5770 | 5783.6413 | 5701.2257
| 5886.9354 | 5775.2722 | 5770 | 5782.9387 | 5701.1393
| 5886.7901 | 5774.8875 | 5770 | 5782.889 | 5700.9412
| 5886.7242 | 5774.8288 | 5770 | 5782.7852 | 5700.1864
| 5886.5535 | 5774.5985 | 5770 | 5782.6641 | 5700.0789
| 5886.4085 | 5774.4965 | 5769 | 5782.4873 | 5700.0769
| 5886.2235 | 5774.4563 | 5769 | 5782.3747 | 5700.0244
| 5886.1852 | 5774.3347 | 5769 | 5782.3319 | 5700.0227
| 5886.0341 | 5774.1713 | 5769 | 5782.1954 | 5699.703
| 5886.0083 | 5774.1408 | 5769 | 5782.0167 | 5699.6231
| 5885.9427 | 5773.5052 | 5768 | 5782.0025 | 5699.1566
| 5885.8569 | 5773.1277 | 5768 | 5781.9337 | 5698.4649
| 5885.5515 | 5772.8652 | 5768 | 5781.9106 | 5698.4284
| 5885.5269 | 5772.7331 | 5768 | 5781.7615 | 5698.3907
| 5885.5183 | 5772.5831 | 5768 | 5781.7206 | 5698.3893
| 5885.4301 | 5772.5646 | 5768 | 5781.3619 | 5698.388
| 5885.2436 | 5772.4727 | 5768 | 5780.7184 | 5698.2125
| 5884.9798 | 5772.3512 | 5768 | 5780.5527 | 5698.063
| 5884.841 | 5772.1536 | 5768 | 5780.4918 | 5697.6833
| 5884.7897 | 5772.1407 | 5767 | 5780.4199 | 5697.5196
| 5884.6533 | 5771.9584 | 5767 | 5780.1058 | 5697.4536
| 5884.5184 | 5771.6167 | 5767 | 5779.7746 | 5697.4061
| 5884.4695 | 5771.4509 | 5767 | 5779.3862 | 5696.4519
| 5884.3933 | 5771.4372 | 5767 | 5779.3001 | 5696.3075
| 5884.1867 | 5771.3193 | 5767 | 5777.9141 | 5696.2496
| 5884.0218 | 5770.831 | 5767 | 5777.8046 | 5696.0673
| 5883.7073 | 5770.7017 | 5767 | 5777.7723 | 5695.9556
| 5883.4878 | 5770.6123 | 5767 | 5777.7117 | 5695.8334
| 5883.3965 | 5770.3866 | 5766 | 5777.6611 | 5695.5903
| 5883.1699 | 5770.0076 | 5766 | 5776.9361 | 5695.4884
| 5883.0508 | 5769.9089 | 5766 | 5776.0404 | 5695.1982
| 5882.9149 | 5769.7845 | 5766 | 5776.0237 | 5694.949
| 5882.5714 | 5769.5936 | 5766 | 5775.9956 | 5694.762
| 5882.3958 | 5769.4513 | 5766 | 5775.9116 | 5694.4904
| 5882.1382 | 5768.9504 | 5766 | 5775.8441 | 5694.2369
| 5882.1212 | 5768.8381 | 5765 | 5775.604 | 5694.1983
| 5882.0803 | 5768.7139 | 5765 | 5775.4201 | 5694.0316
| 5882.0248 | 5768.2289 | 5764 | 5775.3878 | 5693.9683
| 5881.855 | 5767.0591 | 5764 | 5775.3361 | 5693.7116
| 5881.1839 | 5767.0537 | 5764 | 5775.2693 | 5693.5956
| 5880.909 | 5767.0032 | 5764 | 5775.2106 | 5693.5056
| 5880.791 | 5766.5441 | 5764 | 5775.1985 | 5693.323
| 5880.758 | 5766.4475 | 5764 | 5775.1507 | 5693.0934
| 5880.5358 | 5766.3385 | 5764 | 5774.9389 | 5692.5528
| 5880.3875 | 5766.1923 | 5764 | 5774.8816 | 5692.4655
| 5880.1529 | 5766.1827 | 5764 | 5774.6653 | 5692.3401
| 5879.9953 | 5766.0418 | 5764 | 5774.6166 | 5692.319
| 5879.9217 | 5765.8589 | 5763 | 5774.4643 | 5692.1309
| 5879.8545 | 5765.6901 | 5763 | 5774.3617 | 5691.9406
| 5879.8001 | 5765.4242 | 5763 | 5774.029 | 5691.9031
| 5879.549 | 5765.1251 | 5763 | 5773.9482 | 5691.5041
| 5879.4044 | 5765.0223 | 5763 | 5773.8127 | 5690.9812
| 5879.2319 | 5764.5656 | 5762 | 5773.6658 | 5690.8879
| 5879.0654 | 5764.3422 | 5762 | 5773.6488 | 5690.7126
| 5879.0457 | 5764.2254 | 5762 | 5773.4193 | 5690.592
| 5879.0114 | 5764.1542 | 5761 | 5773.2195 | 5690.2241
| 5878.9559 | 5764.0975 | 5761 | 5773.0267 | 5690.2142
| 5878.8055 | 5763.7862 | 5761 | 5772.802 | 5689.6828
| 5878.7846 | 5763.776 | 5761 | 5772.7455 | 5689.5828
| 5878.7082 | 5763.7094 | 5761 | 5772.5845 | 5689.4893
| 5878.6439 | 5763.4647 | 5760 | 5772.1545 | 5689.2881
| 5878.5163 | 5763.4026 | 5760 | 5771.6346 | 5689.238
| 5878.2696 | 5763.2745 | 5760 | 5771.5296 | 5689.1
| 5878.2517 | 5763.0281 | 5759 | 5771.4654 | 5688.8166
| 5878.1998 | 5762.6986 | 5759 | 5771.3181 | 5688.7144
| 5877.8256 | 5762.609 | 5759 | 5771.3172 | 5688.3795
| 5877.7744 | 5762.3498 | 5758 | 5771.3048 | 5688.3588
| 5877.6696 | 5762.0285 | 5758 | 5771.2646 | 5688.1575
| 5877.4491 | 5761.8937 | 5758 | 5771.1899 | 5687.8562
| 5877.2936 | 5761.6623 | 5758 | 5770.6145 | 5687.6184
| 5876.7692 | 5761.3714 | 5758 | 5770.6089 | 5687.5523
| 5876.7423 | 5761.3581 | 5758 | 5770.4896 | 5687.4458
| 5876.3004 | 5761.2556 | 5757 | 5770.3777 | 5687.3489
| 5876.2867 | 5761.1706 | 5757 | 5770.1043 | 5687.3316
| 5876.0855 | 5760.8568 | 5757 | 5770.0756 | 5687.1658
| 5876.0237 | 5760.8258 | 5757 | 5769.6122 | 5686.7389
| 5875.9221 | 5760.7286 | 5757 | 5769.3528 | 5686.7275
| 5875.0906 | 5760.6124 | 5757 | 5769.2711 | 5686.4281
| 5874.9914 | 5760.4401 | 5756 | 5769.2509 | 5686.3604
| 5874.9543 | 5759.9739 | 5756 | 5769.1051 | 5686.2922
| 5874.6921 | 5759.9476 | 5756 | 5768.6209 | 5686.2848
| 5874.3092 | 5759.7437 | 5756 | 5768.3282 | 5685.9704
| 5874.1304 | 5759.7382 | 5756 | 5767.4735 | 5685.8409
| 5873.8497 | 5759.5461 | 5756 | 5767.386 | 5685.733
| 5873.8399 | 5759.3684 | 5755 | 5767.2113 | 5685.6709
| 5873.7005 | 5758.9992 | 5755 | 5767.1604 | 5685.6292
| 5873.3392 | 5758.7166 | 5755 | 5766.9351 | 5685.4402
| 5873.235 | 5758.1076 | 5755 | 5766.9152 | 5684.9025
| 5873.1134 | 5757.8172 | 5755 | 5765.8557 | 5684.8571
| 5873.0943 | 5757.7858 | 5755 | 5765.2159 | 5684.6892
| 5872.9848 | 5757.5708 | 5754 | 5765.1194 | 5684.4024
| 5872.9729 | 5757.2337 | 5754 | 5764.9716 | 5683.8549
| 5872.8248 | 5757.228 | 5754 | 5764.8233 | 5682.9555
| 5872.6573 | 5757.1795 | 5754 | 5764.2736 | 5682.8534
| 5872.6105 | 5757.1428 | 5754 | 5764.207 | 5682.4145
| 5872.5454 | 5757.0902 | 5754 | 5763.9799 | 5682.3316
| 5872.3995 | 5757.0241 | 5754 | 5763.8567 | 5682.0678
| 5872.3623 | 5756.9601 | 5753 | 5763.6591 | 5681.9308
| 5872.0084 | 5756.8035 | 5753 | 5763.3972 | 5681.9125
| 5871.8575 | 5756.674 | 5753 | 5763.3426 | 5681.8485
| 5871.7384 | 5756.5926 | 5753 | 5763.2446 | 5681.7879
| 5871.6986 | 5756.5684 | 5753 | 5763.194 | 5681.625
| 5871.6305 | 5756.457 | 5753 | 5763.1177 | 5681.5331
| 5871.269 | 5756.1789 | 5753 | 5762.9922 | 5681.4436
| 5870.9 | 5755.8529 | 5753 | 5762.6409 | 5681.274
| 5870.7128 | 5755.8033 | 5753 | 5762.6278 | 5681.1221
| 5870.368 | 5755.6553 | 5753 | 5762.5325 | 5680.7998
| 5870.3596 | 5755.0284 | 5753 | 5762.2635 | 5680.6417
| 5870.2097 | 5754.3296 | 5752 | 5762.1266 | 5680.4904
| 5870.1578 | 5754.2038 | 5752 | 5762.0193 | 5680.2489
| 5870.0583 | 5753.9427 | 5752 | 5761.8284 | 5680.0717
| 5869.8421 | 5753.8985 | 5751 | 5761.8025 | 5680.0005
| 5869.5539 | 5753.6044 | 5751 | 5761.5006 | 5679.8217
| 5869.4626 | 5753.521 | 5751 | 5761.4763 | 5679.7075
| 5869.3453 | 5753.4545 | 5751 | 5761.4079 | 5679.4187
| 5869.1049 | 5753.2991 | 5751 | 5761.2503 | 5679.3001
| 5869.0457 | 5753.1397 | 5751 | 5761.2443 | 5679.2298
| 5868.6245 | 5753.088 | 5750 | 5760.8729 | 5679.1551
| 5868.417 | 5752.9687 | 5750 | 5760.6607 | 5678.6976
| 5868.2239 | 5752.8762 | 5750 | 5760.5752 | 5678.643
| 5867.6581 | 5752.7727 | 5750 | 5760.3563 | 5678.4596
| 5867.399 | 5752.3634 | 5750 | 5760.0092 | 5678.4188
| 5867.1097 | 5752.3404 | 5750 | 5759.8646 | 5678.4001
| 5866.884 | 5751.5915 | 5750 | 5759.696 | 5678.1329
| 5866.7415 | 5751.3143 | 5750 | 5759.5715 | 5677.9582
| 5866.5947 | 5751.1587 | 5749 | 5758.806 | 5677.8998
| 5866.4202 | 5750.7977 | 5749 | 5758.4872 | 5677.4689
| 5866.1506 | 5750.7528 | 5749 | 5758.068 | 5677.4186
| 5866.1136 | 5750.4905 | 5749 | 5757.7487 | 5677.4172
| 5866.094 | 5750.1914 | 5749 | 5757.6297 | 5677.3614
| 5865.8914 | 5750.1417 | 5749 | 5757.5069 | 5677.1696
| 5865.7431 | 5750.0026 | 5749 | 5757.4172 | 5677.0893
| 5865.6969 | 5749.9735 | 5748 | 5757.0829 | 5677.0693
| 5865.6877 | 5749.8359 | 5748 | 5756.9592 | 5677.0517
| 5865.6844 | 5749.7836 | 5748 | 5756.9376 | 5677.0415
| 5865.643 | 5749.732 | 5748 | 5756.8891 | 5676.9591
| 5865.4208 | 5749.6767 | 5747 | 5756.8272 | 5676.7947
| 5865.3733 | 5749.5819 | 5747 | 5756.4549 | 5676.7359
| 5865.2295 | 5749.0619 | 5747 | 5755.973 | 5676.3971
| 5865.2161 | 5748.8958 | 5747 | 5755.8481 | 5676.2236
| 5865.1992 | 5748.5472 | 5747 | 5755.4013 | 5676.1463
| 5864.9139 | 5748.4893 | 5747 | 5754.8345 | 5676.0135
| 5864.8878 | 5748.4106 | 5746 | 5754.3867 | 5675.9967
| 5864.5716 | 5748.3949 | 5746 | 5754.2945 | 5675.9885
| 5864.4764 | 5748.2417 | 5746 | 5754.2684 | 5675.6679
| 5864.4526 | 5748.083 | 5746 | 5753.9374 | 5675.6376
| 5864.2969 | 5748.0826 | 5746 | 5753.8411 | 5675.6358
| 5864.0839 | 5748.0631 | 5746 | 5753.4395 | 5675.5907
| 5863.3525 | 5748.029 | 5745 | 5753.414 | 5675.4746
| 5863.1806 | 5747.4913 | 5745 | 5753.2187 | 5675.3909
| 5863.0441 | 5747.0239 | 5745 | 5753.0558 | 5675.1671
| 5862.8282 | 5746.996 | 5745 | 5752.7267 | 5675.0139
| 5862.8037 | 5746.8907 | 5745 | 5752.7153 | 5674.9892
| 5862.721 | 5746.8309 | 5744 | 5752.572 | 5674.9692
| 5862.7186 | 5746.5507 | 5744 | 5752.5294 | 5673.9849
| 5862.6315 | 5746.5246 | 5744 | 5751.7452 | 5673.8203
| 5862.5754 | 5746.4916 | 5744 | 5751.632 | 5673.739
| 5862.5736 | 5746.4915 | 5744 | 5751.5278 | 5673.713
| 5862.3034 | 5746.4633 | 5744 | 5751.4727 | 5673.1047
| 5862.2414 | 5746.4166 | 5744 | 5751.3375 | 5672.9441
| 5862.2327 | 5746.2612 | 5744 | 5750.8665 | 5672.9292
| 5861.7478 | 5746.1983 | 5744 | 5750.6021 | 5672.8585
| 5861.7462 | 5746.1156 | 5743 | 5750.5378 | 5672.8011
| 5861.6075 | 5745.7909 | 5742 | 5750.441 | 5672.1922
| 5861.3902 | 5745.6806 | 5742 | 5750.3508 | 5672.0103
| 5860.945 | 5745.5965 | 5742 | 5750.3314 | 5671.808
| 5860.5666 | 5745.1567 | 5742 | 5750.2794 | 5671.202
| 5859.7898 | 5744.7698 | 5742 | 5750.2403 | 5671.1252
| 5859.7399 | 5744.7003 | 5741 | 5750.0831 | 5670.8041
| 5859.5312 | 5744.6384 | 5741 | 5750.0683 | 5670.6188
| 5859.1557 | 5744.6064 | 5741 | 5749.8829 | 5670.5797
| 5858.792 | 5744.4697 | 5741 | 5749.6792 | 5670.5506
| 5858.6038 | 5744.2609 | 5741 | 5749.5488 | 5670.5029
| 5858.5163 | 5744.1527 | 5741 | 5749.5245 | 5670.4747
| 5858.4948 | 5744.0063 | 5741 | 5749.504 | 5670.3414
| 5858.1714 | 5743.6637 | 5740 | 5749.4916 | 5670.1519
| 5858.0865 | 5743.0704 | 5740 | 5749.4209 | 5669.7779
| 5857.9001 | 5742.4057 | 5740 | 5749.202 | 5669.5482
| 5857.2022 | 5742.1594 | 5740 | 5749.0201 | 5668.9743
| 5856.9784 | 5741.917 | 5739 | 5748.9834 | 5668.4858
| 5856.8829 | 5741.7325 | 5739 | 5748.696 | 5668.3935
| 5856.725 | 5741.6303 | 5739 | 5748.6166 | 5668.3906
| 5856.2127 | 5740.988 | 5739 | 5748.5207 | 5667.9023
| 5856.1635 | 5740.9732 | 5739 | 5748.5146 | 5667.6176
| 5856.1578 | 5740.6698 | 5739 | 5748.4862 | 5667.3382
| 5855.9693 | 5740.1019 | 5739 | 5748.4305 | 5667.2211
| 5855.6549 | 5740.0184 | 5738 | 5748.4279 | 5666.9586
| 5855.511 | 5739.945 | 5738 | 5748.163 | 5666.9317
| 5855.0316 | 5739.6121 | 5738 | 5748.0651 | 5666.9031
| 5855.0053 | 5739.5482 | 5738 | 5747.9962 | 5666.7973
| 5854.9566 | 5739.3452 | 5738 | 5747.9345 | 5666.2838
| 5854.8726 | 5739.2814 | 5738 | 5747.5869 | 5666.0415
| 5854.5152 | 5739.2489 | 5738 | 5747.4286 | 5665.9991
| 5854.3406 | 5739.1429 | 5738 | 5747.3616 | 5665.9084
| 5854.298 | 5738.9637 | 5738 | 5747.344 | 5665.8464
| 5854.2187 | 5738.8939 | 5737 | 5747.0525 | 5665.787
| 5854.1216 | 5738.8336 | 5737 | 5747.0444 | 5665.6877
| 5853.9904 | 5738.5812 | 5737 | 5746.9047 | 5665.5048
| 5853.6084 | 5738.5075 | 5737 | 5746.8907 | 5665.2674
| 5853.3555 | 5737.8679 | 5737 | 5746.8281 | 5664.805
| 5853.2187 | 5737.7533 | 5737 | 5746.6277 | 5664.6422
| 5853.0956 | 5737.734 | 5737 | 5746.3709 | 5664.3597
| 5853.0613 | 5737.3594 | 5737 | 5746.1928 | 5664.3025
| 5853.0101 | 5737.3136 | 5736 | 5746.057 | 5664.2461
| 5852.9208 | 5736.8247 | 5736 | 5745.9855 | 5664.1829
| 5852.7273 | 5736.6358 | 5736 | 5745.8187 | 5664.066
| 5852.5943 | 5736.3402 | 5736 | 5745.7591 | 5663.9781
| 5852.5802 | 5736.215 | 5736 | 5745.3444 | 5663.6763
| 5852.4452 | 5735.8744 | 5735 | 5745.1368 | 5663.5967
| 5852.3596 | 5735.6834 | 5735 | 5744.9088 | 5663.4211
| 5852.2051 | 5735.6446 | 5735 | 5744.6293 | 5663.2654
| 5851.985 | 5735.5082 | 5735 | 5744.0895 | 5663.2615
| 5851.8512 | 5735.2674 | 5735 | 5743.9883 | 5663.0342
| 5851.5667 | 5735.0698 | 5735 | 5743.8425 | 5662.8381
| 5851.4179 | 5734.9674 | 5734 | 5743.7413 | 5662.4031
| 5851.182 | 5734.8528 | 5734 | 5743.7065 | 5662.3284
| 5851.1429 | 5734.7924 | 5734 | 5742.8476 | 5662.0142
| 5850.9803 | 5734.1935 | 5734 | 5742.4855 | 5661.8984
| 5850.8815 | 5733.9763 | 5734 | 5742.4079 | 5661.687
| 5850.7331 | 5733.9214 | 5734 | 5742.0406 | 5661.2125
| 5850.6933 | 5733.6944 | 5734 | 5741.9139 | 5660.9606
| 5850.6653 | 5733.6601 | 5733 | 5741.4272 | 5660.6697
| 5850.6368 | 5733.5421 | 5733 | 5740.982 | 5660.4257
| 5850.5514 | 5733.5306 | 5733 | 5740.7918 | 5659.9795
| 5850.4594 | 5733.4587 | 5733 | 5740.5259 | 5659.4865
| 5850.3803 | 5733.4346 | 5733 | 5740.4191 | 5659.4518
| 5850.1836 | 5733.3117 | 5733 | 5740.3636 | 5659.4137
| 5850.07 | 5733.1308 | 5732 | 5740.0835 | 5658.9133
| 5849.9978 | 5732.8875 | 5732 | 5740.0502 | 5658.6777
| 5849.9499 | 5732.5009 | 5732 | 5739.9891 | 5658.6653
| 5849.8885 | 5732.4627 | 5732 | 5739.4603 | 5658.6518
| 5849.8534 | 5732.4586 | 5731 | 5739.2279 | 5658.215
| 5849.7347 | 5732.3127 | 5731 | 5739.1732 | 5658.007
| 5849.1026 | 5731.8737 | 5731 | 5738.9446 | 5657.8541
| 5848.6779 | 5731.5317 | 5731 | 5738.8336 | 5657.0881
| 5848.6224 | 5731.4148 | 5731 | 5738.7291 | 5657.02
| 5848.5692 | 5731.4104 | 5731 | 5738.6551 | 5657.0174
| 5848.43 | 5731.1675 | 5731 | 5738.5395 | 5656.9628
| 5848.3197 | 5730.9651 | 5731 | 5738.3691 | 5656.7176
| 5848.1989 | 5730.794 | 5730 | 5738.1992 | 5656.318
| 5848.0919 | 5730.5614 | 5730 | 5737.698 | 5656.1403
| 5848.0902 | 5730.431 | 5730 | 5737.5901 | 5656.0653
| 5848.0705 | 5730.2589 | 5730 | 5737.5341 | 5655.4749
| 5848.0107 | 5730.1759 | 5730 | 5737.3208 | 5655.1683
| 5847.6353 | 5730.0421 | 5729 | 5736.9719 | 5655.1375
| 5847.604 | 5729.9094 | 5729 | 5736.8908 | 5655.1356
| 5847.5417 | 5729.8657 | 5729 | 5736.8745 | 5654.8192
| 5847.3361 | 5729.837 | 5729 | 5736.8484 | 5654.6522
| 5847.3003 | 5729.7044 | 5729 | 5736.8193 | 5654.2408
| 5846.9927 | 5729.66 | 5729 | 5736.5516 | 5654.2362
| 5846.9541 | 5729.2193 | 5728 | 5736.5177 | 5654.1594
| 5846.8146 | 5728.8104 | 5728 | 5736.5118 | 5654.0585
| 5846.6015 | 5728.7012 | 5728 | 5735.8473 | 5653.9123
| 5846.5508 | 5728.6992 | 5728 | 5735.8003 | 5653.6569
| 5846.4482 | 5728.3486 | 5728 | 5735.7109 | 5653.4336
| 5846.335 | 5728.2582 | 5728 | 5735.5637 | 5653.3596
| 5846.3249 | 5728.1736 | 5728 | 5735.5319 | 5653.3501
| 5846.2498 | 5728.0794 | 5728 | 5735.4513 | 5653.3122
| 5845.7586 | 5728.0527 | 5728 | 5735.2683 | 5653.2259
| 5844.9177 | 5727.8907 | 5727 | 5735.2389 | 5653.2015
| 5844.6396 | 5727.8709 | 5727 | 5735.1685 | 5653.0414
| 5844.6095 | 5727.8292 | 5727 | 5734.8776 | 5652.8108
| 5844.4599 | 5727.3817 | 5727 | 5734.6698 | 5652.5638
| 5844.4422 | 5727.2392 | 5727 | 5734.6512 | 5652.4646
| 5844.4402 | 5727.0515 | 5726 | 5734.5496 | 5652.4518
| 5844.1103 | 5727.0328 | 5726 | 5734.3014 | 5652.3537
| 5844.1088 | 5726.7781 | 5726 | 5733.9676 | 5652.2124
| 5843.4306 | 5726.728 | 5726 | 5733.6601 | 5651.8568
| 5843.3997 | 5726.7088 | 5726 | 5733.6315 | 5651.7644
| 5843.0094 | 5725.9677 | 5725 | 5733.4745 | 5651.6437
| 5842.7383 | 5725.8234 | 5725 | 5733.1979 | 5651.0616
| 5842.5772 | 5725.7297 | 5725 | 5733.1546 | 5651.057
| 5842.54 | 5725.5369 | 5724 | 5733.1106 | 5651.0523
| 5842.2993 | 5725.5194 | 5724 | 5733.0352 | 5650.9318
| 5842.2575 | 5725.1206 | 5724 | 5732.6581 | 5650.643
| 5842.1244 | 5724.7179 | 5724 | 5732.5804 | 5650.3557
| 5841.9493 | 5724.513 | 5723 | 5732.5043 | 5650.1912
| 5841.6709 | 5724.4848 | 5723 | 5732.2499 | 5649.6916
| 5841.5581 | 5724.0236 | 5723 | 5732.1583 | 5649.5879
| 5841.43 | 5723.9119 | 5723 | 5731.6908 | 5649.5714
| 5841.3482 | 5723.9041 | 5723 | 5731.6681 | 5649.3805
| 5841.2306 | 5723.7794 | 5723 | 5731.654 | 5649.3371
| 5841.1946 | 5723.6082 | 5722 | 5731.606 | 5649.0633
| 5841.1875 | 5723.5808 | 5722 | 5731.4107 | 5649.0317
| 5841.0748 | 5723.5476 | 5722 | 5731.3965 | 5649.0135
| 5840.7345 | 5723.4649 | 5722 | 5731.2989 | 5648.8349
| 5840.0169 | 5723.3624 | 5722 | 5730.8833 | 5648.5189
| 5840.0116 | 5723.3152 | 5722 | 5730.7292 | 5648.2645
| 5839.6722 | 5723.2415 | 5722 | 5730.0064 | 5648.2516
| 5839.6459 | 5722.9488 | 5722 | 5729.8257 | 5648.1668
| 5838.7883 | 5722.9084 | 5722 | 5729.8011 | 5648.1471
| 5838.7438 | 5722.844 | 5722 | 5729.2948 | 5648.0355
| 5838.6513 | 5722.7209 | 5721 | 5729.2 | 5647.9977
| 5838.5767 | 5722.4168 | 5721 | 5729.1667 | 5647.9696
| 5838.4956 | 5722.3642 | 5721 | 5729.0632 | 5647.9368
| 5838.3723 | 5722.3257 | 5721 | 5728.8696 | 5647.7044
| 5838.3439 | 5721.9538 | 5721 | 5728.7134 | 5647.5184
| 5838.0086 | 5721.9171 | 5721 | 5728.3993 | 5647.2629
| 5837.9377 | 5721.9165 | 5721 | 5727.9418 | 5647.0027
| 5837.7709 | 5721.9084 | 5721 | 5727.8578 | 5646.7464
| 5837.412 | 5721.5272 | 5721 | 5727.7936 | 5646.6141
| 5837.1284 | 5720.8892 | 5721 | 5727.5705 | 5646.538
| 5836.9779 | 5720.3453 | 5720 | 5727.4312 | 5645.694
| 5836.8264 | 5720.2964 | 5720 | 5726.9342 | 5645.3289
| 5836.3922 | 5720.1279 | 5720 | 5726.7956 | 5645.2148
| 5836.3433 | 5719.759 | 5720 | 5726.7568 | 5645.153
| 5836.1215 | 5719.5762 | 5720 | 5726.698 | 5644.778
| 5835.9212 | 5719.1272 | 5720 | 5726.4798 | 5644.7145
| 5835.8784 | 5719.1187 | 5720 | 5726.3285 | 5644.7067
| 5835.7723 | 5719.0102 | 5720 | 5725.9778 | 5644.6226
| 5835.7464 | 5718.7711 | 5720 | 5725.847 | 5644.1806
| 5835.6174 | 5718.4404 | 5720 | 5725.7604 | 5644.1622
| 5835.1336 | 5718.4003 | 5719 | 5725.6734 | 5644.0322
| 5834.8143 | 5718.3043 | 5719 | 5725.6066 | 5643.6908
| 5834.7853 | 5718.1522 | 5719 | 5725.5616 | 5643.4851
| 5834.7625 | 5717.8627 | 5719 | 5725.5192 | 5643.4209
| 5834.1687 | 5717.792 | 5719 | 5725.0312 | 5643.0856
| 5833.8031 | 5717.7323 | 5719 | 5725.0116 | 5643.074
| 5833.435 | 5717.73 | 5719 | 5724.9899 | 5642.9068
| 5833.0347 | 5717.7116 | 5719 | 5724.9355 | 5642.6028
| 5832.7553 | 5717.3358 | 5718 | 5724.8624 | 5642.4175
| 5832.6904 | 5717.001 | 5718 | 5724.3552 | 5641.7512
| 5832.5237 | 5716.9613 | 5718 | 5724.2919 | 5641.6891
| 5832.2735 | 5716.8925 | 5718 | 5724.2635 | 5641.3353
| 5832.1282 | 5716.6417 | 5718 | 5723.6168 | 5641.3126
| 5832.0466 | 5716.4353 | 5717 | 5723.5746 | 5641.1829
| 5831.3127 | 5716.2741 | 5717 | 5723.4297 | 5641.1613
| 5831.188 | 5716.2664 | 5717 | 5723.2093 | 5640.4676
| 5830.673 | 5716.1315 | 5717 | 5722.9428 | 5639.5042
| 5830.4233 | 5715.7732 | 5717 | 5722.9348 | 5639.4331
| 5830.1626 | 5715.7632 | 5717 | 5722.7797 | 5639.2444
| 5830.1266 | 5715.6351 | 5716 | 5722.7429 | 5639.2223
| 5830.0533 | 5715.435 | 5716 | 5722.6392 | 5638.8926
| 5829.9488 | 5715.3764 | 5716 | 5722.3826 | 5638.5961
| 5829.9194 | 5714.8469 | 5716 | 5722.2679 | 5637.9961
| 5829.9058 | 5714.7989 | 5716 | 5722.2548 | 5637.725
| 5829.4963 | 5714.6667 | 5715 | 5722.1007 | 5637.7134
| 5829.3224 | 5713.7587 | 5715 | 5721.7221 | 5637.7054
| 5829.1562 | 5713.1012 | 5714 | 5721.7102 | 5637.4829
| 5829.1536 | 5712.9181 | 5714 | 5721.6905 | 5637.4212
| 5829.1254 | 5712.3583 | 5714 | 5721.2419 | 5637.388
| 5829.1085 | 5712.3287 | 5714 | 5720.6667 | 5636.969
| 5828.959 | 5712.0246 | 5714 | 5720.6477 | 5636.9375
| 5828.8843 | 5711.9352 | 5714 | 5720.5159 | 5636.8216
| 5828.8775 | 5711.6929 | 5714 | 5719.198 | 5636.8052
| 5828.6077 | 5711.3519 | 5714 | 5719.0246 | 5635.9011
| 5828.5783 | 5711.2975 | 5713 | 5718.8038 | 5635.2875
| 5828.4988 | 5711.2882 | 5713 | 5718.7106 | 5635.1073
| 5828.4265 | 5710.8995 | 5713 | 5718.4783 | 5634.6795
| 5828.3376 | 5710.7581 | 5713 | 5718.4125 | 5634.288
| 5828.2449 | 5710.5812 | 5712 | 5718.3839 | 5634.1474
| 5828.2049 | 5710.1268 | 5712 | 5718.1259 | 5634.0739
| 5828.0711 | 5710.1205 | 5712 | 5718.0466 | 5633.2935
| 5827.841 | 5709.9538 | 5712 | 5717.8561 | 5633.2636
| 5827.799 | 5709.914 | 5712 | 5717.7695 | 5633.2403
| 5827.6668 | 5709.7378 | 5712 | 5717.7085 | 5633.1946
| 5827.2792 | 5709.3868 | 5711 | 5717.6433 | 5633.0894
| 5827.2584 | 5709.3754 | 5711 | 5717.6223 | 5632.6252
| 5827.0786 | 5709.2807 | 5711 | 5717.6167 | 5632.5846
| 5826.9708 | 5708.8021 | 5711 | 5717.543 | 5632.4109
| 5826.7569 | 5708.5579 | 5711 | 5717.3661 | 5632.3836
| 5826.6941 | 5708.5012 | 5711 | 5717.1147 | 5632.3653
| 5826.6456 | 5708.4786 | 5711 | 5717.0453 | 5631.6487
| 5825.9318 | 5708.4507 | 5710 | 5716.8662 | 5631.6431
| 5825.8688 | 5708.434 | 5710 | 5716.75 | 5631.4855
| 5825.543 | 5707.8309 | 5710 | 5716.5435 | 5631.449
| 5825.4918 | 5707.7192 | 5710 | 5716.5213 | 5631.1161
| 5825.3299 | 5707.5198 | 5709 | 5716.3338 | 5631.0298
| 5825.1904 | 5706.5299 | 5709 | 5716.1875 | 5630.9445
| 5825.0671 | 5706.4525 | 5709 | 5716.0112 | 5630.4984
| 5825.0421 | 5706.3646 | 5709 | 5715.9069 | 5630.1266
| 5824.9191 | 5706.1858 | 5708 | 5715.6133 | 5629.5924
| 5824.8089 | 5706.0887 | 5708 | 5715.5617 | 5629.5616
| 5824.4488 | 5705.9703 | 5708 | 5715.4965 | 5629.3966
| 5824.4412 | 5705.8683 | 5708 | 5715.398 | 5629.344
| 5824.2796 | 5705.8551 | 5707 | 5715.3837 | 5629.3091
| 5824.205 | 5705.8112 | 5707 | 5715.3104 | 5629.1786
| 5824.0879 | 5705.5899 | 5707 | 5715.2124 | 5629.0105
| 5824.0625 | 5705.5323 | 5707 | 5714.8255 | 5628.7929
| 5824.0561 | 5705.3768 | 5707 | 5714.6999 | 5628.4091
| 5823.9542 | 5705.0949 | 5707 | 5714.6001 | 5628.2723
| 5823.6443 | 5704.9541 | 5707 | 5714.5561 | 5628.2402
| 5823.3174 | 5704.8775 | 5707 | 5714.3255 | 5628.007
| 5823.298 | 5704.783 | 5707 | 5714.1306 | 5627.959
| 5823.208 | 5704.5935 | 5707 | 5714.0903 | 5627.7286
| 5823.2071 | 5704.5346 | 5706 | 5713.9991 | 5627.6636
| 5823.1544 | 5704.3324 | 5706 | 5713.9197 | 5627.4985
| 5822.6745 | 5704.3116 | 5706 | 5713.8837 | 5627.4306
| 5822.5528 | 5704.2625 | 5706 | 5713.8229 | 5627.3558
| 5822.5486 | 5704.2576 | 5706 | 5713.808 | 5627.098
| 5822.1484 | 5704.1667 | 5706 | 5713.6722 | 5626.6119
| 5821.9096 | 5704.0728 | 5706 | 5713.4122 | 5626.5765
| 5821.8868 | 5703.8637 | 5705 | 5713.3632 | 5626.4816
| 5821.6258 | 5703.8468 | 5705 | 5713.0854 | 5626.2647
| 5821.4555 | 5703.8454 | 5705 | 5713.023 | 5625.9807
| 5821.3139 | 5703.7849 | 5705 | 5712.4825 | 5625.4475
| 5820.8729 | 5703.6174 | 5705 | 5712.3332 | 5625.1049
| 5820.1213 | 5703.5457 | 5705 | 5712.2609 | 5624.7146
| 5820.0987 | 5703.3675 | 5705 | 5712.1246 | 5624.6528
| 5819.8291 | 5703.3434 | 5704 | 5712.108 | 5624.4641
| 5819.715 | 5703.305 | 5704 | 5712.005 | 5624.3644
| 5819.6679 | 5703.2822 | 5704 | 5711.9844 | 5624.1885
| 5819.6514 | 5702.8353 | 5703 | 5711.952 | 5624.0516
| 5819.5884 | 5702.8094 | 5703 | 5711.8548 | 5623.8154
| 5819.4033 | 5702.5796 | 5703 | 5711.5827 | 5623.7295
| 5819.3321 | 5702.5755 | 5703 | 5711.4246 | 5623.7138
| 5819.1664 | 5702.4952 | 5703 | 5711.3578 | 5623.4708
| 5819.1492 | 5702.03 | 5703 | 5710.6209 | 5623.078
| 5818.4105 | 5701.8278 | 5702 | 5710.555 | 5622.8514
| 5818.3896 | 5701.6864 | 5702 | 5710.5444 | 5622.7761
| 5818.2847 | 5701.6769 | 5702 | 5710.4207 | 5622.5638
| 5818.1739 | 5701.1529 | 5702 | 5710.3467 | 5622.5073
| 5817.5128 | 5701.1165 | 5702 | 5710.3049 | 5622.3428
| 5817.4425 | 5701.0296 | 5702 | 5710.1938 | 5622.2768
| 5817.3904 | 5700.8973 | 5702 | 5709.8669 | 5622.1004
| 5817.3281 | 5700.6659 | 5701 | 5709.8128 | 5621.9923
| 5817.0019 | 5700.4855 | 5700 | 5709.7954 | 5621.921
| 5816.9813 | 5700.2463 | 5700 | 5709.6177 | 5621.747
| 5816.6463 | 5700.2019 | 5700 | 5709.3705 | 5621.4979
| 5816.5278 | 5700.1021 | 5700 | 5709.3501 | 5621.4546
| 5816.2655 | 5700.0992 | 5700 | 5709.313 | 5620.2008
| 5816.2362 | 5700.02 | 5699 | 5708.9915 | 5619.9371
| 5815.7053 | 5700.0136 | 5699 | 5708.8805 | 5619.8053
| 5815.5825 | 5699.9469 | 5699 | 5708.8708 | 5619.6196
| 5815.2223 | 5699.8293 | 5699 | 5708.4596 | 5619.5908
| 5815.0886 | 5699.7392 | 5698 | 5708.2788 | 5619.4429
| 5815.0797 | 5699.5889 | 5698 | 5707.3595 | 5619.4352
| 5814.8751 | 5699.521 | 5698 | 5707.3502 | 5618.9052
| 5814.5734 | 5699.0166 | 5697 | 5707.3112 | 5618.8465
| 5814.5266 | 5698.8567 | 5697 | 5707.2276 | 5618.6153
| 5814.3159 | 5698.8112 | 5697 | 5707.1593 | 5618.4408
| 5814.0789 | 5698.6632 | 5697 | 5707.1254 | 5618.3237
| 5813.9536 | 5698.6399 | 5697 | 5707.0649 | 5618.1025
| 5813.7795 | 5698.5697 | 5697 | 5706.6913 | 5618.0575
| 5813.7484 | 5698.5321 | 5697 | 5706.6766 | 5617.7672
| 5813.7433 | 5698.4006 | 5697 | 5706.5915 | 5617.6234
| 5813.6923 | 5698.2949 | 5696 | 5706.4158 | 5617.5373
| 5813.6172 | 5698.2682 | 5696 | 5706.4157 | 5616.948
| 5813.1958 | 5698.2246 | 5696 | 5706.2815 | 5616.905
| 5813.0641 | 5698.0854 | 5696 | 5706.1643 | 5616.8858
| 5812.958 | 5697.6727 | 5696 | 5706.1 | 5616.548
| 5812.9432 | 5697.3768 | 5696 | 5705.6851 | 5616.2335
| 5812.9022 | 5697.075 | 5695 | 5705.1965 | 5616.0381
| 5812.8466 | 5696.885 | 5695 | 5705.1626 | 5616.013
| 5812.6769 | 5696.872 | 5695 | 5705.1621 | 5615.991
| 5812.6623 | 5696.5988 | 5695 | 5705.0208 | 5615.8991
| 5812.5774 | 5696.1975 | 5695 | 5705.0201 | 5615.7836
| 5812.3222 | 5696.1184 | 5694 | 5704.8886 | 5615.4747
| 5812.0842 | 5695.9744 | 5694 | 5704.7689 | 5615.3454
| 5811.7117 | 5695.9487 | 5694 | 5704.6818 | 5615.0181
| 5811.6486 | 5695.9311 | 5694 | 5704.221 | 5614.608
| 5811.0979 | 5695.879 | 5694 | 5703.9188 | 5614.5934
| 5810.7363 | 5695.8746 | 5694 | 5703.5118 | 5613.7532
| 5810.5795 | 5695.8393 | 5694 | 5703.4348 | 5613.5537
| 5810.5646 | 5695.8385 | 5694 | 5703.4149 | 5613.2427
| 5809.8136 | 5695.7527 | 5693 | 5703.3015 | 5613.038
| 5809.7907 | 5695.661 | 5693 | 5703.1566 | 5612.9113
| 5809.7883 | 5695.5448 | 5693 | 5702.8929 | 5612.7543
| 5809.7882 | 5695.5276 | 5693 | 5702.7803 | 5612.3435
| 5809.594 | 5695.5016 | 5693 | 5702.7796 | 5612.2044
| 5809.5511 | 5695.4549 | 5693 | 5702.7189 | 5611.8642
| 5809.2668 | 5695.4014 | 5692 | 5702.6145 | 5611.3901
| 5808.9744 | 5695.3304 | 5692 | 5702.3493 | 5611.3689
| 5808.8645 | 5694.8739 | 5692 | 5702.2295 | 5610.6447
| 5808.6451 | 5694.716 | 5692 | 5702.148 | 5610.0819
| 5808.5178 | 5694.3684 | 5692 | 5702.1262 | 5610.0766
| 5808.4813 | 5694.0961 | 5692 | 5702.0772 | 5609.9854
| 5808.4506 | 5693.9142 | 5691 | 5701.5624 | 5609.9065
| 5808.3328 | 5693.8334 | 5691 | 5701.501 | 5609.873
| 5808.2959 | 5693.514 | 5691 | 5701.2285 | 5609.7327
| 5808.2757 | 5693.5009 | 5691 | 5701.1567 | 5609.6915
| 5808.1902 | 5693.4648 | 5691 | 5701.0733 | 5609.6166
| 5808.0886 | 5693.1975 | 5691 | 5700.8908 | 5609.5922
| 5808.0502 | 5692.8588 | 5691 | 5700.8363 | 5609.376
| 5808.0442 | 5692.6568 | 5691 | 5700.7613 | 5609.0242
| 5807.9315 | 5692.5135 | 5690 | 5699.9583 | 5608.8097
| 5807.6534 | 5692.447 | 5690 | 5699.6577 | 5608.7312
| 5807.6216 | 5692.2735 | 5690 | 5699.5945 | 5608.3271
| 5807.5531 | 5692.258 | 5689 | 5699.5305 | 5608.3126
| 5807.5109 | 5692.0955 | 5689 | 5699.4798 | 5607.7283
| 5807.418 | 5691.875 | 5689 | 5699.2994 | 5607.6
| 5807.4037 | 5691.6949 | 5689 | 5698.7236 | 5607.2164
| 5807.3992 | 5691.3171 | 5689 | 5698.3712 | 5607.1623
| 5807.2006 | 5691.1892 | 5689 | 5697.9801 | 5606.8548
| 5807.1518 | 5690.8263 | 5689 | 5697.9139 | 5606.844
| 5806.7632 | 5690.5395 | 5689 | 5697.6442 | 5606.441
| 5806.6052 | 5690.0862 | 5688 | 5697.5688 | 5606.4104
| 5806.3606 | 5689.578 | 5688 | 5697.5318 | 5606.3049
| 5806.0887 | 5689.4981 | 5688 | 5697.3025 | 5606.149
| 5806.0751 | 5689.3546 | 5687 | 5696.8445 | 5605.9546
| 5805.9957 | 5689.0686 | 5687 | 5696.7533 | 5605.9525
| 5805.6973 | 5689.0323 | 5687 | 5696.585 | 5605.9115
| 5805.6428 | 5688.9197 | 5686 | 5696.4631 | 5605.7172
| 5805.3114 | 5688.7019 | 5686 | 5696.4371 | 5605.6888
| 5805.0882 | 5688.6019 | 5686 | 5696.0164 | 5605.3976
| 5804.8723 | 5688.5272 | 5686 | 5695.8213 | 5605.3053
| 5804.8313 | 5688.515 | 5686 | 5695.5936 | 5605.0232
| 5804.6492 | 5688.3538 | 5685 | 5695.5571 | 5605.0214
| 5804.5896 | 5688.1581 | 5685 | 5695.4748 | 5604.9125
| 5804.1823 | 5688.0175 | 5685 | 5694.8284 | 5604.837
| 5804.0262 | 5687.9098 | 5685 | 5694.5019 | 5604.7188
| 5803.9758 | 5687.6646 | 5685 | 5694.4418 | 5604.6839
| 5803.9443 | 5687.562 | 5685 | 5693.9036 | 5604.657
| 5803.7171 | 5687.4781 | 5685 | 5693.8361 | 5604.6522
| 5803.4491 | 5687.4751 | 5684 | 5693.8317 | 5604.6228
| 5803.248 | 5687.4596 | 5684 | 5693.6714 | 5604.5938
| 5803.2265 | 5687.3669 | 5684 | 5693.425 | 5604.4733
| 5803.1707 | 5687.3184 | 5684 | 5693.3155 | 5604.4654
| 5803.0233 | 5687.2294 | 5684 | 5693.2107 | 5604.077
| 5802.9679 | 5686.9124 | 5684 | 5693.1064 | 5604.0192
| 5802.3128 | 5686.7831 | 5684 | 5693.0977 | 5604.0159
| 5801.1734 | 5686.7599 | 5683 | 5692.8903 | 5603.9494
| 5801.0868 | 5686.5916 | 5683 | 5692.871 | 5603.3704
| 5801.0571 | 5686.4659 | 5683 | 5692.8418 | 5603.1186
| 5801.0005 | 5686.1749 | 5683 | 5692.6374 | 5602.7987
| 5800.9237 | 5686.1421 | 5682 | 5692.4587 | 5602.7452
| 5800.9221 | 5686.0531 | 5682 | 5692.3993 | 5602.6689
| 5800.4389 | 5686.0422 | 5682 | 5692.2695 | 5602.3101
| 5800.3861 | 5685.9719 | 5682 | 5692.1022 | 5602.0458
| 5800.0071 | 5685.8458 | 5682 | 5692.0918 | 5601.9717
| 5800.0015 | 5685.7401 | 5681 | 5691.9751 | 5601.5754
| 5799.9257 | 5685.6967 | 5681 | 5691.9128 | 5600.8543
| 5799.8812 | 5685.1641 | 5681 | 5691.7635 | 5600.8464
| 5799.8111 | 5684.7455 | 5680 | 5691.5602 | 5600.2088
| 5799.7897 | 5684.6609 | 5680 | 5691.3929 | 5600.1923
| 5799.6974 | 5684.5549 | 5680 | 5691.1048 | 5600.0163
| 5799.4707 | 5684.1975 | 5680 | 5690.9928 | 5599.7215
| 5799.386 | 5684.1511 | 5680 | 5690.8444 | 5599.5317
| 5799.3817 | 5683.9298 | 5679 | 5690.8218 | 5599.4722
| 5799.1553 | 5683.8224 | 5679 | 5690.6839 | 5599.3651
| 5798.7914 | 5683.8182 | 5679 | 5690.5242 | 5599.2219
| 5798.0548 | 5683.4726 | 5679 | 5690.2278 | 5598.8915
| 5798.0075 | 5683.2747 | 5678 | 5690.1873 | 5598.4141
| 5798.002 | 5683.2164 | 5678 | 5690.0716 | 5598.0887
| 5797.7916 | 5683.0526 | 5678 | 5689.941 | 5597.8004
| 5797.3369 | 5682.7682 | 5678 | 5689.6775 | 5597.7798
| 5797.3186 | 5682.1367 | 5678 | 5689.4909 | 5597.6655
| 5797.0532 | 5681.9662 | 5678 | 5689.278 | 5597.4083
| 5797.0028 | 5681.8278 | 5678 | 5689.0626 | 5597.0703
| 5796.6882 | 5681.6467 | 5677 | 5689.0196 | 5596.8982
| 5796.5271 | 5681.6402 | 5677 | 5688.575 | 5596.4645
| 5796.4518 | 5681.2444 | 5677 | 5688.5431 | 5596.3666
| 5796.4417 | 5681.1124 | 5677 | 5688.5088 | 5596.2637
| 5796.3458 | 5680.9949 | 5677 | 5688.4266 | 5596.1919
| 5796.2117 | 5680.8877 | 5677 | 5688.2654 | 5595.7352
| 5795.4627 | 5680.7523 | 5677 | 5688.1304 | 5595.7215
| 5795.4171 | 5680.1373 | 5677 | 5687.9795 | 5595.5917
| 5795.3896 | 5680.0664 | 5676 | 5687.9401 | 5595.4391
| 5795.3685 | 5679.91 | 5676 | 5687.7177 | 5594.8409
| 5795.3579 | 5679.8286 | 5676 | 5687.6782 | 5594.8407
| 5795.04 | 5679.7935 | 5676 | 5687.5171 | 5594.7683
| 5794.8909 | 5679.7836 | 5676 | 5686.9131 | 5594.7594
| 5794.7597 | 5679.7123 | 5676 | 5686.3008 | 5594.7434
| 5794.6713 | 5679.6935 | 5675 | 5686.2614 | 5594.6408
| 5794.6298 | 5679.5985 | 5675 | 5686.1832 | 5594.4699
| 5794.556 | 5679.5951 | 5675 | 5685.8874 | 5594.2531
| 5794.4288 | 5679.5733 | 5675 | 5685.6855 | 5594.005
| 5794.3743 | 5679.5593 | 5674 | 5685.6019 | 5593.9859
| 5794.2438 | 5679.4017 | 5674 | 5685.4834 | 5593.7358
| 5794.0597 | 5679.2145 | 5673 | 5685.3182 | 5593.6899
| 5793.8196 | 5678.9264 | 5673 | 5684.9445 | 5593.6899
| 5793.7918 | 5678.7396 | 5673 | 5684.9245 | 5593.5802
| 5793.7035 | 5678.7217 | 5673 | 5684.7282 | 5593.4676
| 5793.3592 | 5678.7066 | 5673 | 5684.5559 | 5593.3242
| 5793.116 | 5678.6463 | 5673 | 5684.503 | 5593.2696
| 5792.9586 | 5678.3056 | 5673 | 5684.1466 | 5593.071
| 5792.7752 | 5678.3006 | 5673 | 5683.7288 | 5592.966
| 5792.6167 | 5677.9693 | 5672 | 5682.9703 | 5592.7369
| 5792.3431 | 5677.9043 | 5672 | 5682.8339 | 5592.5008
| 5792.1836 | 5677.8441 | 5671 | 5682.7806 | 5592.3242
| 5792.1737 | 5677.7963 | 5671 | 5682.6817 | 5591.9895
| 5791.8216 | 5677.6548 | 5671 | 5682.6712 | 5591.1641
| 5791.7882 | 5677.5337 | 5671 | 5682.6023 | 5591.138
| 5791.751 | 5677.4055 | 5671 | 5682.4517 | 5591.1033
| 5791.7262 | 5677.2503 | 5671 | 5682.1266 | 5591.0896
| 5791.6371 | 5676.5386 | 5671 | 5681.8247 | 5591.0558
| 5791.5735 | 5676.087 | 5670 | 5681.7305 | 5591.0348
| 5791.5214 | 5676.0626 | 5670 | 5681.7278 | 5590.9993
| 5791.244 | 5675.9464 | 5670 | 5681.623 | 5590.6225
| 5791.0415 | 5675.6702 | 5669 | 5681.3607 | 5590.5851
| 5790.9385 | 5675.5799 | 5669 | 5681.301 | 5590.4848
| 5790.6422 | 5675.4445 | 5669 | 5681.0915 | 5590.2604
| 5790.2843 | 5675.2871 | 5669 | 5681.0838 | 5590.0484
| 5790.1783 | 5675.1778 | 5669 | 5680.9623 | 5589.9195
| 5790.145 | 5674.9496 | 5669 | 5680.5345 | 5589.4925
| 5790.0016 | 5674.8955 | 5668 | 5680.2437 | 5589.0803
| 5789.8949 | 5674.8141 | 5668 | 5679.9859 | 5588.9485
| 5789.7648 | 5674.6486 | 5668 | 5679.5837 | 5588.7825
| 5789.5606 | 5674.5113 | 5668 | 5679.4281 | 5588.6302
| 5789.1661 | 5674.4363 | 5667 | 5679.1889 | 5588.2718
| 5789.08 | 5674.1238 | 5667 | 5679.1784 | 5588.267
| 5788.9726 | 5673.8456 | 5667 | 5679.0525 | 5588.0408
| 5788.8329 | 5673.7956 | 5667 | 5678.9422 | 5588.0365
| 5788.4574 | 5673.4271 | 5667 | 5678.8029 | 5588.0296
| 5788.1407 | 5673.1857 | 5667 | 5678.7225 | 5587.937
| 5788.0733 | 5673.126 | 5666 | 5678.554 | 5587.3142
| 5787.9575 | 5673.0707 | 5666 | 5678.3052 | 5587.1685
| 5787.8394 | 5672.8617 | 5666 | 5678.2389 | 5587.1404
| 5787.7762 | 5672.8432 | 5666 | 5677.7634 | 5587.1213
| 5787.6028 | 5672.7554 | 5666 | 5677.739 | 5586.8155
| 5787.3826 | 5672.3586 | 5666 | 5677.0794 | 5586.6069
| 5787.3761 | 5671.7231 | 5666 | 5676.9974 | 5586.2679
| 5787.0689 | 5671.5207 | 5666 | 5676.9801 | 5586.2472
| 5786.8506 | 5670.9837 | 5666 | 5676.8525 | 5586.0453
| 5786.6094 | 5670.7132 | 5666 | 5676.7608 | 5585.8815
| 5786.4203 | 5670.6717 | 5665 | 5676.7308 | 5585.7311
| 5785.3932 | 5670.5444 | 5665 | 5676.6859 | 5585.7257
| 5785.1152 | 5670.3918 | 5665 | 5676.5131 | 5585.7228
| 5785.0679 | 5670.2248 | 5665 | 5676.2665 | 5585.6821
| 5784.9556 | 5669.9868 | 5665 | 5676.1439 | 5585.6354
| 5784.8881 | 5669.9662 | 5665 | 5676.1207 | 5585.6107
| 5784.6678 | 5669.8409 | 5665 | 5676.0212 | 5585.5744
| 5784.4914 | 5669.6892 | 5664 | 5675.802 | 5585.2541
| 5784.4808 | 5669.6131 | 5664 | 5675.6423 | 5584.4636
| 5784.3336 | 5669.5596 | 5664 | 5675.4689 | 5584.451
| 5784.295 | 5669.4759 | 5664 | 5675.2643 | 5584.3035
| 5784.1357 | 5669.4092 | 5663 | 5675.0318 | 5583.9923
| 5784.0561 | 5669.3086 | 5663 | 5674.8506 | 5583.2706
| 5783.3668 | 5669.2171 | 5663 | 5674.2624 | 5583.0138
| 5783.0757 | 5669.1594 | 5663 | 5674.044 | 5582.7735
| 5782.9237 | 5669.1588 | 5663 | 5674.0216 | 5582.7052
| 5782.9107 | 5669.0758 | 5663 | 5673.8212 | 5582.5465
| 5782.8772 | 5669.0021 | 5663 | 5673.6981 | 5582.5152
| 5782.5074 | 5668.8954 | 5663 | 5673.5718 | 5582.4878
| 5782.3637 | 5668.2949 | 5663 | 5673.0716 | 5582.4149
| 5781.9079 | 5668.2204 | 5662 | 5673.0109 | 5582.363
| 5781.8106 | 5668.0155 | 5662 | 5672.728 | 5582.0291
| 5781.7748 | 5667.9999 | 5662 | 5672.6119 | 5581.9619
| 5781.7503 | 5667.5722 | 5662 | 5672.3421 | 5581.8766
| 5781.3388 | 5667.4352 | 5662 | 5671.8435 | 5581.8569
| 5781.3092 | 5667.3407 | 5661 | 5671.6551 | 5581.7729
| 5781.2823 | 5667.3302 | 5661 | 5671.6279 | 5581.7145
| 5781.1506 | 5667.2191 | 5661 | 5671.2473 | 5581.3478
| 5780.7774 | 5667.1106 | 5660 | 5670.9844 | 5581.2461
| 5780.7483 | 5666.9813 | 5660 | 5670.9355 | 5581.1283
| 5780.3864 | 5666.843 | 5660 | 5670.7819 | 5580.9148
| 5780.3657 | 5666.6984 | 5660 | 5670.559 | 5580.6017
| 5780.309 | 5666.6377 | 5660 | 5670.5068 | 5580.3657
| 5780.1829 | 5666.5955 | 5660 | 5670.4578 | 5580.061
| 5780.1588 | 5666.5318 | 5660 | 5670.412 | 5579.0905
| 5780.1077 | 5666.4957 | 5659 | 5670.248 | 5578.6717
| 5780.082 | 5666.4837 | 5659 | 5670.1189 | 5578.3671
| 5780.0643 | 5666.3395 | 5659 | 5669.937 | 5577.9607
| 5779.8298 | 5666.0815 | 5659 | 5669.9311 | 5577.9335
| 5779.798 | 5665.8478 | 5659 | 5669.7583 | 5577.8143
| 5779.7795 | 5665.8423 | 5659 | 5669.6168 | 5577.5518
| 5779.6613 | 5665.6049 | 5659 | 5669.5715 | 5577.4501
| 5779.5879 | 5665.5196 | 5659 | 5669.516 | 5577.2018
| 5779.5521 | 5665.2417 | 5658 | 5669.4714 | 5577.1495
| 5779.5168 | 5665.2021 | 5658 | 5669.4512 | 5576.9931
| 5779.154 | 5665.131 | 5658 | 5669.293 | 5576.7862
| 5778.9207 | 5665.0279 | 5658 | 5669.0694 | 5576.7331
| 5778.8805 | 5664.9437 | 5658 | 5668.9556 | 5576.5408
| 5778.5262 | 5664.9391 | 5658 | 5668.8537 | 5576.3675
| 5778.4444 | 5664.9039 | 5658 | 5668.7655 | 5576.3047
| 5777.9462 | 5664.6968 | 5657 | 5668.6799 | 5576.1189
| 5777.9245 | 5664.5424 | 5657 | 5668.5669 | 5576.0507
| 5777.855 | 5664.2684 | 5657 | 5668.3737 | 5575.9931
| 5777.4487 | 5664.1605 | 5657 | 5668.3715 | 5575.7407
| 5777.4255 | 5663.8767 | 5657 | 5667.9238 | 5575.6753
| 5777.2161 | 5663.3841 | 5656 | 5667.7769 | 5575.6288
| 5776.8997 | 5663.3577 | 5656 | 5667.6918 | 5575.4027
| 5776.8297 | 5663.1215 | 5656 | 5667.4892 | 5575.3323
| 5776.7149 | 5662.8678 | 5656 | 5667.4214 | 5574.7839
| 5776.6571 | 5662.8418 | 5656 | 5667.1355 | 5574.3625
| 5776.572 | 5662.1499 | 5656 | 5667.0242 | 5574.3217
| 5776.3068 | 5661.9526 | 5656 | 5666.8965 | 5574.233
| 5776.2298 | 5661.6486 | 5656 | 5666.8257 | 5573.5789
| 5776.1211 | 5661.4937 | 5656 | 5666.8168 | 5573.5512
| 5775.7398 | 5661.4648 | 5656 | 5666.6 | 5573.4836
| 5775.7332 | 5661.4234 | 5655 | 5666.57 | 5573.0785
| 5775.556 | 5661.3126 | 5655 | 5666.2304 | 5573.0559
| 5775.0372 | 5660.8822 | 5655 | 5666.1261 | 5572.7901
| 5774.5609 | 5660.4508 | 5654 | 5665.8444 | 5572.5797
| 5774.4806 | 5660.1219 | 5653 | 5665.7978 | 5572.3339
| 5774.2029 | 5659.9121 | 5653 | 5665.764 | 5572.2377
| 5773.8129 | 5659.7745 | 5653 | 5665.7371 | 5572.1115
| 5773.8066 | 5659.7486 | 5653 | 5665.3249 | 5572.0574
| 5773.7935 | 5659.5228 | 5653 | 5665.3062 | 5571.9611
| 5773.333 | 5659.4142 | 5653 | 5665.1639 | 5571.8756
| 5772.5511 | 5659.2283 | 5653 | 5664.7507 | 5571.8258
| 5772.2592 | 5658.9615 | 5653 | 5664.4708 | 5571.487
| 5772.2393 | 5658.9393 | 5653 | 5664.1883 | 5571.1433
| 5772.0233 | 5658.8081 | 5653 | 5664.1201 | 5570.9445
| 5772.0067 | 5658.7537 | 5653 | 5664.1 | 5570.8552
| 5771.7248 | 5658.6513 | 5653 | 5663.5633 | 5570.8073
| 5771.6143 | 5658.617 | 5652 | 5663.4014 | 5570.7847
| 5771.2664 | 5658.5729 | 5652 | 5663.3875 | 5570.6661
| 5771.1076 | 5658.4109 | 5652 | 5663.0695 | 5570.4406
| 5771.0903 | 5658.0171 | 5652 | 5663.056 | 5570.229
| 5770.8245 | 5657.7401 | 5652 | 5662.8589 | 5569.7499
| 5770.7468 | 5657.6447 | 5652 | 5662.5271 | 5569.6035
| 5770.3533 | 5657.5833 | 5652 | 5662.4285 | 5569.5288
| 5770.3389 | 5657.5366 | 5651 | 5661.9673 | 5569.505
| 5770.2779 | 5657.4387 | 5651 | 5661.6974 | 5569.3681
| 5770.2451 | 5657.0867 | 5651 | 5661.5531 | 5569.19
| 5769.9597 | 5656.9187 | 5651 | 5661.1085 | 5568.7243
| 5769.9144 | 5656.8555 | 5651 | 5661.0985 | 5568.5568
| 5769.7912 | 5656.8053 | 5651 | 5661.0073 | 5568.5161
| 5769.2904 | 5656.7782 | 5651 | 5660.9806 | 5568.354
| 5769.2791 | 5656.3605 | 5651 | 5660.7664 | 5568.3455
| 5769.0042 | 5656.242 | 5651 | 5660.7648 | 5568.0561
| 5768.9759 | 5656.0478 | 5651 | 5660.611 | 5567.0134
| 5768.9193 | 5655.9303 | 5650 | 5660.3558 | 5566.8392
| 5768.8957 | 5655.8922 | 5650 | 5660.3312 | 5566.6812
| 5768.7028 | 5655.5972 | 5650 | 5660.1795 | 5566.5031
| 5768.601 | 5654.9843 | 5650 | 5660.0519 | 5566.3737
| 5768.3277 | 5654.9041 | 5649 | 5659.3923 | 5566.1309
| 5768.18 | 5654.7725 | 5649 | 5659.2688 | 5565.9823
| 5768.1795 | 5654.4471 | 5649 | 5658.9498 | 5565.7053
| 5768.0813 | 5654.2659 | 5649 | 5658.8469 | 5565.6338
| 5768.0534 | 5654.264 | 5648 | 5658.6869 | 5565.5822
| 5767.9864 | 5654.2608 | 5648 | 5658.176 | 5565.3956
| 5767.9592 | 5653.2305 | 5648 | 5657.9627 | 5565.3085
| 5767.8646 | 5653.0927 | 5648 | 5657.8573 | 5565.1586
| 5767.8507 | 5652.9406 | 5648 | 5657.6859 | 5564.3303
| 5767.8108 | 5652.7884 | 5648 | 5657.2166 | 5564.3161
| 5767.1821 | 5652.68 | 5648 | 5657.2001 | 5564.2533
| 5767.0007 | 5652.58 | 5648 | 5657.0928 | 5564.1886
| 5766.9966 | 5652.4214 | 5648 | 5656.7813 | 5564.1654
| 5766.8674 | 5652.2475 | 5648 | 5656.6466 | 5564.0708
| 5766.793 | 5651.9069 | 5647 | 5656.6031 | 5563.8888
| 5766.7674 | 5651.844 | 5647 | 5656.4208 | 5563.8486
| 5766.6541 | 5651.7196 | 5647 | 5656.1339 | 5563.5103
| 5766.5931 | 5651.4646 | 5647 | 5656.0911 | 5563.4851
| 5766.5039 | 5651.3638 | 5647 | 5656.0304 | 5563.3413
| 5765.3352 | 5651.225 | 5647 | 5655.9076 | 5563.3411
| 5765.3209 | 5651.2102 | 5647 | 5655.9046 | 5563.3335
| 5765.1928 | 5650.7427 | 5647 | 5655.6984 | 5563.0542
| 5765.1257 | 5650.4586 | 5647 | 5655.4708 | 5562.4944
| 5764.9283 | 5650.3942 | 5646 | 5655.2945 | 5562.4489
| 5764.8403 | 5650.3406 | 5646 | 5655.1707 | 5562.3706
| 5764.7312 | 5650.0857 | 5646 | 5654.6169 | 5562.3519
| 5764.5983 | 5649.8409 | 5646 | 5654.1975 | 5562.337
| 5764.5856 | 5649.628 | 5646 | 5654.1645 | 5562.323
| 5764.3832 | 5649.3331 | 5646 | 5654.0002 | 5562.3004
| 5764.3176 | 5649.2768 | 5645 | 5653.8935 | 5562.249
| 5764.2776 | 5649.1037 | 5645 | 5653.8267 | 5561.8682
| 5764.1073 | 5648.844 | 5645 | 5653.4806 | 5561.5058
| 5763.9789 | 5648.8092 | 5645 | 5653.4793 | 5561.4237
| 5763.7384 | 5648.6933 | 5645 | 5653.4304 | 5561.2713
| 5763.6757 | 5648.6798 | 5644 | 5653.1441 | 5561.1394
| 5763.4282 | 5648.3302 | 5644 | 5652.9147 | 5561.0982
| 5763.3408 | 5648.2116 | 5644 | 5652.8226 | 5561.0137
| 5763.1902 | 5647.1898 | 5644 | 5652.7577 | 5560.7079
| 5763.0687 | 5647.1205 | 5643 | 5652.5365 | 5560.6077
| 5763.0591 | 5647.0845 | 5643 | 5652.428 | 5560.5653
| 5762.613 | 5646.9925 | 5643 | 5652.2715 | 5559.9921
| 5762.4916 | 5646.7179 | 5642 | 5652.2564 | 5559.0798
| 5762.4857 | 5646.3324 | 5642 | 5652.1817 | 5558.4928
| 5762.4708 | 5646.2647 | 5642 | 5652.1005 | 5558.3087
| 5762.4196 | 5646.168 | 5642 | 5651.8213 | 5558.1238
| 5762.3646 | 5646.0311 | 5642 | 5651.7815 | 5557.9343
| 5762.1234 | 5645.8846 | 5642 | 5651.6391 | 5557.549
| 5761.5698 | 5645.8084 | 5641 | 5651.579 | 5557.4473
| 5761.5463 | 5645.6827 | 5641 | 5651.4828 | 5557.333
| 5761.5305 | 5645.5254 | 5641 | 5651.344 | 5556.9337
| 5761.4354 | 5645.4852 | 5641 | 5651.3125 | 5556.9245
| 5761.2701 | 5645.45 | 5641 | 5651.1619 | 5556.6835
| 5761.1286 | 5645.3409 | 5641 | 5651.1399 | 5556.5878
| 5760.8742 | 5645.164 | 5641 | 5651.0382 | 5556.461
| 5760.3975 | 5645.0957 | 5641 | 5650.996 | 5556.4216
| 5760.1196 | 5644.7253 | 5640 | 5650.8942 | 5556.0775
| 5760.0259 | 5644.5905 | 5640 | 5650.8729 | 5555.8624
| 5759.7266 | 5644.5319 | 5640 | 5650.7749 | 5555.7613
| 5759.6848 | 5644.4971 | 5640 | 5650.3503 | 5555.7451
| 5759.2263 | 5644.0336 | 5640 | 5650.2447 | 5555.5501
| 5759.162 | 5643.7786 | 5640 | 5650.2094 | 5555.5417
| 5758.966 | 5643.2884 | 5640 | 5649.4186 | 5555.4823
| 5758.9647 | 5643.1986 | 5640 | 5649.4142 | 5554.733
| 5758.9417 | 5643.1732 | 5640 | 5649.2423 | 5554.3894
| 5758.8974 | 5643.0867 | 5640 | 5649.1161 | 5554.1455
| 5758.49 | 5642.8319 | 5640 | 5648.8747 | 5553.7714
| 5758.3866 | 5642.4399 | 5639 | 5648.82 | 5553.7561
| 5758.3424 | 5642.3438 | 5639 | 5648.6743 | 5553.6031
| 5758.1814 | 5641.9274 | 5639 | 5648.6739 | 5553.311
| 5758.1472 | 5641.3978 | 5639 | 5648.602 | 5553.3027
| 5757.9135 | 5641.265 | 5639 | 5648.4152 | 5553.1586
| 5757.6981 | 5641.2465 | 5638 | 5648.402 | 5552.6135
| 5757.6077 | 5641.0525 | 5638 | 5647.9506 | 5552.5683
| 5757.5401 | 5640.9685 | 5638 | 5647.8903 | 5552.4985
| 5757.5228 | 5640.9344 | 5638 | 5647.8148 | 5552.4265
| 5757.4825 | 5640.8479 | 5638 | 5647.7151 | 5552.2531
| 5757.3517 | 5640.7535 | 5638 | 5647.544 | 5552.0818
| 5757.2974 | 5640.6258 | 5638 | 5647.3456 | 5551.7121
| 5757.1659 | 5640.3578 | 5638 | 5647.3447 | 5551.6274
| 5756.9937 | 5640.3053 | 5637 | 5647.1073 | 5551.6171
| 5756.7093 | 5640.2705 | 5637 | 5646.786 | 5551.4945
| 5756.6981 | 5639.9169 | 5637 | 5646.5744 | 5551.309
| 5756.456 | 5639.9125 | 5637 | 5646.5169 | 5551.164
| 5756.3197 | 5639.9125 | 5637 | 5646.2941 | 5550.4012
| 5756.2897 | 5639.4804 | 5636 | 5646.1376 | 5550.2897
| 5756.2528 | 5639.4732 | 5636 | 5645.9702 | 5550.279
| 5756.222 | 5639.19 | 5636 | 5645.63 | 5549.9631
| 5756.1971 | 5638.903 | 5636 | 5645.6054 | 5549.682
| 5756.164 | 5638.6641 | 5636 | 5645.4961 | 5549.4955
| 5755.7272 | 5638.4834 | 5636 | 5645.4648 | 5549.4616
| 5755.5266 | 5637.893 | 5636 | 5645.2138 | 5549.4231
| 5755.405 | 5637.7214 | 5636 | 5645.1664 | 5549.4063
| 5755.356 | 5637.5533 | 5636 | 5645.0714 | 5549.3597
| 5755.1585 | 5637.3715 | 5636 | 5645.0177 | 5549.2508
| 5755.09 | 5637.2635 | 5635 | 5644.9841 | 5549.0634
| 5755.0751 | 5636.9365 | 5635 | 5644.5972 | 5548.5138
| 5754.6775 | 5636.8526 | 5635 | 5644.5015 | 5548.3989
| 5754.4406 | 5636.1288 | 5635 | 5644.3352 | 5548.3953
| 5754.4029 | 5635.8271 | 5635 | 5644.2673 | 5547.9234
| 5754.111 | 5635.6058 | 5635 | 5644.1633 | 5547.4287
| 5754.1042 | 5635.5944 | 5635 | 5643.8109 | 5547.0267
| 5754.1038 | 5635.4077 | 5634 | 5643.6584 | 5546.9487
| 5754.0525 | 5635.3501 | 5634 | 5643.4531 | 5546.857
| 5753.8837 | 5635.1958 | 5634 | 5643.3551 | 5546.8512
| 5753.8096 | 5635.1505 | 5634 | 5643.2499 | 5546.6361
| 5753.4404 | 5635.1292 | 5634 | 5643.1778 | 5546.4922
| 5753.3041 | 5635.0219 | 5634 | 5642.857 | 5546.242
| 5753.301 | 5634.7992 | 5633 | 5642.1038 | 5545.9017
| 5752.8596 | 5634.5293 | 5633 | 5642.0175 | 5545.8443
| 5752.747 | 5634.2146 | 5632 | 5641.9621 | 5545.8387
| 5752.6129 | 5634.1828 | 5632 | 5641.7613 | 5545.3002
| 5752.5232 | 5634.0335 | 5632 | 5641.6841 | 5545.1816
| 5752.1046 | 5633.9146 | 5632 | 5641.6662 | 5545.1604
| 5752.0761 | 5633.8277 | 5632 | 5641.5164 | 5544.8662
| 5751.9995 | 5633.7954 | 5632 | 5641.3727 | 5544.631
| 5751.9263 | 5633.6059 | 5632 | 5641.0393 | 5544.2231
| 5751.8418 | 5633.5116 | 5631 | 5641.0087 | 5543.3348
| 5751.6271 | 5633.3684 | 5631 | 5640.8878 | 5543.3087
| 5751.4803 | 5632.7278 | 5631 | 5640.8015 | 5543.2482
| 5751.4305 | 5632.6992 | 5631 | 5640.7432 | 5543.0925
| 5751.4305 | 5632.5671 | 5631 | 5640.7198 | 5542.9115
| 5751.3428 | 5632.3885 | 5631 | 5640.2062 | 5542.204
| 5751.0711 | 5632.2677 | 5631 | 5640.1899 | 5542.1756
| 5750.993 | 5632.2139 | 5631 | 5640.1898 | 5541.9783
| 5750.3424 | 5632.1097 | 5631 | 5640.1882 | 5541.8655
| 5750.177 | 5632.0937 | 5631 | 5639.9736 | 5541.801
| 5749.9786 | 5632.0681 | 5631 | 5639.9137 | 5541.7838
| 5749.9063 | 5631.9065 | 5630 | 5639.9026 | 5541.4455
| 5749.2518 | 5631.8999 | 5630 | 5639.8822 | 5541.4234
| 5749.2028 | 5631.8682 | 5630 | 5639.8536 | 5541.4066
| 5749.034 | 5631.679 | 5630 | 5639.6572 | 5541.281
| 5749.0105 | 5630.9118 | 5630 | 5639.5254 | 5540.6968
| 5748.8327 | 5630.8274 | 5630 | 5639.4374 | 5540.6636
| 5748.8047 | 5630.8113 | 5629 | 5639.3197 | 5540.6167
| 5748.8001 | 5630.6468 | 5629 | 5639.3041 | 5540.2857
| 5748.7526 | 5630.4873 | 5629 | 5639.1133 | 5540.0935
| 5748.7511 | 5630.0317 | 5629 | 5638.8176 | 5539.8807
| 5748.737 | 5629.8833 | 5629 | 5638.5388 | 5539.8801
| 5748.7066 | 5629.6329 | 5629 | 5638.5068 | 5539.8538
| 5747.9966 | 5629.139 | 5629 | 5638.4403 | 5539.8399
| 5747.9747 | 5629.0873 | 5628 | 5638.3127 | 5539.7495
| 5747.9114 | 5628.9607 | 5628 | 5638.3001 | 5539.6292
| 5747.8848 | 5628.916 | 5628 | 5638.2607 | 5539.5835
| 5747.863 | 5628.7956 | 5628 | 5638.1985 | 5539.5318
| 5747.6687 | 5628.6173 | 5628 | 5637.8736 | 5539.5131
| 5747.4463 | 5628.4813 | 5627 | 5637.7849 | 5539.2386
| 5747.4067 | 5628.0896 | 5627 | 5637.6857 | 5539.023
| 5747.2009 | 5627.9397 | 5627 | 5637.4521 | 5539.0227
| 5747.0791 | 5627.641 | 5627 | 5637.2428 | 5538.9331
| 5746.8656 | 5627.2855 | 5627 | 5637.2039 | 5538.9154
| 5746.6819 | 5627.1769 | 5627 | 5636.8547 | 5538.8825
| 5746.3233 | 5627.0983 | 5626 | 5636.7175 | 5538.7467
| 5746.2095 | 5626.9874 | 5626 | 5636.497 | 5538.4498
| 5746.1638 | 5626.9597 | 5625 | 5636.3614 | 5538.4047
| 5746.0464 | 5626.8136 | 5624 | 5636.0103 | 5537.6821
| 5745.8636 | 5626.7689 | 5624 | 5635.8023 | 5537.079
| 5745.6422 | 5626.7575 | 5624 | 5635.7575 | 5536.5741
| 5745.507 | 5626.7026 | 5624 | 5635.6698 | 5536.4674
| 5745.5005 | 5626.2119 | 5624 | 5635.6335 | 5536.39
| 5745.4062 | 5626.2045 | 5623 | 5635.4066 | 5536.3353
| 5745.4052 | 5626.1884 | 5623 | 5635.4061 | 5536.2684
| 5745.3853 | 5626.1657 | 5623 | 5635.31 | 5536.203
| 5745.357 | 5625.2823 | 5623 | 5634.6576 | 5536.1164
| 5745.2679 | 5625.115 | 5623 | 5634.6372 | 5535.9807
| 5744.9674 | 5624.8975 | 5623 | 5634.5894 | 5535.5468
| 5744.9421 | 5624.8839 | 5623 | 5634.5262 | 5535.3608
| 5744.8116 | 5624.4522 | 5623 | 5634.4061 | 5535.2163
| 5744.776 | 5624.4201 | 5623 | 5634.3389 | 5535.2135
| 5744.5079 | 5624.3943 | 5623 | 5634.2648 | 5535.0348
| 5744.4635 | 5624.1807 | 5622 | 5634.0414 | 5535.0013
| 5743.823 | 5624.1445 | 5622 | 5633.3176 | 5534.8282
| 5743.5495 | 5624.016 | 5622 | 5633.2587 | 5534.4975
| 5743.4605 | 5623.9109 | 5622 | 5633.1945 | 5534.2086
| 5743.2899 | 5623.8131 | 5622 | 5633.0458 | 5534.0922
| 5743.2086 | 5623.7319 | 5622 | 5632.8009 | 5533.8638
| 5742.7948 | 5623.6258 | 5621 | 5632.7072 | 5533.7339
| 5742.3407 | 5623.5568 | 5621 | 5632.679 | 5533.6003
| 5742.2503 | 5623.1695 | 5621 | 5632.5684 | 5533.4867
| 5742.2184 | 5623.0559 | 5621 | 5632.1722 | 5533.2114
| 5742.1808 | 5622.8038 | 5621 | 5632.1516 | 5532.7223
| 5741.8702 | 5622.2156 | 5621 | 5632.1 | 5532.375
| 5741.8526 | 5621.8445 | 5621 | 5632.0769 | 5532.2665
| 5741.5056 | 5621.6113 | 5621 | 5631.8845 | 5532.0722
| 5741.4933 | 5621.473 | 5621 | 5631.7663 | 5531.8769
| 5741.441 | 5621.3209 | 5620 | 5631.403 | 5531.7901
| 5740.8511 | 5621.2704 | 5620 | 5631.3954 | 5531.4639
| 5740.8412 | 5620.8699 | 5620 | 5631.1043 | 5530.8789
| 5740.8281 | 5620.6558 | 5620 | 5631.0674 | 5530.8498
| 5740.8214 | 5620.6377 | 5620 | 5630.9194 | 5530.7906
| 5740.8076 | 5620.6293 | 5620 | 5630.8599 | 5530.1982
| 5740.7285 | 5620.6174 | 5619 | 5630.2732 | 5529.915
| 5740.5949 | 5620.5867 | 5619 | 5630.2562 | 5529.8719
| 5740.5377 | 5620.5449 | 5619 | 5630.1819 | 5529.8502
| 5740.1111 | 5620.5077 | 5619 | 5629.897 | 5529.7814
| 5740.011 | 5620.4385 | 5619 | 5629.8128 | 5529.7178
| 5739.8173 | 5619.5743 | 5618 | 5628.8237 | 5529.4482
| 5739.6072 | 5619.1261 | 5618 | 5627.8387 | 5529.1456
| 5739.5767 | 5618.9772 | 5618 | 5627.8175 | 5528.8604
| 5739.486 | 5618.847 | 5618 | 5627.8018 | 5528.5447
| 5739.4656 | 5618.83 | 5618 | 5627.722 | 5527.7071
| 5739.465 | 5618.8091 | 5617 | 5627.6725 | 5527.5769
| 5739.4269 | 5618.6994 | 5617 | 5627.5577 | 5527.5299
| 5739.3645 | 5618.6241 | 5617 | 5627.2181 | 5526.9416
| 5739.3289 | 5618.6024 | 5617 | 5627.0953 | 5526.9131
| 5739.1611 | 5618.3865 | 5617 | 5627.0574 | 5526.883
| 5739.1182 | 5618.385 | 5617 | 5626.6934 | 5526.6729
| 5738.9914 | 5618.0168 | 5617 | 5626.6869 | 5526.5401
| 5738.9869 | 5617.9564 | 5617 | 5626.6379 | 5526.379
| 5738.8541 | 5617.9225 | 5617 | 5626.186 | 5526.3441
| 5738.7544 | 5617.9134 | 5617 | 5626.0964 | 5526.1379
| 5738.6341 | 5617.881 | 5616 | 5626.0889 | 5525.199
| 5738.1899 | 5617.7479 | 5616 | 5626.0066 | 5525.0873
| 5738.1104 | 5617.6976 | 5616 | 5625.7126 | 5525.0012
| 5738.0238 | 5617.6313 | 5616 | 5625.5976 | 5524.5902
| 5737.38 | 5617.5906 | 5616 | 5625.3451 | 5524.4612
| 5737.3793 | 5617.2247 | 5615 | 5625.3177 | 5524.0884
| 5737.3255 | 5617.0528 | 5615 | 5624.8428 | 5523.0164
| 5737.2511 | 5616.9929 | 5615 | 5624.7731 | 5522.9199
| 5736.9398 | 5616.9469 | 5615 | 5624.7364 | 5522.8914
| 5736.8908 | 5616.9445 | 5615 | 5624.5529 | 5522.7493
| 5736.8365 | 5616.71 | 5614 | 5624.4618 | 5522.5351
| 5736.7536 | 5616.6655 | 5614 | 5624.1119 | 5522.4027
| 5736.5622 | 5616.5342 | 5614 | 5623.8904 | 5522.33
| 5736.5115 | 5616.5216 | 5614 | 5623.8626 | 5522.291
| 5736.2685 | 5616.3838 | 5614 | 5623.3722 | 5522.0786
| 5736.142 | 5616.3227 | 5614 | 5623.2219 | 5521.599
| 5736.0637 | 5616.284 | 5614 | 5622.8628 | 5521.5982
| 5736.0404 | 5616.0917 | 5613 | 5622.4262 | 5521.4569
| 5735.5203 | 5616.0558 | 5613 | 5622.2524 | 5521.3303
| 5735.3451 | 5616.0554 | 5613 | 5622.1943 | 5521.1118
| 5735.325 | 5615.751 | 5613 | 5621.8916 | 5520.9137
| 5735.1824 | 5615.5441 | 5613 | 5621.6807 | 5520.8736
| 5735.0744 | 5615.4243 | 5613 | 5621.531 | 5520.82
| 5735.0199 | 5615.09 | 5613 | 5621.4272 | 5520.7932
| 5734.9439 | 5615.0829 | 5612 | 5621.3627 | 5520.7504
| 5734.8455 | 5614.6584 | 5612 | 5620.6459 | 5520.6608
| 5734.6673 | 5614.1039 | 5612 | 5620.6263 | 5520.5409
| 5734.4075 | 5614.0845 | 5612 | 5620.2873 | 5520.5173
| 5734.3982 | 5613.9274 | 5612 | 5620.2763 | 5520.5046
| 5734.3801 | 5613.8824 | 5611 | 5619.6793 | 5520.3263
| 5734.3698 | 5613.4725 | 5611 | 5619.6729 | 5520.2482
| 5734.3422 | 5613.4641 | 5611 | 5619.6548 | 5520.2183
| 5734.2295 | 5613.4117 | 5611 | 5619.399 | 5520.218
| 5734.2209 | 5612.9466 | 5610 | 5619.3664 | 5520.1079
| 5733.8522 | 5612.868 | 5610 | 5619.1632 | 5519.5484
| 5733.6148 | 5612.8679 | 5610 | 5619.163 | 5519.1143
| 5733.0602 | 5612.7944 | 5610 | 5619.1347 | 5519.0892
| 5732.8134 | 5612.6672 | 5610 | 5619.0233 | 5518.9449
| 5732.4308 | 5612.494 | 5610 | 5618.5306 | 5518.8569
| 5732.3317 | 5612.342 | 5609 | 5618.4874 | 5518.8393
| 5732.2757 | 5612.171 | 5609 | 5618.316 | 5518.4641
| 5732.2506 | 5612.0977 | 5609 | 5618.1012 | 5518.4102
| 5732.182 | 5611.6191 | 5609 | 5618.0629 | 5518.3029
| 5732.0212 | 5611.3873 | 5609 | 5618.0267 | 5518.2917
| 5731.6042 | 5611.1551 | 5608 | 5617.9828 | 5518.232
| 5731.5524 | 5611.1522 | 5608 | 5617.4693 | 5518.1397
| 5731.4072 | 5610.843 | 5608 | 5616.8652 | 5518.0375
| 5731.2612 | 5610.7268 | 5608 | 5616.5138 | 5517.8154
| 5731.251 | 5610.5601 | 5608 | 5616.4354 | 5517.6918
| 5731.1119 | 5610.4388 | 5608 | 5616.33 | 5517.555
| 5731.0896 | 5610.3125 | 5608 | 5616.2219 | 5516.9941
| 5731.0667 | 5609.9184 | 5607 | 5616.2088 | 5516.3389
| 5731.0237 | 5609.8374 | 5607 | 5616.1737 | 5516.1544
| 5730.9031 | 5609.8296 | 5607 | 5616.154 | 5516.0559
| 5730.8088 | 5609.0626 | 5607 | 5616.1347 | 5515.8576
| 5730.7727 | 5608.8972 | 5607 | 5616.0783 | 5515.7663
| 5730.5963 | 5608.8234 | 5607 | 5615.9676 | 5515.2268
| 5730.4557 | 5608.166 | 5607 | 5615.5468 | 5514.6342
| 5730.2864 | 5607.8201 | 5606 | 5615.3158 | 5514.5456
| 5730.204 | 5607.8047 | 5606 | 5615.3069 | 5514.2645
| 5729.9842 | 5607.7114 | 5606 | 5615.2227 | 5513.9375
| 5729.5945 | 5607.5692 | 5606 | 5614.893 | 5513.719
| 5729.4862 | 5607.4915 | 5606 | 5614.8709 | 5513.3593
| 5729.4682 | 5607.4591 | 5606 | 5614.8321 | 5513.131
| 5729.4552 | 5607.3692 | 5606 | 5614.4796 | 5513.0868
| 5729.2443 | 5607.1467 | 5606 | 5614.2883 | 5513.0267
| 5729.2311 | 5607.1115 | 5606 | 5614.1024 | 5512.8514
| 5729.1759 | 5607.0046 | 5605 | 5614.0163 | 5512.6375
| 5729.0774 | 5606.9271 | 5605 | 5614.0035 | 5512.1951
| 5728.2836 | 5606.7204 | 5605 | 5613.9936 | 5512.1543
| 5728.2822 | 5606.3394 | 5605 | 5613.901 | 5512.0086
| 5728.2229 | 5605.9279 | 5605 | 5613.8758 | 5511.9599
| 5727.5172 | 5605.7942 | 5605 | 5613.7895 | 5511.9065
| 5727.3857 | 5605.6679 | 5604 | 5613.5336 | 5511.2388
| 5727.1805 | 5605.4463 | 5604 | 5613.3645 | 5511.0891
| 5727.1652 | 5605.1656 | 5604 | 5613.0955 | 5511.0216
| 5727.1582 | 5605.124 | 5604 | 5613.0581 | 5510.8674
| 5727.0843 | 5605.0541 | 5603 | 5612.9491 | 5510.7433
| 5726.7372 | 5605.0293 | 5603 | 5612.8417 | 5510.7117
| 5726.7075 | 5604.9524 | 5603 | 5612.7823 | 5510.3687
| 5726.576 | 5604.6454 | 5603 | 5612.5557 | 5510.3406
| 5726.563 | 5604.6213 | 5603 | 5612.5243 | 5510.2036
| 5726.3911 | 5604.5044 | 5603 | 5612.3681 | 5510.095
| 5726.3573 | 5604.5012 | 5603 | 5612.2543 | 5509.9403
| 5725.9159 | 5604.3284 | 5603 | 5612.0105 | 5509.7886
| 5725.4696 | 5604.3252 | 5603 | 5611.9946 | 5509.5144
| 5725.2346 | 5604.26 | 5603 | 5611.9165 | 5509.4322
| 5725.0322 | 5604.2464 | 5602 | 5611.8545 | 5509.4207
| 5724.9713 | 5604.2399 | 5602 | 5611.7851 | 5509.3695
| 5724.8346 | 5604.1472 | 5602 | 5611.7027 | 5509.1708
| 5724.826 | 5603.4009 | 5602 | 5611.2398 | 5508.74
| 5724.7702 | 5603.3899 | 5602 | 5611.1398 | 5508.669
| 5724.7084 | 5603.2458 | 5602 | 5611.0642 | 5508.0733
| 5724.6631 | 5603.1439 | 5601 | 5611.0322 | 5507.7998
| 5724.3474 | 5603.0714 | 5601 | 5611.0115 | 5507.567
| 5724.2772 | 5603.0351 | 5601 | 5610.9593 | 5507.3759
| 5724.011 | 5602.8997 | 5601 | 5610.5502 | 5507.1785
| 5723.8981 | 5602.3486 | 5601 | 5610.5433 | 5507.1036
| 5723.6495 | 5602.2069 | 5601 | 5610.3721 | 5506.9857
| 5723.4292 | 5602.0374 | 5601 | 5609.6203 | 5506.8825
| 5723.2958 | 5602.0259 | 5600 | 5609.4241 | 5506.8544
| 5722.7281 | 5601.8019 | 5600 | 5609.2274 | 5506.8432
| 5722.6187 | 5601.6924 | 5600 | 5609.1559 | 5506.6393
| 5722.4724 | 5601.5655 | 5599 | 5609.0434 | 5506.567
| 5722.3593 | 5601.3811 | 5599 | 5608.9405 | 5506.5217
| 5722.1939 | 5601.3775 | 5599 | 5608.6487 | 5506.4932
| 5722.1849 | 5601.2818 | 5599 | 5608.3297 | 5506.4555
| 5722.1319 | 5601.1128 | 5599 | 5608.1995 | 5506.2244
| 5721.8673 | 5601.0901 | 5599 | 5608.0901 | 5505.8058
| 5721.7029 | 5601.0348 | 5598 | 5608.0486 | 5505.7733
| 5721.6056 | 5600.8954 | 5598 | 5607.9424 | 5505.6379
| 5721.5238 | 5600.6694 | 5598 | 5607.4079 | 5505.4087
| 5721.3599 | 5600.6021 | 5597 | 5607.3775 | 5505.2401
| 5721.1651 | 5600.4778 | 5597 | 5607.3208 | 5505.1531
| 5721.0123 | 5600.4763 | 5597 | 5607.1521 | 5504.9176
| 5720.9824 | 5600.419 | 5597 | 5607.0297 | 5504.4031
| 5720.924 | 5600.213 | 5597 | 5606.8521 | 5503.6604
| 5720.9122 | 5600.037 | 5596 | 5606.7701 | 5503.6366
| 5720.7443 | 5599.973 | 5596 | 5606.3452 | 5503.4867
| 5720.3011 | 5599.9706 | 5596 | 5606.2279 | 5503.256
| 5720.0431 | 5599.594 | 5596 | 5606.1921 | 5503.1215
| 5719.7283 | 5599.4223 | 5596 | 5606.1572 | 5503.0205
| 5719.6948 | 5599.1485 | 5596 | 5605.9517 | 5502.9571
| 5719.6336 | 5598.6921 | 5595 | 5605.7964 | 5502.6389
| 5719.5327 | 5598.0345 | 5595 | 5605.7511 | 5502.552
| 5719.3679 | 5597.4895 | 5595 | 5605.609 | 5502.2905
| 5719.3558 | 5597.319 | 5594 | 5605.6037 | 5502.224
| 5719.1579 | 5597.2462 | 5594 | 5604.8315 | 5501.8696
| 5719.1307 | 5597.2216 | 5594 | 5604.5947 | 5501.8663
| 5719.0937 | 5597.0714 | 5594 | 5604.0667 | 5501.6096
| 5719.0022 | 5596.6686 | 5593 | 5603.958 | 5501.3642
| 5718.9911 | 5596.4456 | 5593 | 5603.9456 | 5501.2782
| 5718.9734 | 5596.3463 | 5593 | 5603.8425 | 5500.7333
| 5718.9431 | 5596.3039 | 5593 | 5603.7246 | 5500.4806
| 5718.3844 | 5595.2153 | 5593 | 5603.5884 | 5500.448
| 5718.2234 | 5595.0105 | 5593 | 5603.4823 | 5499.9654
| 5717.8566 | 5594.9618 | 5592 | 5603.377 | 5499.7084
| 5717.8351 | 5594.8807 | 5591 | 5603.2972 | 5499.7069
| 5717.7794 | 5594.802 | 5591 | 5603.092 | 5499.312
| 5717.6452 | 5594.7041 | 5591 | 5603.0695 | 5499.1271
| 5717.4448 | 5594.6816 | 5591 | 5603.0415 | 5499.0483
| 5717.2937 | 5594.629 | 5591 | 5602.8335 | 5498.9613
| 5717.284 | 5594.6015 | 5591 | 5602.7903 | 5498.8484
| 5717.2709 | 5594.5287 | 5591 | 5602.7626 | 5498.8022
| 5717.1382 | 5594.2255 | 5590 | 5602.693 | 5498.4306
| 5716.8838 | 5594.2165 | 5590 | 5602.5925 | 5498.4256
| 5716.6916 | 5594.2109 | 5590 | 5602.3536 | 5498.3243
| 5716.6515 | 5593.6933 | 5590 | 5602.186 | 5498.2434
| 5716.1679 | 5593.655 | 5590 | 5601.6593 | 5497.0932
| 5715.8641 | 5593.5856 | 5590 | 5601.6464 | 5497.0338
| 5715.7261 | 5593.537 | 5590 | 5601.548 | 5496.8924
| 5715.2034 | 5593.4063 | 5589 | 5601.499 | 5496.7067
| 5714.9534 | 5593.2993 | 5589 | 5601.2348 | 5496.4714
| 5714.9114 | 5593.1883 | 5589 | 5601.1734 | 5496.3888
| 5714.6494 | 5592.8841 | 5589 | 5601.1031 | 5496.202
| 5714.4879 | 5592.8168 | 5588 | 5601.029 | 5496.088
| 5714.4546 | 5592.5807 | 5588 | 5600.9865 | 5495.6607
| 5714.3311 | 5592.5684 | 5588 | 5600.9356 | 5495.6209
| 5714.3142 | 5592.4361 | 5588 | 5600.8438 | 5495.2752
| 5714.3021 | 5592.2797 | 5588 | 5600.6593 | 5495.1337
| 5713.8437 | 5592.0462 | 5588 | 5600.3314 | 5495.1033
| 5713.4495 | 5591.9418 | 5588 | 5600.1212 | 5494.579
| 5713.4137 | 5591.7966 | 5587 | 5600.0525 | 5494.4946
| 5713.0927 | 5591.7675 | 5587 | 5599.7341 | 5494.348
| 5713.0799 | 5591.2962 | 5587 | 5599.6341 | 5494.3238
| 5713.0622 | 5591.1991 | 5587 | 5599.5239 | 5493.9787
| 5712.9679 | 5591.0841 | 5587 | 5599.3101 | 5493.8869
| 5712.6924 | 5591.0386 | 5587 | 5599.1982 | 5493.4252
| 5712.6165 | 5590.5397 | 5587 | 5599.1456 | 5493.4238
| 5712.5758 | 5590.4989 | 5586 | 5599.0542 | 5493.3909
| 5712.5495 | 5590.2678 | 5586 | 5599.0414 | 5493.3422
| 5712.3857 | 5590.2145 | 5586 | 5598.7542 | 5493.1419
| 5712.2042 | 5590.2049 | 5586 | 5598.6512 | 5492.8767
| 5712.177 | 5590.148 | 5586 | 5598.5335 | 5492.8571
| 5712.0536 | 5590.0618 | 5585 | 5598.4983 | 5492.5853
| 5712.0316 | 5589.9874 | 5585 | 5598.1696 | 5492.5108
| 5711.9801 | 5589.944 | 5584 | 5598.1625 | 5492.1592
| 5711.9706 | 5589.7557 | 5584 | 5597.986 | 5492.1177
| 5711.777 | 5589.6492 | 5584 | 5597.5148 | 5492.0637
| 5711.7619 | 5589.0937 | 5584 | 5597.4277 | 5491.7787
| 5711.7182 | 5588.891 | 5584 | 5597.1016 | 5491.4372
| 5711.5941 | 5588.7649 | 5584 | 5596.9835 | 5491.1876
| 5711.4646 | 5588.3498 | 5584 | 5596.9368 | 5491.1762
| 5711.4252 | 5588.0831 | 5584 | 5596.9353 | 5491.0393
| 5711.2877 | 5587.9933 | 5583 | 5596.8937 | 5490.9194
| 5711.1811 | 5587.7929 | 5583 | 5596.8227 | 5490.8374
| 5710.9926 | 5587.7745 | 5583 | 5596.7431 | 5490.7222
| 5710.6814 | 5587.5519 | 5583 | 5596.7029 | 5490.4996
| 5710.3889 | 5587.4627 | 5583 | 5596.5938 | 5490.3331
| 5710.2635 | 5587.4352 | 5583 | 5596.5139 | 5490.3182
| 5710.2402 | 5587.3331 | 5583 | 5596.3818 | 5490.2645
| 5709.9331 | 5587.0525 | 5583 | 5596.2791 | 5490.2459
| 5709.8768 | 5586.9745 | 5582 | 5596.2586 | 5490.2141
| 5709.8423 | 5586.7338 | 5582 | 5595.9009 | 5490.1224
| 5709.8205 | 5586.4905 | 5582 | 5595.5102 | 5489.8451
| 5709.8079 | 5586.4338 | 5582 | 5595.5043 | 5489.6663
| 5709.7088 | 5586.249 | 5582 | 5595.4776 | 5489.6253
| 5709.4606 | 5585.8406 | 5582 | 5595.3294 | 5489.4402
| 5709.3703 | 5585.7774 | 5582 | 5595.2306 | 5489.1244
| 5709.0507 | 5585.7642 | 5582 | 5594.9806 | 5489.1121
| 5709.0506 | 5585.633 | 5581 | 5594.5003 | 5488.9714
| 5708.8737 | 5585.6061 | 5581 | 5594.3773 | 5488.7109
| 5708.6778 | 5585.2734 | 5581 | 5594.2711 | 5488.2866
| 5708.6348 | 5585.0525 | 5581 | 5594.2008 | 5487.8915
| 5708.3907 | 5584.787 | 5580 | 5594.1691 | 5487.7184
| 5708.371 | 5584.6938 | 5580 | 5594.1021 | 5487.709
| 5708.365 | 5584.6699 | 5580 | 5593.8911 | 5487.5354
| 5708.3611 | 5584.4907 | 5580 | 5593.6727 | 5487.2434
| 5708.293 | 5584.3893 | 5580 | 5593.6405 | 5486.7344
| 5708.2141 | 5584.3168 | 5580 | 5593.4786 | 5486.6378
| 5708.0085 | 5584.1346 | 5580 | 5593.3985 | 5486.6122
| 5707.9524 | 5583.7076 | 5580 | 5593.2002 | 5486.6117
| 5707.1223 | 5583.4387 | 5580 | 5592.9125 | 5486.447
| 5706.7125 | 5583.4258 | 5580 | 5592.7942 | 5486.3831
| 5706.1499 | 5583.3605 | 5579 | 5592.4267 | 5486.1264
| 5706.0956 | 5582.8066 | 5579 | 5592.2864 | 5486.0786
| 5706.0543 | 5582.7209 | 5579 | 5592.0889 | 5486.0324
| 5706.0424 | 5582.4992 | 5579 | 5592.0154 | 5485.8234
| 5705.9822 | 5582.2713 | 5579 | 5591.9294 | 5485.6884
| 5705.942 | 5582.2402 | 5579 | 5591.7078 | 5485.6077
| 5705.9 | 5581.6567 | 5579 | 5591.1624 | 5485.5748
| 5705.7885 | 5581.5782 | 5579 | 5591.0942 | 5485.5358
| 5705.7428 | 5581.3256 | 5579 | 5590.8662 | 5484.6145
| 5705.7348 | 5581.2706 | 5579 | 5590.3623 | 5484.3218
| 5705.6916 | 5581.1497 | 5579 | 5589.9706 | 5483.8929
| 5705.6727 | 5581.0035 | 5578 | 5589.4038 | 5483.5533
| 5705.6604 | 5580.9254 | 5578 | 5589.1962 | 5483.3991
| 5705.3967 | 5580.889 | 5578 | 5589.0538 | 5483.3686
| 5705.3897 | 5580.7659 | 5578 | 5588.7009 | 5483.2264
| 5705.2725 | 5580.6583 | 5578 | 5587.8401 | 5483.2172
| 5705.2346 | 5580.6293 | 5578 | 5587.6424 | 5482.8428
| 5705.2185 | 5580.6239 | 5577 | 5586.682 | 5482.801
| 5705.1911 | 5580.4939 | 5577 | 5586.6602 | 5482.7801
| 5705.0242 | 5580.4821 | 5577 | 5586.6338 | 5482.4745
| 5704.9567 | 5580.0791 | 5576 | 5586.4682 | 5482.2313
| 5704.6964 | 5579.7967 | 5576 | 5586.0741 | 5481.8411
| 5704.5891 | 5579.7191 | 5576 | 5586.0728 | 5481.6048
| 5703.7895 | 5579.2693 | 5576 | 5585.9919 | 5481.5885
| 5703.6162 | 5579.1208 | 5576 | 5585.6998 | 5481.5643
| 5703.5483 | 5579.0881 | 5576 | 5585.1994 | 5481.3029
| 5703.4713 | 5578.7552 | 5576 | 5585.1972 | 5481.1939
| 5703.4452 | 5578.666 | 5576 | 5585.154 | 5480.79
| 5703.4322 | 5578.5659 | 5575 | 5585.1371 | 5480.6161
| 5703.4208 | 5578.5281 | 5575 | 5585.0912 | 5480.5499
| 5703.4033 | 5578.4662 | 5575 | 5585.0861 | 5480.0661
| 5702.9893 | 5578.3483 | 5575 | 5584.9731 | 5479.7787
| 5702.978 | 5578.123 | 5575 | 5584.6579 | 5479.7059
| 5702.8722 | 5578.0147 | 5574 | 5584.578 | 5479.6095
| 5702.7684 | 5577.9031 | 5574 | 5584.1881 | 5479.4598
| 5702.533 | 5577.7796 | 5574 | 5583.7289 | 5479.2197
| 5702.4905 | 5577.7048 | 5574 | 5583.5623 | 5478.9504
| 5702.325 | 5577.6457 | 5574 | 5583.4554 | 5478.8307
| 5702.0769 | 5577.6153 | 5573 | 5583.3219 | 5478.8241
| 5701.8377 | 5577.2385 | 5573 | 5582.7617 | 5478.7751
| 5701.787 | 5577.1843 | 5573 | 5582.3241 | 5478.7323
| 5701.7844 | 5576.9834 | 5573 | 5582.1625 | 5478.368
| 5701.6251 | 5576.941 | 5573 | 5582.1582 | 5478.0661
| 5701.4657 | 5576.5467 | 5573 | 5581.0608 | 5478.0513
| 5700.9196 | 5576.4507 | 5573 | 5581.0459 | 5478.0067
| 5700.7682 | 5576.3829 | 5573 | 5581.0351 | 5477.6884
| 5700.71 | 5576.1366 | 5573 | 5580.7054 | 5477.5569
| 5700.4187 | 5575.9732 | 5573 | 5580.3951 | 5477.3831
| 5700.3581 | 5575.8788 | 5572 | 5579.7135 | 5477.3045
| 5700.3226 | 5575.747 | 5572 | 5579.6895 | 5477.2406
| 5700.3175 | 5575.606 | 5572 | 5579.4204 | 5477.2258
| 5700.287 | 5575.2038 | 5572 | 5579.1294 | 5477.1721
| 5700.0131 | 5575.0412 | 5572 | 5578.8957 | 5476.884
| 5699.9059 | 5574.8509 | 5572 | 5578.8123 | 5476.7369
| 5699.6872 | 5574.6724 | 5572 | 5578.392 | 5476.4766
| 5699.4061 | 5574.3559 | 5572 | 5578.3263 | 5476.3462
| 5699.3297 | 5574.1479 | 5572 | 5578.0789 | 5476.2522
| 5698.6124 | 5574.0888 | 5572 | 5577.7542 | 5475.8835
| 5697.7176 | 5573.623 | 5572 | 5577.7506 | 5475.7009
| 5697.6353 | 5573.5815 | 5572 | 5577.6393 | 5475.6694
| 5697.5705 | 5573.1692 | 5571 | 5577.6246 | 5475.4232
| 5697.5002 | 5573.1486 | 5571 | 5577.5061 | 5475.2754
| 5697.361 | 5572.8781 | 5571 | 5577.4211 | 5475.2394
| 5697.2758 | 5572.7628 | 5571 | 5577.0968 | 5474.9587
| 5697.2046 | 5572.5308 | 5571 | 5576.8857 | 5474.9089
| 5697.1691 | 5572.0971 | 5571 | 5576.8262 | 5474.3537
| 5696.8898 | 5571.9509 | 5571 | 5576.4542 | 5473.9943
| 5696.4603 | 5571.868 | 5571 | 5576.4068 | 5473.9231
| 5696.3112 | 5571.78 | 5571 | 5576.3826 | 5473.8018
| 5696.275 | 5571.7622 | 5571 | 5575.8796 | 5473.7876
| 5696.2344 | 5571.5771 | 5571 | 5575.8152 | 5473.6739
| 5696.2167 | 5571.5717 | 5571 | 5575.7608 | 5473.295
| 5696.1793 | 5571.3264 | 5570 | 5575.5742 | 5473.1608
| 5695.7378 | 5571.0709 | 5570 | 5575.5379 | 5472.8518
| 5695.7039 | 5571.0338 | 5570 | 5575.2885 | 5472.7456
| 5695.5244 | 5571.0084 | 5570 | 5574.9727 | 5471.9706
| 5695.469 | 5570.8761 | 5569 | 5574.9533 | 5471.7448
| 5695.3812 | 5570.8428 | 5569 | 5574.7161 | 5471.744
| 5695.1731 | 5570.8056 | 5569 | 5574.5684 | 5471.7227
| 5695.1033 | 5570.7782 | 5568 | 5574.3747 | 5471.6657
| 5695.0778 | 5570.7207 | 5568 | 5573.8626 | 5471.6169
| 5695.0606 | 5570.6805 | 5568 | 5573.8039 | 5470.2912
| 5694.8604 | 5570.5036 | 5568 | 5573.5869 | 5470.1648
| 5694.776 | 5570.4289 | 5568 | 5573.5733 | 5470.0608
| 5694.7649 | 5570.2201 | 5568 | 5573.5033 | 5470.0128
| 5694.6664 | 5570.1695 | 5567 | 5573.0484 | 5469.7759
| 5694.5172 | 5570.1637 | 5567 | 5573.0334 | 5469.6226
| 5694.3409 | 5569.9235 | 5566 | 5572.9875 | 5469.5876
| 5693.9226 | 5569.8396 | 5566 | 5572.8504 | 5469.5828
| 5693.9067 | 5569.7605 | 5566 | 5572.7946 | 5469.5411
| 5693.8342 | 5569.5177 | 5566 | 5572.3244 | 5469.5049
| 5693.6715 | 5569.3178 | 5566 | 5572.2279 | 5469.4604
| 5693.5302 | 5569.2179 | 5566 | 5572.1703 | 5469.0889
| 5693.4392 | 5569.2171 | 5566 | 5572.0877 | 5468.9934
| 5693.228 | 5569.1626 | 5566 | 5571.9552 | 5468.9765
| 5693.118 | 5569.0064 | 5566 | 5571.8987 | 5468.5276
| 5693.0151 | 5568.8961 | 5566 | 5571.6966 | 5468.4379
| 5692.9341 | 5568.7951 | 5565 | 5571.5167 | 5468.0546
| 5692.9191 | 5568.7126 | 5565 | 5571.288 | 5467.9535
| 5692.8852 | 5568.6219 | 5565 | 5571.2153 | 5467.3812
| 5692.6475 | 5568.4946 | 5565 | 5570.913 | 5467.1975
| 5692.389 | 5568.416 | 5565 | 5570.8368 | 5466.9454
| 5692.3819 | 5568.0747 | 5565 | 5570.6755 | 5466.6085
| 5692.3286 | 5567.8509 | 5565 | 5570.4686 | 5466.3957
| 5692.3167 | 5567.1575 | 5564 | 5570.3885 | 5466.2706
| 5692.0439 | 5566.8706 | 5564 | 5570.3839 | 5466.1872
| 5692.0242 | 5566.8698 | 5564 | 5570.3564 | 5466.0937
| 5692.0157 | 5566.8689 | 5564 | 5569.5881 | 5465.3878
| 5691.9516 | 5566.7675 | 5564 | 5569.5728 | 5465.1545
| 5691.9133 | 5566.4407 | 5564 | 5569.5725 | 5465.1025
| 5691.8162 | 5566.4167 | 5563 | 5569.0146 | 5465.0195
| 5691.602 | 5566.305 | 5563 | 5568.9295 | 5465.0059
| 5691.5441 | 5566.141 | 5563 | 5568.8734 | 5464.5332
| 5691.4518 | 5566.1269 | 5563 | 5568.6116 | 5464.1772
| 5691.0956 | 5565.9002 | 5563 | 5568.4584 | 5464.1146
| 5691.0869 | 5565.598 | 5562 | 5568.234 | 5464.003
| 5691.0728 | 5565.5095 | 5562 | 5567.96 | 5463.9287
| 5690.8042 | 5565.4811 | 5562 | 5567.9249 | 5463.5872
| 5690.7317 | 5565.473 | 5562 | 5567.899 | 5463.408
| 5690.6634 | 5565.4221 | 5562 | 5567.4537 | 5463.1534
| 5690.4408 | 5565.2847 | 5562 | 5567.224 | 5463.1334
| 5690.2537 | 5564.965 | 5562 | 5567.0481 | 5463.0917
| 5690.1403 | 5564.9167 | 5562 | 5566.7909 | 5462.9222
| 5689.9263 | 5564.8706 | 5562 | 5566.7434 | 5462.801
| 5689.8674 | 5564.787 | 5561 | 5566.7024 | 5462.8005
| 5689.7762 | 5564.7441 | 5561 | 5566.6259 | 5462.7521
| 5689.6833 | 5564.5941 | 5561 | 5566.5399 | 5462.6041
| 5689.6391 | 5564.0393 | 5561 | 5566.5381 | 5462.3234
| 5689.6035 | 5563.9475 | 5561 | 5566.3279 | 5462.1211
| 5689.533 | 5563.9124 | 5561 | 5566.1196 | 5462.028
| 5689.5272 | 5563.6132 | 5561 | 5565.759 | 5461.9736
| 5689.4737 | 5563.6054 | 5561 | 5565.679 | 5461.9657
| 5689.439 | 5563.4984 | 5561 | 5565.6365 | 5461.849
| 5689.3315 | 5563.468 | 5561 | 5565.3618 | 5461.5481
| 5688.8873 | 5563.4006 | 5561 | 5564.9187 | 5461.4707
| 5688.8596 | 5563.2452 | 5561 | 5564.9078 | 5461.3056
| 5688.6994 | 5563.1869 | 5561 | 5564.8466 | 5461.0601
| 5688.6976 | 5563.1574 | 5560 | 5564.4899 | 5460.9314
| 5688.6148 | 5562.8135 | 5560 | 5564.1782 | 5460.8474
| 5688.5689 | 5562.7504 | 5560 | 5564.0814 | 5460.4509
| 5688.2539 | 5562.3083 | 5560 | 5564.0256 | 5460.2653
| 5687.6138 | 5562.2933 | 5560 | 5563.7786 | 5460.1773
| 5687.4856 | 5562.2101 | 5559 | 5563.7189 | 5460.1439
| 5687.4732 | 5561.9495 | 5559 | 5563.584 | 5459.9669
| 5687.2831 | 5561.7573 | 5559 | 5563.5684 | 5459.9258
| 5687.2208 | 5561.5266 | 5559 | 5563.4936 | 5459.8455
| 5686.8418 | 5561.4903 | 5559 | 5563.4153 | 5459.3629
| 5686.7474 | 5561.3929 | 5559 | 5563.2944 | 5458.617
| 5686.6716 | 5561.387 | 5558 | 5563.1976 | 5458.1502
| 5686.0422 | 5560.8246 | 5558 | 5563.186 | 5458.0616
| 5686.0289 | 5560.8139 | 5558 | 5562.7936 | 5457.9308
| 5685.9501 | 5560.3265 | 5558 | 5562.3448 | 5457.809
| 5685.4703 | 5560.2784 | 5557 | 5562.2869 | 5457.6061
| 5685.2441 | 5560.1994 | 5557 | 5562.0981 | 5457.5242
| 5685.1516 | 5560.0737 | 5557 | 5561.8886 | 5457.5053
| 5685.1489 | 5559.8952 | 5557 | 5561.6603 | 5457.4867
| 5685.1198 | 5559.8606 | 5557 | 5561.564 | 5457.4001
| 5684.6992 | 5559.8363 | 5556 | 5561.3747 | 5457.3032
| 5684.6637 | 5559.6497 | 5556 | 5560.5973 | 5457.1082
| 5684.5329 | 5559.5121 | 5556 | 5560.3059 | 5457.0976
| 5684.2362 | 5559.3352 | 5556 | 5560.3054 | 5456.8584
| 5684.1386 | 5559.2212 | 5556 | 5560.1393 | 5456.8415
| 5684.0076 | 5559.1627 | 5556 | 5559.8729 | 5456.8171
| 5683.9883 | 5558.8817 | 5556 | 5559.8544 | 5456.8075
| 5683.6663 | 5558.7694 | 5555 | 5559.7934 | 5456.7749
| 5683.5097 | 5558.5597 | 5555 | 5559.4489 | 5456.7155
| 5683.3352 | 5558.2685 | 5555 | 5559.0553 | 5456.6898
| 5683.3228 | 5558.2638 | 5555 | 5559.0113 | 5456.687
| 5683.2582 | 5558.2382 | 5554 | 5558.7756 | 5456.6567
| 5683.2333 | 5558.007 | 5554 | 5558.6142 | 5456.5565
| 5683.2051 | 5557.887 | 5554 | 5558.6032 | 5456.3152
| 5683.1214 | 5557.3714 | 5554 | 5558.5941 | 5456.3002
| 5682.8399 | 5557.2927 | 5554 | 5558.4284 | 5456.1067
| 5682.4104 | 5557.17 | 5554 | 5558.2975 | 5455.8913
| 5682.2085 | 5556.8641 | 5553 | 5557.8937 | 5455.8121
| 5682.206 | 5556.3065 | 5553 | 5557.8355 | 5455.7754
| 5682.0889 | 5556.0608 | 5553 | 5557.4897 | 5455.7563
| 5681.9705 | 5555.9873 | 5553 | 5557.4341 | 5455.7139
| 5681.8948 | 5555.826 | 5553 | 5557.2698 | 5455.6905
| 5681.8816 | 5555.5144 | 5553 | 5557.1156 | 5455.5265
| 5681.7183 | 5555.3123 | 5553 | 5557.0841 | 5455.4957
| 5681.5738 | 5554.8958 | 5553 | 5557.0141 | 5455.3067
| 5681.4837 | 5554.6401 | 5553 | 5556.9411 | 5455.1935
| 5681.3941 | 5554.6149 | 5552 | 5556.7612 | 5455.1187
| 5681.3329 | 5554.16 | 5552 | 5556.3795 | 5454.8752
| 5681.2949 | 5554.1295 | 5552 | 5556.2702 | 5454.8378
| 5681.2101 | 5553.4525 | 5552 | 5556.1323 | 5454.5011
| 5681.2037 | 5553.2386 | 5551 | 5555.8257 | 5454.3397
| 5680.677 | 5553.0137 | 5551 | 5555.52 | 5454.2441
| 5680.6156 | 5552.9984 | 5551 | 5555.4469 | 5454.1032
| 5680.5162 | 5552.5694 | 5551 | 5555.0751 | 5454.0307
| 5679.661 | 5552.3763 | 5551 | 5555.0052 | 5453.9063
| 5679.2645 | 5552.1668 | 5551 | 5554.8708 | 5453.8549
| 5678.9976 | 5551.8103 | 5551 | 5554.8595 | 5453.7844
| 5678.9742 | 5551.6857 | 5550 | 5554.6899 | 5452.7784
| 5678.9241 | 5551.6242 | 5550 | 5554.4277 | 5452.371
| 5678.4877 | 5551.5779 | 5550 | 5554.22 | 5452.3535
| 5678.3448 | 5551.427 | 5550 | 5554.1147 | 5452.1591
| 5678.2205 | 5551.3177 | 5550 | 5554.0203 | 5452.0734
| 5678.0975 | 5551.0931 | 5550 | 5554.0022 | 5451.5661
| 5677.6258 | 5551.0073 | 5550 | 5553.6516 | 5451.3949
| 5677.5913 | 5550.8555 | 5550 | 5553.5922 | 5450.957
| 5677.5314 | 5550.8371 | 5549 | 5553.5256 | 5450.8588
| 5677.0087 | 5550.813 | 5549 | 5553.4336 | 5450.7299
| 5676.716 | 5550.8031 | 5549 | 5553.3728 | 5450.7038
| 5676.6073 | 5550.4816 | 5549 | 5553.1262 | 5450.6227
| 5676.3391 | 5550.2336 | 5549 | 5552.8889 | 5450.4631
| 5676.2963 | 5550.0402 | 5549 | 5552.7388 | 5450.2992
| 5676.1204 | 5549.8042 | 5549 | 5552.6401 | 5450.2853
| 5675.9515 | 5549.6699 | 5549 | 5552.496 | 5450.272
| 5675.8531 | 5549.4827 | 5549 | 5552.0133 | 5450.1646
| 5675.4144 | 5549.3944 | 5549 | 5551.7348 | 5450.0113
| 5675.3734 | 5549.2717 | 5549 | 5551.704 | 5449.9268
| 5675.2729 | 5549.2715 | 5548 | 5551.6484 | 5449.7507
| 5675.2509 | 5549.2042 | 5548 | 5551.6175 | 5449.5217
| 5675.2242 | 5549.1913 | 5548 | 5551.5907 | 5449.1668
| 5675.2153 | 5549.1236 | 5548 | 5551.4154 | 5449.1186
| 5674.7205 | 5549.0979 | 5548 | 5551.1392 | 5449.0821
| 5674.6106 | 5548.8088 | 5547 | 5550.944 | 5449.0157
| 5674.5565 | 5548.785 | 5547 | 5550.9278 | 5448.6761
| 5674.5293 | 5548.5392 | 5547 | 5550.8086 | 5448.6536
| 5674.5249 | 5548.4799 | 5547 | 5550.502 | 5448.6357
| 5674.5164 | 5548.2954 | 5546 | 5550.4708 | 5448.6327
| 5674.4031 | 5548.1956 | 5546 | 5550.3583 | 5448.621
| 5674.2032 | 5548.1636 | 5546 | 5550.2441 | 5448.4457
| 5673.9098 | 5547.7392 | 5546 | 5550.1838 | 5448.0596
| 5673.9031 | 5547.3022 | 5546 | 5550.0431 | 5448.0556
| 5673.5908 | 5547.2549 | 5546 | 5549.921 | 5448.0351
| 5673.5722 | 5547.1214 | 5546 | 5549.8734 | 5447.9789
| 5673.5524 | 5547.0705 | 5546 | 5549.8293 | 5447.9144
| 5673.5156 | 5546.8606 | 5546 | 5549.7595 | 5447.712
| 5673.3043 | 5546.8422 | 5546 | 5549.4454 | 5447.51
| 5673.2764 | 5546.6231 | 5545 | 5549.4205 | 5447.2871
| 5673.0257 | 5546.6157 | 5545 | 5549.4098 | 5447.2436
| 5673.0164 | 5546.5768 | 5545 | 5549.2757 | 5447.1328
| 5672.8242 | 5546.5429 | 5545 | 5549.1188 | 5446.9788
| 5672.6301 | 5546.4449 | 5545 | 5548.9361 | 5446.9479
| 5672.2327 | 5546.1115 | 5545 | 5548.6275 | 5446.945
| 5672.2138 | 5545.9772 | 5545 | 5548.4851 | 5446.5462
| 5672.1355 | 5545.8532 | 5545 | 5548.3152 | 5446.4039
| 5671.9285 | 5545.8382 | 5545 | 5548.0842 | 5446.3123
| 5671.5728 | 5545.83 | 5545 | 5548.0823 | 5445.8859
| 5671.4982 | 5545.4555 | 5545 | 5548.0175 | 5445.5844
| 5671.4609 | 5545.1626 | 5544 | 5548.0129 | 5445.3578
| 5671.3099 | 5544.9615 | 5544 | 5547.9866 | 5445.3248
| 5671.18 | 5544.7464 | 5544 | 5547.7635 | 5445.3031
| 5670.9614 | 5544.7311 | 5544 | 5547.7039 | 5445.2153
| 5670.9557 | 5544.6971 | 5544 | 5547.6847 | 5445.0925
| 5670.9369 | 5544.6224 | 5544 | 5547.4613 | 5444.5827
| 5670.9259 | 5544.5998 | 5544 | 5547.1684 | 5444.0377
| 5670.8239 | 5544.5314 | 5544 | 5547.1483 | 5443.6315
| 5670.7837 | 5544.4562 | 5544 | 5546.5881 | 5442.2548
| 5670.7647 | 5544.3978 | 5543 | 5546.321 | 5441.6558
| 5670.7021 | 5544.3921 | 5543 | 5545.9138 | 5441.3173
| 5670.5476 | 5544.389 | 5543 | 5545.0351 | 5441.3093
| 5670.2372 | 5544.3116 | 5543 | 5544.6687 | 5441.2532
| 5669.8417 | 5544.2563 | 5543 | 5544.615 | 5441.219
| 5669.6796 | 5544.2419 | 5542 | 5544.4155 | 5441.0837
| 5669.4464 | 5543.9375 | 5542 | 5544.1562 | 5440.892
| 5669.2959 | 5543.7129 | 5542 | 5543.9694 | 5440.8737
| 5669.2231 | 5543.7056 | 5542 | 5543.872 | 5440.8622
| 5668.846 | 5543.3131 | 5542 | 5543.8197 | 5440.737
| 5668.7135 | 5543.2105 | 5542 | 5543.705 | 5440.7357
| 5668.6736 | 5542.31 | 5542 | 5543.6167 | 5440.6582
| 5668.6156 | 5542.1964 | 5542 | 5543.3962 | 5440.572
| 5668.05 | 5542.1537 | 5541 | 5543.2532 | 5440.5301
| 5667.9902 | 5542.0193 | 5541 | 5543.2354 | 5440.3315
| 5667.9525 | 5541.8679 | 5541 | 5543.2246 | 5439.9621
| 5667.5311 | 5541.6551 | 5541 | 5542.8557 | 5439.6278
| 5667.2983 | 5541.5002 | 5541 | 5542.6892 | 5439.4369
| 5667.2493 | 5540.9194 | 5541 | 5542.5863 | 5439.4071
| 5667.2415 | 5540.9051 | 5541 | 5542.3863 | 5439.2995
| 5667.139 | 5540.8555 | 5540 | 5541.9397 | 5438.9958
| 5667.118 | 5540.6386 | 5540 | 5541.6792 | 5438.9486
| 5666.8404 | 5540.5029 | 5540 | 5541.5733 | 5438.8525
| 5666.6806 | 5540.4831 | 5540 | 5541.5298 | 5438.7213
| 5666.6461 | 5539.9703 | 5540 | 5541.491 | 5438.7148
| 5666.5694 | 5539.9401 | 5540 | 5541.4727 | 5438.7019
| 5666.5145 | 5539.8717 | 5540 | 5541.4565 | 5438.5515
| 5666.3857 | 5539.7671 | 5540 | 5541.2784 | 5438.5498
| 5666.3013 | 5539.6109 | 5540 | 5540.9332 | 5438.4246
| 5666.2265 | 5539.2261 | 5539 | 5540.8325 | 5438.0943
| 5665.965 | 5539.2063 | 5539 | 5540.5307 | 5438.0454
| 5665.8844 | 5539.2032 | 5539 | 5540.5231 | 5437.9818
| 5665.7963 | 5539.0815 | 5539 | 5539.7739 | 5437.954
| 5665.6791 | 5538.8002 | 5539 | 5539.6266 | 5437.7817
| 5665.4669 | 5538.7058 | 5538 | 5539.2726 | 5437.4249
| 5665.3855 | 5538.5993 | 5538 | 5538.7025 | 5437.2195
| 5665.3288 | 5538.5988 | 5538 | 5538.6803 | 5436.8498
| 5665.1363 | 5538.0277 | 5538 | 5538.6732 | 5436.8078
| 5665.0413 | 5537.9688 | 5538 | 5537.7365 | 5436.7143
| 5664.9716 | 5537.901 | 5538 | 5537.5433 | 5436.6672
| 5664.9022 | 5537.4431 | 5538 | 5537.3621 | 5436.5838
| 5664.8389 | 5537.2251 | 5538 | 5537.0062 | 5436.5748
| 5664.5263 | 5537.1351 | 5538 | 5536.9753 | 5436.4689
| 5664.4829 | 5537.0199 | 5538 | 5536.7685 | 5436.2238
| 5664.2575 | 5536.9775 | 5538 | 5536.6445 | 5436.192
| 5664.1036 | 5536.8029 | 5537 | 5536.3151 | 5436.0494
| 5664.0354 | 5536.7607 | 5537 | 5536.1696 | 5435.9979
| 5663.9431 | 5536.3972 | 5537 | 5535.939 | 5435.8971
| 5663.797 | 5536.1042 | 5537 | 5535.9342 | 5435.8783
| 5663.6081 | 5535.9425 | 5537 | 5535.8331 | 5435.8719
| 5663.192 | 5535.6887 | 5537 | 5535.5952 | 5435.7988
| 5663.0858 | 5535.6824 | 5537 | 5535.4314 | 5435.7424
| 5662.8432 | 5535.5241 | 5536 | 5535.3993 | 5435.2147
| 5662.4189 | 5535.3253 | 5536 | 5535.2617 | 5435.0501
| 5662.1691 | 5535.2611 | 5536 | 5534.7014 | 5435.0149
| 5662.0521 | 5534.8329 | 5536 | 5534.6488 | 5434.7386
| 5661.9329 | 5534.7755 | 5536 | 5534.5263 | 5434.6391
| 5661.7458 | 5534.7247 | 5536 | 5534.3337 | 5434.5158
| 5661.4146 | 5534.6736 | 5535 | 5534.3243 | 5434.4843
| 5661.2801 | 5534.1002 | 5535 | 5534.291 | 5434.4422
| 5661.2334 | 5533.9122 | 5534 | 5534.1177 | 5434.3154
| 5661.1041 | 5533.8613 | 5534 | 5534.0779 | 5434.2678
| 5660.919 | 5533.5698 | 5534 | 5534.063 | 5433.848
| 5660.8818 | 5533.017 | 5534 | 5533.8945 | 5433.8219
| 5660.8734 | 5532.5247 | 5534 | 5533.7361 | 5433.1227
| 5660.758 | 5532.2744 | 5533 | 5533.7241 | 5433.0462
| 5660.7151 | 5532.1525 | 5533 | 5533.5946 | 5432.9882
| 5660.6999 | 5532.1154 | 5533 | 5533.4358 | 5432.9432
| 5660.6808 | 5532.0577 | 5533 | 5533.4306 | 5432.7243
| 5660.6323 | 5531.936 | 5532 | 5533.0813 | 5432.5588
| 5660.391 | 5531.9249 | 5532 | 5532.7306 | 5432.4077
| 5660.2361 | 5531.5173 | 5532 | 5532.672 | 5432.2866
| 5660.2151 | 5531.2513 | 5532 | 5532.6464 | 5432.2693
| 5660.1571 | 5531.1392 | 5532 | 5532.5825 | 5432.2558
| 5659.52 | 5530.7795 | 5532 | 5532.307 | 5432.2088
| 5659.4981 | 5530.7186 | 5532 | 5532.2381 | 5432.141
| 5659.2993 | 5530.7181 | 5532 | 5532.1211 | 5431.9259
| 5658.9868 | 5530.4041 | 5532 | 5531.4338 | 5431.7714
| 5658.432 | 5530.362 | 5531 | 5531.3508 | 5431.708
| 5658.3327 | 5530.3617 | 5531 | 5531.2825 | 5431.5504
| 5658.2686 | 5530.2794 | 5531 | 5531.2339 | 5430.8063
| 5658.1502 | 5529.586 | 5531 | 5531.174 | 5430.513
| 5658.0965 | 5529.5655 | 5530 | 5530.9744 | 5430.5023
| 5657.7603 | 5529.4983 | 5530 | 5530.8816 | 5430.2341
| 5657.7446 | 5529.409 | 5530 | 5530.7247 | 5430.1534
| 5657.6607 | 5529.3861 | 5530 | 5530.5877 | 5430.064
| 5657.2653 | 5528.4104 | 5530 | 5530.454 | 5429.9558
| 5656.9481 | 5528.0693 | 5529 | 5530.335 | 5429.6243
| 5656.5487 | 5527.9083 | 5529 | 5530.2154 | 5429.4468
| 5656.3705 | 5527.792 | 5529 | 5530.1786 | 5429.1927
| 5656.3228 | 5527.7329 | 5529 | 5529.8211 | 5429.0777
| 5656.1502 | 5527.6777 | 5529 | 5529.5427 | 5428.9223
| 5656.1215 | 5527.6416 | 5529 | 5529.4006 | 5427.7334
| 5656.023 | 5527.5949 | 5528 | 5529.3687 | 5427.7178
| 5656.0116 | 5527.5225 | 5528 | 5529.3323 | 5427.5225
| 5655.9756 | 5527.4781 | 5528 | 5529.3059 | 5427.4662
| 5655.6172 | 5527.4744 | 5528 | 5529.0049 | 5427.1255
| 5655.5205 | 5527.4328 | 5527 | 5528.8973 | 5427.071
| 5655.2264 | 5527.2927 | 5527 | 5528.7086 | 5426.9368
| 5654.9955 | 5527.2265 | 5527 | 5528.6352 | 5426.8675
| 5654.8793 | 5527.1039 | 5527 | 5528.466 | 5426.5351
| 5654.7934 | 5526.9361 | 5527 | 5528.4007 | 5426.354
| 5654.0996 | 5526.7428 | 5527 | 5528.2696 | 5426.2675
| 5654.0068 | 5526.733 | 5527 | 5528.1497 | 5425.7304
| 5653.789 | 5526.4239 | 5527 | 5528.1299 | 5425.5138
| 5653.6095 | 5526.1576 | 5526 | 5527.9134 | 5425.312
| 5653.5839 | 5525.6863 | 5526 | 5527.8059 | 5424.7875
| 5653.4796 | 5525.6619 | 5525 | 5527.738 | 5423.8217
| 5653.168 | 5525.625 | 5525 | 5527.7323 | 5423.6248
| 5653.0504 | 5525.6007 | 5525 | 5527.5902 | 5423.5592
| 5652.7548 | 5525.5939 | 5525 | 5527.5825 | 5423.4891
| 5652.7445 | 5525.555 | 5525 | 5527.2468 | 5422.5498
| 5652.5768 | 5525.5268 | 5525 | 5526.5795 | 5422.4958
| 5652.0124 | 5525.5006 | 5524 | 5525.9338 | 5422.3549
| 5651.9067 | 5525.3056 | 5524 | 5525.7719 | 5421.8727
| 5651.8593 | 5524.662 | 5524 | 5525.652 | 5421.1915
| 5651.5131 | 5524.5087 | 5524 | 5525.4881 | 5421.0163
| 5651.0835 | 5524.3182 | 5523 | 5525.4035 | 5420.8032
| 5651.0545 | 5524.2782 | 5523 | 5525.2761 | 5420.5688
| 5650.892 | 5524.2509 | 5523 | 5525.1729 | 5420.3191
| 5650.8378 | 5523.9314 | 5523 | 5525.1713 | 5420.2232
| 5650.4777 | 5523.866 | 5523 | 5524.9759 | 5419.9663
| 5650.4598 | 5523.7124 | 5523 | 5524.7504 | 5419.9662
| 5650.4583 | 5523.6522 | 5522 | 5524.3357 | 5419.9314
| 5650.4575 | 5523.5668 | 5522 | 5524.1619 | 5419.9141
| 5650.341 | 5523.2661 | 5522 | 5524.0631 | 5419.9123
| 5650.2913 | 5523.2528 | 5522 | 5523.8542 | 5419.7818
| 5650.1314 | 5523.089 | 5522 | 5523.0634 | 5419.6425
| 5649.5761 | 5522.7836 | 5522 | 5523.0165 | 5419.4208
| 5649.2883 | 5522.5491 | 5521 | 5522.8627 | 5418.7617
| 5649.2711 | 5522.4126 | 5521 | 5522.8439 | 5418.6196
| 5649.1666 | 5522.4037 | 5521 | 5522.8019 | 5418.569
| 5649.0989 | 5522.3992 | 5521 | 5522.6945 | 5417.7011
| 5648.4938 | 5522.214 | 5520 | 5522.6564 | 5417.141
| 5648.3268 | 5521.9478 | 5520 | 5522.2607 | 5417.1195
| 5648.2003 | 5521.5572 | 5520 | 5521.9326 | 5417.027
| 5648.0821 | 5521.5186 | 5520 | 5521.9311 | 5416.9323
| 5648.0418 | 5521.1548 | 5520 | 5521.8435 | 5416.9019
| 5648.0192 | 5520.9153 | 5519 | 5521.8253 | 5416.4857
| 5647.5932 | 5520.908 | 5519 | 5521.4453 | 5416.2739
| 5647.4536 | 5520.8956 | 5519 | 5521.2159 | 5416.2718
| 5647.2944 | 5520.7689 | 5519 | 5521.2127 | 5416.1527
| 5647.0237 | 5520.1616 | 5519 | 5521.197 | 5415.9137
| 5646.8653 | 5520.0315 | 5519 | 5521.1349 | 5415.6013
| 5646.8583 | 5520.0238 | 5519 | 5521.0451 | 5415.5889
| 5646.6608 | 5519.8788 | 5519 | 5520.9536 | 5415.4909
| 5646.6286 | 5519.8203 | 5519 | 5520.8756 | 5415.3388
| 5646.2567 | 5519.6322 | 5518 | 5520.8516 | 5414.7478
| 5646.112 | 5519.548 | 5518 | 5520.463 | 5414.345
| 5645.785 | 5519.5322 | 5518 | 5520.3408 | 5414.2488
| 5645.4281 | 5519.5126 | 5518 | 5520.3136 | 5414.0755
| 5645.3074 | 5519.0589 | 5518 | 5520.2678 | 5413.8946
| 5645.2774 | 5518.7963 | 5518 | 5520.1802 | 5413.8636
| 5645.1297 | 5518.6364 | 5517 | 5520.1447 | 5413.8294
| 5645.0176 | 5518.5537 | 5517 | 5520.0105 | 5413.8293
| 5644.7843 | 5518.5293 | 5517 | 5519.9597 | 5413.8195
| 5644.7626 | 5518.0331 | 5517 | 5519.5962 | 5413.8154
| 5644.605 | 5518.001 | 5517 | 5519.5611 | 5413.6391
| 5644.476 | 5517.9418 | 5516 | 5519.5303 | 5413.4477
| 5644.4297 | 5517.7198 | 5516 | 5519.3825 | 5413.2558
| 5644.3614 | 5517.3484 | 5516 | 5519.2052 | 5412.9382
| 5644.0911 | 5517.2772 | 5516 | 5519.1328 | 5412.6898
| 5643.9853 | 5517.2572 | 5515 | 5518.8433 | 5412.1372
| 5643.9517 | 5517.1662 | 5515 | 5518.6609 | 5412.0272
| 5643.7934 | 5517.0848 | 5515 | 5518.6223 | 5411.9435
| 5643.7654 | 5516.9818 | 5515 | 5518.502 | 5411.6138
| 5643.7105 | 5516.7939 | 5515 | 5518.4657 | 5411.4376
| 5643.7001 | 5516.7295 | 5515 | 5518.4305 | 5411.3143
| 5642.944 | 5516.6185 | 5515 | 5518.1092 | 5411.2626
| 5642.9064 | 5516.494 | 5514 | 5518.0812 | 5410.8794
| 5642.6993 | 5516.4879 | 5514 | 5517.381 | 5410.6365
| 5642.6198 | 5516.4462 | 5514 | 5517.2819 | 5410.2792
| 5642.4288 | 5516.381 | 5513 | 5517.2511 | 5410.1247
| 5642.3049 | 5516.3606 | 5513 | 5517.1916 | 5410.1241
| 5642.2554 | 5516.3232 | 5513 | 5517.1234 | 5409.9973
| 5641.5668 | 5516.2206 | 5513 | 5516.9462 | 5409.8818
| 5641.5265 | 5516.1968 | 5512 | 5516.8723 | 5409.8268
| 5641.1649 | 5515.814 | 5512 | 5516.7536 | 5409.7781
| 5640.7894 | 5515.7473 | 5512 | 5516.2957 | 5409.6725
| 5640.7823 | 5515.7339 | 5512 | 5516.2511 | 5409.6707
| 5640.4654 | 5515.4769 | 5512 | 5516.1423 | 5409.3927
| 5640.2397 | 5515.2359 | 5511 | 5515.9773 | 5409.2402
| 5639.8213 | 5515.2182 | 5511 | 5515.9192 | 5409.1432
| 5639.6013 | 5514.8551 | 5511 | 5515.3831 | 5408.8022
| 5639.5789 | 5514.8437 | 5511 | 5515.3046 | 5408.4929
| 5639.4344 | 5514.7715 | 5511 | 5515.2967 | 5408.3712
| 5638.9267 | 5514.5944 | 5511 | 5515.0994 | 5408.347
| 5638.7676 | 5514.4773 | 5510 | 5515.0427 | 5408.2341
| 5638.7441 | 5514.3164 | 5510 | 5515.0356 | 5408.2
| 5638.6856 | 5514.1539 | 5510 | 5515.0313 | 5408.1739
| 5638.6041 | 5514.11 | 5509 | 5514.5285 | 5408.0133
| 5638.5716 | 5513.606 | 5509 | 5514.4431 | 5407.8365
| 5638.0685 | 5513.4399 | 5509 | 5514.0851 | 5407.7577
| 5637.9411 | 5512.9738 | 5509 | 5513.5338 | 5407.655
| 5637.925 | 5512.8807 | 5509 | 5513.1588 | 5407.3164
| 5637.6378 | 5512.759 | 5509 | 5513.0318 | 5407.0124
| 5637.5427 | 5512.6378 | 5509 | 5512.8251 | 5406.9819
| 5637.4677 | 5512.3582 | 5509 | 5512.576 | 5406.8494
| 5637.3743 | 5512.1643 | 5508 | 5512.4572 | 5406.6898
| 5636.9814 | 5512.0922 | 5508 | 5512.368 | 5406.5386
| 5636.8765 | 5511.8182 | 5508 | 5512.0005 | 5406.4622
| 5636.8389 | 5511.3595 | 5508 | 5511.8063 | 5406.3136
| 5636.8151 | 5510.7773 | 5508 | 5511.6543 | 5406.2306
| 5636.7881 | 5510.7238 | 5508 | 5511.5532 | 5406.2141
| 5636.7843 | 5510.6939 | 5508 | 5511.4091 | 5405.838
| 5636.4799 | 5510.4481 | 5508 | 5511.3593 | 5405.7813
| 5636.2891 | 5510.221 | 5507 | 5511.2706 | 5405.7699
| 5636.2847 | 5510.1343 | 5507 | 5510.9943 | 5405.7313
| 5636.0728 | 5510.0954 | 5507 | 5510.9 | 5404.6815
| 5635.9644 | 5509.8815 | 5507 | 5510.579 | 5404.5485
| 5635.9501 | 5509.4503 | 5507 | 5510.3202 | 5404.0364
| 5635.8812 | 5509.4207 | 5507 | 5510.2734 | 5403.8286
| 5635.7882 | 5509.4008 | 5507 | 5510.2528 | 5403.6624
| 5635.7635 | 5509.3459 | 5507 | 5510.1697 | 5403.6277
| 5635.7025 | 5509.2059 | 5507 | 5509.9967 | 5403.471
| 5635.1758 | 5509.1915 | 5506 | 5509.8964 | 5403.3661
| 5635.162 | 5509.045 | 5506 | 5509.7881 | 5403.0245
| 5634.7587 | 5509.0342 | 5505 | 5509.3696 | 5402.7536
| 5634.7144 | 5508.8161 | 5505 | 5509.3428 | 5402.6666
| 5634.7019 | 5508.6996 | 5505 | 5509.3018 | 5402.4123
| 5634.234 | 5508.3909 | 5505 | 5509.1084 | 5402.4097
| 5634.1493 | 5508.3843 | 5505 | 5508.9892 | 5401.9014
| 5634.1404 | 5507.8667 | 5504 | 5508.9484 | 5401.8925
| 5634.1357 | 5507.3654 | 5504 | 5508.9055 | 5401.7504
| 5633.8319 | 5507.299 | 5504 | 5508.8695 | 5401.4088
| 5633.6387 | 5507.2934 | 5504 | 5508.7909 | 5400.7328
| 5633.4625 | 5507.2105 | 5504 | 5508.6421 | 5400.5115
| 5633.3786 | 5507.1094 | 5503 | 5508.3777 | 5400.3902
| 5633.2925 | 5506.8629 | 5503 | 5508.1046 | 5400.2673
| 5633.2679 | 5506.8543 | 5503 | 5507.8463 | 5400.0156
| 5633.1525 | 5506.8353 | 5503 | 5507.7198 | 5399.529
| 5633.0867 | 5506.8111 | 5503 | 5507.4999 | 5399.2971
| 5632.7432 | 5506.4976 | 5503 | 5507.4945 | 5399.1083
| 5632.7033 | 5506.1596 | 5503 | 5507.3997 | 5399.047
| 5632.4605 | 5505.9274 | 5503 | 5507.2535 | 5398.8916
| 5632.3747 | 5505.8951 | 5502 | 5507.227 | 5398.8033
| 5632.3693 | 5505.8632 | 5502 | 5506.9414 | 5398.5387
| 5632.0393 | 5505.6938 | 5502 | 5506.5522 | 5398.3859
| 5631.8923 | 5505.1686 | 5502 | 5506.2693 | 5398.2987
| 5631.8317 | 5505.1276 | 5502 | 5505.8714 | 5398.2103
| 5631.8292 | 5504.6726 | 5501 | 5505.1752 | 5397.8536
| 5631.6466 | 5504.6712 | 5501 | 5505.1312 | 5397.4248
| 5631.1905 | 5504.4156 | 5501 | 5505.0158 | 5396.918
| 5631.0307 | 5504.3814 | 5501 | 5504.9033 | 5396.5657
| 5630.9783 | 5504.347 | 5501 | 5504.7202 | 5396.3194
| 5630.957 | 5504.2772 | 5501 | 5504.6191 | 5396.307
| 5630.9016 | 5503.9395 | 5501 | 5504.3945 | 5395.8728
| 5630.5675 | 5503.9304 | 5500 | 5504.2661 | 5395.8663
| 5630.5096 | 5503.7288 | 5500 | 5504.2051 | 5395.666
| 5630.3112 | 5503.6104 | 5500 | 5504.1788 | 5395.4603
| 5630.1506 | 5503.3057 | 5500 | 5504.1005 | 5395.3543
| 5630.0403 | 5502.9057 | 5499 | 5503.7376 | 5395.1288
| 5629.9882 | 5502.9035 | 5499 | 5503.6981 | 5394.9988
| 5629.9013 | 5502.8961 | 5499 | 5503.6121 | 5394.9179
| 5629.8768 | 5502.6692 | 5499 | 5503.5528 | 5394.8717
| 5629.7246 | 5502.659 | 5499 | 5503.4803 | 5394.7971
| 5629.3597 | 5502.646 | 5498 | 5503.4299 | 5394.7207
| 5629.1466 | 5502.1585 | 5498 | 5503.3974 | 5394.7085
| 5628.9309 | 5501.8727 | 5498 | 5503.1771 | 5394.356
| 5628.9126 | 5501.8306 | 5498 | 5502.8135 | 5394.3379
| 5628.8823 | 5501.6826 | 5498 | 5502.4829 | 5394.1876
| 5628.7381 | 5501.5261 | 5498 | 5502.3946 | 5394.0453
| 5628.6577 | 5501.5027 | 5498 | 5502.2114 | 5393.253
| 5628.386 | 5501.4749 | 5498 | 5502.0659 | 5393.2222
| 5628.25 | 5501.4129 | 5498 | 5501.6902 | 5393.0326
| 5628.2235 | 5501.1053 | 5498 | 5501.5065 | 5392.6452
| 5627.5802 | 5500.9292 | 5498 | 5501.2788 | 5392.4416
| 5627.5345 | 5500.8531 | 5498 | 5501.243 | 5392.431
| 5627.269 | 5500.7403 | 5498 | 5500.986 | 5392.1958
| 5627.0536 | 5500.4031 | 5498 | 5500.9824 | 5392.182
| 5627.053 | 5499.7696 | 5497 | 5500.7641 | 5392.1255
| 5626.9481 | 5499.6621 | 5497 | 5500.4185 | 5392.0333
| 5626.7523 | 5499.4468 | 5496 | 5500.3666 | 5392.0106
| 5626.5132 | 5499.4446 | 5496 | 5500.3644 | 5391.8279
| 5626.4978 | 5499.3668 | 5496 | 5500.1613 | 5391.7442
| 5626.3175 | 5499.3147 | 5496 | 5500.128 | 5391.5923
| 5626.2753 | 5498.9367 | 5496 | 5500.0775 | 5391.5184
| 5626.2582 | 5498.5778 | 5496 | 5500.0657 | 5391.4005
| 5626.2576 | 5498.3459 | 5496 | 5500.0424 | 5391.3939
| 5625.9284 | 5498.2887 | 5495 | 5499.9302 | 5391.3474
| 5625.7906 | 5497.8711 | 5495 | 5499.9058 | 5391.3005
| 5625.7695 | 5497.448 | 5495 | 5499.8599 | 5391.1058
| 5625.7653 | 5497.3329 | 5495 | 5499.7043 | 5390.6973
| 5625.6585 | 5497.2619 | 5495 | 5499.254 | 5390.6795
| 5625.5459 | 5496.8515 | 5495 | 5498.5844 | 5390.6115
| 5625.4194 | 5496.8162 | 5495 | 5498.5527 | 5390.5805
| 5625.3681 | 5496.4362 | 5494 | 5498.5083 | 5390.525
| 5625.1762 | 5496.3516 | 5494 | 5498.4764 | 5390.4758
| 5624.9815 | 5496.1596 | 5493 | 5497.9995 | 5390.4074
| 5624.7515 | 5496.089 | 5493 | 5497.8982 | 5389.9821
| 5624.692 | 5495.9557 | 5493 | 5497.8423 | 5389.9269
| 5624.6866 | 5495.6996 | 5493 | 5497.8176 | 5389.9117
| 5624.4248 | 5495.6141 | 5493 | 5497.6235 | 5389.4702
| 5624.0649 | 5495.5812 | 5493 | 5497.3176 | 5389.4396
| 5624.0206 | 5495.1906 | 5493 | 5497.2378 | 5389.2172
| 5623.9822 | 5495.1299 | 5493 | 5497.0544 | 5389.0954
| 5623.8019 | 5494.9972 | 5492 | 5496.958 | 5388.8845
| 5623.6659 | 5494.9227 | 5492 | 5496.8637 | 5388.8372
| 5623.4496 | 5494.9053 | 5492 | 5496.5422 | 5388.7851
| 5623.413 | 5494.8213 | 5492 | 5496.3916 | 5388.7711
| 5623.2461 | 5494.7861 | 5492 | 5496.188 | 5388.661
| 5623.2333 | 5494.7105 | 5492 | 5495.8538 | 5388.6504
| 5623.2333 | 5494.4451 | 5492 | 5495.7089 | 5388.6047
| 5623.0462 | 5493.7779 | 5491 | 5495.6896 | 5388.4953
| 5622.9162 | 5493.733 | 5491 | 5495.5546 | 5388.2824
| 5622.8264 | 5493.6307 | 5491 | 5495.3877 | 5388.2125
| 5622.7819 | 5493.5694 | 5491 | 5495.3725 | 5388.1742
| 5622.4772 | 5493.5049 | 5491 | 5494.9191 | 5387.9752
| 5621.9994 | 5493.4021 | 5491 | 5494.6349 | 5387.8398
| 5621.8821 | 5493.0518 | 5490 | 5494.2245 | 5387.7873
| 5621.8665 | 5492.6811 | 5490 | 5494.0314 | 5387.4819
| 5621.7256 | 5492.309 | 5490 | 5493.7357 | 5387.3434
| 5621.6293 | 5491.7635 | 5490 | 5493.5884 | 5387.3007
| 5621.3933 | 5491.7397 | 5490 | 5493.5057 | 5387.2914
| 5621.2891 | 5491.4829 | 5490 | 5493.4189 | 5387.1669
| 5621.2265 | 5491.329 | 5490 | 5493.124 | 5386.9309
| 5621.0982 | 5491.2502 | 5490 | 5493.117 | 5386.904
| 5621.0551 | 5491.0674 | 5489 | 5492.7906 | 5386.9008
| 5621.0165 | 5491.0222 | 5489 | 5492.7723 | 5386.869
| 5620.9027 | 5490.9393 | 5489 | 5492.7367 | 5386.8027
| 5620.7453 | 5490.9272 | 5489 | 5492.2058 | 5386.2364
| 5620.5665 | 5490.8743 | 5488 | 5492.1707 | 5385.8564
| 5620.1953 | 5490.5241 | 5488 | 5492.1539 | 5385.8391
| 5620.1869 | 5490.4086 | 5488 | 5492.0976 | 5385.8283
| 5620.1804 | 5490.2943 | 5488 | 5492.0926 | 5385.8105
| 5620.1499 | 5490.1067 | 5487 | 5492.0612 | 5385.8097
| 5619.9083 | 5489.9641 | 5487 | 5491.9629 | 5385.7073
| 5619.7715 | 5489.9337 | 5487 | 5491.8362 | 5385.1175
| 5619.7086 | 5489.8868 | 5487 | 5491.6828 | 5384.9998
| 5619.6265 | 5489.7129 | 5487 | 5491.5503 | 5384.6466
| 5619.5556 | 5489.6978 | 5486 | 5491.5378 | 5384.4968
| 5619.5513 | 5489.6626 | 5486 | 5491.1082 | 5384.1281
| 5619.5269 | 5489.2738 | 5486 | 5491.04 | 5384.0647
| 5619.3867 | 5489.1224 | 5486 | 5490.926 | 5384.0326
| 5619.2026 | 5489.0005 | 5486 | 5490.8158 | 5383.9684
| 5619.0245 | 5488.9476 | 5486 | 5490.6993 | 5383.5525
| 5619.0109 | 5488.8649 | 5486 | 5490.633 | 5383.3288
| 5618.9731 | 5488.8064 | 5486 | 5490.5732 | 5383.2379
| 5618.9253 | 5488.6696 | 5485 | 5490.4705 | 5382.9148
| 5618.8315 | 5488.6419 | 5485 | 5489.9413 | 5382.7845
| 5618.4218 | 5488.4815 | 5485 | 5489.9242 | 5382.7206
| 5618.0643 | 5488.4746 | 5485 | 5489.8471 | 5382.6665
| 5617.937 | 5488.3143 | 5485 | 5489.791 | 5382.3658
| 5617.8051 | 5487.4965 | 5484 | 5489.7825 | 5381.4221
| 5617.7939 | 5487.4199 | 5484 | 5489.6674 | 5380.7791
| 5617.7224 | 5486.9426 | 5484 | 5489.6003 | 5380.597
| 5617.6405 | 5486.8112 | 5484 | 5489.4143 | 5380.3578
| 5617.5701 | 5486.6472 | 5483 | 5489.3651 | 5380.0354
| 5617.5175 | 5486.5065 | 5483 | 5489.2522 | 5379.957
| 5617.4107 | 5486.395 | 5483 | 5489.0888 | 5379.9505
| 5617.0336 | 5486.2539 | 5483 | 5488.9685 | 5379.8887
| 5616.8929 | 5485.9645 | 5483 | 5488.8519 | 5379.8693
| 5616.4365 | 5485.7656 | 5483 | 5488.8461 | 5379.8252
| 5616.1679 | 5485.5556 | 5483 | 5488.8151 | 5379.6502
| 5616.1665 | 5485.5284 | 5483 | 5488.7606 | 5379.5658
| 5616.1248 | 5485.1771 | 5483 | 5488.7203 | 5378.1531
| 5616.0532 | 5485.1394 | 5482 | 5488.2322 | 5378.1369
| 5615.8219 | 5485.0258 | 5482 | 5488.2082 | 5377.9906
| 5615.7993 | 5485.0158 | 5482 | 5488.0989 | 5377.9208
| 5615.7885 | 5484.9603 | 5482 | 5488.0302 | 5377.9154
| 5615.7014 | 5484.8838 | 5482 | 5487.863 | 5377.6845
| 5615.5702 | 5484.5739 | 5482 | 5487.8441 | 5377.6076
| 5615.3183 | 5484.1939 | 5482 | 5487.4702 | 5377.5928
| 5615.3112 | 5484.0446 | 5482 | 5487.4678 | 5377.5161
| 5615.1921 | 5483.9678 | 5481 | 5487.2551 | 5377.4533
| 5614.9149 | 5483.6867 | 5481 | 5487.1777 | 5377.4478
| 5614.8397 | 5483.5872 | 5481 | 5486.8057 | 5377.3519
| 5614.7505 | 5482.9956 | 5481 | 5486.7784 | 5377.2825
| 5614.6821 | 5482.9747 | 5481 | 5486.3455 | 5377.2777
| 5614.4276 | 5482.8344 | 5481 | 5486.2737 | 5377.1974
| 5614.153 | 5482.7525 | 5480 | 5485.581 | 5376.686
| 5614.0509 | 5482.4631 | 5480 | 5485.5482 | 5376.6431
| 5613.9929 | 5482.448 | 5480 | 5485.5381 | 5376.5785
| 5613.706 | 5482.269 | 5479 | 5485.4064 | 5376.4403
| 5613.487 | 5482.2575 | 5479 | 5484.8916 | 5376.2712
| 5613.3576 | 5482.2077 | 5479 | 5484.7747 | 5376.2062
| 5613.1947 | 5482.1044 | 5479 | 5484.7543 | 5376.1825
| 5612.9776 | 5481.8358 | 5478 | 5484.3312 | 5375.933
| 5612.7742 | 5481.6942 | 5478 | 5484.188 | 5375.6784
| 5612.0065 | 5481.6236 | 5478 | 5484.1363 | 5375.2185
| 5611.9357 | 5481.3541 | 5478 | 5484.1258 | 5375.1822
| 5611.7199 | 5481.0341 | 5478 | 5484.1074 | 5375.0522
| 5611.4995 | 5481.0255 | 5478 | 5484.0136 | 5374.978
| 5611.4309 | 5480.9462 | 5477 | 5483.9786 | 5374.8322
| 5611.3845 | 5480.8981 | 5477 | 5483.9746 | 5374.7986
| 5611.2748 | 5480.5314 | 5477 | 5483.7767 | 5374.4965
| 5611.271 | 5480.3334 | 5477 | 5483.7235 | 5374.3729
| 5611.1649 | 5480.2747 | 5477 | 5483.3623 | 5373.7913
| 5611.0999 | 5480.1974 | 5477 | 5483.2649 | 5373.7169
| 5611.0926 | 5480.0078 | 5477 | 5483.2518 | 5373.6573
| 5611.0212 | 5479.8994 | 5477 | 5483.1975 | 5373.3969
| 5611.0008 | 5479.8887 | 5476 | 5483.1442 | 5373.3689
| 5610.9823 | 5479.6671 | 5476 | 5483.0205 | 5373.0827
| 5610.9805 | 5479.667 | 5476 | 5482.9977 | 5372.9766
| 5610.8694 | 5479.1804 | 5476 | 5482.9106 | 5371.9086
| 5610.5382 | 5479.114 | 5476 | 5482.8989 | 5371.8537
| 5610.4982 | 5479.1071 | 5475 | 5482.8001 | 5371.512
| 5610.4749 | 5479.0763 | 5475 | 5482.7777 | 5371.4163
| 5610.3714 | 5479.0165 | 5475 | 5482.5848 | 5371.3756
| 5610.2888 | 5478.8825 | 5475 | 5482.4772 | 5371.3543
| 5610.2844 | 5478.8286 | 5475 | 5482.25 | 5371.2822
| 5610.2017 | 5478.7469 | 5475 | 5481.5862 | 5370.4537
| 5609.9499 | 5478.6865 | 5475 | 5481.4795 | 5370.3749
| 5609.6504 | 5478.5773 | 5475 | 5481.1577 | 5370.2548
| 5609.5231 | 5478.5764 | 5475 | 5480.9514 | 5370.1765
| 5609.5189 | 5478.5681 | 5474 | 5480.5531 | 5370.1277
| 5609.3184 | 5477.9689 | 5474 | 5480.3658 | 5370.105
| 5609.1327 | 5477.7847 | 5474 | 5480.3653 | 5369.9603
| 5609.1286 | 5477.6162 | 5474 | 5480.2289 | 5369.8799
| 5609.0481 | 5477.6147 | 5473 | 5480.0066 | 5369.8636
| 5608.9331 | 5477.5152 | 5473 | 5479.3844 | 5369.801
| 5608.85 | 5477.4473 | 5473 | 5479.2969 | 5369.4238
| 5608.6677 | 5477.3625 | 5473 | 5479.2817 | 5369.3516
| 5608.5428 | 5477.0186 | 5473 | 5479.1516 | 5368.9812
| 5608.4712 | 5476.9121 | 5473 | 5479.1362 | 5368.7837
| 5607.9891 | 5476.6003 | 5472 | 5479.0984 | 5368.6498
| 5607.9723 | 5476.4574 | 5472 | 5478.7891 | 5368.5413
| 5607.7905 | 5476.3289 | 5472 | 5478.5517 | 5368.18
| 5607.6366 | 5476.0095 | 5472 | 5478.4595 | 5368.1503
| 5607.2173 | 5475.9543 | 5472 | 5478.4284 | 5367.7381
| 5607.0667 | 5475.9228 | 5472 | 5478.1267 | 5367.6914
| 5606.9664 | 5475.6983 | 5472 | 5478.062 | 5367.5291
| 5606.8216 | 5475.6773 | 5472 | 5478.006 | 5367.5126
| 5606.8202 | 5475.4529 | 5472 | 5477.9563 | 5367.2901
| 5606.728 | 5475.3612 | 5472 | 5477.9531 | 5367.0602
| 5606.7058 | 5475.011 | 5471 | 5477.8678 | 5366.8995
| 5606.6467 | 5474.9371 | 5471 | 5477.6555 | 5366.8974
| 5606.0011 | 5474.8761 | 5471 | 5477.6129 | 5366.4394
| 5605.9225 | 5474.8625 | 5471 | 5477.6062 | 5366.4005
| 5605.8352 | 5474.7537 | 5471 | 5477.3483 | 5366.1421
| 5605.6919 | 5474.6428 | 5471 | 5477.0825 | 5365.903
| 5605.6857 | 5474.5873 | 5470 | 5476.7011 | 5365.8429
| 5605.6582 | 5474.577 | 5470 | 5476.6082 | 5365.7172
| 5605.6355 | 5474.363 | 5470 | 5476.6078 | 5365.5997
| 5605.437 | 5474.2149 | 5469 | 5476.5979 | 5365.5959
| 5605.3258 | 5473.9598 | 5469 | 5476.5085 | 5365.2177
| 5605.2612 | 5473.9392 | 5469 | 5476.474 | 5365.0016
| 5605.1726 | 5473.8169 | 5468 | 5476.3825 | 5364.8042
| 5604.9454 | 5473.7172 | 5468 | 5476.271 | 5364.7224
| 5604.8218 | 5473.7157 | 5468 | 5475.9124 | 5364.7102
| 5604.8094 | 5473.6493 | 5468 | 5475.8391 | 5364.6474
| 5604.7029 | 5473.5948 | 5468 | 5475.7586 | 5364.2495
| 5604.6997 | 5473.5759 | 5468 | 5475.1033 | 5364.0224
| 5604.697 | 5473.4504 | 5468 | 5475.0702 | 5363.975
| 5604.5186 | 5473.142 | 5468 | 5474.8972 | 5363.8931
| 5604.4673 | 5472.962 | 5468 | 5474.8392 | 5363.6604
| 5604.457 | 5472.6835 | 5467 | 5474.7877 | 5363.6068
| 5604.4321 | 5472.679 | 5467 | 5474.7295 | 5363.2731
| 5604.3938 | 5472.2874 | 5467 | 5474.6792 | 5362.7507
| 5604.2431 | 5471.9361 | 5467 | 5474.4458 | 5362.3089
| 5603.6546 | 5471.9325 | 5467 | 5474.1804 | 5362.1811
| 5603.465 | 5471.7511 | 5467 | 5474.0844 | 5362.1274
| 5603.2697 | 5471.5474 | 5467 | 5474.0193 | 5362.0008
| 5603.2411 | 5471.4594 | 5466 | 5473.8768 | 5361.3285
| 5603.0175 | 5471.3514 | 5466 | 5473.5719 | 5361.2576
| 5602.7946 | 5471.3409 | 5466 | 5473.3259 | 5360.9721
| 5602.7113 | 5471.3101 | 5466 | 5473.2882 | 5360.9478
| 5602.3781 | 5471.2145 | 5466 | 5473.1441 | 5360.8315
| 5602.365 | 5471.1526 | 5466 | 5473.1323 | 5360.7596
| 5602.1453 | 5471.1014 | 5466 | 5472.5696 | 5360.7323
| 5601.7293 | 5470.9022 | 5466 | 5472.5118 | 5360.4877
| 5601.5098 | 5470.8912 | 5466 | 5472.4509 | 5360.4085
| 5601.3674 | 5470.8241 | 5465 | 5472.179 | 5360.3799
| 5601.3444 | 5470.7894 | 5465 | 5472.1259 | 5360.0646
| 5601.3162 | 5470.2949 | 5465 | 5471.9476 | 5359.8422
| 5601.1929 | 5470.2719 | 5464 | 5471.923 | 5359.7003
| 5601.1559 | 5470.2083 | 5464 | 5471.5527 | 5359.5656
| 5601.0626 | 5469.9012 | 5464 | 5471.3914 | 5359.5035
| 5601.0623 | 5469.8991 | 5464 | 5471.0998 | 5359.0865
| 5600.8237 | 5469.4663 | 5464 | 5471.0914 | 5359.0097
| 5600.79 | 5469.4634 | 5464 | 5471.0064 | 5358.6398
| 5600.433 | 5469.3479 | 5464 | 5470.3055 | 5358.0856
| 5600.4023 | 5469.2483 | 5464 | 5470.2094 | 5357.5734
| 5600.3567 | 5469.1793 | 5463 | 5470.0201 | 5357.5515
| 5600.2009 | 5468.9415 | 5463 | 5469.6384 | 5357.205
| 5599.9664 | 5468.9086 | 5463 | 5469.4669 | 5357.0225
| 5599.9542 | 5468.8054 | 5463 | 5469.4283 | 5357.0028
| 5599.6089 | 5468.6915 | 5463 | 5469.4174 | 5356.9486
| 5599.5768 | 5468.2752 | 5463 | 5469.2894 | 5356.8842
| 5599.4681 | 5468.1611 | 5463 | 5469.2543 | 5356.8467
| 5599.361 | 5467.9211 | 5463 | 5469.1541 | 5356.2963
| 5599.2405 | 5467.8828 | 5463 | 5469.1293 | 5356.1715
| 5599.0785 | 5467.7972 | 5462 | 5469.1149 | 5356.1629
| 5598.7999 | 5467.7705 | 5462 | 5468.8252 | 5356.1361
| 5598.5753 | 5467.7688 | 5462 | 5468.6534 | 5355.7648
| 5598.5437 | 5467.7653 | 5462 | 5468.5485 | 5355.7361
| 5598.505 | 5467.6521 | 5462 | 5467.9465 | 5355.6995
| 5598.0577 | 5467.4119 | 5462 | 5467.485 | 5355.6485
| 5597.8719 | 5467.3546 | 5461 | 5467.3602 | 5355.3038
| 5597.7289 | 5467.2295 | 5461 | 5467.2778 | 5355.2178
| 5597.6122 | 5467.1076 | 5461 | 5466.8773 | 5354.9418
| 5597.128 | 5467.0919 | 5461 | 5466.8449 | 5354.3425
| 5597.0271 | 5466.9326 | 5461 | 5466.5983 | 5353.9233
| 5596.8844 | 5466.7893 | 5460 | 5466.5151 | 5353.7594
| 5596.8408 | 5466.6147 | 5460 | 5466.4528 | 5353.7205
| 5596.6564 | 5466.4965 | 5460 | 5466.2147 | 5353.6103
| 5596.4917 | 5466.44 | 5460 | 5466.0837 | 5353.3223
| 5596.4572 | 5466.4097 | 5460 | 5466.0688 | 5352.3309
| 5596.442 | 5466.3314 | 5460 | 5465.1593 | 5352.302
| 5596.4369 | 5466.2765 | 5460 | 5465.0532 | 5352.2759
| 5596.4172 | 5466.2573 | 5460 | 5465.0528 | 5352.0582
| 5596.3194 | 5465.8711 | 5459 | 5464.8783 | 5352.026
| 5596.1481 | 5465.7983 | 5459 | 5464.8301 | 5351.6577
| 5596.131 | 5465.5428 | 5459 | 5464.7945 | 5351.4749
| 5596.0845 | 5465.5252 | 5459 | 5464.771 | 5351.3528
| 5595.7084 | 5465.448 | 5459 | 5464.7034 | 5351.2827
| 5595.5041 | 5465.265 | 5459 | 5464.292 | 5351.2389
| 5595.3249 | 5464.7279 | 5458 | 5464.2244 | 5351.1993
| 5595.1895 | 5464.6199 | 5458 | 5464.0242 | 5351.1273
| 5594.7152 | 5464.4717 | 5458 | 5463.5972 | 5351.0186
| 5594.7035 | 5464.23 | 5458 | 5463.5438 | 5351.0169
| 5594.6149 | 5464.2078 | 5458 | 5463.3655 | 5350.7443
| 5594.5695 | 5464.0543 | 5458 | 5462.8539 | 5350.7235
| 5594.547 | 5464.0256 | 5458 | 5462.7833 | 5350.0854
| 5594.5304 | 5463.8882 | 5458 | 5462.6983 | 5349.9168
| 5594.4785 | 5463.8768 | 5458 | 5462.415 | 5349.6953
| 5594.2317 | 5463.61 | 5457 | 5462.4122 | 5349.509
| 5594.1895 | 5463.267 | 5457 | 5462.3351 | 5349.4397
| 5594.1178 | 5463.1095 | 5457 | 5462.2007 | 5349.2035
| 5594.0407 | 5463.0383 | 5457 | 5462.1818 | 5349.1556
| 5593.921 | 5462.6572 | 5457 | 5462.1245 | 5349.0065
| 5593.6208 | 5462.6429 | 5457 | 5462.0645 | 5348.9545
| 5593.4147 | 5462.3274 | 5456 | 5461.9716 | 5348.8208
| 5593.4134 | 5462.3163 | 5456 | 5461.9538 | 5348.73
| 5593.4035 | 5462.053 | 5456 | 5461.5598 | 5348.6895
| 5593.3113 | 5462.0457 | 5456 | 5461.3058 | 5348.5711
| 5592.9889 | 5461.5524 | 5456 | 5461.2741 | 5348.5265
| 5592.7988 | 5461.4075 | 5455 | 5460.9189 | 5348.2761
| 5592.7264 | 5461.242 | 5455 | 5460.2366 | 5348.275
| 5592.3801 | 5461.1845 | 5455 | 5460.086 | 5348.1494
| 5592.2588 | 5460.7569 | 5455 | 5460.0668 | 5348.1341
| 5592.2518 | 5460.7553 | 5455 | 5460.0503 | 5347.5137
| 5592.0362 | 5460.5584 | 5454 | 5460.0331 | 5347.3826
| 5591.7524 | 5460.4801 | 5454 | 5460.0152 | 5347.1706
| 5591.6664 | 5460.4792 | 5454 | 5459.7957 | 5347.1673
| 5591.5843 | 5460.3475 | 5454 | 5459.7315 | 5347.1459
| 5591.3896 | 5460.1503 | 5453 | 5459.3969 | 5346.6462
| 5591.3541 | 5460.1188 | 5453 | 5458.9968 | 5346.6279
| 5591.1644 | 5459.6611 | 5453 | 5458.9505 | 5346.5817
| 5590.8276 | 5459.6483 | 5453 | 5458.8264 | 5346.2836
| 5590.5592 | 5459.5478 | 5453 | 5458.8072 | 5346.2027
| 5590.504 | 5459.5106 | 5453 | 5458.6787 | 5346.1743
| 5590.4565 | 5459.4723 | 5452 | 5458.676 | 5346.0352
| 5590.1823 | 5459.1569 | 5452 | 5458.3664 | 5346.0226
| 5590.0992 | 5459.0256 | 5452 | 5458.0488 | 5345.8838
| 5590.0695 | 5458.9368 | 5452 | 5457.9559 | 5345.6414
| 5589.9804 | 5458.8191 | 5452 | 5457.8184 | 5345.6102
| 5589.9222 | 5458.7599 | 5452 | 5457.6163 | 5345.4959
| 5589.8844 | 5458.7446 | 5452 | 5457.3844 | 5345.3568
| 5589.8082 | 5458.5635 | 5452 | 5457.3499 | 5345.3547
| 5589.8009 | 5458.2319 | 5452 | 5457.3183 | 5345.0627
| 5589.7568 | 5458.1815 | 5452 | 5457.3005 | 5345.0575
| 5589.5587 | 5457.922 | 5452 | 5457.1407 | 5344.7403
| 5589.5008 | 5457.8591 | 5452 | 5457.046 | 5344.5396
| 5589.3311 | 5457.6443 | 5451 | 5456.7806 | 5344.531
| 5589.2804 | 5457.5804 | 5451 | 5456.7008 | 5344.3394
| 5588.9798 | 5457.4947 | 5451 | 5456.4746 | 5344.2549
| 5588.8996 | 5457.3616 | 5451 | 5456.2015 | 5344.128
| 5588.6149 | 5457.1515 | 5451 | 5455.9543 | 5344.1083
| 5588.5642 | 5457.0378 | 5451 | 5455.8875 | 5343.9953
| 5588.3699 | 5456.7686 | 5450 | 5455.7616 | 5343.8788
| 5588.3436 | 5456.7313 | 5450 | 5455.6989 | 5343.7723
| 5587.5703 | 5456.441 | 5450 | 5455.5637 | 5343.6642
| 5587.4153 | 5456.3033 | 5450 | 5455.4377 | 5343.5929
| 5587.38 | 5456.058 | 5450 | 5455.3554 | 5343.5918
| 5587.337 | 5455.8442 | 5450 | 5455.345 | 5343.4651
| 5587.2083 | 5455.3309 | 5449 | 5455.3098 | 5343.3347
| 5587.188 | 5455.105 | 5449 | 5454.8349 | 5343.3296
| 5587.1245 | 5454.9824 | 5449 | 5454.7472 | 5343.2717
| 5587.1197 | 5454.8076 | 5449 | 5454.7089 | 5343.2614
| 5586.9758 | 5454.7703 | 5449 | 5454.6959 | 5343.1261
| 5586.9314 | 5454.7152 | 5449 | 5454.6039 | 5342.8866
| 5586.7441 | 5454.1107 | 5449 | 5454.4915 | 5342.5223
| 5586.5751 | 5453.6274 | 5449 | 5454.07 | 5342.4564
| 5586.472 | 5453.5463 | 5449 | 5454.047 | 5342.0484
| 5586.2738 | 5453.4645 | 5448 | 5454 | 5341.7036
| 5586.2216 | 5453.3273 | 5448 | 5453.4877 | 5341.2948
| 5586.1698 | 5453.2518 | 5448 | 5453.4077 | 5341.2595
| 5586.153 | 5452.9653 | 5448 | 5453.3993 | 5340.8749
| 5586.0778 | 5452.7084 | 5448 | 5452.829 | 5340.8541
| 5585.7234 | 5452.6945 | 5448 | 5452.7586 | 5340.6826
| 5585.5806 | 5452.638 | 5448 | 5452.6624 | 5340.1526
| 5585.4284 | 5452.5833 | 5448 | 5452.5295 | 5340.0567
| 5585.4058 | 5452.05 | 5447 | 5452.475 | 5339.6778
| 5585.2809 | 5452.032 | 5447 | 5452.3378 | 5339.3142
| 5585.2616 | 5451.8332 | 5447 | 5452.2625 | 5339.245
| 5585.2062 | 5451.5788 | 5447 | 5452.2021 | 5339.2444
| 5585.1799 | 5451.5185 | 5447 | 5452.0416 | 5339.0704
| 5585.1552 | 5451.3214 | 5447 | 5452.0345 | 5338.8729
| 5584.8233 | 5451.2891 | 5447 | 5451.9812 | 5338.8134
| 5584.8069 | 5451.2049 | 5446 | 5451.5886 | 5338.5788
| 5584.7411 | 5450.9269 | 5446 | 5451.573 | 5338.2257
| 5584.3471 | 5450.7072 | 5446 | 5451.3695 | 5338.1534
| 5584.1847 | 5450.3014 | 5446 | 5451.3128 | 5338.1327
| 5584.1658 | 5450.2291 | 5446 | 5451.2746 | 5337.6939
| 5584.1247 | 5450.153 | 5446 | 5451.1559 | 5337.6093
| 5583.9306 | 5449.9492 | 5446 | 5450.5856 | 5337.599
| 5583.7389 | 5449.9058 | 5446 | 5450.5236 | 5337.2639
| 5583.4011 | 5449.6156 | 5446 | 5450.4157 | 5337.2187
| 5583.1086 | 5449.4339 | 5446 | 5450.1381 | 5337.0932
| 5583.0484 | 5449.367 | 5446 | 5449.7274 | 5336.9214
| 5583.0433 | 5449.2896 | 5445 | 5449.4966 | 5336.7178
| 5582.992 | 5449.2231 | 5445 | 5449.3902 | 5336.704
| 5582.7925 | 5449.213 | 5445 | 5449.327 | 5336.4875
| 5582.7708 | 5449.1178 | 5445 | 5449.2858 | 5336.2313
| 5582.734 | 5448.5471 | 5445 | 5449.0245 | 5336.2266
| 5582.7191 | 5448.5001 | 5445 | 5448.9705 | 5335.8824
| 5582.4292 | 5448.3024 | 5445 | 5448.8128 | 5335.8115
| 5582.429 | 5448.1724 | 5445 | 5448.6714 | 5335.8022
| 5582.0598 | 5447.7879 | 5444 | 5448.5805 | 5335.3832
| 5581.8172 | 5447.7349 | 5444 | 5448.4477 | 5335.2595
| 5581.71 | 5447.6434 | 5444 | 5448.4255 | 5334.6768
| 5581.6518 | 5447.643 | 5444 | 5448.3964 | 5334.3051
| 5581.5907 | 5447.6009 | 5444 | 5447.9948 | 5334.2704
| 5581.3579 | 5447.3659 | 5444 | 5447.7625 | 5334.1744
| 5581.074 | 5447.3404 | 5443 | 5447.7084 | 5334.0046
| 5580.6934 | 5447.1853 | 5443 | 5447.6881 | 5334.0013
| 5580.1697 | 5447.0877 | 5443 | 5447.5616 | 5333.9393
| 5580.0762 | 5446.9931 | 5443 | 5447.3516 | 5333.8928
| 5579.9446 | 5446.7864 | 5443 | 5447.2302 | 5333.8601
| 5579.8948 | 5446.3333 | 5443 | 5447.0407 | 5333.8122
| 5579.6824 | 5446.3318 | 5443 | 5447.0131 | 5333.7688
| 5579.6533 | 5446.3033 | 5443 | 5446.7163 | 5333.7229
| 5579.6274 | 5446.2485 | 5443 | 5446.5623 | 5333.6129
| 5579.3262 | 5446.1186 | 5443 | 5446.2575 | 5333.5955
| 5579.0472 | 5445.9904 | 5443 | 5445.7416 | 5333.5782
| 5578.8621 | 5445.9535 | 5442 | 5444.8365 | 5333.2291
| 5578.564 | 5445.8309 | 5442 | 5444.7664 | 5332.9263
| 5578.5466 | 5445.7417 | 5442 | 5444.2409 | 5332.6668
| 5578.4225 | 5445.4524 | 5441 | 5444.2171 | 5332.3069
| 5578.3366 | 5445.3098 | 5441 | 5444.0546 | 5332.1517
| 5578.3 | 5445.0834 | 5441 | 5443.9355 | 5331.9763
| 5578.2022 | 5445.0724 | 5441 | 5443.4384 | 5331.9012
| 5578.0549 | 5444.6645 | 5441 | 5443.4129 | 5331.8085
| 5577.9814 | 5444.5583 | 5441 | 5443.2298 | 5331.323
| 5577.3486 | 5444.5253 | 5441 | 5442.8758 | 5331.2727
| 5577.2912 | 5444.2835 | 5440 | 5442.7665 | 5331.2687
| 5577.2848 | 5444.2797 | 5440 | 5442.7017 | 5331.2464
| 5576.8738 | 5443.9399 | 5440 | 5442.6792 | 5331.2146
| 5576.7495 | 5443.8755 | 5440 | 5442.6029 | 5331.027
| 5576.4944 | 5443.8225 | 5440 | 5442.2607 | 5330.9581
| 5576.3777 | 5443.7082 | 5440 | 5442.0765 | 5330.9466
| 5576.3765 | 5443.6674 | 5440 | 5441.8962 | 5330.7296
| 5576.1453 | 5443.5831 | 5440 | 5441.6945 | 5330.4985
| 5576.0558 | 5443.5792 | 5440 | 5441.2891 | 5330.2968
| 5575.804 | 5443.5427 | 5440 | 5441.2748 | 5330.0712
| 5575.3521 | 5443.4013 | 5440 | 5441.1915 | 5330.0393
| 5575.2854 | 5443.3811 | 5440 | 5441.0135 | 5329.9522
| 5575.178 | 5443.2233 | 5440 | 5440.8843 | 5329.8826
| 5574.9661 | 5443.2001 | 5439 | 5440.858 | 5329.7283
| 5574.95 | 5442.6153 | 5439 | 5440.8065 | 5329.636
| 5574.4753 | 5442.5981 | 5439 | 5440.5849 | 5329.1031
| 5573.9422 | 5442.5752 | 5439 | 5440.5845 | 5329.0399
| 5573.9315 | 5442.4544 | 5439 | 5440.5188 | 5328.9848
| 5573.8211 | 5442.1872 | 5439 | 5440.4978 | 5328.6748
| 5573.6061 | 5442.1232 | 5438 | 5440.4356 | 5328.6553
| 5573.5454 | 5441.902 | 5438 | 5440.2632 | 5328.3786
| 5573.4284 | 5441.7508 | 5438 | 5439.5073 | 5328.2009
| 5573.2746 | 5441.7148 | 5438 | 5439.4923 | 5327.8805
| 5573.2519 | 5441.5974 | 5438 | 5439.4737 | 5327.7602
| 5573.1703 | 5441.3627 | 5438 | 5439.4282 | 5327.6413
| 5573.14 | 5441.185 | 5438 | 5439.3353 | 5327.4485
| 5573.0795 | 5440.5772 | 5438 | 5438.9328 | 5327.3609
| 5572.9511 | 5440.5571 | 5438 | 5438.8274 | 5327.2299
| 5572.7871 | 5440.5232 | 5438 | 5438.7389 | 5327.2171
| 5572.7047 | 5440.4964 | 5438 | 5438.6976 | 5327.1228
| 5572.6083 | 5440.3715 | 5437 | 5438.5845 | 5327.073
| 5572.5007 | 5440.1892 | 5437 | 5438.5194 | 5326.8252
| 5572.4878 | 5440.1002 | 5437 | 5438.4873 | 5326.7711
| 5572.4068 | 5439.911 | 5437 | 5438.2743 | 5326.5612
| 5572.2206 | 5439.8818 | 5437 | 5438.266 | 5326.453
| 5572.2066 | 5439.8459 | 5437 | 5438.2185 | 5326.4427
| 5572.1727 | 5439.6943 | 5437 | 5438.1859 | 5326.2315
| 5572.1306 | 5439.6276 | 5437 | 5438.0853 | 5325.9083
| 5571.4849 | 5439.4447 | 5437 | 5438.0843 | 5325.8704
| 5571.4148 | 5439.2036 | 5437 | 5437.9301 | 5325.6638
| 5571.3863 | 5439.0244 | 5437 | 5437.7687 | 5325.2186
| 5571.2816 | 5438.9799 | 5436 | 5437.7313 | 5325.1266
| 5570.8936 | 5438.7706 | 5436 | 5437.6761 | 5325.0032
| 5570.7048 | 5438.7248 | 5436 | 5437.6352 | 5324.8867
| 5570.6595 | 5438.7145 | 5436 | 5437.4789 | 5324.5742
| 5570.4122 | 5438.6777 | 5436 | 5437.3121 | 5324.5113
| 5570.3396 | 5438.5932 | 5436 | 5437.3008 | 5324.408
| 5570.2407 | 5438.5588 | 5436 | 5436.8174 | 5324.1546
| 5570.0636 | 5438.4045 | 5436 | 5436.7966 | 5324.0913
| 5569.51 | 5438.2427 | 5435 | 5436.6747 | 5323.9615
| 5569.5073 | 5438.119 | 5435 | 5436.635 | 5323.928
| 5569.159 | 5438.0427 | 5435 | 5436.4782 | 5323.9234
| 5569.1352 | 5437.7648 | 5435 | 5436.2588 | 5323.6204
| 5569.0304 | 5437.5563 | 5435 | 5436.1794 | 5323.591
| 5568.9167 | 5437.3982 | 5435 | 5436.1539 | 5323.439
| 5568.8283 | 5437.3901 | 5435 | 5435.8636 | 5323.4282
| 5568.7291 | 5437.1095 | 5435 | 5435.562 | 5323.3586
| 5568.6946 | 5436.8875 | 5435 | 5435.5474 | 5323.1726
| 5568.6604 | 5436.846 | 5434 | 5434.9855 | 5323.0679
| 5568.5279 | 5436.4968 | 5434 | 5434.9818 | 5322.6674
| 5568.435 | 5436.4443 | 5434 | 5434.8374 | 5322.469
| 5568.2941 | 5436.3589 | 5434 | 5434.6335 | 5322.4292
| 5568.2302 | 5436.1628 | 5434 | 5434.3885 | 5322.2893
| 5568.1009 | 5436.0427 | 5434 | 5434.325 | 5322.0195
| 5567.6469 | 5435.7922 | 5434 | 5434.2662 | 5321.7899
| 5567.5344 | 5435.7353 | 5434 | 5434.2646 | 5321.7762
| 5567.3582 | 5435.7129 | 5434 | 5434.0516 | 5321.482
| 5567.3495 | 5435.7054 | 5434 | 5434.0348 | 5321.4083
| 5567.0585 | 5435.4558 | 5434 | 5433.9783 | 5321.3537
| 5566.893 | 5435.2017 | 5433 | 5433.577 | 5321.2761
| 5566.8246 | 5435.1541 | 5433 | 5433.4408 | 5321.1619
| 5566.7211 | 5434.2747 | 5433 | 5433.3198 | 5320.898
| 5566.3707 | 5434.2659 | 5433 | 5433.239 | 5320.8231
| 5566.2445 | 5434.1454 | 5432 | 5433.045 | 5320.6958
| 5566.2314 | 5434.1358 | 5432 | 5432.9876 | 5320.051
| 5566.16 | 5434.0842 | 5432 | 5432.6832 | 5319.9954
| 5566.0566 | 5433.7058 | 5431 | 5432.5485 | 5319.8951
| 5565.9254 | 5433.6591 | 5431 | 5432.0404 | 5319.59
| 5565.9213 | 5433.3784 | 5431 | 5431.644 | 5319.3181
| 5565.9093 | 5433.357 | 5431 | 5431.5588 | 5319.0167
| 5565.8296 | 5432.9833 | 5431 | 5431.4766 | 5318.9912
| 5565.8061 | 5432.8625 | 5431 | 5431.3963 | 5318.8658
| 5565.7567 | 5432.7994 | 5431 | 5431.3929 | 5318.7165
| 5565.6761 | 5432.7128 | 5431 | 5430.9136 | 5318.6705
| 5565.2296 | 5432.4939 | 5430 | 5430.7108 | 5318.6667
| 5564.6574 | 5432.3395 | 5430 | 5430.6371 | 5318.6342
| 5564.6272 | 5432.1662 | 5430 | 5430.6283 | 5318.5479
| 5564.4466 | 5432.1543 | 5430 | 5430.2579 | 5318.4425
| 5564.2458 | 5431.7987 | 5430 | 5430.0553 | 5318.2858
| 5564.2034 | 5431.6549 | 5429 | 5429.724 | 5318.2827
| 5564.193 | 5431.5214 | 5429 | 5429.7098 | 5318.108
| 5564.1632 | 5431.474 | 5429 | 5429.4922 | 5318.0584
| 5564.028 | 5431.4297 | 5429 | 5429.2854 | 5317.8637
| 5563.9635 | 5431.1398 | 5429 | 5429.2752 | 5317.0918
| 5563.9254 | 5431.0616 | 5428 | 5429.2152 | 5316.9895
| 5563.8651 | 5431.0549 | 5428 | 5428.9695 | 5316.9592
| 5563.8453 | 5430.9443 | 5428 | 5428.8094 | 5316.444
| 5563.8433 | 5430.9249 | 5428 | 5428.7707 | 5316.1907
| 5563.4622 | 5430.6885 | 5428 | 5428.6778 | 5315.8943
| 5563.3588 | 5430.289 | 5428 | 5428.3957 | 5315.7816
| 5563.1121 | 5430.2178 | 5428 | 5428.2189 | 5315.5783
| 5563.0783 | 5430.1702 | 5428 | 5428.1649 | 5314.7723
| 5562.9159 | 5429.9731 | 5427 | 5428.0414 | 5314.2571
| 5562.5782 | 5429.7479 | 5427 | 5427.7237 | 5314.1833
| 5562.4746 | 5429.1232 | 5427 | 5427.7119 | 5313.9637
| 5562.4001 | 5428.7328 | 5427 | 5427.4169 | 5313.7436
| 5562.3569 | 5428.6228 | 5427 | 5427.2269 | 5313.6452
| 5562.159 | 5428.6016 | 5427 | 5427.0007 | 5313.6347
| 5561.9207 | 5428.5734 | 5426 | 5426.7294 | 5313.1006
| 5561.8702 | 5428.5341 | 5426 | 5426.5339 | 5312.972
| 5561.8122 | 5428.5107 | 5426 | 5426.1934 | 5312.646
| 5561.4106 | 5428.4569 | 5426 | 5425.7903 | 5312.4335
| 5560.8786 | 5428.2483 | 5426 | 5425.72 | 5312.013
| 5560.8221 | 5428.2292 | 5426 | 5425.7052 | 5311.9002
| 5560.7951 | 5428.2089 | 5426 | 5425.6266 | 5311.8967
| 5560.5946 | 5428.1854 | 5426 | 5425.555 | 5311.6748
| 5559.9882 | 5428.1642 | 5425 | 5425.2902 | 5311.6604
| 5559.8081 | 5428.106 | 5425 | 5425.2765 | 5311.6254
| 5559.7721 | 5427.5972 | 5425 | 5425.1565 | 5311.6088
| 5559.7633 | 5427.5769 | 5425 | 5424.8207 | 5311.5755
| 5559.6868 | 5427.112 | 5425 | 5424.7266 | 5311.2781
| 5559.2938 | 5427.0097 | 5425 | 5424.7163 | 5311.0198
| 5559.1533 | 5426.7883 | 5425 | 5424.5363 | 5310.9966
| 5559.0662 | 5426.7683 | 5425 | 5424.3364 | 5310.9685
| 5558.7047 | 5426.4117 | 5425 | 5424.0415 | 5310.9336
| 5558.6798 | 5426.3441 | 5425 | 5423.9915 | 5310.8726
| 5558.6189 | 5426.2174 | 5425 | 5423.9175 | 5310.7941
| 5558.5738 | 5426.2083 | 5424 | 5423.6982 | 5310.6574
| 5558.5074 | 5425.8926 | 5424 | 5423.6724 | 5310.5592
| 5558.2923 | 5425.8463 | 5424 | 5423.6159 | 5310.4432
| 5557.8219 | 5425.7495 | 5424 | 5423.5595 | 5310.2893
| 5557.6305 | 5425.6208 | 5424 | 5423.354 | 5309.6811
| 5557.4997 | 5425.5352 | 5424 | 5423.3073 | 5309.4395
| 5557.4797 | 5425.3064 | 5424 | 5423.2465 | 5309.1595
| 5557.3807 | 5425.1482 | 5424 | 5423.1273 | 5309.125
| 5557.0509 | 5425.0108 | 5424 | 5422.9014 | 5308.9713
| 5556.9217 | 5424.6215 | 5424 | 5422.8615 | 5308.8777
| 5556.8647 | 5424.616 | 5423 | 5422.8403 | 5308.777
| 5556.2045 | 5424.3925 | 5423 | 5422.7955 | 5308.4924
| 5556.1453 | 5424.2262 | 5423 | 5422.7756 | 5308.4919
| 5556.114 | 5423.9021 | 5423 | 5422.3874 | 5308.1153
| 5555.7906 | 5423.8928 | 5423 | 5422.347 | 5307.8842
| 5555.6812 | 5423.753 | 5423 | 5422.2845 | 5307.7829
| 5555.5859 | 5423.581 | 5422 | 5422.2575 | 5307.7754
| 5555.5121 | 5423.5045 | 5422 | 5422.2128 | 5307.7086
| 5554.4527 | 5423.2222 | 5422 | 5422.0773 | 5307.6446
| 5554.3964 | 5423.085 | 5422 | 5421.9242 | 5307.5497
| 5554.3366 | 5422.8525 | 5422 | 5421.7922 | 5307.4891
| 5554.0105 | 5422.6958 | 5422 | 5421.6897 | 5307.4763
| 5553.9474 | 5422.6019 | 5421 | 5421.2137 | 5307.1769
| 5553.7954 | 5422.2696 | 5421 | 5421.0736 | 5307.1031
| 5553.3201 | 5422.2109 | 5421 | 5421.0459 | 5307.0019
| 5553.3089 | 5422.1143 | 5421 | 5421.0306 | 5306.9577
| 5553.2949 | 5421.939 | 5420 | 5420.801 | 5306.7434
| 5553.0098 | 5421.8686 | 5420 | 5420.7263 | 5306.7418
| 5553.0087 | 5421.8208 | 5419 | 5420.7161 | 5306.73
| 5552.9626 | 5421.7929 | 5419 | 5420.3772 | 5306.5921
| 5552.9199 | 5421.7509 | 5419 | 5420.2147 | 5306.4963
| 5552.7874 | 5421.5773 | 5419 | 5420.2053 | 5306.4308
| 5552.4609 | 5421.5334 | 5419 | 5419.9198 | 5306.2139
| 5552.4079 | 5421.5037 | 5419 | 5419.8337 | 5305.7909
| 5552.3594 | 5421.4037 | 5419 | 5419.7952 | 5305.78
| 5552.0454 | 5421.2922 | 5419 | 5419.7199 | 5305.6327
| 5551.9185 | 5421.2418 | 5419 | 5419.6633 | 5305.4295
| 5551.7279 | 5421.0829 | 5419 | 5419.522 | 5305.2547
| 5551.6708 | 5421.0344 | 5419 | 5419.4464 | 5304.975
| 5551.655 | 5420.8679 | 5419 | 5419.371 | 5304.6824
| 5551.5922 | 5420.6436 | 5419 | 5419.345 | 5304.6525
| 5551.5349 | 5420.5665 | 5419 | 5419.3087 | 5304.644
| 5550.9326 | 5420.1057 | 5418 | 5419.2607 | 5304.4173
| 5550.9076 | 5420.0802 | 5418 | 5419.0547 | 5304.3978
| 5550.9029 | 5419.7523 | 5418 | 5418.8913 | 5304.2963
| 5550.8249 | 5419.5454 | 5418 | 5418.7468 | 5304.1315
| 5550.7902 | 5419.3739 | 5417 | 5418.5933 | 5304.0692
| 5550.6052 | 5419.2908 | 5417 | 5418.5058 | 5303.6617
| 5550.4908 | 5419.0196 | 5417 | 5418.3673 | 5303.4357
| 5550.342 | 5418.9814 | 5417 | 5418.0064 | 5303.3308
| 5550.1621 | 5418.7961 | 5417 | 5417.994 | 5302.737
| 5550.1587 | 5418.778 | 5417 | 5417.9907 | 5302.4015
| 5549.974 | 5418.7229 | 5416 | 5417.8132 | 5301.9597
| 5549.9696 | 5418.6985 | 5416 | 5417.5707 | 5301.4969
| 5549.9579 | 5418.573 | 5416 | 5417.4159 | 5301.4484
| 5549.753 | 5418.5273 | 5416 | 5417.1528 | 5301.4283
| 5549.7081 | 5418.4507 | 5416 | 5417.0525 | 5301.389
| 5549.6677 | 5418.4417 | 5416 | 5416.8108 | 5301.3239
| 5549.456 | 5418.4303 | 5416 | 5416.7002 | 5301.1516
| 5549.4312 | 5418.4065 | 5416 | 5416.6927 | 5300.9658
| 5549.4233 | 5418.1033 | 5415 | 5416.58 | 5300.849
| 5549.4023 | 5418.0361 | 5415 | 5416.4817 | 5300.7748
| 5549.0015 | 5418.0242 | 5415 | 5416.0543 | 5300.2021
| 5548.8827 | 5417.9965 | 5415 | 5415.9782 | 5300.0348
| 5548.7672 | 5417.9238 | 5415 | 5415.2922 | 5300.025
| 5548.6548 | 5417.9024 | 5415 | 5414.9429 | 5299.8644
| 5548.5587 | 5417.8999 | 5415 | 5414.8683 | 5299.6234
| 5548.5312 | 5417.6082 | 5415 | 5414.777 | 5299.5382
| 5548.2624 | 5417.361 | 5415 | 5414.6638 | 5299.4801
| 5548.1932 | 5417.3081 | 5414 | 5414.6183 | 5299.3238
| 5548.0605 | 5417.0116 | 5414 | 5414.3475 | 5298.8697
| 5547.8294 | 5416.7456 | 5414 | 5414.2508 | 5298.8588
| 5547.7605 | 5416.6055 | 5414 | 5414.2274 | 5298.8206
| 5547.6684 | 5416.507 | 5414 | 5414.0324 | 5298.5662
| 5547.5977 | 5416.3679 | 5413 | 5414.02 | 5298.4291
| 5547.4814 | 5416.1217 | 5413 | 5413.7383 | 5298.3474
| 5547.2416 | 5416.004 | 5413 | 5413.7163 | 5298.1631
| 5547.2402 | 5415.991 | 5413 | 5413.4371 | 5297.975
| 5547.1077 | 5415.7712 | 5413 | 5413.3309 | 5297.8296
| 5547.0545 | 5415.6993 | 5413 | 5413.3072 | 5297.7742
| 5546.5741 | 5415.5786 | 5413 | 5413.2898 | 5297.7617
| 5546.4721 | 5415.5456 | 5412 | 5413.0894 | 5297.7384
| 5546.3955 | 5415.1785 | 5412 | 5412.8517 | 5297.5523
| 5546.2149 | 5414.9082 | 5412 | 5412.8516 | 5297.5345
| 5546.0864 | 5414.9003 | 5411 | 5412.6892 | 5297.4697
| 5546.0586 | 5414.395 | 5411 | 5412.6859 | 5297.1461
| 5545.9792 | 5414.3403 | 5411 | 5412.5692 | 5297.0195
| 5545.8766 | 5414.1823 | 5411 | 5412.5671 | 5296.973
| 5545.6873 | 5413.923 | 5410 | 5412.3397 | 5296.96
| 5545.3094 | 5413.9146 | 5410 | 5412.1769 | 5296.9198
| 5545.192 | 5413.8244 | 5410 | 5412.1334 | 5296.9105
| 5545.1665 | 5413.6672 | 5410 | 5411.948 | 5296.7218
| 5545.1385 | 5413.6663 | 5410 | 5411.5394 | 5296.3094
| 5545.0029 | 5413.5028 | 5410 | 5411.443 | 5295.9901
| 5544.9266 | 5413.4495 | 5410 | 5411.3887 | 5295.7204
| 5544.8294 | 5413.0924 | 5409 | 5411.2194 | 5295.6423
| 5544.7684 | 5413.0813 | 5409 | 5411.2061 | 5295.6298
| 5544.7417 | 5412.7892 | 5409 | 5411.1303 | 5295.4618
| 5544.7054 | 5412.7824 | 5409 | 5411.1202 | 5295.37
| 5544.65 | 5412.7708 | 5408 | 5410.5809 | 5295.3253
| 5544.5965 | 5412.627 | 5408 | 5410.5568 | 5295.1288
| 5544.5198 | 5412.3709 | 5408 | 5410.3127 | 5294.8544
| 5544.4786 | 5412.3373 | 5408 | 5410.2032 | 5294.7452
| 5543.883 | 5412.254 | 5408 | 5410.1603 | 5294.6763
| 5543.8768 | 5412.0668 | 5408 | 5410.1142 | 5294.6214
| 5543.789 | 5412.0417 | 5408 | 5409.9576 | 5294.5
| 5543.6138 | 5411.9196 | 5407 | 5409.5595 | 5294.4948
| 5543.2711 | 5411.5811 | 5407 | 5409.3339 | 5294.3018
| 5543.1558 | 5411.5127 | 5407 | 5409.1232 | 5293.9644
| 5543.1274 | 5411.4851 | 5407 | 5408.9765 | 5293.9626
| 5543.055 | 5411.2809 | 5407 | 5408.9323 | 5293.7876
| 5542.9127 | 5411.2707 | 5407 | 5408.8427 | 5293.542
| 5542.9002 | 5411.2466 | 5407 | 5408.7589 | 5293.1157
| 5542.7007 | 5411.0206 | 5406 | 5408.7145 | 5292.8067
| 5542.5653 | 5410.8961 | 5406 | 5408.677 | 5292.6184
| 5542.5094 | 5410.6512 | 5406 | 5408.5786 | 5292.5915
| 5542.3489 | 5410.5749 | 5406 | 5408.2566 | 5292.3081
| 5542.2804 | 5410.4483 | 5406 | 5407.8701 | 5292.1718
| 5542.1957 | 5410.3318 | 5406 | 5407.5549 | 5291.9766
| 5542.145 | 5410.1395 | 5406 | 5407.5449 | 5291.9044
| 5542.1188 | 5410.1218 | 5406 | 5407.4552 | 5291.8044
| 5541.8981 | 5409.838 | 5406 | 5407.4453 | 5291.6268
| 5541.4072 | 5409.768 | 5405 | 5407.2517 | 5291.4917
| 5541.292 | 5409.5516 | 5405 | 5407.1981 | 5291.3544
| 5541.1087 | 5409.5389 | 5405 | 5406.8679 | 5291.2786
| 5540.954 | 5409.485 | 5405 | 5406.7538 | 5291.2355
| 5540.6982 | 5409.1021 | 5405 | 5406.6655 | 5291.0014
| 5540.6093 | 5408.968 | 5405 | 5406.4565 | 5290.8792
| 5540.127 | 5408.821 | 5405 | 5406.1711 | 5290.5261
| 5540.0777 | 5408.4832 | 5405 | 5406.1673 | 5290.4592
| 5539.972 | 5408.4436 | 5405 | 5406.0865 | 5289.8663
| 5539.8878 | 5408.3133 | 5405 | 5405.9191 | 5288.9316
| 5539.7803 | 5408.257 | 5404 | 5405.8205 | 5288.8513
| 5539.7468 | 5408.2557 | 5404 | 5405.8032 | 5288.7555
| 5539.7262 | 5408.2531 | 5404 | 5405.7052 | 5288.5043
| 5539.7121 | 5408.0712 | 5404 | 5405.5307 | 5288.2155
| 5539.6745 | 5407.9826 | 5404 | 5405.5185 | 5288.2008
| 5539.1408 | 5407.9614 | 5404 | 5405.4502 | 5287.9563
| 5538.9177 | 5407.7751 | 5403 | 5405.2862 | 5287.6222
| 5538.8818 | 5407.6381 | 5403 | 5404.8336 | 5287.2666
| 5538.8678 | 5407.4146 | 5403 | 5404.7949 | 5287.1066
| 5538.7143 | 5406.9692 | 5403 | 5404.7519 | 5286.655
| 5538.7005 | 5406.8817 | 5403 | 5404.6991 | 5286.5797
| 5538.5568 | 5406.8663 | 5403 | 5404.6369 | 5286.523
| 5538.5503 | 5406.688 | 5403 | 5404.3565 | 5286.4828
| 5538.4372 | 5406.5727 | 5403 | 5403.7298 | 5286.3034
| 5538.2874 | 5406.5335 | 5402 | 5403.5465 | 5286.3019
| 5538.0232 | 5406.5313 | 5402 | 5403.476 | 5286.2977
| 5537.9413 | 5406.1636 | 5402 | 5403.3233 | 5285.9863
| 5537.8042 | 5406.0616 | 5402 | 5403.3201 | 5285.9644
| 5537.7296 | 5406.0196 | 5402 | 5403.3103 | 5285.8408
| 5537.552 | 5405.9672 | 5402 | 5402.9054 | 5285.6944
| 5537.4779 | 5405.6643 | 5402 | 5402.8067 | 5285.5049
| 5537.4586 | 5405.3185 | 5402 | 5402.5088 | 5285.2126
| 5537.4005 | 5405.0769 | 5402 | 5402.1877 | 5285.0907
| 5537.2913 | 5405.067 | 5402 | 5401.9922 | 5285.0787
| 5536.9745 | 5404.8817 | 5402 | 5401.6945 | 5284.875
| 5536.9614 | 5404.7364 | 5401 | 5401.6369 | 5284.812
| 5536.8939 | 5404.6359 | 5401 | 5401.3885 | 5284.506
| 5536.7009 | 5404.6104 | 5401 | 5401.1898 | 5284.4329
| 5536.6806 | 5404.5674 | 5401 | 5401.1289 | 5284.4208
| 5536.4593 | 5404.549 | 5401 | 5400.8358 | 5284.3169
| 5536.3355 | 5404.471 | 5401 | 5400.8239 | 5284.1976
| 5536.314 | 5404.337 | 5401 | 5400.7667 | 5283.741
| 5536.3114 | 5404.3011 | 5400 | 5400.5972 | 5283.5925
| 5536.0088 | 5404.1624 | 5400 | 5400.5051 | 5283.4268
| 5535.9453 | 5403.9152 | 5400 | 5400.4899 | 5283.3572
| 5535.8143 | 5403.8965 | 5400 | 5399.9918 | 5283.2656
| 5535.6936 | 5403.8088 | 5400 | 5399.9565 | 5283.1773
| 5535.6541 | 5403.7632 | 5400 | 5399.9438 | 5283.0307
| 5535.4797 | 5403.6081 | 5400 | 5399.6093 | 5282.8457
| 5535.426 | 5403.2758 | 5400 | 5399.4391 | 5282.6405
| 5535.347 | 5403.1262 | 5399 | 5399.3058 | 5282.6011
| 5535.3121 | 5402.8571 | 5399 | 5399.293 | 5282.5667
| 5535.1332 | 5402.7034 | 5399 | 5399.1318 | 5282.5574
| 5534.9804 | 5402.4828 | 5399 | 5399.0944 | 5282.5271
| 5534.9137 | 5402.1706 | 5399 | 5399.0758 | 5282.4457
| 5534.8005 | 5402.0725 | 5399 | 5398.9685 | 5282.2835
| 5534.4941 | 5401.8735 | 5398 | 5398.7042 | 5282.2636
| 5534.4433 | 5401.8107 | 5398 | 5398.6941 | 5282.2144
| 5534.2651 | 5401.8021 | 5398 | 5398.5349 | 5281.9382
| 5534.2525 | 5401.797 | 5398 | 5398.4289 | 5281.9098
| 5534.0701 | 5401.7349 | 5398 | 5398.1753 | 5281.7874
| 5534.0188 | 5401.6323 | 5398 | 5397.7708 | 5281.756
| 5533.9165 | 5401.6261 | 5398 | 5397.675 | 5281.7119
| 5533.8677 | 5401.6216 | 5397 | 5396.9952 | 5281.6328
| 5533.7964 | 5401.6177 | 5397 | 5396.8224 | 5281.2722
| 5533.6263 | 5401.4161 | 5397 | 5396.4212 | 5281.2714
| 5533.5812 | 5401.3383 | 5397 | 5396.3657 | 5281.0955
| 5533.536 | 5401.2895 | 5397 | 5396.2737 | 5281.0758
| 5533.3083 | 5400.7266 | 5397 | 5396.0997 | 5281.0629
| 5533.2444 | 5400.5694 | 5397 | 5395.8745 | 5280.7932
| 5533.2199 | 5400.4881 | 5397 | 5395.7666 | 5280.7586
| 5532.9058 | 5400.2407 | 5396 | 5395.6511 | 5280.7275
| 5532.8755 | 5400.2065 | 5396 | 5395.4082 | 5280.5859
| 5532.8345 | 5400.0187 | 5396 | 5395.394 | 5280.5402
| 5532.6808 | 5399.9492 | 5396 | 5395.3312 | 5280.5054
| 5532.5769 | 5399.9277 | 5396 | 5395.2613 | 5280.3187
| 5532.3912 | 5399.568 | 5396 | 5395.017 | 5280.2897
| 5532.3659 | 5399.2612 | 5396 | 5394.8637 | 5280.2861
| 5532.1833 | 5399.1968 | 5396 | 5394.6271 | 5280.2405
| 5532.1366 | 5399.1921 | 5396 | 5394.4124 | 5280.1681
| 5531.9233 | 5399.1521 | 5396 | 5394.3878 | 5279.8247
| 5531.8617 | 5399.062 | 5395 | 5394.1483 | 5279.5774
| 5531.8539 | 5399.0334 | 5395 | 5393.9146 | 5279.4897
| 5531.5753 | 5398.9688 | 5395 | 5393.6992 | 5279.3972
| 5531.5526 | 5398.8205 | 5395 | 5393.5687 | 5279.0781
| 5531.5119 | 5398.7132 | 5395 | 5393.397 | 5279.0634
| 5531.5016 | 5398.3621 | 5394 | 5393.357 | 5278.6015
| 5531.4407 | 5398.2726 | 5394 | 5393.3333 | 5278.5921
| 5531.374 | 5398.2506 | 5394 | 5393.0026 | 5278.5348
| 5531.3124 | 5398.0679 | 5394 | 5392.9664 | 5278.5142
| 5530.8873 | 5398.0341 | 5394 | 5392.9376 | 5278.4347
| 5530.6991 | 5398.017 | 5394 | 5392.8575 | 5278.4009
| 5530.681 | 5397.9298 | 5393 | 5392.7221 | 5278.1787
| 5530.6152 | 5397.6713 | 5393 | 5392.6118 | 5278.1551
| 5530.6052 | 5397.5854 | 5393 | 5392.5359 | 5278.0565
| 5530.521 | 5397.3272 | 5393 | 5392.3282 | 5278.0107
| 5530.2644 | 5397.2999 | 5393 | 5392.3094 | 5277.8851
| 5530.2346 | 5397.0454 | 5393 | 5392.0913 | 5277.8672
| 5529.9733 | 5396.9874 | 5392 | 5392.0804 | 5277.7299
| 5529.873 | 5396.8947 | 5392 | 5391.9496 | 5277.5554
| 5529.8648 | 5396.8018 | 5392 | 5391.9248 | 5277.5352
| 5529.7697 | 5396.7842 | 5392 | 5391.922 | 5277.4193
| 5529.6275 | 5396.574 | 5392 | 5391.6053 | 5277.2897
| 5529.5556 | 5396.3958 | 5392 | 5390.9864 | 5277.2121
| 5529.549 | 5396.2261 | 5392 | 5390.9051 | 5277.2073
| 5529.5159 | 5396.1198 | 5392 | 5390.368 | 5277.1674
| 5529.505 | 5395.9941 | 5392 | 5389.9683 | 5277.1627
| 5529.352 | 5395.8671 | 5392 | 5389.7941 | 5277.1452
| 5529.1843 | 5395.6312 | 5392 | 5389.5631 | 5277.1179
| 5528.98 | 5395.5113 | 5391 | 5389.3318 | 5276.9709
| 5528.8684 | 5395.3243 | 5391 | 5389.2642 | 5276.9624
| 5528.7319 | 5395.3112 | 5391 | 5389.2539 | 5276.7857
| 5528.7021 | 5394.995 | 5391 | 5389.1966 | 5276.7099
| 5528.6687 | 5394.9849 | 5391 | 5389.1444 | 5276.5145
| 5528.5542 | 5394.8956 | 5391 | 5388.9526 | 5276.5012
| 5528.4744 | 5394.6862 | 5391 | 5388.7419 | 5276.352
| 5528.3846 | 5394.1215 | 5391 | 5388.6827 | 5276.1499
| 5528.2115 | 5394.0763 | 5390 | 5388.6018 | 5276.146
| 5527.9311 | 5393.9919 | 5390 | 5388.4176 | 5275.8497
| 5527.6877 | 5393.9454 | 5390 | 5388.3718 | 5275.7901
| 5527.5115 | 5393.7723 | 5390 | 5388.3322 | 5275.5508
| 5527.4638 | 5393.4413 | 5390 | 5387.8705 | 5275.5259
| 5527.2395 | 5393.32 | 5390 | 5387.3471 | 5275.5055
| 5527.218 | 5393.0552 | 5390 | 5387.2253 | 5275.4171
| 5527.2162 | 5392.7494 | 5390 | 5387.2204 | 5275.356
| 5527.1556 | 5392.6894 | 5390 | 5387.1336 | 5274.893
| 5527.1145 | 5392.6393 | 5390 | 5386.9962 | 5274.6777
| 5527.1106 | 5392.427 | 5390 | 5386.6301 | 5274.3615
| 5527.0308 | 5392.2245 | 5390 | 5386.5726 | 5274.2246
| 5527.0155 | 5392.1975 | 5389 | 5386.3495 | 5274.2198
| 5526.8781 | 5391.7104 | 5389 | 5385.7898 | 5273.9282
| 5526.8188 | 5391.6119 | 5389 | 5385.4571 | 5273.9059
| 5526.7849 | 5391.5998 | 5389 | 5385.4463 | 5273.7251
| 5526.7186 | 5391.3478 | 5389 | 5385.432 | 5273.5593
| 5526.6751 | 5391.3099 | 5389 | 5385.4039 | 5273.2813
| 5526.6701 | 5391.214 | 5388 | 5385.2522 | 5272.9643
| 5526.3612 | 5391.1898 | 5388 | 5385.1636 | 5272.586
| 5526.3092 | 5391.0151 | 5388 | 5385.1522 | 5272.2288
| 5526.1393 | 5390.925 | 5388 | 5385.1187 | 5272.1239
| 5525.9904 | 5390.8671 | 5388 | 5385.0277 | 5272.0412
| 5525.9831 | 5390.6779 | 5388 | 5384.687 | 5271.9984
| 5525.9169 | 5390.6083 | 5388 | 5384.5574 | 5271.9962
| 5525.6645 | 5390.1731 | 5387 | 5384.5226 | 5271.8743
| 5525.4344 | 5390.156 | 5387 | 5384.5188 | 5271.7769
| 5525.3065 | 5390.087 | 5387 | 5383.8799 | 5271.6679
| 5525.2945 | 5389.9158 | 5387 | 5383.729 | 5271.5837
| 5525.2075 | 5389.6164 | 5387 | 5383.6844 | 5271.2342
| 5525.1982 | 5389.5374 | 5387 | 5383.621 | 5270.7102
| 5525.0397 | 5389.5221 | 5387 | 5383.3932 | 5270.6927
| 5524.9447 | 5389.4366 | 5386 | 5383.2692 | 5270.6572
| 5524.9403 | 5389.3286 | 5386 | 5383.1186 | 5270.6347
| 5524.7465 | 5389.2863 | 5386 | 5383.0543 | 5270.4807
| 5524.6442 | 5389.1957 | 5386 | 5382.0929 | 5270.2429
| 5524.6437 | 5389.1309 | 5385 | 5382.0862 | 5270.2408
| 5524.584 | 5388.9183 | 5385 | 5381.9646 | 5269.9403
| 5524.5814 | 5388.7871 | 5385 | 5381.5642 | 5269.2232
| 5524.3831 | 5388.7612 | 5385 | 5381.5087 | 5269.0988
| 5524.3523 | 5388.7098 | 5385 | 5381.4726 | 5268.8648
| 5524.3448 | 5388.6265 | 5385 | 5381.43 | 5268.7532
| 5524.2946 | 5388.6128 | 5385 | 5381.2423 | 5268.6965
| 5524.2189 | 5388.5365 | 5385 | 5381.0892 | 5268.5201
| 5523.9444 | 5388.5291 | 5384 | 5380.6096 | 5268.4002
| 5523.8389 | 5388.3886 | 5384 | 5380.5658 | 5268.3169
| 5523.7734 | 5388.3093 | 5384 | 5380.5323 | 5268.1619
| 5523.7385 | 5388.2689 | 5384 | 5380.5213 | 5267.3719
| 5523.6858 | 5388.1196 | 5383 | 5380.4198 | 5267.3233
| 5523.6014 | 5388.0433 | 5383 | 5380.228 | 5267.189
| 5523.514 | 5387.9421 | 5383 | 5380.1466 | 5267.0903
| 5523.2604 | 5387.7936 | 5383 | 5379.8265 | 5266.8937
| 5523.015 | 5387.7296 | 5383 | 5379.8186 | 5266.8691
| 5522.9205 | 5387.4432 | 5383 | 5379.7775 | 5266.8482
| 5522.8253 | 5387.1106 | 5382 | 5379.7223 | 5266.8016
| 5522.7872 | 5387.1076 | 5382 | 5379.7035 | 5266.7797
| 5522.6774 | 5386.9659 | 5382 | 5379.5708 | 5266.7525
| 5522.2945 | 5386.6722 | 5382 | 5379.4406 | 5266.7157
| 5522.0691 | 5386.3075 | 5382 | 5379.278 | 5266.6061
| 5522.0231 | 5386.0889 | 5382 | 5379.1996 | 5266.3763
| 5521.8195 | 5386.0725 | 5382 | 5379.1878 | 5266.1047
| 5521.8176 | 5385.9613 | 5382 | 5379.1867 | 5265.9529
| 5521.7952 | 5385.6688 | 5382 | 5379.1683 | 5265.8296
| 5521.7601 | 5385.6086 | 5382 | 5378.9857 | 5265.8122
| 5521.5637 | 5385.5012 | 5382 | 5378.958 | 5265.4846
| 5521.3756 | 5385.3977 | 5381 | 5378.9106 | 5265.2621
| 5521.2094 | 5385.3734 | 5381 | 5378.7407 | 5265.1242
| 5521.1735 | 5385.2751 | 5381 | 5378.7285 | 5264.9191
| 5521.1012 | 5385.2219 | 5381 | 5378.611 | 5264.8528
| 5521.0302 | 5385.1556 | 5381 | 5378.5457 | 5264.4262
| 5520.8671 | 5385.0715 | 5381 | 5378.1164 | 5264.4087
| 5520.8448 | 5384.9916 | 5381 | 5377.8976 | 5263.9149
| 5520.6327 | 5384.9226 | 5381 | 5377.8852 | 5263.5249
| 5520.5862 | 5384.9009 | 5381 | 5377.8555 | 5263.5247
| 5520.5335 | 5384.7692 | 5381 | 5377.8327 | 5263.3419
| 5520.2487 | 5384.6672 | 5380 | 5377.76 | 5263.2847
| 5520.2438 | 5384.5805 | 5380 | 5377.409 | 5263.0528
| 5520.1398 | 5384.5065 | 5380 | 5377.1269 | 5263.0182
| 5519.9304 | 5384.455 | 5380 | 5376.5681 | 5262.7644
| 5519.9288 | 5384.4332 | 5380 | 5376.5505 | 5262.7281
| 5519.7265 | 5384.367 | 5380 | 5376.4885 | 5262.6751
| 5519.7074 | 5384.3481 | 5380 | 5376.4783 | 5262.6278
| 5519.6116 | 5383.8801 | 5379 | 5376.2033 | 5262.2351
| 5519.5971 | 5383.8016 | 5379 | 5376.0166 | 5262.2183
| 5519.292 | 5383.7264 | 5379 | 5375.7169 | 5262.0373
| 5519.2756 | 5383.6187 | 5379 | 5375.7068 | 5262.0162
| 5519.1923 | 5383.5836 | 5379 | 5375.5238 | 5261.8971
| 5519.1793 | 5383.2796 | 5379 | 5375.1993 | 5261.6239
| 5519.0657 | 5383.0017 | 5379 | 5375.0651 | 5261.487
| 5518.2284 | 5382.8108 | 5379 | 5374.898 | 5261.2614
| 5518.1859 | 5382.6981 | 5379 | 5374.6984 | 5261.2033
| 5518.1283 | 5382.63 | 5378 | 5374.6869 | 5261.1721
| 5518.1212 | 5382.5267 | 5378 | 5374.6533 | 5260.9053
| 5517.8849 | 5382.4374 | 5378 | 5374.1915 | 5260.8707
| 5517.7769 | 5382.3812 | 5378 | 5374.1442 | 5260.849
| 5517.6632 | 5382.3384 | 5378 | 5373.7872 | 5260.6921
| 5517.6046 | 5382.2874 | 5378 | 5373.7082 | 5260.6719
| 5517.5647 | 5382.1579 | 5378 | 5373.7031 | 5260.3082
| 5517.4921 | 5382.1243 | 5377 | 5373.4442 | 5260.2147
| 5517.428 | 5381.528 | 5377 | 5373.3742 | 5259.9619
| 5517.1822 | 5381.4072 | 5377 | 5373.3322 | 5258.9037
| 5517.1231 | 5381.2375 | 5377 | 5373.2487 | 5258.7843
| 5516.8879 | 5381.1761 | 5377 | 5373.2284 | 5258.6914
| 5516.8221 | 5381.1584 | 5377 | 5373.2188 | 5258.6154
| 5516.6329 | 5381.1462 | 5377 | 5373.2114 | 5258.1815
| 5516.4133 | 5380.9117 | 5377 | 5373.0362 | 5258.0373
| 5516.4044 | 5380.5054 | 5377 | 5372.9308 | 5257.9021
| 5516.3457 | 5380.267 | 5377 | 5372.8868 | 5257.8934
| 5516.2349 | 5380.2448 | 5377 | 5372.4376 | 5257.5235
| 5516.0378 | 5380.0745 | 5376 | 5372.2079 | 5257.0598
| 5515.8413 | 5379.7791 | 5376 | 5372.1924 | 5257.0028
| 5515.731 | 5379.4469 | 5376 | 5372.1566 | 5256.9927
| 5515.7207 | 5379.4019 | 5376 | 5371.9946 | 5256.7362
| 5515.6886 | 5379.3775 | 5376 | 5371.8507 | 5256.718
| 5515.4228 | 5379.2548 | 5376 | 5371.5149 | 5256.4132
| 5515.4015 | 5378.9788 | 5376 | 5371.1376 | 5256.3638
| 5515.3383 | 5378.7519 | 5376 | 5370.8527 | 5256.2465
| 5515.2454 | 5378.4145 | 5375 | 5370.6202 | 5256.1389
| 5515.1536 | 5378.3585 | 5375 | 5370.3925 | 5255.7167
| 5514.9652 | 5378.1058 | 5375 | 5370.2333 | 5255.7096
| 5514.7081 | 5378.0683 | 5375 | 5370.1151 | 5255.558
| 5514.6667 | 5377.9667 | 5374 | 5369.8964 | 5255.5511
| 5514.4856 | 5377.8617 | 5374 | 5369.8772 | 5255.3345
| 5514.4132 | 5377.7735 | 5374 | 5369.8508 | 5254.7874
| 5514.1001 | 5377.7579 | 5374 | 5369.8101 | 5254.7224
| 5514.0345 | 5377.6515 | 5373 | 5369.5828 | 5254.4072
| 5514.015 | 5377.6078 | 5373 | 5369.2566 | 5254.3469
| 5513.9908 | 5377.5722 | 5373 | 5369.1709 | 5254.0931
| 5513.7522 | 5377.0617 | 5373 | 5368.8943 | 5254.0473
| 5513.735 | 5376.9686 | 5373 | 5368.7038 | 5253.575
| 5513.6219 | 5376.9002 | 5373 | 5368.4907 | 5253.5542
| 5513.606 | 5376.7572 | 5373 | 5368.4674 | 5253.0857
| 5513.5828 | 5376.5161 | 5373 | 5368.2942 | 5253.0281
| 5513.5185 | 5376.3779 | 5372 | 5368.1152 | 5252.5438
| 5513.3463 | 5376.3471 | 5372 | 5368.0829 | 5252.1401
| 5513.3338 | 5376.285 | 5372 | 5368.0712 | 5252.063
| 5513.1048 | 5376.1745 | 5372 | 5367.8317 | 5251.9334
| 5512.9777 | 5375.8734 | 5372 | 5367.7798 | 5251.717
| 5512.6769 | 5375.8394 | 5372 | 5367.5688 | 5251.6259
| 5512.5121 | 5375.6214 | 5372 | 5367.3277 | 5251.597
| 5512.453 | 5375.4536 | 5371 | 5367.2285 | 5251.5275
| 5512.345 | 5375.3522 | 5371 | 5366.9455 | 5251.1737
| 5512.3415 | 5375.2187 | 5371 | 5366.809 | 5250.5469
| 5512.0617 | 5375.1874 | 5371 | 5366.7764 | 5250.4801
| 5511.8838 | 5375.0224 | 5371 | 5366.6291 | 5250.4089
| 5511.7903 | 5374.9902 | 5371 | 5366.612 | 5250.0495
| 5511.6404 | 5374.9298 | 5371 | 5366.5251 | 5249.8789
| 5511.6246 | 5374.8915 | 5371 | 5366.4614 | 5249.8496
| 5511.5941 | 5374.714 | 5371 | 5366.146 | 5249.8127
| 5511.5547 | 5374.6827 | 5371 | 5366.099 | 5249.7581
| 5511.1438 | 5374.5937 | 5371 | 5365.9277 | 5249.5477
| 5511 | 5374.5436 | 5370 | 5365.499 | 5249.1317
| 5510.8336 | 5374.5172 | 5370 | 5365.4945 | 5248.997
| 5509.8777 | 5374.4669 | 5369 | 5365.4827 | 5248.8581
| 5509.8345 | 5374.4525 | 5369 | 5365.1097 | 5248.2235
| 5509.7423 | 5374.3627 | 5369 | 5364.9374 | 5248.2118
| 5509.6527 | 5374.2871 | 5369 | 5364.7267 | 5248.1769
| 5509.4574 | 5374.28 | 5369 | 5364.5165 | 5248.0946
| 5509.4471 | 5374.2259 | 5369 | 5364.3384 | 5248.0533
| 5509.3483 | 5374.1088 | 5369 | 5364.3146 | 5248.0187
| 5508.9114 | 5374.0469 | 5369 | 5364.1226 | 5247.91
| 5508.8874 | 5374.0443 | 5369 | 5364.0716 | 5247.8704
| 5508.8194 | 5373.8435 | 5369 | 5363.6384 | 5247.8631
| 5508.7434 | 5373.7636 | 5368 | 5363.4402 | 5247.4784
| 5508.6955 | 5373.7318 | 5368 | 5363.389 | 5247.4106
| 5508.2845 | 5373.6661 | 5368 | 5363.2551 | 5247.0683
| 5508.2128 | 5373.6161 | 5368 | 5363.1552 | 5246.9844
| 5508.1847 | 5373.5205 | 5368 | 5363.0967 | 5246.7718
| 5508.1052 | 5373.3941 | 5368 | 5362.9179 | 5246.6776
| 5507.6917 | 5373.3678 | 5368 | 5362.6691 | 5246.6615
| 5507.665 | 5373.1238 | 5368 | 5362.6128 | 5246.5628
| 5507.5762 | 5373.0918 | 5367 | 5362.3271 | 5246.428
| 5507.5399 | 5372.9331 | 5367 | 5362.0991 | 5246.309
| 5507.3639 | 5372.7973 | 5367 | 5362.0009 | 5246.243
| 5507.3551 | 5372.5016 | 5367 | 5361.9375 | 5245.9509
| 5506.9189 | 5372.1642 | 5367 | 5361.6365 | 5245.6819
| 5506.7859 | 5371.9843 | 5367 | 5361.4754 | 5245.2592
| 5506.1497 | 5371.7838 | 5367 | 5361.3232 | 5245.2391
| 5506.1011 | 5371.5898 | 5366 | 5360.995 | 5245.2007
| 5505.8457 | 5371.2112 | 5366 | 5360.9774 | 5244.5798
| 5505.8412 | 5371.1463 | 5366 | 5360.965 | 5244.3664
| 5505.761 | 5370.5786 | 5366 | 5360.7856 | 5244.2986
| 5505.6282 | 5370.5152 | 5366 | 5360.7643 | 5244.1006
| 5505.5333 | 5370.2375 | 5366 | 5360.4771 | 5243.4167
| 5505.5053 | 5370.0167 | 5365 | 5360.4369 | 5243.3834
| 5505.4464 | 5369.9637 | 5365 | 5360.4029 | 5243.2575
| 5505.1558 | 5369.8895 | 5365 | 5360.3964 | 5243.1668
| 5505.1374 | 5369.612 | 5365 | 5360.3746 | 5243.0239
| 5504.7096 | 5369.5139 | 5365 | 5360.3176 | 5243.0215
| 5504.43 | 5368.7138 | 5365 | 5360.1478 | 5242.5634
| 5504.204 | 5368.7097 | 5365 | 5360.0855 | 5242.2327
| 5503.759 | 5368.6957 | 5365 | 5359.7715 | 5242.189
| 5503.6346 | 5368.6154 | 5365 | 5359.7465 | 5242.0049
| 5503.5174 | 5368.6144 | 5365 | 5359.6911 | 5241.9726
| 5503.4504 | 5368.6057 | 5365 | 5359.5017 | 5241.9381
| 5503.2571 | 5368.546 | 5365 | 5359.4893 | 5241.6893
| 5502.6802 | 5368.4839 | 5365 | 5359.455 | 5241.4222
| 5502.6659 | 5368.4726 | 5365 | 5359.3388 | 5241.3452
| 5502.5976 | 5368.4364 | 5364 | 5359.2847 | 5241.2247
| 5502.5906 | 5368.1235 | 5364 | 5359.1483 | 5241.0743
| 5502.3977 | 5368.0785 | 5364 | 5359.1246 | 5240.6173
| 5502.3043 | 5367.9945 | 5364 | 5359.0785 | 5240.5283
| 5502.1124 | 5367.7967 | 5364 | 5358.823 | 5240.3006
| 5501.9689 | 5367.6847 | 5364 | 5358.8101 | 5240.2601
| 5501.9188 | 5367.3393 | 5364 | 5358.6147 | 5240.2372
| 5501.2761 | 5367.3315 | 5364 | 5358.4666 | 5240.1915
| 5501.2604 | 5367.2969 | 5364 | 5358.4251 | 5239.9825
| 5500.9221 | 5367.1156 | 5364 | 5358.3546 | 5239.9231
| 5500.871 | 5366.9431 | 5363 | 5357.9824 | 5239.8787
| 5500.7762 | 5366.8706 | 5363 | 5357.9345 | 5239.8091
| 5500.4681 | 5366.7041 | 5363 | 5357.8613 | 5239.7583
| 5500.3452 | 5366.5404 | 5363 | 5357.8259 | 5239.5666
| 5500.3145 | 5366.4937 | 5363 | 5357.6647 | 5239.3934
| 5500.2109 | 5366.4686 | 5363 | 5357.3881 | 5239.3131
| 5499.9351 | 5366.4361 | 5363 | 5357.2908 | 5239.1881
| 5499.8222 | 5366.0858 | 5362 | 5357.2585 | 5239.1596
| 5499.6286 | 5365.9253 | 5362 | 5357.174 | 5239.0693
| 5499.6077 | 5365.9022 | 5362 | 5357.1658 | 5238.9382
| 5499.5537 | 5365.4811 | 5362 | 5357.1097 | 5238.9182
| 5499.4575 | 5365.4348 | 5362 | 5356.877 | 5238.8757
| 5499.1853 | 5365.371 | 5362 | 5356.8508 | 5238.7918
| 5499.1388 | 5365.367 | 5362 | 5356.7873 | 5238.7664
| 5499.0393 | 5365.3468 | 5362 | 5356.784 | 5238.7104
| 5498.929 | 5365.1577 | 5362 | 5356.4516 | 5238.3507
| 5498.927 | 5365.1532 | 5362 | 5356.4321 | 5238.204
| 5498.6047 | 5364.9593 | 5362 | 5356.3934 | 5238.1567
| 5498.5797 | 5364.9147 | 5361 | 5356.2792 | 5238.0565
| 5498.3956 | 5364.6474 | 5361 | 5355.9566 | 5237.6653
| 5497.9764 | 5364.359 | 5361 | 5355.6293 | 5237.6315
| 5497.881 | 5364.3532 | 5361 | 5355.3984 | 5237.2884
| 5497.8328 | 5364.3512 | 5360 | 5355.1116 | 5237.1983
| 5497.8296 | 5364.3016 | 5360 | 5355.0937 | 5237.1419
| 5497.8234 | 5364.2106 | 5360 | 5354.8493 | 5237.1123
| 5497.6796 | 5364.1328 | 5360 | 5354.682 | 5237.1067
| 5497.6015 | 5364.105 | 5360 | 5354.3634 | 5236.9625
| 5497.5685 | 5363.1574 | 5360 | 5354.0307 | 5236.8134
| 5497.4701 | 5363.1095 | 5360 | 5354.0184 | 5236.8037
| 5497.3932 | 5363.0907 | 5359 | 5353.9826 | 5236.4594
| 5497.3656 | 5363.0322 | 5359 | 5353.878 | 5236.2976
| 5497.0263 | 5362.928 | 5359 | 5353.714 | 5236.1454
| 5496.9747 | 5362.7963 | 5359 | 5353.027 | 5236.059
| 5496.963 | 5362.6739 | 5359 | 5352.9198 | 5236.0377
| 5496.8431 | 5362.6213 | 5359 | 5352.5976 | 5235.7966
| 5496.8058 | 5362.591 | 5359 | 5352.4157 | 5235.5524
| 5496.7153 | 5362.4828 | 5359 | 5352.0993 | 5235.3903
| 5496.6445 | 5362.4106 | 5359 | 5352.0474 | 5235.0481
| 5496.5093 | 5362.3103 | 5359 | 5351.9971 | 5234.9226
| 5496.2511 | 5362.1429 | 5359 | 5351.9785 | 5234.7387
| 5496.1328 | 5362.0566 | 5359 | 5351.8552 | 5234.5005
| 5496.0842 | 5362.0153 | 5359 | 5351.8117 | 5234.2927
| 5495.5203 | 5361.8691 | 5359 | 5351.8096 | 5234.1606
| 5495.0014 | 5361.7239 | 5359 | 5351.6189 | 5233.5839
| 5494.8652 | 5361.3768 | 5359 | 5351.5387 | 5233.4918
| 5494.8636 | 5360.9306 | 5358 | 5351.4948 | 5233.4672
| 5494.6129 | 5360.7848 | 5358 | 5351.2622 | 5233.1105
| 5494.5292 | 5360.3986 | 5358 | 5351.222 | 5232.895
| 5494.4977 | 5360.2962 | 5358 | 5351.1627 | 5232.8815
| 5494.4761 | 5360.1493 | 5358 | 5350.8446 | 5232.7565
| 5494.3263 | 5360.0804 | 5358 | 5350.7918 | 5232.6053
| 5494.2396 | 5359.9874 | 5358 | 5350.4637 | 5232.5554
| 5494.1897 | 5359.9383 | 5358 | 5350.3901 | 5232.486
| 5494.1194 | 5359.8165 | 5357 | 5350.1633 | 5232.432
| 5494.0262 | 5359.7207 | 5357 | 5350.0603 | 5232.2974
| 5493.9406 | 5359.3983 | 5357 | 5349.9948 | 5231.8581
| 5493.9155 | 5359.297 | 5357 | 5349.832 | 5231.8391
| 5493.6623 | 5359.2941 | 5357 | 5349.7304 | 5231.502
| 5493.6298 | 5359.0356 | 5356 | 5349.6839 | 5231.2652
| 5493.5824 | 5358.7948 | 5356 | 5349.6169 | 5231.128
| 5493.5446 | 5358.7688 | 5356 | 5349.6008 | 5231.0544
| 5493.4086 | 5358.0483 | 5356 | 5349.5734 | 5231.0258
| 5493.1986 | 5357.9483 | 5356 | 5349.5274 | 5230.9685
| 5493.1208 | 5357.7185 | 5356 | 5349.3918 | 5230.9207
| 5492.9851 | 5357.6412 | 5356 | 5349.3103 | 5230.875
| 5492.9008 | 5357.5076 | 5356 | 5349.3027 | 5230.86
| 5492.6395 | 5357.4181 | 5356 | 5349.2257 | 5230.6552
| 5492.5977 | 5357.3595 | 5355 | 5348.919 | 5230.4874
| 5492.3023 | 5357.2999 | 5355 | 5348.5631 | 5230.3553
| 5492.2133 | 5357.2369 | 5355 | 5348.3846 | 5230.2949
| 5492.2126 | 5357.0827 | 5355 | 5348.3345 | 5230.1648
| 5492.1327 | 5356.9991 | 5355 | 5348.091 | 5230.1631
| 5491.8583 | 5356.97 | 5355 | 5348.0822 | 5230.1079
| 5491.7592 | 5356.928 | 5355 | 5347.9115 | 5230.0723
| 5491.7092 | 5356.8973 | 5355 | 5347.68 | 5230.0409
| 5491.3442 | 5356.8295 | 5354 | 5347.4109 | 5229.6653
| 5491.1668 | 5356.63 | 5354 | 5347.0814 | 5229.3829
| 5491.0926 | 5356.5796 | 5354 | 5346.7883 | 5229.2719
| 5491.0722 | 5356.4685 | 5354 | 5346.4249 | 5229.2716
| 5491.0613 | 5356.2529 | 5354 | 5346.1069 | 5229.1091
| 5491.0471 | 5356.1129 | 5353 | 5345.7602 | 5229.0417
| 5491.0183 | 5355.8622 | 5353 | 5345.6632 | 5228.8506
| 5490.8638 | 5355.523 | 5353 | 5345.5389 | 5228.7503
| 5490.5336 | 5355.3699 | 5353 | 5345.3796 | 5228.6805
| 5490.3656 | 5355.3695 | 5353 | 5345.337 | 5228.5307
| 5490.2539 | 5355.342 | 5353 | 5345.1962 | 5228.4043
| 5489.9967 | 5355.2003 | 5353 | 5345.1635 | 5228.2687
| 5489.9114 | 5355.1579 | 5353 | 5345.0043 | 5228.2366
| 5489.6942 | 5354.488 | 5353 | 5344.9185 | 5228.1602
| 5489.5277 | 5354.451 | 5352 | 5344.7244 | 5228.0531
| 5489.4537 | 5354.2675 | 5352 | 5344.0831 | 5228.0056
| 5489.4051 | 5354.1054 | 5352 | 5343.9304 | 5227.848
| 5489.2649 | 5353.9595 | 5352 | 5343.6011 | 5227.7613
| 5489.0077 | 5353.8451 | 5352 | 5343.4948 | 5227.6082
| 5488.9002 | 5353.7026 | 5352 | 5343.477 | 5227.5236
| 5488.4979 | 5353.6445 | 5352 | 5343.2748 | 5227.5164
| 5488.4222 | 5353.5324 | 5352 | 5343.2014 | 5227.4093
| 5488.2774 | 5353.5307 | 5352 | 5343.0524 | 5227.2559
| 5488.2412 | 5353.4018 | 5351 | 5342.9901 | 5227.2324
| 5488.2221 | 5353.3336 | 5351 | 5342.9865 | 5226.9683
| 5487.7417 | 5353.2664 | 5351 | 5342.8652 | 5226.8931
| 5487.7137 | 5353.1885 | 5351 | 5342.6796 | 5226.819
| 5487.6784 | 5353.1577 | 5350 | 5342.6413 | 5226.7377
| 5487.5909 | 5353.1461 | 5350 | 5341.9958 | 5226.5603
| 5487.5675 | 5352.8768 | 5350 | 5341.9742 | 5226.2668
| 5487.5557 | 5352.857 | 5350 | 5341.7285 | 5226.2584
| 5487.4718 | 5352.7307 | 5350 | 5341.4669 | 5225.8811
| 5487.4681 | 5352.5465 | 5350 | 5341.3792 | 5225.7239
| 5487.4228 | 5352.4979 | 5349 | 5341.1918 | 5225.4709
| 5487.3216 | 5352.4046 | 5349 | 5340.8191 | 5225.4436
| 5487.1417 | 5352.2648 | 5349 | 5340.7886 | 5225.3812
| 5487.1285 | 5352.2546 | 5349 | 5340.686 | 5225.1804
| 5486.9726 | 5352.2363 | 5349 | 5340.4243 | 5224.1876
| 5486.8595 | 5351.9856 | 5348 | 5340.4078 | 5224.0853
| 5486.4464 | 5351.9701 | 5348 | 5340.2787 | 5224.0627
| 5486.3948 | 5351.9537 | 5348 | 5340.2356 | 5223.996
| 5486.2908 | 5351.8174 | 5348 | 5340.1961 | 5223.9488
| 5486.2643 | 5351.7898 | 5348 | 5340.0724 | 5223.943
| 5486.0613 | 5351.6332 | 5348 | 5340.0584 | 5223.7555
| 5486.0412 | 5351.5925 | 5348 | 5340.0467 | 5223.5629
| 5486.0402 | 5351.4864 | 5348 | 5339.8632 | 5223.0035
| 5485.7854 | 5351.4766 | 5347 | 5339.4089 | 5222.9426
| 5485.4805 | 5351.3814 | 5347 | 5338.8558 | 5222.9234
| 5485.3996 | 5351.0575 | 5347 | 5338.736 | 5222.8012
| 5485.399 | 5350.9397 | 5347 | 5338.641 | 5222.542
| 5485.2071 | 5350.7218 | 5347 | 5338.5706 | 5222.4186
| 5485.1196 | 5350.2517 | 5347 | 5338.5394 | 5222.3448
| 5485.1094 | 5350.1515 | 5347 | 5338.2705 | 5222.234
| 5485.0943 | 5349.8178 | 5347 | 5338.1927 | 5222.1715
| 5484.8077 | 5349.6984 | 5347 | 5338.0922 | 5222.1496
| 5484.7051 | 5349.5992 | 5347 | 5338.0122 | 5222.0944
| 5484.3196 | 5349.5426 | 5347 | 5337.6706 | 5221.9599
| 5484.1727 | 5349.3369 | 5347 | 5337.5989 | 5221.8912
| 5484.1368 | 5349.2501 | 5346 | 5337.1708 | 5221.782
| 5484.0414 | 5349.204 | 5346 | 5337.1539 | 5221.6306
| 5483.7657 | 5348.986 | 5346 | 5337.1067 | 5221.506
| 5483.7121 | 5348.8415 | 5346 | 5337.0545 | 5221.2871
| 5483.6864 | 5348.7626 | 5346 | 5337.0067 | 5221.2724
| 5483.5954 | 5348.5309 | 5346 | 5336.8962 | 5221.169
| 5483.5262 | 5348.5158 | 5345 | 5336.8918 | 5221.152
| 5483.3202 | 5348.2276 | 5345 | 5336.8509 | 5220.8187
| 5483.1932 | 5348.0542 | 5345 | 5336.7698 | 5220.5219
| 5483.1633 | 5348.0469 | 5345 | 5336.4516 | 5220.1133
| 5483.1537 | 5347.233 | 5345 | 5336.1697 | 5219.6338
| 5482.8965 | 5347.1832 | 5345 | 5336.1207 | 5219.5865
| 5482.4642 | 5347.0609 | 5345 | 5336.0706 | 5219.3435
| 5482.3167 | 5346.8573 | 5345 | 5335.8128 | 5219.1569
| 5482.2318 | 5346.7307 | 5345 | 5335.7668 | 5219.1157
| 5482.2063 | 5346.6002 | 5344 | 5335.5337 | 5218.941
| 5482.0357 | 5345.8014 | 5344 | 5335.3256 | 5218.8919
| 5482.028 | 5345.7873 | 5344 | 5335.1735 | 5218.6583
| 5482.0246 | 5345.5035 | 5344 | 5334.7356 | 5218.5984
| 5481.787 | 5345.5035 | 5344 | 5334.5895 | 5218.5927
| 5481.6523 | 5345.3316 | 5344 | 5334.5637 | 5218.464
| 5481.6329 | 5345.1042 | 5344 | 5334.4729 | 5218.4537
| 5481.2252 | 5345.0793 | 5344 | 5334.3502 | 5218.325
| 5480.3236 | 5345.0146 | 5343 | 5334.3097 | 5218.0059
| 5480.3121 | 5344.9891 | 5343 | 5334.2079 | 5217.7519
| 5480.141 | 5344.94 | 5343 | 5334.1624 | 5217.7272
| 5479.9767 | 5344.8067 | 5343 | 5333.9652 | 5217.7039
| 5479.7639 | 5344.5431 | 5343 | 5333.9305 | 5217.6106
| 5479.693 | 5344.5059 | 5343 | 5333.904 | 5217.3503
| 5479.6319 | 5344.3873 | 5343 | 5333.2598 | 5217.2834
| 5479.6165 | 5344.3705 | 5343 | 5333.1679 | 5217.2277
| 5479.5019 | 5344.3263 | 5343 | 5333.017 | 5217.2173
| 5479.4055 | 5344.3224 | 5343 | 5332.6366 | 5217.173
| 5479.0076 | 5344.3106 | 5342 | 5332.3822 | 5217.0901
| 5478.9726 | 5344.1586 | 5342 | 5332.1804 | 5216.8588
| 5478.8721 | 5344.1291 | 5342 | 5332.1238 | 5216.6808
| 5478.7578 | 5343.8639 | 5342 | 5331.8461 | 5216.5476
| 5478.6364 | 5343.5925 | 5342 | 5331.8228 | 5216.2514
| 5478.6331 | 5343.5547 | 5342 | 5331.4103 | 5215.925
| 5478.3599 | 5343.2291 | 5342 | 5331.3016 | 5215.7662
| 5478.3219 | 5342.6335 | 5342 | 5331.178 | 5215.756
| 5478.0072 | 5342.6097 | 5342 | 5330.899 | 5215.7047
| 5477.8905 | 5342.5499 | 5341 | 5330.8541 | 5215.6484
| 5477.8551 | 5342.4938 | 5341 | 5330.7094 | 5215.5931
| 5477.846 | 5342.3891 | 5341 | 5330.6087 | 5215.5701
| 5477.7457 | 5342.3438 | 5341 | 5329.9563 | 5215.4573
| 5477.6429 | 5342.309 | 5341 | 5329.774 | 5214.9053
| 5477.2857 | 5342.0549 | 5341 | 5329.6456 | 5214.8732
| 5477.0725 | 5341.639 | 5341 | 5329.6027 | 5214.7546
| 5476.8974 | 5341.2423 | 5340 | 5329.2636 | 5214.7306
| 5476.6815 | 5341.036 | 5340 | 5329.2627 | 5214.4781
| 5476.642 | 5341.0359 | 5340 | 5329.0225 | 5214.423
| 5476.5884 | 5340.8252 | 5340 | 5328.9322 | 5213.7614
| 5476.5741 | 5340.7889 | 5340 | 5328.7351 | 5213.5371
| 5476.4871 | 5340.5422 | 5340 | 5328.6713 | 5213.2784
| 5476.4653 | 5340.3094 | 5340 | 5328.5183 | 5213.2422
| 5476.4349 | 5340.1913 | 5339 | 5328.4344 | 5213.145
| 5476.2394 | 5340.0467 | 5339 | 5328.3459 | 5212.8253
| 5476.1539 | 5339.9977 | 5339 | 5328.1434 | 5212.7432
| 5476.041 | 5339.886 | 5339 | 5327.9327 | 5212.3967
| 5476.0207 | 5339.6923 | 5339 | 5327.6688 | 5212.3503
| 5475.6673 | 5339.6376 | 5339 | 5327.6172 | 5211.9899
| 5475.6661 | 5339.617 | 5339 | 5327.4671 | 5211.9519
| 5475.4978 | 5339.4601 | 5339 | 5327.4302 | 5211.9101
| 5475.2958 | 5339.2302 | 5339 | 5327.3038 | 5211.6358
| 5475.281 | 5339.1693 | 5339 | 5327.3011 | 5211.6135
| 5475.1529 | 5339.1163 | 5338 | 5327.2742 | 5211.3928
| 5475.1239 | 5339.0954 | 5338 | 5327.0552 | 5211.3578
| 5474.836 | 5338.7906 | 5338 | 5326.988 | 5211.115
| 5474.7169 | 5338.6409 | 5338 | 5326.9753 | 5211.0539
| 5474.6789 | 5338.3664 | 5337 | 5326.9707 | 5210.8696
| 5474.5759 | 5338.232 | 5337 | 5326.6996 | 5210.8658
| 5474.5752 | 5338.1751 | 5337 | 5326.546 | 5210.4078
| 5474.506 | 5338.1239 | 5337 | 5326.5194 | 5209.9883
| 5474.4257 | 5338.0618 | 5337 | 5326.1204 | 5209.9512
| 5474.124 | 5338.0114 | 5337 | 5325.7339 | 5209.4326
| 5474.0264 | 5337.6225 | 5337 | 5325.6743 | 5209.4287
| 5473.5858 | 5337.0625 | 5337 | 5324.9533 | 5209.075
| 5472.89 | 5337.0487 | 5336 | 5324.9093 | 5208.8505
| 5472.7877 | 5337.0333 | 5336 | 5324.8918 | 5208.7269
| 5472.2212 | 5336.9299 | 5336 | 5324.8681 | 5208.6977
| 5472.1244 | 5336.8854 | 5336 | 5324.0903 | 5208.6636
| 5472.0375 | 5336.531 | 5336 | 5323.9609 | 5208.098
| 5471.6004 | 5336.5152 | 5336 | 5323.8777 | 5208.0881
| 5471.5463 | 5336.4469 | 5336 | 5323.7303 | 5208.0447
| 5471.4421 | 5336.3191 | 5335 | 5323.5229 | 5207.6923
| 5471.2512 | 5336.2944 | 5335 | 5323.5185 | 5207.5259
| 5470.9113 | 5336.2133 | 5335 | 5323.5058 | 5207.4339
| 5470.8988 | 5336.0646 | 5335 | 5323.1409 | 5206.8463
| 5470.8052 | 5335.9753 | 5335 | 5323.1094 | 5206.7238
| 5470.6533 | 5335.6557 | 5335 | 5322.9883 | 5206.6996
| 5470.5503 | 5335.6451 | 5335 | 5322.5705 | 5205.6741
| 5470.3198 | 5335.4828 | 5334 | 5322.5258 | 5205.6571
| 5470.2877 | 5335.4184 | 5334 | 5322.4035 | 5205.6262
| 5470.1562 | 5335.1753 | 5334 | 5322.2471 | 5205.5841
| 5469.6487 | 5335.1513 | 5334 | 5321.965 | 5205.34
| 5469.4155 | 5334.9914 | 5334 | 5321.9183 | 5205.2816
| 5468.933 | 5334.8423 | 5333 | 5321.7663 | 5205.0589
| 5468.7635 | 5334.6724 | 5333 | 5321.6228 | 5204.9586
| 5468.7237 | 5334.659 | 5333 | 5321.3128 | 5204.894
| 5468.5899 | 5334.5433 | 5333 | 5321.3085 | 5204.7337
| 5468.5046 | 5334.5422 | 5333 | 5321.1966 | 5204.5726
| 5468.3853 | 5334.4051 | 5333 | 5321.1873 | 5204.5578
| 5468.3814 | 5334.3805 | 5333 | 5320.7283 | 5204.4437
| 5468.1964 | 5334.2046 | 5333 | 5320.6801 | 5204.2934
| 5468.1522 | 5334.0124 | 5333 | 5320.2868 | 5204.2577
| 5467.5933 | 5333.8616 | 5333 | 5320.2478 | 5204.2052
| 5467.4785 | 5333.8341 | 5333 | 5320.0492 | 5204.1549
| 5467.3842 | 5333.5762 | 5333 | 5319.9458 | 5203.9535
| 5466.9769 | 5333.317 | 5332 | 5319.8421 | 5203.9255
| 5466.8604 | 5333.0457 | 5331 | 5319.657 | 5203.754
| 5466.7787 | 5333.0153 | 5331 | 5319.6246 | 5203.7115
| 5466.5801 | 5332.9368 | 5331 | 5319.3856 | 5203.4393
| 5466.5725 | 5332.9344 | 5331 | 5319.3578 | 5203.4313
| 5465.9071 | 5332.8208 | 5331 | 5319.0415 | 5203.2546
| 5465.8016 | 5332.6834 | 5331 | 5319.0143 | 5202.9971
| 5465.6508 | 5332.6498 | 5331 | 5319.0094 | 5202.7807
| 5465.339 | 5332.6166 | 5331 | 5318.9729 | 5202.674
| 5465.0421 | 5332.5293 | 5331 | 5318.3511 | 5202.5355
| 5464.9672 | 5332.3669 | 5331 | 5318.3362 | 5202.5345
| 5464.8262 | 5332.2105 | 5331 | 5318.1324 | 5202.1686
| 5464.7656 | 5332.1775 | 5331 | 5318.0237 | 5201.7621
| 5464.5551 | 5331.9355 | 5331 | 5318.0179 | 5201.7251
| 5464.5225 | 5331.7547 | 5330 | 5318.003 | 5201.5098
| 5464.3152 | 5331.5694 | 5330 | 5318.0009 | 5200.9861
| 5464.2827 | 5331.5488 | 5330 | 5317.9629 | 5200.9158
| 5464.2265 | 5331.5379 | 5330 | 5317.8691 | 5200.9081
| 5463.9304 | 5331.2233 | 5330 | 5317.7842 | 5200.6179
| 5463.8031 | 5330.9504 | 5330 | 5317.7148 | 5200.4394
| 5463.7464 | 5330.739 | 5330 | 5317.6309 | 5200.1572
| 5463.6831 | 5330.6541 | 5330 | 5317.6192 | 5200.0949
| 5463.6826 | 5330.5271 | 5330 | 5317.4706 | 5200.0816
| 5463.655 | 5330.4485 | 5330 | 5317.3722 | 5200.0193
| 5463.2473 | 5330.3387 | 5329 | 5317.2464 | 5199.4198
| 5463.228 | 5330.0846 | 5329 | 5317.1875 | 5198.973
| 5463.1049 | 5329.9627 | 5329 | 5316.8879 | 5198.6336
| 5463.0774 | 5329.9094 | 5329 | 5316.7504 | 5198.6039
| 5463.0233 | 5329.8607 | 5328 | 5316.6447 | 5198.4996
| 5462.8694 | 5329.7757 | 5328 | 5316.566 | 5198.3037
| 5462.7375 | 5329.758 | 5328 | 5316.5272 | 5198.2663
| 5462.7028 | 5329.7409 | 5327 | 5316.5227 | 5198.1777
| 5462.472 | 5329.6551 | 5327 | 5316.5065 | 5198.1235
| 5462.338 | 5329.6411 | 5327 | 5316.1875 | 5198.084
| 5462.2616 | 5329.4877 | 5327 | 5316.1317 | 5197.8569
| 5462.2584 | 5329.3702 | 5327 | 5316.0992 | 5197.8553
| 5461.6036 | 5329.3142 | 5327 | 5315.6674 | 5197.8301
| 5461.5466 | 5329.2063 | 5327 | 5315.6126 | 5197.6783
| 5461.2758 | 5329.1071 | 5327 | 5315.4156 | 5197.6103
| 5461.1172 | 5328.9325 | 5326 | 5315.402 | 5197.517
| 5460.9532 | 5328.8836 | 5326 | 5315.335 | 5197.5115
| 5460.9295 | 5328.7401 | 5326 | 5315.3058 | 5197.1624
| 5460.508 | 5328.5518 | 5326 | 5315.3053 | 5196.9347
| 5460.4987 | 5328.5121 | 5325 | 5315.0568 | 5196.7971
| 5460.4773 | 5328.4802 | 5325 | 5314.9105 | 5196.5415
| 5460.1219 | 5328.3014 | 5325 | 5314.6719 | 5196.3097
| 5460.0952 | 5328.2671 | 5325 | 5314.624 | 5196.1621
| 5460.0067 | 5328.1862 | 5325 | 5314.4026 | 5196.0186
| 5459.9857 | 5328.156 | 5325 | 5314.3973 | 5195.9447
| 5459.9175 | 5328.0994 | 5325 | 5314.3542 | 5195.899
| 5459.7402 | 5327.7639 | 5325 | 5314.2892 | 5195.674
| 5459.6362 | 5327.759 | 5324 | 5314.1535 | 5195.5613
| 5459.6191 | 5327.5808 | 5324 | 5314.0337 | 5195.5213
| 5459.6138 | 5327.3295 | 5324 | 5313.7644 | 5195.4717
| 5459.5656 | 5327.3098 | 5324 | 5313.4477 | 5195.4595
| 5459.4272 | 5327.2598 | 5324 | 5313.182 | 5195.055
| 5459.3744 | 5327.1999 | 5323 | 5312.8284 | 5194.8359
| 5459.2143 | 5327.126 | 5323 | 5312.7205 | 5194.6418
| 5458.7573 | 5326.9318 | 5323 | 5312.4741 | 5194.5665
| 5458.4283 | 5326.8017 | 5323 | 5312.105 | 5194.4373
| 5458.3419 | 5326.6435 | 5323 | 5312.089 | 5194.2898
| 5458.3382 | 5326.5608 | 5323 | 5312.0289 | 5194.1852
| 5458.3203 | 5326.323 | 5323 | 5311.8154 | 5194.1321
| 5458.3169 | 5326.3122 | 5322 | 5311.7942 | 5194.0283
| 5458.0693 | 5326.1423 | 5322 | 5311.5811 | 5193.891
| 5457.9178 | 5325.8643 | 5322 | 5311.4043 | 5193.7766
| 5457.8942 | 5325.8556 | 5322 | 5311.2827 | 5193.5891
| 5457.8738 | 5325.5921 | 5322 | 5311.124 | 5193.5396
| 5457.6886 | 5325.4387 | 5322 | 5311.0439 | 5193.2815
| 5457.2414 | 5325.2851 | 5322 | 5311.031 | 5193.0927
| 5457.1959 | 5325.1508 | 5322 | 5310.9525 | 5193.009
| 5457.1569 | 5324.9591 | 5321 | 5310.7506 | 5192.9451
| 5456.8332 | 5324.9538 | 5321 | 5310.4987 | 5192.69
| 5456.7149 | 5324.6986 | 5321 | 5310.489 | 5192.4942
| 5456.6916 | 5324.1442 | 5321 | 5310.3173 | 5192.4662
| 5456.621 | 5324.0725 | 5321 | 5310.281 | 5192.2443
| 5456.5101 | 5324.037 | 5321 | 5310.1659 | 5192.1244
| 5456.3793 | 5323.7975 | 5321 | 5309.9522 | 5192.0269
| 5456.26 | 5323.7578 | 5320 | 5309.7622 | 5191.8293
| 5456.2549 | 5323.6839 | 5320 | 5309.5522 | 5191.4571
| 5456.0634 | 5323.6239 | 5320 | 5309.4399 | 5191.1207
| 5456.0328 | 5323.5885 | 5320 | 5309.4271 | 5190.5786
| 5455.6612 | 5323.5834 | 5320 | 5308.9171 | 5190.3755
| 5455.5841 | 5323.5223 | 5320 | 5308.8535 | 5189.9633
| 5455.5322 | 5323.3189 | 5320 | 5308.5177 | 5189.778
| 5455.0991 | 5323.1416 | 5320 | 5308.4852 | 5189.5165
| 5454.8592 | 5322.846 | 5320 | 5308.3576 | 5189.2938
| 5454.7813 | 5322.726 | 5319 | 5308.1914 | 5189.1794
| 5454.6024 | 5322.7097 | 5319 | 5308.1313 | 5189.1664
| 5454.5844 | 5322.5331 | 5319 | 5308.0969 | 5189.0474
| 5454.3079 | 5322.5292 | 5319 | 5307.9498 | 5188.9023
| 5454.3039 | 5322.3586 | 5319 | 5307.8222 | 5188.7799
| 5454.2485 | 5322.3435 | 5319 | 5307.4872 | 5188.5887
| 5454.2288 | 5322.1829 | 5319 | 5307.3474 | 5188.4004
| 5454.2064 | 5322.1148 | 5318 | 5307.3412 | 5188.3012
| 5454.0627 | 5322.1058 | 5318 | 5307.3055 | 5188.1089
| 5454.0284 | 5321.9381 | 5318 | 5307.2823 | 5188.0507
| 5454.0268 | 5321.8132 | 5318 | 5307.2189 | 5187.8848
| 5454.0189 | 5321.7725 | 5318 | 5307.0178 | 5187.6933
| 5453.9851 | 5321.4716 | 5318 | 5306.8113 | 5187.6041
| 5453.9202 | 5321.4501 | 5318 | 5306.5096 | 5187.6037
| 5453.1566 | 5321.3003 | 5318 | 5306.3425 | 5187.5274
| 5453.1427 | 5321.0719 | 5317 | 5306.2583 | 5187.458
| 5453.1355 | 5321.0569 | 5317 | 5305.9804 | 5187.3789
| 5453.0048 | 5320.7686 | 5317 | 5305.8773 | 5186.8984
| 5452.8277 | 5320.6654 | 5317 | 5305.8742 | 5186.8921
| 5452.2212 | 5320.638 | 5317 | 5305.7172 | 5186.5978
| 5451.7508 | 5320.0279 | 5317 | 5305.5563 | 5186.4133
| 5451.6976 | 5320.0227 | 5317 | 5305.1189 | 5186.1603
| 5451.6694 | 5320.022 | 5317 | 5305.0858 | 5185.9542
| 5451.4114 | 5319.9303 | 5317 | 5305.0406 | 5185.9367
| 5451.3201 | 5319.8941 | 5317 | 5304.8522 | 5185.8699
| 5450.886 | 5319.6221 | 5316 | 5304.7063 | 5185.6995
| 5450.858 | 5319.5667 | 5316 | 5304.4313 | 5185.5839
| 5450.7578 | 5319.3351 | 5316 | 5304.2358 | 5185.5623
| 5450.5303 | 5319.1642 | 5315 | 5303.9488 | 5185.318
| 5450.2131 | 5318.9593 | 5315 | 5303.8577 | 5185.305
| 5450.1174 | 5318.951 | 5315 | 5303.7639 | 5185.0556
| 5450.0814 | 5318.8961 | 5315 | 5303.6322 | 5185.0058
| 5450.0725 | 5318.845 | 5315 | 5303.6321 | 5184.9151
| 5450.0575 | 5318.8263 | 5314 | 5303.5036 | 5184.7261
| 5449.5952 | 5318.7382 | 5314 | 5303.454 | 5184.5664
| 5449.5917 | 5318.7318 | 5314 | 5303.351 | 5184.5642
| 5449.3951 | 5318.5749 | 5314 | 5303.322 | 5184.5588
| 5449.1764 | 5318.4368 | 5314 | 5303.3167 | 5184.5564
| 5448.9429 | 5317.9566 | 5314 | 5303.2713 | 5184.5466
| 5448.7725 | 5317.7176 | 5314 | 5303.1489 | 5184.3346
| 5448.741 | 5317.6571 | 5314 | 5302.6184 | 5184.2761
| 5448.7014 | 5317.571 | 5313 | 5302.4644 | 5184.1389
| 5448.585 | 5317.4841 | 5313 | 5302.411 | 5184.1162
| 5448.5506 | 5317.2927 | 5313 | 5302.3889 | 5184.0913
| 5448.4278 | 5317.047 | 5313 | 5302.3768 | 5183.9861
| 5448.2449 | 5316.6615 | 5312 | 5302.3287 | 5183.8859
| 5448.2139 | 5316.6124 | 5312 | 5302.2791 | 5183.5878
| 5448.2046 | 5316.5874 | 5312 | 5302.2413 | 5183.4896
| 5448.1761 | 5316.4203 | 5312 | 5302.2337 | 5183.4016
| 5448.0918 | 5316.3476 | 5312 | 5302.0734 | 5183.123
| 5448.0897 | 5315.8652 | 5312 | 5302.031 | 5182.6857
| 5448.0563 | 5315.6663 | 5312 | 5301.9104 | 5182.6568
| 5447.9546 | 5315.2658 | 5312 | 5301.8328 | 5182.562
| 5447.661 | 5315.0083 | 5311 | 5301.7146 | 5182.4748
| 5447.5562 | 5314.4794 | 5311 | 5301.3581 | 5182.3084
| 5447.5327 | 5314.4321 | 5311 | 5301.0591 | 5182.2567
| 5447.3837 | 5314.2708 | 5311 | 5300.9772 | 5181.9764
| 5447.3164 | 5314.0572 | 5310 | 5300.8809 | 5181.9658
| 5447.2612 | 5313.9685 | 5310 | 5300.7588 | 5181.9261
| 5447.1929 | 5313.899 | 5310 | 5300.7198 | 5181.7448
| 5447.1375 | 5313.867 | 5310 | 5300.708 | 5181.4434
| 5446.4954 | 5313.7529 | 5310 | 5300.6358 | 5181.3759
| 5446.3819 | 5313.6954 | 5309 | 5300.57 | 5181.2105
| 5446.3278 | 5313.6102 | 5309 | 5300.5249 | 5181.0726
| 5446.3072 | 5313.4079 | 5309 | 5300.39 | 5180.9465
| 5446.1694 | 5313.1233 | 5308 | 5300.2633 | 5180.7342
| 5446.1656 | 5313.0659 | 5308 | 5300.2159 | 5180.7156
| 5445.867 | 5312.8406 | 5308 | 5300.1879 | 5180.556
| 5445.5091 | 5312.7259 | 5308 | 5300.1583 | 5180.512
| 5445.5004 | 5312.6652 | 5308 | 5300.0812 | 5180.506
| 5445.2902 | 5312.6436 | 5308 | 5299.9731 | 5180.3753
| 5445.113 | 5312.5644 | 5307 | 5299.82 | 5180.2474
| 5444.9708 | 5312.4709 | 5307 | 5299.463 | 5179.8734
| 5444.9648 | 5311.6638 | 5307 | 5299.2476 | 5179.6019
| 5444.9153 | 5311.6181 | 5307 | 5299.0337 | 5179.5292
| 5444.6946 | 5311.227 | 5307 | 5299.0319 | 5179.5189
| 5444.6412 | 5311.1837 | 5307 | 5298.6555 | 5179.159
| 5444.6304 | 5311.0614 | 5306 | 5298.6275 | 5179.0556
| 5444.5651 | 5310.843 | 5306 | 5297.9516 | 5178.8036
| 5444.1115 | 5310.5694 | 5306 | 5297.7591 | 5178.7349
| 5444.0049 | 5310.5411 | 5306 | 5297.7361 | 5178.7048
| 5443.8997 | 5310.5045 | 5306 | 5297.7073 | 5178.555
| 5443.878 | 5310.4639 | 5305 | 5297.7054 | 5178.3311
| 5443.7919 | 5310.2315 | 5305 | 5297.6612 | 5178.1338
| 5443.6873 | 5310.1506 | 5305 | 5297.6564 | 5178.1179
| 5443.4659 | 5310.0453 | 5305 | 5297.6359 | 5177.8951
| 5443.4228 | 5309.9922 | 5305 | 5297.559 | 5177.7437
| 5443.3 | 5309.8682 | 5305 | 5297.3505 | 5177.5861
| 5443.1801 | 5309.7006 | 5304 | 5297.1174 | 5177.4147
| 5443.1238 | 5309.6402 | 5304 | 5297.0062 | 5177.0622
| 5443.0817 | 5309.0464 | 5304 | 5297.0039 | 5177.0011
| 5442.9862 | 5308.5255 | 5303 | 5296.7868 | 5176.8464
| 5442.9696 | 5308.396 | 5303 | 5296.7227 | 5176.596
| 5442.9322 | 5308.2901 | 5303 | 5296.5053 | 5176.5359
| 5442.8421 | 5308.2205 | 5303 | 5296.4909 | 5176.2021
| 5442.7059 | 5308.1527 | 5303 | 5296.4825 | 5175.6318
| 5442.6325 | 5308.0872 | 5302 | 5296.3798 | 5175.6121
| 5442.2122 | 5308.0134 | 5302 | 5296.2529 | 5175.5976
| 5442.1047 | 5307.9911 | 5302 | 5296.2308 | 5175.5195
| 5441.8977 | 5307.8865 | 5302 | 5296.2211 | 5175.4962
| 5441.8179 | 5307.3724 | 5302 | 5296.0751 | 5175.3651
| 5441.0706 | 5307.2103 | 5301 | 5296.02 | 5175.3623
| 5441.0275 | 5307.148 | 5301 | 5295.7601 | 5175.3082
| 5440.8873 | 5307.1357 | 5301 | 5295.5051 | 5175.1383
| 5440.8796 | 5306.7401 | 5301 | 5295.4076 | 5175.0994
| 5440.8175 | 5306.731 | 5301 | 5295.0767 | 5175.0711
| 5440.7378 | 5306.7186 | 5301 | 5294.9741 | 5174.7562
| 5440.661 | 5306.5936 | 5301 | 5294.5903 | 5174.6873
| 5440.6594 | 5306.5874 | 5300 | 5294.522 | 5174.6557
| 5440.4601 | 5306.5783 | 5300 | 5294.3998 | 5174.4753
| 5440.3474 | 5306.5624 | 5300 | 5294.2945 | 5174.4703
| 5440.2333 | 5306.4848 | 5300 | 5294.2763 | 5174.2108
| 5440.2045 | 5306.4445 | 5300 | 5293.6162 | 5174.1953
| 5439.912 | 5306.1884 | 5300 | 5293.3724 | 5174.0169
| 5439.6049 | 5305.8164 | 5300 | 5292.6446 | 5173.9085
| 5439.5149 | 5305.7341 | 5300 | 5292.375 | 5173.8995
| 5439.1995 | 5305.4315 | 5300 | 5291.8949 | 5173.7601
| 5438.98 | 5305.4011 | 5300 | 5291.8741 | 5173.4527
| 5438.8182 | 5305.3966 | 5299 | 5291.7844 | 5173.4377
| 5438.7872 | 5305.191 | 5299 | 5291.7254 | 5173.4003
| 5438.7569 | 5305.1897 | 5299 | 5291.6061 | 5173.3865
| 5438.5979 | 5305.1846 | 5299 | 5291.5822 | 5172.949
| 5438.4456 | 5305.1469 | 5299 | 5291.1802 | 5172.8038
| 5438.4316 | 5304.6812 | 5299 | 5290.9507 | 5172.5401
| 5438.3377 | 5304.6686 | 5298 | 5290.9135 | 5172.4355
| 5438.3047 | 5304.5816 | 5298 | 5290.8055 | 5172.3739
| 5438.1719 | 5304.3703 | 5298 | 5290.6849 | 5172.3311
| 5438.1166 | 5304.2205 | 5298 | 5290.654 | 5172.2026
| 5438.0776 | 5304.1024 | 5298 | 5290.2813 | 5171.9374
| 5438.0726 | 5303.9317 | 5298 | 5290.1626 | 5171.8194
| 5437.9211 | 5303.7677 | 5298 | 5290.1529 | 5171.7559
| 5437.7876 | 5303.667 | 5298 | 5290.1059 | 5171.3551
| 5437.7103 | 5303.6549 | 5298 | 5290.0973 | 5171.2583
| 5437.5948 | 5303.6448 | 5298 | 5289.3178 | 5171.1869
| 5437.5185 | 5303.5893 | 5298 | 5289.1482 | 5170.9034
| 5437.3842 | 5303.3484 | 5297 | 5289.1033 | 5170.3133
| 5437.135 | 5303.181 | 5297 | 5289.1012 | 5170.2458
| 5437.0516 | 5303.1024 | 5297 | 5288.9421 | 5170.0895
| 5437.0308 | 5303.0339 | 5297 | 5288.8506 | 5169.7933
| 5436.9354 | 5303.0205 | 5297 | 5288.6463 | 5169.745
| 5436.7827 | 5302.8175 | 5297 | 5288.594 | 5169.7443
| 5436.7067 | 5302.7915 | 5297 | 5288.5634 | 5169.3554
| 5436.5963 | 5302.751 | 5297 | 5288.5013 | 5169.253
| 5436.3685 | 5302.6592 | 5297 | 5288.3305 | 5169.2406
| 5436.3093 | 5302.5442 | 5296 | 5288.2338 | 5168.8973
| 5436.1823 | 5302.4079 | 5296 | 5287.9169 | 5168.8783
| 5436.1175 | 5302.3631 | 5296 | 5287.8817 | 5168.8615
| 5435.7754 | 5302.1319 | 5296 | 5287.4335 | 5168.6826
| 5435.7338 | 5301.9635 | 5296 | 5287.3119 | 5168.3133
| 5435.6664 | 5301.9165 | 5296 | 5287.2437 | 5168.025
| 5435.3527 | 5301.7768 | 5296 | 5287.0617 | 5167.848
| 5435.1636 | 5301.7056 | 5296 | 5287.0569 | 5167.8457
| 5435.0596 | 5301.6983 | 5296 | 5287.0556 | 5167.6401
| 5435.0119 | 5301.6406 | 5296 | 5287.052 | 5167.4084
| 5435.004 | 5301.4784 | 5295 | 5286.8313 | 5166.9927
| 5434.9767 | 5301.4737 | 5295 | 5286.7759 | 5166.8523
| 5434.7935 | 5301.4057 | 5295 | 5286.7195 | 5166.7525
| 5434.6852 | 5301.3761 | 5295 | 5286.6378 | 5166.7074
| 5434.2985 | 5301.3186 | 5295 | 5286.403 | 5166.5675
| 5434.0908 | 5300.9607 | 5295 | 5286.3613 | 5166.5488
| 5433.9884 | 5300.8008 | 5295 | 5286.2899 | 5166.4437
| 5433.985 | 5300.7842 | 5294 | 5286.1342 | 5166.4203
| 5433.8536 | 5300.7789 | 5294 | 5286.1075 | 5166.3944
| 5433.3036 | 5300.7117 | 5294 | 5286.0991 | 5166.3561
| 5432.9313 | 5300.5312 | 5294 | 5286.0501 | 5166.2853
| 5432.9186 | 5300.1743 | 5294 | 5286.0358 | 5166.2354
| 5432.7804 | 5300.1552 | 5294 | 5286.0054 | 5166.1244
| 5432.7181 | 5299.5355 | 5294 | 5285.9573 | 5166.0475
| 5432.6554 | 5299.4844 | 5293 | 5285.8453 | 5165.9619
| 5432.3932 | 5299.3968 | 5293 | 5285.4929 | 5165.7409
| 5432.3792 | 5299.0507 | 5293 | 5285.1728 | 5165.7331
| 5432.1926 | 5298.9837 | 5293 | 5284.9212 | 5165.2645
| 5432.0814 | 5298.9464 | 5293 | 5284.854 | 5165.1577
| 5432.0473 | 5298.9399 | 5292 | 5284.7553 | 5164.9545
| 5432.012 | 5298.7609 | 5292 | 5284.1461 | 5164.9484
| 5431.8935 | 5298.7562 | 5292 | 5283.9905 | 5164.8725
| 5431.7806 | 5298.5167 | 5292 | 5283.913 | 5164.5524
| 5431.7803 | 5298.4753 | 5292 | 5283.8537 | 5163.7117
| 5431.7498 | 5298.3966 | 5292 | 5283.8529 | 5163.6057
| 5431.6137 | 5297.9489 | 5291 | 5283.8089 | 5163.5704
| 5431.3786 | 5297.8898 | 5291 | 5283.79 | 5163.4313
| 5431.2812 | 5297.8708 | 5291 | 5283.6396 | 5163.2999
| 5431.2595 | 5297.844 | 5291 | 5283.4075 | 5163.2318
| 5431.1184 | 5297.8292 | 5291 | 5283.3104 | 5163.1107
| 5431.0287 | 5297.7888 | 5291 | 5283.0898 | 5162.9988
| 5430.6301 | 5297.7682 | 5291 | 5282.8884 | 5162.6579
| 5430.367 | 5297.4683 | 5291 | 5282.6383 | 5162.5233
| 5430.0085 | 5297.3456 | 5291 | 5282.6165 | 5162.4923
| 5429.767 | 5297.2603 | 5291 | 5282.6132 | 5162.4819
| 5429.6785 | 5297.1875 | 5290 | 5282.5447 | 5162.2345
| 5429.2637 | 5297.1417 | 5290 | 5282.5007 | 5162.204
| 5429.2408 | 5296.9735 | 5290 | 5282.4853 | 5161.8618
| 5428.9826 | 5296.8512 | 5290 | 5282.422 | 5161.6928
| 5428.799 | 5296.7282 | 5290 | 5282.3697 | 5161.6803
| 5428.4047 | 5296.6747 | 5290 | 5282.3368 | 5161.37
| 5427.9915 | 5296.5878 | 5290 | 5282.3239 | 5161.3361
| 5427.9791 | 5296.4935 | 5290 | 5281.868 | 5161.3055
| 5427.5298 | 5296.3157 | 5289 | 5281.7803 | 5161.2889
| 5427.1879 | 5296.2374 | 5289 | 5281.5065 | 5161.2346
| 5427.0169 | 5296.2277 | 5289 | 5281.4296 | 5161.0391
| 5426.6103 | 5296.1473 | 5289 | 5281.1346 | 5160.8916
| 5426.6064 | 5295.8427 | 5288 | 5281.0785 | 5160.76
| 5426.5674 | 5295.7383 | 5288 | 5280.9396 | 5160.7222
| 5426.5196 | 5295.6145 | 5288 | 5280.8691 | 5160.6289
| 5426.4487 | 5295.5787 | 5288 | 5280.7604 | 5160.611
| 5426.2309 | 5295.195 | 5288 | 5280.7267 | 5160.4547
| 5426.1557 | 5295.1622 | 5288 | 5280.715 | 5160.3292
| 5425.9134 | 5295.0795 | 5288 | 5280.6389 | 5160.3128
| 5425.6291 | 5295.0545 | 5288 | 5280.5457 | 5160.1322
| 5425.5941 | 5294.9736 | 5288 | 5280.3959 | 5159.9795
| 5425.4494 | 5294.7628 | 5288 | 5280.3383 | 5159.9492
| 5425.3208 | 5294.6171 | 5287 | 5280.2167 | 5159.8176
| 5425.1579 | 5294.4624 | 5287 | 5279.9455 | 5159.7258
| 5425.1025 | 5294.2631 | 5287 | 5279.8568 | 5159.4103
| 5424.946 | 5293.7379 | 5287 | 5279.8473 | 5159.3864
| 5424.6222 | 5293.7291 | 5287 | 5279.5948 | 5159.1464
| 5424.5736 | 5293.6062 | 5287 | 5279.47 | 5159.1239
| 5424.5457 | 5293.4629 | 5286 | 5279.3034 | 5159.0463
| 5424.5073 | 5293.3316 | 5286 | 5279.1802 | 5158.9303
| 5424.4009 | 5293.3093 | 5286 | 5279.0026 | 5158.8554
| 5424.1606 | 5293.2347 | 5286 | 5278.8172 | 5158.7231
| 5423.8038 | 5292.8407 | 5286 | 5278.8099 | 5158.6143
| 5423.7884 | 5292.5863 | 5286 | 5278.548 | 5158.4475
| 5423.7661 | 5292.5292 | 5286 | 5278.338 | 5158.3046
| 5423.4978 | 5292.5194 | 5285 | 5278.3152 | 5158.214
| 5423.4939 | 5292.358 | 5285 | 5278.2759 | 5158.1991
| 5423.2652 | 5291.893 | 5285 | 5278.2178 | 5158.0047
| 5423.252 | 5291.8225 | 5285 | 5278.1592 | 5157.9729
| 5423.2229 | 5291.7153 | 5285 | 5278.1282 | 5157.955
| 5423.0373 | 5291.5782 | 5285 | 5277.9873 | 5157.9364
| 5423.0345 | 5291.2035 | 5285 | 5277.821 | 5157.8106
| 5422.5771 | 5291.174 | 5285 | 5277.8197 | 5157.4416
| 5422.1547 | 5291.058 | 5285 | 5277.8012 | 5157.3029
| 5421.9449 | 5290.7302 | 5285 | 5277.7455 | 5157.1897
| 5421.8314 | 5290.6555 | 5285 | 5277.6958 | 5156.9677
| 5421.7553 | 5290.6154 | 5285 | 5277.5927 | 5156.6899
| 5421.7002 | 5290.5829 | 5285 | 5277.567 | 5156.3711
| 5421.6783 | 5290.3586 | 5284 | 5277.5474 | 5156.2829
| 5421.6575 | 5290.2609 | 5284 | 5277.5253 | 5156.1842
| 5421.5648 | 5290.2383 | 5284 | 5277.4744 | 5156.0876
| 5421.4717 | 5290.2025 | 5284 | 5277.4362 | 5156.0599
| 5421.3365 | 5290.104 | 5284 | 5277.3145 | 5156.0225
| 5421.1113 | 5290.0337 | 5284 | 5277.1482 | 5155.714
| 5421.0171 | 5289.9721 | 5284 | 5277.1075 | 5155.6471
| 5420.8756 | 5289.8742 | 5284 | 5277.1045 | 5155.4918
| 5420.5928 | 5289.8542 | 5284 | 5277.0327 | 5155.4507
| 5420.5712 | 5289.851 | 5283 | 5277.015 | 5155.3917
| 5420.3326 | 5289.8347 | 5283 | 5276.3315 | 5155.3255
| 5420.1683 | 5289.4664 | 5283 | 5275.9948 | 5155.2594
| 5420.0089 | 5289.3625 | 5283 | 5275.519 | 5154.8024
| 5419.8711 | 5289.2988 | 5282 | 5275.4286 | 5154.6533
| 5419.6677 | 5289.1117 | 5282 | 5275.1824 | 5154.5862
| 5419.4899 | 5288.979 | 5282 | 5274.9914 | 5154.535
| 5419.4662 | 5288.9439 | 5282 | 5274.976 | 5154.2234
| 5419.3917 | 5288.7987 | 5281 | 5274.85 | 5154.2106
| 5418.9859 | 5288.5792 | 5281 | 5274.6985 | 5154.1422
| 5418.7939 | 5288.5685 | 5281 | 5274.4685 | 5154.1202
| 5418.4969 | 5288.5653 | 5281 | 5274.2405 | 5153.9762
| 5418.2898 | 5288.5618 | 5280 | 5274.1957 | 5153.7494
| 5417.8938 | 5288.559 | 5280 | 5274.1907 | 5153.5872
| 5417.8282 | 5288.412 | 5280 | 5274.1163 | 5153.3111
| 5417.8268 | 5288.3189 | 5280 | 5274.0043 | 5153.2353
| 5417.6851 | 5288.3091 | 5280 | 5273.9778 | 5153.0787
| 5417.4849 | 5288.1734 | 5280 | 5273.717 | 5153.0685
| 5417.4093 | 5288.1691 | 5280 | 5273.5705 | 5152.983
| 5417.3874 | 5288.1583 | 5280 | 5273.172 | 5152.9607
| 5417.325 | 5288.0449 | 5280 | 5272.7607 | 5152.9254
| 5417.3036 | 5287.9722 | 5279 | 5272.5932 | 5152.911
| 5417.0609 | 5287.7067 | 5279 | 5272.5227 | 5152.7141
| 5416.9609 | 5287.511 | 5279 | 5272.3745 | 5152.4087
| 5416.8653 | 5287.4221 | 5279 | 5271.7831 | 5152.3446
| 5416.8025 | 5287.1874 | 5279 | 5271.7313 | 5152.3116
| 5416.7135 | 5287.0731 | 5279 | 5271.4269 | 5152.2749
| 5416.6123 | 5286.616 | 5279 | 5271.411 | 5152.1911
| 5416.5953 | 5286.3108 | 5279 | 5271.3877 | 5151.9373
| 5416.5819 | 5286.2797 | 5278 | 5271.0522 | 5151.6313
| 5416.5531 | 5286.167 | 5278 | 5271.0032 | 5151.4051
| 5416.2946 | 5286.0603 | 5278 | 5270.793 | 5151.3453
| 5416.2717 | 5285.9572 | 5278 | 5270.6614 | 5151.2081
| 5416.2258 | 5285.7484 | 5278 | 5270.5335 | 5151.1407
| 5416.1241 | 5285.7033 | 5278 | 5270.5196 | 5151.1313
| 5415.789 | 5285.6046 | 5278 | 5270.4048 | 5150.8949
| 5415.6735 | 5285.5719 | 5278 | 5270.0612 | 5150.8837
| 5415.6471 | 5285.4645 | 5278 | 5269.8902 | 5150.422
| 5415.6402 | 5285.4433 | 5278 | 5269.6758 | 5150.3935
| 5415.5727 | 5285.2411 | 5277 | 5269.5188 | 5150.3797
| 5415.5681 | 5284.762 | 5277 | 5269.249 | 5150.1029
| 5415.4563 | 5284.6909 | 5277 | 5269.1237 | 5149.947
| 5415.425 | 5284.5805 | 5277 | 5268.7666 | 5149.5092
| 5415.2524 | 5284.5594 | 5277 | 5268.6463 | 5149.504
| 5415.0489 | 5284.3485 | 5277 | 5268.464 | 5149.1088
| 5414.7781 | 5284.3312 | 5277 | 5268.395 | 5149.059
| 5414.7387 | 5284.2669 | 5277 | 5268.0166 | 5148.5064
| 5414.3851 | 5284.1343 | 5277 | 5267.8406 | 5148.0457
| 5414.3773 | 5284.0928 | 5276 | 5267.6895 | 5147.877
| 5414.3278 | 5283.8118 | 5276 | 5267.5853 | 5147.8189
| 5414.1506 | 5283.7875 | 5276 | 5267.4237 | 5147.5279
| 5414.0508 | 5283.7867 | 5276 | 5267.2832 | 5147.4928
| 5413.9337 | 5283.7568 | 5276 | 5267.2807 | 5147.3552
| 5413.5113 | 5283.7203 | 5275 | 5266.9313 | 5147.118
| 5413.4474 | 5283.439 | 5275 | 5266.8719 | 5146.6637
| 5413.4334 | 5283.4242 | 5275 | 5266.7247 | 5146.2455
| 5413.419 | 5283.117 | 5275 | 5266.679 | 5146.1974
| 5413.1742 | 5282.6813 | 5275 | 5266.4484 | 5146.017
| 5412.9154 | 5282.5907 | 5275 | 5266.2822 | 5145.8953
| 5412.7974 | 5282.5479 | 5275 | 5266.2551 | 5145.5439
| 5412.7924 | 5282.4226 | 5275 | 5266.2452 | 5145.4276
| 5412.593 | 5282.3911 | 5274 | 5266.1077 | 5145.2742
| 5412.4961 | 5282.3775 | 5274 | 5265.9791 | 5145.1759
| 5412.1915 | 5282.3308 | 5274 | 5265.8128 | 5145.1214
| 5412.1828 | 5282.3111 | 5274 | 5265.5255 | 5145.1184
| 5412.1452 | 5282.2591 | 5274 | 5265.3339 | 5145.0148
| 5411.8794 | 5282.1383 | 5274 | 5265.3337 | 5145.0134
| 5411.8048 | 5282.0223 | 5273 | 5264.6824 | 5144.7049
| 5411.0821 | 5281.6448 | 5273 | 5264.5475 | 5144.5442
| 5410.9011 | 5281.6122 | 5273 | 5264.4154 | 5144.5402
| 5410.8821 | 5281.4891 | 5273 | 5264.3527 | 5144.5214
| 5410.6379 | 5281.4166 | 5273 | 5264.3491 | 5144.4439
| 5410.5518 | 5281.2776 | 5273 | 5264.0847 | 5144.2642
| 5410.3336 | 5281.1369 | 5272 | 5264.0813 | 5144.2251
| 5410.3128 | 5280.9585 | 5272 | 5263.9393 | 5144.2178
| 5410.0648 | 5280.7577 | 5272 | 5263.678 | 5144.1391
| 5409.9686 | 5280.598 | 5272 | 5263.2445 | 5143.8882
| 5409.8935 | 5280.3558 | 5272 | 5263.0962 | 5143.8805
| 5409.7838 | 5279.7211 | 5272 | 5263.0469 | 5143.83
| 5409.7085 | 5279.5313 | 5272 | 5262.9921 | 5143.6385
| 5409.5516 | 5279.4893 | 5272 | 5262.9783 | 5143.5804
| 5409.5144 | 5279.4343 | 5272 | 5262.8013 | 5143.5767
| 5409.472 | 5279.3807 | 5271 | 5262.7996 | 5143.5655
| 5409.2448 | 5279.1932 | 5271 | 5262.7459 | 5143.483
| 5409.126 | 5279.0928 | 5271 | 5262.5784 | 5143.4585
| 5409.0574 | 5278.8819 | 5271 | 5261.5555 | 5143.4214
| 5409.039 | 5278.8053 | 5271 | 5261.4026 | 5143.1665
| 5408.8109 | 5278.771 | 5271 | 5261.3824 | 5142.8557
| 5408.5851 | 5278.471 | 5270 | 5261.2906 | 5142.7851
| 5408.1689 | 5278.4199 | 5270 | 5261.2742 | 5142.5341
| 5408.0521 | 5278.3695 | 5270 | 5261.2297 | 5142.3691
| 5407.9593 | 5278.2864 | 5270 | 5261.2162 | 5142.2967
| 5407.9287 | 5278.0857 | 5270 | 5261.0253 | 5142.2022
| 5407.8657 | 5278.0832 | 5270 | 5260.918 | 5142.145
| 5407.7541 | 5277.976 | 5270 | 5260.8057 | 5141.9256
| 5407.7001 | 5277.7667 | 5270 | 5260.7609 | 5141.9176
| 5407.116 | 5277.694 | 5270 | 5260.7462 | 5141.8353
| 5406.8628 | 5277.2045 | 5270 | 5260.7448 | 5141.6267
| 5406.8488 | 5277.1091 | 5270 | 5260.5601 | 5141.5326
| 5406.8291 | 5277.0571 | 5270 | 5260.1856 | 5141.374
| 5406.5542 | 5277.0512 | 5270 | 5260.0079 | 5141.3125
| 5406.5462 | 5277.0462 | 5269 | 5259.88 | 5141.1976
| 5406.3094 | 5277.0166 | 5269 | 5259.7612 | 5141.1316
| 5406.2088 | 5276.8353 | 5269 | 5259.7173 | 5141.1248
| 5406.1657 | 5276.7772 | 5269 | 5259.1985 | 5140.5923
| 5406.124 | 5276.7735 | 5269 | 5259.1871 | 5140.588
| 5406.102 | 5276.3898 | 5269 | 5259.1661 | 5139.653
| 5406.0191 | 5276.378 | 5269 | 5258.675 | 5139.5616
| 5406.0078 | 5276.2331 | 5269 | 5258.665 | 5139.3435
| 5405.7815 | 5276.1294 | 5269 | 5258.5958 | 5139.3009
| 5405.7037 | 5276.1022 | 5269 | 5258.5821 | 5139.2426
| 5405.6558 | 5276.02 | 5269 | 5258.5802 | 5139.0681
| 5405.3629 | 5275.7283 | 5268 | 5258.4609 | 5139.055
| 5404.9132 | 5275.6312 | 5268 | 5258.307 | 5138.9804
| 5404.8202 | 5275.3726 | 5268 | 5258.276 | 5138.9436
| 5404.7171 | 5275.3535 | 5268 | 5258.0889 | 5138.7822
| 5404.6644 | 5275.1608 | 5268 | 5258.0467 | 5138.5359
| 5404.5683 | 5275.0391 | 5268 | 5257.7715 | 5138.214
| 5404.563 | 5274.9198 | 5267 | 5257.471 | 5138.149
| 5403.9766 | 5274.6868 | 5267 | 5257.3465 | 5138.0664
| 5403.9347 | 5274.5439 | 5267 | 5257.1611 | 5138.0624
| 5403.6286 | 5274.4011 | 5267 | 5257.1381 | 5138.0206
| 5403.4483 | 5274.2314 | 5267 | 5257.058 | 5138.0149
| 5403.29 | 5274.1929 | 5267 | 5256.9517 | 5137.9167
| 5403.2109 | 5273.9506 | 5266 | 5256.9285 | 5137.8231
| 5403.1485 | 5273.7424 | 5266 | 5256.5213 | 5137.7762
| 5403.1413 | 5273.6542 | 5266 | 5256.3624 | 5137.5126
| 5403.0196 | 5273.4407 | 5266 | 5256.3159 | 5137.5104
| 5402.939 | 5273.3304 | 5266 | 5256.2219 | 5137.5002
| 5402.801 | 5273.1598 | 5266 | 5255.6182 | 5137.459
| 5402.7069 | 5273.1496 | 5266 | 5255.5721 | 5137.0926
| 5402.427 | 5272.7212 | 5266 | 5255.4259 | 5137.0139
| 5402.3033 | 5272.5913 | 5266 | 5255.3299 | 5136.9832
| 5402.1869 | 5272.5498 | 5265 | 5255.1555 | 5136.6755
| 5401.9646 | 5272.5342 | 5265 | 5254.7072 | 5136.6524
| 5401.7204 | 5272.4726 | 5265 | 5254.6754 | 5136.6305
| 5401.6216 | 5272.11 | 5265 | 5254.4256 | 5136.4957
| 5401.4402 | 5272.0806 | 5265 | 5254.2848 | 5136.3216
| 5401.3069 | 5271.985 | 5265 | 5254.0313 | 5136.279
| 5401.293 | 5271.7595 | 5265 | 5253.96 | 5136.1777
| 5401.2475 | 5271.6587 | 5265 | 5253.9145 | 5136.1462
| 5401.1712 | 5271.628 | 5265 | 5253.8971 | 5136.076
| 5401.1496 | 5271.6006 | 5264 | 5253.8674 | 5135.7188
| 5401.0132 | 5271.5743 | 5264 | 5253.8373 | 5135.6832
| 5401.0112 | 5271.5658 | 5264 | 5253.7971 | 5135.4121
| 5401.0063 | 5271.457 | 5264 | 5253.7237 | 5135.2966
| 5400.8987 | 5271.3632 | 5264 | 5253.6345 | 5135.2888
| 5400.7849 | 5271.2851 | 5264 | 5253.5695 | 5134.9441
| 5400.7339 | 5271.0191 | 5264 | 5253.502 | 5134.7834
| 5400.5684 | 5270.9478 | 5264 | 5253.2967 | 5134.612
| 5400.4655 | 5270.8542 | 5264 | 5253.2824 | 5134.5497
| 5400.4455 | 5270.6341 | 5264 | 5253.241 | 5134.4076
| 5400.2278 | 5270.606 | 5263 | 5253.1699 | 5134.3139
| 5400.2241 | 5270.5705 | 5263 | 5252.9399 | 5134.2802
| 5400.2017 | 5270.5523 | 5263 | 5252.8955 | 5133.7943
| 5400.1471 | 5270.3547 | 5263 | 5252.8186 | 5133.7168
| 5399.8766 | 5270.1973 | 5263 | 5252.8064 | 5133.7026
| 5399.7704 | 5270.139 | 5263 | 5252.7369 | 5133.6499
| 5399.5829 | 5269.6422 | 5262 | 5252.7151 | 5133.625
| 5399.4363 | 5269.6309 | 5262 | 5252.519 | 5133.6094
| 5399.372 | 5269.2359 | 5262 | 5252.26 | 5133.6049
| 5399.3226 | 5269.2051 | 5262 | 5252.2156 | 5133.5776
| 5399.212 | 5268.9143 | 5262 | 5252.0866 | 5133.5388
| 5399.1078 | 5268.9049 | 5262 | 5251.9738 | 5133.5139
| 5399.0616 | 5268.8174 | 5262 | 5251.8952 | 5133.498
| 5398.8692 | 5268.5604 | 5262 | 5251.8938 | 5133.4947
| 5398.863 | 5268.454 | 5262 | 5251.8629 | 5133.3972
| 5398.8599 | 5268.2817 | 5261 | 5251.5648 | 5132.8844
| 5398.5441 | 5268.0923 | 5261 | 5251.4543 | 5132.8057
| 5398.4957 | 5267.9521 | 5261 | 5251.3195 | 5132.7996
| 5398.2917 | 5267.7058 | 5261 | 5251.2238 | 5132.6625
| 5397.9515 | 5267.6369 | 5261 | 5251.1878 | 5132.586
| 5397.7244 | 5267.3344 | 5260 | 5250.9799 | 5132.3949
| 5397.5503 | 5267.2825 | 5260 | 5250.9345 | 5132.052
| 5397.4359 | 5267.2592 | 5260 | 5250.8667 | 5131.9797
| 5397.3535 | 5267.1846 | 5260 | 5250.8656 | 5131.9399
| 5397.3483 | 5267.1594 | 5260 | 5250.736 | 5131.8506
| 5397.1802 | 5267.0339 | 5259 | 5250.6517 | 5131.5791
| 5397.0945 | 5266.9864 | 5259 | 5250.5206 | 5131.5373
| 5396.9764 | 5266.8533 | 5259 | 5250.3162 | 5131.5003
| 5396.9548 | 5266.7829 | 5259 | 5250.2509 | 5131.4227
| 5396.8564 | 5266.7514 | 5259 | 5250.1206 | 5131.3564
| 5396.459 | 5266.5964 | 5258 | 5250.0441 | 5131.3352
| 5396.2895 | 5266.506 | 5258 | 5249.8591 | 5131.3087
| 5396.2664 | 5266.2511 | 5258 | 5249.8558 | 5131.1558
| 5396.1822 | 5266.0915 | 5258 | 5249.7932 | 5131.0652
| 5395.793 | 5265.8835 | 5258 | 5249.7404 | 5131.0633
| 5395.7863 | 5265.8632 | 5258 | 5249.6827 | 5131.0182
| 5395.6912 | 5265.6035 | 5258 | 5249.5997 | 5130.9138
| 5395.6731 | 5265.3157 | 5258 | 5249.5445 | 5130.7376
| 5395.6217 | 5265.2583 | 5258 | 5249.3339 | 5130.5435
| 5395.5606 | 5265.1541 | 5258 | 5248.66 | 5130.2995
| 5395.5113 | 5265.1524 | 5258 | 5248.3948 | 5130.2742
| 5395.4907 | 5265.1026 | 5258 | 5247.8192 | 5129.8767
| 5395.1222 | 5265.0308 | 5258 | 5247.7816 | 5129.6865
| 5394.771 | 5264.902 | 5257 | 5247.7676 | 5129.5867
| 5394.7192 | 5264.8858 | 5257 | 5247.6453 | 5129.3467
| 5394.5382 | 5264.7918 | 5257 | 5247.455 | 5129.1791
| 5394.3105 | 5264.6905 | 5257 | 5247.2688 | 5129.1724
| 5394.172 | 5264.5963 | 5257 | 5246.9986 | 5128.8153
| 5394.0305 | 5264.411 | 5257 | 5246.8643 | 5127.9925
| 5393.8253 | 5264.256 | 5257 | 5246.8033 | 5127.6318
| 5393.8067 | 5264.0732 | 5257 | 5246.6598 | 5127.5121
| 5393.7913 | 5263.8388 | 5257 | 5246.6236 | 5127.4149
| 5393.6845 | 5263.6864 | 5256 | 5246.6108 | 5127.3474
| 5393.674 | 5263.5718 | 5256 | 5246.5533 | 5127.3256
| 5393.4285 | 5263.4883 | 5256 | 5246.4308 | 5127.3226
| 5393.3442 | 5263.0989 | 5256 | 5246.1674 | 5127.1076
| 5393.1702 | 5262.9159 | 5256 | 5246.1601 | 5127.0617
| 5392.9547 | 5262.8875 | 5256 | 5245.6797 | 5126.7642
| 5392.9304 | 5262.851 | 5255 | 5245.5808 | 5126.6757
| 5392.8967 | 5262.6908 | 5255 | 5245.5109 | 5126.6502
| 5392.854 | 5262.5385 | 5255 | 5245.363 | 5126.5314
| 5392.7179 | 5262.3677 | 5255 | 5245.3606 | 5126.478
| 5392.7174 | 5262.1825 | 5255 | 5245.2914 | 5126.432
| 5392.5682 | 5262.0496 | 5255 | 5245.1768 | 5126.2928
| 5392.4671 | 5262.0393 | 5255 | 5245.1251 | 5126.2655
| 5392.4385 | 5262.0318 | 5255 | 5244.9396 | 5126.1351
| 5392.4026 | 5261.8498 | 5255 | 5244.7872 | 5126.1022
| 5392.3689 | 5261.4285 | 5255 | 5244.7435 | 5125.8366
| 5392.3236 | 5261.422 | 5254 | 5244.6871 | 5125.7906
| 5392.2979 | 5261.3776 | 5254 | 5244.6724 | 5125.3365
| 5392.2338 | 5261.2032 | 5254 | 5244.6063 | 5125.1853
| 5392.1488 | 5261.142 | 5254 | 5244.4092 | 5125.144
| 5392.0863 | 5260.8259 | 5254 | 5244.2769 | 5125.1325
| 5391.9251 | 5260.7449 | 5254 | 5243.9425 | 5124.9303
| 5391.8801 | 5260.442 | 5254 | 5243.9014 | 5124.8293
| 5391.6872 | 5260.4112 | 5253 | 5243.8514 | 5124.6579
| 5391.3048 | 5259.9562 | 5253 | 5243.7804 | 5124.5409
| 5391.1833 | 5259.4114 | 5253 | 5243.6716 | 5124.4372
| 5391.0596 | 5259.3191 | 5253 | 5243.5534 | 5124.4075
| 5390.9466 | 5259.1621 | 5253 | 5243.5139 | 5124.1137
| 5390.6218 | 5259.131 | 5253 | 5243.2984 | 5123.9284
| 5390.3537 | 5259.1042 | 5252 | 5243.2343 | 5123.5768
| 5389.9161 | 5259.087 | 5252 | 5243.1472 | 5123.5307
| 5389.8373 | 5259.0604 | 5252 | 5242.78 | 5123.3052
| 5389.8319 | 5259.0085 | 5252 | 5242.7023 | 5122.9772
| 5389.7135 | 5258.9572 | 5252 | 5242.6916 | 5122.8492
| 5389.605 | 5258.8649 | 5252 | 5242.3324 | 5122.7405
| 5389.5543 | 5258.8494 | 5252 | 5242.2607 | 5122.672
| 5389.4709 | 5258.8397 | 5252 | 5242.0733 | 5122.6538
| 5389.4012 | 5258.6097 | 5252 | 5241.7838 | 5122.5723
| 5389.3086 | 5258.437 | 5251 | 5241.7213 | 5122.5555
| 5389.3057 | 5258.3868 | 5251 | 5241.5975 | 5122.5064
| 5389.2756 | 5258.3459 | 5251 | 5241.3243 | 5122.018
| 5389.0752 | 5258.241 | 5251 | 5241.2334 | 5121.9985
| 5388.8215 | 5258.0798 | 5251 | 5241.0229 | 5121.75
| 5388.7483 | 5257.997 | 5251 | 5240.9992 | 5121.7085
| 5388.6955 | 5257.8722 | 5251 | 5240.5615 | 5121.3971
| 5388.6235 | 5257.8251 | 5250 | 5240.467 | 5121.3474
| 5388.5643 | 5257.6575 | 5250 | 5240.4432 | 5121.3111
| 5388.4747 | 5257.6322 | 5250 | 5240.2406 | 5121.2765
| 5388.3704 | 5257.5157 | 5250 | 5240.1836 | 5121.054
| 5388.3434 | 5257.4288 | 5250 | 5240.1171 | 5120.7965
| 5388.219 | 5257.34 | 5249 | 5239.9913 | 5120.6692
| 5388.2104 | 5257.1625 | 5249 | 5239.8311 | 5120.5757
| 5387.9928 | 5256.93 | 5249 | 5239.7315 | 5120.3155
| 5387.8304 | 5256.6944 | 5249 | 5239.6132 | 5120.2054
| 5387.8225 | 5256.5701 | 5249 | 5239.4888 | 5120.1775
| 5387.6513 | 5256.5422 | 5249 | 5239.1734 | 5120.0236
| 5387.6014 | 5256.5373 | 5249 | 5239.0918 | 5119.8704
| 5387.3311 | 5256.3826 | 5249 | 5238.912 | 5119.8001
| 5387.2634 | 5256.3756 | 5248 | 5238.8783 | 5119.6542
| 5386.9726 | 5256.2985 | 5248 | 5238.7861 | 5119.5941
| 5386.967 | 5256.1265 | 5248 | 5238.7441 | 5119.5671
| 5386.9397 | 5255.9876 | 5248 | 5238.7296 | 5119.5623
| 5386.8339 | 5255.9649 | 5247 | 5238.5065 | 5119.416
| 5386.8304 | 5255.9287 | 5247 | 5238.4958 | 5119.3285
| 5386.8269 | 5255.8739 | 5247 | 5238.4836 | 5119.1064
| 5386.763 | 5255.5278 | 5247 | 5238.233 | 5118.9944
| 5386.7005 | 5255.2065 | 5247 | 5238.1577 | 5118.9432
| 5386.5982 | 5255.0513 | 5247 | 5238.0869 | 5118.8865
| 5386.4237 | 5254.8626 | 5247 | 5238.0232 | 5118.6117
| 5386.4167 | 5254.7905 | 5247 | 5237.6767 | 5118.5213
| 5386.299 | 5254.2105 | 5246 | 5237.6543 | 5118.3839
| 5386.1405 | 5254.2015 | 5246 | 5237.4231 | 5118.1755
| 5385.7377 | 5254.1041 | 5246 | 5237.3398 | 5118.0724
| 5385.6508 | 5254.064 | 5246 | 5237.2842 | 5117.9891
| 5385.6214 | 5253.6394 | 5246 | 5237.1478 | 5117.6505
| 5385.2382 | 5253.5445 | 5246 | 5237.1468 | 5117.5923
| 5385.2232 | 5253.0147 | 5246 | 5237.0284 | 5117.3199
| 5385.2215 | 5252.2503 | 5246 | 5236.927 | 5117.3155
| 5385.1049 | 5252.1352 | 5246 | 5236.9265 | 5117.2593
| 5384.9429 | 5252.0919 | 5246 | 5236.8759 | 5117.257
| 5384.875 | 5251.9358 | 5245 | 5236.7013 | 5117.0524
| 5384.692 | 5251.779 | 5245 | 5236.5212 | 5116.7429
| 5384.5146 | 5251.4897 | 5245 | 5236.3676 | 5116.6582
| 5384.4369 | 5251.303 | 5245 | 5236.273 | 5116.4772
| 5383.6044 | 5251.209 | 5245 | 5236.1571 | 5116.1224
| 5383.3871 | 5251.1273 | 5245 | 5236.1296 | 5115.9571
| 5383.3713 | 5250.8338 | 5245 | 5236.0553 | 5115.8414
| 5383.3506 | 5250.5513 | 5245 | 5236.0548 | 5115.8087
| 5383.1997 | 5250.175 | 5245 | 5235.8518 | 5115.5885
| 5383.1398 | 5250.1403 | 5244 | 5235.8241 | 5115.5649
| 5382.9517 | 5250.0447 | 5244 | 5235.5255 | 5115.1249
| 5382.8893 | 5249.4853 | 5244 | 5235.3228 | 5115.0277
| 5382.8771 | 5248.8979 | 5244 | 5235.2348 | 5114.9993
| 5382.8268 | 5248.657 | 5244 | 5235.1891 | 5114.8142
| 5382.8209 | 5248.5809 | 5244 | 5235.1371 | 5114.2597
| 5382.7135 | 5248.565 | 5244 | 5235.032 | 5114.1734
| 5382.7009 | 5248.3001 | 5244 | 5234.9797 | 5114.1698
| 5382.5267 | 5248.0995 | 5244 | 5234.8021 | 5114.0667
| 5381.8908 | 5248.0581 | 5244 | 5234.7599 | 5114.0474
| 5381.7998 | 5248.0565 | 5244 | 5234.608 | 5113.3774
| 5381.5981 | 5248.0535 | 5244 | 5234.4739 | 5113.2732
| 5381.559 | 5247.7957 | 5244 | 5234.323 | 5113.263
| 5381.5222 | 5247.7866 | 5244 | 5234.2898 | 5113.0859
| 5381.4536 | 5247.5812 | 5244 | 5234.1665 | 5113.081
| 5381.3849 | 5247.4088 | 5244 | 5234.0593 | 5113.0364
| 5381.3674 | 5247.3938 | 5243 | 5234.0288 | 5113.0122
| 5381.1811 | 5247.3558 | 5243 | 5233.9174 | 5112.9063
| 5381.1787 | 5247.3066 | 5242 | 5233.8396 | 5112.9003
| 5381.0366 | 5247.2155 | 5242 | 5233.6518 | 5112.4211
| 5380.8308 | 5247.1817 | 5242 | 5233.5569 | 5112.3251
| 5380.7465 | 5246.9346 | 5242 | 5233.5552 | 5112.309
| 5380.7034 | 5246.687 | 5242 | 5233.5489 | 5112.1033
| 5380.6745 | 5246.6484 | 5242 | 5233.5222 | 5112.0079
| 5379.8697 | 5246.5332 | 5241 | 5233.4974 | 5111.952
| 5379.8445 | 5246.5099 | 5241 | 5233.3242 | 5111.849
| 5379.4632 | 5246.3605 | 5241 | 5233.2492 | 5111.5777
| 5379.3787 | 5246.3233 | 5241 | 5233.2138 | 5111.5296
| 5379.3702 | 5246.2381 | 5241 | 5233.1383 | 5111.2029
| 5379.322 | 5246.2156 | 5241 | 5233.0667 | 5111.0282
| 5379.3161 | 5246.0819 | 5241 | 5233.0628 | 5110.9939
| 5379.2929 | 5246.0749 | 5241 | 5232.9078 | 5110.9376
| 5379.2512 | 5245.926 | 5240 | 5232.7034 | 5110.8469
| 5379.198 | 5245.9001 | 5240 | 5232.376 | 5110.8357
| 5378.8632 | 5245.6818 | 5240 | 5232.3588 | 5110.8118
| 5378.8215 | 5245.384 | 5240 | 5232.3241 | 5110.7655
| 5378.7788 | 5245.3298 | 5240 | 5232.2724 | 5110.7446
| 5378.5673 | 5244.8648 | 5240 | 5232.1587 | 5110.686
| 5378.5666 | 5244.8617 | 5240 | 5232.028 | 5110.6317
| 5378.5214 | 5244.8233 | 5240 | 5231.9215 | 5110.5692
| 5378.2373 | 5244.6984 | 5240 | 5231.8206 | 5110.501
| 5378.2318 | 5244.6874 | 5239 | 5231.7544 | 5110.391
| 5377.9867 | 5244.4344 | 5239 | 5231.7302 | 5110.2474
| 5377.9772 | 5244.3536 | 5239 | 5231.7293 | 5109.9883
| 5377.8556 | 5244.1636 | 5239 | 5231.5923 | 5109.6553
| 5377.8167 | 5244.0521 | 5239 | 5231.5275 | 5109.4479
| 5377.7066 | 5244.003 | 5238 | 5231.5032 | 5109.4023
| 5377.6095 | 5243.9425 | 5238 | 5231.4647 | 5109.2389
| 5377.5399 | 5243.802 | 5238 | 5231.4014 | 5109.1747
| 5377.5133 | 5243.6463 | 5238 | 5231.3846 | 5109.1073
| 5377.49 | 5243.4827 | 5238 | 5231.3598 | 5108.8381
| 5377.3845 | 5243.4004 | 5238 | 5231.2866 | 5108.6988
| 5377.2959 | 5243.094 | 5238 | 5231.2684 | 5108.6447
| 5377.1713 | 5242.9605 | 5237 | 5230.8383 | 5108.6425
| 5376.9943 | 5242.9328 | 5237 | 5230.7871 | 5108.513
| 5376.9581 | 5242.676 | 5237 | 5230.7673 | 5108.4948
| 5376.9108 | 5242.6424 | 5237 | 5230.6963 | 5108.4208
| 5376.8174 | 5242.5152 | 5237 | 5230.6286 | 5108.3555
| 5376.6099 | 5242.4598 | 5237 | 5230.466 | 5108.2631
| 5375.8583 | 5242.3323 | 5237 | 5230.4436 | 5108.2486
| 5375.7348 | 5242.1963 | 5237 | 5230.3081 | 5108.0875
| 5375.6221 | 5242.0862 | 5236 | 5230.1923 | 5107.771
| 5375.5918 | 5242.0816 | 5236 | 5230.1747 | 5107.223
| 5375.543 | 5242.0332 | 5236 | 5229.242 | 5107.1767
| 5375.5151 | 5242.0255 | 5236 | 5229.199 | 5107.088
| 5375.464 | 5241.8666 | 5236 | 5228.9035 | 5106.9744
| 5375.3644 | 5241.8573 | 5236 | 5228.7799 | 5106.8461
| 5375.2834 | 5241.7118 | 5236 | 5228.3727 | 5106.7692
| 5375.1319 | 5241.5989 | 5235 | 5228.3547 | 5106.4845
| 5374.9688 | 5241.4831 | 5235 | 5228.2752 | 5106.3708
| 5374.6607 | 5241.2384 | 5235 | 5228.1432 | 5106.2165
| 5374.6557 | 5241.006 | 5235 | 5227.8405 | 5106.0202
| 5374.5997 | 5240.772 | 5235 | 5227.7357 | 5105.9094
| 5374.2432 | 5240.6287 | 5235 | 5227.6987 | 5105.8855
| 5374.1386 | 5240.5749 | 5234 | 5227.6915 | 5105.632
| 5374.0133 | 5240.4345 | 5234 | 5227.4842 | 5105.5845
| 5373.8041 | 5240.4187 | 5234 | 5227.2766 | 5105.2084
| 5373.7023 | 5240.3756 | 5234 | 5227.2288 | 5105.16
| 5373.6221 | 5239.9687 | 5234 | 5227.106 | 5105.0756
| 5373.376 | 5239.9436 | 5234 | 5227.0577 | 5104.753
| 5373.3586 | 5239.9221 | 5234 | 5227.0349 | 5104.564
| 5373.3267 | 5239.8993 | 5234 | 5226.911 | 5104.5306
| 5373.3254 | 5239.883 | 5234 | 5226.7513 | 5104.4903
| 5373.1245 | 5239.7936 | 5234 | 5226.6537 | 5104.3923
| 5373.033 | 5239.7806 | 5233 | 5226.5645 | 5104.3672
| 5372.515 | 5239.5867 | 5233 | 5226.3457 | 5104.1214
| 5372.4431 | 5239.1871 | 5233 | 5226.3381 | 5104.0325
| 5372.2887 | 5239.0062 | 5233 | 5226.3258 | 5103.8979
| 5372.247 | 5238.8514 | 5233 | 5226.1919 | 5103.8271
| 5372.0304 | 5238.7411 | 5233 | 5226.186 | 5103.8046
| 5371.9967 | 5238.6691 | 5233 | 5226.149 | 5103.276
| 5371.797 | 5238.471 | 5233 | 5226.0124 | 5103.246
| 5371.3722 | 5238.2007 | 5233 | 5225.8636 | 5103.0184
| 5371.3627 | 5238.1357 | 5233 | 5225.6307 | 5102.8193
| 5371.3034 | 5238.1158 | 5233 | 5225.5079 | 5102.6573
| 5371.2629 | 5238.065 | 5232 | 5225.0398 | 5102.6427
| 5371.2222 | 5238.0378 | 5232 | 5225.0172 | 5102.3243
| 5371.1893 | 5238.0119 | 5232 | 5224.9781 | 5102.1389
| 5370.971 | 5238.0115 | 5232 | 5224.8518 | 5102.1323
| 5370.5995 | 5237.9788 | 5232 | 5224.7688 | 5102.1194
| 5370.2933 | 5237.8873 | 5232 | 5224.678 | 5101.8518
| 5370.1434 | 5237.5362 | 5231 | 5224.5914 | 5101.7218
| 5370.0484 | 5237.297 | 5231 | 5224.4699 | 5101.6884
| 5369.9949 | 5237.2793 | 5231 | 5224.341 | 5101.5281
| 5369.9883 | 5237.2252 | 5231 | 5224.1171 | 5101.3577
| 5369.6067 | 5237.1212 | 5231 | 5223.7434 | 5101.2001
| 5369.415 | 5237.1125 | 5231 | 5223.7107 | 5101.1526
| 5369.2867 | 5237.0488 | 5231 | 5223.4054 | 5100.8208
| 5369.1451 | 5237.0133 | 5231 | 5223.3197 | 5100.7069
| 5369.1215 | 5236.6432 | 5231 | 5223.3069 | 5100.6998
| 5369.097 | 5236.6057 | 5231 | 5223.1286 | 5100.6101
| 5368.864 | 5236.442 | 5230 | 5223.0766 | 5100.5518
| 5368.7416 | 5236.4078 | 5230 | 5223.0295 | 5100.5314
| 5368.5921 | 5236.3437 | 5230 | 5222.9626 | 5100.3951
| 5368.2428 | 5236.2979 | 5230 | 5222.9143 | 5100.387
| 5368.0872 | 5236.0933 | 5230 | 5222.7042 | 5100.1359
| 5368.0464 | 5236.0615 | 5230 | 5222.4665 | 5100.1042
| 5367.8537 | 5236.0459 | 5230 | 5222.1576 | 5099.809
| 5367.7769 | 5236.0385 | 5230 | 5222.1232 | 5099.7581
| 5367.6489 | 5236.0148 | 5229 | 5222.1023 | 5099.5799
| 5367.5806 | 5235.8738 | 5229 | 5222.0923 | 5099.4211
| 5367.5484 | 5235.844 | 5229 | 5222.0632 | 5099.3724
| 5367.511 | 5235.8241 | 5229 | 5222.0095 | 5099.1373
| 5367.4212 | 5235.7665 | 5229 | 5221.9984 | 5098.8451
| 5367.3786 | 5235.6806 | 5229 | 5221.9316 | 5098.8165
| 5367.1579 | 5235.3859 | 5229 | 5221.5192 | 5098.7002
| 5366.8716 | 5235.3833 | 5229 | 5221.3948 | 5098.6442
| 5366.7681 | 5235.3638 | 5229 | 5220.8855 | 5098.6276
| 5366.7557 | 5235.2864 | 5229 | 5220.7347 | 5098.488
| 5366.7379 | 5235.2136 | 5229 | 5220.3762 | 5098.2742
| 5366.5214 | 5235.1361 | 5229 | 5220.2414 | 5097.9119
| 5366.5143 | 5235.0111 | 5229 | 5220.2231 | 5097.8961
| 5366.4759 | 5234.9376 | 5229 | 5220.1041 | 5097.867
| 5366.2068 | 5234.6736 | 5229 | 5220.0895 | 5097.8015
| 5366.0505 | 5234.5345 | 5229 | 5219.83 | 5097.7141
| 5365.8297 | 5234.495 | 5228 | 5219.8236 | 5097.6813
| 5365.7073 | 5234.1477 | 5228 | 5219.6557 | 5097.0694
| 5365.64 | 5233.7982 | 5228 | 5219.6226 | 5097.0447
| 5365.6158 | 5233.5281 | 5228 | 5219.5733 | 5096.8091
| 5365.0874 | 5233.5109 | 5227 | 5219.4604 | 5096.7384
| 5364.6591 | 5233.3385 | 5227 | 5219.1795 | 5096.651
| 5364.609 | 5233.2333 | 5227 | 5219.0247 | 5096.4735
| 5364.5382 | 5233.1371 | 5227 | 5219.0021 | 5096.4084
| 5364.4867 | 5233.0408 | 5227 | 5218.7692 | 5096.3544
| 5364.346 | 5232.969 | 5227 | 5218.1967 | 5096.2885
| 5364.0402 | 5232.9236 | 5227 | 5217.9789 | 5096.281
| 5363.7808 | 5232.6465 | 5227 | 5217.7412 | 5096.262
| 5363.6926 | 5232.4745 | 5227 | 5217.5979 | 5096.1977
| 5363.6101 | 5232.4477 | 5227 | 5217.5921 | 5096.1515
| 5363.5419 | 5232.3097 | 5226 | 5217.3932 | 5095.3623
| 5363.3253 | 5232.1272 | 5226 | 5217.3712 | 5095.2426
| 5363.092 | 5232.0918 | 5226 | 5217.0755 | 5095.053
| 5362.8674 | 5232.0771 | 5226 | 5216.8407 | 5095.0383
| 5362.7998 | 5231.9898 | 5226 | 5216.7725 | 5094.7726
| 5362.769 | 5231.9419 | 5225 | 5216.5187 | 5094.7438
| 5362.764 | 5231.4607 | 5225 | 5216.4643 | 5094.7309
| 5362.7442 | 5231.33 | 5225 | 5216.4165 | 5094.7238
| 5362.7345 | 5231.2164 | 5225 | 5216.3251 | 5094.5769
| 5362.4025 | 5231.0715 | 5225 | 5216.0757 | 5094.5193
| 5362.2285 | 5230.7984 | 5224 | 5216.0556 | 5094.3993
| 5362.1729 | 5230.7181 | 5224 | 5215.9354 | 5094.3455
| 5362.0427 | 5230.7075 | 5224 | 5215.8087 | 5094.3249
| 5362.0315 | 5230.6601 | 5224 | 5215.7992 | 5094.2196
| 5361.83 | 5230.3796 | 5224 | 5215.7961 | 5093.832
| 5361.384 | 5230.3209 | 5224 | 5215.334 | 5093.5591
| 5361.1171 | 5230.3201 | 5224 | 5215.2141 | 5093.4518
| 5360.8398 | 5230.276 | 5223 | 5214.9625 | 5093.3732
| 5360.7943 | 5230.0934 | 5223 | 5214.886 | 5093.3621
| 5360.6372 | 5229.7956 | 5223 | 5214.8687 | 5093.3465
| 5359.9603 | 5229.5908 | 5223 | 5214.8174 | 5093.3306
| 5359.7583 | 5229.5405 | 5223 | 5214.7705 | 5092.8234
| 5359.6787 | 5229.1793 | 5223 | 5214.7583 | 5092.545
| 5359.3906 | 5229.145 | 5222 | 5214.7204 | 5092.4954
| 5359.2345 | 5229.0718 | 5222 | 5214.5406 | 5092.393
| 5359.1767 | 5229.0484 | 5222 | 5214.4359 | 5092.3479
| 5358.9492 | 5228.9621 | 5222 | 5214.2285 | 5092.1262
| 5358.9026 | 5228.9592 | 5222 | 5214.2063 | 5092.0659
| 5358.7985 | 5228.8533 | 5222 | 5213.9598 | 5092.0257
| 5358.654 | 5228.7471 | 5222 | 5213.8226 | 5091.839
| 5358.5732 | 5228.5231 | 5222 | 5213.5885 | 5091.777
| 5358.4783 | 5228.3639 | 5221 | 5213.5826 | 5091.5827
| 5358.4138 | 5228.3235 | 5221 | 5213.4456 | 5091.54
| 5358.4095 | 5227.9628 | 5221 | 5213.4293 | 5091.432
| 5358.283 | 5227.8046 | 5221 | 5213.4064 | 5091.3143
| 5358.2787 | 5227.5177 | 5221 | 5213.0978 | 5091.1834
| 5358.065 | 5227.3962 | 5221 | 5213.0601 | 5090.8043
| 5357.5084 | 5227.3946 | 5221 | 5212.95 | 5090.6194
| 5357.3991 | 5227.3179 | 5220 | 5212.9449 | 5090.5957
| 5357.355 | 5227.1908 | 5220 | 5212.7967 | 5089.9642
| 5357.3314 | 5227.1474 | 5220 | 5212.7674 | 5089.8799
| 5357.2909 | 5226.7071 | 5220 | 5212.5519 | 5089.8563
| 5356.9313 | 5226.6182 | 5220 | 5212.5299 | 5089.7078
| 5356.8879 | 5226.466 | 5220 | 5212.3689 | 5089.3272
| 5356.778 | 5226.4437 | 5220 | 5212.226 | 5089.249
| 5356.626 | 5226.3535 | 5220 | 5212.1408 | 5089.2001
| 5356.5985 | 5226.1944 | 5220 | 5212.115 | 5089.1609
| 5356.3941 | 5226.1479 | 5220 | 5211.9245 | 5089.0802
| 5356.3855 | 5226.1393 | 5219 | 5211.7934 | 5089.0073
| 5356.367 | 5225.9977 | 5219 | 5211.7914 | 5088.9431
| 5356.3485 | 5225.9608 | 5219 | 5211.7002 | 5088.8783
| 5355.6982 | 5225.9205 | 5219 | 5211.2829 | 5088.8704
| 5355.5667 | 5225.8717 | 5219 | 5210.8705 | 5088.8315
| 5355.3677 | 5225.8703 | 5219 | 5210.7285 | 5088.6515
| 5355.3671 | 5225.8594 | 5219 | 5210.6345 | 5088.3629
| 5355.332 | 5225.8063 | 5218 | 5210.5636 | 5088.357
| 5355.1511 | 5225.7633 | 5218 | 5210.4812 | 5088.3288
| 5355.0365 | 5225.5741 | 5218 | 5210.4738 | 5088.2826
| 5354.8805 | 5225.5596 | 5217 | 5210.4362 | 5088.2485
| 5354.8587 | 5225.277 | 5217 | 5210.4322 | 5088.2245
| 5354.8098 | 5225.1859 | 5217 | 5210.2024 | 5088.0078
| 5354.7792 | 5225.0229 | 5217 | 5210.1544 | 5087.9888
| 5353.5342 | 5224.8874 | 5217 | 5210.1161 | 5087.7473
| 5353.4639 | 5224.6557 | 5217 | 5209.9513 | 5087.7226
| 5353.3102 | 5224.6371 | 5217 | 5209.9512 | 5087.6344
| 5353.2943 | 5224.5553 | 5217 | 5209.7405 | 5087.5994
| 5353.2439 | 5224.5154 | 5217 | 5209.7319 | 5087.5209
| 5353.2409 | 5224.4638 | 5217 | 5209.6259 | 5087.5207
| 5353.2106 | 5224.3123 | 5216 | 5209.2021 | 5087.3364
| 5352.8859 | 5224.1673 | 5216 | 5209.0995 | 5087.3316
| 5352.7432 | 5224.1174 | 5216 | 5208.9916 | 5087.055
| 5352.7058 | 5223.7787 | 5216 | 5208.9414 | 5086.8944
| 5352.5694 | 5223.7306 | 5216 | 5208.9302 | 5086.7999
| 5352.3599 | 5223.5502 | 5216 | 5208.8711 | 5086.5129
| 5352.2953 | 5223.5067 | 5216 | 5208.7127 | 5086.2668
| 5352.1465 | 5223.4778 | 5216 | 5208.6707 | 5086.1952
| 5352.1072 | 5223.4261 | 5215 | 5208.5957 | 5086.0892
| 5351.9112 | 5223.1843 | 5215 | 5208.5321 | 5086.0792
| 5351.8886 | 5223.09 | 5215 | 5208.5205 | 5085.9559
| 5351.6219 | 5222.8128 | 5215 | 5208.5202 | 5085.8613
| 5351.5548 | 5222.5965 | 5214 | 5208.4662 | 5085.7445
| 5351.317 | 5222.5958 | 5214 | 5208.3891 | 5085.7239
| 5351.0103 | 5222.5175 | 5214 | 5208.2273 | 5085.6928
| 5350.9363 | 5222.439 | 5214 | 5208.0769 | 5085.6269
| 5350.8757 | 5222.3942 | 5214 | 5208.0516 | 5085.4914
| 5350.2316 | 5222.3193 | 5214 | 5208.0195 | 5085.1061
| 5350.1405 | 5222.212 | 5213 | 5208.0188 | 5084.7333
| 5350.0661 | 5222.0515 | 5213 | 5207.7335 | 5084.5278
| 5349.9891 | 5222.0062 | 5213 | 5207.2503 | 5084.471
| 5349.9523 | 5221.9563 | 5213 | 5207.2417 | 5084.3937
| 5349.8556 | 5221.9339 | 5213 | 5207.0058 | 5084.0471
| 5349.8379 | 5221.7043 | 5213 | 5206.6866 | 5083.9237
| 5349.5384 | 5221.7034 | 5212 | 5206.6016 | 5083.7047
| 5349.1456 | 5221.6928 | 5212 | 5206.3794 | 5083.6628
| 5349.0404 | 5221.5877 | 5212 | 5206.3371 | 5083.6619
| 5348.8385 | 5221.5508 | 5212 | 5206.1606 | 5083.5431
| 5348.6241 | 5221.5484 | 5212 | 5205.875 | 5083.5203
| 5348.5533 | 5221.2635 | 5212 | 5205.7728 | 5083.2129
| 5348.3835 | 5221.1124 | 5211 | 5205.6039 | 5083.0828
| 5348.379 | 5221.0875 | 5211 | 5205.5421 | 5083.0605
| 5348.3544 | 5221.0231 | 5211 | 5205.5158 | 5082.9876
| 5348.084 | 5220.8758 | 5211 | 5205.2224 | 5082.9394
| 5348.0299 | 5220.8683 | 5211 | 5204.8783 | 5082.9248
| 5347.9855 | 5220.8077 | 5211 | 5204.8103 | 5082.8394
| 5347.7213 | 5220.8044 | 5211 | 5204.7922 | 5082.7748
| 5347.4708 | 5220.7804 | 5211 | 5204.5498 | 5082.4861
| 5347.2776 | 5220.7354 | 5211 | 5204.4559 | 5082.4797
| 5347.1772 | 5220.6501 | 5211 | 5204.4497 | 5082.2653
| 5347.141 | 5220.608 | 5211 | 5204.2187 | 5082.1627
| 5346.7366 | 5220.6017 | 5210 | 5204.0848 | 5081.8337
| 5346.6886 | 5220.3219 | 5210 | 5203.6983 | 5081.6313
| 5346.6236 | 5220.1071 | 5210 | 5203.5104 | 5081.6136
| 5346.485 | 5220.066 | 5210 | 5203.4541 | 5081.606
| 5346.2846 | 5220.0591 | 5210 | 5203.4035 | 5081.5589
| 5346.243 | 5220.0533 | 5210 | 5203.381 | 5081.4946
| 5346.2088 | 5220.0511 | 5210 | 5203.0021 | 5081.4827
| 5346.0136 | 5219.8472 | 5210 | 5202.893 | 5081.3775
| 5345.949 | 5219.7679 | 5210 | 5202.7339 | 5081.3484
| 5345.8546 | 5219.5943 | 5210 | 5202.6767 | 5081.0805
| 5345.7567 | 5219.548 | 5210 | 5202.6413 | 5081.0449
| 5345.7176 | 5219.5338 | 5210 | 5202.3814 | 5081.0279
| 5345.4008 | 5219.1703 | 5210 | 5202.0937 | 5080.9586
| 5345.358 | 5218.8311 | 5209 | 5201.9322 | 5080.8907
| 5345.2293 | 5218.7379 | 5209 | 5201.882 | 5080.8666
| 5345.0986 | 5218.6237 | 5209 | 5201.7288 | 5080.8263
| 5344.9222 | 5218.6104 | 5209 | 5201.6984 | 5080.757
| 5344.9189 | 5218.5203 | 5208 | 5201.5433 | 5080.372
| 5344.9106 | 5218.3751 | 5208 | 5201.5048 | 5080.3557
| 5344.7267 | 5218.2242 | 5208 | 5201.4327 | 5080.339
| 5344.5768 | 5218.2217 | 5208 | 5201.2077 | 5080.1536
| 5344.5514 | 5217.8966 | 5208 | 5201.0819 | 5080.1312
| 5344.481 | 5217.7327 | 5208 | 5201.0776 | 5080.1075
| 5344.1445 | 5217.6721 | 5208 | 5201.0606 | 5080.0707
| 5344.036 | 5216.9009 | 5208 | 5201.0562 | 5079.9125
| 5344.0336 | 5216.8355 | 5207 | 5200.9289 | 5079.5473
| 5343.8572 | 5216.6875 | 5207 | 5200.764 | 5079.5372
| 5343.8386 | 5216.4186 | 5207 | 5200.75 | 5079.4487
| 5343.5909 | 5216.2918 | 5207 | 5200.677 | 5079.4277
| 5343.455 | 5216.2555 | 5207 | 5200.6586 | 5079.4051
| 5343.4311 | 5216.1842 | 5207 | 5200.4002 | 5079.4023
| 5343.2822 | 5215.7398 | 5207 | 5200.3733 | 5079.1933
| 5343.2554 | 5215.7374 | 5207 | 5200.1459 | 5079.1451
| 5343.2451 | 5215.5666 | 5207 | 5200.1402 | 5079.0944
| 5343.0562 | 5215.5291 | 5207 | 5200.1102 | 5079.0059
| 5342.8745 | 5215.4468 | 5207 | 5199.9605 | 5078.9871
| 5342.8706 | 5215.3328 | 5207 | 5199.8566 | 5078.9303
| 5342.7885 | 5215.329 | 5207 | 5199.8097 | 5078.9301
| 5342.7274 | 5215.2502 | 5206 | 5199.766 | 5078.9285
| 5342.7127 | 5215.1609 | 5206 | 5199.6325 | 5078.6884
| 5342.633 | 5215.1251 | 5206 | 5199.5042 | 5078.6069
| 5342.6311 | 5214.8174 | 5206 | 5199.422 | 5078.2891
| 5342.5703 | 5214.3791 | 5206 | 5199.4186 | 5078.2314
| 5342.5294 | 5214.2568 | 5206 | 5199.3449 | 5078.0989
| 5342.5079 | 5214.2344 | 5206 | 5199.2437 | 5078.0868
| 5342.4392 | 5214.1449 | 5206 | 5198.8875 | 5078.0387
| 5342.4203 | 5214.0537 | 5206 | 5198.631 | 5077.1841
| 5342.291 | 5213.5715 | 5206 | 5198.5713 | 5077.1367
| 5342.1681 | 5213.366 | 5205 | 5198.5308 | 5077.1236
| 5342.1455 | 5213.3493 | 5205 | 5198.4943 | 5077.0344
| 5341.9033 | 5213.1763 | 5205 | 5198.4889 | 5076.9716
| 5341.6948 | 5212.9935 | 5205 | 5198.2487 | 5076.8721
| 5341.6491 | 5212.9748 | 5205 | 5198.2423 | 5076.7304
| 5341.632 | 5212.9535 | 5205 | 5198.1695 | 5076.0422
| 5341.5063 | 5212.9085 | 5205 | 5198.1504 | 5075.9351
| 5341.5044 | 5212.862 | 5205 | 5197.9364 | 5075.7491
| 5341.2772 | 5212.8583 | 5205 | 5197.9245 | 5075.4442
| 5341.1927 | 5212.8265 | 5205 | 5197.8205 | 5075.1284
| 5341.069 | 5212.5121 | 5204 | 5197.7794 | 5075.1282
| 5341.0013 | 5212.4846 | 5204 | 5197.4632 | 5075.0248
| 5340.8973 | 5212.0824 | 5204 | 5197.3351 | 5074.839
| 5340.8288 | 5212.0368 | 5204 | 5197.3175 | 5074.8201
| 5340.7828 | 5211.9489 | 5204 | 5197.2436 | 5074.8128
| 5340.7716 | 5211.8016 | 5204 | 5197.0468 | 5074.7525
| 5340.749 | 5211.654 | 5204 | 5196.9259 | 5074.4602
| 5340.6662 | 5211.6513 | 5204 | 5196.7234 | 5074.3779
| 5340.5767 | 5211.5758 | 5203 | 5196.5851 | 5074.1261
| 5340.1754 | 5211.3122 | 5203 | 5196.534 | 5073.8223
| 5339.9885 | 5211.1594 | 5203 | 5196.5301 | 5073.1271
| 5339.9222 | 5211.017 | 5203 | 5196.5141 | 5073.0886
| 5339.8707 | 5210.9645 | 5203 | 5196.4415 | 5073.0111
| 5339.8413 | 5210.8924 | 5202 | 5196.4007 | 5073.0024
| 5339.811 | 5210.8294 | 5202 | 5196.074 | 5072.9647
| 5339.6922 | 5210.784 | 5202 | 5195.9876 | 5072.9485
| 5339.2568 | 5210.76 | 5202 | 5195.9226 | 5072.7079
| 5339.221 | 5210.7333 | 5202 | 5195.8801 | 5072.6014
| 5339.0598 | 5210.6521 | 5202 | 5195.7913 | 5072.5667
| 5338.989 | 5210.4829 | 5202 | 5195.6691 | 5072.2869
| 5338.9025 | 5210.4066 | 5202 | 5195.6181 | 5072.1737
| 5338.8713 | 5210.3999 | 5202 | 5195.6025 | 5072.1099
| 5338.6667 | 5210.2967 | 5202 | 5195.4809 | 5071.9528
| 5338.1074 | 5209.9958 | 5202 | 5195.4665 | 5071.9482
| 5337.9475 | 5209.9426 | 5202 | 5195.1809 | 5071.8999
| 5337.7769 | 5209.6946 | 5202 | 5195.0194 | 5071.8763
| 5337.7665 | 5209.5951 | 5201 | 5194.9963 | 5071.7957
| 5337.6969 | 5209.5763 | 5201 | 5194.9277 | 5071.5999
| 5337.5906 | 5209.0236 | 5201 | 5194.8803 | 5071.4035
| 5337.428 | 5208.9084 | 5201 | 5194.8689 | 5071.3958
| 5337.3573 | 5208.8841 | 5201 | 5194.6811 | 5071.347
| 5337.2284 | 5208.8491 | 5201 | 5194.6684 | 5071.3457
| 5337.0661 | 5208.7801 | 5201 | 5194.5902 | 5071.3027
| 5336.9674 | 5208.7318 | 5201 | 5194.5338 | 5071.1894
| 5336.9621 | 5208.7115 | 5201 | 5194.5075 | 5071.1094
| 5336.9098 | 5208.5435 | 5200 | 5194.2514 | 5071.0917
| 5336.8811 | 5208.5236 | 5200 | 5194.1912 | 5071.036
| 5336.8258 | 5208.5176 | 5200 | 5194.0821 | 5070.9711
| 5336.7696 | 5208.4817 | 5200 | 5193.9295 | 5070.9136
| 5336.7614 | 5208.4708 | 5200 | 5193.8773 | 5070.8991
| 5336.2027 | 5208.4482 | 5199 | 5193.675 | 5070.8854
| 5336.1785 | 5208.382 | 5199 | 5193.6348 | 5070.8632
| 5336.1065 | 5208.229 | 5199 | 5193.5323 | 5070.7384
| 5335.9433 | 5208.2013 | 5198 | 5193.3863 | 5070.7206
| 5335.866 | 5208.0589 | 5198 | 5193.3719 | 5070.437
| 5335.7932 | 5207.9843 | 5198 | 5193.324 | 5070.3304
| 5335.7452 | 5207.7008 | 5198 | 5193.3192 | 5070.3163
| 5335.6768 | 5207.6633 | 5198 | 5193.234 | 5069.9519
| 5335.5914 | 5207.3982 | 5198 | 5193.1431 | 5069.7967
| 5335.5417 | 5207.1403 | 5198 | 5193.1347 | 5069.5757
| 5335.3144 | 5206.9748 | 5198 | 5192.8882 | 5069.5369
| 5335.233 | 5206.7015 | 5198 | 5192.6008 | 5069.4034
| 5335.1736 | 5206.6626 | 5198 | 5192.5916 | 5069.3967
| 5335.0874 | 5206.6435 | 5198 | 5192.5832 | 5069.3757
| 5335.0873 | 5206.6235 | 5198 | 5192.3717 | 5069.3298
| 5335.0566 | 5206.4828 | 5198 | 5192.3448 | 5069.0538
| 5334.7832 | 5206.463 | 5197 | 5192.3308 | 5068.9978
| 5334.4643 | 5206.448 | 5197 | 5192.3286 | 5068.9071
| 5334.389 | 5206.3244 | 5197 | 5192.2949 | 5068.8147
| 5334.1468 | 5206.3091 | 5197 | 5192.1546 | 5068.7225
| 5334.1296 | 5206.2973 | 5197 | 5192.0015 | 5068.6487
| 5334.1216 | 5206.2251 | 5197 | 5191.9673 | 5068.6474
| 5333.9263 | 5206.201 | 5197 | 5191.8504 | 5068.3701
| 5333.8598 | 5205.8445 | 5197 | 5191.8037 | 5068.0404
| 5333.8038 | 5205.6817 | 5197 | 5191.5879 | 5068.0088
| 5333.7396 | 5205.2095 | 5197 | 5191.519 | 5067.9533
| 5333.54 | 5205.0274 | 5197 | 5191.425 | 5067.9201
| 5333.2898 | 5204.9909 | 5196 | 5191.3392 | 5067.905
| 5333.263 | 5204.9246 | 5196 | 5191.1671 | 5067.771
| 5333.0036 | 5204.8708 | 5196 | 5190.9794 | 5067.6822
| 5332.9928 | 5204.7816 | 5196 | 5190.5733 | 5067.5293
| 5332.8668 | 5204.7416 | 5196 | 5190.4101 | 5067.4484
| 5332.8591 | 5204.6924 | 5196 | 5190.2078 | 5066.8305
| 5332.844 | 5204.5259 | 5196 | 5190.2015 | 5066.6987
| 5332.7812 | 5204.4877 | 5196 | 5190.1306 | 5066.5647
| 5332.7058 | 5204.4143 | 5196 | 5189.9168 | 5066.5597
| 5332.6305 | 5204.3029 | 5196 | 5189.7642 | 5066.5201
| 5332.4825 | 5204.2809 | 5196 | 5189.6914 | 5066.3905
| 5332.1477 | 5203.9793 | 5196 | 5189.3291 | 5066.3379
| 5331.8462 | 5203.9752 | 5195 | 5189.1841 | 5066.1534
| 5331.8095 | 5203.9641 | 5195 | 5189.0347 | 5065.8194
| 5331.5716 | 5203.9323 | 5195 | 5189.033 | 5065.8091
| 5331.3246 | 5203.9211 | 5195 | 5188.8492 | 5065.6653
| 5331.2191 | 5203.9065 | 5195 | 5188.7956 | 5065.6289
| 5331.1901 | 5203.8372 | 5195 | 5188.6689 | 5065.5955
| 5330.7384 | 5203.7394 | 5195 | 5188.5489 | 5064.771
| 5330.6765 | 5203.5793 | 5195 | 5188.4747 | 5064.4786
| 5330.6695 | 5203.321 | 5195 | 5188.2246 | 5064.4402
| 5330.6379 | 5203.3138 | 5195 | 5188.0215 | 5064.2887
| 5330.6031 | 5203.2402 | 5194 | 5187.9614 | 5064.2732
| 5330.4445 | 5202.9323 | 5194 | 5187.9193 | 5064.0453
| 5330.3364 | 5202.8565 | 5194 | 5187.7672 | 5063.6935
| 5330.2987 | 5202.8491 | 5194 | 5187.7661 | 5063.685
| 5330.2704 | 5202.8387 | 5194 | 5187.607 | 5063.6323
| 5330.2599 | 5202.6921 | 5194 | 5187.5559 | 5063.4829
| 5329.9258 | 5201.9461 | 5194 | 5187.5046 | 5063.2022
| 5329.6951 | 5201.8403 | 5194 | 5187.2634 | 5063.0033
| 5329.6479 | 5201.7919 | 5193 | 5187.1762 | 5062.9654
| 5329.5682 | 5201.5315 | 5193 | 5187.1719 | 5062.7867
| 5329.5322 | 5201.1216 | 5193 | 5187.1398 | 5062.549
| 5329.511 | 5201.0465 | 5193 | 5187.068 | 5062.4586
| 5329.4809 | 5200.9913 | 5193 | 5186.7897 | 5062.4209
| 5329.4121 | 5200.8807 | 5193 | 5186.7162 | 5062.4104
| 5329.0808 | 5200.622 | 5193 | 5186.5004 | 5062.23
| 5328.9873 | 5200.6202 | 5193 | 5186.4586 | 5062.2255
| 5328.7474 | 5200.5573 | 5193 | 5186.408 | 5062.0728
| 5328.6797 | 5200.496 | 5192 | 5186.2981 | 5061.8655
| 5328.522 | 5200.4239 | 5192 | 5186.2363 | 5061.8293
| 5328.5013 | 5200.4117 | 5192 | 5186.1849 | 5061.3974
| 5328.4544 | 5200.3301 | 5192 | 5185.8388 | 5061.3556
| 5328.3917 | 5200.3199 | 5192 | 5185.8177 | 5061.2923
| 5328.2597 | 5199.9586 | 5192 | 5185.8075 | 5061.292
| 5328.088 | 5199.8932 | 5192 | 5185.7771 | 5061.2076
| 5328.0122 | 5199.7913 | 5192 | 5185.7582 | 5061.182
| 5327.9389 | 5199.6447 | 5192 | 5185.6767 | 5061.0108
| 5327.9177 | 5199.5374 | 5191 | 5185.5688 | 5060.9545
| 5327.6827 | 5199.4967 | 5191 | 5185.328 | 5060.5217
| 5327.6511 | 5199.4152 | 5191 | 5185.2164 | 5060.3987
| 5327.4942 | 5199.2421 | 5191 | 5185.1032 | 5060.2422
| 5327.4479 | 5199.2414 | 5191 | 5185.0318 | 5060.0997
| 5327.3284 | 5199.1812 | 5191 | 5184.9049 | 5060.0316
| 5327.095 | 5199.1662 | 5190 | 5184.8571 | 5059.9416
| 5326.9106 | 5198.909 | 5190 | 5184.6561 | 5059.659
| 5326.8545 | 5198.5514 | 5190 | 5184.584 | 5059.5795
| 5326.5423 | 5198.2891 | 5190 | 5184.5765 | 5059.3432
| 5326.43 | 5198.2022 | 5190 | 5184.4394 | 5059.1999
| 5326.3854 | 5198.1905 | 5189 | 5184.3748 | 5058.7322
| 5326.2674 | 5198.0899 | 5189 | 5184.3674 | 5058.3455
| 5326.1974 | 5197.5426 | 5189 | 5184.3021 | 5058.2228
| 5326.195 | 5197.3759 | 5189 | 5184.2872 | 5057.8228
| 5326.0124 | 5197.3617 | 5189 | 5184.2282 | 5057.634
| 5325.6759 | 5197.253 | 5189 | 5184.1835 | 5057.633
| 5325.6021 | 5197.1356 | 5189 | 5183.9756 | 5057.6083
| 5325.512 | 5197.1192 | 5189 | 5183.7139 | 5057.3495
| 5325.4718 | 5196.7557 | 5189 | 5183.5652 | 5057.3251
| 5325.4012 | 5196.6927 | 5188 | 5183.5365 | 5057.1988
| 5325.3624 | 5196.5906 | 5188 | 5183.5056 | 5057.1824
| 5325.3521 | 5196.4563 | 5188 | 5183.4522 | 5057.1669
| 5325.1745 | 5196.4001 | 5188 | 5183.3908 | 5057.1302
| 5325.1534 | 5196.3437 | 5188 | 5183.3081 | 5057.055
| 5324.7719 | 5196.2963 | 5188 | 5183.1839 | 5056.9359
| 5324.7372 | 5196.2606 | 5188 | 5183.1064 | 5056.9353
| 5324.7276 | 5196.0985 | 5188 | 5182.9058 | 5056.9007
| 5324.6378 | 5195.9664 | 5188 | 5182.8895 | 5056.747
| 5324.4961 | 5195.9132 | 5188 | 5182.8581 | 5056.5925
| 5324.109 | 5195.3453 | 5188 | 5182.7224 | 5056.4875
| 5324.0736 | 5195.1958 | 5187 | 5182.6698 | 5056.2867
| 5324.0452 | 5195.1855 | 5187 | 5182.3263 | 5056.0134
| 5323.8894 | 5195.1359 | 5187 | 5182.1573 | 5055.9023
| 5323.8744 | 5195.1331 | 5187 | 5182.0277 | 5055.7123
| 5323.6365 | 5194.9559 | 5187 | 5181.5146 | 5055.5363
| 5323.5428 | 5194.6753 | 5187 | 5181.4201 | 5055.4767
| 5323.5128 | 5194.4126 | 5186 | 5181.0198 | 5055.2842
| 5323.5077 | 5194.3513 | 5186 | 5180.9734 | 5055.2709
| 5323.46 | 5194.1098 | 5186 | 5180.9691 | 5055.0589
| 5323.4504 | 5193.8723 | 5186 | 5180.9417 | 5055.0318
| 5323.3088 | 5193.7958 | 5186 | 5180.9049 | 5054.9884
| 5323.3046 | 5193.7019 | 5186 | 5180.7599 | 5054.783
| 5323.2267 | 5193.6644 | 5186 | 5180.4728 | 5054.7365
| 5323.1853 | 5193.6605 | 5186 | 5180.2665 | 5054.5972
| 5323.0419 | 5193.3496 | 5186 | 5180.0376 | 5054.4338
| 5322.995 | 5193.1781 | 5185 | 5179.6119 | 5054.3404
| 5322.9619 | 5193.0968 | 5185 | 5179.5524 | 5054.0718
| 5322.9255 | 5192.7926 | 5185 | 5179.5522 | 5053.9288
| 5322.4968 | 5192.6828 | 5185 | 5179.4585 | 5053.9048
| 5322.4194 | 5192.659 | 5185 | 5179.2351 | 5053.6752
| 5322.0914 | 5192.6062 | 5185 | 5179.173 | 5053.5439
| 5322.0788 | 5192.4653 | 5185 | 5179.0709 | 5053.4705
| 5321.8388 | 5192.4632 | 5185 | 5178.9546 | 5053.4239
| 5321.5599 | 5192.3205 | 5185 | 5178.8991 | 5053.3121
| 5321.5253 | 5192.2298 | 5185 | 5178.7937 | 5053.3092
| 5321.4788 | 5192.0978 | 5185 | 5178.3459 | 5052.9417
| 5321.4309 | 5191.9808 | 5184 | 5178.3454 | 5052.9039
| 5321.3808 | 5191.8421 | 5184 | 5178.2491 | 5052.7653
| 5321.2964 | 5191.736 | 5184 | 5178.2386 | 5052.6542
| 5321.1764 | 5191.6932 | 5184 | 5178.2214 | 5052.6043
| 5321.1701 | 5191.4368 | 5183 | 5178.1009 | 5052.4657
| 5321.0142 | 5191.1098 | 5183 | 5178.0949 | 5052.4184
| 5320.8746 | 5191.0971 | 5183 | 5178.0051 | 5052.3546
| 5320.8535 | 5191.0392 | 5183 | 5177.7227 | 5052.1144
| 5320.8159 | 5191.0262 | 5183 | 5177.4393 | 5051.9383
| 5320.7439 | 5190.9622 | 5183 | 5177.4034 | 5051.9165
| 5320.7143 | 5190.8835 | 5183 | 5177.3885 | 5051.7878
| 5320.1907 | 5190.8461 | 5183 | 5177.3558 | 5051.5541
| 5319.7036 | 5190.7831 | 5182 | 5177.2958 | 5051.5396
| 5319.3003 | 5190.739 | 5182 | 5177.2299 | 5051.2289
| 5319.1851 | 5190.7231 | 5182 | 5177.1903 | 5051.1515
| 5319.136 | 5190.616 | 5182 | 5177.1461 | 5051.0634
| 5319.0483 | 5190.3686 | 5182 | 5177.0454 | 5050.968
| 5318.8978 | 5190.1193 | 5182 | 5177.0061 | 5050.8793
| 5318.8433 | 5190.0514 | 5182 | 5176.9917 | 5050.7971
| 5318.4689 | 5190.0006 | 5182 | 5176.7954 | 5050.66
| 5318.4486 | 5189.7722 | 5182 | 5176.5637 | 5050.4546
| 5318.3726 | 5189.5136 | 5181 | 5176.4906 | 5050.306
| 5318.2877 | 5189.458 | 5181 | 5176.1242 | 5050.2604
| 5318.1736 | 5189.4525 | 5181 | 5176.1138 | 5050.2274
| 5318.1306 | 5189.4319 | 5181 | 5176.0843 | 5050.0749
| 5318.0488 | 5189.4009 | 5180 | 5176.0512 | 5049.9827
| 5318.0143 | 5189.0645 | 5180 | 5175.9633 | 5049.872
| 5317.9393 | 5189.0453 | 5180 | 5175.9459 | 5049.4749
| 5317.5387 | 5188.7385 | 5180 | 5175.8838 | 5049.2993
| 5317.3443 | 5188.6851 | 5180 | 5175.7135 | 5049.1254
| 5317.3366 | 5188.6835 | 5180 | 5175.5468 | 5048.8089
| 5317.1898 | 5188.6313 | 5180 | 5175.5017 | 5048.7644
| 5317.0999 | 5188.4612 | 5180 | 5175.3568 | 5048.7501
| 5317.0026 | 5188.2494 | 5180 | 5175.3524 | 5048.7287
| 5316.7976 | 5188.0867 | 5179 | 5174.8978 | 5048.5619
| 5316.7359 | 5187.9298 | 5179 | 5174.8225 | 5048.444
| 5316.6087 | 5187.8193 | 5179 | 5174.5618 | 5048.4073
| 5316.5887 | 5187.7625 | 5179 | 5174.4695 | 5048.2441
| 5316.3341 | 5187.5909 | 5179 | 5174.4115 | 5048.2383
| 5316.1886 | 5187.5836 | 5179 | 5173.4808 | 5048.1388
| 5316.1854 | 5187.2305 | 5179 | 5173.4005 | 5048.0621
| 5315.9483 | 5186.9045 | 5179 | 5173.2912 | 5048.0356
| 5315.8553 | 5186.8144 | 5179 | 5173.1458 | 5047.61
| 5315.6303 | 5186.812 | 5179 | 5173.1384 | 5047.5236
| 5315.5677 | 5186.6469 | 5179 | 5173.1332 | 5047.3828
| 5315.4843 | 5186.6377 | 5178 | 5172.6971 | 5047.2013
| 5315.3511 | 5186.3937 | 5178 | 5172.6658 | 5047.1908
| 5315.3303 | 5186.3834 | 5178 | 5172.6512 | 5046.9692
| 5315.1885 | 5186.3704 | 5178 | 5172.6425 | 5046.8385
| 5315.1781 | 5186.3522 | 5178 | 5172.4807 | 5046.626
| 5315.0382 | 5186.0599 | 5178 | 5172.1739 | 5046.5068
| 5314.8599 | 5185.8189 | 5178 | 5171.6804 | 5046.2886
| 5314.8127 | 5185.7706 | 5178 | 5171.6036 | 5046.2649
| 5314.8037 | 5185.752 | 5178 | 5171.5998 | 5046.1491
| 5314.7274 | 5185.6514 | 5178 | 5171.5439 | 5045.6933
| 5314.7223 | 5185.5283 | 5177 | 5171.4669 | 5045.4584
| 5314.5282 | 5185.4733 | 5177 | 5171.2825 | 5045.0806
| 5314.2857 | 5185.2953 | 5177 | 5171.2693 | 5045.0491
| 5314.2524 | 5185.2566 | 5177 | 5171.2621 | 5045.0426
| 5314.1489 | 5185.064 | 5177 | 5170.8596 | 5045.0058
| 5313.9616 | 5184.7874 | 5176 | 5170.6658 | 5044.7146
| 5313.9269 | 5184.6976 | 5176 | 5170.4284 | 5044.5991
| 5313.504 | 5184.6066 | 5176 | 5170.37 | 5044.4598
| 5313.4637 | 5184.5531 | 5176 | 5170.3099 | 5044.0607
| 5313.4315 | 5184.5001 | 5176 | 5169.9301 | 5043.9174
| 5313.3324 | 5184.3286 | 5176 | 5169.8508 | 5043.8882
| 5313.2297 | 5184.2265 | 5176 | 5169.7704 | 5043.6186
| 5313.101 | 5184.1513 | 5176 | 5169.6647 | 5043.3935
| 5313.0459 | 5184.1431 | 5176 | 5169.5397 | 5042.9592
| 5312.6248 | 5183.9668 | 5175 | 5169.5185 | 5042.9414
| 5312.4602 | 5183.9151 | 5175 | 5169.4998 | 5042.9043
| 5312.4245 | 5183.8164 | 5175 | 5168.9507 | 5042.7676
| 5312.3102 | 5183.8117 | 5175 | 5168.8305 | 5042.6188
| 5312.2922 | 5183.6989 | 5175 | 5168.7926 | 5042.5332
| 5311.8179 | 5183.5553 | 5175 | 5168.7678 | 5042.5029
| 5311.192 | 5183.3906 | 5175 | 5168.5183 | 5042.4056
| 5311.1071 | 5183.0718 | 5175 | 5168.2359 | 5042.0745
| 5311.0281 | 5183.0213 | 5175 | 5168.1738 | 5042.0327
| 5310.9483 | 5182.8179 | 5174 | 5167.5412 | 5042.0226
| 5310.6072 | 5182.8119 | 5174 | 5167.4418 | 5042.005
| 5310.5997 | 5182.8032 | 5174 | 5167.4199 | 5041.975
| 5310.2961 | 5182.7608 | 5174 | 5167.032 | 5041.7743
| 5310.2732 | 5182.2598 | 5174 | 5167.0006 | 5041.725
| 5310.0911 | 5182.1378 | 5174 | 5166.8055 | 5041.6582
| 5310.0903 | 5182.0805 | 5174 | 5166.7887 | 5041.5435
| 5310.0739 | 5181.9069 | 5174 | 5166.7885 | 5041.4285
| 5310.0738 | 5181.7853 | 5174 | 5166.77 | 5041.4255
| 5310.0737 | 5181.7388 | 5174 | 5166.0715 | 5041.3585
| 5310.0662 | 5181.5837 | 5174 | 5166.0025 | 5041.2253
| 5309.7256 | 5181.4647 | 5173 | 5165.8815 | 5041.0064
| 5309.6638 | 5180.9881 | 5173 | 5165.8336 | 5040.9655
| 5309.5993 | 5180.9138 | 5173 | 5165.6532 | 5040.7159
| 5309.5732 | 5180.6726 | 5173 | 5165.4063 | 5040.6174
| 5309.5709 | 5180.4796 | 5173 | 5165.3072 | 5040.6055
| 5309.3207 | 5180.2098 | 5173 | 5165.2433 | 5040.4216
| 5309.2513 | 5179.7071 | 5173 | 5165.1947 | 5040.281
| 5309.2468 | 5179.6631 | 5173 | 5165.0183 | 5040.2416
| 5309.0997 | 5179.4391 | 5173 | 5164.9808 | 5040.2272
| 5309.077 | 5179.3423 | 5173 | 5164.9738 | 5040.0071
| 5309.0723 | 5179.3249 | 5173 | 5164.6631 | 5039.8612
| 5308.8564 | 5179.0871 | 5172 | 5164.6475 | 5039.7711
| 5308.8448 | 5178.9232 | 5172 | 5164.6311 | 5039.7111
| 5308.8043 | 5178.9139 | 5172 | 5164.5702 | 5039.526
| 5308.71 | 5178.4864 | 5172 | 5164.512 | 5039.2744
| 5308.5148 | 5178.4666 | 5172 | 5164.4336 | 5039.1497
| 5308.4657 | 5178.408 | 5172 | 5164.2741 | 5038.8583
| 5308.4556 | 5178.2914 | 5172 | 5164.2571 | 5038.7696
| 5308.2745 | 5178.1479 | 5172 | 5164.2422 | 5038.5851
| 5308.1319 | 5177.8007 | 5172 | 5164.073 | 5038.5266
| 5308.1041 | 5177.6319 | 5171 | 5164.0351 | 5038.3086
| 5308.0298 | 5177.5034 | 5171 | 5163.9971 | 5038.2428
| 5307.7722 | 5177.4061 | 5171 | 5163.7153 | 5038.2308
| 5307.553 | 5177.3688 | 5171 | 5163.4372 | 5038.2019
| 5307.4222 | 5176.9593 | 5171 | 5163.131 | 5038.1831
| 5307.3071 | 5176.9437 | 5171 | 5163.0843 | 5037.9114
| 5307.1997 | 5176.8509 | 5171 | 5163.0534 | 5037.8781
| 5307.1337 | 5176.7818 | 5170 | 5162.9662 | 5037.8704
| 5307.0313 | 5176.2751 | 5170 | 5162.8314 | 5037.7433
| 5306.8478 | 5176.2714 | 5170 | 5162.7371 | 5037.7416
| 5306.6679 | 5176.258 | 5170 | 5162.5945 | 5037.6517
| 5306.4317 | 5175.8111 | 5170 | 5162.3403 | 5037.4865
| 5306.4037 | 5175.6645 | 5169 | 5162.3252 | 5037.4152
| 5306.3601 | 5175.5483 | 5169 | 5162.2631 | 5037.0777
| 5306.3437 | 5175.2877 | 5169 | 5162.0155 | 5037.071
| 5306.152 | 5175.0143 | 5168 | 5162.0009 | 5036.9984
| 5306.0454 | 5174.9775 | 5168 | 5161.7865 | 5036.9078
| 5306.0129 | 5174.9071 | 5168 | 5161.5568 | 5036.8843
| 5305.343 | 5174.8332 | 5168 | 5161.4068 | 5036.7391
| 5305.2356 | 5174.62 | 5168 | 5161.2561 | 5036.6547
| 5305.1644 | 5174.5401 | 5167 | 5161.2383 | 5036.5807
| 5305.1577 | 5174.4841 | 5167 | 5160.9371 | 5036.4908
| 5305.081 | 5173.5891 | 5167 | 5160.9342 | 5036.442
| 5305.0307 | 5173.589 | 5167 | 5160.9024 | 5036.2319
| 5304.9836 | 5173.5438 | 5167 | 5160.7767 | 5036.2033
| 5304.9134 | 5173.368 | 5167 | 5160.5575 | 5036.1147
| 5304.8954 | 5173.3549 | 5167 | 5160.4905 | 5035.9568
| 5304.8946 | 5173.2601 | 5167 | 5160.4427 | 5035.9219
| 5304.8317 | 5173.2297 | 5166 | 5160.4053 | 5035.8741
| 5304.2837 | 5173.2179 | 5166 | 5160.3757 | 5035.86
| 5304.103 | 5173.1694 | 5166 | 5160.3667 | 5035.8561
| 5304.0942 | 5173.0125 | 5166 | 5160.2577 | 5035.6791
| 5303.9749 | 5172.9655 | 5166 | 5160.1089 | 5035.6537
| 5303.9104 | 5172.8995 | 5166 | 5160.0413 | 5035.6483
| 5303.8843 | 5172.8681 | 5166 | 5159.7612 | 5035.5762
| 5303.7518 | 5172.8371 | 5166 | 5159.679 | 5035.4978
| 5303.7423 | 5172.5996 | 5166 | 5159.6674 | 5035.2695
| 5303.544 | 5172.5337 | 5166 | 5159.5066 | 5034.9674
| 5303.3959 | 5172.422 | 5165 | 5159.4631 | 5034.6865
| 5303.1313 | 5172.3241 | 5165 | 5159.4123 | 5034.6211
| 5303.0736 | 5172.1677 | 5165 | 5159.2086 | 5034.5709
| 5302.7838 | 5172.1464 | 5165 | 5158.9274 | 5034.4837
| 5302.5581 | 5172.0319 | 5165 | 5158.7925 | 5034.3828
| 5302.3613 | 5171.9979 | 5165 | 5158.4064 | 5033.9016
| 5302.3054 | 5171.9057 | 5165 | 5158.352 | 5033.8981
| 5302.2968 | 5171.8498 | 5164 | 5158.3141 | 5033.7166
| 5302.0871 | 5171.7907 | 5164 | 5158.182 | 5033.4813
| 5301.9744 | 5171.7049 | 5164 | 5158.1591 | 5033.3761
| 5301.9621 | 5171.6475 | 5164 | 5158.1289 | 5033.0775
| 5301.8705 | 5171.6431 | 5164 | 5158.1015 | 5033.0221
| 5301.6705 | 5171.4882 | 5164 | 5158.0895 | 5032.867
| 5301.6357 | 5171.4831 | 5164 | 5158.0538 | 5032.6811
| 5301.5713 | 5171.4027 | 5164 | 5157.9995 | 5032.593
| 5301.4503 | 5171.222 | 5164 | 5157.8567 | 5032.5717
| 5301.3859 | 5171.1484 | 5163 | 5157.8214 | 5032.5186
| 5301.3549 | 5171.122 | 5163 | 5157.3272 | 5032.4007
| 5301.3518 | 5170.7177 | 5163 | 5157.2116 | 5032.3891
| 5301.1913 | 5170.6807 | 5163 | 5157.202 | 5032.3465
| 5301.1462 | 5170.6136 | 5163 | 5157.1047 | 5032.2895
| 5301.0492 | 5170.512 | 5163 | 5156.9817 | 5032.2729
| 5300.988 | 5170.3801 | 5163 | 5156.7347 | 5032.1615
| 5300.9471 | 5170.2117 | 5162 | 5156.7217 | 5031.9947
| 5300.9363 | 5169.7291 | 5162 | 5156.6728 | 5031.9436
| 5300.9297 | 5169.6639 | 5162 | 5156.2935 | 5031.9173
| 5300.922 | 5169.5687 | 5162 | 5156.1606 | 5031.9146
| 5300.7549 | 5169.5507 | 5162 | 5156.1035 | 5031.7751
| 5300.7473 | 5169.5405 | 5162 | 5156.0216 | 5031.5279
| 5300.6706 | 5169.5181 | 5162 | 5156.005 | 5031.3164
| 5300.6502 | 5169.4804 | 5162 | 5155.8597 | 5031.0585
| 5300.6106 | 5169.4403 | 5162 | 5155.77 | 5030.8381
| 5300.5189 | 5169.3439 | 5161 | 5155.7437 | 5030.7719
| 5300.4613 | 5169.2433 | 5161 | 5155.6728 | 5030.7108
| 5300.3258 | 5169.1309 | 5161 | 5155.5953 | 5030.7039
| 5299.9629 | 5169.1171 | 5161 | 5155.5453 | 5030.6574
| 5299.6988 | 5168.8949 | 5161 | 5155.508 | 5030.5449
| 5299.6766 | 5168.756 | 5161 | 5155.3319 | 5030.4629
| 5299.6288 | 5168.6127 | 5161 | 5155.296 | 5030.0898
| 5299.6254 | 5168.4003 | 5161 | 5155.0639 | 5030.0368
| 5299.5641 | 5168.2223 | 5160 | 5154.9753 | 5029.8738
| 5299.5496 | 5168.1301 | 5160 | 5154.5587 | 5029.4697
| 5299.4921 | 5167.8401 | 5160 | 5154.4058 | 5029.4504
| 5299.398 | 5167.4864 | 5159 | 5154.2655 | 5029.4423
| 5299.3955 | 5167.3431 | 5159 | 5154.171 | 5029.2507
| 5299.337 | 5167.305 | 5159 | 5154.1696 | 5028.9893
| 5299.1982 | 5167.1631 | 5159 | 5154.0862 | 5028.651
| 5299.0811 | 5167.1117 | 5159 | 5154.0412 | 5028.6346
| 5298.6847 | 5167.0696 | 5158 | 5153.9428 | 5028.6231
| 5298.6236 | 5166.7829 | 5158 | 5153.8593 | 5028.6073
| 5298.6128 | 5166.7231 | 5158 | 5153.7359 | 5028.4252
| 5298.5929 | 5166.6909 | 5158 | 5153.552 | 5028.3337
| 5298.5678 | 5166.5945 | 5158 | 5153.5068 | 5028.2879
| 5298.3748 | 5166.5778 | 5158 | 5153.4969 | 5028.1048
| 5298.192 | 5166.5723 | 5158 | 5153.2538 | 5027.9283
| 5298.1406 | 5166.526 | 5158 | 5153.201 | 5027.5213
| 5298.0873 | 5166.5075 | 5157 | 5152.8649 | 5027.0844
| 5297.8675 | 5166.4705 | 5157 | 5152.8063 | 5027.042
| 5297.7888 | 5166.3953 | 5157 | 5152.5758 | 5027.0311
| 5297.7881 | 5166.3568 | 5157 | 5152.4472 | 5026.9676
| 5297.6825 | 5166.1773 | 5157 | 5151.93 | 5026.9474
| 5297.4597 | 5166.0838 | 5157 | 5151.7901 | 5026.8099
| 5297.2967 | 5166.0283 | 5157 | 5151.68 | 5026.6733
| 5297.2449 | 5165.8619 | 5156 | 5151.502 | 5026.5751
| 5297.2208 | 5165.8415 | 5156 | 5151.4448 | 5026.4654
| 5297.1782 | 5165.6968 | 5156 | 5151.2674 | 5026.4609
| 5297.0631 | 5165.3963 | 5156 | 5151.1258 | 5025.997
| 5297.0606 | 5165.3362 | 5156 | 5151.0776 | 5025.9966
| 5296.8129 | 5165.2812 | 5156 | 5150.6643 | 5025.8762
| 5296.8011 | 5165.2476 | 5155 | 5150.6488 | 5025.718
| 5296.7086 | 5165.1263 | 5155 | 5150.4925 | 5025.5607
| 5296.6528 | 5165.0691 | 5155 | 5150.4673 | 5025.425
| 5296.6311 | 5164.9938 | 5155 | 5150.4569 | 5025.0694
| 5296.2986 | 5164.9731 | 5155 | 5150.4366 | 5025.032
| 5296.0395 | 5164.9358 | 5155 | 5150.4282 | 5024.9473
| 5295.9181 | 5164.9351 | 5155 | 5150.4225 | 5024.8666
| 5295.8852 | 5164.8535 | 5154 | 5150.2668 | 5024.7516
| 5295.7017 | 5164.6418 | 5154 | 5150.2373 | 5024.6455
| 5295.7001 | 5164.5819 | 5154 | 5150.1999 | 5024.6232
| 5295.5138 | 5164.4664 | 5154 | 5150.0822 | 5024.5496
| 5295.3337 | 5164.3591 | 5154 | 5149.9428 | 5024.3781
| 5295.2589 | 5164.2645 | 5154 | 5149.9093 | 5024.3441
| 5295.197 | 5164.1357 | 5154 | 5149.5391 | 5024.1421
| 5295.1562 | 5164.0007 | 5154 | 5149.5048 | 5024.0968
| 5294.7 | 5163.9051 | 5154 | 5149.4563 | 5024.0678
| 5294.6682 | 5163.817 | 5154 | 5149.425 | 5023.7333
| 5294.5137 | 5163.8051 | 5154 | 5149.4015 | 5023.7169
| 5294.4691 | 5163.5509 | 5153 | 5149.3893 | 5023.6925
| 5294.4456 | 5163.4965 | 5153 | 5148.8955 | 5023.5356
| 5294.4093 | 5163.4859 | 5153 | 5148.665 | 5023.4807
| 5293.9456 | 5163.4677 | 5153 | 5148.6029 | 5023.2057
| 5293.8679 | 5163.4207 | 5153 | 5148.5923 | 5023.1716
| 5293.7085 | 5163.276 | 5153 | 5148.5384 | 5022.9666
| 5293.5125 | 5163.2334 | 5153 | 5148.0391 | 5022.6145
| 5293.4041 | 5163.1169 | 5153 | 5147.9467 | 5022.5687
| 5293.3008 | 5163.0966 | 5153 | 5147.6553 | 5022.1917
| 5293.1271 | 5163.0237 | 5152 | 5147.49 | 5022.1505
| 5293.0334 | 5162.8552 | 5152 | 5147.4144 | 5022.1495
| 5292.8863 | 5162.8098 | 5152 | 5147.3925 | 5022.1134
| 5292.5836 | 5162.7311 | 5152 | 5147.3486 | 5021.9564
| 5292.4308 | 5162.6888 | 5151 | 5147.3238 | 5021.9436
| 5292.2989 | 5162.6633 | 5151 | 5147.2345 | 5021.8818
| 5292.2475 | 5162.2495 | 5151 | 5147.1036 | 5021.6535
| 5292.1003 | 5162.142 | 5151 | 5147.0743 | 5021.6137
| 5292.0775 | 5162.094 | 5151 | 5146.6861 | 5021.5702
| 5291.9995 | 5162.0045 | 5151 | 5146.6525 | 5021.0823
| 5291.9492 | 5161.9436 | 5151 | 5146.6247 | 5020.9678
| 5291.8285 | 5161.8663 | 5151 | 5146.5451 | 5020.8721
| 5291.7765 | 5161.7855 | 5151 | 5146.5079 | 5020.7356
| 5291.7721 | 5161.5551 | 5151 | 5146.3869 | 5020.6614
| 5291.5615 | 5160.6818 | 5150 | 5146.3156 | 5020.626
| 5291.5307 | 5160.5365 | 5150 | 5146.305 | 5020.5813
| 5291.412 | 5160.2136 | 5150 | 5146.2822 | 5020.543
| 5291.4116 | 5160.1549 | 5150 | 5146.2153 | 5020.5047
| 5291.3342 | 5160.0547 | 5150 | 5145.997 | 5020.3679
| 5291.333 | 5160.0176 | 5150 | 5145.9891 | 5020.2484
| 5291.182 | 5159.8858 | 5150 | 5145.9485 | 5020.0726
| 5291.0632 | 5159.867 | 5149 | 5145.9094 | 5020.0712
| 5290.9961 | 5159.8234 | 5149 | 5145.8913 | 5020.0025
| 5290.9715 | 5159.7933 | 5149 | 5145.8829 | 5019.7444
| 5290.5462 | 5159.1439 | 5149 | 5145.6716 | 5019.5384
| 5290.3573 | 5158.9665 | 5149 | 5145.6554 | 5019.4516
| 5290.3423 | 5158.9035 | 5149 | 5145.5592 | 5019.3658
| 5290.2469 | 5158.8145 | 5149 | 5145.5081 | 5019.3533
| 5290.1546 | 5158.316 | 5149 | 5145.3113 | 5019.3455
| 5290.0918 | 5158.2512 | 5149 | 5145.2956 | 5019.3074
| 5290.0341 | 5158.237 | 5149 | 5145.2748 | 5019.2936
| 5289.8754 | 5157.8227 | 5148 | 5145.1478 | 5019.2748
| 5289.7814 | 5157.3912 | 5148 | 5145.1083 | 5018.9823
| 5289.7072 | 5157.2562 | 5148 | 5145.0832 | 5018.9513
| 5289.4932 | 5157.2041 | 5148 | 5144.9476 | 5018.944
| 5289.4458 | 5157.1634 | 5148 | 5144.7442 | 5018.6375
| 5289.4456 | 5156.7771 | 5148 | 5144.7381 | 5018.5708
| 5289.1996 | 5156.7548 | 5148 | 5144.6744 | 5018.5156
| 5289.1123 | 5156.5122 | 5147 | 5144.6573 | 5018.4652
| 5288.9024 | 5156.3535 | 5147 | 5144.528 | 5018.4393
| 5288.8951 | 5156.3376 | 5147 | 5144.4985 | 5018.3462
| 5288.5952 | 5155.7995 | 5147 | 5144.3981 | 5018.2696
| 5288.2312 | 5155.7349 | 5147 | 5144.241 | 5018.2129
| 5288.0966 | 5155.592 | 5147 | 5144.2254 | 5017.8017
| 5287.938 | 5155.5436 | 5147 | 5144.1801 | 5017.7309
| 5287.8843 | 5155.5244 | 5147 | 5144.0909 | 5017.5438
| 5287.6492 | 5155.3076 | 5147 | 5143.7381 | 5017.417
| 5287.5917 | 5154.9217 | 5147 | 5143.5813 | 5017.387
| 5287.4464 | 5154.6947 | 5147 | 5143.3454 | 5017.3507
| 5287.3864 | 5154.4065 | 5147 | 5143.2932 | 5017.246
| 5287.1663 | 5154.2507 | 5147 | 5143.1465 | 5017.2277
| 5286.5961 | 5153.9637 | 5146 | 5143.108 | 5017.1772
| 5286.4525 | 5153.796 | 5146 | 5143.1009 | 5017.1772
| 5286.3902 | 5153.7418 | 5146 | 5143.071 | 5017.1676
| 5286.2901 | 5153.5054 | 5146 | 5142.878 | 5017.0011
| 5286.2005 | 5153.4697 | 5146 | 5142.8615 | 5016.655
| 5285.8477 | 5153.4005 | 5146 | 5142.6267 | 5016.3407
| 5285.7521 | 5153.3928 | 5145 | 5142.484 | 5016.2575
| 5285.7221 | 5153.3613 | 5145 | 5142.3561 | 5016.0067
| 5285.5514 | 5153.2533 | 5145 | 5142.077 | 5015.8866
| 5285.4196 | 5153.2083 | 5145 | 5141.9422 | 5015.6734
| 5285.3766 | 5153.204 | 5145 | 5141.9325 | 5015.6462
| 5285.369 | 5153.0616 | 5145 | 5141.908 | 5015.3795
| 5285.2229 | 5153.0515 | 5145 | 5141.7265 | 5015.2853
| 5285.222 | 5152.9617 | 5145 | 5141.5632 | 5014.87
| 5285.0934 | 5152.9167 | 5145 | 5141.3752 | 5014.8562
| 5284.9103 | 5152.8893 | 5145 | 5141.3156 | 5014.5884
| 5284.6767 | 5152.5877 | 5145 | 5141.2938 | 5014.52
| 5284.6169 | 5152.5417 | 5145 | 5141.2256 | 5014.25
| 5284.5079 | 5152.5082 | 5144 | 5141.2133 | 5013.9231
| 5284.4587 | 5152.5014 | 5144 | 5140.9217 | 5013.5527
| 5284.4421 | 5152.2395 | 5144 | 5140.8742 | 5013.2811
| 5284.3839 | 5151.7161 | 5144 | 5140.7907 | 5013.1406
| 5284.107 | 5151.3754 | 5144 | 5140.6175 | 5013.1094
| 5283.9144 | 5151.2263 | 5144 | 5140.5993 | 5013.0867
| 5283.7614 | 5150.9019 | 5144 | 5140.3729 | 5012.9768
| 5283.7526 | 5150.8632 | 5144 | 5139.963 | 5012.7469
| 5283.2957 | 5150.8346 | 5144 | 5139.6951 | 5012.7459
| 5283.2671 | 5150.6414 | 5144 | 5139.6874 | 5012.708
| 5283.1213 | 5150.4811 | 5143 | 5139.5751 | 5012.4448
| 5282.7857 | 5150.333 | 5143 | 5139.3356 | 5012.3404
| 5282.7617 | 5150.214 | 5143 | 5139.2126 | 5012.0073
| 5282.684 | 5149.8788 | 5143 | 5139.1344 | 5011.7661
| 5282.4224 | 5149.6055 | 5143 | 5138.9469 | 5011.6641
| 5282.0338 | 5149.599 | 5143 | 5138.9128 | 5011.5578
| 5282.0308 | 5149.4432 | 5143 | 5138.9066 | 5011.4667
| 5282 | 5149.4086 | 5142 | 5138.8962 | 5011.4137
| 5281.9271 | 5149.2743 | 5142 | 5138.6359 | 5011.2454
| 5281.7672 | 5149.1388 | 5142 | 5138.5976 | 5011.0778
| 5281.7066 | 5149.0714 | 5142 | 5138.5671 | 5010.8817
| 5281.6971 | 5148.7756 | 5142 | 5138.3995 | 5010.8715
| 5281.458 | 5148.6632 | 5141 | 5138.1956 | 5010.831
| 5281.2416 | 5148.421 | 5141 | 5137.785 | 5010.2717
| 5281.207 | 5148.3631 | 5141 | 5137.6614 | 5010.2222
| 5281.2032 | 5148.0408 | 5141 | 5137.6089 | 5010.1865
| 5281.1557 | 5147.991 | 5141 | 5137.5192 | 5010.1338
| 5281.1265 | 5147.7154 | 5141 | 5137.4545 | 5010.1225
| 5281.0485 | 5147.6528 | 5141 | 5137.412 | 5009.8808
| 5280.9405 | 5147.6074 | 5140 | 5137.2803 | 5009.7926
| 5280.8939 | 5147.5125 | 5140 | 5137.2215 | 5009.7721
| 5280.8341 | 5147.505 | 5140 | 5137.1376 | 5009.7101
| 5280.7133 | 5147.4459 | 5140 | 5137.0703 | 5009.5024
| 5280.6791 | 5147.0879 | 5140 | 5136.9829 | 5009.038
| 5280.6557 | 5146.899 | 5140 | 5136.9392 | 5009.0023
| 5280.1646 | 5146.7422 | 5140 | 5136.2205 | 5008.8711
| 5280.1317 | 5146.6766 | 5140 | 5136.1592 | 5008.6315
| 5280.119 | 5146.6397 | 5140 | 5136.1288 | 5008.6202
| 5280.0859 | 5146.5846 | 5140 | 5136.0209 | 5008.6106
| 5280.0797 | 5146.5205 | 5139 | 5135.7474 | 5008.5579
| 5280.0681 | 5146.5161 | 5139 | 5135.6711 | 5008.1056
| 5279.9597 | 5146.4824 | 5139 | 5135.6127 | 5007.9137
| 5279.8847 | 5146.2845 | 5139 | 5135.5132 | 5007.9109
| 5279.8058 | 5146.2742 | 5139 | 5135.3871 | 5007.9011
| 5279.6035 | 5146.2457 | 5139 | 5135.3733 | 5007.8913
| 5279.4518 | 5146.0963 | 5139 | 5135.3488 | 5007.6186
| 5279.402 | 5146.0611 | 5139 | 5135.2762 | 5007.4693
| 5279.1652 | 5145.8451 | 5139 | 5135.0198 | 5007.2334
| 5278.9504 | 5145.813 | 5139 | 5134.9549 | 5007.225
| 5278.9347 | 5145.7738 | 5139 | 5134.8418 | 5007.215
| 5278.8839 | 5145.6697 | 5138 | 5134.4526 | 5007.1206
| 5278.8763 | 5145.6322 | 5138 | 5134.1563 | 5007.0958
| 5278.73 | 5145.6181 | 5138 | 5134.0365 | 5006.9495
| 5278.6569 | 5145.5125 | 5138 | 5133.9848 | 5006.8533
| 5278.5611 | 5145.4221 | 5138 | 5133.8763 | 5006.7094
| 5278.5267 | 5145.2679 | 5137 | 5133.8496 | 5006.5049
| 5278.3889 | 5145.0828 | 5137 | 5133.8365 | 5006.2838
| 5278.3694 | 5145.0352 | 5137 | 5133.4702 | 5006.2614
| 5278.2935 | 5144.8482 | 5137 | 5133.3968 | 5006.1361
| 5278.2691 | 5144.7701 | 5137 | 5133.1257 | 5006.1245
| 5278.0633 | 5144.7169 | 5137 | 5133.1187 | 5006.0269
| 5278.0395 | 5144.5942 | 5137 | 5132.9989 | 5005.9071
| 5277.9199 | 5144.4566 | 5136 | 5132.936 | 5005.7589
| 5277.9071 | 5144.3117 | 5136 | 5132.7782 | 5005.5175
| 5277.7907 | 5144.2187 | 5136 | 5132.7744 | 5005.4282
| 5277.7553 | 5144.1373 | 5136 | 5132.7342 | 5005.1733
| 5277.7085 | 5144.0993 | 5136 | 5132.734 | 5005.1478
| 5277.7074 | 5143.8531 | 5136 | 5132.6364 | 5005.0931
| 5277.648 | 5143.8446 | 5135 | 5132.5742 | 5005.0177
| 5277.5956 | 5143.6131 | 5135 | 5132.4524 | 5005.0098
| 5277.4947 | 5143.5828 | 5135 | 5132.4108 | 5004.8879
| 5277.3262 | 5143.5173 | 5135 | 5132.388 | 5004.8622
| 5277.101 | 5143.2902 | 5135 | 5132.3518 | 5004.7506
| 5277.0276 | 5143.2646 | 5135 | 5132.2725 | 5004.6794
| 5276.7227 | 5143.2281 | 5135 | 5132.1649 | 5004.59
| 5276.6221 | 5143.1944 | 5135 | 5132.0375 | 5004.5342
| 5276.1852 | 5143.0634 | 5134 | 5131.8497 | 5004.2459
| 5276.0696 | 5143.0024 | 5134 | 5131.6066 | 5003.8745
| 5275.9833 | 5142.8467 | 5134 | 5131.5747 | 5003.8567
| 5275.8209 | 5142.8004 | 5134 | 5131.4153 | 5003.8548
| 5275.7599 | 5142.6396 | 5134 | 5131.3916 | 5003.8294
| 5275.6485 | 5142.6268 | 5134 | 5131.1849 | 5003.6901
| 5275.5701 | 5142.5925 | 5134 | 5131.1239 | 5003.6897
| 5275.4212 | 5142.3435 | 5134 | 5131.0639 | 5003.606
| 5275.3913 | 5142.2215 | 5134 | 5130.8174 | 5003.4879
| 5275.1002 | 5142.0922 | 5133 | 5130.7081 | 5003.416
| 5274.744 | 5142.0283 | 5133 | 5130.6401 | 5003.3678
| 5274.6183 | 5141.9227 | 5133 | 5130.6019 | 5003.3251
| 5274.5847 | 5141.8566 | 5133 | 5130.5678 | 5003.1104
| 5274.2188 | 5141.5939 | 5133 | 5130.4736 | 5003.1059
| 5274.0291 | 5141.4747 | 5133 | 5130.4252 | 5003.1026
| 5273.6926 | 5141.416 | 5133 | 5130.3886 | 5003.0544
| 5273.4235 | 5141.2621 | 5133 | 5130.2313 | 5002.9765
| 5273.3177 | 5141.2045 | 5132 | 5130.0944 | 5002.7675
| 5273.2459 | 5141.1485 | 5132 | 5129.9986 | 5002.726
| 5273.0096 | 5141.1322 | 5132 | 5129.8876 | 5002.6996
| 5272.6474 | 5140.8182 | 5132 | 5129.7869 | 5002.4599
| 5272.2707 | 5140.431 | 5132 | 5129.7505 | 5002.3648
| 5271.9347 | 5140.3475 | 5132 | 5129.5848 | 5002.2128
| 5271.9188 | 5140.3092 | 5132 | 5129.2245 | 5002.0001
| 5271.7902 | 5140.1764 | 5132 | 5129.1969 | 5001.9126
| 5271.5342 | 5139.7427 | 5132 | 5129.0758 | 5001.8809
| 5271.216 | 5139.7158 | 5132 | 5128.8546 | 5001.8456
| 5271.0372 | 5139.6552 | 5132 | 5128.7161 | 5001.5874
| 5270.9911 | 5139.6458 | 5131 | 5128.5899 | 5001.5646
| 5270.8999 | 5139.6386 | 5131 | 5128.586 | 5001.5377
| 5270.8473 | 5139.5208 | 5131 | 5128.5481 | 5001.4148
| 5270.829 | 5139.5154 | 5131 | 5128.4933 | 5001.4091
| 5270.4675 | 5139.4653 | 5131 | 5128.3937 | 5001.2963
| 5270.1304 | 5139.363 | 5131 | 5128.3234 | 5001.1077
| 5269.857 | 5139.3158 | 5131 | 5128.1546 | 5000.9102
| 5269.8383 | 5139.1861 | 5131 | 5128.1294 | 5000.6524
| 5269.7899 | 5139.1622 | 5131 | 5127.6563 | 5000.3269
| 5269.7135 | 5138.6778 | 5131 | 5127.6527 | 5000.1319
| 5269.4797 | 5138.4657 | 5131 | 5127.57 | 5000.0463
| 5269.4535 | 5138.1533 | 5131 | 5127.5097 | 5000.046
| 5269.2315 | 5137.8619 | 5131 | 5127.4461 | 4999.8413
| 5269.185 | 5137.5457 | 5130 | 5127.4197 | 4999.8296
| 5269.0825 | 5137.5426 | 5130 | 5127.3855 | 4999.7412
| 5268.9821 | 5137.508 | 5130 | 5127.1785 | 4999.7306
| 5268.8604 | 5137.4742 | 5130 | 5127.1535 | 4999.3192
| 5268.7477 | 5137.4663 | 5130 | 5127.0844 | 4999.3098
| 5268.7422 | 5137.4194 | 5130 | 5126.9568 | 4999.1784
| 5268.3929 | 5137.1313 | 5129 | 5126.8818 | 4999.0657
| 5268.3105 | 5137.0867 | 5129 | 5126.8432 | 4998.8554
| 5268.2785 | 5136.9499 | 5129 | 5126.6712 | 4998.4273
| 5268.2187 | 5136.7841 | 5129 | 5126.5766 | 4998.4191
| 5268.0272 | 5136.7358 | 5129 | 5126.5601 | 4998.2223
| 5268.0006 | 5136.6573 | 5129 | 5126.3796 | 4998.2059
| 5267.8772 | 5136.5253 | 5129 | 5126.358 | 4998.1829
| 5267.7407 | 5136.3804 | 5129 | 5126.1167 | 4998.1379
| 5267.6597 | 5136.3651 | 5129 | 5126.0055 | 4998.069
| 5267.6091 | 5136.342 | 5129 | 5125.8362 | 4997.9483
| 5267.3685 | 5135.7581 | 5129 | 5125.8014 | 4997.8386
| 5267.0132 | 5135.6666 | 5129 | 5125.7227 | 4997.6989
| 5266.8435 | 5135.5753 | 5129 | 5125.7206 | 4997.6802
| 5266.8204 | 5135.4391 | 5128 | 5125.5005 | 4997.6793
| 5266.8108 | 5135.398 | 5128 | 5125.1358 | 4997.5681
| 5266.6337 | 5135.3639 | 5128 | 5125.0402 | 4997.505
| 5266.3463 | 5135.1736 | 5128 | 5124.9387 | 4997.3947
| 5265.6096 | 5135.0648 | 5128 | 5124.8887 | 4997.2752
| 5265.5419 | 5135.0381 | 5128 | 5124.8658 | 4997.2535
| 5265.5026 | 5134.5088 | 5128 | 5124.6621 | 4996.7467
| 5265.4187 | 5134.4002 | 5128 | 5124.4856 | 4996.6664
| 5265.2415 | 5134.361 | 5128 | 5124.4807 | 4996.5803
| 5265.1853 | 5134.2869 | 5128 | 5124.3015 | 4996.4266
| 5264.9756 | 5134.2591 | 5128 | 5124.2937 | 4996.3611
| 5264.8532 | 5134.245 | 5128 | 5124.2559 | 4996.3398
| 5264.6322 | 5134.1394 | 5128 | 5124.1687 | 4996.208
| 5264.621 | 5134.1301 | 5128 | 5124.0468 | 4996.0307
| 5264.552 | 5134.1071 | 5128 | 5123.9943 | 4995.99
| 5264.3901 | 5134.0978 | 5127 | 5123.759 | 4995.9211
| 5264.2806 | 5133.9624 | 5127 | 5123.2886 | 4995.905
| 5264.2072 | 5133.8246 | 5127 | 5123.1805 | 4995.8181
| 5264.1527 | 5133.7571 | 5127 | 5123.1618 | 4995.744
| 5264.0947 | 5133.7282 | 5127 | 5122.8008 | 4995.6119
| 5263.8697 | 5133.5265 | 5127 | 5122.555 | 4995.5835
| 5263.8154 | 5133.5238 | 5127 | 5122.4481 | 4995.5427
| 5263.6351 | 5133.5044 | 5126 | 5122.2029 | 4995.3077
| 5263.5374 | 5133.2511 | 5126 | 5122.1706 | 4995.2606
| 5263.4691 | 5133.2227 | 5126 | 5122.0649 | 4995.1316
| 5263.367 | 5132.8154 | 5126 | 5121.9441 | 4995.0686
| 5263.1832 | 5132.73 | 5126 | 5121.8058 | 4994.9938
| 5263.1093 | 5132.5951 | 5126 | 5121.7293 | 4994.9488
| 5263 | 5132.4344 | 5126 | 5121.6767 | 4994.896
| 5262.9667 | 5132.2203 | 5126 | 5121.5266 | 4994.8369
| 5262.816 | 5132.1382 | 5126 | 5121.4861 | 4994.6556
| 5262.8088 | 5132.0617 | 5126 | 5121.4386 | 4994.5298
| 5262.7592 | 5131.9806 | 5125 | 5121.3456 | 4994.3045
| 5262.6413 | 5131.9793 | 5125 | 5121.2351 | 4994.2518
| 5262.6136 | 5131.5796 | 5125 | 5121.1924 | 4994.2368
| 5262.393 | 5131.5743 | 5125 | 5120.9182 | 4994.2146
| 5262.2412 | 5131.2066 | 5125 | 5120.8855 | 4994.1843
| 5262.1953 | 5131.0412 | 5125 | 5120.8832 | 4993.9651
| 5262.1203 | 5130.9821 | 5125 | 5120.8594 | 4993.8891
| 5262.1182 | 5130.9259 | 5125 | 5120.7858 | 4993.8035
| 5261.8191 | 5130.8976 | 5125 | 5120.7831 | 4993.6721
| 5261.6594 | 5130.8933 | 5125 | 5120.7739 | 4993.4232
| 5261.5972 | 5130.7815 | 5125 | 5120.6849 | 4993.3476
| 5261.5966 | 5130.7483 | 5124 | 5120.6807 | 4993.2529
| 5261.5471 | 5130.5093 | 5124 | 5120.6257 | 4993.1846
| 5261.384 | 5130.4286 | 5124 | 5120.5615 | 4993.0603
| 5261.3155 | 5130.2987 | 5124 | 5120.4541 | 4993.0244
| 5261.26 | 5130.1975 | 5124 | 5120.4433 | 4992.7536
| 5261.215 | 5130.1248 | 5124 | 5120.4056 | 4992.715
| 5261.1328 | 5130.0939 | 5124 | 5119.8796 | 4992.674
| 5261.0553 | 5130.065 | 5124 | 5119.7701 | 4992.6221
| 5260.9827 | 5129.8174 | 5124 | 5119.1762 | 4992.6008
| 5260.7872 | 5129.7539 | 5124 | 5119.0264 | 4992.4947
| 5260.6651 | 5129.5442 | 5123 | 5118.9869 | 4992.4821
| 5260.55 | 5129.2695 | 5123 | 5118.9707 | 4992.0243
| 5260.4963 | 5129.0549 | 5123 | 5118.8818 | 4991.9995
| 5260.4007 | 5129.032 | 5123 | 5118.7346 | 4991.5343
| 5260.204 | 5128.9478 | 5123 | 5118.7301 | 4991.4198
| 5260.1851 | 5128.9143 | 5123 | 5118.7096 | 4991.2205
| 5260.1605 | 5128.9027 | 5123 | 5118.5811 | 4991.1345
| 5260.1237 | 5128.9011 | 5123 | 5118.581 | 4991.1204
| 5260.1152 | 5128.8925 | 5122 | 5118.543 | 4991.0799
| 5259.941 | 5128.7353 | 5122 | 5118.5053 | 4990.9554
| 5259.8677 | 5128.613 | 5122 | 5118.3486 | 4990.9184
| 5259.815 | 5128.5338 | 5122 | 5118.2798 | 4990.8743
| 5259.7341 | 5128.2209 | 5122 | 5118.2325 | 4990.7924
| 5259.7227 | 5127.8771 | 5122 | 5117.9801 | 4990.7131
| 5259.699 | 5127.6179 | 5122 | 5117.8451 | 4990.7108
| 5259.6458 | 5127.3742 | 5121 | 5117.827 | 4990.7046
| 5259.5095 | 5127.1556 | 5121 | 5117.8264 | 4990.6969
| 5259.4202 | 5127.1312 | 5121 | 5117.7469 | 4990.4342
| 5259.3822 | 5126.5098 | 5121 | 5117.6446 | 4990.2624
| 5259.2092 | 5126.2759 | 5121 | 5117.5937 | 4990.2242
| 5259.1505 | 5126.251 | 5121 | 5117.5236 | 4990.214
| 5259.0853 | 5125.95 | 5121 | 5117.4908 | 4989.9227
| 5258.9628 | 5125.9453 | 5121 | 5117.366 | 4989.7539
| 5258.9435 | 5125.7641 | 5120 | 5117.2815 | 4989.4302
| 5258.8733 | 5125.4959 | 5120 | 5117.15 | 4989.3503
| 5258.3671 | 5125.2572 | 5120 | 5117.0092 | 4989.269
| 5258.2387 | 5125.0098 | 5120 | 5116.7188 | 4989.09
| 5258.1823 | 5125.0028 | 5120 | 5116.2891 | 4989.0898
| 5258.1405 | 5124.9918 | 5120 | 5116.2112 | 4989.0214
| 5258.1183 | 5124.9474 | 5120 | 5116.1191 | 4989.0033
| 5258.1008 | 5124.8432 | 5120 | 5116.113 | 4988.9746
| 5257.9563 | 5124.6304 | 5120 | 5116.0239 | 4988.8071
| 5257.9395 | 5124.571 | 5119 | 5115.9597 | 4988.7139
| 5257.7691 | 5124.4399 | 5119 | 5115.92 | 4988.5836
| 5257.6488 | 5124.1092 | 5119 | 5115.8552 | 4988.5058
| 5257.382 | 5123.9661 | 5119 | 5115.1886 | 4988.4005
| 5257.2053 | 5123.9332 | 5119 | 5115.1566 | 4987.9446
| 5257.0882 | 5123.7948 | 5119 | 5115.113 | 4987.7095
| 5257.0677 | 5123.6638 | 5119 | 5115.0973 | 4987.6396
| 5256.964 | 5123.5917 | 5118 | 5115.0276 | 4987.6335
| 5256.9579 | 5123.5636 | 5118 | 5114.8996 | 4987.5925
| 5256.8803 | 5123.5185 | 5118 | 5114.5033 | 4987.1512
| 5256.851 | 5123.3596 | 5118 | 5114.4779 | 4986.7752
| 5256.8503 | 5123.1134 | 5118 | 5114.2736 | 4986.7014
| 5256.8285 | 5123.1122 | 5118 | 5113.9195 | 4986.6878
| 5256.6208 | 5123.0134 | 5118 | 5113.9087 | 4986.6348
| 5256.456 | 5122.9858 | 5118 | 5113.8952 | 4986.1757
| 5256.3921 | 5122.8803 | 5118 | 5113.7112 | 4986.0666
| 5256.2223 | 5122.764 | 5117 | 5113.4833 | 4986.0044
| 5256.2022 | 5122.4892 | 5117 | 5113.4751 | 4985.7716
| 5256.1362 | 5122.2855 | 5117 | 5113.3555 | 4985.6894
| 5256.0879 | 5122.2227 | 5117 | 5113.1968 | 4985.6893
| 5256.0183 | 5122.1705 | 5117 | 5112.8806 | 4985.6569
| 5255.9632 | 5122.0608 | 5117 | 5112.8744 | 4985.6055
| 5255.8813 | 5121.4661 | 5117 | 5112.8585 | 4985.5495
| 5255.8355 | 5121.4509 | 5117 | 5112.7639 | 4985.5054
| 5255.7978 | 5121.4477 | 5117 | 5112.6014 | 4985.4814
| 5255.6386 | 5121.2257 | 5116 | 5112.569 | 4985.4423
| 5255.4105 | 5121.0923 | 5116 | 5112.5539 | 4985.1003
| 5255.38 | 5121.0902 | 5116 | 5112.4564 | 4984.9961
| 5255.3717 | 5120.8648 | 5116 | 5112.3135 | 4984.9907
| 5255.135 | 5120.7561 | 5116 | 5111.9786 | 4984.9232
| 5255.1249 | 5120.5506 | 5116 | 5111.9694 | 4984.7433
| 5254.3097 | 5120.301 | 5116 | 5111.6631 | 4984.4382
| 5254.1427 | 5120.1415 | 5116 | 5111.6286 | 4984.2791
| 5254.0252 | 5119.2148 | 5116 | 5111.5165 | 4984.2127
| 5253.8923 | 5119.1536 | 5116 | 5111.3139 | 4984.1454
| 5253.8058 | 5119.0316 | 5116 | 5111.301 | 4984.1175
| 5253.7794 | 5118.9529 | 5115 | 5111.2523 | 4983.9515
| 5253.7204 | 5118.8726 | 5115 | 5110.9207 | 4983.7634
| 5253.7088 | 5118.6961 | 5115 | 5110.908 | 4983.6655
| 5253.62 | 5118.565 | 5114 | 5110.7328 | 4983.6622
| 5253.3904 | 5118.548 | 5114 | 5110.5013 | 4982.9831
| 5253.2961 | 5118.5222 | 5114 | 5110.4195 | 4982.9668
| 5253.2698 | 5118.1959 | 5114 | 5110.251 | 4982.7839
| 5253.2047 | 5118.1568 | 5114 | 5110.1904 | 4982.7071
| 5253.113 | 5117.8031 | 5114 | 5110.1697 | 4982.6771
| 5253.0262 | 5117.6766 | 5114 | 5110.0389 | 4982.654
| 5252.8995 | 5117.4677 | 5114 | 5109.8829 | 4982.6172
| 5252.8722 | 5117.4495 | 5114 | 5109.7816 | 4982.4346
| 5252.831 | 5117.1781 | 5114 | 5109.7691 | 4982.2658
| 5252.8301 | 5117.1716 | 5114 | 5109.742 | 4982.1463
| 5252.692 | 5117.1715 | 5113 | 5109.6081 | 4982.0749
| 5252.2972 | 5116.8512 | 5113 | 5109.585 | 4981.9914
| 5252.2909 | 5116.6838 | 5113 | 5109.5189 | 4981.7907
| 5252.2843 | 5116.6081 | 5113 | 5109.5001 | 4981.766
| 5252.275 | 5116.5565 | 5113 | 5109.464 | 4981.6813
| 5252.1222 | 5116.5171 | 5113 | 5109.4174 | 4981.6217
| 5252.04 | 5116.4617 | 5112 | 5109.3729 | 4981.6047
| 5252.0012 | 5116.255 | 5112 | 5109.2585 | 4981.5906
| 5251.8655 | 5116.1975 | 5112 | 5109.1717 | 4981.1935
| 5251.6834 | 5116.1469 | 5112 | 5109.148 | 4981.1695
| 5251.3178 | 5116.117 | 5111 | 5109.0897 | 4981.1659
| 5251.2892 | 5116.1041 | 5111 | 5108.8541 | 4981.1202
| 5251.1796 | 5115.7264 | 5111 | 5108.6021 | 4980.8297
| 5251.164 | 5115.6603 | 5111 | 5108.414 | 4980.5657
| 5251.1356 | 5115.3755 | 5111 | 5108.0911 | 4980.5086
| 5251.0839 | 5115.2278 | 5111 | 5107.932 | 4980.4461
| 5251.0819 | 5114.9211 | 5110 | 5107.6511 | 4980.4344
| 5250.9747 | 5114.8445 | 5110 | 5107.4755 | 4980.3687
| 5250.9509 | 5114.7411 | 5110 | 5107.3644 | 4980.2177
| 5250.79 | 5114.7278 | 5110 | 5107.3291 | 4980.1797
| 5250.7254 | 5114.5536 | 5110 | 5107.2037 | 4980.1659
| 5250.5636 | 5114.5511 | 5110 | 5107.064 | 4980.0694
| 5250.19 | 5114.4636 | 5110 | 5106.9409 | 4979.9844
| 5249.9965 | 5114.2942 | 5110 | 5106.9326 | 4979.9645
| 5249.9027 | 5113.7621 | 5109 | 5106.9094 | 4979.9531
| 5249.7696 | 5113.6344 | 5109 | 5106.8112 | 4979.7752
| 5249.6372 | 5113.629 | 5109 | 5106.7516 | 4979.7378
| 5249.503 | 5113.6074 | 5109 | 5106.648 | 4979.5832
| 5249.4389 | 5113.5325 | 5109 | 5106.2577 | 4979.5213
| 5249.3629 | 5113.2488 | 5109 | 5106.2177 | 4979.3164
| 5249.1869 | 5113.182 | 5109 | 5106.2101 | 4979.1733
| 5249.1315 | 5113.0812 | 5109 | 5106.2071 | 4979.1629
| 5249.0293 | 5112.8922 | 5109 | 5106.1709 | 4979.1351
| 5249.0229 | 5112.7299 | 5109 | 5106.1704 | 4979.1189
| 5248.8631 | 5112.7102 | 5109 | 5106.0875 | 4979.077
| 5248.8329 | 5112.7098 | 5109 | 5105.9728 | 4979.0311
| 5248.7879 | 5112.6528 | 5109 | 5105.4622 | 4978.8305
| 5248.5683 | 5112.3874 | 5109 | 5105.3189 | 4978.8085
| 5248.4206 | 5112.3574 | 5108 | 5105.0317 | 4978.8048
| 5248.3952 | 5112.3413 | 5108 | 5104.8789 | 4978.7707
| 5248.2608 | 5111.9711 | 5108 | 5104.8115 | 4978.4003
| 5248.2549 | 5111.92 | 5108 | 5104.4519 | 4978.2245
| 5248.0405 | 5111.807 | 5108 | 5104.3553 | 4978.1316
| 5247.8 | 5111.55 | 5108 | 5104.3401 | 4977.762
| 5247.6793 | 5111.4249 | 5108 | 5104.268 | 4977.3751
| 5247.5969 | 5110.9409 | 5108 | 5104.1884 | 4977.2521
| 5247.4607 | 5110.5425 | 5107 | 5103.9521 | 4977.1182
| 5247.4393 | 5110.5045 | 5107 | 5103.8826 | 4977.1035
| 5247.3713 | 5110.4793 | 5107 | 5103.8571 | 4977.0371
| 5247.1451 | 5110.4286 | 5107 | 5103.7037 | 4976.9642
| 5247.0856 | 5110.1776 | 5107 | 5103.6481 | 4976.9399
| 5247.0415 | 5110.118 | 5106 | 5103.3635 | 4976.842
| 5246.9482 | 5110.1057 | 5106 | 5103.0765 | 4976.8416
| 5246.9049 | 5109.9734 | 5106 | 5102.8625 | 4976.6255
| 5246.7472 | 5109.5228 | 5106 | 5102.6627 | 4976.608
| 5246.7198 | 5109.3539 | 5106 | 5102.6561 | 4976.5983
| 5246.7109 | 5109.243 | 5106 | 5102.1875 | 4976.5729
| 5246.486 | 5109.1992 | 5106 | 5102.1135 | 4976.5242
| 5246.4729 | 5109.1795 | 5105 | 5102.0069 | 4976.3895
| 5246.3872 | 5109.1591 | 5105 | 5101.9058 | 4976.3579
| 5246.3262 | 5109.0594 | 5105 | 5101.6756 | 4976.3076
| 5246.3194 | 5109.0303 | 5105 | 5101.6729 | 4976.3036
| 5246.2814 | 5108.7777 | 5105 | 5101.4889 | 4976.2767
| 5246.2637 | 5108.6503 | 5105 | 5101.4739 | 4976.1013
| 5246.1338 | 5108.3095 | 5105 | 5101.4718 | 4976.0479
| 5246.0765 | 5107.8849 | 5105 | 5101.4679 | 4976.0438
| 5246.0077 | 5107.8568 | 5104 | 5101.3254 | 4975.9571
| 5245.9138 | 5107.6516 | 5104 | 5101.2041 | 4975.8765
| 5245.8658 | 5107.5665 | 5104 | 5101.1612 | 4975.5795
| 5245.8276 | 5107.4524 | 5104 | 5101.138 | 4975.2854
| 5245.6907 | 5107.373 | 5104 | 5101.023 | 4975.2807
| 5245.5287 | 5107.3608 | 5104 | 5100.7954 | 4975.2803
| 5245.5122 | 5107.1962 | 5104 | 5100.594 | 4975.1278
| 5245.2279 | 5106.8007 | 5104 | 5100.5072 | 4974.9159
| 5245.1987 | 5106.7112 | 5104 | 5100.4815 | 4974.8794
| 5244.9307 | 5106.6836 | 5103 | 5100.1459 | 4974.7897
| 5244.8794 | 5106.3951 | 5103 | 5100.038 | 4974.5615
| 5244.7835 | 5105.8479 | 5103 | 5099.8447 | 4974.5469
| 5244.1935 | 5105.7773 | 5103 | 5099.8312 | 4974.4936
| 5244.1139 | 5105.6527 | 5103 | 5099.5586 | 4974.3899
| 5243.9594 | 5105.6301 | 5103 | 5099.5252 | 4974.2948
| 5243.8506 | 5105.3813 | 5103 | 5099.4996 | 4973.9834
| 5243.5312 | 5105.3618 | 5103 | 5099.4889 | 4973.8354
| 5243.5076 | 5105.3546 | 5103 | 5099.3719 | 4973.7145
| 5243.4861 | 5105.2646 | 5103 | 5099.2345 | 4973.7117
| 5243.438 | 5105.1989 | 5103 | 5099.0496 | 4973.6064
| 5243.3652 | 5105.0124 | 5102 | 5099.0494 | 4973.4901
| 5243.2308 | 5104.9385 | 5102 | 5098.9549 | 4973.3905
| 5243.1792 | 5104.8905 | 5102 | 5098.8211 | 4973.3232
| 5243.0652 | 5104.8313 | 5102 | 5098.6946 | 4973.2378
| 5243.0565 | 5104.7979 | 5102 | 5098.6568 | 4973.1037
| 5243.0447 | 5104.5882 | 5102 | 5098.5168 | 4972.9781
| 5243.0153 | 5104.532 | 5102 | 5098.3978 | 4972.9022
| 5242.9317 | 5104.5001 | 5101 | 5098.3535 | 4972.8161
| 5242.6076 | 5104.009 | 5101 | 5098.2833 | 4972.7797
| 5242.4578 | 5103.8882 | 5101 | 5098.207 | 4972.6018
| 5242.4078 | 5103.7577 | 5101 | 5098.1757 | 4972.3839
| 5242.3877 | 5103.7259 | 5101 | 5098.1495 | 4972.0344
| 5242.2856 | 5103.697 | 5101 | 5098.0613 | 4971.9429
| 5242.1442 | 5103.642 | 5101 | 5097.9696 | 4971.8143
| 5241.9234 | 5103.5084 | 5100 | 5097.7475 | 4971.6996
| 5241.862 | 5103.5071 | 5100 | 5097.5841 | 4971.6365
| 5241.7713 | 5103.4378 | 5100 | 5097.4002 | 4971.4992
| 5241.7492 | 5103.3831 | 5100 | 5097.2429 | 4971.4552
| 5241.7406 | 5103.3629 | 5100 | 5097.2057 | 4971.4305
| 5241.5363 | 5103.146 | 5100 | 5097.1915 | 4971.2977
| 5241.5323 | 5103.1348 | 5100 | 5096.9414 | 4971.2823
| 5241.4389 | 5103.0748 | 5099 | 5096.5759 | 4970.8978
| 5241.3022 | 5102.8889 | 5099 | 5096.5753 | 4970.8471
| 5241.2489 | 5102.8571 | 5099 | 5096.5667 | 4970.8446
| 5241.2181 | 5102.5805 | 5099 | 5096.3569 | 4970.3385
| 5241.0699 | 5102.5527 | 5099 | 5096.3248 | 4970.2155
| 5241.0292 | 5102.5407 | 5099 | 5096.3126 | 4970.1764
| 5241.0018 | 5102.4981 | 5098 | 5096.2942 | 4970.021
| 5240.9092 | 5102.4642 | 5098 | 5096.1818 | 4969.9096
| 5240.8699 | 5102.4215 | 5098 | 5096.1295 | 4969.8792
| 5240.8409 | 5102.3996 | 5098 | 5096.1063 | 4969.7752
| 5240.2737 | 5102.1539 | 5098 | 5096.0502 | 4969.7549
| 5240.1651 | 5102.097 | 5098 | 5096.039 | 4969.6016
| 5240.1214 | 5102.0467 | 5097 | 5095.9783 | 4969.5861
| 5240.0377 | 5101.9166 | 5097 | 5095.9183 | 4969.549
| 5239.9937 | 5101.8803 | 5097 | 5095.9084 | 4969.5274
| 5239.9894 | 5101.852 | 5097 | 5095.8177 | 4969.5163
| 5239.9652 | 5101.8491 | 5097 | 5095.6747 | 4969.3758
| 5239.9531 | 5101.6446 | 5096 | 5095.6185 | 4969.2966
| 5239.8925 | 5101.4064 | 5096 | 5095.5875 | 4969.2505
| 5239.7852 | 5101.2802 | 5096 | 5095.4201 | 4969.2061
| 5239.6766 | 5101.0235 | 5096 | 5095.3946 | 4969.1429
| 5239.6404 | 5101.0226 | 5096 | 5095.2058 | 4969.0414
| 5239.6283 | 5100.9814 | 5095 | 5094.9923 | 4968.9949
| 5239.2557 | 5100.9027 | 5095 | 5094.9593 | 4968.7629
| 5239.0873 | 5100.6788 | 5095 | 5094.7495 | 4968.7296
| 5239.0135 | 5100.6404 | 5095 | 5094.705 | 4968.5097
| 5239.0085 | 5100.5196 | 5095 | 5094.6521 | 4968.4125
| 5238.9572 | 5100.495 | 5095 | 5094.6418 | 4968.2966
| 5238.8558 | 5100.3568 | 5095 | 5094.5305 | 4968.2752
| 5238.6011 | 5100.2762 | 5095 | 5094.4632 | 4968.2084
| 5238.5424 | 5100.1894 | 5095 | 5094.344 | 4968.1786
| 5238.4193 | 5100.13 | 5094 | 5094.1862 | 4968.1354
| 5238.3111 | 5100.0407 | 5094 | 5094.1329 | 4968.1315
| 5238.1839 | 5099.9223 | 5094 | 5094.0514 | 4968.0546
| 5238.1646 | 5099.8802 | 5094 | 5093.9622 | 4967.9634
| 5238.0573 | 5099.7884 | 5093 | 5093.9282 | 4967.5165
| 5237.9732 | 5099.7225 | 5093 | 5093.8284 | 4967.4545
| 5237.6997 | 5099.5949 | 5093 | 5093.5631 | 4967.385
| 5237.6099 | 5099.0445 | 5093 | 5093.4036 | 4967.347
| 5237.6038 | 5099.0435 | 5093 | 5093.3392 | 4967.2588
| 5237.5742 | 5099.034 | 5093 | 5092.9204 | 4967.1866
| 5237.3935 | 5098.9822 | 5093 | 5092.7938 | 4967.13
| 5237.3777 | 5098.9745 | 5093 | 5092.7276 | 4967.0696
| 5237.3036 | 5098.9168 | 5093 | 5092.6984 | 4966.765
| 5237.2015 | 5098.873 | 5093 | 5092.6893 | 4966.6817
| 5237.0648 | 5098.8021 | 5093 | 5092.6618 | 4966.6237
| 5237.026 | 5098.6936 | 5092 | 5092.6397 | 4966.4228
| 5236.9727 | 5098.6724 | 5092 | 5092.5836 | 4966.4212
| 5236.8049 | 5098.6596 | 5092 | 5092.5599 | 4966.2734
| 5236.6476 | 5098.56 | 5092 | 5091.8585 | 4966.2046
| 5236.4407 | 5098.4783 | 5092 | 5091.798 | 4966.1911
| 5236.3174 | 5098.3824 | 5092 | 5091.7917 | 4965.9538
| 5236.1726 | 5098.233 | 5091 | 5091.7658 | 4965.9192
| 5236.0577 | 5098.2021 | 5091 | 5091.7034 | 4965.7359
| 5235.991 | 5098.1761 | 5091 | 5091.7025 | 4965.6734
| 5235.8329 | 5098.0086 | 5091 | 5091.6416 | 4965.6355
| 5235.8259 | 5097.9078 | 5091 | 5091.5787 | 4965.5255
| 5235.738 | 5097.7492 | 5091 | 5091.4915 | 4965.5141
| 5235.4152 | 5097.4585 | 5091 | 5091.2493 | 4965.4714
| 5235.3387 | 5097.3727 | 5091 | 5091.1626 | 4965.4525
| 5235.1085 | 5097.3557 | 5091 | 5091.1425 | 4965.2634
| 5235.0793 | 5097.2315 | 5090 | 5091.0407 | 4965.2471
| 5234.9488 | 5097.2225 | 5090 | 5090.8724 | 4965.1965
| 5234.931 | 5096.9896 | 5090 | 5090.778 | 4965.1158
| 5234.8193 | 5096.9307 | 5090 | 5090.7603 | 4964.9241
| 5234.7634 | 5096.6457 | 5090 | 5089.9895 | 4964.8858
| 5234.735 | 5096.6 | 5090 | 5089.9799 | 4964.8604
| 5234.6721 | 5096.4063 | 5090 | 5089.9375 | 4964.7887
| 5234.6178 | 5096.3879 | 5090 | 5089.8001 | 4964.4294
| 5234.4953 | 5096.3537 | 5090 | 5089.7412 | 4964.3296
| 5234.4814 | 5096.3177 | 5090 | 5089.5618 | 4964.3038
| 5234.1681 | 5096.1779 | 5090 | 5089.5231 | 4964.2954
| 5234.138 | 5095.8548 | 5090 | 5089.4636 | 4964.1253
| 5233.8552 | 5095.7987 | 5089 | 5089.4094 | 4964.1221
| 5233.3333 | 5095.7611 | 5089 | 5089.3912 | 4963.8127
| 5233.2679 | 5095.6052 | 5089 | 5089.3837 | 4963.8066
| 5233.1518 | 5095.4731 | 5089 | 5089.2472 | 4963.7504
| 5232.9478 | 5095.4103 | 5089 | 5089.2375 | 4963.7339
| 5232.897 | 5095.1844 | 5089 | 5089.1631 | 4963.6722
| 5232.8791 | 5095.172 | 5089 | 5089.1183 | 4963.4974
| 5232.7681 | 5095.1688 | 5089 | 5089.0704 | 4963.3399
| 5232.7608 | 5094.9611 | 5089 | 5089.0417 | 4963.2972
| 5232.7283 | 5094.9297 | 5088 | 5088.7406 | 4963.1706
| 5232.5174 | 5094.9039 | 5088 | 5088.7254 | 4963.0624
| 5232.4574 | 5094.8911 | 5088 | 5088.6928 | 4963.0092
| 5232.3837 | 5094.4954 | 5088 | 5088.4838 | 4962.8396
| 5232.1417 | 5094.4633 | 5088 | 5088.1619 | 4962.7349
| 5232.1196 | 5094.4525 | 5088 | 5088.1144 | 4962.7265
| 5232.062 | 5094.425 | 5088 | 5088.1099 | 4962.7195
| 5231.7874 | 5094.2488 | 5088 | 5088.0492 | 4962.6906
| 5231.5644 | 5094.0426 | 5088 | 5088.0454 | 4962.5587
| 5231.463 | 5093.418 | 5088 | 5087.9709 | 4962.5578
| 5231.2478 | 5093.2498 | 5088 | 5087.9198 | 4962.4482
| 5231.2028 | 5093.0355 | 5087 | 5087.7319 | 4962.3271
| 5231.1078 | 5092.8275 | 5087 | 5087.4337 | 4962.2257
| 5230.9577 | 5092.6545 | 5087 | 5087.3905 | 4961.7877
| 5230.6822 | 5092.4064 | 5087 | 5087.2369 | 4961.6379
| 5230.5819 | 5092.3497 | 5087 | 5087.2037 | 4961.6179
| 5230.5229 | 5092.1754 | 5087 | 5087.1998 | 4961.4592
| 5230.4647 | 5092.1012 | 5087 | 5087.0141 | 4961.2757
| 5230.2556 | 5092.0193 | 5087 | 5086.8263 | 4961.2555
| 5230.0228 | 5092.0135 | 5086 | 5086.8048 | 4961.0808
| 5229.847 | 5092.0093 | 5086 | 5086.6609 | 4961.0783
| 5229.8215 | 5092.0082 | 5086 | 5086.5791 | 4961.0629
| 5229.6614 | 5091.9 | 5086 | 5086.5279 | 4961.0023
| 5229.6148 | 5091.7466 | 5086 | 5086.4221 | 4960.9487
| 5229.4807 | 5091.2881 | 5086 | 5086.3226 | 4960.8382
| 5229.3638 | 5091.2425 | 5086 | 5086.3059 | 4960.8135
| 5229.3603 | 5091.105 | 5086 | 5086.1328 | 4960.7686
| 5229.3206 | 5091.0319 | 5086 | 5086.1138 | 4960.7256
| 5229.2985 | 5090.9786 | 5086 | 5086.0914 | 4960.7
| 5229.1296 | 5090.9348 | 5086 | 5085.8705 | 4960.6616
| 5229.1293 | 5090.8821 | 5086 | 5085.8549 | 4960.5779
| 5228.9608 | 5090.804 | 5086 | 5085.7076 | 4960.5503
| 5228.8853 | 5090.6305 | 5086 | 5085.6346 | 4960.5264
| 5228.6868 | 5090.5862 | 5085 | 5085.5906 | 4960.3843
| 5228.3946 | 5090.5546 | 5085 | 5085.4594 | 4960.1977
| 5228.3514 | 5090.2796 | 5084 | 5085.3724 | 4960.1482
| 5227.9047 | 5090.2351 | 5084 | 5085.3265 | 4960.028
| 5227.8279 | 5090.1816 | 5084 | 5085.1498 | 4959.9805
| 5227.7343 | 5090.1026 | 5084 | 5085.0844 | 4959.8983
| 5227.608 | 5090.0382 | 5084 | 5084.9987 | 4959.8135
| 5227.5196 | 5089.8455 | 5084 | 5084.9839 | 4959.7927
| 5227.2984 | 5089.7598 | 5084 | 5084.7602 | 4959.7676
| 5227.2661 | 5089.7412 | 5084 | 5084.7202 | 4959.4351
| 5227.0792 | 5089.688 | 5084 | 5084.4926 | 4959.3194
| 5227.0773 | 5089.6708 | 5083 | 5084.446 | 4959.181
| 5226.6438 | 5089.6668 | 5083 | 5084.381 | 4959.0617
| 5226.6093 | 5089.6506 | 5083 | 5084.2795 | 4958.8684
| 5226.4219 | 5089.6303 | 5083 | 5084.2439 | 4958.7341
| 5226.1063 | 5089.6239 | 5083 | 5084.2437 | 4958.5948
| 5226.0615 | 5089.5366 | 5083 | 5084.2053 | 4958.4254
| 5225.9195 | 5088.8308 | 5083 | 5084.1413 | 4958.3068
| 5225.8834 | 5088.8228 | 5083 | 5084.0736 | 4958.1729
| 5225.6417 | 5088.6985 | 5083 | 5084.0514 | 4958.0155
| 5225.6133 | 5088.6916 | 5083 | 5084.0327 | 4957.8563
| 5225.4673 | 5088.6783 | 5083 | 5083.7062 | 4957.7527
| 5225.4614 | 5088.4976 | 5083 | 5083.6798 | 4957.6529
| 5225.4591 | 5088.461 | 5083 | 5083.4711 | 4957.5162
| 5225.392 | 5088.1893 | 5083 | 5083.4189 | 4957.2609
| 5225.3061 | 5088.0826 | 5082 | 5083.297 | 4957.0205
| 5225.2499 | 5087.9872 | 5082 | 5083.1549 | 4956.949
| 5225.1652 | 5087.8395 | 5082 | 5083.0529 | 4956.9313
| 5225.1491 | 5087.5318 | 5082 | 5082.8816 | 4956.8701
| 5224.8588 | 5087.4633 | 5082 | 5082.826 | 4956.8427
| 5224.5841 | 5087.3241 | 5082 | 5082.7769 | 4956.7749
| 5224.387 | 5087.3027 | 5082 | 5082.6077 | 4956.6875
| 5224.2506 | 5087.2709 | 5082 | 5082.4887 | 4956.6873
| 5224.0471 | 5087.2696 | 5082 | 5082.3751 | 4956.6003
| 5224.0261 | 5087.245 | 5082 | 5082.2683 | 4956.4793
| 5223.9294 | 5087.1933 | 5081 | 5082.2131 | 4956.4528
| 5223.8727 | 5087.1932 | 5081 | 5082.0545 | 4956.3031
| 5223.617 | 5086.8341 | 5081 | 5081.8767 | 4956.0979
| 5223.5187 | 5086.673 | 5081 | 5081.7531 | 4956.0379
| 5223.4816 | 5086.326 | 5081 | 5081.4687 | 4956.0111
| 5223.4137 | 5086.2266 | 5081 | 5081.4172 | 4955.9991
| 5223.4114 | 5085.8041 | 5080 | 5081.4033 | 4955.8402
| 5223.3285 | 5085.6909 | 5080 | 5081.1607 | 4955.6386
| 5223.2879 | 5085.6806 | 5080 | 5080.9102 | 4955.5681
| 5222.9703 | 5085.6763 | 5080 | 5080.8411 | 4955.5093
| 5222.9628 | 5085.6661 | 5080 | 5080.5427 | 4955.4391
| 5222.961 | 5085.6582 | 5080 | 5080.4633 | 4955.2414
| 5222.8277 | 5085.3934 | 5080 | 5080.4348 | 4955.2078
| 5222.753 | 5085.2882 | 5080 | 5080.3337 | 4954.5078
| 5222.5306 | 5085.2825 | 5079 | 5080.3054 | 4954.3246
| 5222.3946 | 5085.1297 | 5079 | 5080.2677 | 4954.162
| 5222.3708 | 5084.8358 | 5079 | 5080.0537 | 4954.1578
| 5222.2401 | 5084.7365 | 5079 | 5079.6899 | 4953.9562
| 5222.2079 | 5084.5324 | 5079 | 5079.6428 | 4953.5243
| 5222.0907 | 5084.4905 | 5079 | 5079.5845 | 4953.4823
| 5222.0835 | 5084.3017 | 5079 | 5079.5823 | 4953.2831
| 5222.0311 | 5084.2454 | 5079 | 5079.3585 | 4953.1172
| 5221.8383 | 5084.1045 | 5079 | 5079.0295 | 4953.0324
| 5221.8285 | 5084.0664 | 5078 | 5078.8863 | 4952.8563
| 5221.7313 | 5084.0643 | 5078 | 5078.6711 | 4952.7378
| 5221.7292 | 5084.0394 | 5078 | 5078.5748 | 4952.63
| 5221.5305 | 5083.8257 | 5078 | 5078.3712 | 4952.6045
| 5221.5009 | 5083.7095 | 5078 | 5078.1336 | 4952.5132
| 5221.4858 | 5083.7062 | 5078 | 5078.0259 | 4952.4279
| 5221.4679 | 5083.5015 | 5078 | 5077.9906 | 4952.2723
| 5221.4591 | 5083.4379 | 5077 | 5077.7623 | 4952.2498
| 5221.4512 | 5083.3209 | 5077 | 5077.7367 | 4952.0616
| 5221.2589 | 5083.1955 | 5077 | 5077.703 | 4951.8858
| 5221.1981 | 5083.1572 | 5077 | 5077.357 | 4951.7049
| 5221.1024 | 5083.1257 | 5077 | 5077.352 | 4951.5752
| 5220.9905 | 5083.0737 | 5077 | 5077.2846 | 4951.5067
| 5220.805 | 5083.0585 | 5077 | 5077.0478 | 4951.4936
| 5220.6743 | 5082.9043 | 5077 | 5076.8729 | 4951.4898
| 5220.5776 | 5082.5552 | 5077 | 5076.6964 | 4951.3993
| 5220.5116 | 5082.4331 | 5077 | 5076.6349 | 4951.3965
| 5220.4455 | 5082.2922 | 5077 | 5076.5091 | 4951.2476
| 5220.1575 | 5082.2766 | 5076 | 5076.2958 | 4951.1188
| 5220.1078 | 5082.2297 | 5076 | 5076.274 | 4951.0573
| 5219.8648 | 5082.2025 | 5076 | 5076.1637 | 4950.9329
| 5219.673 | 5082.198 | 5076 | 5076.1481 | 4950.7815
| 5219.6028 | 5082.1822 | 5076 | 5076.0612 | 4950.4088
| 5219.5538 | 5082.0572 | 5076 | 5075.8605 | 4950.3498
| 5219.3437 | 5081.9147 | 5076 | 5075.8482 | 4950.2664
| 5219.3357 | 5081.8789 | 5076 | 5075.8139 | 4950.0705
| 5219.3082 | 5081.7515 | 5076 | 5075.7511 | 4949.9761
| 5219.3009 | 5081.6312 | 5076 | 5075.6628 | 4949.8164
| 5219.2859 | 5081.5951 | 5075 | 5075.5318 | 4949.5552
| 5219.2704 | 5081.5853 | 5075 | 5075.4469 | 4949.4508
| 5219.2168 | 5081.3956 | 5075 | 5075.2168 | 4949.3897
| 5219.1939 | 5081.2935 | 5075 | 5075.1276 | 4949.3639
| 5218.8409 | 5081.233 | 5075 | 5075.0644 | 4949.2606
| 5218.7329 | 5081.017 | 5075 | 5074.9937 | 4949.1251
| 5218.615 | 5080.9213 | 5075 | 5074.9637 | 4949.1175
| 5218.2688 | 5080.9081 | 5075 | 5074.7218 | 4949.0611
| 5218.2208 | 5080.8825 | 5075 | 5074.5552 | 4948.8873
| 5218.0226 | 5080.73 | 5074 | 5074.5128 | 4948.8074
| 5217.9534 | 5080.6931 | 5074 | 5074.4733 | 4948.4774
| 5217.8145 | 5080.4557 | 5074 | 5074.39 | 4948.3972
| 5217.7493 | 5080.34 | 5074 | 5073.9851 | 4948.3948
| 5217.7485 | 5080.1771 | 5074 | 5073.9722 | 4948.3335
| 5217.679 | 5079.8723 | 5073 | 5073.9074 | 4948.3039
| 5217.5275 | 5079.7051 | 5073 | 5073.6771 | 4948.2663
| 5217.4041 | 5079.5668 | 5073 | 5073.6428 | 4948.2087
| 5217.3748 | 5079.5151 | 5073 | 5073.4272 | 4948.1913
| 5217.2786 | 5079.464 | 5073 | 5073.1028 | 4948.0936
| 5217.2475 | 5079.3107 | 5073 | 5073.0361 | 4947.9564
| 5217.2318 | 5079.21 | 5073 | 5072.9525 | 4947.8813
| 5217.2151 | 5079.1298 | 5072 | 5072.92 | 4947.4416
| 5217.0818 | 5079.0514 | 5072 | 5072.8758 | 4947.3178
| 5216.9544 | 5078.8179 | 5072 | 5072.7718 | 4947.247
| 5216.8904 | 5078.4992 | 5072 | 5072.5913 | 4947.2034
| 5216.8332 | 5078.4497 | 5072 | 5072.3887 | 4947.1418
| 5216.825 | 5078.4141 | 5072 | 5072.2406 | 4947.1316
| 5216.7229 | 5078.2731 | 5072 | 5072.1864 | 4947.1253
| 5216.3887 | 5078.0979 | 5072 | 5072.1397 | 4947.0379
| 5216.3637 | 5078.0278 | 5071 | 5072.0033 | 4946.9446
| 5216.346 | 5077.9245 | 5071 | 5071.9368 | 4946.9329
| 5216.3372 | 5077.7283 | 5071 | 5071.8989 | 4946.9165
| 5216.3336 | 5077.5065 | 5071 | 5071.8383 | 4946.8498
| 5216.279 | 5077.4745 | 5071 | 5071.5673 | 4946.6631
| 5216.1375 | 5077.3388 | 5071 | 5071.3108 | 4946.5668
| 5216.0625 | 5077.1739 | 5071 | 5071.1263 | 4946.5222
| 5215.9286 | 5076.8461 | 5071 | 5071.0134 | 4946.3134
| 5215.9259 | 5076.7146 | 5071 | 5071.0001 | 4946.1715
| 5215.8459 | 5076.6643 | 5071 | 5070.9307 | 4946.1134
| 5215.7084 | 5076.5699 | 5070 | 5070.876 | 4945.947
| 5215.5178 | 5076.4931 | 5070 | 5070.8462 | 4945.8136
| 5215.4828 | 5076.408 | 5070 | 5070.8426 | 4945.7547
| 5215.4161 | 5076.4067 | 5070 | 5070.7805 | 4945.6552
| 5215.2103 | 5076.3251 | 5070 | 5070.7627 | 4945.4992
| 5215.1343 | 5076.1701 | 5070 | 5070.6531 | 4945.4113
| 5215.0861 | 5076.1105 | 5070 | 5070.4097 | 4945.3685
| 5215.0497 | 5075.9368 | 5069 | 5070.3421 | 4945.2701
| 5214.5607 | 5075.3887 | 5069 | 5070.1722 | 4945.2645
| 5214.4426 | 5075.2758 | 5069 | 5070.091 | 4945.2487
| 5214.405 | 5075.0879 | 5069 | 5070.0528 | 4944.8037
| 5214.0605 | 5075.0401 | 5069 | 5069.7608 | 4944.7427
| 5213.8269 | 5074.941 | 5068 | 5069.7254 | 4944.7008
| 5213.785 | 5074.5991 | 5068 | 5069.5606 | 4944.654
| 5213.5759 | 5074.5507 | 5068 | 5069.5143 | 4944.5688
| 5213.5537 | 5074.5195 | 5068 | 5069.366 | 4944.3389
| 5213.4948 | 5074.4463 | 5068 | 5069.2525 | 4944.2041
| 5213.4663 | 5074.3951 | 5068 | 5069.1442 | 4944.0181
| 5213.3936 | 5074.35 | 5068 | 5069.096 | 4943.9795
| 5213.1531 | 5074.3055 | 5068 | 5069.0292 | 4943.7631
| 5213.1039 | 5074.2869 | 5068 | 5068.9602 | 4943.7134
| 5213.0042 | 5074.1604 | 5068 | 5068.7234 | 4943.6919
| 5212.8919 | 5073.8782 | 5068 | 5068.6075 | 4943.4993
| 5212.7054 | 5073.7402 | 5068 | 5068.6036 | 4943.2764
| 5212.7045 | 5073.5677 | 5068 | 5068.6 | 4943.2034
| 5212.5409 | 5072.8622 | 5067 | 5068.4369 | 4943.0036
| 5212.4811 | 5072.8452 | 5067 | 5068.1658 | 4942.9274
| 5212.3556 | 5072.8124 | 5067 | 5067.9081 | 4942.767
| 5212.2544 | 5072.7587 | 5067 | 5067.9074 | 4942.6485
| 5212.1204 | 5072.3533 | 5067 | 5067.8944 | 4942.4906
| 5212.0902 | 5072.2765 | 5067 | 5067.8653 | 4942.1937
| 5212.07 | 5072.2729 | 5067 | 5067.8115 | 4942.1652
| 5212.0578 | 5072.1809 | 5066 | 5067.5938 | 4941.9766
| 5211.9482 | 5071.786 | 5066 | 5067.5662 | 4941.5171
| 5211.7094 | 5071.7047 | 5066 | 5067.364 | 4941.4165
| 5211.5919 | 5071.5651 | 5066 | 5066.9714 | 4941.1334
| 5211.5828 | 5071.5585 | 5066 | 5066.8346 | 4941.1039
| 5211.4237 | 5071.5339 | 5066 | 5066.8176 | 4941.0759
| 5211.3627 | 5071.4957 | 5065 | 5066.7618 | 4941.0551
| 5210.9342 | 5071.3064 | 5065 | 5066.7015 | 4940.971
| 5210.8398 | 5071.1873 | 5065 | 5066.6638 | 4940.5265
| 5210.6574 | 5071.1743 | 5065 | 5066.6005 | 4940.504
| 5210.636 | 5070.9475 | 5065 | 5066.4416 | 4940.234
| 5210.6301 | 5070.8398 | 5065 | 5066.4095 | 4940.2172
| 5210.6031 | 5070.7937 | 5065 | 5066.3342 | 4940.0537
| 5210.4841 | 5070.7621 | 5065 | 5066.1904 | 4940.033
| 5210.4024 | 5070.7351 | 5065 | 5066.1054 | 4939.9804
| 5210.3929 | 5070.6621 | 5065 | 5066.0636 | 4939.9758
| 5210.3819 | 5070.6185 | 5064 | 5065.881 | 4939.8664
| 5210.3197 | 5070.6121 | 5064 | 5065.7652 | 4939.8177
| 5210.1531 | 5070.3436 | 5064 | 5065.5569 | 4939.7507
| 5210.1367 | 5070.1683 | 5064 | 5065.5419 | 4939.6005
| 5210.1115 | 5070.1293 | 5064 | 5065.4967 | 4939.0629
| 5210.0148 | 5070.1277 | 5064 | 5065.4619 | 4939.0048
| 5209.7116 | 5070.0939 | 5063 | 5065.2284 | 4939.0036
| 5209.5822 | 5070.0445 | 5063 | 5064.8336 | 4938.9331
| 5209.5782 | 5069.9447 | 5063 | 5064.6567 | 4938.7686
| 5209.5654 | 5069.4588 | 5063 | 5064.583 | 4938.7545
| 5209.4811 | 5069.4101 | 5063 | 5064.4976 | 4938.7472
| 5209.2669 | 5069.4042 | 5063 | 5064.3024 | 4938.7143
| 5209.2231 | 5069.3772 | 5063 | 5064.2765 | 4938.493
| 5208.9989 | 5069.3173 | 5062 | 5063.9659 | 4938.3232
| 5208.8167 | 5069.3166 | 5062 | 5063.8671 | 4938.3134
| 5208.7265 | 5069.1161 | 5062 | 5063.7258 | 4938.2736
| 5208.3772 | 5069.0912 | 5062 | 5063.6087 | 4938.2719
| 5208.0067 | 5068.8143 | 5062 | 5063.5461 | 4938.2452
| 5207.8776 | 5068.716 | 5062 | 5063.335 | 4938.1795
| 5207.7031 | 5068.6942 | 5062 | 5063.2528 | 4937.9987
| 5207.3428 | 5068.5369 | 5061 | 5063.1725 | 4937.8989
| 5207.1344 | 5068.3531 | 5061 | 5063.1525 | 4937.8928
| 5206.9222 | 5068.3515 | 5061 | 5063.107 | 4937.875
| 5206.8838 | 5068.3433 | 5061 | 5063.0563 | 4937.8094
| 5206.8746 | 5068.3423 | 5060 | 5062.9102 | 4937.7678
| 5206.8481 | 5068.2755 | 5060 | 5062.9097 | 4937.7277
| 5206.7441 | 5068.2069 | 5060 | 5062.8995 | 4937.5733
| 5206.669 | 5067.958 | 5060 | 5062.8089 | 4937.3771
| 5206.42 | 5067.7938 | 5060 | 5062.8073 | 4937.119
| 5206.2166 | 5067.7836 | 5060 | 5062.736 | 4937.1063
| 5206.1117 | 5067.6328 | 5060 | 5062.651 | 4936.6945
| 5205.8307 | 5067.6058 | 5059 | 5062.6408 | 4936.6505
| 5205.8032 | 5067.5701 | 5059 | 5062.5268 | 4936.5944
| 5205.7824 | 5067.4665 | 5059 | 5062.4818 | 4936.2824
| 5205.7124 | 5067.4574 | 5059 | 5062.403 | 4936.2027
| 5205.4607 | 5067.1684 | 5059 | 5061.9558 | 4936.1063
| 5205.4299 | 5066.9542 | 5059 | 5061.8921 | 4936.0869
| 5205.4045 | 5066.7643 | 5059 | 5061.8518 | 4935.9806
| 5205.2273 | 5066.6548 | 5059 | 5061.4808 | 4935.9502
| 5204.8954 | 5066.6478 | 5059 | 5061.4652 | 4935.7324
| 5204.7928 | 5066.6242 | 5058 | 5061.19 | 4935.5539
| 5204.3732 | 5066.4424 | 5058 | 5061.0999 | 4935.3996
| 5204.3539 | 5066.3113 | 5058 | 5061.0503 | 4935.3662
| 5204.2572 | 5066.2323 | 5058 | 5061.0014 | 4935.1594
| 5204.042 | 5066.1401 | 5058 | 5060.788 | 4935.1505
| 5203.9564 | 5066.1352 | 5058 | 5060.7596 | 4935.1375
| 5203.8976 | 5065.9763 | 5058 | 5060.5376 | 4935.0222
| 5203.7051 | 5065.8176 | 5058 | 5060.4793 | 4934.9705
| 5203.262 | 5065.8137 | 5058 | 5060.337 | 4934.9155
| 5203.1537 | 5065.6427 | 5057 | 5060.2532 | 4934.8563
| 5202.9574 | 5065.4532 | 5057 | 5060.0691 | 4934.787
| 5202.7273 | 5065.3224 | 5057 | 5060.0245 | 4934.6991
| 5202.6928 | 5065.0136 | 5057 | 5059.95 | 4934.6903
| 5202.4177 | 5064.8608 | 5057 | 5059.6717 | 4934.639
| 5202.3928 | 5064.851 | 5057 | 5059.6256 | 4934.5367
| 5202.0166 | 5064.8427 | 5056 | 5059.5273 | 4934.3701
| 5201.7549 | 5064.8201 | 5056 | 5059.3995 | 4934.1283
| 5201.6485 | 5064.7907 | 5056 | 5059.3674 | 4933.9447
| 5201.5037 | 5064.725 | 5056 | 5059.3617 | 4933.8228
| 5201.0118 | 5064.6408 | 5056 | 5059.1861 | 4933.7487
| 5200.8092 | 5064.63 | 5055 | 5058.9939 | 4933.6361
| 5200.7621 | 5064.2941 | 5055 | 5058.9097 | 4933.6018
| 5200.5788 | 5064.1842 | 5055 | 5058.7176 | 4933.4755
| 5200.2918 | 5064.1166 | 5055 | 5058.7155 | 4933.383
| 5200.2499 | 5064.0163 | 5055 | 5058.7018 | 4933.3392
| 5200.05 | 5063.9295 | 5055 | 5058.2183 | 4933.0614
| 5199.8357 | 5063.8595 | 5055 | 5058.2045 | 4932.848
| 5199.7268 | 5063.781 | 5055 | 5058.1283 | 4932.7643
| 5199.6089 | 5063.7753 | 5055 | 5058.1186 | 4932.5957
| 5199.5848 | 5063.5789 | 5055 | 5057.6915 | 4932.5928
| 5199.5343 | 5063.4398 | 5055 | 5057.6275 | 4932.5166
| 5199.2455 | 5063.3123 | 5054 | 5057.5544 | 4932.4988
| 5199.1442 | 5063.2882 | 5054 | 5057.5494 | 4932.286
| 5199.1081 | 5062.9964 | 5054 | 5057.3865 | 4932.1592
| 5199.0575 | 5062.8229 | 5054 | 5057.2702 | 4932.0819
| 5198.9327 | 5062.7816 | 5054 | 5057.1728 | 4931.9721
| 5198.8897 | 5062.7302 | 5053 | 5057.0997 | 4931.9632
| 5198.7768 | 5062.6561 | 5053 | 5057.0007 | 4931.9405
| 5198.6772 | 5062.4689 | 5053 | 5056.928 | 4931.8343
| 5198.6168 | 5061.7825 | 5053 | 5056.9075 | 4931.6661
| 5198.5895 | 5061.3891 | 5053 | 5056.8674 | 4931.467
| 5198.4514 | 5061.3387 | 5053 | 5056.8177 | 4931.2991
| 5198.4108 | 5061.2955 | 5053 | 5056.8049 | 4931.0978
| 5198.3386 | 5061.2698 | 5053 | 5056.7629 | 4930.8993
| 5198.3091 | 5061.0982 | 5053 | 5056.4962 | 4930.8089
| 5198.2466 | 5060.955 | 5053 | 5056.3777 | 4930.6582
| 5198.154 | 5060.7551 | 5053 | 5056.1608 | 4930.6215
| 5197.952 | 5060.5617 | 5052 | 5056.0974 | 4930.6115
| 5197.8088 | 5060.1344 | 5052 | 5056.0708 | 4930.4905
| 5197.8027 | 5060.0282 | 5052 | 5055.9865 | 4930.1961
| 5197.7593 | 5060.0048 | 5052 | 5055.8988 | 4930.1687
| 5197.6976 | 5059.9406 | 5052 | 5055.8823 | 4929.9512
| 5197.1848 | 5059.5116 | 5052 | 5055.8577 | 4929.9033
| 5197.1788 | 5059.1301 | 5052 | 5055.7857 | 4929.7546
| 5196.9544 | 5058.9245 | 5052 | 5055.5508 | 4929.7124
| 5196.8085 | 5058.8812 | 5052 | 5055.283 | 4929.7089
| 5196.7303 | 5058.8371 | 5052 | 5055.1774 | 4929.6283
| 5196.6565 | 5058.8064 | 5052 | 5055.1005 | 4929.2961
| 5196.5916 | 5058.7705 | 5051 | 5055.0697 | 4929.2462
| 5196.3439 | 5058.7686 | 5051 | 5054.7403 | 4929.1342
| 5196.3234 | 5058.7669 | 5051 | 5054.6236 | 4928.9005
| 5196.1754 | 5058.5463 | 5051 | 5054.6112 | 4928.8788
| 5196.1751 | 5058.5353 | 5051 | 5054.5064 | 4928.6439
| 5196.085 | 5058.2546 | 5051 | 5054.3956 | 4928.4601
| 5195.8135 | 5058.1658 | 5051 | 5054.2263 | 4928.3782
| 5195.7979 | 5058.1309 | 5051 | 5054.156 | 4928.3768
| 5195.6658 | 5058.04 | 5051 | 5054.155 | 4928.1408
| 5195.2424 | 5058.0266 | 5050 | 5054.0267 | 4928.0255
| 5195.1768 | 5057.9701 | 5050 | 5053.909 | 4928.0129
| 5195.0568 | 5057.9077 | 5050 | 5053.8872 | 4927.9556
| 5194.848 | 5057.8469 | 5050 | 5053.7467 | 4927.9467
| 5194.6755 | 5057.8388 | 5050 | 5053.6164 | 4927.8995
| 5194.1821 | 5057.7987 | 5050 | 5053.5597 | 4927.84
| 5194.0568 | 5057.6448 | 5050 | 5053.4469 | 4927.7243
| 5193.9222 | 5057.3525 | 5050 | 5053.4216 | 4927.6437
| 5193.9036 | 5057.2199 | 5049 | 5053.2667 | 4927.4912
| 5193.8412 | 5056.899 | 5049 | 5053.2617 | 4927.3581
| 5193.8272 | 5056.698 | 5049 | 5053.1066 | 4927.2055
| 5193.5755 | 5056.4527 | 5049 | 5053.0858 | 4927.0742
| 5193.5032 | 5056.3953 | 5049 | 5052.958 | 4927.0296
| 5193.4499 | 5056.3055 | 5049 | 5052.8194 | 4926.9504
| 5193.2937 | 5056.0866 | 5049 | 5052.5982 | 4926.8698
| 5193.0523 | 5055.9945 | 5049 | 5052.3741 | 4926.7781
| 5192.8051 | 5055.4944 | 5048 | 5052.1355 | 4926.701
| 5192.7718 | 5055.0113 | 5048 | 5052.0954 | 4926.6686
| 5192.7218 | 5054.9435 | 5048 | 5052.0301 | 4926.6112
| 5192.6993 | 5054.8386 | 5048 | 5051.895 | 4926.5097
| 5192.5829 | 5054.8035 | 5048 | 5051.6119 | 4926.363
| 5192.5098 | 5054.7093 | 5048 | 5051.5856 | 4926.2166
| 5192.1715 | 5054.2568 | 5048 | 5051.5249 | 4926.0698
| 5192.117 | 5054.1518 | 5048 | 5051.4516 | 4925.9765
| 5192.0135 | 5054.1501 | 5047 | 5051.3188 | 4925.956
| 5191.9482 | 5054.1343 | 5047 | 5051.0535 | 4925.8402
| 5191.9172 | 5054.0308 | 5047 | 5050.8324 | 4925.7539
| 5191.6166 | 5053.5782 | 5047 | 5050.8213 | 4925.7526
| 5191.4865 | 5053.5315 | 5047 | 5050.539 | 4925.5856
| 5191.3779 | 5052.9581 | 5047 | 5050.4277 | 4925.5425
| 5191.3324 | 5052.5676 | 5047 | 5050.3586 | 4925.2192
| 5191.2405 | 5052.5476 | 5047 | 5050.1406 | 4925.0578
| 5190.9312 | 5052.4294 | 5046 | 5050.0812 | 4924.964
| 5190.7114 | 5052.3957 | 5046 | 5050.0804 | 4924.7284
| 5190.3476 | 5052.3284 | 5046 | 5050.0467 | 4924.7062
| 5190.1406 | 5052.2766 | 5046 | 5049.7033 | 4924.3466
| 5189.9114 | 5052.1192 | 5046 | 5049.5266 | 4924.334
| 5189.6569 | 5052.0219 | 5045 | 5049.5176 | 4924.2249
| 5189.5034 | 5051.9511 | 5045 | 5049.4206 | 4923.6646
| 5189.3142 | 5051.845 | 5045 | 5049.4184 | 4923.5524
| 5188.9482 | 5051.7656 | 5045 | 5049.2403 | 4923.3965
| 5188.8102 | 5051.7005 | 5045 | 5049.1713 | 4923.3781
| 5188.5839 | 5051.7002 | 5045 | 5049.1315 | 4923.3754
| 5188.4965 | 5051.662 | 5045 | 5049.0862 | 4923.3285
| 5188.4033 | 5051.3829 | 5045 | 5048.7432 | 4923.0078
| 5188.0935 | 5051.0876 | 5044 | 5048.6683 | 4922.9482
| 5187.7522 | 5051.0822 | 5044 | 5048.3881 | 4922.9394
| 5187.5753 | 5050.9291 | 5044 | 5048.0972 | 4922.8815
| 5187.5305 | 5050.6835 | 5044 | 5048.0299 | 4922.875
| 5187.4215 | 5050.4113 | 5043 | 5047.923 | 4922.8474
| 5187.3856 | 5050.3038 | 5043 | 5047.7052 | 4922.8472
| 5186.9089 | 5050.2806 | 5043 | 5047.5115 | 4922.7488
| 5186.7877 | 5050.0957 | 5043 | 5047.508 | 4922.6794
| 5186.7553 | 5050.015 | 5043 | 5047.4886 | 4922.5157
| 5186.7022 | 5049.961 | 5043 | 5047.4099 | 4922.2494
| 5186.6961 | 5049.8798 | 5043 | 5047.1132 | 4922.2448
| 5186.5827 | 5049.6838 | 5043 | 5047.0605 | 4922.2038
| 5186.5677 | 5049.6372 | 5043 | 5047.0227 | 4922.1149
| 5186.5491 | 5049.581 | 5043 | 5046.9452 | 4921.9141
| 5186.3714 | 5049.4484 | 5042 | 5046.4556 | 4921.3736
| 5186.1981 | 5049.3691 | 5042 | 5046.3756 | 4921.3553
| 5186.1885 | 5049.3458 | 5042 | 5046.3195 | 4921.3353
| 5186.1848 | 5049.1288 | 5042 | 5046.2865 | 4920.9995
| 5186.1486 | 5049.0147 | 5042 | 5046.2402 | 4920.9355
| 5185.9682 | 5048.9527 | 5042 | 5046.2109 | 4920.8991
| 5185.9577 | 5048.806 | 5042 | 5046.0993 | 4920.8652
| 5185.8707 | 5048.7082 | 5041 | 5045.8771 | 4920.8339
| 5185.8304 | 5048.5328 | 5041 | 5045.865 | 4920.8143
| 5185.5587 | 5048.4346 | 5041 | 5045.8591 | 4920.7676
| 5185.5093 | 5048.3835 | 5040 | 5045.8337 | 4920.7225
| 5185.4699 | 5048.2592 | 5040 | 5045.7891 | 4920.2584
| 5185.4214 | 5048.1524 | 5040 | 5045.7659 | 4920.0124
| 5185.3967 | 5048.1275 | 5040 | 5045.6535 | 4920.0017
| 5185.3783 | 5048.0964 | 5040 | 5045.4338 | 4919.987
| 5184.9149 | 5048.0669 | 5040 | 5045.22 | 4919.891
| 5184.4116 | 5047.6075 | 5040 | 5044.9262 | 4919.6676
| 5184.3386 | 5047.5364 | 5040 | 5044.905 | 4919.4186
| 5184.3291 | 5047.5284 | 5039 | 5044.6596 | 4919.3623
| 5184.1044 | 5047.5175 | 5039 | 5044.6233 | 4919.3611
| 5184.0902 | 5047.2745 | 5039 | 5044.554 | 4919.24
| 5183.9085 | 5047.1956 | 5039 | 5044.2896 | 4919.1764
| 5183.8318 | 5047.1189 | 5039 | 5044.2518 | 4919.0872
| 5183.7184 | 5046.7773 | 5039 | 5044.0757 | 4919.059
| 5183.3942 | 5046.7061 | 5039 | 5044.0267 | 4918.9402
| 5183.2325 | 5046.6322 | 5038 | 5043.9366 | 4918.8311
| 5183.1297 | 5046.594 | 5038 | 5043.3983 | 4918.7004
| 5182.9297 | 5046.4383 | 5038 | 5043.3899 | 4918.6833
| 5182.8587 | 5046.1669 | 5038 | 5043.3892 | 4918.678
| 5182.8292 | 5045.8651 | 5038 | 5043.3652 | 4918.6071
| 5182.7383 | 5045.6092 | 5038 | 5043.2766 | 4918.5464
| 5182.534 | 5045.4988 | 5038 | 5043.1916 | 4918.5456
| 5182.31 | 5045.385 | 5038 | 5043.1778 | 4918.5271
| 5182.3055 | 5045.3392 | 5038 | 5043.0936 | 4918.3004
| 5182.2974 | 5045.1951 | 5037 | 5043.0705 | 4918.0615
| 5182.1908 | 5044.7629 | 5037 | 5042.9952 | 4918.0322
| 5182.1653 | 5044.729 | 5037 | 5042.7696 | 4917.8929
| 5182.1358 | 5044.6349 | 5036 | 5042.7533 | 4917.7627
| 5181.5842 | 5044.5684 | 5036 | 5042.6468 | 4917.5958
| 5181.572 | 5044.378 | 5036 | 5042.6205 | 4917.5143
| 5181.456 | 5044.3515 | 5036 | 5042.4734 | 4917.4448
| 5181.4053 | 5044.3053 | 5036 | 5042.1272 | 4917.4123
| 5181.2706 | 5043.8273 | 5036 | 5042.0915 | 4917.4049
| 5180.9285 | 5043.6509 | 5035 | 5042.0325 | 4917.3882
| 5180.6906 | 5043.6121 | 5035 | 5041.9801 | 4917.2613
| 5180.6747 | 5043.5957 | 5035 | 5041.9459 | 4917.2519
| 5180.6563 | 5043.4974 | 5035 | 5041.9153 | 4917.0246
| 5180.5555 | 5043.4188 | 5035 | 5041.8872 | 4917.0004
| 5180.5418 | 5043.4146 | 5035 | 5041.7776 | 4916.9047
| 5180.4406 | 5043.3926 | 5035 | 5041.7696 | 4916.8861
| 5180.4249 | 5043.3859 | 5034 | 5041.7131 | 4916.8529
| 5180.3538 | 5043.3412 | 5034 | 5041.7083 | 4916.8367
| 5180.292 | 5042.9966 | 5034 | 5041.5992 | 4916.6149
| 5180.1914 | 5042.9894 | 5034 | 5041.4782 | 4916.5953
| 5180.136 | 5042.797 | 5034 | 5041.4706 | 4916.5012
| 5180.135 | 5042.7624 | 5034 | 5041.4616 | 4916.4564
| 5180.1329 | 5042.4504 | 5034 | 5041.4445 | 4916.4523
| 5180.0699 | 5042.3134 | 5033 | 5041.0904 | 4916.4387
| 5179.9003 | 5042.2986 | 5033 | 5040.9429 | 4916.4378
| 5179.8719 | 5042.2298 | 5033 | 5040.7947 | 4916.3573
| 5179.7046 | 5042.207 | 5033 | 5040.5382 | 4916.2626
| 5179.6642 | 5042.166 | 5033 | 5040.4889 | 4916.1422
| 5179.6527 | 5042.0661 | 5033 | 5040.4374 | 4915.9822
| 5179.6137 | 5042.0284 | 5033 | 5040.3006 | 4915.8638
| 5179.5188 | 5041.9758 | 5033 | 5040.2028 | 4915.7973
| 5179.4799 | 5041.8741 | 5033 | 5040.1906 | 4915.6422
| 5179.4635 | 5041.8229 | 5032 | 5040.0152 | 4915.4591
| 5179.2921 | 5041.6163 | 5032 | 5039.7759 | 4915.3685
| 5179.2445 | 5041.4849 | 5032 | 5039.4815 | 4915.2708
| 5178.991 | 5041.4035 | 5032 | 5039.2712 | 4915.1804
| 5178.5483 | 5041.3901 | 5032 | 5039.0149 | 4914.9805
| 5178.4406 | 5041.3889 | 5032 | 5039.0029 | 4914.863
| 5178.4283 | 5041.3771 | 5032 | 5038.9775 | 4914.7276
| 5178.2317 | 5041.3458 | 5032 | 5038.9182 | 4914.707
| 5177.9149 | 5041.2426 | 5032 | 5038.781 | 4914.6289
| 5177.8989 | 5041.2417 | 5032 | 5038.7428 | 4914.52
| 5177.8822 | 5040.6771 | 5031 | 5038.5965 | 4914.4864
| 5177.4066 | 5040.5034 | 5031 | 5038.5664 | 4914.1738
| 5177.3202 | 5040.4687 | 5031 | 5038.5403 | 4913.6552
| 5177.2611 | 5040.3169 | 5031 | 5038.3855 | 4913.5668
| 5177.1236 | 5040.2924 | 5030 | 5038.383 | 4913.4897
| 5176.7544 | 5039.8792 | 5030 | 5038.2834 | 4913.3906
| 5176.7493 | 5039.8293 | 5030 | 5038.2275 | 4913.2079
| 5176.6275 | 5039.7726 | 5030 | 5038.1905 | 4912.9621
| 5176.4045 | 5039.7687 | 5030 | 5038.1015 | 4912.6989
| 5176.3307 | 5039.6973 | 5030 | 5037.9607 | 4912.6871
| 5176.298 | 5039.6968 | 5030 | 5037.7515 | 4912.5438
| 5176.04 | 5039.6737 | 5030 | 5037.6732 | 4912.3561
| 5175.9932 | 5039.6734 | 5030 | 5037.6689 | 4912.1588
| 5175.8643 | 5039.643 | 5030 | 5037.6126 | 4912.1318
| 5175.808 | 5039.6344 | 5030 | 5037.4201 | 4912.0742
| 5175.7669 | 5039.4279 | 5029 | 5037.3218 | 4911.9223
| 5175.6389 | 5039.327 | 5029 | 5037.2533 | 4911.6942
| 5175.5696 | 5039.2609 | 5029 | 5037.1145 | 4911.6864
| 5175.5271 | 5039.2201 | 5029 | 5037.0522 | 4911.681
| 5175.1303 | 5039.0012 | 5029 | 5037.0157 | 4911.6526
| 5175.0982 | 5038.5512 | 5029 | 5036.9775 | 4911.6427
| 5174.9933 | 5038.3811 | 5029 | 5036.8805 | 4911.3685
| 5174.9905 | 5038.2389 | 5029 | 5036.8028 | 4911.344
| 5174.7668 | 5038.1304 | 5029 | 5036.7932 | 4911.2838
| 5174.6771 | 5038.0749 | 5029 | 5036.6965 | 4911.1216
| 5174.6318 | 5037.9904 | 5029 | 5036.3006 | 4911.0543
| 5174.5943 | 5037.9513 | 5029 | 5036.2784 | 4910.9959
| 5174.4363 | 5037.8695 | 5028 | 5036.1241 | 4910.9477
| 5174.3653 | 5037.8678 | 5028 | 5035.9557 | 4910.8233
| 5174.2473 | 5037.6043 | 5028 | 5035.872 | 4910.7233
| 5173.503 | 5037.6041 | 5028 | 5035.8099 | 4910.6615
| 5173.3941 | 5037.5027 | 5028 | 5035.7836 | 4910.5419
| 5173.2902 | 5037.4797 | 5028 | 5035.7596 | 4910.5393
| 5172.772 | 5037.4677 | 5028 | 5035.7481 | 4910.5033
| 5172.7619 | 5037.4144 | 5028 | 5035.7248 | 4910.487
| 5172.447 | 5037.3127 | 5028 | 5035.5855 | 4910.0506
| 5172.409 | 5037.2649 | 5028 | 5035.5806 | 4909.8498
| 5172.166 | 5037.0094 | 5027 | 5035.525 | 4909.8317
| 5172.0139 | 5036.771 | 5027 | 5035.515 | 4909.8284
| 5171.9555 | 5036.7567 | 5027 | 5035.2727 | 4909.7956
| 5171.8402 | 5036.5366 | 5027 | 5035.1638 | 4909.6247
| 5171.5023 | 5036.5356 | 5027 | 5035.0905 | 4909.4469
| 5171.2743 | 5036.4929 | 5027 | 5034.9955 | 4909.4429
| 5170.8584 | 5036.3785 | 5027 | 5034.9413 | 4909.4074
| 5170.781 | 5036.1983 | 5027 | 5034.8474 | 4909.2681
| 5170.7309 | 5036.1659 | 5027 | 5034.7835 | 4909.2499
| 5170.4788 | 5036.0757 | 5027 | 5034.7459 | 4909.0563
| 5170.3815 | 5036.069 | 5027 | 5034.6814 | 4908.8199
| 5170.3516 | 5036.0347 | 5026 | 5034.6506 | 4908.7572
| 5170.3403 | 5035.9816 | 5026 | 5034.5042 | 4908.6568
| 5170.2744 | 5035.8873 | 5026 | 5034.4727 | 4908.6101
| 5170.1623 | 5035.6387 | 5026 | 5034.3319 | 4908.5012
| 5170.1017 | 5035.6148 | 5026 | 5034.3289 | 4908.4318
| 5170.0737 | 5035.3844 | 5026 | 5034.2415 | 4908.4198
| 5169.9196 | 5035.3593 | 5026 | 5034.2407 | 4908.3684
| 5169.8433 | 5035.1372 | 5026 | 5034.1839 | 4908.182
| 5169.8398 | 5034.9889 | 5026 | 5034.1616 | 4908.1702
| 5169.7665 | 5034.9473 | 5025 | 5033.9037 | 4908.0493
| 5169.676 | 5034.8123 | 5025 | 5033.8527 | 4907.9501
| 5169.529 | 5034.6279 | 5025 | 5033.8261 | 4907.9392
| 5169.2996 | 5034.592 | 5025 | 5033.6911 | 4907.82
| 5169.2318 | 5034.5786 | 5025 | 5033.6748 | 4907.3171
| 5169.1668 | 5034.1812 | 5024 | 5033.6229 | 4907.2957
| 5169.0418 | 5034.161 | 5024 | 5033.3163 | 4907.2718
| 5169.0174 | 5034.0683 | 5024 | 5033.0311 | 4907.1683
| 5168.6607 | 5034.0606 | 5024 | 5032.9949 | 4907.0353
| 5168.4952 | 5033.8475 | 5024 | 5032.9202 | 4906.959
| 5168.343 | 5033.8225 | 5024 | 5032.8825 | 4906.7842
| 5168.3241 | 5033.8151 | 5024 | 5032.65 | 4906.6983
| 5168.3166 | 5033.3437 | 5024 | 5032.4383 | 4906.6273
| 5168.3146 | 5033.3156 | 5023 | 5032.1912 | 4906.6032
| 5168.2381 | 5033.2181 | 5023 | 5032.1911 | 4906.5434
| 5168.216 | 5033.0934 | 5023 | 5032.0425 | 4906.4646
| 5168.0464 | 5032.9874 | 5023 | 5032.0179 | 4906.3038
| 5167.985 | 5032.9627 | 5023 | 5031.9815 | 4906.2939
| 5167.896 | 5032.8992 | 5023 | 5031.9425 | 4906.2392
| 5167.8011 | 5032.8343 | 5023 | 5031.9072 | 4906.205
| 5167.7645 | 5032.6687 | 5023 | 5031.8584 | 4906.1976
| 5167.3851 | 5032.5505 | 5023 | 5031.5662 | 4905.9575
| 5167.145 | 5032.4487 | 5023 | 5031.3967 | 4905.9492
| 5167.1063 | 5032.3551 | 5022 | 5031.1851 | 4905.7774
| 5167.0715 | 5032.3149 | 5022 | 5030.9363 | 4905.6725
| 5167.0646 | 5032.1525 | 5022 | 5030.8643 | 4905.6268
| 5167.0615 | 5032.0383 | 5022 | 5030.8075 | 4905.5869
| 5167.0538 | 5031.9294 | 5022 | 5030.6434 | 4905.342
| 5167.0159 | 5031.7589 | 5022 | 5030.6286 | 4905.3303
| 5166.983 | 5031.7205 | 5022 | 5030.5815 | 4905.2618
| 5166.9524 | 5031.7094 | 5021 | 5030.4286 | 4905.1745
| 5166.9022 | 5031.4887 | 5021 | 5030.1697 | 4905.1045
| 5166.764 | 5031.1784 | 5021 | 5030.1615 | 4904.855
| 5166.7636 | 5031.0943 | 5021 | 5030.1049 | 4904.728
| 5166.2036 | 5031.0894 | 5021 | 5029.8224 | 4904.706
| 5166.1917 | 5030.9541 | 5021 | 5029.6166 | 4904.1863
| 5165.9505 | 5030.9414 | 5021 | 5029.4312 | 4904.0939
| 5165.9455 | 5030.8351 | 5021 | 5029.2895 | 4904.0855
| 5165.9195 | 5030.8042 | 5021 | 5029.2652 | 4904.0685
| 5165.7605 | 5030.7133 | 5020 | 5029.0845 | 4904.0087
| 5165.5842 | 5030.5578 | 5020 | 5029.0452 | 4903.9364
| 5165.4675 | 5030.5434 | 5020 | 5028.8919 | 4903.9187
| 5164.9919 | 5030.3463 | 5020 | 5028.8636 | 4903.747
| 5164.6649 | 5030.0829 | 5020 | 5028.851 | 4903.6995
| 5164.3616 | 5029.8678 | 5020 | 5028.7311 | 4903.6891
| 5164.2841 | 5029.6825 | 5020 | 5028.5469 | 4903.36
| 5164.162 | 5029.5606 | 5020 | 5028.4871 | 4903.3457
| 5164.0541 | 5029.5028 | 5020 | 5028.4201 | 4903.1158
| 5164.0267 | 5029.3243 | 5020 | 5028.4028 | 4903.0292
| 5164.0216 | 5029.2895 | 5020 | 5028.3968 | 4902.9846
| 5163.9454 | 5029.287 | 5020 | 5028.2078 | 4902.8965
| 5163.9311 | 5029.2859 | 5020 | 5028.195 | 4902.8947
| 5163.6997 | 5029.236 | 5020 | 5028.0569 | 4902.8239
| 5163.6938 | 5029.1192 | 5020 | 5027.9764 | 4902.7814
| 5163.6935 | 5029.1119 | 5020 | 5027.9134 | 4902.7316
| 5163.6149 | 5028.9222 | 5019 | 5027.83 | 4902.7183
| 5163.4377 | 5028.4641 | 5019 | 5027.8141 | 4902.5046
| 5163.4274 | 5028.3462 | 5019 | 5027.7218 | 4902.3232
| 5163.3814 | 5028.3452 | 5019 | 5027.7148 | 4902.3223
| 5162.9592 | 5028.2354 | 5019 | 5027.6986 | 4902.297
| 5162.7399 | 5028.0031 | 5019 | 5027.6109 | 4902.2016
| 5162.6585 | 5027.9301 | 5019 | 5027.4973 | 4902.0558
| 5162.6111 | 5027.8566 | 5019 | 5027.4907 | 4901.955
| 5162.5855 | 5027.6191 | 5019 | 5027.1393 | 4901.9458
| 5162.4593 | 5027.5302 | 5019 | 5027.0434 | 4901.6812
| 5162.3267 | 5027.5187 | 5018 | 5026.9346 | 4901.4627
| 5162.213 | 5027.3095 | 5018 | 5026.7813 | 4901.4545
| 5161.9272 | 5027.3016 | 5018 | 5026.678 | 4901.2791
| 5161.9189 | 5027.2334 | 5018 | 5026.6167 | 4901.2601
| 5161.8825 | 5027.23 | 5017 | 5026.3451 | 4901.2237
| 5161.6511 | 5027.2212 | 5017 | 5026.2083 | 4901.2178
| 5161.6451 | 5027.2127 | 5017 | 5026.2024 | 4901.163
| 5161.6442 | 5026.9941 | 5017 | 5025.9509 | 4901.1041
| 5161.3473 | 5026.9875 | 5017 | 5025.8881 | 4901.0762
| 5161.2531 | 5026.9357 | 5017 | 5025.7496 | 4901.0761
| 5161.1233 | 5026.7825 | 5017 | 5025.703 | 4901.0456
| 5160.9857 | 5026.7665 | 5017 | 5025.6318 | 4901.0277
| 5160.7746 | 5026.7545 | 5017 | 5025.5504 | 4900.9356
| 5160.3909 | 5026.5004 | 5017 | 5025.4555 | 4900.8875
| 5160.353 | 5026.3405 | 5017 | 5025.1509 | 4900.8153
| 5160.2058 | 5026.243 | 5017 | 5025.0795 | 4900.7974
| 5160.1316 | 5026.161 | 5016 | 5024.9104 | 4900.7901
| 5160.0892 | 5025.9329 | 5016 | 5024.7907 | 4900.7397
| 5159.9641 | 5025.8156 | 5016 | 5024.7856 | 4900.6592
| 5159.802 | 5025.7062 | 5016 | 5024.4815 | 4900.5632
| 5159.7578 | 5025.6327 | 5016 | 5024.4469 | 4900.5223
| 5159.7276 | 5025.2613 | 5016 | 5024.3974 | 4900.4981
| 5159.5387 | 5025.2451 | 5016 | 5024.3941 | 4900.4553
| 5159.3577 | 5025.228 | 5016 | 5024.2663 | 4900.2773
| 5159.1367 | 5025.0511 | 5016 | 5024.1817 | 4900.2658
| 5159.0036 | 5024.9684 | 5016 | 5024.0592 | 4900.1106
| 5159.0022 | 5024.6291 | 5016 | 5023.9936 | 4900.0471
| 5158.5385 | 5024.4645 | 5015 | 5023.9037 | 4899.9433
| 5157.9934 | 5024.3584 | 5015 | 5023.3503 | 4899.8897
| 5157.977 | 5024.3047 | 5015 | 5023.1979 | 4899.8463
| 5157.8831 | 5024.2669 | 5015 | 5023.1885 | 4899.7937
| 5157.6382 | 5024.2126 | 5015 | 5023.1686 | 4899.7666
| 5157.5512 | 5024.0192 | 5014 | 5023.1294 | 4899.7506
| 5157.5014 | 5023.8275 | 5014 | 5023.1188 | 4899.7491
| 5157.4529 | 5023.7992 | 5014 | 5023.1089 | 4899.7127
| 5157.2654 | 5023.6781 | 5014 | 5022.9921 | 4899.5608
| 5157.2525 | 5023.5754 | 5014 | 5022.8273 | 4899.5563
| 5157.224 | 5023.5027 | 5014 | 5022.7379 | 4899.4197
| 5157.1176 | 5023.4073 | 5014 | 5022.5453 | 4899.2916
| 5157.0418 | 5023.1674 | 5014 | 5022.4757 | 4899.1996
| 5156.7425 | 5023.1535 | 5014 | 5022.2846 | 4899.1675
| 5156.4833 | 5023.1268 | 5014 | 5022.1591 | 4898.9292
| 5156.4029 | 5023.1116 | 5014 | 5022.1305 | 4898.8106
| 5156.38 | 5022.9084 | 5014 | 5022.0886 | 4898.8077
| 5156.2525 | 5022.8959 | 5013 | 5021.8751 | 4898.7986
| 5156.1945 | 5022.8395 | 5013 | 5021.8659 | 4898.7936
| 5156.142 | 5022.8057 | 5013 | 5021.845 | 4898.734
| 5156.1379 | 5022.803 | 5013 | 5021.8116 | 4898.5581
| 5156.0651 | 5022.3502 | 5013 | 5021.6395 | 4898.5576
| 5155.8321 | 5022.1711 | 5013 | 5020.978 | 4898.3776
| 5155.6772 | 5022.0262 | 5013 | 5020.8969 | 4898.3239
| 5155.6037 | 5021.7765 | 5013 | 5020.8859 | 4898.1699
| 5155.5111 | 5021.6569 | 5013 | 5020.8668 | 4898.1583
| 5155.4012 | 5021.3714 | 5012 | 5020.6674 | 4898.1211
| 5155.0315 | 5021.2957 | 5012 | 5020.4052 | 4898.0772
| 5154.2907 | 5020.8693 | 5012 | 5020.3646 | 4897.9706
| 5154.2302 | 5020.8526 | 5012 | 5020.3406 | 4897.8989
| 5154.18 | 5020.8513 | 5012 | 5020.315 | 4897.586
| 5154.1705 | 5020.7467 | 5012 | 5020.218 | 4897.3778
| 5154.1434 | 5020.7171 | 5012 | 5020.1406 | 4897.3268
| 5154.0792 | 5020.5401 | 5011 | 5019.7164 | 4897.2099
| 5154.0048 | 5020.34 | 5011 | 5019.6795 | 4897.1384
| 5153.8337 | 5020.3106 | 5011 | 5019.641 | 4897.1087
| 5153.7619 | 5020.2054 | 5010 | 5019.6127 | 4897.0722
| 5153.7533 | 5020.2003 | 5010 | 5019.4694 | 4896.9704
| 5153.5705 | 5020.1988 | 5010 | 5019.4124 | 4896.7577
| 5153.4578 | 5020.1372 | 5010 | 5019.3822 | 4896.6925
| 5153.3469 | 5020.1186 | 5010 | 5019.3642 | 4896.679
| 5153.3019 | 5019.9959 | 5010 | 5019.2594 | 4896.5893
| 5153.2358 | 5019.9668 | 5010 | 5019.0246 | 4896.4659
| 5153.1651 | 5019.8957 | 5010 | 5019.0052 | 4896.4122
| 5153.105 | 5019.8245 | 5010 | 5018.9833 | 4896.0875
| 5153.0262 | 5019.6856 | 5010 | 5018.9593 | 4895.9003
| 5152.9855 | 5019.623 | 5010 | 5018.9323 | 4895.8859
| 5152.8906 | 5019.3447 | 5010 | 5018.7259 | 4895.8475
| 5152.8033 | 5019.211 | 5010 | 5018.1748 | 4895.7602
| 5152.6351 | 5019.1529 | 5009 | 5018.0103 | 4895.7122
| 5152.6042 | 5019.1487 | 5009 | 5017.8481 | 4895.5745
| 5152.4819 | 5018.9809 | 5009 | 5017.823 | 4895.5472
| 5152.4432 | 5018.7223 | 5009 | 5017.6907 | 4895.4986
| 5152.377 | 5018.6481 | 5009 | 5017.6768 | 4895.4836
| 5152.3166 | 5018.2823 | 5009 | 5017.6429 | 4895.3629
| 5151.9454 | 5018.0777 | 5009 | 5017.5391 | 4895.2428
| 5151.8608 | 5017.9423 | 5009 | 5017.51 | 4895.0394
| 5151.7901 | 5017.9197 | 5008 | 5017.5017 | 4895.0032
| 5151.6705 | 5017.9173 | 5008 | 5017.3634 | 4894.9068
| 5151.6556 | 5017.6551 | 5008 | 5017.2521 | 4894.8552
| 5151.5515 | 5017.6362 | 5008 | 5017.0566 | 4894.7715
| 5151.5253 | 5017.4647 | 5008 | 5016.9631 | 4894.7604
| 5151.3217 | 5017.0948 | 5007 | 5016.8677 | 4894.6178
| 5151.3079 | 5017.0466 | 5007 | 5016.8514 | 4894.6108
| 5151.1001 | 5017.0452 | 5007 | 5016.7518 | 4894.5382
| 5151.0764 | 5016.8432 | 5007 | 5016.6348 | 4894.4968
| 5150.9363 | 5016.8184 | 5007 | 5016.5749 | 4894.435
| 5150.9095 | 5016.6554 | 5007 | 5016.4003 | 4894.3983
| 5150.827 | 5016.5636 | 5007 | 5016.3593 | 4894.3417
| 5150.7998 | 5016.5338 | 5006 | 5016.319 | 4894.2154
| 5150.7132 | 5016.4946 | 5006 | 5016.1253 | 4894.0759
| 5150.4965 | 5016.4783 | 5006 | 5016.0788 | 4894.0397
| 5150.1558 | 5016.2618 | 5006 | 5015.8701 | 4893.4499
| 5150.1178 | 5016.2583 | 5006 | 5015.7955 | 4893.3203
| 5150.0713 | 5016.1398 | 5006 | 5015.7755 | 4893.3008
| 5149.923 | 5016.1133 | 5006 | 5015.5063 | 4893.2342
| 5149.9202 | 5016.0981 | 5006 | 5015.2089 | 4893.2342
| 5149.8049 | 5016.0184 | 5006 | 5015.1596 | 4893.1881
| 5149.6336 | 5015.9245 | 5006 | 5015.097 | 4893.1765
| 5149.6151 | 5015.9137 | 5006 | 5015.0626 | 4893.1202
| 5149.6035 | 5015.7682 | 5006 | 5014.9442 | 4893.0921
| 5149.5927 | 5015.7678 | 5005 | 5014.9243 | 4893.0875
| 5149.4588 | 5015.6179 | 5005 | 5014.7564 | 4893.065
| 5149.4582 | 5015.5696 | 5005 | 5014.7158 | 4893.018
| 5149.4492 | 5015.5404 | 5005 | 5014.5886 | 4892.9203
| 5149.3995 | 5015.4704 | 5005 | 5014.2626 | 4892.894
| 5149.1757 | 5015.3995 | 5005 | 5014.0892 | 4892.4225
| 5149.0458 | 5015.3531 | 5005 | 5014.0266 | 4892.416
| 5148.6767 | 5015.2639 | 5005 | 5013.804 | 4892.183
| 5148.589 | 5015.071 | 5005 | 5013.7329 | 4892.0708
| 5148.2744 | 5014.9347 | 5005 | 5013.6647 | 4891.9882
| 5148.2408 | 5014.8997 | 5005 | 5013.6182 | 4891.974
| 5148.2353 | 5014.8544 | 5005 | 5013.3733 | 4891.959
| 5148.2199 | 5014.7808 | 5005 | 5013.3447 | 4891.9212
| 5148.1506 | 5014.7381 | 5005 | 5013.0094 | 4891.9171
| 5148.146 | 5014.7174 | 5005 | 5012.9547 | 4891.8775
| 5148.1368 | 5014.6067 | 5004 | 5012.9016 | 4891.8584
| 5147.9924 | 5014.6011 | 5004 | 5012.8347 | 4891.8063
| 5147.7901 | 5014.5639 | 5004 | 5012.7787 | 4891.7674
| 5147.7526 | 5014.3828 | 5004 | 5012.7563 | 4891.7652
| 5147.7141 | 5014.3558 | 5004 | 5012.7544 | 4891.6454
| 5147.7135 | 5014.1718 | 5004 | 5012.2037 | 4891.446
| 5147.5868 | 5013.9637 | 5004 | 5012.0999 | 4891.1622
| 5147.5786 | 5013.9414 | 5004 | 5012.0482 | 4891.1419
| 5147.5734 | 5013.781 | 5004 | 5012.025 | 4890.9673
| 5147.3954 | 5013.7299 | 5004 | 5011.9682 | 4890.8133
| 5147.3437 | 5013.6592 | 5004 | 5011.9642 | 4890.6964
| 5147.3421 | 5013.6467 | 5004 | 5011.8057 | 4890.5548
| 5147.311 | 5013.4258 | 5003 | 5011.7949 | 4890.2737
| 5147.2521 | 5013.1989 | 5003 | 5011.4389 | 4890.2465
| 5147.142 | 5013.1957 | 5003 | 5011.3839 | 4890.1976
| 5147.0485 | 5013.1341 | 5003 | 5011.3222 | 4890.0773
| 5147.0093 | 5012.8815 | 5003 | 5011.1796 | 4889.9818
| 5146.9573 | 5012.8592 | 5003 | 5010.9608 | 4889.8873
| 5146.7785 | 5012.7086 | 5002 | 5010.8558 | 4889.7755
| 5146.2963 | 5012.4548 | 5002 | 5010.8337 | 4889.737
| 5146.2299 | 5012.2768 | 5002 | 5010.652 | 4889.6919
| 5146.217 | 5012.2634 | 5002 | 5010.5268 | 4889.6668
| 5146.1739 | 5012.253 | 5002 | 5010.3997 | 4889.6228
| 5145.864 | 5012.1087 | 5002 | 5010.2748 | 4889.4906
| 5145.8425 | 5012.1033 | 5002 | 5010.1525 | 4889.4271
| 5145.629 | 5012.0252 | 5002 | 5010.0115 | 4889.3898
| 5145.5838 | 5011.9961 | 5002 | 5009.9366 | 4889.3661
| 5145.532 | 5011.8825 | 5002 | 5009.8867 | 4889.2665
| 5145.3549 | 5011.486 | 5002 | 5009.6369 | 4889.0423
| 5145.2654 | 5011.3433 | 5001 | 5009.5018 | 4889.0349
| 5145.1664 | 5011.334 | 5001 | 5009.2792 | 4888.9855
| 5145.1226 | 5011.2562 | 5001 | 5009.2221 | 4888.8923
| 5144.8346 | 5010.9599 | 5001 | 5008.9193 | 4888.7577
| 5144.797 | 5010.86 | 5001 | 5008.7499 | 4888.7264
| 5144.7874 | 5010.3955 | 5001 | 5008.7387 | 4888.5726
| 5144.4872 | 5010.2066 | 5001 | 5008.6844 | 4888.5333
| 5144.3591 | 5010.1316 | 5001 | 5008.5931 | 4888.5167
| 5144.3355 | 5009.9952 | 5001 | 5008.5617 | 4888.476
| 5144.2787 | 5009.9712 | 5000 | 5008.551 | 4888.1617
| 5144.2258 | 5009.6963 | 5000 | 5008.4574 | 4888.0289
| 5144.1102 | 5009.6705 | 5000 | 5008.2407 | 4887.9958
| 5144.0919 | 5009.4574 | 5000 | 5008.0542 | 4887.9504
| 5143.9674 | 5009.2141 | 5000 | 5007.8413 | 4887.8301
| 5143.8264 | 5008.9384 | 5000 | 5007.8383 | 4887.7059
| 5143.7657 | 5008.8598 | 5000 | 5007.7826 | 4887.6668
| 5143.7452 | 5008.7977 | 5000 | 5007.7633 | 4887.5116
| 5143.7121 | 5008.7188 | 4999 | 5007.6419 | 4887.1968
| 5143.704 | 5008.6052 | 4999 | 5007.6289 | 4887.1639
| 5143.6507 | 5008.0593 | 4999 | 5007.2197 | 4887.1313
| 5143.5233 | 5007.7593 | 4999 | 5007.0737 | 4887.1273
| 5143.4781 | 5007.4032 | 4999 | 5006.6171 | 4887.069
| 5143.4458 | 5007.3288 | 4999 | 5006.612 | 4886.9632
| 5143.3575 | 5007.1372 | 4999 | 5006.5499 | 4886.7187
| 5143.2818 | 5007.1341 | 4999 | 5006.3872 | 4886.7148
| 5143.1294 | 5007.0852 | 4999 | 5006.2594 | 4886.6703
| 5142.9519 | 5007.0509 | 4998 | 5006.1482 | 4886.5788
| 5142.9155 | 5007.0119 | 4998 | 5006.1263 | 4886.5662
| 5142.8114 | 5006.9017 | 4998 | 5005.9379 | 4886.414
| 5142.5737 | 5006.8877 | 4998 | 5005.8568 | 4886.3214
| 5142.5668 | 5006.8363 | 4998 | 5005.8205 | 4886.1851
| 5142.5013 | 5006.8076 | 4998 | 5005.7495 | 4885.9055
| 5142.4236 | 5006.7751 | 4998 | 5005.7358 | 4885.8663
| 5142.2283 | 5006.7167 | 4998 | 5005.5794 | 4885.8252
| 5142.2283 | 5006.7056 | 4997 | 5005.5433 | 4885.8174
| 5142.0537 | 5006.6996 | 4997 | 5005.5256 | 4885.808
| 5142.0312 | 5006.6932 | 4997 | 5005.4088 | 4885.7993
| 5142.009 | 5006.6335 | 4997 | 5005.2094 | 4885.6972
| 5141.9687 | 5006.6198 | 4997 | 5005.1723 | 4885.6467
| 5141.9079 | 5006.3965 | 4997 | 5004.6088 | 4885.6278
| 5141.8855 | 5006.3739 | 4997 | 5004.5367 | 4885.5835
| 5141.8008 | 5006.3116 | 4997 | 5004.266 | 4885.4483
| 5141.7342 | 5006.2713 | 4997 | 5004.261 | 4885.2013
| 5141.593 | 5006.1995 | 4996 | 5003.992 | 4885.1373
| 5141.384 | 5005.9014 | 4996 | 5003.8754 | 4885.1315
| 5141.2919 | 5005.6105 | 4996 | 5003.8522 | 4885.0618
| 5141.2162 | 5005.546 | 4996 | 5003.5283 | 4884.9583
| 5141.1575 | 5005.2955 | 4996 | 5003.4911 | 4884.9479
| 5141.1561 | 5005.0432 | 4996 | 5003.365 | 4884.9181
| 5141.071 | 5004.7179 | 4996 | 5003.355 | 4884.422
| 5140.9746 | 5004.5318 | 4995 | 5003.2578 | 4884.3869
| 5140.9519 | 5004.4097 | 4995 | 5003.2295 | 4884.3069
| 5140.8368 | 5004.1353 | 4995 | 5002.9112 | 4884.2983
| 5140.728 | 5003.9285 | 4995 | 5002.7552 | 4884.1495
| 5140.6844 | 5003.8806 | 4995 | 5002.729 | 4884.0452
| 5140.622 | 5003.8379 | 4995 | 5002.7192 | 4883.5582
| 5140.5669 | 5003.7041 | 4994 | 5002.5666 | 4883.5154
| 5140.5598 | 5003.5689 | 4994 | 5002.5529 | 4883.4385
| 5140.4988 | 5003.2351 | 4994 | 5002.2333 | 4883.4375
| 5140.434 | 5003.1105 | 4994 | 5002.0976 | 4883.3076
| 5140.4275 | 5003.0954 | 4994 | 5001.861 | 4883.2026
| 5140.2244 | 5003.0843 | 4994 | 5001.7315 | 4883.1381
| 5140.2193 | 5003.0158 | 4994 | 5001.3058 | 4883.1193
| 5140.1524 | 5003.0016 | 4993 | 5001.181 | 4882.9376
| 5140.1097 | 5002.9373 | 4993 | 5001.1592 | 4882.6414
| 5140.1044 | 5002.5801 | 4993 | 5000.9282 | 4882.3635
| 5140.0649 | 5002.5351 | 4992 | 5000.7868 | 4882.2723
| 5139.9435 | 5002.3771 | 4992 | 5000.7243 | 4882.2649
| 5139.9068 | 5002.3661 | 4992 | 5000.5461 | 4882.1981
| 5139.8553 | 5002.1907 | 4992 | 5000.4078 | 4882.1448
| 5139.7968 | 5002.0362 | 4992 | 5000.326 | 4882.0916
| 5139.6797 | 5001.7566 | 4992 | 5000.1954 | 4882.0533
| 5139.0445 | 5001.3736 | 4992 | 4999.9976 | 4881.9152
| 5138.9649 | 5001.129 | 4992 | 4999.9707 | 4881.8481
| 5138.961 | 5001.1026 | 4992 | 4999.9658 | 4881.847
| 5138.9345 | 5000.9647 | 4992 | 4999.9485 | 4881.558
| 5138.917 | 5000.9517 | 4992 | 4999.8751 | 4881.1297
| 5138.89 | 5000.8803 | 4991 | 4999.7548 | 4881.1191
| 5138.8899 | 5000.7941 | 4991 | 4999.7347 | 4881.0013
| 5138.7149 | 5000.7157 | 4991 | 4999.6911 | 4880.4496
| 5138.7097 | 5000.2468 | 4991 | 4999.6612 | 4880.3527
| 5138.4907 | 5000.2261 | 4991 | 4999.5803 | 4880.2937
| 5138.2419 | 5000.0028 | 4990 | 4999.4001 | 4880.073
| 5138.1337 | 4999.9407 | 4990 | 4999.3685 | 4880.0316
| 5137.951 | 4999.8738 | 4990 | 4999.2956 | 4879.8567
| 5137.9293 | 4999.8491 | 4990 | 4999.1419 | 4879.7619
| 5137.8865 | 4999.7757 | 4990 | 4998.9011 | 4879.7156
| 5137.601 | 4999.7681 | 4990 | 4998.8511 | 4879.5721
| 5137.4883 | 4999.7124 | 4990 | 4998.8273 | 4879.5584
| 5137.4543 | 4999.6372 | 4990 | 4998.5475 | 4879.4504
| 5137.3735 | 4999.5953 | 4990 | 4998.427 | 4879.3826
| 5137.1888 | 4999.5205 | 4990 | 4998.38 | 4879.3667
| 5137.1859 | 4999.4052 | 4990 | 4998.1928 | 4879.3282
| 5137.0647 | 4999.2362 | 4990 | 4998.1299 | 4879.1664
| 5136.548 | 4999.0468 | 4989 | 4998.1002 | 4879.1106
| 5136.433 | 4999.0158 | 4989 | 4998.0829 | 4879.0804
| 5136.3641 | 4999.0087 | 4989 | 4997.8574 | 4879.0672
| 5136.3368 | 4998.92 | 4989 | 4997.6499 | 4879.0068
| 5136.3111 | 4998.9111 | 4989 | 4997.2082 | 4878.3788
| 5136.2061 | 4998.5678 | 4989 | 4997.1856 | 4877.6089
| 5136.0582 | 4998.4024 | 4989 | 4997.0592 | 4877.5974
| 5136.0202 | 4998.3138 | 4989 | 4996.7567 | 4877.5737
| 5135.8657 | 4998.2884 | 4988 | 4996.744 | 4877.3435
| 5135.8515 | 4998.1847 | 4988 | 4996.5988 | 4877.2621
| 5135.8163 | 4998.1049 | 4988 | 4996.5835 | 4877.2307
| 5135.5571 | 4997.7449 | 4988 | 4996.5765 | 4877.2149
| 5135.5398 | 4997.7243 | 4988 | 4996.572 | 4877.1612
| 5135.5299 | 4997.5891 | 4988 | 4996.5303 | 4876.9788
| 5135.5059 | 4997.5818 | 4988 | 4996.4416 | 4876.6396
| 5135.4614 | 4997.5628 | 4988 | 4996.3176 | 4876.5711
| 5135.3767 | 4997.0537 | 4987 | 4996.1655 | 4876.5289
| 5135.202 | 4996.9426 | 4987 | 4995.9498 | 4876.4518
| 5135.0628 | 4996.9027 | 4987 | 4995.8865 | 4876.0759
| 5134.9465 | 4996.7758 | 4987 | 4995.8189 | 4876.0508
| 5134.8214 | 4996.6923 | 4987 | 4995.6782 | 4875.9137
| 5134.4005 | 4996.635 | 4987 | 4995.5319 | 4875.6154
| 5134.256 | 4996.6067 | 4987 | 4995.5055 | 4875.5789
| 5134.2548 | 4996.5183 | 4987 | 4995.4826 | 4875.5767
| 5134.108 | 4996.4851 | 4987 | 4995.3205 | 4875.3263
| 5134.0417 | 4996.4198 | 4987 | 4995.2781 | 4875.2178
| 5134.0355 | 4996.2276 | 4987 | 4994.9927 | 4875.0158
| 5133.9045 | 4996.1723 | 4987 | 4994.9145 | 4874.7115
| 5133.6885 | 4996.1518 | 4987 | 4994.8517 | 4874.7086
| 5133.5796 | 4996.108 | 4986 | 4994.8265 | 4874.705
| 5133.4627 | 4995.8857 | 4986 | 4994.4825 | 4874.5466
| 5133.3768 | 4995.8357 | 4986 | 4994.4546 | 4874.3817
| 5133.3419 | 4995.6601 | 4986 | 4994.3915 | 4874.3689
| 5133.2688 | 4995.6215 | 4986 | 4994.3277 | 4874.3501
| 5133.1547 | 4995.403 | 4986 | 4994.2452 | 4874.3404
| 5133.1418 | 4995.1999 | 4986 | 4994.1471 | 4874.1931
| 5133.0682 | 4994.902 | 4986 | 4994.0561 | 4874.0929
| 5132.7823 | 4994.8916 | 4986 | 4994.0268 | 4874.0664
| 5132.7108 | 4994.8173 | 4986 | 4993.9392 | 4874.0421
| 5132.7084 | 4994.6662 | 4986 | 4993.8813 | 4873.9145
| 5132.6504 | 4994.5023 | 4986 | 4993.8275 | 4873.8976
| 5132.5099 | 4994.4731 | 4986 | 4993.6651 | 4873.8186
| 5132.4845 | 4994.4217 | 4986 | 4993.2468 | 4873.7907
| 5132.4591 | 4994.2177 | 4985 | 4993.1919 | 4873.6024
| 5132.1938 | 4994.1434 | 4985 | 4993.0952 | 4873.589
| 5132.0511 | 4994.044 | 4985 | 4992.9096 | 4873.5671
| 5131.9325 | 4993.8956 | 4985 | 4992.7968 | 4873.5236
| 5131.9037 | 4993.8604 | 4985 | 4992.7342 | 4873.3067
| 5131.6214 | 4993.765 | 4985 | 4992.7068 | 4873.304
| 5131.395 | 4993.5774 | 4985 | 4992.6838 | 4873.2786
| 5131.3682 | 4993.3908 | 4985 | 4992.587 | 4873.1709
| 5131.2325 | 4993.3584 | 4984 | 4992.5713 | 4873.0628
| 5131.1456 | 4993.2384 | 4984 | 4992.5288 | 4872.9173
| 5131.0087 | 4993.2332 | 4984 | 4992.5262 | 4872.9
| 5130.9512 | 4993.0818 | 4984 | 4992.0977 | 4872.8559
| 5130.8537 | 4992.978 | 4984 | 4992.0859 | 4872.8418
| 5130.7573 | 4992.9255 | 4984 | 4992.0555 | 4872.7602
| 5130.734 | 4992.6259 | 4984 | 4992.0459 | 4872.6467
| 5130.7132 | 4992.5242 | 4984 | 4991.9958 | 4872.5742
| 5130.4116 | 4992.4914 | 4984 | 4991.9734 | 4872.5466
| 5130.1956 | 4992.4086 | 4984 | 4991.6197 | 4872.221
| 5130.1889 | 4992.3542 | 4984 | 4991.5012 | 4872.0169
| 5130.1148 | 4992.147 | 4983 | 4991.438 | 4871.9926
| 5129.8725 | 4992.1191 | 4983 | 4991.3775 | 4871.9876
| 5129.6938 | 4992.0279 | 4983 | 4991.3383 | 4871.9721
| 5129.6587 | 4991.5133 | 4983 | 4991.2426 | 4871.9682
| 5129.5794 | 4991.3787 | 4983 | 4991.0754 | 4871.9376
| 5129.1472 | 4991.2289 | 4983 | 4991.0467 | 4871.8003
| 5128.8968 | 4991.1689 | 4983 | 4990.8522 | 4871.7494
| 5128.7298 | 4991.0138 | 4983 | 4990.7606 | 4871.7352
| 5128.7133 | 4990.8084 | 4983 | 4990.4166 | 4871.6039
| 5128.711 | 4990.3932 | 4982 | 4990.2046 | 4871.452
| 5128.4828 | 4990.31 | 4982 | 4990.1386 | 4871.34
| 5128.4768 | 4990.2036 | 4982 | 4990.0658 | 4871.2222
| 5127.5857 | 4990.072 | 4982 | 4989.9543 | 4871.0888
| 5127.5652 | 4989.914 | 4981 | 4989.7672 | 4871.0606
| 5127.5276 | 4989.815 | 4981 | 4989.7497 | 4870.9742
| 5127.4358 | 4989.7729 | 4981 | 4989.6951 | 4870.953
| 5127.2616 | 4989.498 | 4981 | 4989.5387 | 4870.8925
| 5127.0892 | 4989.459 | 4981 | 4989.486 | 4870.7177
| 5127.0534 | 4989.4584 | 4981 | 4989.3377 | 4870.5741
| 5127.0473 | 4989.05 | 4981 | 4989.2963 | 4870.5695
| 5127.0047 | 4989.0409 | 4981 | 4989.2044 | 4870.5255
| 5126.892 | 4988.9229 | 4981 | 4989.1967 | 4870.3581
| 5126.8294 | 4988.6985 | 4981 | 4989.0569 | 4870.3271
| 5126.8092 | 4988.5889 | 4981 | 4988.7453 | 4870.3211
| 5126.802 | 4988.5102 | 4980 | 4988.6406 | 4870.2807
| 5126.7319 | 4988.4508 | 4980 | 4988.5816 | 4870.2619
| 5126.7175 | 4988.4194 | 4980 | 4988.3727 | 4870.23
| 5126.6537 | 4988.3047 | 4980 | 4987.9528 | 4870.1101
| 5126.6352 | 4988.2496 | 4980 | 4987.8693 | 4869.9685
| 5126.501 | 4988.2313 | 4980 | 4987.8206 | 4869.935
| 5126.3752 | 4988.2043 | 4980 | 4987.6801 | 4869.8664
| 5126.3479 | 4987.8009 | 4980 | 4987.4623 | 4869.8145
| 5126.207 | 4987.6401 | 4980 | 4986.9826 | 4869.7919
| 5126.1141 | 4987.5102 | 4979 | 4986.9227 | 4869.7046
| 5126.1125 | 4987.1367 | 4979 | 4986.6169 | 4869.4454
| 5125.8623 | 4987.0269 | 4979 | 4986.6052 | 4869.4164
| 5125.7701 | 4987.0201 | 4979 | 4986.5908 | 4869.3365
| 5125.711 | 4986.8902 | 4979 | 4986.5559 | 4869.2025
| 5125.5923 | 4986.8287 | 4979 | 4986.3227 | 4869.1699
| 5125.5888 | 4986.6547 | 4979 | 4986.1882 | 4869.1515
| 5125.5676 | 4986.6121 | 4979 | 4986.1528 | 4869.0569
| 5125.294 | 4986.5905 | 4979 | 4986.02 | 4869.0523
| 5125.2691 | 4986.5506 | 4979 | 4985.9786 | 4868.9442
| 5125.1523 | 4986.4132 | 4979 | 4985.8356 | 4868.8904
| 5125.1283 | 4986.4049 | 4978 | 4985.6993 | 4868.8657
| 5124.9878 | 4986.0497 | 4978 | 4985.6054 | 4868.8607
| 5124.867 | 4986.0373 | 4978 | 4985.303 | 4868.645
| 5124.8343 | 4985.9918 | 4978 | 4985.2374 | 4868.6283
| 5124.6415 | 4985.9672 | 4978 | 4985.2359 | 4868.5854
| 5124.2847 | 4985.8843 | 4978 | 4985.2032 | 4868.5146
| 5123.9559 | 4985.8699 | 4977 | 4985.0522 | 4868.4769
| 5123.8431 | 4985.509 | 4977 | 4984.7876 | 4868.3295
| 5123.7348 | 4985.4214 | 4977 | 4984.5617 | 4868.131
| 5123.5934 | 4985.1102 | 4977 | 4984.3158 | 4866.9844
| 5123.3375 | 4985.0657 | 4977 | 4984.3114 | 4866.9005
| 5123.3172 | 4984.9567 | 4977 | 4984.3103 | 4866.8308
| 5123.2955 | 4984.8483 | 4977 | 4984.1713 | 4866.8273
| 5123.2736 | 4984.8119 | 4977 | 4984.1183 | 4866.6049
| 5123.061 | 4984.7609 | 4977 | 4984.0939 | 4866.4554
| 5123.0071 | 4984.7593 | 4976 | 4983.9437 | 4866.4332
| 5122.9667 | 4984.7427 | 4976 | 4983.9009 | 4866.3824
| 5122.9046 | 4984.5653 | 4976 | 4983.8947 | 4866.2942
| 5122.7983 | 4984.3036 | 4976 | 4983.8781 | 4866.2827
| 5122.7826 | 4984.1762 | 4976 | 4983.8271 | 4866.2806
| 5122.7826 | 4984.1191 | 4976 | 4983.7404 | 4866.2788
| 5122.6774 | 4984.0618 | 4975 | 4983.7076 | 4866.1373
| 5122.6724 | 4983.9663 | 4975 | 4983.6465 | 4866.0419
| 5122.5523 | 4983.7964 | 4975 | 4983.6262 | 4865.8689
| 5122.435 | 4983.7324 | 4975 | 4983.599 | 4865.7299
| 5122.2948 | 4983.6961 | 4975 | 4983.5327 | 4865.5994
| 5122.2511 | 4983.6784 | 4975 | 4983.4522 | 4865.4996
| 5121.918 | 4983.5081 | 4975 | 4983.2842 | 4865.3782
| 5121.7937 | 4983.4166 | 4975 | 4983.2555 | 4865.2762
| 5121.7297 | 4983.2017 | 4975 | 4982.8814 | 4865.1141
| 5121.6514 | 4982.9486 | 4974 | 4982.7568 | 4864.9982
| 5121.6035 | 4982.933 | 4974 | 4982.7071 | 4864.9125
| 5121.5742 | 4982.8503 | 4974 | 4982.6074 | 4864.842
| 5121.5711 | 4982.8436 | 4974 | 4982.3942 | 4864.5676
| 5121.3655 | 4982.8389 | 4974 | 4982.1831 | 4864.4905
| 5121.2077 | 4982.8005 | 4974 | 4981.9062 | 4864.2312
| 5121.0613 | 4982.5237 | 4974 | 4981.7909 | 4864.047
| 5121.0455 | 4982.4923 | 4974 | 4981.7707 | 4864.0465
| 5120.9401 | 4982.4258 | 4973 | 4981.7546 | 4864.0347
| 5120.9002 | 4982.3763 | 4973 | 4981.7527 | 4863.9768
| 5120.8412 | 4982.0123 | 4973 | 4981.6949 | 4863.5547
| 5120.3768 | 4981.9855 | 4973 | 4981.6807 | 4863.3631
| 5120.3505 | 4981.8043 | 4973 | 4981.5417 | 4863.343
| 5120.3205 | 4981.668 | 4973 | 4981.4691 | 4863.2002
| 5120.2711 | 4981.5636 | 4972 | 4981.3153 | 4862.9712
| 5120.1841 | 4981.4301 | 4972 | 4981.1303 | 4862.8535
| 5120.1166 | 4981.3374 | 4972 | 4981.0432 | 4862.8074
| 5119.9553 | 4981.2917 | 4972 | 4980.7557 | 4862.6934
| 5119.9371 | 4981.2815 | 4972 | 4980.6952 | 4862.1633
| 5119.9191 | 4980.6228 | 4972 | 4980.6447 | 4862.0113
| 5119.8368 | 4980.5972 | 4972 | 4980.5905 | 4861.9913
| 5119.5931 | 4980.4092 | 4972 | 4980.5777 | 4861.8321
| 5119.5903 | 4980.3758 | 4972 | 4980.5577 | 4861.8107
| 5119.5376 | 4979.9465 | 4972 | 4980.5047 | 4861.6515
| 5119.3728 | 4979.9162 | 4972 | 4980.4716 | 4861.4962
| 5119.3172 | 4979.8811 | 4971 | 4980.4003 | 4861.2953
| 5119.2957 | 4979.8049 | 4971 | 4980.2302 | 4861.1367
| 5119.1881 | 4979.6106 | 4971 | 4980.101 | 4861.1272
| 5118.9959 | 4979.4908 | 4971 | 4980.0813 | 4861.1183
| 5118.7399 | 4979.2021 | 4970 | 4979.6975 | 4860.9971
| 5118.6023 | 4979.1529 | 4970 | 4979.6712 | 4860.9682
| 5118.5496 | 4978.9495 | 4970 | 4979.6511 | 4860.873
| 5118.5095 | 4978.8908 | 4970 | 4979.4102 | 4860.6948
| 5118.3854 | 4978.8034 | 4970 | 4979.2203 | 4860.6612
| 5118.312 | 4978.7285 | 4970 | 4979.0716 | 4860.6088
| 5118.2329 | 4978.7065 | 4970 | 4978.8655 | 4860.3633
| 5118.2288 | 4978.6271 | 4970 | 4978.8164 | 4860.228
| 5118.0505 | 4978.3149 | 4970 | 4978.5538 | 4860.159
| 5118.0065 | 4978.3065 | 4970 | 4978.4649 | 4860.0014
| 5117.9387 | 4978.2739 | 4969 | 4978.232 | 4859.9951
| 5117.8797 | 4977.9543 | 4969 | 4978.211 | 4859.9413
| 5117.6319 | 4977.8663 | 4969 | 4978.2075 | 4859.7918
| 5117.2736 | 4977.2965 | 4969 | 4978.186 | 4859.7582
| 5117.2262 | 4977.0742 | 4969 | 4978.1849 | 4859.7244
| 5116.865 | 4977.0659 | 4969 | 4978.1636 | 4859.5729
| 5116.858 | 4977.0245 | 4969 | 4978.1259 | 4859.3214
| 5116.8143 | 4976.9879 | 4968 | 4978.0535 | 4859.0864
| 5116.7507 | 4976.9663 | 4968 | 4978.0428 | 4859.0754
| 5116.7136 | 4976.8455 | 4968 | 4978.0066 | 4858.9737
| 5116.5284 | 4976.8137 | 4968 | 4977.909 | 4858.9722
| 5116.2295 | 4976.7115 | 4968 | 4977.8319 | 4858.9597
| 5116.097 | 4976.4404 | 4968 | 4977.829 | 4858.8689
| 5116.0609 | 4976.3885 | 4968 | 4977.624 | 4858.8543
| 5116.0297 | 4976.3815 | 4967 | 4977.5025 | 4858.8246
| 5115.8424 | 4976.154 | 4967 | 4977.4786 | 4858.791
| 5115.772 | 4976.1358 | 4967 | 4977.4683 | 4858.6643
| 5115.7452 | 4976.0203 | 4967 | 4977.2672 | 4858.6615
| 5115.7188 | 4976.0176 | 4967 | 4977.217 | 4858.6444
| 5115.4682 | 4975.8648 | 4967 | 4977.2119 | 4858.5726
| 5115.4381 | 4975.8367 | 4967 | 4977.1588 | 4858.4837
| 5115.4271 | 4975.7144 | 4967 | 4977.0661 | 4858.4375
| 5115.3757 | 4975.6164 | 4967 | 4976.8551 | 4858.4118
| 5115.2891 | 4975.5519 | 4966 | 4976.6666 | 4858.1252
| 5115.0956 | 4975.5299 | 4966 | 4976.6113 | 4857.9673
| 5115.0387 | 4975.4722 | 4966 | 4976.4326 | 4857.8575
| 5114.8831 | 4975.3615 | 4966 | 4976.3304 | 4857.6501
| 5114.7436 | 4975.2581 | 4966 | 4976.1552 | 4857.613
| 5114.1212 | 4975.2275 | 4966 | 4976.0939 | 4857.3209
| 5114.1054 | 4975.1535 | 4966 | 4975.8822 | 4857.2862
| 5114.0227 | 4975.1512 | 4966 | 4975.8796 | 4857.2573
| 5114.0188 | 4975.1464 | 4965 | 4975.7794 | 4857.1426
| 5113.8689 | 4974.7178 | 4965 | 4975.7252 | 4856.9718
| 5113.6444 | 4974.6625 | 4965 | 4975.3389 | 4856.9629
| 5113.64 | 4974.2384 | 4965 | 4975.1988 | 4856.5483
| 5113.5491 | 4974.1376 | 4965 | 4975.191 | 4856.5371
| 5113.5253 | 4974.1175 | 4965 | 4975.0675 | 4856.4524
| 5113.403 | 4974.0746 | 4965 | 4975.0461 | 4856.3995
| 5113.3135 | 4974.0715 | 4964 | 4975.0087 | 4856.2671
| 5113.1323 | 4973.7476 | 4964 | 4974.643 | 4856.2193
| 5112.7954 | 4973.7424 | 4964 | 4974.6176 | 4856.1076
| 5112.6954 | 4973.5009 | 4964 | 4974.3744 | 4856.0202
| 5112.6713 | 4973.1267 | 4964 | 4974.2678 | 4855.9623
| 5112.6685 | 4973.0572 | 4964 | 4974.2494 | 4855.9028
| 5112.558 | 4972.9287 | 4964 | 4974.2264 | 4855.8256
| 5112.4446 | 4972.898 | 4963 | 4974.0029 | 4855.8026
| 5112.3775 | 4972.8947 | 4963 | 4973.9429 | 4855.7381
| 5112.3158 | 4972.5963 | 4963 | 4973.8478 | 4855.5843
| 5112.1764 | 4972.2103 | 4963 | 4973.2243 | 4855.5535
| 5112.1061 | 4972.202 | 4963 | 4973.1402 | 4855.3598
| 5111.9956 | 4972.1682 | 4963 | 4973.0792 | 4855.1612
| 5111.9734 | 4972.0454 | 4963 | 4972.8731 | 4855.1421
| 5111.9362 | 4971.9689 | 4963 | 4972.864 | 4855.0558
| 5111.8697 | 4971.7437 | 4962 | 4972.8567 | 4854.7811
| 5111.5245 | 4971.7102 | 4962 | 4972.8504 | 4854.7746
| 5111.5022 | 4971.5906 | 4962 | 4972.8198 | 4854.7506
| 5111.4903 | 4971.4269 | 4962 | 4972.5068 | 4854.7371
| 5111.4684 | 4971.3912 | 4962 | 4972.32 | 4854.5653
| 5111.4323 | 4971.2467 | 4962 | 4972.2233 | 4854.552
| 5111.0699 | 4971.1443 | 4961 | 4972.1795 | 4854.4773
| 5111.0265 | 4971.0469 | 4961 | 4972.0197 | 4854.4666
| 5111.0254 | 4971.039 | 4961 | 4971.8927 | 4854.3965
| 5110.9912 | 4971.012 | 4961 | 4971.8867 | 4854.2162
| 5110.6355 | 4971.01 | 4961 | 4971.8538 | 4854.204
| 5110.5899 | 4970.9097 | 4961 | 4971.8285 | 4854.1465
| 5110.3508 | 4970.8385 | 4961 | 4971.7285 | 4853.956
| 5110.1733 | 4970.6642 | 4961 | 4971.6639 | 4853.8993
| 5110.1139 | 4970.5749 | 4960 | 4971.5708 | 4853.8628
| 5110.0609 | 4970.4038 | 4960 | 4971.4072 | 4853.8503
| 5110.0144 | 4970.3637 | 4960 | 4971.2803 | 4853.8257
| 5109.9331 | 4970.2975 | 4960 | 4971.041 | 4853.5326
| 5109.7593 | 4970.1612 | 4960 | 4970.9543 | 4853.5206
| 5109.7437 | 4969.4357 | 4960 | 4970.9488 | 4853.4293
| 5109.7204 | 4969.4194 | 4960 | 4970.9094 | 4853.211
| 5109.5861 | 4969.378 | 4960 | 4970.8652 | 4853.0816
| 5109.4134 | 4969.255 | 4960 | 4970.826 | 4853.0608
| 5109.377 | 4969.2081 | 4960 | 4970.4451 | 4853.029
| 5109.2532 | 4969.0618 | 4959 | 4970.0959 | 4852.9888
| 5108.9724 | 4969 | 4959 | 4970.0339 | 4852.7796
| 5108.9166 | 4968.8567 | 4959 | 4969.9964 | 4852.7252
| 5108.8067 | 4968.8525 | 4959 | 4969.8852 | 4852.5258
| 5108.5183 | 4968.8456 | 4959 | 4969.8793 | 4852.5162
| 5108.3561 | 4968.7443 | 4959 | 4969.8734 | 4852.5107
| 5108.238 | 4968.7199 | 4959 | 4969.6203 | 4852.4496
| 5108.2276 | 4968.4831 | 4959 | 4969.3684 | 4852.4259
| 5108.0379 | 4968.4457 | 4958 | 4969.2921 | 4852.3992
| 5108.0201 | 4968.3874 | 4958 | 4969.1888 | 4852.3476
| 5108.0106 | 4968.2147 | 4958 | 4969.0857 | 4852.2411
| 5107.8043 | 4968.0582 | 4958 | 4968.6583 | 4852.2172
| 5107.6719 | 4968.0511 | 4958 | 4968.6087 | 4851.9423
| 5107.4226 | 4968.016 | 4958 | 4968.5267 | 4851.8886
| 5107.4159 | 4967.9594 | 4957 | 4968.2904 | 4851.8323
| 5107.2426 | 4967.9507 | 4957 | 4968.2225 | 4851.6338
| 5107.2192 | 4967.8909 | 4957 | 4967.9225 | 4851.3637
| 5106.9327 | 4967.8211 | 4957 | 4967.8195 | 4851.291
| 5106.7559 | 4967.821 | 4957 | 4967.8113 | 4851.1559
| 5106.597 | 4967.6644 | 4957 | 4967.7694 | 4850.8186
| 5106.4973 | 4967.2739 | 4957 | 4967.6097 | 4850.6465
| 5106.2935 | 4966.9435 | 4957 | 4967.5124 | 4850.5734
| 5106.2326 | 4966.8296 | 4957 | 4967.3506 | 4850.4666
| 5106.1711 | 4966.555 | 4957 | 4967.3376 | 4850.4254
| 5106.1011 | 4966.3905 | 4957 | 4967.0941 | 4850.2189
| 5105.9506 | 4966.3275 | 4956 | 4967.0604 | 4850.1861
| 5105.9058 | 4966.3025 | 4956 | 4967.0137 | 4849.9895
| 5105.8713 | 4966.0578 | 4956 | 4967.0002 | 4849.9309
| 5105.8401 | 4966.0333 | 4956 | 4966.8879 | 4849.9082
| 5105.6981 | 4966.0075 | 4956 | 4966.8398 | 4849.8493
| 5105.6387 | 4965.9289 | 4956 | 4966.5505 | 4849.8292
| 5105.6177 | 4965.9289 | 4955 | 4966.532 | 4849.7497
| 5105.2605 | 4965.8574 | 4955 | 4966.4993 | 4849.6929
| 5105.09 | 4965.8531 | 4955 | 4966.4578 | 4849.3003
| 5105.0765 | 4965.7773 | 4955 | 4966.422 | 4849.2261
| 5105.0377 | 4965.7763 | 4955 | 4966.3532 | 4849.1269
| 5105.0163 | 4965.7671 | 4955 | 4966.2262 | 4849.1003
| 5104.9092 | 4965.4008 | 4955 | 4966.1477 | 4848.9281
| 5104.6249 | 4965.3143 | 4955 | 4966.1277 | 4848.9094
| 5104.5314 | 4965.2414 | 4955 | 4966.0915 | 4848.8189
| 5104.4746 | 4965.2086 | 4955 | 4966.0065 | 4848.8118
| 5104.4076 | 4965.1205 | 4955 | 4965.6368 | 4848.7491
| 5104.379 | 4964.8378 | 4954 | 4965.6338 | 4848.6014
| 5104.334 | 4964.7504 | 4954 | 4965.5519 | 4848.5406
| 5104.0646 | 4964.6677 | 4954 | 4965.5154 | 4848.3658
| 5104.0048 | 4964.6063 | 4954 | 4965.4522 | 4848.3326
| 5103.9667 | 4964.5868 | 4954 | 4965.3446 | 4848.3195
| 5103.4991 | 4964.5526 | 4954 | 4965.3049 | 4847.9372
| 5103.0777 | 4964.4175 | 4954 | 4965.1963 | 4847.919
| 5103.0719 | 4964.216 | 4954 | 4965.1675 | 4847.8074
| 5102.892 | 4964.158 | 4954 | 4965.0588 | 4847.4192
| 5102.7204 | 4964.126 | 4954 | 4965.0303 | 4847.3328
| 5102.5471 | 4964.0053 | 4953 | 4965.0031 | 4847.315
| 5102.4446 | 4963.7506 | 4953 | 4964.9712 | 4847.2481
| 5102.4226 | 4963.5835 | 4953 | 4964.9677 | 4847.2264
| 5102.389 | 4963.4976 | 4953 | 4964.7421 | 4847.05
| 5101.9739 | 4963.4751 | 4953 | 4964.6734 | 4846.9181
| 5101.7985 | 4963.4356 | 4953 | 4964.6199 | 4846.8451
| 5101.7817 | 4963.1979 | 4953 | 4964.5444 | 4846.7162
| 5101.7697 | 4963.0845 | 4952 | 4964.5168 | 4846.6806
| 5101.4775 | 4962.8964 | 4952 | 4964.3115 | 4846.4423
| 5101.4134 | 4962.8135 | 4952 | 4964.2926 | 4846.346
| 5101.2538 | 4962.7177 | 4952 | 4964.2757 | 4846.3036
| 5101.1998 | 4962.6472 | 4952 | 4964.1854 | 4846.2304
| 5101.1695 | 4962.5265 | 4952 | 4963.8727 | 4846.0011
| 5101.1115 | 4962.3601 | 4952 | 4963.5745 | 4845.953
| 5101.0347 | 4962.1537 | 4952 | 4963.179 | 4845.8456
| 5100.9179 | 4962.1431 | 4952 | 4962.5981 | 4845.8191
| 5100.8992 | 4961.9616 | 4952 | 4962.4538 | 4845.6858
| 5100.833 | 4961.7778 | 4951 | 4962.41 | 4845.5535
| 5100.802 | 4961.5228 | 4951 | 4962.3482 | 4845.383
| 5100.79 | 4961.3246 | 4951 | 4962.2984 | 4845.3664
| 5100.6769 | 4961.1186 | 4951 | 4961.9864 | 4845.3215
| 5100.6764 | 4961.1085 | 4951 | 4961.8827 | 4845.2465
| 5100.6154 | 4960.9033 | 4951 | 4961.8209 | 4845.1864
| 5100.5556 | 4960.8991 | 4951 | 4961.6641 | 4844.9721
| 5100.474 | 4960.8554 | 4951 | 4961.4346 | 4844.8955
| 5100.3866 | 4960.6096 | 4951 | 4961.2558 | 4844.6639
| 5100.3653 | 4960.5296 | 4950 | 4961.1753 | 4844.4933
| 5100.3148 | 4960.3119 | 4950 | 4961.1628 | 4844.4881
| 5100.295 | 4960.2807 | 4950 | 4961.0546 | 4844.3036
| 5100.1379 | 4960.2701 | 4950 | 4961.0534 | 4844.2942
| 5100.1121 | 4960.2308 | 4950 | 4960.8139 | 4844.2736
| 5099.9521 | 4960.0856 | 4950 | 4960.8007 | 4844.0435
| 5099.7911 | 4960.0758 | 4950 | 4960.6862 | 4843.8981
| 5099.5412 | 4960.0399 | 4950 | 4960.5383 | 4843.8897
| 5099.4412 | 4959.7697 | 4950 | 4960.4689 | 4843.5018
| 5099.3908 | 4959.6821 | 4949 | 4960.3855 | 4843.4895
| 5099.3832 | 4959.5494 | 4949 | 4960.3267 | 4843.4597
| 5099.3411 | 4959.4785 | 4949 | 4960.3034 | 4843.4265
| 5099.2915 | 4959.2436 | 4949 | 4960.253 | 4843.1888
| 5099.2559 | 4959.2358 | 4949 | 4960.2526 | 4842.9672
| 5099.1293 | 4959.2327 | 4949 | 4960.2362 | 4842.8331
| 5099.0523 | 4959.1031 | 4949 | 4960.1715 | 4842.6923
| 5099.0196 | 4958.8008 | 4949 | 4960.0887 | 4842.3919
| 5098.9906 | 4958.772 | 4949 | 4960.0867 | 4842.38
| 5098.8528 | 4958.6647 | 4949 | 4959.9674 | 4842.3781
| 5098.751 | 4958.5437 | 4949 | 4959.8206 | 4842.2877
| 5098.3808 | 4958.5369 | 4948 | 4959.8186 | 4842.1369
| 5098.2726 | 4958.4144 | 4948 | 4959.8169 | 4841.947
| 5098.2649 | 4958.0134 | 4948 | 4959.6466 | 4841.9432
| 5098.2017 | 4957.8224 | 4948 | 4959.6421 | 4841.8813
| 5098.1335 | 4957.8077 | 4948 | 4959.5162 | 4841.8636
| 5098.0796 | 4957.7207 | 4948 | 4959.4146 | 4841.795
| 5098.0308 | 4957.5332 | 4947 | 4959.2608 | 4841.74
| 5098.0182 | 4957.1241 | 4947 | 4959.1698 | 4841.6958
| 5097.9623 | 4957.1173 | 4947 | 4958.8076 | 4841.4791
| 5097.8822 | 4956.9716 | 4947 | 4958.7132 | 4841.4171
| 5097.7942 | 4956.8947 | 4947 | 4958.6387 | 4841.2863
| 5097.7686 | 4956.8929 | 4947 | 4958.4938 | 4841.2695
| 5097.6898 | 4956.6829 | 4947 | 4958.2911 | 4841.2487
| 5097.6757 | 4956.3691 | 4946 | 4958.247 | 4841.1604
| 5097.608 | 4956.2097 | 4946 | 4958.2429 | 4841.1535
| 5097.2611 | 4956.1877 | 4946 | 4957.9678 | 4841.0736
| 5096.7271 | 4955.9857 | 4946 | 4957.9489 | 4841.031
| 5096.7054 | 4955.9367 | 4946 | 4957.873 | 4841.0281
| 5096.6089 | 4955.9192 | 4946 | 4957.8191 | 4840.8674
| 5096.5353 | 4955.5251 | 4946 | 4957.7533 | 4840.856
| 5096.505 | 4955.4434 | 4946 | 4957.753 | 4840.8281
| 5096.4161 | 4955.4407 | 4946 | 4957.4298 | 4840.7633
| 5096.2809 | 4955.3918 | 4946 | 4957.3967 | 4840.7415
| 5096.2214 | 4955.3755 | 4946 | 4957.2363 | 4840.7356
| 5095.7562 | 4955.1902 | 4946 | 4957.1726 | 4840.6604
| 5095.6994 | 4955.152 | 4945 | 4956.946 | 4840.4095
| 5095.2846 | 4955.1371 | 4945 | 4956.9312 | 4840.3613
| 5095.2556 | 4955.0112 | 4945 | 4956.8849 | 4840.3465
| 5095.1906 | 4954.7162 | 4945 | 4956.6724 | 4840.22
| 5095.1786 | 4954.7099 | 4945 | 4956.2852 | 4840.1655
| 5095.1396 | 4954.5053 | 4945 | 4956.2331 | 4840.1289
| 5094.9069 | 4954.496 | 4944 | 4956.196 | 4840.1126
| 5094.8387 | 4954.1803 | 4944 | 4956.0174 | 4840.0343
| 5094.7268 | 4954.1569 | 4944 | 4955.9483 | 4840.0113
| 5094.5867 | 4954.13 | 4944 | 4955.8846 | 4839.9696
| 5094.584 | 4954.1101 | 4944 | 4955.6096 | 4839.9156
| 5094.5295 | 4953.8702 | 4943 | 4955.4705 | 4839.814
| 5094.3785 | 4953.6945 | 4943 | 4955.2899 | 4839.7883
| 5094.3523 | 4953.2731 | 4943 | 4955.259 | 4839.6125
| 5094.2656 | 4953.246 | 4943 | 4955.1512 | 4839.6119
| 5094.2279 | 4953.2105 | 4943 | 4955.0435 | 4839.5859
| 5094.133 | 4953.1939 | 4942 | 4954.9501 | 4839.4687
| 5094.0784 | 4953.1828 | 4942 | 4954.9395 | 4839.4106
| 5093.9833 | 4953.0331 | 4942 | 4954.899 | 4839.3631
| 5093.9643 | 4952.9468 | 4942 | 4954.8539 | 4839.3376
| 5093.864 | 4952.857 | 4942 | 4954.6149 | 4839.2126
| 5093.8076 | 4952.8179 | 4942 | 4954.544 | 4839.2101
| 5093.5744 | 4952.7548 | 4942 | 4954.3591 | 4839.1933
| 5093.5685 | 4952.6612 | 4942 | 4954.2912 | 4839.1251
| 5093.5531 | 4952.5914 | 4942 | 4954.2826 | 4839.0916
| 5093.3492 | 4952.5442 | 4942 | 4954.0096 | 4839.0064
| 5093.3131 | 4952.5382 | 4942 | 4953.9996 | 4838.9343
| 5093.2361 | 4952.4763 | 4941 | 4953.9015 | 4838.8534
| 5093.0151 | 4952.3911 | 4941 | 4953.5916 | 4838.5617
| 5092.9942 | 4952.2415 | 4941 | 4953.5655 | 4838.5413
| 5092.8954 | 4952.2398 | 4941 | 4953.4863 | 4838.3494
| 5092.888 | 4952.1485 | 4941 | 4953.42 | 4838.2815
| 5092.877 | 4952.0287 | 4941 | 4953.3615 | 4838.1792
| 5092.8552 | 4952.0056 | 4941 | 4953.2067 | 4838.0182
| 5092.8465 | 4951.9181 | 4940 | 4953.1564 | 4837.9419
| 5092.8253 | 4951.7671 | 4940 | 4953.0828 | 4837.8008
| 5092.7557 | 4951.6887 | 4940 | 4953.0742 | 4837.6911
| 5092.672 | 4951.6799 | 4940 | 4952.9649 | 4837.6338
| 5092.6438 | 4951.6118 | 4940 | 4952.9149 | 4837.4146
| 5092.5492 | 4951.5934 | 4940 | 4952.6881 | 4837.331
| 5092.4757 | 4951.578 | 4940 | 4952.6368 | 4837.25
| 5092.2503 | 4951.2731 | 4940 | 4952.5359 | 4837.1469
| 5092.2136 | 4951.2357 | 4940 | 4952.5179 | 4837.1143
| 5092.2125 | 4951.1518 | 4940 | 4952.5167 | 4837.1117
| 5092.1731 | 4951.0404 | 4939 | 4952.4357 | 4836.9265
| 5092.0955 | 4951.0089 | 4939 | 4952.3868 | 4836.8637
| 5092.0115 | 4950.9733 | 4939 | 4952.3519 | 4836.8583
| 5092.0075 | 4950.7989 | 4939 | 4952.2334 | 4836.8266
| 5091.9516 | 4950.6744 | 4939 | 4952.1816 | 4836.6519
| 5091.875 | 4950.6536 | 4939 | 4952.1782 | 4836.6086
| 5091.704 | 4950.3528 | 4939 | 4952.1305 | 4836.5673
| 5091.6563 | 4950.3527 | 4939 | 4952.1279 | 4836.3569
| 5091.3585 | 4950.0935 | 4939 | 4952.0897 | 4836.3538
| 5091.2475 | 4949.7771 | 4939 | 4951.8571 | 4836.2802
| 5091.2336 | 4949.7199 | 4939 | 4951.8487 | 4836.1716
| 5091.122 | 4949.7136 | 4939 | 4951.7998 | 4836.1072
| 5090.8811 | 4949.6445 | 4938 | 4951.7601 | 4835.9383
| 5090.8749 | 4949.3499 | 4938 | 4951.4218 | 4835.8952
| 5090.7802 | 4949.2922 | 4938 | 4951.4009 | 4835.8496
| 5090.7599 | 4949.2489 | 4938 | 4951.3732 | 4835.6308
| 5090.6255 | 4949.2087 | 4938 | 4950.7561 | 4835.6109
| 5090.6074 | 4949.0264 | 4938 | 4950.6892 | 4835.5109
| 5090.5883 | 4948.9141 | 4937 | 4950.6776 | 4835.4047
| 5090.5368 | 4948.8115 | 4937 | 4950.6633 | 4835.3833
| 5090.4745 | 4948.3237 | 4937 | 4950.6055 | 4835.0149
| 5090.4436 | 4948.309 | 4937 | 4950.6048 | 4835.0113
| 5090.3405 | 4948.1545 | 4937 | 4950.601 | 4835.0072
| 5090.3344 | 4948.0047 | 4937 | 4950.5894 | 4834.9295
| 5090.2635 | 4947.8768 | 4937 | 4950.5475 | 4834.8381
| 5090.1641 | 4947.788 | 4936 | 4950.5412 | 4834.5158
| 5090.0903 | 4947.733 | 4936 | 4950.4852 | 4834.4971
| 5090.0734 | 4947.7029 | 4936 | 4950.4614 | 4834.4878
| 5090.036 | 4947.5884 | 4936 | 4950.439 | 4834.4053
| 5089.7764 | 4947.34 | 4936 | 4950.3494 | 4834.2904
| 5089.7152 | 4947.3087 | 4936 | 4950.3329 | 4834.2042
| 5089.6006 | 4947.3024 | 4936 | 4950.2971 | 4834.1902
| 5089.5481 | 4947.2582 | 4935 | 4950.0984 | 4834.0966
| 5089.5296 | 4947.1487 | 4935 | 4950.0658 | 4834.0192
| 5089.5181 | 4947.0884 | 4935 | 4949.6927 | 4833.7152
| 5089.3533 | 4947.0796 | 4935 | 4949.6571 | 4833.7109
| 5089.3477 | 4946.9635 | 4935 | 4949.5105 | 4833.1187
| 5089.336 | 4946.4663 | 4935 | 4949.4293 | 4833.0116
| 5089.3319 | 4946.3913 | 4934 | 4949.2779 | 4832.8034
| 5089.1276 | 4946.3772 | 4934 | 4949.273 | 4832.6651
| 5088.9273 | 4946.3695 | 4934 | 4949.1199 | 4832.6526
| 5088.7127 | 4946.2759 | 4934 | 4948.8343 | 4832.5543
| 5088.6315 | 4946.2683 | 4934 | 4948.6141 | 4832.5371
| 5088.0197 | 4946.1517 | 4934 | 4948.5838 | 4832.4236
| 5087.9886 | 4946.1326 | 4933 | 4948.4572 | 4832.3739
| 5087.4528 | 4946.0773 | 4933 | 4948.365 | 4832.342
| 5087.3752 | 4946.0122 | 4933 | 4948.262 | 4832.014
| 5087.1579 | 4945.8911 | 4933 | 4948.2294 | 4831.9818
| 5087.04 | 4945.7882 | 4933 | 4948.0913 | 4831.7521
| 5087.006 | 4945.6731 | 4933 | 4947.945 | 4831.4992
| 5086.6768 | 4945.592 | 4933 | 4947.7313 | 4831.3702
| 5086.5171 | 4945.4709 | 4933 | 4947.6596 | 4831.3663
| 5086.4747 | 4945.4369 | 4933 | 4947.6581 | 4831.354
| 5086.0154 | 4945.2083 | 4933 | 4947.5638 | 4831.1533
| 5085.8585 | 4945.1505 | 4933 | 4947.5468 | 4831.1445
| 5085.7562 | 4945.1261 | 4933 | 4947.469 | 4830.7959
| 5085.6695 | 4944.969 | 4933 | 4947.4028 | 4830.7367
| 5085.5038 | 4944.8279 | 4933 | 4947.2536 | 4830.6151
| 5085.4278 | 4944.6475 | 4932 | 4947.0426 | 4830.5186
| 5085.3479 | 4944.5263 | 4932 | 4947.0408 | 4830.4503
| 5085.3143 | 4944.5123 | 4932 | 4947.0279 | 4829.9114
| 5085.2573 | 4944.3454 | 4932 | 4947.0248 | 4829.3777
| 5085.2254 | 4944.2667 | 4932 | 4946.9663 | 4829.2022
| 5085.1972 | 4944.17 | 4932 | 4946.5943 | 4829.1114
| 5085.0544 | 4944.1506 | 4932 | 4946.3888 | 4829.0271
| 5085.0313 | 4944.1191 | 4932 | 4946.3457 | 4828.8396
| 5085.0024 | 4944.0972 | 4931 | 4946.1909 | 4828.7698
| 5084.9757 | 4943.9153 | 4931 | 4946.107 | 4828.7286
| 5084.9734 | 4943.9137 | 4931 | 4946.0701 | 4828.7261
| 5084.8797 | 4943.8492 | 4931 | 4945.9527 | 4828.3327
| 5084.7458 | 4943.8218 | 4931 | 4945.9053 | 4828.2862
| 5084.4574 | 4943.7688 | 4931 | 4945.8894 | 4828.208
| 5084.2683 | 4943.7254 | 4931 | 4945.7688 | 4828.1279
| 5084.2418 | 4943.1829 | 4931 | 4945.7446 | 4828.0672
| 5084.2407 | 4943.1747 | 4931 | 4945.7312 | 4828.0591
| 5084.2403 | 4943.0588 | 4930 | 4945.7157 | 4828.0152
| 5084.1474 | 4942.9411 | 4930 | 4945.5948 | 4827.9025
| 5083.9569 | 4942.92 | 4930 | 4945.5846 | 4827.8331
| 5083.8133 | 4942.82 | 4930 | 4945.4708 | 4827.6616
| 5083.5623 | 4942.7363 | 4930 | 4945.4503 | 4827.6244
| 5083.425 | 4942.5547 | 4930 | 4945.3939 | 4827.5178
| 5083.2226 | 4942.5185 | 4930 | 4945.2551 | 4826.9877
| 5083.2151 | 4942.4782 | 4930 | 4945.1335 | 4826.9344
| 5082.992 | 4942.4746 | 4930 | 4945.0984 | 4826.8876
| 5082.8575 | 4942.4461 | 4929 | 4944.9911 | 4826.8096
| 5082.8366 | 4942.4262 | 4929 | 4944.947 | 4826.7008
| 5082.7825 | 4942.21 | 4929 | 4944.5646 | 4826.6589
| 5082.4761 | 4941.4973 | 4929 | 4944.5216 | 4826.6525
| 5082.4745 | 4941.3339 | 4929 | 4944.3589 | 4826.4755
| 5082.1695 | 4941.1527 | 4929 | 4944.2988 | 4826.4294
| 5082.1451 | 4941.017 | 4928 | 4944.2119 | 4826.1329
| 5082.1394 | 4940.6193 | 4928 | 4944.2008 | 4825.947
| 5082.0979 | 4940.5211 | 4928 | 4944.0934 | 4825.6587
| 5082.097 | 4940.4479 | 4928 | 4944.0006 | 4825.6559
| 5082.0968 | 4940.3894 | 4928 | 4943.9848 | 4825.5662
| 5081.7731 | 4939.9614 | 4928 | 4943.882 | 4825.4348
| 5081.7231 | 4939.9595 | 4928 | 4943.6531 | 4825.3183
| 5081.5739 | 4939.8229 | 4928 | 4943.4836 | 4824.7894
| 5081.5388 | 4939.7182 | 4928 | 4943.4575 | 4824.6931
| 5081.5132 | 4939.4045 | 4928 | 4943.4408 | 4824.6364
| 5081.4825 | 4939.2051 | 4928 | 4943.4275 | 4824.3398
| 5081.4626 | 4939.13 | 4928 | 4943.3949 | 4824.2207
| 5081.1079 | 4938.8119 | 4928 | 4943.3891 | 4824.1636
| 5081.0469 | 4938.6562 | 4927 | 4942.802 | 4824.066
| 5080.8653 | 4938.4568 | 4927 | 4942.7884 | 4824.0106
| 5080.6436 | 4938.1509 | 4927 | 4942.7079 | 4823.8799
| 5080.5595 | 4938.1144 | 4927 | 4942.4301 | 4823.8562
| 5080.5291 | 4937.9554 | 4927 | 4942.2412 | 4823.4611
| 5080.4898 | 4937.8774 | 4927 | 4942.2135 | 4823.4231
| 5080.407 | 4937.7385 | 4927 | 4942.2115 | 4823.0255
| 5080.2415 | 4937.4692 | 4927 | 4942.1478 | 4822.9373
| 5080.2211 | 4937.1315 | 4927 | 4942.1254 | 4822.8712
| 5080.174 | 4936.8735 | 4926 | 4942.0368 | 4822.8678
| 5079.9296 | 4936.5698 | 4926 | 4941.9117 | 4822.7542
| 5079.7697 | 4936.4176 | 4926 | 4941.8867 | 4822.5376
| 5079.4673 | 4936.4089 | 4926 | 4941.7722 | 4822.4928
| 5079.4489 | 4936.3097 | 4926 | 4941.6718 | 4822.402
| 5079.4298 | 4936.3084 | 4926 | 4941.5895 | 4822.3723
| 5079.4163 | 4936.279 | 4925 | 4941.5622 | 4822.1452
| 5079.4042 | 4936.2055 | 4925 | 4941.5475 | 4822.0153
| 5079.2807 | 4936.0588 | 4925 | 4941.5291 | 4821.9532
| 5079.1853 | 4935.6327 | 4925 | 4941.5095 | 4821.9396
| 5079.0295 | 4935.3792 | 4925 | 4941.4904 | 4821.8766
| 5078.9527 | 4935.3053 | 4925 | 4941.4192 | 4821.8165
| 5078.821 | 4935.304 | 4925 | 4941.335 | 4821.7579
| 5078.7009 | 4935.219 | 4924 | 4941.1318 | 4821.7181
| 5078.2496 | 4934.9673 | 4924 | 4941.0237 | 4821.6092
| 5078.1369 | 4934.9254 | 4924 | 4940.9932 | 4821.5594
| 5078.0135 | 4934.8352 | 4924 | 4940.9382 | 4821.4707
| 5077.9954 | 4934.7939 | 4924 | 4940.8631 | 4821.3597
| 5077.952 | 4934.2741 | 4924 | 4940.8473 | 4821.2301
| 5077.9258 | 4934.2612 | 4924 | 4940.8365 | 4821.2146
| 5077.7425 | 4933.8972 | 4923 | 4940.7028 | 4820.9625
| 5077.6616 | 4933.6724 | 4923 | 4940.6709 | 4820.9241
| 5077.5764 | 4933.6464 | 4923 | 4940.6603 | 4820.8746
| 5077.5639 | 4933.6462 | 4923 | 4940.495 | 4820.8434
| 5077.3912 | 4933.2487 | 4923 | 4940.2277 | 4820.8402
| 5077.3611 | 4933.0983 | 4923 | 4940.2076 | 4820.8355
| 5077.0805 | 4933.0823 | 4923 | 4940.1756 | 4820.2877
| 5077.0034 | 4933.0142 | 4922 | 4940.0732 | 4820.1633
| 5076.8905 | 4932.9891 | 4922 | 4940.0429 | 4820.0171
| 5076.8648 | 4932.9258 | 4922 | 4939.9881 | 4819.99
| 5076.7921 | 4932.8692 | 4922 | 4939.7288 | 4819.8725
| 5076.569 | 4932.8482 | 4922 | 4939.6403 | 4819.8649
| 5076.5501 | 4932.3147 | 4922 | 4939.5529 | 4819.8416
| 5076.4295 | 4932.2981 | 4922 | 4939.3506 | 4819.7992
| 5076.3523 | 4932.0276 | 4922 | 4939.2834 | 4819.7581
| 5076.2885 | 4931.9697 | 4922 | 4939.244 | 4819.7126
| 5076.2032 | 4931.6515 | 4922 | 4939.1134 | 4819.6948
| 5076.1729 | 4931.4677 | 4921 | 4938.9947 | 4819.4975
| 5075.9563 | 4931.3628 | 4921 | 4938.9925 | 4819.415
| 5075.6299 | 4931.1008 | 4921 | 4938.9734 | 4819.3027
| 5075.5213 | 4930.3828 | 4921 | 4938.7697 | 4819.253
| 5075.4938 | 4930.3009 | 4920 | 4938.7284 | 4819.0388
| 5075.4284 | 4930.2897 | 4920 | 4938.6495 | 4819.0155
| 5075.3509 | 4930.1937 | 4920 | 4938.5995 | 4818.9286
| 5074.9667 | 4930.0672 | 4920 | 4938.5823 | 4818.7989
| 5074.9358 | 4929.8337 | 4920 | 4938.5111 | 4818.7206
| 5074.865 | 4929.7283 | 4920 | 4938.4759 | 4818.6621
| 5074.8518 | 4929.7023 | 4920 | 4938.4749 | 4818.639
| 5074.8506 | 4929.6871 | 4919 | 4938.3323 | 4818.5833
| 5074.5956 | 4929.58 | 4919 | 4937.9105 | 4818.3788
| 5074.4345 | 4929.4378 | 4919 | 4937.5881 | 4818.3632
| 5074.3565 | 4929.2347 | 4919 | 4937.2964 | 4818.3318
| 5074.1214 | 4928.9486 | 4919 | 4937.178 | 4818.016
| 5074.0347 | 4928.9029 | 4919 | 4936.8605 | 4817.9797
| 5073.8892 | 4928.8743 | 4919 | 4936.834 | 4817.649
| 5073.7936 | 4928.7862 | 4919 | 4936.8285 | 4817.4474
| 5073.6805 | 4928.2987 | 4919 | 4936.7218 | 4817.4116
| 5073.646 | 4927.9543 | 4919 | 4936.5756 | 4817.3118
| 5073.6253 | 4927.7752 | 4918 | 4936.5365 | 4817.1544
| 5073.3404 | 4927.7431 | 4918 | 4936.4381 | 4817.1171
| 5073.1769 | 4927.4335 | 4918 | 4936.4173 | 4817.1165
| 5073.049 | 4927.3863 | 4918 | 4935.9591 | 4816.9349
| 5072.9332 | 4927.3081 | 4918 | 4935.6241 | 4816.7107
| 5072.835 | 4927.2101 | 4918 | 4935.4075 | 4816.6903
| 5072.6045 | 4927.1642 | 4918 | 4935.298 | 4816.4875
| 5072.5253 | 4927.1343 | 4918 | 4935.2457 | 4816.2462
| 5072.3827 | 4927.0795 | 4918 | 4935.126 | 4816.1362
| 5072.3616 | 4926.8502 | 4918 | 4934.7028 | 4816.0622
| 5072.1893 | 4926.7691 | 4917 | 4934.6439 | 4815.8783
| 5072.0081 | 4926.7345 | 4917 | 4934.6403 | 4815.7628
| 5071.9814 | 4926.5811 | 4917 | 4934.569 | 4815.6864
| 5071.9415 | 4926.4481 | 4917 | 4934.4782 | 4815.6694
| 5071.7732 | 4925.865 | 4917 | 4934.2767 | 4815.578
| 5071.7593 | 4925.8299 | 4917 | 4934.1384 | 4815.4391
| 5071.7176 | 4924.8382 | 4917 | 4934.1071 | 4815.3697
| 5071.7128 | 4924.7286 | 4917 | 4933.8781 | 4815.331
| 5071.5888 | 4924.6712 | 4916 | 4933.7705 | 4814.8634
| 5071.5279 | 4924.5234 | 4916 | 4933.6421 | 4814.8402
| 5071.4484 | 4924.3703 | 4916 | 4933.6281 | 4814.7489
| 5071.3128 | 4924.1992 | 4916 | 4933.6027 | 4814.6013
| 5071.0449 | 4924.1493 | 4916 | 4933.5706 | 4814.3658
| 5071.0082 | 4924.1068 | 4916 | 4933.3755 | 4814.3273
| 5070.8275 | 4924.0019 | 4916 | 4933.3242 | 4814.1639
| 5070.6881 | 4923.965 | 4915 | 4933.3131 | 4814.0512
| 5070.5813 | 4923.7879 | 4915 | 4933.2171 | 4813.7998
| 5070.3874 | 4923.6745 | 4915 | 4933.1848 | 4813.7848
| 5070.2698 | 4923.5562 | 4915 | 4933.1114 | 4813.4428
| 5070.2412 | 4923.3408 | 4915 | 4933.1044 | 4813.4374
| 5069.8874 | 4923.318 | 4915 | 4932.8974 | 4813.3432
| 5069.7894 | 4923.3065 | 4915 | 4932.8723 | 4813.3264
| 5069.7595 | 4923.257 | 4915 | 4932.8191 | 4813.2673
| 5069.6721 | 4923.2525 | 4915 | 4932.7578 | 4813.2035
| 5069.4751 | 4923.1443 | 4915 | 4932.6602 | 4813.1861
| 5069.4355 | 4923.0541 | 4915 | 4932.559 | 4813.127
| 5069.2673 | 4922.5928 | 4915 | 4932.1424 | 4813.0954
| 5069.2484 | 4922.5864 | 4915 | 4931.9306 | 4813.0933
| 5069.2294 | 4922.4987 | 4915 | 4931.8675 | 4812.8799
| 5069.1834 | 4922.4097 | 4914 | 4931.796 | 4812.806
| 5069.0396 | 4922.3607 | 4914 | 4931.7092 | 4812.7139
| 5068.958 | 4922.3283 | 4914 | 4931.6175 | 4812.3357
| 5068.8039 | 4921.9492 | 4914 | 4931.6175 | 4812.2424
| 5068.7627 | 4921.8724 | 4913 | 4931.4693 | 4812.1953
| 5068.5411 | 4921.8636 | 4913 | 4931.2864 | 4812.1769
| 5068.5225 | 4921.8137 | 4913 | 4931.0781 | 4812.1216
| 5068.4445 | 4921.7046 | 4913 | 4931.0625 | 4812.0824
| 5068.3496 | 4921.5972 | 4913 | 4931.0611 | 4811.8444
| 5068.1461 | 4921.48 | 4913 | 4931.0522 | 4811.8047
| 5068.0818 | 4921.2264 | 4913 | 4930.9851 | 4811.7531
| 5068.0371 | 4921.0638 | 4913 | 4930.9163 | 4811.6796
| 5067.9275 | 4920.9254 | 4913 | 4930.8932 | 4811.668
| 5067.8267 | 4920.8971 | 4912 | 4930.797 | 4811.4984
| 5067.7205 | 4920.8845 | 4912 | 4930.7413 | 4811.4259
| 5067.314 | 4920.8489 | 4912 | 4930.467 | 4811.2269
| 5067.3084 | 4920.8087 | 4912 | 4930.3954 | 4811.0244
| 5067.2014 | 4920.5233 | 4912 | 4930.379 | 4811.0089
| 5067.1064 | 4920.4414 | 4912 | 4930.2001 | 4810.9119
| 5067.098 | 4920.2587 | 4912 | 4930.1597 | 4810.8763
| 5066.9647 | 4920.2399 | 4912 | 4930.1328 | 4810.6295
| 5066.7256 | 4919.7963 | 4912 | 4929.981 | 4810.496
| 5066.7223 | 4919.792 | 4912 | 4929.9608 | 4810.4908
| 5066.5504 | 4919.6793 | 4912 | 4929.9007 | 4810.2777
| 5066.4225 | 4919.2387 | 4911 | 4929.9006 | 4810.0332
| 5066.14 | 4919.0073 | 4911 | 4929.7841 | 4809.6225
| 5065.7781 | 4918.9281 | 4911 | 4929.6053 | 4809.6098
| 5065.6375 | 4918.5215 | 4911 | 4929.3934 | 4809.5672
| 5065.6195 | 4918.3642 | 4911 | 4929.3901 | 4809.5563
| 5065.5618 | 4918.3359 | 4911 | 4929.3828 | 4809.2665
| 5065.2209 | 4918.2101 | 4911 | 4929.2888 | 4809.2273
| 5065.2188 | 4918.2 | 4910 | 4929.2338 | 4809.0767
| 5065.1534 | 4917.9111 | 4910 | 4929.1938 | 4808.7536
| 5065.135 | 4917.8215 | 4910 | 4929.0911 | 4808.7154
| 5065.0685 | 4917.7595 | 4910 | 4929.0547 | 4808.518
| 5064.9243 | 4917.6788 | 4910 | 4928.9634 | 4808.5139
| 5064.8403 | 4917.5941 | 4910 | 4928.8097 | 4808.4946
| 5064.6586 | 4917.5689 | 4910 | 4928.8088 | 4808.4334
| 5064.6247 | 4917.4261 | 4910 | 4928.6692 | 4808.3365
| 5064.3764 | 4917.3408 | 4910 | 4928.4248 | 4808.3336
| 5064.3248 | 4917.3117 | 4910 | 4928.3586 | 4808.3132
| 5064.2719 | 4917.264 | 4909 | 4928.1641 | 4808.2943
| 5064.1434 | 4917.1621 | 4909 | 4928.1406 | 4808.284
| 5063.9893 | 4917.1601 | 4909 | 4928.1209 | 4808.1262
| 5063.9561 | 4917.0697 | 4909 | 4928.0928 | 4808.0456
| 5063.9 | 4916.8124 | 4909 | 4928.0894 | 4808.0134
| 5063.8381 | 4916.7881 | 4908 | 4928.0322 | 4807.8339
| 5063.7774 | 4916.6397 | 4908 | 4927.9399 | 4807.7391
| 5063.6275 | 4916.5914 | 4908 | 4927.7944 | 4807.7219
| 5063.5853 | 4916.4669 | 4908 | 4927.7215 | 4807.3044
| 5063.1686 | 4916.4557 | 4908 | 4927.671 | 4807.0437
| 5063.0901 | 4916.3992 | 4908 | 4927.406 | 4806.7952
| 5062.9644 | 4916.0752 | 4908 | 4927.3658 | 4806.7943
| 5062.9296 | 4915.8668 | 4908 | 4927.3139 | 4806.7862
| 5062.7333 | 4915.8658 | 4908 | 4927.0661 | 4806.7581
| 5062.5053 | 4915.8591 | 4908 | 4927.0227 | 4806.7317
| 5062.3485 | 4915.7383 | 4908 | 4926.9263 | 4806.4214
| 5062.0745 | 4915.737 | 4908 | 4926.8255 | 4806.4164
| 5062.0185 | 4915.5029 | 4907 | 4926.8117 | 4806.2952
| 5061.9066 | 4915.225 | 4907 | 4926.8024 | 4806.2597
| 5061.8231 | 4914.8994 | 4907 | 4926.7759 | 4806.2432
| 5061.7529 | 4914.7511 | 4907 | 4926.7529 | 4806.18
| 5061.6111 | 4914.5467 | 4907 | 4926.6283 | 4806.1347
| 5061.3731 | 4914.3359 | 4907 | 4926.5875 | 4806.0565
| 5061.362 | 4914.2482 | 4907 | 4926.5149 | 4806.0488
| 5061.1249 | 4914.2429 | 4907 | 4926.4457 | 4805.8357
| 5061.0743 | 4914.1935 | 4907 | 4926.3252 | 4805.8048
| 5060.9613 | 4914.1926 | 4907 | 4926.2748 | 4805.7986
| 5060.837 | 4914.1377 | 4907 | 4926.0954 | 4805.7935
| 5060.7008 | 4914.0805 | 4907 | 4926.0283 | 4805.7772
| 5060.6791 | 4914.0346 | 4907 | 4925.8838 | 4805.6317
| 5060.6047 | 4913.8811 | 4906 | 4925.7213 | 4805.5867
| 5060.5597 | 4913.8212 | 4906 | 4925.3037 | 4805.347
| 5060.4912 | 4913.7653 | 4906 | 4925.2531 | 4804.9849
| 5060.2747 | 4913.6741 | 4906 | 4925.2492 | 4804.883
| 5059.9437 | 4913.0757 | 4906 | 4925.1951 | 4804.8557
| 5059.8704 | 4913.0554 | 4906 | 4924.9754 | 4804.7688
| 5059.8552 | 4913.0216 | 4906 | 4924.5748 | 4804.568
| 5059.7588 | 4912.9428 | 4905 | 4924.5052 | 4804.297
| 5059.7501 | 4912.9075 | 4905 | 4924.3 | 4804.249
| 5059.2513 | 4912.873 | 4905 | 4924.2853 | 4804.1204
| 5059.1578 | 4912.5642 | 4905 | 4923.984 | 4803.9904
| 5059.0631 | 4912.4017 | 4905 | 4923.7537 | 4803.9689
| 5058.9234 | 4912.3699 | 4905 | 4923.6882 | 4803.8365
| 5058.5642 | 4912.3579 | 4904 | 4923.644 | 4803.6692
| 5058.5311 | 4912.3553 | 4904 | 4923.4748 | 4803.6549
| 5058.5249 | 4912.2862 | 4904 | 4923.431 | 4803.5183
| 5058.4133 | 4912.1946 | 4904 | 4923.2895 | 4803.5012
| 5058.1133 | 4912.0251 | 4904 | 4923.2427 | 4803.4991
| 5058.0127 | 4911.9275 | 4904 | 4923.1945 | 4803.4627
| 5057.8186 | 4911.9005 | 4904 | 4923.0585 | 4803.3171
| 5057.803 | 4911.8838 | 4904 | 4922.9482 | 4803.2586
| 5057.7721 | 4911.8552 | 4904 | 4922.9367 | 4803.2256
| 5057.7557 | 4911.7976 | 4903 | 4922.9024 | 4803.1861
| 5057.7247 | 4911.613 | 4903 | 4922.6873 | 4803.1309
| 5057.7181 | 4911.1475 | 4903 | 4922.6462 | 4803.1167
| 5057.1969 | 4911.0537 | 4903 | 4922.6022 | 4803.0503
| 5057.1593 | 4911.0158 | 4903 | 4922.2174 | 4802.9876
| 5057.0894 | 4910.9729 | 4903 | 4922.0925 | 4802.9872
| 5057.0838 | 4910.7847 | 4903 | 4922.0432 | 4802.9826
| 5056.9124 | 4910.7203 | 4903 | 4922.019 | 4802.9409
| 5056.8956 | 4910.6082 | 4903 | 4921.8191 | 4802.8699
| 5056.6739 | 4910.3807 | 4902 | 4921.696 | 4802.8096
| 5056.6163 | 4910.3562 | 4902 | 4921.5771 | 4802.7162
| 5056.5187 | 4910.3499 | 4902 | 4921.5347 | 4802.639
| 5056.3343 | 4910.044 | 4902 | 4921.3619 | 4802.206
| 5056.2101 | 4910.0221 | 4902 | 4921.2372 | 4802.2059
| 5056.165 | 4909.9272 | 4902 | 4921.195 | 4802.0893
| 5056.1221 | 4909.8714 | 4902 | 4921.12 | 4802.0715
| 5056.0172 | 4909.7923 | 4902 | 4920.9377 | 4802.0689
| 5055.8181 | 4909.645 | 4901 | 4920.801 | 4801.818
| 5055.3163 | 4909.6376 | 4901 | 4920.541 | 4801.6615
| 5055.305 | 4909.5967 | 4901 | 4920.354 | 4801.2051
| 5055.2469 | 4909.5193 | 4901 | 4920.3458 | 4801.1494
| 5055.1577 | 4909.2324 | 4901 | 4920.3379 | 4801.1148
| 5055.1013 | 4909.0602 | 4901 | 4920.2495 | 4800.9599
| 5055.0822 | 4908.8851 | 4901 | 4920.225 | 4800.7723
| 5054.9803 | 4908.8166 | 4901 | 4920.1174 | 4800.7589
| 5054.8345 | 4908.6253 | 4901 | 4920.0511 | 4800.6399
| 5054.5225 | 4908.4545 | 4901 | 4920.0492 | 4800.5587
| 5054.4377 | 4908.3145 | 4901 | 4919.927 | 4800.4123
| 5054.4366 | 4908.2911 | 4900 | 4919.8938 | 4800.3656
| 5054.4168 | 4908.2816 | 4900 | 4919.8576 | 4800.3117
| 5054.4071 | 4908.2015 | 4900 | 4919.5543 | 4800.2457
| 5054.2773 | 4908.0559 | 4900 | 4919.472 | 4800.1513
| 5054.262 | 4907.8817 | 4900 | 4919.4078 | 4800.0824
| 5053.9951 | 4907.5632 | 4900 | 4919.3838 | 4800.0582
| 5053.4458 | 4907.5186 | 4900 | 4919.3226 | 4799.9758
| 5053.4028 | 4907.4909 | 4900 | 4919.3141 | 4799.9365
| 5053.2836 | 4907.3501 | 4900 | 4919.231 | 4799.8194
| 5053.2269 | 4907.2219 | 4900 | 4919.1997 | 4799.6972
| 5053.1981 | 4907.0573 | 4900 | 4919.1732 | 4799.654
| 5053.1715 | 4907.0104 | 4899 | 4919.085 | 4799.5898
| 5053.1527 | 4906.9563 | 4899 | 4918.8885 | 4799.5129
| 5053.115 | 4906.8736 | 4899 | 4918.8513 | 4799.1427
| 5053.0454 | 4906.55 | 4899 | 4918.7913 | 4799.0406
| 5053.0134 | 4906.339 | 4899 | 4918.7327 | 4798.6135
| 5053.0107 | 4906.2823 | 4899 | 4918.4781 | 4798.5093
| 5053.0069 | 4906.1763 | 4898 | 4918.4516 | 4797.9679
| 5052.8236 | 4905.6998 | 4898 | 4917.5912 | 4797.6855
| 5052.8099 | 4905.6475 | 4898 | 4917.4165 | 4797.6373
| 5052.7469 | 4905.333 | 4898 | 4917.1922 | 4797.5637
| 5052.6407 | 4905.0746 | 4898 | 4917.1821 | 4797.5381
| 5052.6017 | 4904.897 | 4898 | 4917.14 | 4797.4984
| 5052.4941 | 4904.7464 | 4898 | 4916.8181 | 4797.2273
| 5052.3343 | 4904.6998 | 4898 | 4916.7957 | 4797.1252
| 5052.2842 | 4904.557 | 4898 | 4916.6522 | 4796.6771
| 5052.0704 | 4904.5276 | 4898 | 4916.6326 | 4796.4872
| 5051.9854 | 4904.5208 | 4898 | 4916.5001 | 4796.4422
| 5051.9834 | 4904.4439 | 4898 | 4916.4501 | 4796.3242
| 5051.8804 | 4904.3843 | 4897 | 4916.2719 | 4796.3121
| 5051.7679 | 4904.3116 | 4897 | 4916.1857 | 4796.1199
| 5051.633 | 4904.2218 | 4897 | 4916.1059 | 4795.9333
| 5051.584 | 4904.2055 | 4897 | 4915.825 | 4795.8642
| 5051.5628 | 4904.1178 | 4897 | 4915.5289 | 4795.7024
| 5051.3065 | 4903.7985 | 4897 | 4915.3747 | 4795.6935
| 5051.1363 | 4903.7904 | 4897 | 4915.2333 | 4795.6225
| 5051.0469 | 4903.6589 | 4897 | 4915.0855 | 4795.4209
| 5050.9672 | 4903.655 | 4897 | 4915.0806 | 4795.3327
| 5050.6289 | 4903.3825 | 4896 | 4915.0595 | 4795.259
| 5050.4147 | 4903.2795 | 4896 | 4915.0506 | 4795.1725
| 5050.3692 | 4903.2194 | 4896 | 4914.8692 | 4795.1512
| 5050.1346 | 4903.1195 | 4896 | 4914.7747 | 4795.0233
| 5050.0377 | 4903.096 | 4896 | 4914.7035 | 4795.0097
| 5049.9607 | 4902.9522 | 4895 | 4914.6615 | 4794.9924
| 5049.9371 | 4902.8889 | 4895 | 4914.3001 | 4794.9632
| 5049.9172 | 4902.8028 | 4895 | 4914.0563 | 4794.7298
| 5049.8458 | 4902.7938 | 4895 | 4914.0394 | 4794.5889
| 5049.824 | 4902.431 | 4895 | 4914.0147 | 4794.5627
| 5049.6885 | 4901.6161 | 4895 | 4913.7897 | 4794.413
| 5049.6881 | 4901.5519 | 4895 | 4913.7448 | 4794.148
| 5049.6061 | 4901.4758 | 4894 | 4913.7096 | 4794.0648
| 5049.5597 | 4901.4287 | 4894 | 4913.6863 | 4793.9054
| 5049.4727 | 4901.0342 | 4894 | 4913.6636 | 4793.8984
| 5049.4646 | 4901.0117 | 4894 | 4913.5712 | 4793.876
| 5049.1636 | 4900.8489 | 4894 | 4913.4589 | 4793.8227
| 5049.1346 | 4900.8208 | 4894 | 4913.4517 | 4793.752
| 5048.9931 | 4900.7622 | 4894 | 4913.4499 | 4793.7458
| 5048.8229 | 4900.738 | 4894 | 4913.4026 | 4793.7309
| 5048.7853 | 4900.6974 | 4894 | 4913.384 | 4793.5996
| 5048.7751 | 4900.6264 | 4894 | 4913.1891 | 4793.5915
| 5048.762 | 4900.5635 | 4893 | 4913.0502 | 4793.4888
| 5048.577 | 4900.4628 | 4893 | 4912.996 | 4793.4023
| 5048.2569 | 4900.2428 | 4893 | 4912.9422 | 4793.3856
| 5048.2528 | 4900.2025 | 4893 | 4912.9013 | 4793.013
| 5048.2493 | 4900.1686 | 4893 | 4912.7504 | 4793.0008
| 5048.1309 | 4900.0945 | 4893 | 4912.6079 | 4792.9988
| 5048.1148 | 4900.076 | 4893 | 4912.4308 | 4792.9408
| 5048.0909 | 4899.988 | 4893 | 4912.398 | 4792.8663
| 5048.0806 | 4899.9875 | 4893 | 4912.3904 | 4792.8297
| 5047.8949 | 4899.9758 | 4892 | 4912.3849 | 4792.7988
| 5047.8486 | 4899.9546 | 4892 | 4912.3423 | 4792.788
| 5047.7221 | 4899.559 | 4892 | 4912.2132 | 4792.4343
| 5047.343 | 4899.4816 | 4892 | 4912.1752 | 4792.2242
| 5047.1226 | 4899.4321 | 4892 | 4912.1703 | 4792.0824
| 5047.0396 | 4898.9152 | 4892 | 4912.1535 | 4792.018
| 5046.6697 | 4898.8449 | 4892 | 4912.0184 | 4791.9164
| 5046.6517 | 4898.7729 | 4892 | 4912.0149 | 4791.906
| 5046.6113 | 4898.7148 | 4892 | 4911.8844 | 4791.9002
| 5046.2384 | 4898.6819 | 4892 | 4911.8501 | 4791.8634
| 5046.1763 | 4898.4036 | 4892 | 4911.8135 | 4791.805
| 5046.1659 | 4898.3717 | 4891 | 4911.5991 | 4791.7979
| 5046.1587 | 4898.2961 | 4891 | 4911.5385 | 4791.564
| 5046.0668 | 4898.104 | 4891 | 4911.4851 | 4791.3056
| 5046.004 | 4898.0899 | 4891 | 4911.3343 | 4791.2838
| 5045.9749 | 4897.9974 | 4891 | 4911.1904 | 4791.2763
| 5045.8606 | 4897.9929 | 4891 | 4910.9483 | 4791.2666
| 5045.729 | 4897.7028 | 4891 | 4910.9099 | 4791.2444
| 5045.4477 | 4897.5769 | 4891 | 4910.9039 | 4791.0725
| 5045.2962 | 4897.2046 | 4891 | 4910.8359 | 4790.77
| 5045.1318 | 4897.0885 | 4891 | 4910.7444 | 4790.7672
| 5044.6781 | 4897.083 | 4891 | 4910.7208 | 4790.7155
| 5044.6183 | 4896.9676 | 4891 | 4910.6735 | 4790.6298
| 5044.6034 | 4896.9123 | 4891 | 4910.6691 | 4790.6175
| 5044.5367 | 4896.877 | 4890 | 4910.5916 | 4790.5415
| 5044.3172 | 4896.6548 | 4890 | 4910.551 | 4790.4489
| 5044.1865 | 4896.4077 | 4890 | 4910.5302 | 4790.2956
| 5044.1406 | 4896.3043 | 4890 | 4910.4088 | 4790.0473
| 5044.0447 | 4896.2676 | 4890 | 4910.2927 | 4790.0177
| 5044.0393 | 4896.184 | 4889 | 4910.2464 | 4789.9907
| 5044.0061 | 4896.1717 | 4889 | 4910.0279 | 4789.9597
| 5043.9425 | 4896.1202 | 4889 | 4910.0143 | 4789.8842
| 5043.637 | 4896.0732 | 4889 | 4909.9505 | 4789.864
| 5043.4933 | 4895.9537 | 4889 | 4909.8971 | 4789.8202
| 5043.457 | 4895.9458 | 4889 | 4909.8649 | 4789.6731
| 5043.1508 | 4895.6521 | 4889 | 4909.8066 | 4789.6624
| 5043.0843 | 4895.5904 | 4888 | 4909.7517 | 4789.3323
| 5042.8427 | 4895.5817 | 4888 | 4909.6867 | 4789.2917
| 5042.8126 | 4895.3189 | 4888 | 4909.6041 | 4788.8059
| 5042.7742 | 4895.057 | 4888 | 4909.3211 | 4788.7558
| 5042.6787 | 4894.9141 | 4888 | 4909.2391 | 4788.7294
| 5042.6238 | 4894.8536 | 4888 | 4909.2122 | 4788.7265
| 5042.3335 | 4894.8515 | 4888 | 4909.1426 | 4788.7249
| 5042.2772 | 4894.6307 | 4888 | 4909.0445 | 4788.7192
| 5042.2431 | 4894.5819 | 4888 | 4908.8095 | 4788.5187
| 5042.2296 | 4894.5057 | 4888 | 4908.7781 | 4788.4202
| 5041.6866 | 4894.3624 | 4888 | 4908.7631 | 4788.3931
| 5041.5857 | 4894.2153 | 4888 | 4908.7454 | 4788.2737
| 5041.5719 | 4893.965 | 4888 | 4908.737 | 4788.1262
| 5041.3701 | 4893.7876 | 4888 | 4908.6985 | 4787.8779
| 5041.336 | 4893.7698 | 4887 | 4908.6349 | 4787.8155
| 5041.278 | 4893.6324 | 4887 | 4908.322 | 4787.7376
| 5041.1997 | 4893.5642 | 4887 | 4908.3064 | 4787.6486
| 5041.1315 | 4893.3262 | 4887 | 4908.2933 | 4787.6333
| 5041.1251 | 4893.319 | 4887 | 4908.2363 | 4787.5848
| 5041.0903 | 4893.2772 | 4887 | 4908.1695 | 4787.2627
| 5041.0349 | 4893.2433 | 4887 | 4908.128 | 4787.2476
| 5040.7169 | 4893.0447 | 4887 | 4907.8865 | 4787.1872
| 5040.7026 | 4893.0352 | 4887 | 4907.8676 | 4787.0599
| 5040.3222 | 4892.863 | 4887 | 4907.7081 | 4786.9224
| 5040.2868 | 4892.8526 | 4886 | 4907.4411 | 4786.741
| 5040.1228 | 4892.8366 | 4886 | 4907.1964 | 4786.664
| 5039.9747 | 4892.6008 | 4886 | 4906.9919 | 4786.4088
| 5039.9521 | 4892.5947 | 4886 | 4906.7719 | 4786.3697
| 5039.8888 | 4892.4826 | 4886 | 4906.6098 | 4786.2035
| 5039.8672 | 4892.4614 | 4886 | 4906.4982 | 4786.1357
| 5039.7579 | 4892.2954 | 4886 | 4906.4065 | 4786.029
| 5039.7212 | 4892.1383 | 4885 | 4906.2947 | 4785.8024
| 5039.7176 | 4892.0647 | 4885 | 4906.2114 | 4785.7737
| 5039.3778 | 4891.7842 | 4885 | 4906.122 | 4785.7424
| 5039.3695 | 4891.7596 | 4885 | 4905.9566 | 4785.7097
| 5039.358 | 4891.7554 | 4885 | 4905.9095 | 4785.5079
| 5039.2761 | 4891.6278 | 4885 | 4905.8704 | 4785.4683
| 5039.2575 | 4891.3449 | 4885 | 4905.7483 | 4785.3441
| 5039.0452 | 4891.2816 | 4885 | 4905.5284 | 4785.3136
| 5038.9879 | 4891.0024 | 4884 | 4905.4137 | 4785.0448
| 5038.8886 | 4890.9654 | 4884 | 4905.2646 | 4784.9989
| 5038.664 | 4890.955 | 4884 | 4905.2594 | 4784.9634
| 5038.4854 | 4890.8912 | 4884 | 4904.7904 | 4784.9511
| 5038.4543 | 4890.8103 | 4884 | 4904.6641 | 4784.9051
| 5038.3753 | 4890.4808 | 4884 | 4904.6641 | 4784.8747
| 5038.3739 | 4890.4237 | 4884 | 4904.547 | 4784.8687
| 5038.2576 | 4890.2083 | 4884 | 4904.4395 | 4784.7872
| 5038.2451 | 4890.1395 | 4884 | 4904.4215 | 4784.7718
| 5038.0915 | 4890.0936 | 4884 | 4904.411 | 4784.7641
| 5037.9612 | 4890.0688 | 4884 | 4904.4078 | 4784.5568
| 5037.9305 | 4890.0634 | 4883 | 4904.292 | 4784.4525
| 5037.8946 | 4889.9722 | 4883 | 4904.0722 | 4784.2955
| 5037.8607 | 4889.913 | 4883 | 4904.0388 | 4784.1236
| 5037.6548 | 4889.8602 | 4883 | 4903.9797 | 4784.0453
| 5037.4069 | 4889.8443 | 4883 | 4903.8368 | 4784.0134
| 5037.3641 | 4889.8382 | 4883 | 4903.8292 | 4784.0112
| 5037.0708 | 4889.3333 | 4883 | 4903.8066 | 4783.4636
| 5037.0173 | 4889.3174 | 4882 | 4903.5575 | 4783.4521
| 5036.987 | 4889.0344 | 4882 | 4903.4641 | 4783.3795
| 5036.7513 | 4888.8551 | 4882 | 4903.3013 | 4783.2918
| 5036.7172 | 4888.784 | 4882 | 4903.2728 | 4783.0571
| 5036.608 | 4888.7228 | 4882 | 4903.1562 | 4783.0089
| 5036.5018 | 4888.7177 | 4882 | 4903.0872 | 4782.9485
| 5036.3608 | 4888.4996 | 4881 | 4902.9306 | 4782.9099
| 5036.3449 | 4888.3398 | 4881 | 4902.7449 | 4782.8578
| 5036.2754 | 4888.2805 | 4881 | 4902.7371 | 4782.828
| 5036.134 | 4887.9341 | 4881 | 4902.5118 | 4782.8225
| 5036.1223 | 4887.8887 | 4881 | 4902.4337 | 4782.6013
| 5036.0538 | 4887.8606 | 4881 | 4902.2547 | 4782.2615
| 5035.9873 | 4887.6519 | 4881 | 4902.0428 | 4781.992
| 5035.6627 | 4887.4835 | 4881 | 4901.7732 | 4781.3543
| 5035.6315 | 4887.3349 | 4880 | 4901.7653 | 4781.3136
| 5035.5007 | 4887.2901 | 4880 | 4901.7472 | 4781.2951
| 5035.4057 | 4887.23 | 4880 | 4901.7135 | 4781.1196
| 5035.2257 | 4887.1721 | 4880 | 4901.5391 | 4781.019
| 5035.2144 | 4887.1425 | 4880 | 4901.4336 | 4781.0062
| 5035.0238 | 4886.9248 | 4880 | 4901.3015 | 4780.9337
| 5034.909 | 4886.9142 | 4880 | 4901.2268 | 4780.8967
| 5034.6648 | 4886.8665 | 4880 | 4901.0604 | 4780.8845
| 5034.451 | 4886.8656 | 4879 | 4900.8786 | 4780.4887
| 5034.4318 | 4886.8603 | 4879 | 4900.7963 | 4780.4755
| 5034.3354 | 4886.8446 | 4879 | 4900.3672 | 4780.4362
| 5034.2558 | 4886.7607 | 4879 | 4900.1381 | 4780.3354
| 5033.9158 | 4886.6946 | 4879 | 4899.9855 | 4780.1825
| 5033.8003 | 4886.5992 | 4879 | 4899.9849 | 4780.0892
| 5033.4372 | 4886.5859 | 4879 | 4899.9514 | 4780.0501
| 5033.2908 | 4886.459 | 4879 | 4899.8639 | 4779.9414
| 5033.2524 | 4886.1448 | 4879 | 4899.6414 | 4779.8195
| 5033.2087 | 4886.1038 | 4879 | 4899.6346 | 4779.4749
| 5032.8289 | 4886.0523 | 4879 | 4899.476 | 4779.3269
| 5032.82 | 4885.9674 | 4879 | 4899.2882 | 4779.3265
| 5032.5708 | 4885.7106 | 4879 | 4899.2849 | 4779.2841
| 5032.5508 | 4885.6251 | 4878 | 4899.1186 | 4779.2348
| 5032.4582 | 4885.5147 | 4878 | 4898.847 | 4778.9433
| 5032.355 | 4885.4361 | 4878 | 4898.7527 | 4778.839
| 5032.3541 | 4885.4277 | 4878 | 4898.5753 | 4778.7908
| 5032.2708 | 4885.3594 | 4878 | 4898.5567 | 4778.7421
| 5032.2557 | 4884.7686 | 4878 | 4898.3605 | 4778.7072
| 5032.225 | 4884.7496 | 4878 | 4898.322 | 4778.5549
| 5032.1036 | 4884.7311 | 4878 | 4898.2252 | 4778.2159
| 5032.1003 | 4884.396 | 4878 | 4898.1506 | 4778.0129
| 5032.0712 | 4884.1712 | 4877 | 4898.0505 | 4777.9679
| 5032.0654 | 4884.14 | 4877 | 4897.7961 | 4777.9562
| 5032.0295 | 4884.1331 | 4877 | 4897.786 | 4777.5688
| 5031.9684 | 4884.1062 | 4877 | 4897.4854 | 4777.4727
| 5031.838 | 4884.0199 | 4877 | 4897.3598 | 4777.2925
| 5031.7799 | 4883.9077 | 4877 | 4897.1774 | 4777.1843
| 5031.618 | 4883.7574 | 4876 | 4897.0452 | 4776.89
| 5031.5589 | 4883.5737 | 4876 | 4897.0257 | 4776.8645
| 5031.4993 | 4883.5267 | 4876 | 4896.8554 | 4776.7738
| 5031.4069 | 4883.2616 | 4876 | 4896.8445 | 4776.5317
| 5031.2458 | 4883.1399 | 4876 | 4896.6924 | 4776.4716
| 5031.1097 | 4883.0516 | 4876 | 4896.651 | 4776.4404
| 5030.9477 | 4882.9287 | 4875 | 4896.5239 | 4776.2028
| 5030.7793 | 4882.8382 | 4875 | 4896.4885 | 4775.941
| 5030.7295 | 4882.7871 | 4875 | 4896.428 | 4775.8987
| 5030.652 | 4882.7821 | 4875 | 4896.3995 | 4775.8369
| 5030.4865 | 4882.3799 | 4875 | 4896.2922 | 4775.7037
| 5030.3994 | 4882.3243 | 4875 | 4896.2365 | 4775.66
| 5030.3593 | 4882.2599 | 4875 | 4896.2327 | 4775.5038
| 5030.3115 | 4882.0781 | 4874 | 4896.0125 | 4775.3266
| 5030.2952 | 4882.0359 | 4874 | 4895.9949 | 4775.0328
| 5030.054 | 4881.8417 | 4874 | 4895.9788 | 4775.0296
| 5030.0419 | 4881.299 | 4874 | 4895.8108 | 4774.9469
| 5029.9175 | 4881.1892 | 4874 | 4895.7406 | 4774.9311
| 5029.9108 | 4880.8867 | 4874 | 4895.6775 | 4774.4602
| 5029.8523 | 4880.8694 | 4874 | 4895.6072 | 4774.4364
| 5029.8232 | 4880.7588 | 4874 | 4895.37 | 4774.3452
| 5029.8038 | 4880.5631 | 4874 | 4895.2345 | 4774.3148
| 5029.7869 | 4880.2457 | 4874 | 4895.1735 | 4773.9343
| 5029.7657 | 4880.2393 | 4873 | 4894.9784 | 4773.6625
| 5029.6114 | 4880.1552 | 4873 | 4894.8364 | 4773.364
| 5029.4452 | 4880.1477 | 4873 | 4894.7602 | 4773.2991
| 5029.362 | 4879.9069 | 4873 | 4894.7543 | 4773.1522
| 5029.3508 | 4879.7716 | 4873 | 4894.5967 | 4773.0508
| 5029.3404 | 4879.7024 | 4873 | 4894.5274 | 4772.9956
| 5029.3048 | 4879.6058 | 4873 | 4894.5075 | 4772.7267
| 5029.1662 | 4879.5944 | 4873 | 4894.4267 | 4772.4454
| 5029.1618 | 4879.3988 | 4873 | 4894.2932 | 4772.4108
| 5029.0455 | 4879.2295 | 4872 | 4894.0238 | 4772.3805
| 5029.0408 | 4879.1226 | 4872 | 4893.9409 | 4772.3481
| 5029.0018 | 4878.7028 | 4872 | 4893.9069 | 4772.3081
| 5028.9552 | 4878.6638 | 4872 | 4893.8103 | 4772.3058
| 5028.757 | 4878.6154 | 4872 | 4893.7683 | 4772.2911
| 5028.5865 | 4878.5631 | 4871 | 4893.731 | 4772.2577
| 5028.4901 | 4878.5572 | 4871 | 4893.578 | 4772.2573
| 5028.3866 | 4878.3112 | 4871 | 4893.5103 | 4772.2213
| 5028.3462 | 4878.2252 | 4871 | 4893.3813 | 4771.9773
| 5028.3015 | 4878.057 | 4871 | 4893.1803 | 4771.868
| 5028.2464 | 4877.9249 | 4871 | 4893.1481 | 4771.7015
| 5028.1472 | 4877.9086 | 4871 | 4893.0928 | 4771.4532
| 5028.0576 | 4877.9033 | 4871 | 4892.6388 | 4771.4263
| 5028.054 | 4877.6197 | 4870 | 4892.6228 | 4771.0522
| 5027.7867 | 4877.6037 | 4870 | 4892.5806 | 4771.0348
| 5027.6907 | 4877.5223 | 4870 | 4892.4641 | 4770.9887
| 5027.6618 | 4877.5054 | 4870 | 4892.2776 | 4770.9474
| 5027.5363 | 4877.3771 | 4870 | 4892.214 | 4770.9239
| 5027.4547 | 4877.3446 | 4870 | 4892.2071 | 4770.8756
| 5027.3239 | 4877.2826 | 4870 | 4892.0338 | 4770.8294
| 5027.2956 | 4877.1709 | 4870 | 4891.6607 | 4770.8291
| 5027.1743 | 4876.7705 | 4870 | 4891.6446 | 4770.8047
| 5027.1376 | 4876.7374 | 4869 | 4891.6349 | 4770.7291
| 5026.8072 | 4876.7371 | 4869 | 4891.5954 | 4770.3785
| 5026.752 | 4876.5495 | 4869 | 4891.1384 | 4770.3733
| 5026.4683 | 4876.1837 | 4869 | 4891.1269 | 4770.1781
| 5026.2907 | 4875.8108 | 4869 | 4891.0958 | 4770.0618
| 5026.2835 | 4875.7909 | 4868 | 4891.0372 | 4770.0459
| 5026.2801 | 4875.7428 | 4868 | 4890.9677 | 4770.0352
| 5026.2156 | 4875.5795 | 4868 | 4890.6447 | 4770.0301
| 5026.1937 | 4875.4341 | 4868 | 4890.565 | 4769.9654
| 5026.1148 | 4875.3627 | 4868 | 4890.3005 | 4769.931
| 5026.1121 | 4874.9513 | 4868 | 4890.2577 | 4769.7807
| 5026.092 | 4874.8912 | 4868 | 4890.2547 | 4769.729
| 5025.9681 | 4874.8889 | 4868 | 4890.1374 | 4769.471
| 5025.9071 | 4874.8647 | 4867 | 4890.042 | 4769.4508
| 5025.6755 | 4874.7961 | 4867 | 4890.0364 | 4769.3844
| 5025.5803 | 4874.7477 | 4867 | 4890.0266 | 4769.3572
| 5025.5449 | 4874.7408 | 4867 | 4890.0209 | 4769.2787
| 5025.5306 | 4874.6725 | 4867 | 4889.997 | 4769.1767
| 5025.3814 | 4874.6439 | 4867 | 4889.9381 | 4768.2684
| 5025.3596 | 4874.4184 | 4867 | 4889.8606 | 4768.267
| 5025.3219 | 4874.3085 | 4867 | 4889.8219 | 4768.1623
| 5025.2894 | 4874.2155 | 4867 | 4889.37 | 4767.9841
| 5025.2739 | 4874.1786 | 4867 | 4889.1146 | 4767.982
| 5025.2531 | 4874.1616 | 4867 | 4889.1124 | 4767.9424
| 5024.7386 | 4874.0941 | 4867 | 4888.7341 | 4767.8309
| 5024.4247 | 4873.8177 | 4867 | 4888.6541 | 4767.7555
| 5024.3262 | 4873.5411 | 4866 | 4888.6349 | 4767.6531
| 5024.2611 | 4873.1965 | 4866 | 4888.6066 | 4767.4525
| 5024.2485 | 4873.1389 | 4866 | 4888.3604 | 4767.4328
| 5024.2226 | 4873.1004 | 4866 | 4888.3112 | 4767.4311
| 5024.1002 | 4872.9985 | 4866 | 4888.2198 | 4767.3313
| 5023.9041 | 4872.7604 | 4866 | 4888.1953 | 4767.3287
| 5023.7411 | 4872.5529 | 4866 | 4888.1385 | 4767.3075
| 5023.685 | 4872.5393 | 4866 | 4888.0461 | 4767.2392
| 5023.6594 | 4872.4976 | 4865 | 4887.9556 | 4767.136
| 5023.5494 | 4872.3057 | 4865 | 4887.8293 | 4766.9639
| 5023.2263 | 4872.0379 | 4865 | 4887.8184 | 4766.9017
| 5023.1649 | 4872.0123 | 4865 | 4887.5896 | 4766.9002
| 5022.969 | 4871.9919 | 4865 | 4887.2696 | 4766.8894
| 5022.8366 | 4871.9366 | 4865 | 4887.2375 | 4766.8224
| 5022.681 | 4871.8546 | 4865 | 4887.1021 | 4766.7384
| 5022.6781 | 4871.7953 | 4865 | 4886.8345 | 4766.6919
| 5022.6655 | 4871.6461 | 4865 | 4886.7659 | 4766.4893
| 5022.6242 | 4871.4274 | 4865 | 4886.5487 | 4766.2781
| 5022.3073 | 4871.3455 | 4864 | 4886.4177 | 4766.2402
| 5022.2488 | 4870.8208 | 4864 | 4886.2875 | 4766.2273
| 5022.2345 | 4870.672 | 4864 | 4885.9953 | 4766.1409
| 5021.9388 | 4870.5942 | 4864 | 4885.8735 | 4765.9048
| 5021.8847 | 4869.9503 | 4864 | 4885.6216 | 4765.7661
| 5021.8521 | 4869.8763 | 4864 | 4885.4519 | 4765.6551
| 5021.8038 | 4869.5756 | 4864 | 4885.4459 | 4765.4128
| 5021.5395 | 4869.3941 | 4864 | 4885.3572 | 4765.3544
| 5021.3944 | 4869.3785 | 4864 | 4885.3328 | 4765.2925
| 5021.2194 | 4869.1828 | 4864 | 4885.3172 | 4765.2643
| 5021.1739 | 4869.1084 | 4864 | 4885.2169 | 4765.2184
| 5020.7146 | 4869.0686 | 4863 | 4885.2133 | 4765.1851
| 5020.6514 | 4868.9732 | 4863 | 4885.0851 | 4764.9609
| 5020.612 | 4868.8021 | 4863 | 4885.0767 | 4764.8817
| 5020.5293 | 4868.7842 | 4863 | 4884.9159 | 4764.7109
| 5020.4823 | 4868.7216 | 4863 | 4884.8027 | 4764.6644
| 5020.293 | 4868.5501 | 4863 | 4884.7382 | 4764.578
| 5020.2881 | 4868.4941 | 4863 | 4884.732 | 4764.4492
| 5019.993 | 4868.4735 | 4862 | 4884.731 | 4764.2241
| 5019.9825 | 4868.4286 | 4862 | 4884.6683 | 4764.1385
| 5019.9444 | 4868.2167 | 4862 | 4884.3868 | 4764.0664
| 5019.891 | 4868.1243 | 4862 | 4884.2541 | 4763.9942
| 5019.834 | 4868.1131 | 4862 | 4884.2032 | 4763.8626
| 5019.7395 | 4868.0978 | 4862 | 4884.1923 | 4763.7237
| 5019.5648 | 4868.066 | 4862 | 4884.0771 | 4763.6671
| 5019.5478 | 4867.9466 | 4862 | 4884.0335 | 4763.5903
| 5019.3981 | 4867.9364 | 4862 | 4883.887 | 4763.5366
| 5019.3746 | 4867.5928 | 4862 | 4883.8362 | 4763.4988
| 5019.1348 | 4867.5814 | 4862 | 4883.7795 | 4763.4014
| 5019.0488 | 4867.4428 | 4861 | 4883.7633 | 4763.3539
| 5018.8964 | 4867.3467 | 4861 | 4883.559 | 4763.3341
| 5018.8726 | 4867.2704 | 4861 | 4883.5316 | 4763.2422
| 5018.7443 | 4867.2211 | 4861 | 4883.3098 | 4763.0087
| 5018.7165 | 4867.1894 | 4861 | 4883.2975 | 4762.108
| 5018.6767 | 4866.9825 | 4861 | 4883.2823 | 4761.9851
| 5018.6019 | 4866.8997 | 4861 | 4883.273 | 4761.7017
| 5018.5981 | 4866.8989 | 4861 | 4883.0295 | 4761.6425
| 5018.5094 | 4866.7249 | 4861 | 4882.9594 | 4761.4693
| 5018.3812 | 4866.6907 | 4861 | 4882.9572 | 4761.2299
| 5018.3521 | 4866.5476 | 4861 | 4882.9023 | 4760.9868
| 5018.3247 | 4866.3641 | 4861 | 4882.5632 | 4760.9865
| 5018.2877 | 4866.2874 | 4861 | 4882.407 | 4760.4454
| 5018.2218 | 4866.0993 | 4861 | 4882.353 | 4760.3013
| 5018.2063 | 4866.0435 | 4861 | 4882.292 | 4760.1534
| 5018.1984 | 4866.0322 | 4861 | 4882.2588 | 4760.1404
| 5018.0988 | 4865.6808 | 4861 | 4881.9828 | 4759.9712
| 5018.058 | 4865.5348 | 4861 | 4881.8377 | 4759.667
| 5017.9744 | 4865.5145 | 4861 | 4881.7098 | 4759.4979
| 5017.9234 | 4865.374 | 4861 | 4881.6535 | 4759.4932
| 5017.6774 | 4865.026 | 4860 | 4881.5707 | 4759.4117
| 5017.6629 | 4864.6139 | 4860 | 4881.4883 | 4759.3602
| 5017.6583 | 4864.2645 | 4860 | 4881.2767 | 4759.2275
| 5017.6046 | 4864.2278 | 4860 | 4881.1848 | 4759.0815
| 5017.5379 | 4864.0556 | 4859 | 4881.0583 | 4759.0691
| 5017.304 | 4863.8597 | 4859 | 4880.9304 | 4758.7238
| 5017.232 | 4863.8029 | 4859 | 4880.8454 | 4758.6535
| 5017.1144 | 4863.7879 | 4859 | 4880.6246 | 4758.5352
| 5017.11 | 4863.7567 | 4859 | 4880.5452 | 4758.481
| 5017.1095 | 4863.7476 | 4859 | 4880.4914 | 4758.4457
| 5017.0311 | 4863.4415 | 4859 | 4880.3911 | 4758.3396
| 5017.0159 | 4863.1672 | 4859 | 4880.3702 | 4758.1489
| 5016.7512 | 4863.0507 | 4859 | 4880.2519 | 4758.0061
| 5016.7301 | 4862.6501 | 4859 | 4880.015 | 4757.9601
| 5016.7299 | 4862.6238 | 4859 | 4879.8198 | 4757.8434
| 5016.6829 | 4862.3057 | 4859 | 4879.6509 | 4757.841
| 5016.3479 | 4862.2641 | 4858 | 4879.3587 | 4757.7726
| 5016.2145 | 4862.1844 | 4858 | 4879.1628 | 4757.6298
| 5016.1768 | 4862.1543 | 4858 | 4879.0798 | 4757.5894
| 5016.1532 | 4862.1388 | 4858 | 4878.6799 | 4757.4584
| 5016.0003 | 4862.1099 | 4858 | 4878.6734 | 4757.1458
| 5015.9875 | 4861.9625 | 4858 | 4878.5601 | 4757.0008
| 5015.9297 | 4861.9455 | 4858 | 4878.4361 | 4756.9728
| 5015.7941 | 4861.9136 | 4858 | 4878.0829 | 4756.953
| 5015.5966 | 4861.8868 | 4858 | 4878.0596 | 4756.9025
| 5015.5115 | 4861.7667 | 4858 | 4878.0255 | 4756.7916
| 5015.3957 | 4861.5855 | 4858 | 4878.0217 | 4756.7192
| 5015.2992 | 4861.4164 | 4858 | 4877.9496 | 4756.4564
| 5015.187 | 4861.4091 | 4857 | 4877.5968 | 4755.891
| 5015.1741 | 4861.2527 | 4857 | 4877.5 | 4755.8387
| 5015.0192 | 4861.0355 | 4857 | 4877.4025 | 4755.5886
| 5014.8845 | 4861.0328 | 4857 | 4877.2261 | 4755.3988
| 5014.6245 | 4861.0193 | 4857 | 4876.8624 | 4755.3796
| 5014.5518 | 4860.9227 | 4857 | 4876.767 | 4755.3781
| 5014.487 | 4860.8793 | 4857 | 4876.7313 | 4755.3718
| 5014.1759 | 4860.8494 | 4857 | 4876.4501 | 4755.3007
| 5014.1471 | 4860.5841 | 4857 | 4876.4135 | 4755.1745
| 5013.9142 | 4860.397 | 4857 | 4876.1815 | 4754.8407
| 5013.8667 | 4860.0874 | 4857 | 4876.1422 | 4754.7604
| 5013.7454 | 4860.035 | 4857 | 4876.1247 | 4754.6121
| 5013.6799 | 4860.027 | 4857 | 4876.0961 | 4754.3995
| 5013.579 | 4859.5415 | 4857 | 4876.083 | 4754.3709
| 5013.2228 | 4859.3369 | 4856 | 4876.0602 | 4754.3527
| 5013.089 | 4859.3264 | 4856 | 4875.8317 | 4754.3252
| 5012.9883 | 4859.2185 | 4856 | 4875.8117 | 4754.19
| 5012.6368 | 4858.6718 | 4856 | 4875.5335 | 4754.1422
| 5012.5435 | 4858.5697 | 4856 | 4875.4513 | 4754.1204
| 5012.5211 | 4858.5274 | 4855 | 4875.3414 | 4753.7446
| 5012.5047 | 4858.5136 | 4855 | 4875.3256 | 4753.7402
| 5012.4815 | 4858.4309 | 4855 | 4875.2794 | 4753.5746
| 5012.2483 | 4858.4056 | 4855 | 4875.1535 | 4753.487
| 5012.126 | 4858.3991 | 4855 | 4874.8989 | 4753.1322
| 5012.1073 | 4858.2109 | 4855 | 4874.559 | 4752.9675
| 5011.9048 | 4858.1707 | 4855 | 4874.2637 | 4752.8888
| 5011.7488 | 4857.9674 | 4855 | 4874.2192 | 4752.6992
| 5011.7455 | 4857.6769 | 4855 | 4874.1048 | 4752.3761
| 5011.6881 | 4857.4305 | 4855 | 4873.9495 | 4752.3702
| 5011.6529 | 4856.8104 | 4855 | 4873.9116 | 4752.2899
| 5011.5046 | 4856.7245 | 4854 | 4873.9003 | 4752.1666
| 5011.3971 | 4856.5869 | 4854 | 4873.8379 | 4752.1612
| 5010.9461 | 4856.3506 | 4854 | 4873.803 | 4751.8299
| 5010.8951 | 4856.3478 | 4854 | 4873.7888 | 4751.404
| 5010.7366 | 4856.1856 | 4854 | 4873.7833 | 4751.3899
| 5010.6906 | 4856.1689 | 4853 | 4873.7572 | 4751.3843
| 5010.5709 | 4855.9247 | 4853 | 4873.5536 | 4751.235
| 5010.46 | 4855.7746 | 4853 | 4873.4928 | 4751.0409
| 5009.8782 | 4855.6106 | 4853 | 4873.4595 | 4750.9311
| 5009.5217 | 4855.5656 | 4853 | 4873.4548 | 4750.8512
| 5009.2705 | 4855.452 | 4853 | 4873.436 | 4750.6967
| 5009.2011 | 4855.3734 | 4853 | 4873.2258 | 4750.6783
| 5009.1108 | 4855.359 | 4853 | 4873.1154 | 4750.6344
| 5009.106 | 4855.273 | 4853 | 4873.1102 | 4750.3975
| 5008.9801 | 4855.2168 | 4853 | 4873.0635 | 4750.2678
| 5008.9541 | 4855.069 | 4853 | 4872.9438 | 4750.1587
| 5008.9508 | 4855.0688 | 4852 | 4872.851 | 4750.0246
| 5008.9458 | 4855.0021 | 4852 | 4872.8452 | 4749.8794
| 5008.7311 | 4854.9013 | 4852 | 4872.7943 | 4749.8618
| 5008.7244 | 4854.8795 | 4852 | 4872.4998 | 4749.7905
| 5008.7169 | 4854.8139 | 4852 | 4872.3872 | 4749.6922
| 5008.6173 | 4854.7742 | 4852 | 4872.2546 | 4749.6243
| 5008.5665 | 4854.7372 | 4852 | 4872.0074 | 4749.6031
| 5008.5369 | 4854.6979 | 4852 | 4871.9393 | 4749.5215
| 5008.3157 | 4854.6235 | 4852 | 4871.8331 | 4749.4123
| 5007.7039 | 4854.5851 | 4852 | 4871.644 | 4749.3665
| 5007.5631 | 4854.5731 | 4851 | 4871.5921 | 4749.2652
| 5007.4915 | 4854.5722 | 4851 | 4871.4846 | 4749.0336
| 5007.4186 | 4854.4296 | 4851 | 4871.3463 | 4748.9116
| 5007.3252 | 4854.2761 | 4851 | 4871.3426 | 4748.6163
| 5007.2295 | 4854.0791 | 4851 | 4871.1285 | 4748.5779
| 5007.1038 | 4854.0665 | 4851 | 4871.0775 | 4748.293
| 5007.0468 | 4853.9241 | 4850 | 4871.0621 | 4748.2702
| 5007.044 | 4853.9064 | 4850 | 4871.0237 | 4748.231
| 5006.877 | 4853.8581 | 4850 | 4870.7862 | 4748.1907
| 5006.8434 | 4853.8212 | 4850 | 4870.6712 | 4748.1045
| 5006.6256 | 4853.6251 | 4850 | 4870.416 | 4748.0637
| 5006.5776 | 4853.5218 | 4850 | 4870.3533 | 4748.0426
| 5006.3916 | 4853.3715 | 4850 | 4870.3379 | 4747.9558
| 5006.186 | 4853.3218 | 4850 | 4870.2908 | 4747.8797
| 5005.9521 | 4853.2587 | 4850 | 4870.14 | 4747.8066
| 5005.9077 | 4853.1299 | 4850 | 4869.9374 | 4747.7709
| 5005.8481 | 4853.0294 | 4850 | 4869.9364 | 4747.3666
| 5005.8299 | 4852.9446 | 4849 | 4869.9335 | 4746.8075
| 5005.5993 | 4852.8925 | 4849 | 4869.9194 | 4746.6628
| 5005.5901 | 4852.8841 | 4849 | 4869.859 | 4746.6542
| 5005.5803 | 4852.817 | 4849 | 4869.7767 | 4746.4884
| 5005.5495 | 4852.7826 | 4849 | 4869.6905 | 4746.1668
| 5005.3089 | 4852.638 | 4849 | 4869.654 | 4745.713
| 5005.1834 | 4852.5863 | 4849 | 4869.4842 | 4745.5498
| 5005.1172 | 4852.3212 | 4849 | 4869.4248 | 4745.4749
| 5005.1052 | 4852.2952 | 4849 | 4869.4237 | 4745.4141
| 5005.0358 | 4851.4573 | 4849 | 4869.3492 | 4745.097
| 5004.969 | 4851.1524 | 4848 | 4869.322 | 4745.0817
| 5004.7384 | 4851.1174 | 4848 | 4869.2096 | 4744.9956
| 5004.4951 | 4850.9855 | 4848 | 4869.05 | 4744.9164
| 5004.4708 | 4850.9825 | 4848 | 4868.96 | 4744.8696
| 5004.401 | 4850.9425 | 4848 | 4868.3508 | 4744.7955
| 5004.1213 | 4850.9413 | 4848 | 4868.33 | 4744.298
| 5003.8625 | 4850.7583 | 4848 | 4868.1682 | 4744.2429
| 5003.7414 | 4850.6887 | 4847 | 4867.9761 | 4744.0278
| 5003.7313 | 4850.5883 | 4847 | 4867.9315 | 4743.9686
| 5003.6758 | 4850.5633 | 4847 | 4867.8518 | 4743.818
| 5003.654 | 4850.4918 | 4847 | 4867.7555 | 4743.7922
| 5003.5975 | 4850.3504 | 4847 | 4867.7226 | 4743.6948
| 5003.4245 | 4850.3148 | 4847 | 4867.7208 | 4743.693
| 5003.2542 | 4850.294 | 4847 | 4867.5198 | 4743.6663
| 5003.1631 | 4850.1144 | 4846 | 4867.4915 | 4743.6023
| 5003.0423 | 4850.0088 | 4846 | 4867.382 | 4743.1055
| 5002.9268 | 4849.9792 | 4846 | 4867.372 | 4743.0064
| 5002.7303 | 4849.936 | 4846 | 4867.352 | 4742.9287
| 5002.723 | 4849.7884 | 4846 | 4867.3105 | 4742.7609
| 5002.6093 | 4849.7048 | 4846 | 4867.0559 | 4742.6563
| 5002.5262 | 4849.6803 | 4846 | 4866.7138 | 4742.6057
| 5002.5231 | 4849.5754 | 4846 | 4866.6664 | 4742.4962
| 5002.3475 | 4848.8019 | 4846 | 4866.6145 | 4742.4901
| 5002.0877 | 4848.7821 | 4846 | 4866.6068 | 4742.4847
| 5002.0388 | 4848.7554 | 4846 | 4866.542 | 4742.422
| 5002.0155 | 4848.2922 | 4846 | 4866.4737 | 4742.3998
| 5001.888 | 4848.2744 | 4846 | 4866.4434 | 4742.1905
| 5001.8364 | 4848.1639 | 4845 | 4866.3272 | 4742.145
| 5001.746 | 4848.1157 | 4845 | 4866.2255 | 4741.9733
| 5001.4892 | 4848.0324 | 4845 | 4866.122 | 4741.9669
| 5001.2358 | 4847.8867 | 4845 | 4865.928 | 4741.9295
| 5001.0351 | 4847.7331 | 4845 | 4865.8236 | 4741.8821
| 5001.0017 | 4847.7144 | 4845 | 4865.8127 | 4741.8333
| 5000.748 | 4847.6435 | 4845 | 4865.7248 | 4741.8257
| 5000.608 | 4847.4117 | 4844 | 4865.6495 | 4741.6996
| 5000.4275 | 4847.3662 | 4844 | 4865.3597 | 4741.5729
| 5000.3775 | 4847.2946 | 4844 | 4865.3418 | 4741.277
| 5000.3382 | 4847.2396 | 4844 | 4865.1882 | 4741.2617
| 5000.1115 | 4847.0382 | 4844 | 4865.0576 | 4740.7893
| 5000.0836 | 4846.8756 | 4844 | 4864.8733 | 4740.6966
| 5000.0731 | 4846.7834 | 4844 | 4864.8456 | 4740.6795
| 5000.0204 | 4846.7786 | 4844 | 4864.6333 | 4740.3278
| 4999.9649 | 4846.7596 | 4844 | 4864.6031 | 4740.1045
| 4999.781 | 4846.718 | 4843 | 4864.428 | 4740.0574
| 4999.4318 | 4846.6566 | 4843 | 4864.3109 | 4739.9643
| 4999.4314 | 4846.4936 | 4843 | 4864.2852 | 4739.8835
| 4999.3522 | 4846.3408 | 4843 | 4863.9817 | 4739.7585
| 4999.3163 | 4846.1413 | 4843 | 4863.9455 | 4739.5573
| 4999.2859 | 4846.0443 | 4843 | 4863.9285 | 4739.3911
| 4999.2117 | 4846.0236 | 4843 | 4863.9031 | 4739.2398
| 4998.6264 | 4845.9263 | 4843 | 4863.6545 | 4739.1292
| 4998.6145 | 4845.8256 | 4842 | 4863.6342 | 4738.9296
| 4998.592 | 4845.712 | 4842 | 4863.5277 | 4738.8802
| 4998.46 | 4845.4554 | 4842 | 4863.4784 | 4738.8361
| 4998.2519 | 4845.3192 | 4842 | 4863.4763 | 4738.3685
| 4998.1626 | 4845.2272 | 4842 | 4863.4368 | 4738.267
| 4998.1539 | 4845.2133 | 4842 | 4863.2747 | 4738.2609
| 4998.0358 | 4845.1326 | 4842 | 4863.2605 | 4737.9018
| 4998.0151 | 4845.0738 | 4841 | 4863.2042 | 4737.7981
| 4997.9865 | 4844.9399 | 4841 | 4863.1713 | 4737.602
| 4997.9585 | 4844.9334 | 4841 | 4863.1428 | 4737.4477
| 4997.8959 | 4844.7589 | 4841 | 4862.8714 | 4737.3847
| 4997.5849 | 4844.7242 | 4841 | 4862.5128 | 4737.3686
| 4997.5729 | 4844.6596 | 4841 | 4862.5034 | 4737.3483
| 4997.5282 | 4844.638 | 4841 | 4862.4883 | 4736.8371
| 4997.4024 | 4844.4659 | 4840 | 4862.3436 | 4736.8058
| 4997.2996 | 4844.3789 | 4840 | 4862.3169 | 4736.79
| 4997.1518 | 4844.0866 | 4840 | 4862.255 | 4736.7769
| 4997.062 | 4843.8831 | 4840 | 4862.1339 | 4736.7647
| 4997.0014 | 4843.8574 | 4840 | 4862.0402 | 4736.6602
| 4996.9316 | 4843.7569 | 4840 | 4862.0117 | 4736.5953
| 4996.7245 | 4843.7215 | 4840 | 4862.0075 | 4736.4474
| 4996.5921 | 4843.6591 | 4840 | 4861.4074 | 4736.2207
| 4996.5485 | 4843.6197 | 4840 | 4861.371 | 4736.2152
| 4996.4545 | 4843.5509 | 4840 | 4861.1778 | 4736.002
| 4996.3807 | 4843.3314 | 4839 | 4861.159 | 4735.9552
| 4996.3387 | 4842.9705 | 4839 | 4861.0958 | 4735.8357
| 4996.3041 | 4842.4043 | 4839 | 4861.0321 | 4735.7551
| 4996.2913 | 4842.3416 | 4839 | 4860.9506 | 4735.5292
| 4995.9858 | 4842.2578 | 4838 | 4860.603 | 4735.4371
| 4995.7511 | 4842.0715 | 4838 | 4860.5952 | 4735.4281
| 4995.7394 | 4841.9504 | 4838 | 4860.5921 | 4735.0173
| 4995.5875 | 4841.8678 | 4838 | 4860.5597 | 4734.7893
| 4995.5201 | 4841.6136 | 4838 | 4860.5078 | 4734.6202
| 4995.2948 | 4841.0873 | 4838 | 4860.2766 | 4734.5062
| 4995.1643 | 4840.3338 | 4838 | 4860.212 | 4734.4445
| 4994.9956 | 4840.221 | 4838 | 4860.1063 | 4734.2701
| 4994.9788 | 4840.0737 | 4838 | 4859.9965 | 4734.2366
| 4994.9528 | 4839.9276 | 4837 | 4859.9424 | 4734.1488
| 4994.8689 | 4839.8417 | 4837 | 4859.8151 | 4734.1108
| 4994.801 | 4839.6797 | 4837 | 4859.7426 | 4734.1078
| 4994.6816 | 4839.6143 | 4837 | 4859.7246 | 4734.0658
| 4994.6388 | 4839.3849 | 4837 | 4859.5657 | 4733.9508
| 4994.5359 | 4839.3448 | 4837 | 4859.3836 | 4733.8616
| 4994.3879 | 4839.317 | 4837 | 4859.2148 | 4733.7523
| 4994.382 | 4839.1651 | 4836 | 4859.0109 | 4733.6902
| 4994.3437 | 4839.0536 | 4836 | 4858.8566 | 4733.6025
| 4994.2806 | 4839.0056 | 4836 | 4858.7252 | 4733.3291
| 4993.7012 | 4838.9971 | 4836 | 4858.6467 | 4733.2081
| 4993.6488 | 4838.8534 | 4836 | 4858.6274 | 4733.0745
| 4993.6055 | 4838.836 | 4836 | 4858.5724 | 4732.8537
| 4993.5432 | 4838.678 | 4836 | 4858.536 | 4732.797
| 4993.2584 | 4838.6084 | 4836 | 4858.4794 | 4732.6084
| 4993.2495 | 4838.4954 | 4836 | 4858.4218 | 4732.5862
| 4993.1027 | 4838.4677 | 4836 | 4858.4101 | 4732.3696
| 4993.0245 | 4838.0999 | 4835 | 4857.7484 | 4732.2563
| 4993.0123 | 4837.9868 | 4835 | 4857.7438 | 4732.2038
| 4992.947 | 4837.8219 | 4835 | 4857.7113 | 4732.1209
| 4992.7171 | 4837.8148 | 4835 | 4857.6662 | 4732.0312
| 4992.5697 | 4837.7044 | 4835 | 4857.5909 | 4731.9457
| 4992.3796 | 4837.5653 | 4835 | 4857.5541 | 4731.8298
| 4992.3782 | 4837.5486 | 4835 | 4857.5471 | 4731.7644
| 4992.1185 | 4837.4004 | 4835 | 4857.4534 | 4731.3377
| 4991.8558 | 4837.236 | 4835 | 4857.3819 | 4731.219
| 4991.8076 | 4837.1621 | 4835 | 4857.3817 | 4731.1899
| 4991.6293 | 4837.1482 | 4834 | 4856.8261 | 4731.141
| 4991.3518 | 4837.081 | 4834 | 4856.7972 | 4730.806
| 4991.3434 | 4836.7816 | 4834 | 4856.7553 | 4730.7651
| 4991.3313 | 4836.6911 | 4834 | 4856.6636 | 4730.6034
| 4991.3075 | 4836.5194 | 4834 | 4856.6534 | 4730.1565
| 4991.296 | 4836.5167 | 4834 | 4856.6143 | 4730.0444
| 4991.2694 | 4836.45 | 4834 | 4856.2232 | 4729.9461
| 4991.1904 | 4836.2837 | 4833 | 4856.0518 | 4729.9388
| 4991.1205 | 4836.1766 | 4833 | 4855.8226 | 4729.7897
| 4991.0224 | 4836.0504 | 4833 | 4855.8172 | 4729.7549
| 4990.9853 | 4835.8303 | 4833 | 4855.7842 | 4729.5317
| 4990.8449 | 4835.8185 | 4833 | 4855.7267 | 4729.3968
| 4990.4567 | 4835.7826 | 4833 | 4855.6895 | 4729.1611
| 4990.3726 | 4835.7679 | 4833 | 4855.6006 | 4729.1439
| 4990.3693 | 4835.6059 | 4832 | 4855.5843 | 4729.0958
| 4990.2697 | 4835.5879 | 4832 | 4855.4687 | 4729.0815
| 4990.0234 | 4835.5536 | 4832 | 4855.2623 | 4729.0685
| 4989.8495 | 4835.4885 | 4832 | 4855.1265 | 4729.0346
| 4989.8136 | 4835.2034 | 4832 | 4854.9552 | 4728.8269
| 4989.7514 | 4835.01 | 4832 | 4854.8113 | 4728.7555
| 4989.6396 | 4834.9473 | 4832 | 4854.7793 | 4728.7278
| 4989.2947 | 4834.9423 | 4832 | 4854.7516 | 4728.6317
| 4989.2758 | 4834.9295 | 4832 | 4854.7389 | 4728.6302
| 4989.2491 | 4834.8725 | 4832 | 4854.5397 | 4728.5744
| 4989.0555 | 4834.818 | 4832 | 4854.4041 | 4728.4393
| 4989.0531 | 4834.8077 | 4832 | 4854.3769 | 4728.4112
| 4989.0132 | 4834.7792 | 4832 | 4854.2902 | 4728.071
| 4988.9632 | 4834.6278 | 4831 | 4854.2357 | 4728.0341
| 4988.945 | 4834.6206 | 4831 | 4854.0885 | 4727.8244
| 4988.7309 | 4834.5139 | 4831 | 4853.9696 | 4727.7774
| 4988.4901 | 4834.508 | 4831 | 4853.9263 | 4727.5392
| 4988.466 | 4834.2525 | 4831 | 4853.7278 | 4727.5061
| 4988.2805 | 4834.2288 | 4831 | 4853.6013 | 4727.4272
| 4988.2621 | 4834.2232 | 4831 | 4853.5897 | 4727.3117
| 4988.1953 | 4834.1879 | 4831 | 4853.512 | 4727.3081
| 4988.03 | 4834.1649 | 4831 | 4853.4841 | 4727.0736
| 4987.9055 | 4834.1497 | 4830 | 4853.4769 | 4727.011
| 4987.8399 | 4834.1321 | 4830 | 4853.3848 | 4726.8924
| 4987.7455 | 4834.0848 | 4830 | 4853.33 | 4726.6054
| 4987.6321 | 4833.9864 | 4830 | 4853.2444 | 4726.5874
| 4987.5867 | 4833.9825 | 4830 | 4853.2204 | 4726.5402
| 4987.4257 | 4833.9125 | 4830 | 4853.2101 | 4726.5121
| 4987.2297 | 4833.6627 | 4830 | 4853.2059 | 4726.1809
| 4987.1509 | 4833.6555 | 4830 | 4853.1677 | 4726.1176
| 4986.8317 | 4833.4744 | 4830 | 4853.1109 | 4725.7729
| 4986.7126 | 4833.4386 | 4829 | 4853.039 | 4725.5014
| 4986.5312 | 4833.3569 | 4829 | 4852.8692 | 4725.4856
| 4986.461 | 4833.3432 | 4829 | 4852.8279 | 4725.3303
| 4986.2236 | 4833.2172 | 4829 | 4852.8271 | 4725.2564
| 4986.1118 | 4833.2027 | 4829 | 4852.7661 | 4724.9139
| 4986.0833 | 4833.1192 | 4829 | 4852.7584 | 4724.899
| 4985.8082 | 4833.0846 | 4829 | 4852.6426 | 4724.7302
| 4985.7072 | 4832.8798 | 4829 | 4852.522 | 4724.6816
| 4985.5174 | 4832.802 | 4829 | 4852.355 | 4724.4947
| 4985.216 | 4832.705 | 4829 | 4852.235 | 4724.3991
| 4985.1918 | 4832.5087 | 4829 | 4852.1397 | 4724.1824
| 4985.1524 | 4832.3002 | 4828 | 4852.1068 | 4724.1208
| 4985.1292 | 4832.2203 | 4828 | 4852.081 | 4724.0358
| 4984.9959 | 4831.8647 | 4828 | 4852.0262 | 4724.0248
| 4984.8065 | 4831.6704 | 4828 | 4851.9419 | 4723.9933
| 4984.7463 | 4831.5427 | 4828 | 4851.8802 | 4723.9721
| 4984.6578 | 4831.5313 | 4828 | 4851.6668 | 4723.8261
| 4984.6576 | 4831.5031 | 4828 | 4851.4978 | 4723.7042
| 4984.5826 | 4831.2685 | 4828 | 4851.4617 | 4723.6705
| 4984.4329 | 4831.1735 | 4828 | 4851.3674 | 4723.4458
| 4984.3975 | 4830.9826 | 4827 | 4851.363 | 4723.4047
| 4983.9258 | 4830.9084 | 4827 | 4851.359 | 4723.3395
| 4983.8856 | 4830.825 | 4827 | 4851.2655 | 4723.3304
| 4983.8793 | 4830.8162 | 4827 | 4851.1757 | 4723.2354
| 4983.758 | 4830.7412 | 4827 | 4850.9961 | 4723.0503
| 4983.4913 | 4830.716 | 4827 | 4850.6763 | 4723.0101
| 4983.4823 | 4830.7093 | 4827 | 4850.6087 | 4722.857
| 4983.4754 | 4830.6357 | 4827 | 4850.5191 | 4722.8165
| 4983.4545 | 4830.5868 | 4827 | 4850.2809 | 4722.7683
| 4983.3959 | 4830.5743 | 4827 | 4850.2574 | 4722.5952
| 4983.3824 | 4830.5548 | 4827 | 4850.2386 | 4722.5149
| 4983.2447 | 4830.3346 | 4826 | 4850.1719 | 4722.4844
| 4983.157 | 4830.2345 | 4826 | 4850.1331 | 4722.2689
| 4982.807 | 4830.1991 | 4826 | 4849.864 | 4722.1696
| 4982.4284 | 4830.0019 | 4826 | 4849.8166 | 4722.0722
| 4982.3556 | 4829.7736 | 4826 | 4849.6149 | 4721.9716
| 4982.3059 | 4829.7369 | 4826 | 4849.5294 | 4721.9485
| 4982.2628 | 4829.6769 | 4826 | 4849.2628 | 4721.8509
| 4982.1102 | 4829.5738 | 4826 | 4849.0804 | 4721.5507
| 4981.9501 | 4829.5346 | 4826 | 4848.9687 | 4721.4683
| 4981.8687 | 4829.3204 | 4826 | 4848.9484 | 4721.3735
| 4981.8664 | 4829.2136 | 4826 | 4848.758 | 4721.2221
| 4981.8533 | 4829.1941 | 4826 | 4848.7452 | 4721.1725
| 4981.4173 | 4829.1541 | 4826 | 4848.7155 | 4721.0519
| 4981.2536 | 4829.108 | 4825 | 4848.6266 | 4721.0356
| 4981.1772 | 4829.0872 | 4825 | 4848.6143 | 4720.6448
| 4981.1406 | 4828.8146 | 4825 | 4848.5994 | 4720.6062
| 4981.0769 | 4828.7581 | 4825 | 4848.5499 | 4720.55
| 4981.0062 | 4828.7303 | 4825 | 4848.5349 | 4720.4395
| 4980.9603 | 4828.5911 | 4824 | 4848.4554 | 4720.3453
| 4980.846 | 4828.5424 | 4824 | 4848.1209 | 4720.2375
| 4980.694 | 4828.1663 | 4824 | 4847.9207 | 4720.1158
| 4980.672 | 4828.091 | 4824 | 4847.8931 | 4720.0888
| 4980.5778 | 4827.9221 | 4824 | 4847.8308 | 4719.8205
| 4980.5119 | 4827.8769 | 4824 | 4847.5928 | 4719.6028
| 4980.1478 | 4827.8739 | 4824 | 4847.3495 | 4719.5084
| 4980.0498 | 4827.7259 | 4824 | 4847.3394 | 4719.4219
| 4980.0231 | 4827.6796 | 4823 | 4847.2157 | 4719.3108
| 4979.8636 | 4827.6489 | 4823 | 4847.1729 | 4719.0013
| 4979.8463 | 4827.5183 | 4823 | 4847.084 | 4718.8355
| 4979.8414 | 4827.4203 | 4823 | 4847.0702 | 4718.6424
| 4979.8043 | 4827.3918 | 4823 | 4846.9545 | 4718.6325
| 4979.6977 | 4827.2483 | 4823 | 4846.8047 | 4718.5811
| 4979.5948 | 4827.0674 | 4823 | 4846.6759 | 4718.5608
| 4979.5493 | 4827.0569 | 4823 | 4846.6628 | 4718.4841
| 4979.3785 | 4827.0266 | 4823 | 4846.6272 | 4718.3227
| 4979.2973 | 4826.9996 | 4823 | 4846.4051 | 4717.7947
| 4978.897 | 4826.9656 | 4822 | 4846.0621 | 4717.7466
| 4978.5968 | 4826.8476 | 4822 | 4845.9532 | 4717.5503
| 4978.5472 | 4826.7616 | 4822 | 4845.6532 | 4717.4019
| 4978.5185 | 4826.582 | 4822 | 4845.5297 | 4717.3943
| 4978.3876 | 4826.5644 | 4822 | 4845.4765 | 4717.3286
| 4978.3455 | 4826.438 | 4822 | 4845.4312 | 4717.3257
| 4978.3369 | 4826.3931 | 4822 | 4845.3873 | 4717.195
| 4978.328 | 4826.2661 | 4822 | 4845.2093 | 4717.0558
| 4978.2159 | 4826.2123 | 4821 | 4844.861 | 4717.0479
| 4977.9939 | 4826.155 | 4821 | 4844.7431 | 4717.0071
| 4977.7885 | 4825.9535 | 4821 | 4844.7341 | 4716.906
| 4977.6752 | 4825.8693 | 4821 | 4844.3984 | 4716.8606
| 4977.6537 | 4825.8608 | 4821 | 4844.3481 | 4716.7657
| 4977.652 | 4825.6524 | 4821 | 4844.2253 | 4716.6459
| 4977.6238 | 4825.1809 | 4821 | 4844.1629 | 4716.5197
| 4977.6225 | 4824.8929 | 4821 | 4844.1173 | 4716.033
| 4977.616 | 4824.7679 | 4821 | 4844.0593 | 4716.0137
| 4977.5811 | 4824.7661 | 4821 | 4844.0364 | 4715.9778
| 4977.5667 | 4824.7309 | 4821 | 4843.9585 | 4715.9167
| 4977.5405 | 4824.6156 | 4821 | 4843.8409 | 4715.9134
| 4977.3982 | 4824.4669 | 4821 | 4843.5953 | 4715.5837
| 4977.3902 | 4824.4388 | 4821 | 4843.5217 | 4715.1613
| 4977.3863 | 4824.3082 | 4821 | 4843.4211 | 4715.0335
| 4977.2588 | 4824.1936 | 4820 | 4843.3502 | 4714.9467
| 4977.1629 | 4823.8887 | 4820 | 4843.3229 | 4714.8604
| 4977.1187 | 4823.8294 | 4820 | 4843.3227 | 4714.7836
| 4977.1051 | 4823.8277 | 4820 | 4843.2884 | 4714.6417
| 4977.0767 | 4823.7878 | 4820 | 4843.2448 | 4714.5956
| 4977.0124 | 4823.7857 | 4820 | 4843.2354 | 4714.4256
| 4976.8457 | 4823.7328 | 4820 | 4843.1175 | 4714.1103
| 4976.6683 | 4823.6712 | 4820 | 4843.0642 | 4714.0395
| 4976.4676 | 4823.5723 | 4819 | 4842.8821 | 4713.9911
| 4976.3976 | 4823.4752 | 4819 | 4842.784 | 4713.9176
| 4976.2717 | 4823.3463 | 4819 | 4842.7545 | 4713.8347
| 4976.2708 | 4823.2697 | 4819 | 4842.7153 | 4713.6967
| 4976.2602 | 4823.2516 | 4819 | 4842.6361 | 4713.6525
| 4976.1526 | 4823.2511 | 4819 | 4842.5515 | 4713.6206
| 4976.1371 | 4823.202 | 4819 | 4842.5271 | 4713.1315
| 4975.9329 | 4823.1391 | 4818 | 4842.3264 | 4713.1307
| 4975.8049 | 4823.0202 | 4818 | 4842.3171 | 4713.0724
| 4975.6479 | 4822.9139 | 4818 | 4842.2643 | 4712.9989
| 4975.0968 | 4822.6915 | 4818 | 4842.2354 | 4712.8317
| 4975.0957 | 4822.5363 | 4818 | 4842.1325 | 4712.8096
| 4974.6723 | 4822.3465 | 4818 | 4842.1251 | 4712.6273
| 4974.4663 | 4822.2827 | 4818 | 4842.0772 | 4712.5825
| 4973.6756 | 4821.9661 | 4818 | 4841.97 | 4712.404
| 4973.6689 | 4821.9566 | 4818 | 4841.9365 | 4712.3763
| 4973.594 | 4821.9115 | 4817 | 4841.8735 | 4712.3087
| 4973.3002 | 4821.758 | 4817 | 4841.8695 | 4712.1394
| 4973.2727 | 4821.7039 | 4817 | 4841.7028 | 4712.1363
| 4973.1309 | 4821.681 | 4817 | 4841.6327 | 4712.0864
| 4973.0115 | 4821.5941 | 4816 | 4841.6257 | 4712.0221
| 4972.9905 | 4821.5708 | 4816 | 4841.525 | 4711.6931
| 4972.9768 | 4821.514 | 4816 | 4841.3721 | 4711.6405
| 4972.9592 | 4821.4809 | 4816 | 4841.3418 | 4711.5107
| 4972.814 | 4821.4623 | 4816 | 4841.3074 | 4711.4294
| 4972.7233 | 4821.274 | 4816 | 4841.134 | 4711.3729
| 4972.6877 | 4820.9884 | 4816 | 4840.9909 | 4711.3474
| 4972.6556 | 4820.9188 | 4816 | 4840.9287 | 4711.3168
| 4972.381 | 4820.8294 | 4815 | 4840.4635 | 4711.2673
| 4972.2251 | 4820.7953 | 4815 | 4840.4073 | 4711.2626
| 4972.0008 | 4820.7761 | 4815 | 4840.3564 | 4711.1093
| 4971.9547 | 4820.7572 | 4815 | 4840.3292 | 4710.9792
| 4971.9082 | 4820.7194 | 4815 | 4840.2383 | 4710.9402
| 4971.8903 | 4820.6615 | 4815 | 4840.2184 | 4710.7278
| 4971.3827 | 4820.6595 | 4815 | 4840.1371 | 4710.6273
| 4971.2748 | 4820.3736 | 4815 | 4840.1148 | 4710.3741
| 4971.2384 | 4819.9958 | 4815 | 4840.0087 | 4710.3483
| 4971.0337 | 4819.7213 | 4815 | 4839.9367 | 4710.2387
| 4971.0305 | 4819.3828 | 4815 | 4839.8683 | 4710.1328
| 4970.9861 | 4819.3762 | 4814 | 4839.8208 | 4709.979
| 4970.9821 | 4819.3309 | 4814 | 4839.7335 | 4709.9132
| 4970.6614 | 4819.3255 | 4814 | 4839.6468 | 4709.8567
| 4970.6551 | 4819.2588 | 4814 | 4839.5867 | 4709.6646
| 4970.5923 | 4819.2333 | 4814 | 4839.5865 | 4709.5871
| 4970.4802 | 4819.0104 | 4814 | 4839.5412 | 4709.4234
| 4970.4055 | 4818.9032 | 4814 | 4839.4799 | 4709.4155
| 4970.3471 | 4818.8815 | 4814 | 4839.2566 | 4709.3284
| 4970.2447 | 4818.7512 | 4814 | 4839.1628 | 4709.3251
| 4969.9968 | 4818.7341 | 4814 | 4839.1319 | 4709.2958
| 4969.9092 | 4818.6878 | 4813 | 4839.0627 | 4709.2502
| 4969.8584 | 4818.6766 | 4813 | 4838.9543 | 4709.2255
| 4969.6842 | 4818.597 | 4813 | 4838.8735 | 4709.1858
| 4969.6505 | 4818.4987 | 4813 | 4838.5236 | 4709.1803
| 4969.6399 | 4818.4903 | 4813 | 4838.4611 | 4709.1423
| 4969.51 | 4818.4599 | 4813 | 4838.4052 | 4709.0727
| 4969.3199 | 4818.3671 | 4813 | 4838.3631 | 4708.9654
| 4969.2648 | 4818.3538 | 4813 | 4838.2775 | 4708.9152
| 4969.2032 | 4818.2106 | 4812 | 4838.1487 | 4708.79
| 4969.1578 | 4818.1574 | 4812 | 4838.0481 | 4708.3849
| 4969.0482 | 4817.8146 | 4812 | 4838.0333 | 4707.899
| 4968.8821 | 4817.7431 | 4812 | 4837.5642 | 4707.8707
| 4968.881 | 4817.7405 | 4812 | 4837.5572 | 4707.7716
| 4968.7801 | 4817.5732 | 4812 | 4837.4973 | 4707.6959
| 4968.6606 | 4817.4542 | 4812 | 4837.4858 | 4707.4932
| 4968.5726 | 4817.3756 | 4812 | 4837.3933 | 4707.3838
| 4968.1991 | 4817.2467 | 4812 | 4836.9185 | 4706.6415
| 4967.9722 | 4817.1712 | 4812 | 4836.8863 | 4706.5657
| 4967.9537 | 4817.0703 | 4812 | 4836.6437 | 4706.0917
| 4967.9327 | 4816.9543 | 4811 | 4836.5294 | 4706.0594
| 4967.541 | 4816.8823 | 4811 | 4836.4034 | 4705.9307
| 4967.4967 | 4816.7407 | 4811 | 4836.3505 | 4705.9127
| 4967.4244 | 4816.5036 | 4811 | 4836.2885 | 4705.8674
| 4967.4129 | 4816.445 | 4811 | 4836.2072 | 4705.6958
| 4967.3515 | 4816.2555 | 4811 | 4836.1695 | 4705.624
| 4967.2115 | 4815.9153 | 4811 | 4835.6419 | 4705.5148
| 4967.1779 | 4815.9146 | 4811 | 4835.3629 | 4705.4034
| 4966.8173 | 4815.8455 | 4811 | 4835.3375 | 4705.3998
| 4966.4914 | 4815.3984 | 4811 | 4835.0894 | 4705.2902
| 4966.3848 | 4815.2717 | 4811 | 4834.9879 | 4705.2691
| 4966.3072 | 4814.9812 | 4810 | 4834.9769 | 4705.2648
| 4966.2412 | 4814.9795 | 4810 | 4834.8845 | 4704.8266
| 4966.112 | 4814.9092 | 4810 | 4834.6711 | 4704.8102
| 4966.1021 | 4814.8748 | 4810 | 4834.352 | 4704.4991
| 4966.071 | 4814.783 | 4810 | 4834.1495 | 4704.3187
| 4965.5841 | 4814.7171 | 4810 | 4834.1353 | 4704.0183
| 4965.5823 | 4814.6995 | 4810 | 4834.0677 | 4703.9794
| 4965.5434 | 4814.6572 | 4810 | 4834.0494 | 4703.9226
| 4965.5127 | 4814.4882 | 4810 | 4834.0278 | 4703.8707
| 4965.4907 | 4814.4416 | 4809 | 4833.9724 | 4703.8581
| 4965.2463 | 4814.421 | 4809 | 4833.8441 | 4703.7462
| 4965.2367 | 4814.3081 | 4809 | 4833.8357 | 4703.7447
| 4965.2104 | 4814.2578 | 4809 | 4833.8159 | 4703.5483
| 4965.122 | 4814.0618 | 4809 | 4833.7215 | 4703.506
| 4965.0946 | 4813.7822 | 4809 | 4833.7003 | 4703.4924
| 4965.0882 | 4813.7681 | 4809 | 4833.6831 | 4703.4456
| 4964.7977 | 4813.7272 | 4808 | 4833.4963 | 4703.3752
| 4964.621 | 4813.6953 | 4808 | 4833.294 | 4703.3488
| 4964.6182 | 4813.6539 | 4808 | 4833.2304 | 4703.3261
| 4964.5265 | 4813.5188 | 4808 | 4833.0371 | 4703.209
| 4964.4879 | 4813.3145 | 4808 | 4833.0343 | 4703.183
| 4964.2674 | 4813.2755 | 4808 | 4832.8145 | 4703.1431
| 4964.1845 | 4813.2698 | 4808 | 4832.5508 | 4702.8218
| 4964.0838 | 4813.202 | 4808 | 4832.531 | 4702.7894
| 4963.9802 | 4813.1675 | 4808 | 4832.5224 | 4702.7174
| 4963.9756 | 4813.1073 | 4808 | 4832.4352 | 4702.7164
| 4963.8173 | 4813.1063 | 4808 | 4832.3979 | 4702.7029
| 4963.794 | 4813.0405 | 4808 | 4832.3811 | 4702.4916
| 4963.6221 | 4812.951 | 4808 | 4831.7825 | 4702.4552
| 4963.5911 | 4812.9437 | 4808 | 4831.6989 | 4702.4098
| 4963.4701 | 4812.8898 | 4807 | 4831.6982 | 4702.2568
| 4963.3623 | 4812.8806 | 4807 | 4831.6593 | 4702.2124
| 4963.247 | 4812.4645 | 4807 | 4831.6002 | 4702.0455
| 4963.155 | 4812.2857 | 4807 | 4831.5505 | 4701.7138
| 4963.0822 | 4812.0207 | 4807 | 4831.0093 | 4701.4597
| 4962.9694 | 4812.0137 | 4807 | 4830.655 | 4701.342
| 4962.7742 | 4811.9049 | 4807 | 4830.3409 | 4701.274
| 4962.6715 | 4811.8187 | 4807 | 4830.3394 | 4700.7215
| 4962.4687 | 4811.6 | 4807 | 4830.3056 | 4700.6528
| 4962.4014 | 4811.3776 | 4807 | 4829.7288 | 4700.5718
| 4962.3411 | 4811.2921 | 4807 | 4829.7153 | 4700.5332
| 4962.3351 | 4811.2607 | 4807 | 4829.6413 | 4700.289
| 4962.2444 | 4811.1681 | 4807 | 4829.5893 | 4700.2288
| 4962.0332 | 4811.1421 | 4807 | 4829.1758 | 4700.1629
| 4961.7719 | 4811.0137 | 4806 | 4829.1487 | 4700.1457
| 4961.5346 | 4811.0022 | 4806 | 4829.0318 | 4700.0106
| 4961.3544 | 4810.9439 | 4806 | 4828.3522 | 4699.8344
| 4961.2761 | 4810.8906 | 4806 | 4828.3361 | 4699.8247
| 4961.2757 | 4810.8016 | 4806 | 4828.2581 | 4699.7574
| 4961.2527 | 4810.644 | 4806 | 4828.2356 | 4699.6729
| 4961.2415 | 4810.6275 | 4806 | 4828.1702 | 4699.6432
| 4961.0914 | 4810.6136 | 4806 | 4828.1527 | 4699.6131
| 4960.4221 | 4810.4458 | 4806 | 4828.1189 | 4699.6021
| 4960.389 | 4810.3913 | 4806 | 4828.0908 | 4699.5771
| 4960.3572 | 4810.3906 | 4806 | 4828.0813 | 4699.5192
| 4960.3284 | 4810.3671 | 4806 | 4828.0408 | 4699.226
| 4960.1443 | 4810.3215 | 4806 | 4827.9644 | 4699.216
| 4960.1224 | 4810.1639 | 4805 | 4827.8772 | 4699.1412
| 4959.7 | 4809.8016 | 4805 | 4827.7735 | 4699.0686
| 4959.6763 | 4809.2827 | 4805 | 4827.7539 | 4698.903
| 4959.6555 | 4808.9565 | 4805 | 4827.6686 | 4698.8238
| 4959.5675 | 4808.8575 | 4805 | 4827.5634 | 4698.1358
| 4959.5279 | 4808.8038 | 4805 | 4827.4887 | 4698.0108
| 4959.5233 | 4808.63 | 4805 | 4827.1963 | 4698.0058
| 4959.4747 | 4808.5256 | 4805 | 4827.1261 | 4697.8369
| 4959.1912 | 4808.2567 | 4805 | 4827.0543 | 4697.7746
| 4959.0801 | 4808.1817 | 4805 | 4827.0166 | 4697.4777
| 4959.0308 | 4808.149 | 4805 | 4826.8708 | 4697.3406
| 4958.9776 | 4808.1158 | 4805 | 4826.868 | 4697.0826
| 4958.9361 | 4807.9274 | 4805 | 4826.8447 | 4696.7857
| 4958.7886 | 4807.8802 | 4805 | 4826.8256 | 4696.701
| 4958.7251 | 4807.7806 | 4805 | 4826.74 | 4696.6509
| 4958.6063 | 4807.754 | 4805 | 4826.6931 | 4696.5613
| 4958.5944 | 4807.7271 | 4804 | 4826.5375 | 4696.3644
| 4958.5202 | 4807.6214 | 4804 | 4826.5139 | 4696.3221
| 4958.3929 | 4807.5673 | 4804 | 4826.4932 | 4696.1936
| 4958.3227 | 4807.3285 | 4804 | 4826.4566 | 4696.1833
| 4958.2579 | 4807.1507 | 4804 | 4826.4506 | 4696.1044
| 4958.224 | 4807.13 | 4804 | 4826.3768 | 4696.0276
| 4958.1207 | 4807.1091 | 4804 | 4826.2072 | 4696.0035
| 4958.0229 | 4806.826 | 4804 | 4826.1928 | 4695.9824
| 4957.7724 | 4806.7901 | 4804 | 4826.1712 | 4695.9481
| 4957.4638 | 4806.7469 | 4804 | 4826.0389 | 4695.9381
| 4957.3604 | 4806.7229 | 4804 | 4826.023 | 4695.6711
| 4957.2796 | 4806.6639 | 4804 | 4825.9935 | 4695.5853
| 4956.9493 | 4806.5041 | 4803 | 4825.871 | 4695.3494
| 4956.9166 | 4806.4045 | 4803 | 4825.6879 | 4695.0032
| 4956.8696 | 4806.0571 | 4803 | 4825.5749 | 4694.9276
| 4956.8429 | 4806.0267 | 4803 | 4825.537 | 4694.8887
| 4956.7606 | 4806.0159 | 4803 | 4825.4731 | 4694.8854
| 4956.6475 | 4805.8121 | 4803 | 4825.3581 | 4694.8699
| 4956.4806 | 4805.6098 | 4803 | 4825.3296 | 4694.6476
| 4956.4623 | 4805.5754 | 4803 | 4825.0113 | 4694.6038
| 4956.4275 | 4805.5704 | 4802 | 4824.8409 | 4694.2848
| 4956.3376 | 4805.5484 | 4802 | 4824.7891 | 4694.2483
| 4956.3076 | 4805.4967 | 4802 | 4824.6601 | 4694.2424
| 4956.2633 | 4805.4892 | 4802 | 4824.6445 | 4694.1576
| 4956.2037 | 4805.455 | 4802 | 4824.6189 | 4694.1208
| 4955.928 | 4805.1785 | 4802 | 4824.3999 | 4693.766
| 4955.8315 | 4805.0838 | 4801 | 4824.2659 | 4693.6708
| 4955.7058 | 4804.6713 | 4801 | 4823.9434 | 4693.6523
| 4955.6073 | 4804.5322 | 4801 | 4823.8801 | 4693.5961
| 4955.552 | 4804.4922 | 4801 | 4823.7319 | 4693.5049
| 4955.3402 | 4804.4797 | 4801 | 4823.7211 | 4693.2947
| 4955.2608 | 4804.4679 | 4801 | 4823.5774 | 4693.266
| 4955.1303 | 4804.421 | 4801 | 4823.3695 | 4693.2306
| 4954.9498 | 4804.1099 | 4800 | 4823.2817 | 4693.0649
| 4954.932 | 4803.9344 | 4800 | 4823.1128 | 4692.9985
| 4954.8861 | 4803.9258 | 4800 | 4823.0796 | 4692.6043
| 4954.8828 | 4803.816 | 4800 | 4823.0464 | 4692.5146
| 4954.8445 | 4803.679 | 4800 | 4822.9097 | 4692.3753
| 4954.314 | 4803.662 | 4800 | 4822.8825 | 4692.2347
| 4954.1934 | 4803.6511 | 4800 | 4822.8044 | 4692.1959
| 4954.1596 | 4803.6099 | 4799 | 4822.526 | 4692.1278
| 4954.1577 | 4803.205 | 4799 | 4822.5085 | 4692.1201
| 4954.1526 | 4802.7179 | 4799 | 4822.4293 | 4691.9747
| 4954.0958 | 4802.6475 | 4799 | 4822.4251 | 4691.7661
| 4954.095 | 4802.3917 | 4799 | 4822.2841 | 4691.4305
| 4954.0553 | 4802.2618 | 4799 | 4822.2359 | 4690.9819
| 4953.9846 | 4802.1251 | 4799 | 4822.2325 | 4690.9257
| 4953.7726 | 4802.0193 | 4798 | 4822.1912 | 4690.7771
| 4953.6199 | 4801.9057 | 4798 | 4822.103 | 4690.7628
| 4953.6123 | 4801.8988 | 4798 | 4821.9272 | 4690.6984
| 4953.5433 | 4801.7882 | 4798 | 4821.7132 | 4690.2407
| 4953.5359 | 4801.6522 | 4798 | 4821.5199 | 4689.9847
| 4953.3342 | 4801.6019 | 4798 | 4821.5197 | 4689.854
| 4953.1118 | 4801.5186 | 4798 | 4821.4227 | 4689.7721
| 4952.9581 | 4801.4542 | 4798 | 4821.3225 | 4689.6028
| 4952.7862 | 4801.3529 | 4798 | 4820.8563 | 4689.4964
| 4952.7514 | 4801.3136 | 4798 | 4820.8311 | 4689.3416
| 4952.4382 | 4801.1953 | 4798 | 4820.6841 | 4689.2712
| 4952.3897 | 4801.1748 | 4797 | 4820.5404 | 4689.2539
| 4952.3266 | 4800.936 | 4797 | 4820.477 | 4688.9324
| 4952.2305 | 4800.6198 | 4797 | 4820.4733 | 4688.8049
| 4951.8091 | 4800.5889 | 4797 | 4820.3908 | 4688.7871
| 4951.7045 | 4800.5875 | 4797 | 4820.3388 | 4688.7748
| 4951.6846 | 4800.4848 | 4797 | 4820.3239 | 4688.7685
| 4951.6655 | 4800.4612 | 4797 | 4820.2928 | 4688.5419
| 4951.6141 | 4800.3966 | 4797 | 4820.223 | 4688.4089
| 4951.6089 | 4800.1458 | 4796 | 4820.1923 | 4688.3678
| 4951.5111 | 4800.1419 | 4796 | 4820.1905 | 4688.3157
| 4951.3668 | 4800.1235 | 4796 | 4820.1391 | 4688.2296
| 4951.3128 | 4800.0423 | 4796 | 4820.1301 | 4688.0929
| 4950.9666 | 4799.9953 | 4796 | 4820.0739 | 4688.0843
| 4950.8825 | 4799.9642 | 4796 | 4819.7292 | 4688.0762
| 4950.784 | 4799.9557 | 4796 | 4819.4917 | 4688.0379
| 4950.5021 | 4799.9526 | 4796 | 4819.4352 | 4687.9252
| 4950.471 | 4799.9175 | 4796 | 4819.3913 | 4687.8781
| 4950.4165 | 4799.6481 | 4796 | 4819.3261 | 4687.8473
| 4950.3399 | 4799.4346 | 4795 | 4819.2744 | 4687.8365
| 4950.2342 | 4799.4269 | 4795 | 4819.0888 | 4687.8292
| 4950.1173 | 4799.304 | 4795 | 4819.0363 | 4687.6183
| 4949.8426 | 4799.1685 | 4795 | 4818.9432 | 4687.4688
| 4949.8381 | 4798.9917 | 4795 | 4818.5953 | 4687.4211
| 4949.7739 | 4798.9417 | 4795 | 4818.4612 | 4686.8321
| 4949.744 | 4798.9267 | 4795 | 4818.448 | 4686.8167
| 4949.6936 | 4798.8865 | 4795 | 4818.3493 | 4686.7862
| 4949.4144 | 4798.8499 | 4795 | 4818.2752 | 4686.6506
| 4949.0561 | 4798.8388 | 4795 | 4818.0255 | 4686.6069
| 4949.0519 | 4798.7998 | 4795 | 4817.9793 | 4686.5722
| 4948.9763 | 4798.6758 | 4795 | 4817.9387 | 4686.5515
| 4948.9716 | 4798.296 | 4794 | 4817.8823 | 4686.4862
| 4948.8509 | 4798.2822 | 4794 | 4817.745 | 4686.45
| 4948.5448 | 4798.0711 | 4794 | 4817.7039 | 4686.1107
| 4948.4944 | 4797.8344 | 4794 | 4817.6807 | 4686.0675
| 4948.4323 | 4797.7763 | 4794 | 4817.6545 | 4685.9829
| 4948.3069 | 4797.2256 | 4794 | 4817.5887 | 4685.8382
| 4948.2906 | 4797.1042 | 4794 | 4817.5815 | 4685.8295
| 4948.2828 | 4797.1035 | 4794 | 4817.5384 | 4685.7666
| 4948.2224 | 4797.0707 | 4793 | 4817.4758 | 4685.6911
| 4948.0528 | 4796.7369 | 4793 | 4817.4664 | 4685.6508
| 4948.0243 | 4796.5013 | 4793 | 4817.4144 | 4685.5642
| 4947.964 | 4796.3387 | 4793 | 4817.3477 | 4685.4926
| 4947.9586 | 4796.3211 | 4793 | 4817.198 | 4685.2555
| 4947.9505 | 4796.3132 | 4793 | 4817.153 | 4685.079
| 4947.9368 | 4795.9925 | 4793 | 4817.0842 | 4685.0387
| 4947.8217 | 4795.5631 | 4793 | 4816.9181 | 4684.9189
| 4947.7216 | 4795.2885 | 4793 | 4816.6267 | 4684.8226
| 4947.3338 | 4795.2822 | 4792 | 4816.5318 | 4684.6592
| 4947.1451 | 4795.0967 | 4792 | 4816.3464 | 4684.3711
| 4947.0086 | 4795.0138 | 4792 | 4816.3303 | 4684.3686
| 4946.8363 | 4794.9961 | 4792 | 4816.0167 | 4683.7115
| 4946.7907 | 4794.9087 | 4792 | 4816.0069 | 4683.6016
| 4946.7835 | 4794.7457 | 4792 | 4815.9372 | 4683.3842
| 4946.6432 | 4794.6813 | 4792 | 4815.8464 | 4683.3
| 4946.6251 | 4794.4395 | 4792 | 4815.7681 | 4683.233
| 4946.537 | 4794.4241 | 4792 | 4815.7456 | 4683.1421
| 4946.2264 | 4794.3955 | 4792 | 4815.5418 | 4683.1114
| 4946.2089 | 4794.3342 | 4792 | 4815.5187 | 4683.014
| 4946.2082 | 4794.0321 | 4791 | 4815.5002 | 4682.8842
| 4945.9529 | 4793.9545 | 4791 | 4815.302 | 4682.7617
| 4945.8828 | 4793.926 | 4791 | 4815.299 | 4682.3814
| 4945.751 | 4793.8239 | 4791 | 4815.1616 | 4682.275
| 4945.5455 | 4793.791 | 4791 | 4815.1587 | 4682.0607
| 4945.411 | 4793.7307 | 4791 | 4815.0357 | 4682.0189
| 4945.2806 | 4793.4289 | 4791 | 4814.9961 | 4681.9551
| 4945.2616 | 4793.4078 | 4791 | 4814.9823 | 4681.736
| 4945.1219 | 4793.0532 | 4791 | 4814.9228 | 4681.6797
| 4945.0058 | 4792.9285 | 4791 | 4814.8197 | 4681.6388
| 4944.9523 | 4792.9261 | 4790 | 4814.7748 | 4681.5289
| 4944.4369 | 4792.8807 | 4790 | 4814.6218 | 4681.4647
| 4944.4077 | 4792.8198 | 4790 | 4814.4602 | 4681.4469
| 4944.2989 | 4792.7037 | 4790 | 4814.4079 | 4681.3255
| 4944.2877 | 4792.4382 | 4790 | 4814.3451 | 4681.2985
| 4944.2358 | 4792.2802 | 4789 | 4814.2917 | 4681.0446
| 4944.0519 | 4792.213 | 4789 | 4814.0862 | 4680.7351
| 4943.9841 | 4792.2122 | 4789 | 4814.0085 | 4680.7012
| 4943.9308 | 4792.0908 | 4789 | 4813.9297 | 4680.5928
| 4943.769 | 4792.0853 | 4789 | 4813.7795 | 4680.5703
| 4943.6165 | 4791.8451 | 4789 | 4813.6821 | 4680.4934
| 4943.5184 | 4791.6954 | 4789 | 4813.6617 | 4680.2292
| 4943.4311 | 4791.4845 | 4788 | 4813.4518 | 4680.2128
| 4943.2458 | 4791.3745 | 4788 | 4813.4501 | 4680.2088
| 4943.0261 | 4791.3545 | 4788 | 4813.349 | 4679.8249
| 4942.9884 | 4791.3539 | 4788 | 4813.2023 | 4679.8112
| 4942.8239 | 4791.2348 | 4788 | 4813.0856 | 4679.6496
| 4942.5967 | 4791.2251 | 4787 | 4813.0703 | 4679.5873
| 4942.5814 | 4791.1305 | 4787 | 4813.0677 | 4679.5416
| 4942.5564 | 4791.1081 | 4787 | 4812.6942 | 4679.2033
| 4942.4046 | 4791.0969 | 4787 | 4812.5989 | 4679.1919
| 4942.0018 | 4790.9212 | 4787 | 4812.5688 | 4679.0288
| 4941.9455 | 4790.8382 | 4787 | 4812.5237 | 4678.9458
| 4941.774 | 4790.8365 | 4787 | 4812.4689 | 4678.9303
| 4941.7355 | 4790.6737 | 4787 | 4812.4379 | 4678.7777
| 4941.3704 | 4790.558 | 4787 | 4812.2218 | 4678.702
| 4941.2801 | 4790.5316 | 4787 | 4812.1888 | 4678.5619
| 4941.2275 | 4790.5108 | 4787 | 4812.1408 | 4678.366
| 4941.1855 | 4790.2553 | 4787 | 4811.9514 | 4678.3393
| 4941.0383 | 4790.0955 | 4787 | 4811.8593 | 4677.9612
| 4941.0305 | 4789.9924 | 4786 | 4811.8046 | 4677.912
| 4940.9173 | 4789.9355 | 4786 | 4811.7684 | 4677.6557
| 4940.9078 | 4789.8422 | 4786 | 4811.6938 | 4677.5058
| 4940.764 | 4789.8358 | 4786 | 4811.6593 | 4677.4555
| 4940.5647 | 4789.5756 | 4786 | 4811.5267 | 4677.3301
| 4940.5586 | 4789.1611 | 4786 | 4811.4787 | 4677.2694
| 4940.5503 | 4789.1607 | 4786 | 4811.4383 | 4677.1586
| 4940.4472 | 4789.1454 | 4786 | 4811.3967 | 4676.937
| 4940.3686 | 4789.0229 | 4785 | 4811.2776 | 4676.7901
| 4940.3663 | 4788.9994 | 4785 | 4811.2217 | 4676.6424
| 4940.3399 | 4788.9664 | 4785 | 4811.1989 | 4676.4218
| 4939.8473 | 4788.8506 | 4785 | 4810.8276 | 4676.3545
| 4939.6781 | 4788.8184 | 4785 | 4810.8188 | 4676.3508
| 4939.6506 | 4788.7452 | 4785 | 4810.5872 | 4675.8719
| 4939.4906 | 4788.5642 | 4785 | 4810.5084 | 4675.8609
| 4939.3495 | 4788.5413 | 4785 | 4810.4837 | 4675.7392
| 4939.0454 | 4788.4325 | 4785 | 4810.442 | 4675.7367
| 4938.984 | 4788.4221 | 4785 | 4810.4211 | 4675.7324
| 4938.8992 | 4788.3779 | 4785 | 4810.3627 | 4675.7298
| 4938.8048 | 4788.1661 | 4785 | 4810.3366 | 4675.5643
| 4938.6817 | 4788.1092 | 4784 | 4810.2374 | 4675.468
| 4938.6785 | 4787.8801 | 4784 | 4810.0926 | 4675.4382
| 4938.5374 | 4787.7992 | 4784 | 4810.07 | 4675.4125
| 4938.27 | 4787.792 | 4784 | 4809.7709 | 4675.2584
| 4938.1401 | 4787.7807 | 4784 | 4809.4241 | 4675.0295
| 4938.0614 | 4787.7579 | 4784 | 4809.3596 | 4674.9655
| 4937.6092 | 4787.7353 | 4784 | 4809.3344 | 4674.5206
| 4937.5611 | 4787.432 | 4784 | 4809.145 | 4674.3949
| 4937.102 | 4787.2139 | 4784 | 4808.8278 | 4674.0985
| 4936.9784 | 4787.1264 | 4784 | 4808.7737 | 4674.0047
| 4936.9122 | 4787.1048 | 4784 | 4808.7522 | 4673.6841
| 4936.85 | 4787.0354 | 4784 | 4808.6402 | 4673.6722
| 4936.5269 | 4786.8631 | 4784 | 4808.4803 | 4673.1557
| 4936.2012 | 4786.7183 | 4783 | 4808.4759 | 4673.1325
| 4936.1218 | 4786.5551 | 4783 | 4808.3505 | 4673.0122
| 4936.0196 | 4786.5488 | 4783 | 4808.2442 | 4672.7002
| 4935.9872 | 4786.5201 | 4783 | 4807.8077 | 4672.6496
| 4935.9106 | 4786.4924 | 4782 | 4807.7855 | 4672.6401
| 4935.8744 | 4786.3115 | 4782 | 4807.7598 | 4672.6226
| 4935.7587 | 4786.0904 | 4782 | 4807.7535 | 4672.6164
| 4935.6836 | 4786.046 | 4781 | 4807.6981 | 4672.4148
| 4935.5164 | 4785.976 | 4781 | 4807.5576 | 4671.8357
| 4935.4522 | 4785.9028 | 4781 | 4807.5005 | 4671.7264
| 4935.24 | 4785.8232 | 4781 | 4807.358 | 4671.7105
| 4935.1528 | 4785.6664 | 4781 | 4807.3575 | 4671.4495
| 4935.0717 | 4785.617 | 4781 | 4807.211 | 4671.3885
| 4935.0226 | 4785.4923 | 4781 | 4807.1288 | 4671.3686
| 4934.9097 | 4785.3084 | 4781 | 4806.9477 | 4671.3369
| 4934.7353 | 4785.2286 | 4781 | 4806.6109 | 4671.3066
| 4934.692 | 4784.9207 | 4781 | 4806.6075 | 4670.9685
| 4934.6171 | 4784.7209 | 4781 | 4806.4853 | 4670.7813
| 4934.4628 | 4784.5982 | 4780 | 4806.1811 | 4670.5958
| 4934.2731 | 4784.5682 | 4780 | 4806.0731 | 4670.4084
| 4934.2601 | 4784.4947 | 4780 | 4806.0001 | 4670.2386
| 4934.2204 | 4784.4389 | 4780 | 4805.9311 | 4670.0804
| 4934.1969 | 4784.3494 | 4780 | 4805.9078 | 4669.9611
| 4934.0994 | 4784.2143 | 4780 | 4805.8447 | 4669.7304
| 4933.9745 | 4784.1548 | 4780 | 4805.8119 | 4669.436
| 4933.9551 | 4784.0092 | 4780 | 4805.4573 | 4669.3608
| 4933.9405 | 4783.8689 | 4779 | 4805.4236 | 4668.9867
| 4933.7667 | 4783.8251 | 4779 | 4805.4149 | 4668.88
| 4933.7468 | 4783.816 | 4779 | 4805.243 | 4668.8298
| 4933.5119 | 4783.6298 | 4779 | 4805.2154 | 4668.7051
| 4933.4714 | 4783.6019 | 4779 | 4804.9765 | 4668.6652
| 4933.3367 | 4783.5875 | 4779 | 4804.896 | 4668.4437
| 4933.2587 | 4783.3811 | 4779 | 4804.8564 | 4668.3211
| 4933.1391 | 4783.3478 | 4779 | 4804.8399 | 4668.3054
| 4932.9585 | 4783.2758 | 4779 | 4804.7058 | 4668.286
| 4932.8047 | 4783.2355 | 4779 | 4804.7045 | 4668.208
| 4932.7532 | 4783.1007 | 4779 | 4804.4081 | 4668.1472
| 4932.3636 | 4782.9557 | 4778 | 4804.3728 | 4667.8515
| 4932.2922 | 4782.724 | 4778 | 4804.3629 | 4667.7676
| 4932.1642 | 4782.374 | 4778 | 4804.3088 | 4667.7288
| 4932.0331 | 4782.2135 | 4778 | 4804.1684 | 4667.4573
| 4931.9027 | 4782.1736 | 4778 | 4803.9551 | 4667.1891
| 4931.8925 | 4781.9128 | 4778 | 4803.9425 | 4667.1449
| 4931.8736 | 4781.9071 | 4778 | 4803.855 | 4667.1161
| 4931.8354 | 4781.6524 | 4778 | 4803.6551 | 4667.0004
| 4931.7351 | 4781.6006 | 4778 | 4803.4745 | 4666.6623
| 4931.6777 | 4781.5929 | 4778 | 4803.3076 | 4666.5273
| 4931.1079 | 4781.4046 | 4778 | 4803.2705 | 4666.4309
| 4931.0274 | 4781.3579 | 4777 | 4803.0806 | 4666.3321
| 4930.8058 | 4781.3342 | 4777 | 4803.0226 | 4666.0753
| 4930.7826 | 4781.3043 | 4777 | 4802.9027 | 4666.0157
| 4930.7159 | 4781.2922 | 4777 | 4802.8879 | 4665.962
| 4930.573 | 4781.2459 | 4777 | 4802.8065 | 4665.886
| 4930.1293 | 4781.2166 | 4777 | 4802.7601 | 4665.7617
| 4930.0102 | 4781.0321 | 4777 | 4802.6515 | 4665.2412
| 4929.9614 | 4780.9794 | 4777 | 4802.6269 | 4665.2364
| 4929.957 | 4780.9259 | 4777 | 4802.6207 | 4665.0835
| 4929.9095 | 4780.8942 | 4776 | 4802.3483 | 4664.9207
| 4929.891 | 4780.7816 | 4776 | 4802.2488 | 4664.8229
| 4929.3249 | 4780.7114 | 4776 | 4802.2066 | 4664.8116
| 4929.2399 | 4780.6434 | 4776 | 4802.1867 | 4664.784
| 4929.1933 | 4780.5542 | 4776 | 4802.1112 | 4664.5605
| 4929.166 | 4780.3931 | 4776 | 4802.0284 | 4664.3313
| 4929.1455 | 4779.9089 | 4776 | 4801.6079 | 4664.3091
| 4929.116 | 4779.8032 | 4776 | 4801.4251 | 4663.9125
| 4929.0624 | 4779.7784 | 4776 | 4801.3513 | 4663.6623
| 4929.0594 | 4779.7623 | 4776 | 4801.192 | 4663.4712
| 4929.0313 | 4779.2795 | 4776 | 4801.1111 | 4663.2954
| 4928.8522 | 4779.2313 | 4776 | 4801.0883 | 4663.2777
| 4928.8287 | 4779.2124 | 4776 | 4801.0869 | 4663.158
| 4928.5395 | 4779.0662 | 4776 | 4800.7781 | 4662.9665
| 4928.5249 | 4779.0371 | 4776 | 4800.7632 | 4662.9561
| 4928.4758 | 4778.9804 | 4776 | 4800.5124 | 4662.9526
| 4928.2489 | 4778.7983 | 4776 | 4800.3511 | 4662.9326
| 4927.7005 | 4778.746 | 4776 | 4800.2809 | 4662.7802
| 4927.6159 | 4778.6865 | 4775 | 4800.2087 | 4662.5366
| 4927.5621 | 4778.6287 | 4775 | 4800.1884 | 4662.2737
| 4927.3695 | 4778.5268 | 4775 | 4800.1687 | 4662.1294
| 4927.3044 | 4778.1785 | 4775 | 4800.1251 | 4661.999
| 4927.2446 | 4777.8157 | 4775 | 4799.9105 | 4661.9049
| 4927.1652 | 4777.8076 | 4775 | 4799.8599 | 4661.9019
| 4927.1505 | 4777.7052 | 4775 | 4799.7626 | 4661.8672
| 4927.1405 | 4777.6766 | 4775 | 4799.6227 | 4661.6157
| 4926.9091 | 4777.5858 | 4774 | 4798.9758 | 4661.5776
| 4926.8713 | 4777.4048 | 4774 | 4798.9572 | 4661.5423
| 4926.779 | 4777.3595 | 4774 | 4798.8352 | 4661.1831
| 4926.692 | 4777.2062 | 4774 | 4798.7596 | 4661.1371
| 4926.517 | 4777.1976 | 4774 | 4798.6171 | 4661.1085
| 4926.4853 | 4777.1542 | 4774 | 4798.6165 | 4661.0826
| 4926.3627 | 4776.9292 | 4774 | 4798.4046 | 4660.8536
| 4926.3585 | 4776.7091 | 4773 | 4798.3652 | 4660.7727
| 4926.3283 | 4776.6869 | 4773 | 4798.2778 | 4660.5318
| 4926.3071 | 4776.3854 | 4773 | 4798.2692 | 4660.4307
| 4926.3031 | 4776.3538 | 4773 | 4798.2575 | 4660.1408
| 4925.9707 | 4776.318 | 4773 | 4798.1858 | 4660.0315
| 4925.9203 | 4776.1731 | 4773 | 4797.8664 | 4659.8286
| 4925.687 | 4776.0561 | 4773 | 4797.847 | 4659.6694
| 4925.6044 | 4775.9546 | 4773 | 4797.8381 | 4659.4272
| 4925.3331 | 4775.7973 | 4772 | 4797.8309 | 4659.4089
| 4925.2258 | 4775.5857 | 4772 | 4797.7608 | 4659.3865
| 4925.0337 | 4775.3595 | 4772 | 4797.6299 | 4659.3622
| 4924.9601 | 4775.2537 | 4772 | 4797.5517 | 4659.259
| 4924.7846 | 4775.1786 | 4772 | 4797.3406 | 4659.2208
| 4924.7551 | 4774.857 | 4772 | 4797.27 | 4658.7682
| 4924.7351 | 4774.791 | 4772 | 4797.2662 | 4658.5812
| 4924.7194 | 4774.5951 | 4772 | 4797.2656 | 4658.5592
| 4924.6707 | 4774.5043 | 4772 | 4797.2265 | 4658.5064
| 4924.6521 | 4774.3799 | 4771 | 4797.157 | 4658.2796
| 4924.6156 | 4774.3289 | 4771 | 4797.0579 | 4658.2168
| 4924.3687 | 4774.1648 | 4771 | 4796.9344 | 4658.1397
| 4924.2026 | 4774.0682 | 4771 | 4796.9266 | 4658.0873
| 4923.9051 | 4773.93 | 4771 | 4796.8112 | 4657.8386
| 4923.8392 | 4773.8601 | 4771 | 4796.7079 | 4657.7847
| 4923.8196 | 4773.8196 | 4771 | 4796.5156 | 4657.6786
| 4923.7753 | 4773.8042 | 4771 | 4796.4846 | 4657.5025
| 4923.7484 | 4773.779 | 4771 | 4796.4624 | 4657.2597
| 4923.7447 | 4773.4103 | 4771 | 4796.1245 | 4657.1419
| 4923.6563 | 4773.3511 | 4771 | 4796.0022 | 4657.0658
| 4923.5097 | 4773.1229 | 4771 | 4795.886 | 4656.9032
| 4923.4607 | 4772.9789 | 4770 | 4795.7432 | 4656.8573
| 4923.4283 | 4772.9697 | 4770 | 4795.7326 | 4656.684
| 4923.1749 | 4772.8883 | 4770 | 4795.6659 | 4656.6429
| 4923.0532 | 4772.8431 | 4770 | 4795.5729 | 4656.6283
| 4923.0466 | 4772.8285 | 4770 | 4795.4811 | 4656.4627
| 4922.7042 | 4772.6916 | 4770 | 4795.3934 | 4656.0861
| 4922.6488 | 4772.6577 | 4770 | 4795.1146 | 4655.983
| 4922.5315 | 4772.5163 | 4770 | 4794.9453 | 4655.615
| 4922.4969 | 4772.4428 | 4770 | 4794.908 | 4655.5512
| 4922.4349 | 4772.3268 | 4770 | 4794.8439 | 4655.4132
| 4922.325 | 4772.2526 | 4770 | 4794.513 | 4655.4044
| 4922.0972 | 4772.2006 | 4769 | 4794.397 | 4655.3886
| 4921.9423 | 4772.069 | 4769 | 4794.2553 | 4655.2756
| 4921.8238 | 4772.0328 | 4769 | 4794.082 | 4655.1616
| 4921.773 | 4771.8617 | 4769 | 4794.0475 | 4655.1354
| 4921.7686 | 4771.706 | 4769 | 4793.9979 | 4655.0543
| 4921.7388 | 4771.6236 | 4768 | 4793.9409 | 4655.0114
| 4921.6139 | 4771.5862 | 4768 | 4793.8632 | 4654.7333
| 4921.6092 | 4771.5592 | 4768 | 4793.6567 | 4654.2505
| 4921.5831 | 4771.5313 | 4768 | 4793.6332 | 4654.0957
| 4921.5674 | 4771.5235 | 4768 | 4793.624 | 4654.0041
| 4921.322 | 4771.0853 | 4768 | 4793.5939 | 4653.8961
| 4921.292 | 4770.9021 | 4768 | 4793.5782 | 4653.5623
| 4921.194 | 4770.8008 | 4768 | 4793.3313 | 4653.4889
| 4921.1844 | 4770.4834 | 4768 | 4793.1824 | 4652.7781
| 4921.1639 | 4770.4042 | 4767 | 4792.9575 | 4652.775
| 4921.049 | 4770.2515 | 4767 | 4792.8166 | 4652.6773
| 4920.9635 | 4770.1009 | 4767 | 4792.8148 | 4652.5015
| 4920.8455 | 4770.0916 | 4767 | 4792.6813 | 4652.4155
| 4920.6672 | 4769.9836 | 4767 | 4792.6362 | 4652.4058
| 4920.5707 | 4769.9431 | 4767 | 4792.626 | 4652.218
| 4920.5277 | 4769.9093 | 4767 | 4792.5477 | 4652.0037
| 4920.5124 | 4769.8725 | 4767 | 4792.4198 | 4651.9635
| 4919.9399 | 4769.8708 | 4767 | 4792.3613 | 4651.6883
| 4919.8593 | 4769.7447 | 4766 | 4791.8462 | 4651.4016
| 4919.8422 | 4769.6474 | 4766 | 4791.7988 | 4651.3558
| 4919.7741 | 4769.6255 | 4766 | 4791.7278 | 4651.1418
| 4919.7192 | 4769.5944 | 4766 | 4791.7254 | 4651.0137
| 4919.6665 | 4769.0629 | 4766 | 4791.6949 | 4650.9108
| 4919.5495 | 4768.7759 | 4766 | 4791.6771 | 4650.8556
| 4919.4119 | 4768.7146 | 4766 | 4791.5606 | 4650.7831
| 4919.3284 | 4768.6531 | 4766 | 4791.4296 | 4650.7367
| 4919.2665 | 4768.6511 | 4766 | 4791.0376 | 4650.7326
| 4919.1751 | 4768.5743 | 4766 | 4790.8949 | 4650.6362
| 4919.0977 | 4768.4442 | 4766 | 4790.8906 | 4650.3216
| 4919.0589 | 4768.2861 | 4766 | 4790.6742 | 4650.3126
| 4919.0242 | 4768.2569 | 4766 | 4790.3801 | 4650.2933
| 4919.0019 | 4768.0905 | 4766 | 4790.3583 | 4650.1332
| 4918.8808 | 4768.0483 | 4765 | 4790.1538 | 4650.0976
| 4918.8482 | 4768.043 | 4765 | 4790.0652 | 4650.0067
| 4918.6293 | 4767.9598 | 4765 | 4789.9492 | 4649.9673
| 4918.6272 | 4767.8401 | 4765 | 4789.9237 | 4649.8659
| 4918.5503 | 4767.7759 | 4765 | 4789.8971 | 4649.7228
| 4918.5434 | 4767.1109 | 4765 | 4789.8888 | 4649.6393
| 4918.375 | 4766.8228 | 4764 | 4789.7211 | 4649.5398
| 4918.3652 | 4766.8021 | 4764 | 4789.5022 | 4649.477
| 4918.2258 | 4766.7948 | 4764 | 4789.4318 | 4649.3543
| 4918.1683 | 4766.6946 | 4764 | 4789.3765 | 4648.9853
| 4917.972 | 4766.4704 | 4764 | 4789.2333 | 4648.5055
| 4917.9242 | 4766.2741 | 4764 | 4788.9584 | 4648.4553
| 4917.8752 | 4766.2567 | 4764 | 4788.9364 | 4648.2581
| 4916.8297 | 4766.1262 | 4764 | 4788.5372 | 4648.2517
| 4916.7213 | 4766.0107 | 4764 | 4787.9011 | 4648.2112
| 4916.6987 | 4766.0088 | 4764 | 4787.7427 | 4648.2039
| 4916.684 | 4765.9896 | 4764 | 4787.5749 | 4648.0892
| 4916.6542 | 4765.7141 | 4763 | 4787.4905 | 4647.9469
| 4916.5039 | 4765.544 | 4763 | 4787.4295 | 4647.8431
| 4916.4129 | 4765.4913 | 4763 | 4787.3022 | 4647.5731
| 4916.0614 | 4765.2231 | 4763 | 4787.1691 | 4647.2197
| 4916.0173 | 4765.0289 | 4763 | 4787.0384 | 4646.9295
| 4915.927 | 4764.9719 | 4763 | 4786.9871 | 4646.8274
| 4915.8805 | 4764.9633 | 4763 | 4786.7602 | 4646.7519
| 4915.7485 | 4764.8546 | 4762 | 4786.6177 | 4646.7214
| 4915.4211 | 4764.4253 | 4762 | 4786.5952 | 4646.713
| 4915.2448 | 4764.2139 | 4762 | 4786.2197 | 4646.5926
| 4915.1455 | 4764.1586 | 4762 | 4786.0231 | 4646.3355
| 4915.0104 | 4764.0706 | 4762 | 4785.8461 | 4645.6618
| 4914.9386 | 4763.7026 | 4762 | 4785.764 | 4645.6105
| 4914.8501 | 4763.4028 | 4762 | 4785.7058 | 4645.5986
| 4914.4016 | 4763.3326 | 4762 | 4785.3889 | 4645.4072
| 4914.3565 | 4763.3127 | 4762 | 4785.3349 | 4645.4032
| 4914.2197 | 4763.0978 | 4762 | 4785.2258 | 4645.0548
| 4913.7544 | 4762.8884 | 4762 | 4784.9919 | 4644.7379
| 4913.6016 | 4762.6918 | 4761 | 4784.9899 | 4644.701
| 4913.5974 | 4762.5764 | 4761 | 4784.8811 | 4644.5504
| 4913.4379 | 4762.5668 | 4761 | 4784.8303 | 4644.3076
| 4913.4202 | 4762.5582 | 4761 | 4784.6275 | 4643.9904
| 4913.2789 | 4762.502 | 4761 | 4784.4016 | 4643.9267
| 4913.2018 | 4762.3609 | 4761 | 4783.9715 | 4643.847
| 4913.0652 | 4762.354 | 4761 | 4783.8293 | 4643.8005
| 4913.0297 | 4762.3333 | 4761 | 4783.7108 | 4643.4651
| 4912.864 | 4762.3245 | 4761 | 4783.7077 | 4643.4457
| 4912.8394 | 4762.2617 | 4760 | 4783.6303 | 4643.3303
| 4912.4524 | 4761.9118 | 4760 | 4783.5413 | 4643.2722
| 4912.3875 | 4761.8237 | 4760 | 4783.4818 | 4643.2669
| 4912.2691 | 4761.7554 | 4760 | 4783.4213 | 4643.1661
| 4912.2283 | 4761.737 | 4760 | 4783.3211 | 4642.9333
| 4912.1926 | 4761.4833 | 4760 | 4783.1296 | 4642.7423
| 4912.0569 | 4761.3734 | 4760 | 4783.1235 | 4642.5316
| 4911.9174 | 4761.148 | 4760 | 4783.0631 | 4642.2972
| 4911.7199 | 4760.6864 | 4760 | 4783.0169 | 4642.125
| 4911.7068 | 4760.5508 | 4760 | 4782.8577 | 4642.0917
| 4911.6146 | 4760.526 | 4760 | 4782.7663 | 4642.0453
| 4911.5967 | 4760.4307 | 4760 | 4782.7538 | 4641.9635
| 4911.3453 | 4760.4021 | 4760 | 4782.5265 | 4641.6683
| 4911.0996 | 4760.3704 | 4760 | 4782.466 | 4641.5832
| 4910.8949 | 4760.2854 | 4759 | 4782.4145 | 4641.5105
| 4910.754 | 4760.2441 | 4759 | 4782.2217 | 4641.4786
| 4910.5228 | 4760.1922 | 4759 | 4782.1496 | 4641.2755
| 4910.4333 | 4760.114 | 4759 | 4782.0532 | 4641.1247
| 4910.3873 | 4760.09 | 4759 | 4782.0116 | 4640.7211
| 4910.2343 | 4760.0562 | 4759 | 4781.9828 | 4640.2412
| 4910.1945 | 4759.958 | 4759 | 4781.4812 | 4639.8056
| 4910.1133 | 4759.9035 | 4759 | 4781.2917 | 4639.7952
| 4910.0874 | 4759.861 | 4758 | 4781.2159 | 4639.6815
| 4909.8811 | 4759.3825 | 4758 | 4781.2131 | 4639.5136
| 4909.7046 | 4759.3686 | 4758 | 4780.977 | 4639.3825
| 4909.5959 | 4759.2709 | 4758 | 4780.9192 | 4639.3394
| 4909.3396 | 4759.2299 | 4758 | 4780.6005 | 4639.3323
| 4909.3051 | 4759.1532 | 4758 | 4780.4168 | 4639.3219
| 4909.2932 | 4759.0208 | 4758 | 4780.3637 | 4639.1771
| 4909.282 | 4758.5365 | 4758 | 4780.2313 | 4639.0895
| 4909.2445 | 4758.4097 | 4757 | 4780.0195 | 4638.8943
| 4909.1426 | 4758.3044 | 4757 | 4779.9247 | 4638.8662
| 4908.6626 | 4758.2663 | 4757 | 4779.9125 | 4638.79
| 4908.5882 | 4758.2655 | 4757 | 4779.911 | 4638.77
| 4908.4527 | 4758.2605 | 4757 | 4779.9086 | 4638.6465
| 4908.4069 | 4758.2086 | 4757 | 4779.7912 | 4638.5505
| 4907.9568 | 4758.1893 | 4757 | 4779.6178 | 4638.3608
| 4907.8601 | 4758.1857 | 4757 | 4779.5604 | 4638.1509
| 4907.7364 | 4758.1249 | 4757 | 4779.5292 | 4637.6909
| 4907.5323 | 4757.9253 | 4757 | 4779.4465 | 4637.6891
| 4907.498 | 4757.9129 | 4757 | 4779.134 | 4637.635
| 4907.4962 | 4757.9069 | 4757 | 4778.9934 | 4637.5023
| 4907.4675 | 4757.8751 | 4757 | 4778.9204 | 4637.4639
| 4907.2657 | 4757.8689 | 4756 | 4778.8707 | 4637.3466
| 4907.0913 | 4757.8382 | 4756 | 4778.8503 | 4637.2856
| 4907.0118 | 4757.7929 | 4756 | 4778.8394 | 4637.1083
| 4906.9933 | 4757.7759 | 4756 | 4778.7209 | 4636.9155
| 4906.8416 | 4757.6618 | 4756 | 4778.4817 | 4636.9099
| 4906.7611 | 4757.6092 | 4756 | 4778.4678 | 4636.898
| 4906.6763 | 4757.3641 | 4756 | 4778.3762 | 4636.8711
| 4906.6477 | 4757.3524 | 4755 | 4778.3571 | 4636.7549
| 4906.5395 | 4757.2966 | 4755 | 4778.1903 | 4636.5765
| 4906.499 | 4757.2624 | 4755 | 4778.1713 | 4636.0088
| 4906.4249 | 4757.0234 | 4755 | 4778.1596 | 4636.0072
| 4906.3502 | 4756.9717 | 4755 | 4778.0014 | 4635.9279
| 4906.3191 | 4756.5984 | 4755 | 4777.8298 | 4635.8756
| 4906.31 | 4756.5721 | 4755 | 4777.8091 | 4635.7038
| 4906.08 | 4756.4017 | 4755 | 4777.7513 | 4635.5975
| 4906.0339 | 4756.2581 | 4754 | 4777.6828 | 4635.5615
| 4905.9584 | 4756.2097 | 4754 | 4777.606 | 4635.4641
| 4905.8752 | 4756.1948 | 4754 | 4777.5888 | 4635.1999
| 4905.8416 | 4755.9949 | 4754 | 4777.541 | 4635.1642
| 4905.5611 | 4755.9224 | 4754 | 4777.5321 | 4635.1598
| 4905.2766 | 4755.9055 | 4754 | 4777.3453 | 4635.1372
| 4905.1231 | 4755.8217 | 4754 | 4777.3013 | 4634.9699
| 4904.5545 | 4755.7005 | 4754 | 4777.0334 | 4634.9459
| 4904.5328 | 4755.4554 | 4754 | 4776.9614 | 4634.9344
| 4904.4274 | 4755.4081 | 4754 | 4776.9554 | 4634.9183
| 4904.4183 | 4755.3637 | 4754 | 4776.9481 | 4634.7309
| 4904.3589 | 4755.263 | 4754 | 4776.9165 | 4634.721
| 4904.2275 | 4755.1253 | 4754 | 4776.9087 | 4634.2326
| 4903.8708 | 4755.0588 | 4754 | 4776.8628 | 4634.108
| 4903.5582 | 4754.8524 | 4754 | 4776.6863 | 4634.0999
| 4903.4007 | 4754.6771 | 4753 | 4776.6297 | 4633.8642
| 4903.307 | 4754.6658 | 4753 | 4776.5748 | 4633.8495
| 4903.2936 | 4754.6455 | 4753 | 4776.5058 | 4633.7589
| 4903.1169 | 4754.5112 | 4753 | 4776.2561 | 4633.086
| 4902.934 | 4754.2602 | 4753 | 4776.0805 | 4632.8979
| 4902.8214 | 4754.1607 | 4753 | 4776.0427 | 4632.5091
| 4902.7402 | 4754.0679 | 4753 | 4776.0353 | 4632.3293
| 4902.6448 | 4754.0043 | 4753 | 4776.0245 | 4632.2684
| 4902.6372 | 4753.9792 | 4753 | 4775.9659 | 4632.2658
| 4902.6005 | 4753.7917 | 4753 | 4775.8742 | 4632.1314
| 4902.4074 | 4753.765 | 4752 | 4775.8433 | 4631.961
| 4902.3661 | 4753.6131 | 4752 | 4775.5112 | 4631.8716
| 4902.1268 | 4753.3387 | 4752 | 4775.1456 | 4631.8279
| 4902.0713 | 4753.3249 | 4752 | 4774.8209 | 4631.7598
| 4902.0285 | 4753.2242 | 4752 | 4774.4944 | 4631.112
| 4902.0181 | 4753.0844 | 4752 | 4774.3129 | 4630.2973
| 4901.9581 | 4752.9381 | 4752 | 4774.2579 | 4630.1764
| 4901.9275 | 4752.6937 | 4752 | 4774.0751 | 4630.1594
| 4901.8264 | 4752.5987 | 4752 | 4773.7453 | 4629.8871
| 4901.5949 | 4752.5945 | 4752 | 4773.7168 | 4629.758
| 4901.4434 | 4752.5182 | 4752 | 4773.6547 | 4629.6209
| 4901.3939 | 4752.4887 | 4752 | 4773.6276 | 4629.5927
| 4901.124 | 4752.3796 | 4751 | 4773.5731 | 4629.4683
| 4900.9122 | 4752.3752 | 4751 | 4773.5715 | 4628.8905
| 4900.8861 | 4752.2113 | 4751 | 4773.3054 | 4628.8661
| 4900.7582 | 4752.142 | 4751 | 4773.2855 | 4628.6157
| 4900.6618 | 4752.0631 | 4751 | 4773.1973 | 4628.561
| 4900.2859 | 4751.9854 | 4751 | 4772.7886 | 4628.4992
| 4900.0076 | 4751.8749 | 4751 | 4772.7819 | 4628.4347
| 4899.9829 | 4751.7807 | 4751 | 4772.7727 | 4628.336
| 4899.5926 | 4751.7751 | 4751 | 4772.7495 | 4628.3302
| 4899.583 | 4751.6407 | 4751 | 4772.6527 | 4628.2398
| 4899.5816 | 4751.5551 | 4751 | 4772.6054 | 4628.038
| 4899.4773 | 4751.5242 | 4750 | 4772.5012 | 4628.0376
| 4899.1703 | 4751.4866 | 4750 | 4772.4966 | 4627.6301
| 4899.1204 | 4751.3811 | 4750 | 4772.4018 | 4627.4691
| 4899.0235 | 4751.1541 | 4750 | 4772.2928 | 4627.3913
| 4898.883 | 4750.8564 | 4750 | 4772.2548 | 4626.6809
| 4898.8789 | 4750.7133 | 4749 | 4771.8987 | 4626.6291
| 4898.8774 | 4750.3933 | 4749 | 4771.5121 | 4626.3077
| 4898.8522 | 4750.3002 | 4749 | 4771.4304 | 4626.2284
| 4898.6481 | 4750.29 | 4749 | 4771.2886 | 4626.0704
| 4898.4932 | 4750.2693 | 4749 | 4771.1845 | 4625.9957
| 4898.0623 | 4750.2325 | 4749 | 4771.1363 | 4625.774
| 4897.9112 | 4750.2165 | 4749 | 4771.0534 | 4625.7201
| 4897.8288 | 4750.1499 | 4749 | 4770.9621 | 4625.6874
| 4897.757 | 4750.1356 | 4749 | 4770.9561 | 4625.5652
| 4897.654 | 4750.0474 | 4749 | 4770.9528 | 4625.0482
| 4897.6482 | 4750.0156 | 4749 | 4770.7319 | 4624.7351
| 4897.4638 | 4749.9022 | 4749 | 4770.5016 | 4624.1324
| 4897.4476 | 4749.8719 | 4748 | 4770.4764 | 4624.0262
| 4897.1044 | 4749.819 | 4748 | 4770.3361 | 4623.9099
| 4897.088 | 4749.7982 | 4748 | 4770.2783 | 4623.8865
| 4897.0545 | 4749.5497 | 4748 | 4770.1611 | 4623.7794
| 4896.657 | 4749.4602 | 4748 | 4770.0602 | 4623.4175
| 4896.6295 | 4749.3827 | 4748 | 4770.059 | 4623.2217
| 4896.6079 | 4749.3286 | 4748 | 4769.9526 | 4623.1694
| 4896.5366 | 4749.295 | 4748 | 4769.9433 | 4623.0502
| 4896.3536 | 4749.2028 | 4748 | 4769.9189 | 4623.0458
| 4896.2226 | 4749.155 | 4747 | 4769.8973 | 4622.998
| 4896.1443 | 4749.1246 | 4747 | 4769.8828 | 4622.7808
| 4896.0986 | 4749.0468 | 4747 | 4769.6581 | 4622.6995
| 4895.9528 | 4748.9629 | 4747 | 4769.5504 | 4622.4512
| 4895.9018 | 4748.8731 | 4747 | 4769.4393 | 4622.4343
| 4895.8229 | 4748.7537 | 4747 | 4769.1153 | 4622.3619
| 4895.5433 | 4748.6709 | 4747 | 4769.0719 | 4622.2974
| 4895.5108 | 4748.4426 | 4747 | 4768.8233 | 4622.1817
| 4895.4408 | 4748.4221 | 4747 | 4768.8049 | 4621.8041
| 4895.2446 | 4748.36 | 4747 | 4768.7017 | 4621.7276
| 4895.2232 | 4748.2571 | 4746 | 4768.6426 | 4621.7235
| 4895.1323 | 4747.9343 | 4746 | 4768.6363 | 4621.5342
| 4895.0466 | 4747.3928 | 4746 | 4768.601 | 4621.5235
| 4894.9189 | 4747.0329 | 4746 | 4768.4596 | 4621.4427
| 4894.8987 | 4747.0309 | 4746 | 4768.2209 | 4621.4303
| 4894.8641 | 4746.8411 | 4746 | 4768.0839 | 4621.0884
| 4894.7732 | 4746.8295 | 4746 | 4767.9065 | 4621.0572
| 4894.757 | 4746.665 | 4746 | 4767.7128 | 4620.9123
| 4894.6916 | 4746.5988 | 4746 | 4767.6299 | 4620.7309
| 4894.4315 | 4746.5539 | 4746 | 4767.6142 | 4619.8972
| 4894.4109 | 4746.5064 | 4746 | 4767.4501 | 4619.8909
| 4894.3754 | 4746.4084 | 4746 | 4767.2176 | 4619.8797
| 4894.3577 | 4746.3824 | 4746 | 4767.2037 | 4619.8166
| 4894.1974 | 4746.3028 | 4746 | 4767.1746 | 4619.7016
| 4894.0965 | 4745.7103 | 4745 | 4767.086 | 4619.6599
| 4894.0903 | 4745.6213 | 4745 | 4766.9331 | 4619.652
| 4893.9191 | 4745.6165 | 4745 | 4766.3285 | 4619.6353
| 4893.7217 | 4745.4536 | 4745 | 4766.2953 | 4619.551
| 4893.6242 | 4745.3594 | 4745 | 4766.2619 | 4619.5441
| 4893.5622 | 4745.22 | 4744 | 4766.1711 | 4619.2904
| 4893.5315 | 4745.2028 | 4744 | 4766.0765 | 4619.2064
| 4893.4975 | 4745.1581 | 4744 | 4766.0686 | 4619.0822
| 4893.4593 | 4744.5985 | 4744 | 4766.0561 | 4618.8232
| 4893.4318 | 4744.5863 | 4744 | 4765.9107 | 4618.8165
| 4893.2974 | 4744.4892 | 4744 | 4765.4216 | 4618.5431
| 4893.2957 | 4744.4541 | 4744 | 4765.3453 | 4618.2168
| 4893.2495 | 4744.4216 | 4744 | 4765.096 | 4618.0634
| 4892.834 | 4744.3457 | 4744 | 4765.0607 | 4617.5643
| 4892.7508 | 4744.3222 | 4744 | 4764.9379 | 4617.4247
| 4892.7062 | 4744.142 | 4744 | 4764.7294 | 4617.3353
| 4892.605 | 4743.7869 | 4744 | 4764.5554 | 4617.124
| 4892.5043 | 4743.7798 | 4744 | 4764.53 | 4617.0919
| 4892.4492 | 4743.7571 | 4744 | 4764.5035 | 4617.0443
| 4892.4311 | 4743.4473 | 4743 | 4764.2416 | 4616.9045
| 4892.3008 | 4743.3667 | 4743 | 4764.1161 | 4616.8908
| 4892.1583 | 4743.0247 | 4743 | 4764.0804 | 4616.881
| 4892.0895 | 4743.01 | 4743 | 4763.9523 | 4616.542
| 4892.087 | 4742.9196 | 4743 | 4763.8348 | 4616.2808
| 4892.0197 | 4742.76 | 4743 | 4763.7758 | 4616.1706
| 4891.6621 | 4742.3315 | 4743 | 4763.6956 | 4616.163
| 4891.5764 | 4742.278 | 4743 | 4763.4573 | 4616.1098
| 4891.5371 | 4742.2395 | 4742 | 4763.4462 | 4615.6792
| 4891.4895 | 4742.1134 | 4742 | 4763.373 | 4615.605
| 4891.376 | 4742.0557 | 4742 | 4763.1816 | 4615.4231
| 4891.2389 | 4741.9113 | 4742 | 4763.0288 | 4615.2563
| 4891.0407 | 4741.9075 | 4742 | 4762.999 | 4615.2245
| 4890.9765 | 4741.8922 | 4742 | 4762.8956 | 4615.2038
| 4890.839 | 4741.7118 | 4741 | 4762.6503 | 4615.1498
| 4890.552 | 4741.6274 | 4741 | 4762.5394 | 4614.8136
| 4890.5173 | 4741.4381 | 4741 | 4762.4852 | 4614.7232
| 4890.398 | 4741.2121 | 4741 | 4762.2297 | 4614.2405
| 4890.2961 | 4741.1164 | 4741 | 4762.1361 | 4614.109
| 4890.2456 | 4740.8632 | 4741 | 4761.8522 | 4613.8479
| 4890.1511 | 4740.4984 | 4741 | 4761.7312 | 4613.826
| 4890.078 | 4740.3457 | 4741 | 4761.6413 | 4613.5499
| 4890.0593 | 4740.1827 | 4740 | 4761.3346 | 4613.2913
| 4889.9541 | 4740.0876 | 4740 | 4761.207 | 4613.2413
| 4889.8589 | 4739.9687 | 4740 | 4761.0945 | 4613.2369
| 4889.6645 | 4739.9046 | 4740 | 4760.9265 | 4612.7655
| 4889.5168 | 4739.8168 | 4740 | 4760.7943 | 4612.7068
| 4889.3646 | 4739.8147 | 4740 | 4760.6853 | 4612.6885
| 4889.2242 | 4739.4621 | 4740 | 4760.5018 | 4612.1355
| 4889.1446 | 4739.4191 | 4740 | 4760.2962 | 4612.1276
| 4889.0484 | 4739.0233 | 4740 | 4759.7367 | 4612.1232
| 4888.8673 | 4738.9636 | 4740 | 4759.5128 | 4611.7077
| 4888.861 | 4738.871 | 4740 | 4759.4406 | 4611.6345
| 4888.7867 | 4738.8663 | 4740 | 4759.2865 | 4611.6094
| 4888.7862 | 4738.7087 | 4740 | 4759.21 | 4611.4359
| 4888.6178 | 4738.4501 | 4739 | 4758.8816 | 4611.2247
| 4888.576 | 4738.3007 | 4739 | 4758.8189 | 4611.0672
| 4888.3527 | 4738.1449 | 4739 | 4758.7473 | 4610.9972
| 4888.336 | 4738.0308 | 4739 | 4758.6259 | 4610.9637
| 4888.3216 | 4737.8244 | 4739 | 4758.4829 | 4610.9311
| 4888.3014 | 4737.8132 | 4739 | 4758.3598 | 4610.8434
| 4888.2588 | 4737.7813 | 4739 | 4758.2991 | 4610.7374
| 4888.1769 | 4737.7338 | 4738 | 4758.2831 | 4610.3456
| 4888.0864 | 4737.6412 | 4738 | 4758.0889 | 4610.3147
| 4887.9326 | 4737.6376 | 4738 | 4757.7561 | 4609.8478
| 4887.9004 | 4737.5933 | 4738 | 4757.5872 | 4609.3886
| 4887.7626 | 4737.5584 | 4738 | 4757.5141 | 4609.2598
| 4887.7158 | 4737.451 | 4738 | 4757.4565 | 4609.161
| 4887.5292 | 4737.4226 | 4738 | 4757.449 | 4609.0786
| 4887.3015 | 4737.3293 | 4738 | 4757.3862 | 4608.9887
| 4887.176 | 4736.8803 | 4738 | 4757.2792 | 4608.7635
| 4887.0934 | 4736.786 | 4738 | 4757.0724 | 4608.7483
| 4887.0901 | 4736.6285 | 4737 | 4757.0528 | 4608.6962
| 4886.7722 | 4736.4507 | 4737 | 4757.0038 | 4608.2896
| 4886.6783 | 4736.4298 | 4737 | 4756.909 | 4608.2322
| 4886.2162 | 4736.3553 | 4737 | 4756.8106 | 4608.1802
| 4886.1724 | 4736.1536 | 4737 | 4756.7938 | 4607.8422
| 4886.0853 | 4735.9724 | 4737 | 4756.562 | 4607.7316
| 4886.0713 | 4735.3943 | 4737 | 4756.5505 | 4607.6403
| 4886.0644 | 4735.0713 | 4737 | 4756.4429 | 4607.3757
| 4886.0339 | 4734.9956 | 4736 | 4756.3578 | 4607.1066
| 4886.0306 | 4734.9924 | 4736 | 4756.2813 | 4607.0618
| 4885.8279 | 4734.9205 | 4736 | 4756.1196 | 4606.8106
| 4885.7291 | 4734.6653 | 4736 | 4756.0684 | 4606.4098
| 4885.5735 | 4734.662 | 4736 | 4756.0614 | 4606.3882
| 4885.4808 | 4734.6577 | 4736 | 4755.9961 | 4606.365
| 4885.3117 | 4734.6168 | 4735 | 4755.7465 | 4606.3373
| 4885.3001 | 4734.3616 | 4735 | 4755.6804 | 4606.3082
| 4885.2841 | 4734.3597 | 4735 | 4755.6298 | 4606.2488
| 4885.0893 | 4734.3348 | 4735 | 4755.6278 | 4606.2081
| 4885.0512 | 4734.3084 | 4735 | 4755.3418 | 4606.1631
| 4884.5284 | 4734.2322 | 4735 | 4755.0433 | 4605.9104
| 4884.5272 | 4734.2023 | 4735 | 4755.0182 | 4605.7852
| 4884.4339 | 4734.1297 | 4735 | 4754.8974 | 4605.7428
| 4884.349 | 4734.1015 | 4735 | 4754.7341 | 4605.0795
| 4884.2216 | 4733.9883 | 4735 | 4754.6041 | 4604.6774
| 4884.1849 | 4733.862 | 4734 | 4754.3032 | 4604.6521
| 4884.0972 | 4733.8036 | 4734 | 4754.281 | 4604.1157
| 4883.6285 | 4733.7982 | 4734 | 4754.2605 | 4604.1044
| 4883.6212 | 4733.7342 | 4734 | 4754.2184 | 4603.9139
| 4883.5193 | 4733.5839 | 4734 | 4754.1284 | 4603.9137
| 4883.3953 | 4733.3665 | 4734 | 4754.107 | 4603.8938
| 4883.32 | 4733.0177 | 4734 | 4753.7215 | 4603.8237
| 4883.2674 | 4732.9849 | 4734 | 4753.5823 | 4603.739
| 4882.9692 | 4732.9798 | 4734 | 4753.5355 | 4603.6149
| 4882.4523 | 4732.9605 | 4733 | 4753.4176 | 4603.4627
| 4882.4059 | 4732.9349 | 4733 | 4753.2409 | 4603.3836
| 4882.27 | 4732.9259 | 4733 | 4753.1117 | 4603.0394
| 4882.2308 | 4732.777 | 4733 | 4753.0406 | 4602.9369
| 4881.6459 | 4732.735 | 4733 | 4752.9686 | 4602.7912
| 4881.5637 | 4732.7164 | 4733 | 4752.9547 | 4602.5471
| 4881.5486 | 4732.4915 | 4733 | 4752.5874 | 4602.5244
| 4881.2376 | 4732.3865 | 4733 | 4752.55 | 4602.3788
| 4881.222 | 4732.258 | 4733 | 4752.3826 | 4602.2615
| 4881.1515 | 4732.1089 | 4733 | 4752.3319 | 4602.1243
| 4881.034 | 4731.7211 | 4732 | 4752.199 | 4602.1218
| 4880.9934 | 4731.7175 | 4732 | 4752.0019 | 4602.1006
| 4880.8758 | 4731.6381 | 4732 | 4751.8503 | 4602.0176
| 4880.849 | 4731.3521 | 4732 | 4751.7498 | 4601.9733
| 4880.8082 | 4731.3066 | 4731 | 4751.5535 | 4601.9487
| 4880.402 | 4731.2365 | 4731 | 4751.4046 | 4601.6334
| 4880.2587 | 4731.0982 | 4731 | 4751.3559 | 4601.5933
| 4880.2297 | 4730.8747 | 4731 | 4750.8322 | 4601.5792
| 4880.2154 | 4730.6002 | 4731 | 4750.4872 | 4601.5634
| 4880.198 | 4730.5515 | 4731 | 4750.2864 | 4601.1332
| 4880.173 | 4730.4986 | 4731 | 4749.963 | 4601.0524
| 4880.1091 | 4730.4835 | 4731 | 4749.9301 | 4600.8989
| 4880.0931 | 4730.4136 | 4731 | 4749.892 | 4600.8309
| 4880.0049 | 4730.2952 | 4731 | 4749.8885 | 4600.8233
| 4879.9406 | 4730.18 | 4730 | 4749.8203 | 4600.7231
| 4879.883 | 4730.0817 | 4730 | 4749.8091 | 4600.627
| 4879.6817 | 4729.8143 | 4730 | 4749.6383 | 4600.1713
| 4879.6767 | 4729.7738 | 4730 | 4749.5613 | 4600.0956
| 4879.5441 | 4728.8936 | 4730 | 4749.5418 | 4599.8981
| 4879.3953 | 4728.851 | 4729 | 4749.4006 | 4599.7077
| 4879.3846 | 4728.8341 | 4729 | 4749.3194 | 4599.5366
| 4879.3499 | 4728.8123 | 4729 | 4748.7931 | 4599.3625
| 4879.2661 | 4728.7188 | 4729 | 4748.7669 | 4599.3253
| 4878.8481 | 4728.6787 | 4729 | 4748.7278 | 4599.1754
| 4878.7708 | 4728.5768 | 4729 | 4748.6254 | 4599.0106
| 4878.7486 | 4728.3125 | 4729 | 4748.607 | 4599.0027
| 4878.4395 | 4728.3118 | 4729 | 4748.5183 | 4598.9114
| 4878.3652 | 4728.227 | 4729 | 4748.4142 | 4598.5704
| 4878.3518 | 4728.1929 | 4729 | 4748.1419 | 4598.4153
| 4878.345 | 4728.1244 | 4729 | 4748.0149 | 4598.3036
| 4878.2227 | 4728.0822 | 4729 | 4747.9883 | 4597.892
| 4877.683 | 4727.913 | 4729 | 4747.9594 | 4597.6902
| 4877.6669 | 4727.8963 | 4729 | 4747.9031 | 4597.6273
| 4877.5857 | 4727.8219 | 4729 | 4747.7217 | 4596.9599
| 4877.5327 | 4727.6171 | 4728 | 4747.0395 | 4596.6527
| 4877.5179 | 4727.5327 | 4728 | 4746.9361 | 4596.5845
| 4877.3736 | 4727.3499 | 4728 | 4746.6798 | 4595.7743
| 4877.1695 | 4727.0682 | 4728 | 4746.6294 | 4595.3875
| 4876.9662 | 4726.9665 | 4728 | 4746.5661 | 4595.1357
| 4876.8901 | 4726.9582 | 4727 | 4746.3609 | 4594.5142
| 4876.8776 | 4726.9226 | 4727 | 4746.2966 | 4594.295
| 4876.7201 | 4726.8769 | 4727 | 4746.0439 | 4594.1248
| 4876.3957 | 4726.8339 | 4727 | 4746.0259 | 4594.0345
| 4876.2827 | 4726.7753 | 4727 | 4745.8025 | 4593.6323
| 4876.2416 | 4726.7398 | 4727 | 4745.7415 | 4593.5394
| 4875.9385 | 4726.594 | 4726 | 4745.7151 | 4593.4728
| 4875.9047 | 4726.5353 | 4726 | 4745.6627 | 4593.147
| 4875.7517 | 4726.5245 | 4726 | 4745.3694 | 4593.0247
| 4875.7362 | 4726.4777 | 4726 | 4745.2923 | 4592.9373
| 4875.6912 | 4726.4122 | 4726 | 4744.8608 | 4592.7069
| 4875.4795 | 4726.3998 | 4725 | 4744.7728 | 4592.4799
| 4875.4778 | 4726.2537 | 4725 | 4744.7085 | 4592.2258
| 4875.4458 | 4726.2392 | 4725 | 4744.4489 | 4592.1398
| 4875.3454 | 4726.2172 | 4725 | 4744.1507 | 4592.1057
| 4875.2249 | 4726.1581 | 4725 | 4743.8992 | 4592.0639
| 4875.1845 | 4726.1492 | 4725 | 4743.8919 | 4591.9867
| 4875.0679 | 4726.1406 | 4725 | 4743.854 | 4591.9462
| 4875.0173 | 4726.0852 | 4725 | 4743.6114 | 4591.9338
| 4875.0134 | 4725.9388 | 4725 | 4743.547 | 4591.7324
| 4874.885 | 4725.9349 | 4725 | 4743.5141 | 4591.5835
| 4874.725 | 4725.8392 | 4725 | 4743.4039 | 4591.5297
| 4874.6172 | 4725.7558 | 4725 | 4743.3959 | 4591.4048
| 4874.5955 | 4725.6578 | 4724 | 4743.3237 | 4590.9905
| 4874.5834 | 4725.3641 | 4724 | 4743.2292 | 4590.8906
| 4874.3068 | 4725.08 | 4724 | 4743.1523 | 4590.6888
| 4874.1074 | 4724.6171 | 4724 | 4742.733 | 4590.3956
| 4874.0114 | 4724.2448 | 4724 | 4742.705 | 4590.3948
| 4873.7887 | 4724.1964 | 4724 | 4742.6675 | 4590.2974
| 4873.6876 | 4724.1428 | 4724 | 4742.509 | 4590.1664
| 4873.6058 | 4724.048 | 4724 | 4742.4935 | 4590.0539
| 4873.3365 | 4723.9904 | 4723 | 4742.3516 | 4589.9367
| 4873.3097 | 4723.6511 | 4723 | 4742.2749 | 4589.4591
| 4873.2419 | 4723.6325 | 4723 | 4742.1075 | 4589.4441
| 4873.2153 | 4723.5827 | 4723 | 4742.0143 | 4589.2511
| 4873.108 | 4723.5281 | 4723 | 4741.9337 | 4589.0336
| 4872.8392 | 4723.4732 | 4722 | 4741.9164 | 4588.183
| 4872.6991 | 4723.4276 | 4722 | 4741.7292 | 4587.8696
| 4872.6286 | 4723.4171 | 4721 | 4741.7206 | 4587.6163
| 4872.2239 | 4723.2851 | 4721 | 4741.5527 | 4587.3097
| 4872.1326 | 4723.2813 | 4721 | 4741.4345 | 4587.199
| 4872.1027 | 4723.2361 | 4721 | 4741.3584 | 4587.1077
| 4872.0401 | 4723.0391 | 4721 | 4741.0643 | 4586.9847
| 4872.0396 | 4722.9712 | 4721 | 4741.0411 | 4586.8998
| 4871.9266 | 4722.7724 | 4721 | 4740.9407 | 4586.8133
| 4871.7322 | 4722.7451 | 4721 | 4740.5578 | 4586.7787
| 4871.6215 | 4722.6709 | 4720 | 4740.5253 | 4586.3959
| 4871.5444 | 4722.625 | 4720 | 4740.39 | 4586.3528
| 4871.4738 | 4722.6094 | 4720 | 4740.1897 | 4585.5527
| 4871.4595 | 4722.5633 | 4720 | 4740.0119 | 4585.4585
| 4871.2523 | 4722.4973 | 4720 | 4740.0075 | 4585.4255
| 4871.2315 | 4722.2673 | 4720 | 4739.9505 | 4585.3835
| 4870.9991 | 4722.2503 | 4720 | 4739.9445 | 4585.3568
| 4870.9661 | 4722.1839 | 4720 | 4739.9301 | 4585.3152
| 4870.9424 | 4722.1798 | 4720 | 4739.6128 | 4585.2621
| 4870.6892 | 4722.1094 | 4720 | 4739.2361 | 4585.2295
| 4870.5917 | 4722.0606 | 4720 | 4739.1943 | 4585.0196
| 4870.4244 | 4721.9358 | 4720 | 4739.1176 | 4584.9304
| 4870.3626 | 4721.9334 | 4720 | 4738.8844 | 4584.8636
| 4870.3541 | 4721.6449 | 4719 | 4738.8672 | 4584.8523
| 4870.1944 | 4721.4479 | 4719 | 4738.5869 | 4584.8449
| 4870.1897 | 4721.3608 | 4719 | 4738.3936 | 4584.4194
| 4870.1471 | 4721.2091 | 4719 | 4737.7442 | 4584.33
| 4870.0047 | 4720.9268 | 4719 | 4737.645 | 4584.3012
| 4869.6613 | 4720.8959 | 4719 | 4737.6011 | 4584.0249
| 4869.5453 | 4720.8705 | 4718 | 4737.5534 | 4583.7529
| 4869.3385 | 4720.6991 | 4718 | 4737.4293 | 4583.4484
| 4869.0887 | 4720.6935 | 4718 | 4737.3302 | 4583.3677
| 4869.0725 | 4720.585 | 4718 | 4737.2971 | 4583.3673
| 4868.8348 | 4720.5245 | 4718 | 4737.2499 | 4583.1916
| 4868.6279 | 4720.4027 | 4718 | 4737.2183 | 4583.1521
| 4868.627 | 4720.3081 | 4718 | 4737.1942 | 4583.1173
| 4868.4978 | 4720.2857 | 4718 | 4737.0406 | 4583.002
| 4868.2901 | 4720.241 | 4718 | 4736.9961 | 4582.9253
| 4868.1686 | 4720.2089 | 4718 | 4736.9561 | 4582.7702
| 4868.1419 | 4720.1706 | 4718 | 4736.8681 | 4582.5695
| 4868.118 | 4720.1366 | 4718 | 4736.8499 | 4582.3393
| 4867.8324 | 4719.7454 | 4718 | 4736.7227 | 4582.1524
| 4867.6225 | 4719.6772 | 4718 | 4736.7159 | 4582.0922
| 4867.5473 | 4719.2801 | 4718 | 4736.4452 | 4582.0176
| 4867.4113 | 4719.2337 | 4718 | 4736.2349 | 4581.6241
| 4867.338 | 4719.1995 | 4718 | 4736.149 | 4580.8386
| 4867.2804 | 4719.0069 | 4717 | 4736.0486 | 4580.6862
| 4867.2525 | 4718.8966 | 4717 | 4735.9058 | 4580.2551
| 4867.1509 | 4718.8399 | 4717 | 4735.8079 | 4579.9604
| 4866.7405 | 4718.6408 | 4717 | 4735.7656 | 4579.8486
| 4866.7386 | 4718.354 | 4716 | 4735.6981 | 4579.72
| 4866.7066 | 4718.3388 | 4716 | 4735.6818 | 4579.5923
| 4866.592 | 4718.2363 | 4716 | 4735.5468 | 4579.1994
| 4866.3466 | 4718.2215 | 4716 | 4735.4131 | 4579.0945
| 4866.2883 | 4718.0851 | 4716 | 4735.3244 | 4579.0433
| 4866.1545 | 4717.9047 | 4716 | 4735.0238 | 4578.9743
| 4866.011 | 4717.8745 | 4716 | 4734.9168 | 4578.939
| 4865.9721 | 4717.7925 | 4716 | 4734.8715 | 4578.7567
| 4865.7279 | 4717.7227 | 4715 | 4734.7492 | 4578.3985
| 4865.6006 | 4717.702 | 4715 | 4734.7429 | 4578.3401
| 4865.5651 | 4717.596 | 4715 | 4734.6811 | 4577.8342
| 4865.5176 | 4717.581 | 4715 | 4734.595 | 4577.6795
| 4865.3387 | 4717.5441 | 4715 | 4734.4498 | 4577.4149
| 4865.2896 | 4717.5063 | 4715 | 4734.3778 | 4577.3853
| 4865.0918 | 4717.3445 | 4715 | 4734.3552 | 4577.2673
| 4865.0604 | 4717.2835 | 4715 | 4734.2422 | 4577.047
| 4864.8325 | 4717.255 | 4715 | 4733.9902 | 4576.5243
| 4864.8285 | 4717.0924 | 4715 | 4733.9013 | 4576.3121
| 4864.8138 | 4716.987 | 4715 | 4733.3644 | 4576.268
| 4864.743 | 4716.8729 | 4715 | 4733.2622 | 4576.2529
| 4864.7407 | 4716.8635 | 4714 | 4732.9525 | 4576.1083
| 4864.7127 | 4716.7974 | 4714 | 4732.8543 | 4575.9819
| 4864.6474 | 4716.7323 | 4714 | 4732.7895 | 4575.9455
| 4864.5306 | 4716.5416 | 4714 | 4732.6054 | 4575.7792
| 4864.4595 | 4716.424 | 4714 | 4732.3872 | 4575.4445
| 4864.4502 | 4716.3589 | 4714 | 4732.2667 | 4575.4108
| 4864.4193 | 4716.2953 | 4714 | 4732.1704 | 4575.3725
| 4864.3098 | 4716.2542 | 4714 | 4732.0932 | 4575.2761
| 4864.303 | 4716.2344 | 4714 | 4732.065 | 4575.2627
| 4864.2639 | 4716.218 | 4714 | 4732.0625 | 4575.1875
| 4864.0479 | 4716.1724 | 4714 | 4732.049 | 4574.9503
| 4863.8594 | 4715.7826 | 4713 | 4731.7246 | 4574.3458
| 4863.8168 | 4715.699 | 4713 | 4731.6729 | 4574.321
| 4863.7817 | 4715.6769 | 4713 | 4731.3309 | 4574.303
| 4863.3505 | 4715.5743 | 4713 | 4730.9384 | 4574.2173
| 4863.2342 | 4715.5019 | 4713 | 4730.9072 | 4574.0214
| 4863.2303 | 4715.4385 | 4713 | 4730.7861 | 4573.5386
| 4863.2014 | 4715.1564 | 4713 | 4730.5857 | 4573.4248
| 4863.0651 | 4714.9998 | 4713 | 4730.2944 | 4573.3625
| 4863.0245 | 4714.8579 | 4713 | 4730.2505 | 4573.3576
| 4863.0174 | 4714.7256 | 4712 | 4730.2387 | 4573.3067
| 4862.9347 | 4714.5306 | 4712 | 4730.0925 | 4572.9869
| 4862.887 | 4714.3713 | 4712 | 4729.977 | 4572.9635
| 4862.7939 | 4714.3093 | 4712 | 4729.7356 | 4572.7453
| 4862.7645 | 4714.1978 | 4712 | 4729.6315 | 4572.411
| 4862.6261 | 4714.1499 | 4712 | 4729.6056 | 4572.3752
| 4862.5382 | 4713.9421 | 4712 | 4729.596 | 4572.3075
| 4862.499 | 4713.8882 | 4712 | 4729.5798 | 4572.25
| 4862.4705 | 4713.6813 | 4712 | 4729.4902 | 4572.204
| 4862.3039 | 4713.5588 | 4712 | 4729.4879 | 4572.0434
| 4862.279 | 4713.2797 | 4712 | 4729.3005 | 4571.9942
| 4862.1466 | 4713.0095 | 4712 | 4729.1863 | 4571.9869
| 4862.0703 | 4712.9828 | 4711 | 4728.9424 | 4571.8345
| 4862.008 | 4712.7775 | 4711 | 4728.7936 | 4571.7535
| 4861.8045 | 4712.5495 | 4711 | 4728.7207 | 4571.736
| 4861.6636 | 4712.53 | 4711 | 4728.6603 | 4571.4874
| 4861.3249 | 4712.3972 | 4711 | 4728.5143 | 4571.4318
| 4861.1566 | 4712.3564 | 4711 | 4728.4109 | 4571.3334
| 4861.0481 | 4712.2301 | 4711 | 4728.2595 | 4571.2818
| 4860.9125 | 4712.0827 | 4711 | 4728.2003 | 4571.2644
| 4860.7491 | 4712.0776 | 4711 | 4728.1363 | 4570.7332
| 4860.5223 | 4711.9543 | 4711 | 4728.0461 | 4570.713
| 4860.0998 | 4711.6503 | 4711 | 4728.0425 | 4570.6625
| 4859.9329 | 4711.5351 | 4711 | 4727.8979 | 4570.3527
| 4859.7796 | 4711.4461 | 4711 | 4727.8793 | 4569.9799
| 4859.7292 | 4711.4134 | 4710 | 4727.7907 | 4569.6128
| 4859.1032 | 4711.3627 | 4710 | 4727.7262 | 4569.5087
| 4858.8171 | 4711.2531 | 4710 | 4727.6501 | 4569.1383
| 4858.813 | 4711.2499 | 4710 | 4727.4783 | 4569.0763
| 4858.704 | 4711.2486 | 4709 | 4727.3376 | 4568.5448
| 4858.4522 | 4711.239 | 4709 | 4727.2177 | 4568.5248
| 4858.381 | 4711.2282 | 4709 | 4727.1535 | 4568.2614
| 4858.3471 | 4710.8955 | 4709 | 4727.1386 | 4568.0968
| 4858.3388 | 4710.751 | 4709 | 4726.9919 | 4568.0363
| 4858.1613 | 4710.709 | 4709 | 4726.7301 | 4567.635
| 4858.0863 | 4710.6211 | 4709 | 4726.7192 | 4566.911
| 4857.9336 | 4710.5523 | 4708 | 4726.678 | 4566.6418
| 4857.6654 | 4710.4928 | 4708 | 4726.6675 | 4566.5761
| 4857.6163 | 4710.4833 | 4708 | 4726.6075 | 4566.2631
| 4857.5095 | 4710.3218 | 4708 | 4726.482 | 4566.1983
| 4857.437 | 4710.3096 | 4708 | 4726.2164 | 4566.1771
| 4857.3008 | 4710.1345 | 4707 | 4726.0756 | 4566.001
| 4857.2582 | 4710.038 | 4707 | 4726.0406 | 4565.6081
| 4856.8984 | 4709.9529 | 4707 | 4725.9774 | 4565.3888
| 4856.7405 | 4709.7672 | 4707 | 4725.9298 | 4565.2548
| 4856.6921 | 4709.7487 | 4707 | 4725.8462 | 4564.6647
| 4856.3883 | 4709.6358 | 4707 | 4725.7572 | 4564.5572
| 4856.3714 | 4709.5909 | 4707 | 4725.6751 | 4564.4151
| 4856.2731 | 4709.5046 | 4707 | 4725.6718 | 4564.4041
| 4856.1319 | 4709.0652 | 4706 | 4725.6416 | 4564.3213
| 4855.5339 | 4709.0379 | 4706 | 4725.5125 | 4564.1747
| 4855.4163 | 4708.6148 | 4706 | 4725.5089 | 4564.0783
| 4855.4084 | 4708.5957 | 4706 | 4725.4484 | 4563.6459
| 4855.1014 | 4708.3915 | 4706 | 4725.2644 | 4563.5208
| 4855.0887 | 4708.3488 | 4705 | 4725.2582 | 4562.9853
| 4854.9175 | 4708.2522 | 4705 | 4725.1894 | 4562.606
| 4854.9 | 4708.2393 | 4705 | 4725.1571 | 4562.5245
| 4854.84 | 4708.1323 | 4705 | 4725.1338 | 4562.1118
| 4854.8063 | 4708.1234 | 4705 | 4725.0153 | 4562.0461
| 4854.7797 | 4708.0134 | 4705 | 4724.8698 | 4561.8984
| 4854.7079 | 4707.912 | 4705 | 4724.8052 | 4561.5212
| 4854.7008 | 4707.8196 | 4705 | 4724.595 | 4561.2669
| 4854.6164 | 4707.7912 | 4704 | 4724.2147 | 4561.2502
| 4854.576 | 4707.7872 | 4704 | 4724.1382 | 4561.186
| 4854.5539 | 4707.7334 | 4704 | 4724.1313 | 4561.1762
| 4854.5027 | 4707.5795 | 4704 | 4724.0271 | 4560.8977
| 4854.4643 | 4707.5195 | 4704 | 4723.8772 | 4560.6283
| 4854.4317 | 4707.457 | 4704 | 4723.5715 | 4560.4375
| 4854.417 | 4707.4338 | 4704 | 4723.5656 | 4559.9329
| 4854.2041 | 4707.3839 | 4704 | 4723.4619 | 4559.3673
| 4854.1917 | 4707.1969 | 4704 | 4723.2989 | 4558.1588
| 4854.0774 | 4707.1113 | 4704 | 4723.246 | 4557.9467
| 4853.9443 | 4707.0315 | 4704 | 4723.1898 | 4557.6624
| 4853.8596 | 4706.9928 | 4704 | 4722.9632 | 4557.2618
| 4853.8125 | 4706.9059 | 4703 | 4722.8343 | 4556.7446
| 4853.7537 | 4706.9004 | 4703 | 4722.3351 | 4556.6642
| 4853.1988 | 4706.795 | 4703 | 4722.3124 | 4556.6199
| 4852.8971 | 4706.7854 | 4703 | 4722.0761 | 4556.574
| 4852.8313 | 4706.3736 | 4703 | 4721.9486 | 4556.3634
| 4852.8053 | 4706.359 | 4703 | 4721.881 | 4556.3383
| 4852.3916 | 4706.3205 | 4702 | 4721.8751 | 4556.1396
| 4852.2643 | 4706.2263 | 4702 | 4721.7674 | 4556.1335
| 4852.2183 | 4706.1675 | 4702 | 4721.7643 | 4555.8608
| 4852.1759 | 4706.097 | 4702 | 4721.7109 | 4555.5928
| 4852.1253 | 4706.0553 | 4702 | 4721.6567 | 4555.4134
| 4852.0365 | 4705.9933 | 4702 | 4721.4141 | 4555.3068
| 4851.9662 | 4705.9846 | 4701 | 4721.3439 | 4555.2557
| 4851.7084 | 4705.7411 | 4701 | 4721.2583 | 4554.7758
| 4851.6844 | 4705.5989 | 4701 | 4721.2309 | 4554.4099
| 4851.461 | 4705.1939 | 4701 | 4721.0333 | 4554.3535
| 4851.1207 | 4704.9363 | 4701 | 4721.0152 | 4554.2178
| 4851.0877 | 4704.8883 | 4701 | 4720.8091 | 4554.2024
| 4850.8365 | 4704.7959 | 4701 | 4720.7563 | 4553.9569
| 4850.7567 | 4704.7767 | 4701 | 4720.4354 | 4553.9274
| 4850.7005 | 4704.5713 | 4701 | 4720.4069 | 4553.7439
| 4850.6705 | 4704.4369 | 4701 | 4720.354 | 4553.1044
| 4850.2629 | 4704.2713 | 4701 | 4720.2825 | 4552.8331
| 4850.1649 | 4704.223 | 4701 | 4720.2657 | 4552.7119
| 4850.1277 | 4704.1403 | 4700 | 4720.2638 | 4552.6828
| 4849.9346 | 4704.1251 | 4700 | 4720.2487 | 4552.4142
| 4849.839 | 4703.8053 | 4700 | 4719.7956 | 4552.176
| 4849.5468 | 4703.7361 | 4700 | 4719.7941 | 4551.9596
| 4849.4474 | 4703.7178 | 4700 | 4719.7663 | 4551.9086
| 4849.1663 | 4703.5593 | 4700 | 4719.7405 | 4551.7178
| 4848.9529 | 4703.3641 | 4700 | 4719.6022 | 4551.3194
| 4848.8628 | 4703.2704 | 4700 | 4719.2938 | 4551.2501
| 4848.8025 | 4703.2514 | 4700 | 4719.1255 | 4550.9813
| 4848.7889 | 4703.2432 | 4700 | 4718.9692 | 4550.8815
| 4848.763 | 4703.1224 | 4699 | 4718.8719 | 4550.5694
| 4848.6896 | 4702.6731 | 4699 | 4718.849 | 4550.3383
| 4848.6607 | 4702.2712 | 4699 | 4718.8014 | 4550.2553
| 4848.6409 | 4702.149 | 4699 | 4718.7613 | 4549.9953
| 4848.4552 | 4702.0062 | 4699 | 4718.6101 | 4549.9377
| 4848.439 | 4701.9654 | 4699 | 4718.3571 | 4549.8891
| 4848.4013 | 4701.8132 | 4698 | 4718.2346 | 4549.8236
| 4847.9734 | 4701.5702 | 4698 | 4718.1266 | 4549.4885
| 4847.8741 | 4701.5238 | 4698 | 4717.9403 | 4549.0195
| 4847.6169 | 4701.1465 | 4698 | 4717.9312 | 4548.7997
| 4847.438 | 4701.0178 | 4698 | 4717.7622 | 4548.6915
| 4847.4068 | 4700.9226 | 4698 | 4717.5748 | 4548.2614
| 4847.2227 | 4700.8037 | 4698 | 4717.4295 | 4548.1259
| 4847.1709 | 4700.6011 | 4698 | 4717.4161 | 4548.0278
| 4846.7923 | 4700.4582 | 4698 | 4717.1939 | 4547.9969
| 4846.6643 | 4700.4289 | 4697 | 4717.0939 | 4547.9879
| 4846.6154 | 4700.355 | 4697 | 4716.736 | 4547.9294
| 4846.2363 | 4700.2348 | 4697 | 4716.4834 | 4547.6354
| 4845.8036 | 4699.9619 | 4697 | 4716.2673 | 4547.361
| 4845.7571 | 4699.9292 | 4697 | 4715.8417 | 4546.8855
| 4845.7147 | 4699.7734 | 4697 | 4715.7615 | 4546.7677
| 4845.6694 | 4699.6423 | 4697 | 4715.7111 | 4545.9704
| 4845.582 | 4699.4659 | 4697 | 4715.5044 | 4545.8834
| 4845.477 | 4699.3309 | 4696 | 4715.3865 | 4545.7257
| 4845.4515 | 4699.2921 | 4696 | 4715.306 | 4545.6735
| 4845.4039 | 4699.2408 | 4696 | 4715.0055 | 4545.6124
| 4845.3739 | 4699.1864 | 4696 | 4714.9799 | 4545.3682
| 4845.3624 | 4699.093 | 4696 | 4714.8363 | 4545.226
| 4844.9847 | 4698.9868 | 4696 | 4714.5719 | 4545.1729
| 4844.8789 | 4698.9131 | 4696 | 4714.2848 | 4545.0868
| 4844.7189 | 4698.911 | 4696 | 4714.2788 | 4544.9186
| 4844.623 | 4698.8739 | 4695 | 4714.1921 | 4544.8794
| 4844.5555 | 4698.7919 | 4695 | 4713.9357 | 4544.8614
| 4844.5528 | 4698.5619 | 4695 | 4713.915 | 4544.7391
| 4844.5297 | 4697.9214 | 4695 | 4713.6852 | 4544.4409
| 4844.1099 | 4697.8805 | 4695 | 4713.6011 | 4544.0039
| 4843.8642 | 4697.8199 | 4695 | 4713.5631 | 4543.7479
| 4843.8245 | 4697.8135 | 4695 | 4713.25 | 4543.5363
| 4843.7481 | 4697.7983 | 4695 | 4713.2193 | 4543.52
| 4843.7065 | 4697.6521 | 4695 | 4713.2048 | 4543.1089
| 4843.7047 | 4697.6494 | 4695 | 4712.9704 | 4542.9648
| 4843.4298 | 4697.4193 | 4695 | 4712.9109 | 4542.7405
| 4843.2069 | 4697.416 | 4694 | 4712.7585 | 4542.3849
| 4843.1768 | 4697.4097 | 4694 | 4712.5374 | 4542.1528
| 4843.1343 | 4697.2239 | 4694 | 4712.3206 | 4541.964
| 4843.1162 | 4697.204 | 4694 | 4712.2884 | 4541.7352
| 4843.1034 | 4697.1903 | 4694 | 4711.8473 | 4541.3467
| 4842.8415 | 4697.1638 | 4694 | 4711.8245 | 4541.2577
| 4842.7274 | 4696.8291 | 4694 | 4711.6494 | 4540.7237
| 4842.6372 | 4696.8183 | 4694 | 4711.5939 | 4540.6757
| 4842.5661 | 4696.8038 | 4694 | 4711.5128 | 4540.484
| 4842.4834 | 4696.6808 | 4694 | 4711.4861 | 4540.3773
| 4842.464 | 4696.6675 | 4694 | 4711.4716 | 4540.3499
| 4842.4274 | 4696.666 | 4694 | 4711.4104 | 4539.9526
| 4842.4009 | 4696.2467 | 4694 | 4711.3104 | 4539.9054
| 4842.3985 | 4696.1937 | 4694 | 4711.1611 | 4539.7083
| 4842.1131 | 4696.0964 | 4694 | 4711.0125 | 4539.4448
| 4842.0479 | 4696.0935 | 4693 | 4710.6349 | 4538.9673
| 4842.0096 | 4695.9432 | 4693 | 4710.6052 | 4538.306
| 4841.7839 | 4695.8109 | 4693 | 4710.3165 | 4538.097
| 4841.7759 | 4695.8013 | 4693 | 4710.3001 | 4537.4665
| 4841.7262 | 4695.6568 | 4692 | 4710.2749 | 4537.4538
| 4841.7188 | 4695.5911 | 4692 | 4710.1038 | 4537.0694
| 4841.5082 | 4695.5871 | 4692 | 4710.0404 | 4536.7308
| 4841.4576 | 4695.4839 | 4692 | 4709.9455 | 4536.2895
| 4841.4161 | 4695.262 | 4692 | 4709.8131 | 4536.2712
| 4841.3951 | 4695.2358 | 4692 | 4709.6682 | 4536.1861
| 4840.8947 | 4695.1093 | 4692 | 4709.5929 | 4535.9092
| 4840.7969 | 4694.8294 | 4692 | 4709.4456 | 4535.4696
| 4840.6603 | 4694.7911 | 4692 | 4709.4178 | 4535.2449
| 4840.5994 | 4694.7031 | 4692 | 4709.3324 | 4535.1239
| 4840.5258 | 4694.699 | 4691 | 4709.327 | 4535.0356
| 4840.5197 | 4694.6352 | 4691 | 4709.1311 | 4534.9426
| 4840.491 | 4694.6236 | 4691 | 4708.9539 | 4534.5362
| 4840.4342 | 4694.5371 | 4691 | 4708.7584 | 4534.2986
| 4840.3221 | 4694.4238 | 4691 | 4708.7375 | 4533.7864
| 4840.0915 | 4694.2701 | 4691 | 4708.6489 | 4533.7711
| 4840.0636 | 4694.2204 | 4691 | 4708.5453 | 4533.5158
| 4840.0149 | 4694.1991 | 4691 | 4708.4631 | 4533.1994
| 4839.8571 | 4693.8015 | 4690 | 4708.4514 | 4533.161
| 4839.8211 | 4693.7732 | 4690 | 4708.4414 | 4532.4743
| 4839.7339 | 4693.65 | 4690 | 4708.3607 | 4532.3792
| 4839.3156 | 4693.5986 | 4690 | 4708.337 | 4532.1036
| 4839.3031 | 4693.5926 | 4690 | 4708.2593 | 4531.8713
| 4839.1027 | 4693.4956 | 4690 | 4708.2161 | 4531.8527
| 4838.8745 | 4693.193 | 4690 | 4708.0394 | 4530.9272
| 4838.7309 | 4693.0483 | 4690 | 4707.8536 | 4530.8221
| 4838.5772 | 4693.0041 | 4690 | 4707.5527 | 4530.7131
| 4838.3864 | 4692.8986 | 4690 | 4707.5065 | 4530.5915
| 4838.3277 | 4692.7332 | 4689 | 4707.398 | 4530.2323
| 4838.2115 | 4692.6973 | 4689 | 4707.3777 | 4530.0834
| 4838.1032 | 4692.6167 | 4689 | 4707.3755 | 4530.025
| 4838.0972 | 4692.4189 | 4689 | 4707.1531 | 4529.3903
| 4837.9629 | 4692.4104 | 4689 | 4706.965 | 4529.3559
| 4837.8032 | 4692.4046 | 4689 | 4706.533 | 4529.2657
| 4837.5507 | 4692.3497 | 4689 | 4706.4902 | 4529.2646
| 4837.4801 | 4691.9698 | 4688 | 4706.4585 | 4529.0125
| 4837.4586 | 4691.9334 | 4688 | 4706.4276 | 4528.7148
| 4837.3519 | 4691.9198 | 4688 | 4706.3316 | 4527.9769
| 4837.0681 | 4691.9159 | 4688 | 4706.2667 | 4527.1296
| 4836.9727 | 4691.7778 | 4688 | 4706.1261 | 4526.5489
| 4836.9586 | 4691.7688 | 4688 | 4706.0313 | 4526.3755
| 4836.4882 | 4691.7421 | 4688 | 4705.7609 | 4526.3552
| 4836.4611 | 4691.5984 | 4688 | 4705.6796 | 4525.8021
| 4836.2155 | 4691.4934 | 4687 | 4705.6787 | 4525.705
| 4836.1499 | 4691.4581 | 4687 | 4705.2062 | 4525.4375
| 4836.0157 | 4691.2882 | 4687 | 4705.0697 | 4525.3528
| 4835.9771 | 4691.2463 | 4687 | 4704.9976 | 4524.8097
| 4835.9227 | 4691.2355 | 4687 | 4704.7184 | 4524.7052
| 4835.8539 | 4691.1601 | 4687 | 4704.6646 | 4524.6653
| 4835.7014 | 4691.1458 | 4687 | 4704.3329 | 4524.4625
| 4835.5996 | 4691.136 | 4687 | 4704.2115 | 4524.3004
| 4835.501 | 4691.1244 | 4687 | 4703.8381 | 4523.956
| 4835.4368 | 4690.8624 | 4687 | 4703.7563 | 4523.7827
| 4835.3684 | 4690.6144 | 4686 | 4703.5265 | 4523.2959
| 4835.3353 | 4690.4949 | 4686 | 4703.2735 | 4523.2414
| 4834.8867 | 4690.4405 | 4686 | 4703.0221 | 4522.344
| 4834.8247 | 4690.4388 | 4686 | 4702.9927 | 4522.3152
| 4834.7827 | 4690.4227 | 4686 | 4702.7203 | 4522.2717
| 4834.5639 | 4690.2298 | 4686 | 4702.6603 | 4522.0819
| 4834.356 | 4690.2239 | 4685 | 4702.5992 | 4521.9861
| 4834.349 | 4689.9152 | 4685 | 4702.5605 | 4521.8083
| 4834.3419 | 4689.8988 | 4685 | 4702.5452 | 4521.7208
| 4834.2535 | 4689.8364 | 4685 | 4702.5257 | 4521.6732
| 4834.2421 | 4689.7969 | 4685 | 4702.48 | 4521.3368
| 4834.1408 | 4689.78 | 4685 | 4702.4433 | 4521.0886
| 4834.1212 | 4689.6545 | 4685 | 4702.409 | 4520.8189
| 4834.0046 | 4689.5497 | 4685 | 4702.2382 | 4520.8099
| 4833.8521 | 4689.5174 | 4685 | 4701.951 | 4520.7807
| 4833.8204 | 4689.472 | 4685 | 4701.932 | 4520.5803
| 4833.7468 | 4689.4268 | 4685 | 4701.8673 | 4519.3375
| 4833.5647 | 4689.3628 | 4685 | 4701.8485 | 4519.2338
| 4833.4221 | 4689.3239 | 4684 | 4701.6893 | 4518.8408
| 4833.3602 | 4689.2376 | 4684 | 4701.6567 | 4518.5503
| 4833.3202 | 4689.1255 | 4684 | 4701.5696 | 4518.4615
| 4833.3096 | 4689.0702 | 4684 | 4701.4998 | 4518.2639
| 4833.3064 | 4688.9808 | 4684 | 4701.4923 | 4518.1088
| 4833.232 | 4688.8982 | 4684 | 4701.3664 | 4517.9647
| 4833.0435 | 4688.7854 | 4684 | 4700.8495 | 4517.9469
| 4832.9067 | 4688.7797 | 4684 | 4700.8217 | 4517.6603
| 4832.8296 | 4688.7503 | 4684 | 4700.6383 | 4517.2827
| 4832.8161 | 4688.6705 | 4683 | 4700.4777 | 4517.2023
| 4832.7392 | 4688.2022 | 4683 | 4700.3561 | 4517.1784
| 4832.6889 | 4688.1815 | 4683 | 4700.2505 | 4516.9888
| 4832.5734 | 4688.0562 | 4683 | 4700.1821 | 4516.81
| 4832.5652 | 4688.0535 | 4683 | 4699.8523 | 4516.7658
| 4832.4821 | 4687.7355 | 4682 | 4699.8487 | 4516.7024
| 4832.4362 | 4687.6117 | 4682 | 4699.7473 | 4515.4803
| 4832.1164 | 4687.3933 | 4682 | 4699.6753 | 4514.6695
| 4831.8762 | 4687.1198 | 4682 | 4699.5942 | 4514.6641
| 4831.8615 | 4687.0446 | 4682 | 4699.5495 | 4514.539
| 4831.6722 | 4687.0432 | 4682 | 4699.5078 | 4514.5263
| 4831.5696 | 4686.8209 | 4682 | 4699.3608 | 4514.1194
| 4831.5517 | 4686.8173 | 4681 | 4699.1749 | 4514.0342
| 4831.3804 | 4686.8062 | 4681 | 4699.0769 | 4514.0311
| 4831.1748 | 4686.7231 | 4681 | 4699.0106 | 4513.7426
| 4831.0273 | 4686.7047 | 4681 | 4698.9749 | 4513.4375
| 4830.956 | 4686.5496 | 4681 | 4698.8491 | 4512.9334
| 4830.8659 | 4686.4315 | 4681 | 4698.8099 | 4512.7598
| 4830.7516 | 4686.4031 | 4681 | 4698.7689 | 4512.6383
| 4830.7467 | 4686.1496 | 4681 | 4698.6954 | 4512.5789
| 4830.4291 | 4686.1066 | 4681 | 4698.6841 | 4512.0478
| 4830.1927 | 4686.0713 | 4681 | 4698.5862 | 4512.0368
| 4829.971 | 4686.0356 | 4681 | 4698.5451 | 4511.7069
| 4829.7849 | 4685.9522 | 4680 | 4698.4669 | 4510.8658
| 4829.7145 | 4685.8017 | 4680 | 4698.4319 | 4510.7425
| 4829.6469 | 4685.7969 | 4680 | 4698.3975 | 4510.4182
| 4829.6174 | 4685.7697 | 4680 | 4698.3281 | 4510.3107
| 4829.5597 | 4685.7537 | 4680 | 4698.2284 | 4509.8042
| 4829.5409 | 4685.7032 | 4680 | 4698.1572 | 4509.7753
| 4829.5402 | 4685.3759 | 4680 | 4698.1497 | 4509.707
| 4829.4385 | 4685.2833 | 4680 | 4698.0708 | 4509.5518
| 4829.4349 | 4685.2506 | 4680 | 4697.9174 | 4509.5504
| 4829.2011 | 4685.0336 | 4680 | 4697.3652 | 4508.8384
| 4829.0676 | 4684.858 | 4680 | 4697.2362 | 4508.4255
| 4828.9497 | 4684.7417 | 4680 | 4697.0157 | 4507.9343
| 4828.9319 | 4684.7043 | 4679 | 4696.6214 | 4507.8115
| 4828.6071 | 4684.7003 | 4679 | 4696.3996 | 4507.616
| 4828.5836 | 4684.5593 | 4679 | 4696.3413 | 4507.3659
| 4828.568 | 4684.537 | 4679 | 4696.334 | 4507.3273
| 4828.3146 | 4684.4899 | 4679 | 4696.2671 | 4507.1811
| 4828.0639 | 4684.4687 | 4679 | 4696.1422 | 4507.1681
| 4827.9947 | 4684.4155 | 4679 | 4696.0485 | 4506.5234
| 4827.9646 | 4684.2135 | 4679 | 4695.9362 | 4506.2168
| 4827.7639 | 4684.2085 | 4679 | 4695.5793 | 4505.7654
| 4827.7492 | 4684.2003 | 4679 | 4695.4825 | 4505.5912
| 4827.7124 | 4684.0481 | 4678 | 4695.3419 | 4505.4452
| 4827.4385 | 4683.8412 | 4678 | 4695.2719 | 4503.7702
| 4827.4059 | 4683.7946 | 4678 | 4695.126 | 4502.6692
| 4827.0764 | 4683.7919 | 4678 | 4695.0809 | 4502.3778
| 4826.9605 | 4683.762 | 4678 | 4694.9292 | 4502.1288
| 4826.7031 | 4683.6915 | 4678 | 4694.8577 | 4502.0291
| 4826.6896 | 4683.6886 | 4678 | 4694.7862 | 4501.7462
| 4826.6616 | 4683.609 | 4678 | 4694.6931 | 4501.2892
| 4826.64 | 4683.4844 | 4677 | 4694.634 | 4500.1892
| 4826.5375 | 4683.447 | 4676 | 4694.5399 | 4499.5118
| 4826.3621 | 4683.4046 | 4676 | 4694.4777 | 4499.0233
| 4826.3499 | 4683.2234 | 4676 | 4694.4079 | 4498.7288
| 4826.2518 | 4683.0645 | 4676 | 4694.3148 | 4498.6098
| 4826.0536 | 4683.0535 | 4676 | 4694.2372 | 4498.3485
| 4825.994 | 4682.7684 | 4676 | 4694.1311 | 4497.8595
| 4825.8438 | 4682.724 | 4676 | 4694.0749 | 4497.7062
| 4825.5845 | 4682.6967 | 4676 | 4694.0353 | 4497.5716
| 4825.5545 | 4682.2884 | 4676 | 4693.9541 | 4497.5299
| 4825.4867 | 4682.2617 | 4676 | 4693.6859 | 4496.9327
| 4825.3987 | 4682.1602 | 4676 | 4693.5961 | 4496.706
| 4825.2364 | 4682.0455 | 4675 | 4693.5756 | 4496.7039
| 4825.1644 | 4681.9319 | 4675 | 4693.5649 | 4496.5945
| 4825.149 | 4681.8994 | 4675 | 4693.3841 | 4496.0779
| 4825.1293 | 4681.7038 | 4675 | 4693.2655 | 4495.2062
| 4824.9903 | 4681.6051 | 4675 | 4693.2606 | 4494.8851
| 4824.8548 | 4681.5924 | 4675 | 4693.0569 | 4494.3579
| 4824.7734 | 4681.3902 | 4675 | 4693.0501 | 4493.924
| 4824.7342 | 4681.3472 | 4675 | 4692.7189 | 4493.6069
| 4824.713 | 4681.0042 | 4675 | 4692.6675 | 4493.402
| 4824.5884 | 4680.9993 | 4675 | 4692.4456 | 4492.6581
| 4824.3077 | 4680.9403 | 4675 | 4692.2945 | 4491.8153
| 4824.1826 | 4680.8905 | 4674 | 4692.152 | 4491.4582
| 4824.1158 | 4680.8769 | 4674 | 4692.0991 | 4491.4169
| 4823.9979 | 4680.6155 | 4674 | 4692.0652 | 4490.8824
| 4823.9262 | 4680.5588 | 4674 | 4692.0622 | 4490.1344
| 4823.916 | 4680.5341 | 4674 | 4692.0137 | 4490.0436
| 4823.8536 | 4680.4941 | 4674 | 4691.9935 | 4489.5003
| 4823.647 | 4680.4872 | 4674 | 4691.9013 | 4489.3367
| 4823.4499 | 4680.4611 | 4674 | 4691.4869 | 4489.1775
| 4823.375 | 4680.4388 | 4674 | 4691.2751 | 4487.9321
| 4823.3162 | 4680.3761 | 4673 | 4691.271 | 4487.7363
| 4823.1661 | 4680.297 | 4673 | 4691.2139 | 4487.3285
| 4822.8738 | 4680.1626 | 4673 | 4691.1165 | 4487.0978
| 4822.7497 | 4680.0973 | 4673 | 4690.9114 | 4486.7388
| 4822.6812 | 4680.0488 | 4673 | 4690.7526 | 4486.4728
| 4822.5926 | 4679.9938 | 4673 | 4690.6645 | 4486.3575
| 4822.5323 | 4679.9653 | 4673 | 4690.6049 | 4486.3369
| 4822.316 | 4679.9195 | 4672 | 4690.5608 | 4486.1222
| 4822.2787 | 4679.7537 | 4672 | 4690.1837 | 4485.794
| 4822.2668 | 4679.5482 | 4672 | 4690.1717 | 4485.4256
| 4822.2668 | 4679.5432 | 4672 | 4690.1558 | 4485.3304
| 4822.2588 | 4679.5202 | 4671 | 4690.027 | 4484.8776
| 4822.2315 | 4679.3792 | 4671 | 4689.9121 | 4484.8501
| 4822.1132 | 4679.3735 | 4671 | 4689.782 | 4484.5842
| 4822.0397 | 4679.2429 | 4671 | 4689.35 | 4484.5435
| 4821.8997 | 4679.19 | 4671 | 4689.0866 | 4484.4033
| 4821.4878 | 4679.1227 | 4671 | 4689.084 | 4484.1972
| 4821.3828 | 4678.9051 | 4671 | 4688.8485 | 4483.9596
| 4821.2976 | 4678.6226 | 4671 | 4688.8391 | 4483.8455
| 4821.282 | 4678.5179 | 4671 | 4688.8252 | 4483.0618
| 4821.0439 | 4678.5038 | 4671 | 4688.7638 | 4482.7751
| 4820.9005 | 4678.4177 | 4671 | 4688.757 | 4482.7015
| 4820.8769 | 4678.37 | 4670 | 4688.7059 | 4481.898
| 4820.6136 | 4678.222 | 4670 | 4688.5084 | 4481.7832
| 4820.5441 | 4678.1154 | 4670 | 4688.3128 | 4481.3093
| 4820.054 | 4678.0561 | 4670 | 4687.8152 | 4481.2666
| 4819.9385 | 4678.0422 | 4670 | 4687.6691 | 4481.1931
| 4819.7299 | 4677.7051 | 4670 | 4686.9345 | 4480.4829
| 4819.6828 | 4677.6131 | 4670 | 4686.9177 | 4480.4793
| 4819.4535 | 4677.5727 | 4670 | 4686.876 | 4480.3948
| 4819.0497 | 4677.4173 | 4670 | 4686.4927 | 4480.0771
| 4818.998 | 4677.3576 | 4670 | 4686.4722 | 4479.8496
| 4818.9592 | 4677.3294 | 4670 | 4686.4098 | 4479.8175
| 4818.9461 | 4677.2433 | 4670 | 4686.3986 | 4479.4873
| 4818.7051 | 4676.8596 | 4669 | 4686.1118 | 4479.3823
| 4818.5903 | 4676.8173 | 4669 | 4686.0637 | 4479.0877
| 4818.5597 | 4676.776 | 4669 | 4685.8805 | 4478.924
| 4818.4981 | 4676.7582 | 4669 | 4685.8724 | 4478.5369
| 4818.4285 | 4676.4625 | 4669 | 4685.8646 | 4477.6716
| 4818.3019 | 4676.4242 | 4669 | 4685.7971 | 4476.9632
| 4818.142 | 4676.3697 | 4668 | 4685.6318 | 4476.6201
| 4818.0869 | 4676.3328 | 4668 | 4685.5995 | 4476.4523
| 4817.97 | 4676.244 | 4668 | 4685.5663 | 4476.1619
| 4817.9269 | 4676.0911 | 4668 | 4685.5365 | 4475.8485
| 4817.5296 | 4675.989 | 4668 | 4685.344 | 4475.8482
| 4817.3026 | 4675.9741 | 4668 | 4685.1784 | 4475.7413
| 4817.2875 | 4675.9352 | 4668 | 4685.0062 | 4475.6537
| 4817.235 | 4675.6945 | 4668 | 4684.9038 | 4475.3525
| 4817.224 | 4675.5886 | 4668 | 4684.8673 | 4475.2551
| 4817.1257 | 4675.5724 | 4668 | 4684.7891 | 4474.8568
| 4817.1116 | 4675.3704 | 4668 | 4684.3392 | 4474.6173
| 4817.1048 | 4675.2764 | 4668 | 4684.318 | 4474.5074
| 4817.0843 | 4675.1008 | 4667 | 4684.2745 | 4474.4497
| 4817.0752 | 4674.9666 | 4667 | 4684.1744 | 4474.1634
| 4816.9607 | 4674.951 | 4667 | 4684.1604 | 4473.7235
| 4816.9347 | 4674.9176 | 4667 | 4683.9856 | 4473.7134
| 4816.5418 | 4674.8042 | 4666 | 4683.7045 | 4473.4833
| 4816.5339 | 4674.5506 | 4666 | 4683.5205 | 4473.1683
| 4816.2316 | 4674.4693 | 4666 | 4683.4141 | 4473.0971
| 4816.1989 | 4674.3703 | 4666 | 4683.3615 | 4472.2703
| 4816.1717 | 4674.2141 | 4666 | 4683.1231 | 4471.6985
| 4816.1361 | 4674.1839 | 4665 | 4683.0795 | 4471.0534
| 4816.0153 | 4673.8941 | 4665 | 4683.0065 | 4470.7901
| 4815.9632 | 4673.6129 | 4665 | 4682.8572 | 4470.6121
| 4815.8552 | 4673.6106 | 4665 | 4682.7188 | 4470.4088
| 4815.6465 | 4673.4912 | 4665 | 4681.7595 | 4470.4002
| 4815.3496 | 4673.4064 | 4665 | 4681.7191 | 4470.3511
| 4815.2761 | 4673.236 | 4665 | 4681.6828 | 4469.8769
| 4815.2441 | 4673.1682 | 4665 | 4681.6783 | 4469.6434
| 4815.1211 | 4673.0954 | 4665 | 4681.381 | 4469.1175
| 4814.9033 | 4672.9932 | 4664 | 4681.1226 | 4468.9973
| 4814.7511 | 4672.9577 | 4664 | 4681.0674 | 4468.8311
| 4814.5739 | 4672.8189 | 4664 | 4680.8923 | 4468.8259
| 4814.5529 | 4672.7851 | 4664 | 4680.724 | 4468.674
| 4814.45 | 4672.7797 | 4664 | 4680.6615 | 4468.4012
| 4814.3509 | 4672.7278 | 4664 | 4680.5214 | 4468.3525
| 4814.3428 | 4672.6896 | 4664 | 4680.4222 | 4467.7296
| 4814.3131 | 4672.6812 | 4664 | 4680.3774 | 4467.7052
| 4814.0568 | 4672.6675 | 4664 | 4680.2012 | 4467.6386
| 4813.8798 | 4672.6637 | 4664 | 4680.0327 | 4467.4363
| 4813.8286 | 4672.2981 | 4664 | 4679.9223 | 4467.3761
| 4813.6452 | 4672.2753 | 4663 | 4679.8968 | 4467.261
| 4813.4875 | 4672.2728 | 4663 | 4679.6534 | 4467.2235
| 4813.3862 | 4672.2328 | 4663 | 4679.5571 | 4466.4895
| 4812.8372 | 4672.165 | 4663 | 4679.5451 | 4466.338
| 4812.6165 | 4672.1444 | 4663 | 4679.5219 | 4465.9235
| 4812.2368 | 4672.0731 | 4663 | 4679.5153 | 4465.501
| 4812.1222 | 4671.9425 | 4663 | 4679.4071 | 4465.0719
| 4812.0287 | 4671.823 | 4663 | 4678.8582 | 4464.2638
| 4812.0168 | 4671.7337 | 4663 | 4678.5469 | 4464.0432
| 4812.0016 | 4671.5374 | 4662 | 4678.4999 | 4463.4171
| 4811.795 | 4671.476 | 4662 | 4678.4936 | 4463.3756
| 4811.5751 | 4671.4416 | 4662 | 4678.4713 | 4463.3693
| 4811.5426 | 4671.388 | 4661 | 4678.3379 | 4463.168
| 4811.5379 | 4671.296 | 4661 | 4678.2739 | 4462.6228
| 4811.5288 | 4671.1793 | 4661 | 4678.2568 | 4462.3333
| 4811.2943 | 4670.958 | 4661 | 4678.1751 | 4462.1306
| 4811.1772 | 4670.9457 | 4661 | 4678.0015 | 4461.8968
| 4810.9842 | 4670.9268 | 4661 | 4677.9941 | 4461.6305
| 4810.9653 | 4670.8096 | 4661 | 4677.945 | 4461.4747
| 4810.7765 | 4670.7219 | 4661 | 4677.8408 | 4460.9964
| 4810.6183 | 4670.072 | 4661 | 4677.7832 | 4460.1575
| 4810.5277 | 4670.0298 | 4661 | 4677.5553 | 4460.151
| 4810.3647 | 4669.8667 | 4661 | 4677.5238 | 4460.0909
| 4810.3629 | 4669.7909 | 4661 | 4677.4045 | 4459.8226
| 4810.3358 | 4669.7893 | 4660 | 4677.058 | 4459.4077
| 4810.2929 | 4669.7667 | 4660 | 4677.0303 | 4459.1781
| 4810.2077 | 4669.7505 | 4660 | 4677.0249 | 4458.5667
| 4810.1887 | 4669.5935 | 4660 | 4676.997 | 4458.4594
| 4810.1858 | 4669.494 | 4660 | 4676.5417 | 4457.9909
| 4810.13 | 4669.4558 | 4660 | 4676.5358 | 4457.9462
| 4809.905 | 4669.3449 | 4660 | 4676.4853 | 4457.4179
| 4809.6708 | 4669.1686 | 4660 | 4676.2926 | 4457.3208
| 4809.5686 | 4669.0556 | 4660 | 4676.2136 | 4457.0008
| 4809.5468 | 4669.0017 | 4660 | 4676.1608 | 4455.8967
| 4809.5153 | 4668.9921 | 4660 | 4675.9223 | 4455.7037
| 4808.972 | 4668.9326 | 4659 | 4675.833 | 4455.3781
| 4808.9442 | 4668.8943 | 4659 | 4675.7719 | 4455.0778
| 4808.9149 | 4668.8774 | 4659 | 4675.7207 | 4455.0577
| 4808.6979 | 4668.8682 | 4659 | 4675.5406 | 4453.7544
| 4808.6501 | 4668.6734 | 4659 | 4675.3335 | 4453.3824
| 4808.5599 | 4668.5474 | 4659 | 4675.323 | 4452.786
| 4808.5384 | 4668.4401 | 4658 | 4675.2018 | 4452.582
| 4808.5069 | 4668.4398 | 4658 | 4675.1025 | 4452.0389
| 4808.4269 | 4668.3351 | 4658 | 4675.0855 | 4451.139
| 4808.3725 | 4668.3208 | 4658 | 4675.0787 | 4450.8082
| 4808.2681 | 4668.3074 | 4658 | 4675.0224 | 4450.7321
| 4808.2073 | 4668.2648 | 4658 | 4675.0132 | 4450.5234
| 4808.0199 | 4668.1542 | 4658 | 4674.9781 | 4450.105
| 4807.9506 | 4668.0388 | 4658 | 4674.7266 | 4449.8002
| 4807.8411 | 4667.9967 | 4658 | 4674.7178 | 4449.4174
| 4807.4123 | 4667.7408 | 4658 | 4674.621 | 4448.9428
| 4807.2944 | 4667.4589 | 4657 | 4674.5411 | 4448.8248
| 4807.0689 | 4667.3367 | 4657 | 4674.5192 | 4448.2512
| 4807.0056 | 4667.3243 | 4657 | 4674.432 | 4447.8789
| 4806.8728 | 4667.2533 | 4657 | 4674.3089 | 4447.002
| 4806.4471 | 4667.2297 | 4657 | 4674.1277 | 4446.6885
| 4806.2573 | 4667.2216 | 4657 | 4674.0729 | 4446.4597
| 4806.103 | 4667.072 | 4657 | 4673.9842 | 4446.4235
| 4805.943 | 4666.8549 | 4657 | 4673.8126 | 4445.9495
| 4805.7371 | 4666.5904 | 4656 | 4673.7397 | 4445.8947
| 4805.6839 | 4666.5563 | 4656 | 4673.5231 | 4445.5777
| 4805.6371 | 4666.4648 | 4656 | 4673.4981 | 4445.5775
| 4805.6009 | 4666.3048 | 4656 | 4673.4732 | 4445.5358
| 4805.5622 | 4666.2443 | 4656 | 4673.4712 | 4445.4067
| 4805.3351 | 4666.191 | 4656 | 4673.2813 | 4445.2198
| 4805.3218 | 4666.1269 | 4656 | 4673.1275 | 4445.0932
| 4805.1727 | 4666.069 | 4656 | 4673.1235 | 4444.3881
| 4805.1603 | 4666.0326 | 4656 | 4673.1061 | 4444.0275
| 4805.1376 | 4665.9868 | 4655 | 4672.99 | 4443.8945
| 4805.0013 | 4665.9102 | 4655 | 4672.9712 | 4443.5897
| 4804.9785 | 4665.882 | 4655 | 4672.834 | 4443.2378
| 4804.8838 | 4665.7309 | 4655 | 4672.6989 | 4442.3618
| 4804.8329 | 4665.6148 | 4655 | 4672.4142 | 4441.7696
| 4804.8142 | 4665.6049 | 4655 | 4672.3272 | 4441.2555
| 4804.704 | 4665.5808 | 4654 | 4672.2844 | 4440.7123
| 4804.6154 | 4665.4064 | 4654 | 4672.2654 | 4440.6051
| 4804.4428 | 4665.4 | 4654 | 4672.1952 | 4440.5328
| 4804.2267 | 4665.1956 | 4654 | 4672.0145 | 4440.3271
| 4803.8239 | 4665.1677 | 4654 | 4671.9454 | 4439.8321
| 4803.5989 | 4665.1179 | 4654 | 4671.9212 | 4439.7802
| 4803.4333 | 4665.0336 | 4654 | 4671.8663 | 4439.5323
| 4803.4238 | 4665.0211 | 4653 | 4671.5216 | 4439.213
| 4803.3758 | 4664.8859 | 4653 | 4671.3502 | 4439.0732
| 4803.3385 | 4664.8753 | 4653 | 4671.266 | 4439.0109
| 4803.3166 | 4664.8159 | 4653 | 4671.1023 | 4438.9153
| 4803.3031 | 4664.7663 | 4653 | 4671.0986 | 4438.6803
| 4803.115 | 4664.6969 | 4652 | 4670.5606 | 4438.6657
| 4802.9249 | 4664.446 | 4652 | 4670.3998 | 4438.2147
| 4802.6554 | 4664.4133 | 4652 | 4670.2831 | 4437.94
| 4802.5627 | 4664.2992 | 4652 | 4670.0009 | 4437.899
| 4802.476 | 4664.0219 | 4652 | 4669.9994 | 4437.6254
| 4802.4588 | 4663.94 | 4652 | 4669.7023 | 4437.3827
| 4802.3522 | 4663.9363 | 4652 | 4669.5897 | 4436.7194
| 4802.2328 | 4663.7444 | 4652 | 4669.5739 | 4436.5907
| 4802.1576 | 4663.4703 | 4652 | 4669.4699 | 4436.4233
| 4801.991 | 4663.4397 | 4651 | 4669.1286 | 4435.5476
| 4801.8737 | 4663.4119 | 4651 | 4668.8867 | 4435.5057
| 4801.825 | 4663.3714 | 4651 | 4668.8728 | 4435.1511
| 4801.7579 | 4663.0172 | 4651 | 4668.5998 | 4434.9984
| 4801.5583 | 4662.8379 | 4651 | 4668.575 | 4434.9815
| 4801.1197 | 4662.7939 | 4651 | 4668.375 | 4434.8089
| 4800.9901 | 4662.721 | 4651 | 4668.3424 | 4434.3539
| 4800.718 | 4662.64 | 4650 | 4668.184 | 4434.1968
| 4800.6793 | 4662.5984 | 4650 | 4667.949 | 4434.1411
| 4800.6393 | 4662.5262 | 4650 | 4667.8473 | 4434.1094
| 4800.5656 | 4662.4735 | 4650 | 4667.8106 | 4433.3751
| 4800.5061 | 4662.4625 | 4649 | 4667.4651 | 4433.2396
| 4800.4666 | 4662.3499 | 4649 | 4667.2724 | 4433.1488
| 4800.417 | 4662.3154 | 4649 | 4667.1573 | 4432.9293
| 4800.4125 | 4662.2767 | 4649 | 4667.0659 | 4432.89
| 4799.9266 | 4662.11 | 4649 | 4666.9815 | 4432.6851
| 4799.7945 | 4662.068 | 4648 | 4666.4811 | 4432.2006
| 4799.7705 | 4661.9424 | 4648 | 4666.137 | 4432.1759
| 4799.7237 | 4661.906 | 4648 | 4666 | 4432.0202
| 4799.6181 | 4661.8655 | 4648 | 4665.9939 | 4431.9624
| 4799.5646 | 4661.7128 | 4648 | 4665.9925 | 4431.92
| 4799.1956 | 4661.6831 | 4648 | 4665.941 | 4430.9225
| 4799.1448 | 4661.6495 | 4647 | 4665.9283 | 4430.8053
| 4798.9429 | 4661.6462 | 4647 | 4665.9277 | 4430.5869
| 4798.8094 | 4661.478 | 4647 | 4665.6624 | 4429.9259
| 4798.6747 | 4661.2913 | 4647 | 4665.4188 | 4429.5368
| 4798.2125 | 4661.2198 | 4647 | 4665.363 | 4429.2116
| 4798.1968 | 4661.1794 | 4647 | 4665.12 | 4427.7269
| 4798.1548 | 4661.0574 | 4647 | 4664.821 | 4427.68
| 4797.8459 | 4661.0078 | 4647 | 4664.8133 | 4427.5782
| 4797.6818 | 4660.9337 | 4647 | 4664.8044 | 4427.3341
| 4797.5409 | 4660.6817 | 4646 | 4664.2897 | 4427.0747
| 4797.4901 | 4660.6432 | 4646 | 4664.2419 | 4426.7999
| 4797.4425 | 4660.6221 | 4646 | 4664.2322 | 4426.3757
| 4797.3777 | 4660.3591 | 4646 | 4664.2113 | 4426.026
| 4797.3729 | 4660.2118 | 4646 | 4663.934 | 4425.8186
| 4797.2997 | 4660.2113 | 4646 | 4663.5561 | 4424.6845
| 4797.2444 | 4660.2059 | 4646 | 4663.5556 | 4424.0631
| 4797.1515 | 4660.2044 | 4646 | 4663.5273 | 4423.9306
| 4797.1243 | 4659.9855 | 4646 | 4663.5192 | 4423.4742
| 4796.7387 | 4659.971 | 4646 | 4663.3922 | 4423.3462
| 4796.7175 | 4659.8129 | 4645 | 4663.3921 | 4423.309
| 4796.5909 | 4659.7875 | 4645 | 4663.3157 | 4423.3015
| 4796.4066 | 4659.7114 | 4645 | 4663.288 | 4423.1139
| 4796.4006 | 4659.6483 | 4645 | 4663.1916 | 4422.6251
| 4796.3049 | 4659.6478 | 4645 | 4663.0618 | 4422.4696
| 4796.3046 | 4659.3706 | 4645 | 4662.8902 | 4422.0239
| 4795.9262 | 4659.2686 | 4645 | 4662.5886 | 4421.6337
| 4795.8513 | 4659.0038 | 4644 | 4662.5173 | 4421.44
| 4795.7951 | 4658.9788 | 4644 | 4662.4849 | 4421.023
| 4795.5502 | 4658.9601 | 4644 | 4662.4588 | 4420.0486
| 4795.492 | 4658.5259 | 4644 | 4661.9004 | 4419.4134
| 4795.4837 | 4658.4938 | 4644 | 4661.8938 | 4417.4987
| 4795.4678 | 4658.4868 | 4644 | 4661.8535 | 4417.473
| 4795.3354 | 4658.4856 | 4644 | 4661.7312 | 4417.4186
| 4795.2243 | 4658.2976 | 4644 | 4661.6125 | 4416.7482
| 4795.1317 | 4658.252 | 4643 | 4661.4544 | 4416.7235
| 4795.02 | 4658.1051 | 4643 | 4661.2957 | 4416.4331
| 4794.8738 | 4657.9095 | 4643 | 4661.1397 | 4416.208
| 4794.8028 | 4657.9016 | 4643 | 4661.0312 | 4415.6826
| 4794.72 | 4657.8219 | 4643 | 4660.6923 | 4415.2228
| 4794.6511 | 4657.5721 | 4643 | 4660.2367 | 4414.9135
| 4794.5295 | 4657.5441 | 4643 | 4660.1346 | 4414.7349
| 4794.3315 | 4657.5354 | 4643 | 4659.8935 | 4414.5873
| 4794.2668 | 4657.5022 | 4643 | 4659.545 | 4414.4281
| 4794.1723 | 4657.3451 | 4642 | 4659.3612 | 4414.3323
| 4794.1608 | 4657.2762 | 4642 | 4659.2025 | 4414.2513
| 4794.1591 | 4657.1084 | 4642 | 4659.1871 | 4414.16
| 4794.0243 | 4656.9591 | 4642 | 4659.0487 | 4413.4645
| 4793.9202 | 4656.7891 | 4642 | 4658.855 | 4413.3298
| 4793.7015 | 4656.7601 | 4642 | 4658.6966 | 4413.0801
| 4793.3058 | 4656.4548 | 4642 | 4658.4881 | 4412.9434
| 4793.2486 | 4656.4106 | 4642 | 4658.3908 | 4412.7764
| 4793.1908 | 4655.8692 | 4642 | 4658.2772 | 4412.5211
| 4792.7723 | 4655.7367 | 4642 | 4658.1583 | 4411.536
| 4792.7288 | 4655.6205 | 4641 | 4658.1507 | 4411.2783
| 4792.1971 | 4655.5601 | 4641 | 4657.9625 | 4411.1917
| 4792.138 | 4655.5158 | 4641 | 4657.8986 | 4410.6839
| 4792.0636 | 4655.4985 | 4641 | 4657.8086 | 4410.1604
| 4792.0373 | 4655.4509 | 4641 | 4657.7848 | 4410.1307
| 4791.9806 | 4655.1048 | 4641 | 4657.7775 | 4409.7999
| 4791.8889 | 4655.0544 | 4641 | 4657.3037 | 4409.5352
| 4791.8665 | 4654.9426 | 4641 | 4657.2725 | 4408.8305
| 4791.8648 | 4654.7269 | 4641 | 4657.0712 | 4407.8585
| 4791.8461 | 4654.6896 | 4641 | 4656.5212 | 4407.7498
| 4791.8442 | 4654.6865 | 4641 | 4656.4895 | 4406.7918
| 4791.7673 | 4654.5901 | 4641 | 4656.4073 | 4406.528
| 4791.5428 | 4654.5256 | 4640 | 4656.2066 | 4406.3793
| 4791.4286 | 4654.4252 | 4640 | 4656.1758 | 4405.0759
| 4791.3872 | 4654.4018 | 4639 | 4656.1362 | 4404.9152
| 4791.2999 | 4654.1894 | 4639 | 4656.0696 | 4403.4361
| 4791.2829 | 4653.7986 | 4639 | 4655.9404 | 4403.2591
| 4791.2823 | 4653.7835 | 4639 | 4655.8092 | 4402.6818
| 4791.1392 | 4653.4182 | 4639 | 4655.706 | 4402.5237
| 4790.9553 | 4653.4019 | 4638 | 4655.6715 | 4401.8721
| 4790.8068 | 4653.3548 | 4638 | 4655.5598 | 4401.5202
| 4790.4278 | 4653.288 | 4638 | 4655.2285 | 4401.3796
| 4790.4144 | 4652.994 | 4638 | 4655.2093 | 4401.198
| 4790.3886 | 4652.9774 | 4638 | 4655.0974 | 4400.2564
| 4790.2907 | 4652.9247 | 4638 | 4654.9988 | 4400.1935
| 4790.29 | 4652.7885 | 4638 | 4654.9877 | 4400.1158
| 4790.246 | 4652.7711 | 4637 | 4654.9199 | 4399.8617
| 4789.914 | 4652.6479 | 4637 | 4654.6998 | 4398.8679
| 4789.8616 | 4652.377 | 4637 | 4654.155 | 4398.7095
| 4789.7862 | 4652.0939 | 4637 | 4654.1205 | 4398.3461
| 4789.7507 | 4651.9746 | 4637 | 4653.9927 | 4398.2166
| 4789.4223 | 4651.9369 | 4637 | 4653.8381 | 4397.9195
| 4789.2747 | 4651.8434 | 4637 | 4653.5744 | 4397.8492
| 4789.2427 | 4651.7804 | 4637 | 4653.4503 | 4397.7282
| 4789.1126 | 4651.699 | 4637 | 4653.3303 | 4397.5368
| 4789.064 | 4651.6223 | 4637 | 4653.1541 | 4396.6259
| 4788.8405 | 4651.5731 | 4637 | 4653.129 | 4396.2272
| 4788.8145 | 4651.0113 | 4637 | 4653.0091 | 4396.2033
| 4788.7431 | 4650.8139 | 4636 | 4652.8175 | 4395.8767
| 4788.6253 | 4650.7322 | 4636 | 4652.7524 | 4395.1614
| 4788.5886 | 4650.3789 | 4636 | 4652.5464 | 4394.912
| 4788.4038 | 4650.3113 | 4636 | 4652.3355 | 4394.8053
| 4788.3212 | 4650.2886 | 4636 | 4652.2655 | 4394.7699
| 4788.3028 | 4650.2112 | 4636 | 4652.136 | 4394.6677
| 4788.3015 | 4650.1904 | 4636 | 4651.8412 | 4394.2971
| 4788.2495 | 4650.1472 | 4635 | 4651.84 | 4392.8661
| 4788.2424 | 4650.1426 | 4635 | 4651.7739 | 4392.1716
| 4788.2209 | 4650.1215 | 4635 | 4651.6701 | 4392.0569
| 4788.099 | 4650.0265 | 4635 | 4651.5214 | 4391.7846
| 4788.0634 | 4649.9159 | 4635 | 4651.517 | 4391.5752
| 4788.0448 | 4649.6848 | 4635 | 4651.3244 | 4391.2459
| 4788.0383 | 4649.6458 | 4635 | 4651.0193 | 4391.0103
| 4787.9395 | 4649.6298 | 4635 | 4650.9137 | 4389.3101
| 4787.8375 | 4649.5933 | 4635 | 4650.3992 | 4388.9811
| 4787.8113 | 4649.5722 | 4634 | 4650.1885 | 4388.5688
| 4787.7204 | 4649.4851 | 4634 | 4649.9537 | 4388.539
| 4787.5882 | 4649.4571 | 4634 | 4649.9277 | 4388.4602
| 4787.4794 | 4649.4353 | 4634 | 4649.5861 | 4388.0112
| 4787.4389 | 4649.4325 | 4634 | 4649.5843 | 4387.8967
| 4787.4252 | 4649.3927 | 4633 | 4649.2022 | 4387.5849
| 4787.2673 | 4649.3134 | 4633 | 4649.1972 | 4386.3116
| 4787.1918 | 4649.2506 | 4633 | 4648.9711 | 4386.1475
| 4787.0764 | 4649.2264 | 4633 | 4648.7095 | 4385.7405
| 4787.0446 | 4649.0263 | 4633 | 4648.6912 | 4385.4742
| 4786.7359 | 4648.9978 | 4633 | 4648.5135 | 4385.2763
| 4786.3875 | 4648.9408 | 4633 | 4648.4582 | 4384.8067
| 4786.2857 | 4648.862 | 4632 | 4648.1809 | 4384.7703
| 4786.2019 | 4648.8599 | 4632 | 4647.9986 | 4383.4572
| 4786.1456 | 4648.7026 | 4632 | 4647.8202 | 4382.9928
| 4786.0571 | 4648.6217 | 4631 | 4647.757 | 4382.9786
| 4786.0138 | 4648.5339 | 4631 | 4647.6774 | 4382.894
| 4786.0104 | 4648.3758 | 4631 | 4647.4938 | 4381.1219
| 4785.8308 | 4648.3621 | 4631 | 4647.4203 | 4380.7547
| 4785.6813 | 4648.3576 | 4630 | 4647.3673 | 4380.5384
| 4785.6538 | 4648.244 | 4630 | 4647.0931 | 4380.2605
| 4785.6534 | 4648.2196 | 4630 | 4647.0556 | 4379.1801
| 4785.5181 | 4648.1861 | 4630 | 4646.9278 | 4378.9528
| 4785.4685 | 4647.975 | 4629 | 4646.7715 | 4378.8256
| 4785.4585 | 4647.9201 | 4629 | 4646.7545 | 4378.6959
| 4785.4412 | 4647.7397 | 4629 | 4646.6964 | 4377.9039
| 4785.3663 | 4647.3906 | 4629 | 4646.6521 | 4377.467
| 4785.3358 | 4647.3307 | 4629 | 4646.6091 | 4377.3897
| 4785.3185 | 4647.1732 | 4629 | 4645.9912 | 4376.8238
| 4785.2403 | 4646.9017 | 4629 | 4645.9422 | 4376.7599
| 4785.1544 | 4646.8442 | 4628 | 4645.7932 | 4376.7282
| 4785.105 | 4646.7579 | 4628 | 4645.7832 | 4376.6108
| 4785.0417 | 4646.7066 | 4628 | 4645.7102 | 4376.4995
| 4784.9037 | 4646.6962 | 4628 | 4645.4958 | 4375.65
| 4784.8859 | 4646.6658 | 4628 | 4645.128 | 4374.8722
| 4784.8419 | 4646.6565 | 4628 | 4645.1183 | 4374.5269
| 4784.7744 | 4646.5879 | 4628 | 4645.0963 | 4373.134
| 4784.7641 | 4646.554 | 4628 | 4645.078 | 4373.0565
| 4784.7006 | 4646.5027 | 4628 | 4645.06 | 4372.996
| 4784.6653 | 4646.4869 | 4628 | 4644.888 | 4372.7087
| 4784.5848 | 4646.4739 | 4627 | 4644.4717 | 4372.5492
| 4784.4672 | 4646.4143 | 4627 | 4644.4156 | 4372.0551
| 4784.3723 | 4645.9372 | 4627 | 4644.3842 | 4372.0181
| 4784.2827 | 4645.9188 | 4626 | 4644.3041 | 4372.0047
| 4784.136 | 4645.8162 | 4626 | 4644.2193 | 4371.99
| 4784.0985 | 4645.7394 | 4626 | 4644.0299 | 4371.8492
| 4784.0285 | 4645.7166 | 4626 | 4643.9201 | 4371.0344
| 4783.9184 | 4645.6764 | 4625 | 4643.7277 | 4370.8478
| 4783.8576 | 4645.6676 | 4625 | 4643.6952 | 4370.8008
| 4783.8025 | 4645.6391 | 4625 | 4643.6687 | 4370.6235
| 4783.7694 | 4645.3151 | 4625 | 4643.5429 | 4370.1115
| 4783.5273 | 4645.222 | 4625 | 4642.9248 | 4369.5255
| 4783.5165 | 4645.1284 | 4625 | 4642.6743 | 4369.2939
| 4783.4497 | 4644.7804 | 4624 | 4642.642 | 4368.8628
| 4783.4442 | 4644.7577 | 4624 | 4642.6189 | 4368.3423
| 4783.1377 | 4644.7283 | 4624 | 4642.4423 | 4368.1491
| 4783.1234 | 4644.7089 | 4624 | 4642.3936 | 4368.1426
| 4783.0595 | 4644.7015 | 4623 | 4642.3578 | 4367.8287
| 4782.8822 | 4644.6484 | 4623 | 4642.3182 | 4367.7197
| 4782.6178 | 4644.6 | 4623 | 4642.2701 | 4366.9704
| 4782.2844 | 4644.5488 | 4623 | 4642.0351 | 4366.2932
| 4782.1082 | 4644.5379 | 4622 | 4641.7266 | 4365.9986
| 4782.0759 | 4644.4643 | 4622 | 4641.6286 | 4365.3471
| 4781.9245 | 4644.2345 | 4622 | 4641.4938 | 4365.2055
| 4781.8368 | 4644.0701 | 4621 | 4641.4351 | 4365.1326
| 4781.776 | 4643.9388 | 4621 | 4641.3265 | 4364.9526
| 4781.7419 | 4643.9256 | 4621 | 4641.1668 | 4364.2901
| 4781.6651 | 4643.7228 | 4621 | 4641.1354 | 4363.899
| 4781.665 | 4643.6036 | 4621 | 4640.778 | 4363.6823
| 4781.6455 | 4643.4916 | 4621 | 4640.7453 | 4363.4169
| 4781.6068 | 4643.2836 | 4621 | 4640.1073 | 4361.819
| 4781.5974 | 4643.0531 | 4621 | 4640.0761 | 4361.8171
| 4781.597 | 4643.0319 | 4621 | 4639.7849 | 4361.6948
| 4781.4732 | 4643.0166 | 4621 | 4639.6801 | 4361.3611
| 4781.4048 | 4642.9049 | 4621 | 4639.0117 | 4360.8923
| 4781.3044 | 4642.7015 | 4620 | 4639.0065 | 4360.1966
| 4781.2294 | 4642.5641 | 4620 | 4638.8814 | 4359.8641
| 4781.0104 | 4642.4615 | 4620 | 4638.7274 | 4359.8083
| 4780.9998 | 4642.4083 | 4620 | 4638.711 | 4359.478
| 4780.9558 | 4642.3549 | 4620 | 4638.5881 | 4359.4648
| 4780.8836 | 4642.0647 | 4620 | 4638.541 | 4359.2663
| 4780.4931 | 4641.6884 | 4620 | 4638.4321 | 4359.2242
| 4780.329 | 4641.6467 | 4620 | 4638.156 | 4357.6631
| 4780.1925 | 4641.6362 | 4620 | 4638.1413 | 4357.1496
| 4780.0856 | 4641.4806 | 4620 | 4638.1315 | 4356.8792
| 4780.0463 | 4641.4425 | 4619 | 4637.9792 | 4355.6276
| 4779.872 | 4640.9863 | 4619 | 4637.9105 | 4355.551
| 4779.7497 | 4640.8826 | 4619 | 4637.8214 | 4355.5261
| 4779.7291 | 4640.8468 | 4619 | 4637.6869 | 4355.4866
| 4779.6071 | 4640.533 | 4619 | 4637.5631 | 4355.1713
| 4779.5266 | 4640.4365 | 4619 | 4637.5423 | 4355.1625
| 4779.5031 | 4640.1662 | 4619 | 4637.5081 | 4355.06
| 4779.4291 | 4640.1147 | 4618 | 4637.4778 | 4354.4914
| 4779.4128 | 4639.9377 | 4618 | 4637.4204 | 4354.465
| 4779.2619 | 4639.9314 | 4618 | 4637.4141 | 4354.3175
| 4779.1266 | 4639.8718 | 4618 | 4637.3336 | 4353.8742
| 4779.0671 | 4639.6569 | 4617 | 4637.2531 | 4353.6136
| 4779.056 | 4639.5763 | 4617 | 4637.2325 | 4352.1749
| 4778.9702 | 4639.5571 | 4617 | 4637.2303 | 4351.2301
| 4778.9282 | 4639.4299 | 4617 | 4636.9808 | 4351.0376
| 4778.9162 | 4639.3772 | 4617 | 4636.901 | 4350.476
| 4778.9026 | 4639.2438 | 4616 | 4636.8045 | 4349.6704
| 4778.8887 | 4639.0581 | 4616 | 4636.7859 | 4349.3616
| 4778.7823 | 4638.9613 | 4616 | 4636.7773 | 4349.2423
| 4778.6985 | 4638.9012 | 4616 | 4636.74 | 4348.9909
| 4778.5995 | 4638.8989 | 4616 | 4636.6736 | 4348.7507
| 4778.5335 | 4638.89 | 4616 | 4636.5565 | 4348.0476
| 4778.3295 | 4638.8888 | 4615 | 4636.5414 | 4347.954
| 4778.3037 | 4638.8682 | 4615 | 4636.3523 | 4347.9507
| 4778.2843 | 4638.8342 | 4615 | 4636.176 | 4347.4507
| 4778.2345 | 4638.834 | 4615 | 4636.1342 | 4347.0252
| 4778.2314 | 4638.6716 | 4615 | 4635.9546 | 4346.8419
| 4778.2084 | 4638.5934 | 4614 | 4635.9297 | 4346.0677
| 4778.1282 | 4638.4538 | 4614 | 4635.8273 | 4344.8298
| 4778.1032 | 4638.4397 | 4614 | 4635.7137 | 4344.5948
| 4778.0125 | 4638.1481 | 4614 | 4635.6451 | 4344.0509
| 4777.9036 | 4638.138 | 4614 | 4635.3548 | 4343.8905
| 4777.7447 | 4637.9108 | 4614 | 4635.0971 | 4343.1786
| 4777.7145 | 4637.6823 | 4614 | 4635.0267 | 4342.8131
| 4777.5753 | 4637.6698 | 4614 | 4634.9703 | 4342.7245
| 4777.5583 | 4637.6294 | 4614 | 4634.9407 | 4342.4665
| 4777.3667 | 4637.5903 | 4614 | 4634.88 | 4341.9216
| 4777.3449 | 4637.5371 | 4614 | 4634.8326 | 4340.9589
| 4777.2696 | 4637.4896 | 4614 | 4634.7429 | 4340.7861
| 4777.2453 | 4637.4851 | 4614 | 4634.5486 | 4340.2842
| 4777.2109 | 4637.4292 | 4614 | 4634.4901 | 4340.2354
| 4777.2047 | 4637.2464 | 4613 | 4634.2742 | 4339.7968
| 4777.0587 | 4637.2274 | 4613 | 4634.1667 | 4339.7922
| 4776.7145 | 4637.1845 | 4613 | 4634.1034 | 4339.1268
| 4776.699 | 4637.1253 | 4613 | 4634.0806 | 4339.1132
| 4776.6632 | 4637.0013 | 4613 | 4633.9198 | 4339.0365
| 4776.4722 | 4636.9657 | 4612 | 4633.6904 | 4339.0319
| 4776.4553 | 4636.7849 | 4612 | 4633.4204 | 4338.8864
| 4775.9791 | 4636.612 | 4612 | 4633.3153 | 4338.8609
| 4775.905 | 4636.5796 | 4612 | 4633.2256 | 4337.8998
| 4775.858 | 4636.5532 | 4612 | 4633.2188 | 4337.6203
| 4775.8196 | 4636.5459 | 4612 | 4633.0695 | 4337.4848
| 4775.8008 | 4636.536 | 4611 | 4632.9543 | 4337.2232
| 4775.7415 | 4636.4965 | 4611 | 4632.9375 | 4337.1049
| 4775.5238 | 4636.4412 | 4611 | 4632.7027 | 4336.8455
| 4775.3814 | 4636.2508 | 4611 | 4632.5622 | 4336.7416
| 4775.1735 | 4636.147 | 4611 | 4632.3028 | 4336.6236
| 4775.1465 | 4636.1235 | 4611 | 4632.2367 | 4336.5761
| 4775.0746 | 4636.0203 | 4611 | 4632.1113 | 4334.6857
| 4775.0529 | 4635.711 | 4610 | 4632.1101 | 4334.4128
| 4775.0028 | 4635.3237 | 4610 | 4631.8947 | 4333.9125
| 4774.9263 | 4635.3158 | 4610 | 4630.8771 | 4333.902
| 4774.8155 | 4635.1279 | 4610 | 4630.864 | 4333.0931
| 4774.6776 | 4635.0255 | 4609 | 4630.7353 | 4332.7724
| 4774.5148 | 4634.8956 | 4609 | 4630.7184 | 4332.2556
| 4774.4368 | 4634.8818 | 4609 | 4630.4572 | 4332.1179
| 4774.4244 | 4634.3781 | 4609 | 4630.4549 | 4332.0992
| 4774.4158 | 4634.305 | 4609 | 4630.3765 | 4331.9735
| 4774.3077 | 4634.2669 | 4609 | 4630.3207 | 4331.7907
| 4774.1955 | 4634.2559 | 4608 | 4630.2128 | 4331.6083
| 4773.9436 | 4634.2168 | 4608 | 4630.1828 | 4330.7114
| 4773.8935 | 4633.9985 | 4608 | 4629.9566 | 4330.1648
| 4773.8922 | 4633.8739 | 4608 | 4629.8836 | 4330.1321
| 4773.7756 | 4633.732 | 4608 | 4629.4434 | 4329.9956
| 4773.6986 | 4633.4914 | 4608 | 4629.4368 | 4329.6496
| 4773.5849 | 4633.4768 | 4608 | 4629.2061 | 4329.3546
| 4773.4846 | 4633.4739 | 4607 | 4628.3621 | 4329.0055
| 4773.4659 | 4633.3798 | 4607 | 4628.2626 | 4328.8596
| 4773.3744 | 4633.2477 | 4606 | 4628.0875 | 4328.6529
| 4773.3235 | 4633.126 | 4606 | 4627.8787 | 4327.9496
| 4773.3027 | 4633.1246 | 4606 | 4627.7242 | 4327.8167
| 4773.253 | 4632.9154 | 4606 | 4626.8388 | 4326.7499
| 4773.1489 | 4632.7221 | 4606 | 4626.6547 | 4326.6695
| 4773.1386 | 4632.4461 | 4606 | 4626.4244 | 4325.5026
| 4773.1157 | 4632.4311 | 4606 | 4626.318 | 4325.4511
| 4772.9395 | 4632.4118 | 4606 | 4626.2362 | 4325.1315
| 4772.3534 | 4632.3997 | 4606 | 4625.8932 | 4325.1018
| 4772.3078 | 4632.2419 | 4605 | 4625.8426 | 4325.0561
| 4772.3019 | 4631.8836 | 4605 | 4625.6512 | 4324.9386
| 4772.1758 | 4631.8329 | 4605 | 4625.4778 | 4324.8681
| 4772.1586 | 4631.8324 | 4605 | 4625.3667 | 4324.3801
| 4772.1285 | 4631.6594 | 4605 | 4625.2685 | 4324.1617
| 4772.0136 | 4631.6008 | 4604 | 4625.2597 | 4323.5415
| 4772.0078 | 4631.5425 | 4604 | 4625.146 | 4322.6013
| 4771.7531 | 4631.4878 | 4604 | 4625.0052 | 4322.4759
| 4771.7432 | 4631.0672 | 4604 | 4624.8858 | 4322.2173
| 4771.5286 | 4630.9088 | 4603 | 4624.7807 | 4321.6238
| 4771.409 | 4630.8557 | 4603 | 4624.7802 | 4321.0918
| 4771.2106 | 4630.6002 | 4603 | 4624.7739 | 4320.3519
| 4771.1781 | 4630.5592 | 4603 | 4624.6489 | 4320.3389
| 4771.15 | 4630.5497 | 4603 | 4624.399 | 4320.3056
| 4770.9713 | 4630.4101 | 4602 | 4624.2088 | 4319.9296
| 4770.6199 | 4630.362 | 4602 | 4623.9671 | 4319.9021
| 4770.6066 | 4630.293 | 4602 | 4623.8109 | 4319.8529
| 4770.4709 | 4630.2165 | 4602 | 4623.713 | 4319.2858
| 4770.2842 | 4630.1385 | 4602 | 4623.4755 | 4318.6655
| 4770.2604 | 4630.0601 | 4602 | 4623.4318 | 4318.3671
| 4770.2312 | 4629.9434 | 4601 | 4623.3317 | 4317.9928
| 4770.0721 | 4629.9076 | 4601 | 4622.6562 | 4317.986
| 4769.869 | 4629.8387 | 4601 | 4622.1967 | 4317.8654
| 4769.5983 | 4629.7078 | 4601 | 4622.1282 | 4317.5415
| 4769.5898 | 4629.3831 | 4601 | 4622.0333 | 4317.3217
| 4769.5844 | 4629.1992 | 4600 | 4621.9891 | 4317.2688
| 4769.423 | 4629.1802 | 4600 | 4621.7839 | 4317.0796
| 4769.3255 | 4629.1483 | 4600 | 4621.7391 | 4316.8387
| 4768.8889 | 4629.0731 | 4600 | 4621.6416 | 4316.649
| 4768.7133 | 4628.9246 | 4600 | 4620.9444 | 4316.4737
| 4768.7086 | 4628.9136 | 4600 | 4620.836 | 4316.3573
| 4768.5384 | 4628.8089 | 4599 | 4620.7756 | 4315.8371
| 4768.5133 | 4628.8019 | 4599 | 4620.752 | 4315.6366
| 4768.4668 | 4628.7066 | 4599 | 4620.5976 | 4315.605
| 4768.4457 | 4628.6812 | 4599 | 4620.5196 | 4315.2443
| 4768.3047 | 4628.5878 | 4599 | 4620.3356 | 4314.6757
| 4768.0322 | 4628.566 | 4599 | 4620.245 | 4313.8531
| 4767.9892 | 4628.4461 | 4599 | 4619.9486 | 4313.5092
| 4767.8596 | 4628.4182 | 4599 | 4619.8284 | 4313.3764
| 4767.8538 | 4628.3686 | 4598 | 4619.6628 | 4312.2866
| 4767.8421 | 4628.3165 | 4598 | 4619.4236 | 4312.2093
| 4767.8364 | 4628.2706 | 4598 | 4619.307 | 4312.0051
| 4767.5342 | 4628.1322 | 4598 | 4619.1503 | 4311.79
| 4767.5294 | 4627.9925 | 4598 | 4618.9723 | 4311.2773
| 4767.4812 | 4627.8171 | 4598 | 4618.8257 | 4310.6901
| 4767.3577 | 4627.738 | 4598 | 4618.541 | 4310.6103
| 4767.3384 | 4627.7251 | 4598 | 4618.4915 | 4310.5105
| 4767.336 | 4627.5661 | 4598 | 4618.3965 | 4310.0061
| 4767.0701 | 4627.4939 | 4598 | 4618.0373 | 4309.9897
| 4766.5968 | 4627.4937 | 4598 | 4618.0166 | 4309.8821
| 4766.5678 | 4627.3492 | 4598 | 4617.9906 | 4308.4117
| 4766.5403 | 4627.2676 | 4598 | 4617.9418 | 4308.3273
| 4766.5378 | 4627.2071 | 4598 | 4617.9388 | 4307.1174
| 4766.4369 | 4627.1484 | 4598 | 4617.648 | 4306.977
| 4766.3942 | 4626.5548 | 4598 | 4617.4251 | 4306.7912
| 4766.3323 | 4626.4366 | 4597 | 4617.0804 | 4306.6554
| 4766.2834 | 4626.377 | 4597 | 4616.6384 | 4306.0117
| 4766.2255 | 4626.1484 | 4597 | 4616.533 | 4306.0068
| 4765.9421 | 4626.1483 | 4597 | 4616.507 | 4305.8446
| 4765.9349 | 4626.0753 | 4597 | 4616.4656 | 4305.7464
| 4765.8472 | 4626.0621 | 4597 | 4616.3825 | 4305.3054
| 4765.7832 | 4625.997 | 4597 | 4615.8199 | 4304.9733
| 4765.6787 | 4625.9596 | 4596 | 4615.7301 | 4304.7139
| 4765.6479 | 4625.9131 | 4596 | 4615.7287 | 4304.251
| 4765.6227 | 4625.8579 | 4596 | 4615.7076 | 4302.7529
| 4765.5247 | 4625.7209 | 4596 | 4615.6666 | 4302.6085
| 4765.5114 | 4625.6422 | 4596 | 4615.5011 | 4302.5467
| 4765.3677 | 4625.6207 | 4595 | 4615.3535 | 4302.4008
| 4765.3438 | 4625.6115 | 4595 | 4615.2817 | 4301.9326
| 4765.1478 | 4625.5471 | 4595 | 4614.8134 | 4301.8677
| 4765.144 | 4625.5425 | 4595 | 4614.5711 | 4301.7648
| 4765.1394 | 4625.4606 | 4595 | 4614.5085 | 4301.5397
| 4765.0138 | 4625.256 | 4595 | 4614.2857 | 4301.3
| 4764.943 | 4625.1656 | 4595 | 4614.1588 | 4300.1534
| 4764.7172 | 4625.1384 | 4594 | 4613.9997 | 4300.0286
| 4764.713 | 4625.0909 | 4594 | 4613.9634 | 4299.6624
| 4764.6853 | 4625.0792 | 4594 | 4613.81 | 4299.5332
| 4764.389 | 4624.923 | 4594 | 4613.7551 | 4299.3873
| 4764.2411 | 4624.8792 | 4594 | 4613.3696 | 4298.6196
| 4764.1368 | 4624.7251 | 4594 | 4613.2966 | 4298.3282
| 4763.9848 | 4624.4629 | 4594 | 4613.1039 | 4297.695
| 4763.7952 | 4624.346 | 4593 | 4612.5421 | 4297.5559
| 4763.5909 | 4624.1946 | 4593 | 4611.9903 | 4297.0221
| 4763.2269 | 4624.1483 | 4593 | 4611.8976 | 4296.9976
| 4763.0512 | 4623.6242 | 4593 | 4611.5127 | 4296.5002
| 4762.9983 | 4623.6024 | 4593 | 4611.4946 | 4295.8203
| 4762.9574 | 4623.5421 | 4593 | 4611.4356 | 4295.3173
| 4762.8882 | 4623.5014 | 4593 | 4611.4078 | 4294.2475
| 4762.8493 | 4623.3157 | 4593 | 4611.402 | 4294.1503
| 4762.6363 | 4623.276 | 4592 | 4611.3456 | 4294.0979
| 4762.6048 | 4623.2272 | 4592 | 4611.2828 | 4293.5724
| 4762.5491 | 4623.2201 | 4592 | 4611.0997 | 4293.3446
| 4762.5252 | 4623.1428 | 4592 | 4611.0498 | 4292.5206
| 4762.3932 | 4622.9844 | 4592 | 4610.9617 | 4292.2556
| 4762.291 | 4622.9671 | 4592 | 4610.6399 | 4290.7675
| 4762.2619 | 4622.9589 | 4592 | 4610.5272 | 4290.7032
| 4762.1065 | 4622.8403 | 4592 | 4610.1681 | 4290.3057
| 4761.8127 | 4622.84 | 4591 | 4610.1267 | 4289.9188
| 4761.7595 | 4622.8235 | 4591 | 4609.6957 | 4289.8564
| 4761.6686 | 4622.8074 | 4591 | 4609.4726 | 4289.4418
| 4761.2969 | 4622.7403 | 4591 | 4609.3485 | 4289.3715
| 4761.2135 | 4622.6814 | 4591 | 4609.2103 | 4289.312
| 4761.2089 | 4622.6567 | 4591 | 4609.0819 | 4288.8722
| 4761.1747 | 4622.1494 | 4591 | 4608.0063 | 4287.9611
| 4760.9832 | 4622.0194 | 4591 | 4607.867 | 4287.891
| 4760.9807 | 4621.974 | 4590 | 4607.5937 | 4287.6599
| 4760.9684 | 4621.8875 | 4590 | 4607.4556 | 4287.5946
| 4760.7465 | 4621.7906 | 4590 | 4607.4073 | 4287.2732
| 4760.6158 | 4621.6678 | 4590 | 4607.3317 | 4287.0759
| 4760.5997 | 4621.628 | 4590 | 4607.1475 | 4286.0477
| 4760.5235 | 4621.5794 | 4590 | 4606.8475 | 4285.8702
| 4760.4519 | 4621.2804 | 4590 | 4606.745 | 4285.8484
| 4760.3984 | 4621.1789 | 4590 | 4606.5309 | 4285.7079
| 4760.3523 | 4621.0218 | 4590 | 4605.871 | 4284.6968
| 4760.2965 | 4620.9373 | 4589 | 4605.8325 | 4284.2332
| 4760.2214 | 4620.7226 | 4589 | 4605.7463 | 4284.057
| 4760.1695 | 4620.6406 | 4589 | 4605.4033 | 4283.7649
| 4759.8732 | 4620.5453 | 4589 | 4605.1227 | 4283.5433
| 4759.8347 | 4620.0361 | 4589 | 4605.0509 | 4282.4154
| 4759.8212 | 4619.7399 | 4589 | 4604.7719 | 4282.3062
| 4759.7636 | 4619.7183 | 4588 | 4604.5985 | 4281.4549
| 4759.7392 | 4619.6859 | 4588 | 4604.5145 | 4281.268
| 4759.7158 | 4619.5891 | 4588 | 4604.47 | 4281.2227
| 4759.6856 | 4618.9657 | 4587 | 4604.3846 | 4280.7927
| 4759.3801 | 4618.9534 | 4587 | 4604.2144 | 4280.383
| 4759.048 | 4618.9357 | 4587 | 4604.0448 | 4280.027
| 4758.6695 | 4618.78 | 4587 | 4603.5625 | 4279.3214
| 4758.3127 | 4618.4695 | 4587 | 4603.4409 | 4278.9251
| 4758.1466 | 4618.3107 | 4586 | 4603.3341 | 4278.5768
| 4757.9135 | 4618.1998 | 4586 | 4603.2832 | 4278.4517
| 4757.8951 | 4618.1885 | 4586 | 4603.0548 | 4278.1787
| 4757.8903 | 4617.6888 | 4586 | 4602.792 | 4277.3849
| 4757.8285 | 4617.6706 | 4586 | 4602.6234 | 4277.1094
| 4757.7611 | 4617.5096 | 4585 | 4602.472 | 4276.8565
| 4757.7316 | 4617.4444 | 4585 | 4602.4677 | 4276.4602
| 4757.722 | 4617.3785 | 4585 | 4602.0506 | 4275.875
| 4757.633 | 4617.3017 | 4585 | 4601.9686 | 4275.6301
| 4757.4142 | 4617.2754 | 4585 | 4601.9394 | 4275.3649
| 4757.3548 | 4617.0627 | 4585 | 4601.9154 | 4275.0285
| 4757.2899 | 4616.8852 | 4585 | 4601.4136 | 4274.6451
| 4757.1245 | 4616.8478 | 4585 | 4601.2742 | 4274.3626
| 4756.8816 | 4616.7745 | 4584 | 4601.2435 | 4273.7674
| 4756.8627 | 4616.7131 | 4584 | 4601.2374 | 4273.6943
| 4756.767 | 4616.6111 | 4584 | 4601.1655 | 4273.0589
| 4756.7461 | 4616.488 | 4584 | 4600.9496 | 4272.246
| 4756.5725 | 4616.3772 | 4584 | 4600.6874 | 4271.4786
| 4756.3442 | 4616.1429 | 4584 | 4600.2706 | 4270.8289
| 4756.3413 | 4616.0836 | 4584 | 4599.9367 | 4270.4188
| 4756.312 | 4616.0466 | 4584 | 4599.4328 | 4270.229
| 4756.1912 | 4615.7923 | 4583 | 4599.3958 | 4270.0881
| 4756.1683 | 4615.6898 | 4583 | 4599.0373 | 4269.9773
| 4756.1501 | 4615.4141 | 4583 | 4598.9459 | 4269.8518
| 4756.1118 | 4615.3801 | 4583 | 4598.8125 | 4269.2675
| 4755.9738 | 4615.3651 | 4583 | 4598.4203 | 4269.0187
| 4755.793 | 4615.1466 | 4583 | 4598.3554 | 4268.9985
| 4755.7399 | 4615.1357 | 4583 | 4598.3409 | 4267.9549
| 4755.5116 | 4615.0165 | 4582 | 4598.2865 | 4267.5547
| 4755.0217 | 4614.9742 | 4582 | 4597.86 | 4267.5323
| 4754.9149 | 4614.9407 | 4582 | 4596.809 | 4266.9813
| 4754.6734 | 4614.6503 | 4582 | 4596.7968 | 4266.8644
| 4754.6519 | 4614.6366 | 4582 | 4596.7722 | 4266.8039
| 4754.6347 | 4614.6102 | 4582 | 4596.4547 | 4265.8978
| 4754.4566 | 4614.5709 | 4582 | 4596.3881 | 4265.8667
| 4754.4311 | 4614.4943 | 4582 | 4596.3013 | 4265.3957
| 4754.366 | 4614.4219 | 4581 | 4596.053 | 4265.1034
| 4754.3334 | 4614.3805 | 4581 | 4595.2962 | 4265.0914
| 4754.2018 | 4614.1588 | 4581 | 4595.1773 | 4264.599
| 4753.9724 | 4614.0052 | 4581 | 4595.1218 | 4264.5622
| 4753.9544 | 4613.9672 | 4581 | 4594.525 | 4264.2267
| 4753.9157 | 4613.868 | 4581 | 4594.1659 | 4263.064
| 4753.6122 | 4613.8342 | 4581 | 4593.7533 | 4262.674
| 4753.6 | 4613.7981 | 4580 | 4593.7515 | 4262.3666
| 4753.5461 | 4613.6764 | 4580 | 4593.3288 | 4262.278
| 4753.4776 | 4613.5617 | 4580 | 4593.2625 | 4261.7777
| 4753.4661 | 4613.3404 | 4580 | 4592.8717 | 4260.8664
| 4753.3798 | 4613.3046 | 4580 | 4592.7408 | 4260.5617
| 4753.3378 | 4612.9332 | 4580 | 4592.6299 | 4260.4271
| 4753.1525 | 4612.9074 | 4580 | 4592.4534 | 4259.7795
| 4752.9138 | 4612.8592 | 4580 | 4592.3035 | 4258.8715
| 4752.8393 | 4612.7036 | 4580 | 4592.1503 | 4258.1566
| 4752.646 | 4612.6279 | 4580 | 4591.577 | 4257.0673
| 4752.6302 | 4612.6189 | 4580 | 4591.4922 | 4256.6038
| 4752.4781 | 4612.6061 | 4579 | 4591.4355 | 4256.5756
| 4752.2579 | 4612.6029 | 4579 | 4591.3696 | 4255.332
| 4752.2168 | 4612.5687 | 4579 | 4591.156 | 4255.2141
| 4751.9929 | 4612.4474 | 4579 | 4590.8583 | 4254.3364
| 4751.9845 | 4612.3083 | 4579 | 4590.8136 | 4254.2868
| 4751.9507 | 4612.0527 | 4579 | 4590.5539 | 4253.3867
| 4751.7785 | 4612.0148 | 4578 | 4590.4893 | 4253.2178
| 4751.5957 | 4611.9041 | 4578 | 4590.4641 | 4253.1948
| 4751.4327 | 4611.7779 | 4578 | 4590.4074 | 4253.1893
| 4751.4101 | 4611.5762 | 4578 | 4590.1599 | 4252.4541
| 4751.3075 | 4611.501 | 4578 | 4590.0503 | 4251.0174
| 4751.2816 | 4610.8452 | 4578 | 4589.446 | 4250.5589
| 4751.2201 | 4610.8288 | 4577 | 4589.2482 | 4250.0777
| 4751.217 | 4610.7696 | 4577 | 4589.2117 | 4249.8156
| 4751.1872 | 4610.7011 | 4577 | 4588.9191 | 4249.2579
| 4751.1509 | 4610.6607 | 4577 | 4588.8061 | 4249.0355
| 4751.0744 | 4610.5183 | 4577 | 4588.684 | 4248.2975
| 4750.4688 | 4610.3874 | 4577 | 4588.5824 | 4248.219
| 4750.3817 | 4610.1312 | 4577 | 4588.4847 | 4248.1804
| 4750.2707 | 4610.0256 | 4577 | 4588.2994 | 4247.163
| 4750.2462 | 4609.8245 | 4577 | 4588.2111 | 4246.5348
| 4750.0733 | 4609.7865 | 4576 | 4588.1242 | 4246.2961
| 4750.0438 | 4609.6688 | 4576 | 4588.034 | 4245.6373
| 4749.9429 | 4609.4106 | 4576 | 4587.62 | 4244.8794
| 4749.8606 | 4609.3039 | 4576 | 4587.571 | 4244.7208
| 4749.7827 | 4609.2004 | 4576 | 4587.472 | 4243.44
| 4749.6385 | 4609.1733 | 4576 | 4587.321 | 4243.4138
| 4749.381 | 4609.0874 | 4576 | 4587.2872 | 4242.0878
| 4749.3426 | 4608.7775 | 4575 | 4587.2378 | 4242.0137
| 4749.1392 | 4608.7641 | 4575 | 4586.8882 | 4241.3986
| 4749.094 | 4608.716 | 4575 | 4586.6715 | 4240.7404
| 4749.0278 | 4608.6773 | 4575 | 4586.5893 | 4240.5114
| 4749.0044 | 4608.664 | 4575 | 4586.2422 | 4239.779
| 4748.9884 | 4608.6379 | 4574 | 4586.1744 | 4239.4897
| 4748.846 | 4608.6309 | 4574 | 4586.0659 | 4238.7379
| 4748.8426 | 4608.4326 | 4574 | 4586.0161 | 4238.4319
| 4748.6937 | 4608.3292 | 4574 | 4585.9779 | 4238.402
| 4748.6761 | 4608.0636 | 4574 | 4585.9697 | 4238.2236
| 4748.5985 | 4608.0261 | 4574 | 4585.8969 | 4235.9544
| 4748.1843 | 4607.8524 | 4574 | 4585.7343 | 4235.7442
| 4748.1404 | 4607.8177 | 4573 | 4585.7247 | 4234.2286
| 4747.9929 | 4607.8064 | 4573 | 4585.6704 | 4233.7052
| 4747.892 | 4607.4337 | 4573 | 4585.6438 | 4233.5151
| 4747.7756 | 4607.2218 | 4573 | 4585.3503 | 4233.2685
| 4747.7283 | 4607.0067 | 4573 | 4585.2218 | 4232.7395
| 4747.5942 | 4606.858 | 4573 | 4585.1813 | 4232.6157
| 4747.5462 | 4606.8024 | 4573 | 4584.6845 | 4232.3852
| 4747.4776 | 4606.728 | 4573 | 4584.6666 | 4232.1376
| 4747.2873 | 4606.4013 | 4573 | 4584.4668 | 4232.0319
| 4747.081 | 4606.3888 | 4572 | 4584.0581 | 4231.9392
| 4746.9661 | 4606.3302 | 4572 | 4583.9864 | 4231.5413
| 4746.9235 | 4606.0301 | 4572 | 4583.842 | 4231.2655
| 4746.8323 | 4605.9076 | 4571 | 4583.6761 | 4230.8641
| 4746.7228 | 4605.8344 | 4571 | 4583.3576 | 4230.7637
| 4746.6874 | 4605.7761 | 4570 | 4583.0816 | 4230.5268
| 4746.5994 | 4605.6495 | 4570 | 4582.8554 | 4230.4926
| 4746.5932 | 4605.62 | 4570 | 4582.8023 | 4229.9862
| 4746.4966 | 4605.5749 | 4570 | 4582.1336 | 4229.5787
| 4746.4181 | 4605.4916 | 4570 | 4582.1314 | 4229.106
| 4746.2941 | 4605.1874 | 4570 | 4582.0956 | 4228.5665
| 4746.2852 | 4605.1565 | 4569 | 4582.0457 | 4228.1461
| 4746.1766 | 4605.1503 | 4569 | 4581.8946 | 4227.9676
| 4746.0011 | 4604.8556 | 4569 | 4581.6123 | 4227.2251
| 4745.9625 | 4604.8439 | 4569 | 4581.5401 | 4227.2019
| 4745.9572 | 4604.7551 | 4569 | 4581.0558 | 4227.1775
| 4745.8716 | 4604.7164 | 4569 | 4580.7972 | 4226.7363
| 4745.8704 | 4604.6872 | 4568 | 4580.295 | 4226.2177
| 4745.7675 | 4604.5968 | 4568 | 4579.8961 | 4225.9702
| 4745.5707 | 4604.588 | 4568 | 4579.7301 | 4225.9592
| 4745.3291 | 4604.4654 | 4568 | 4579.7161 | 4224.0023
| 4745.1347 | 4604.4363 | 4568 | 4579.3333 | 4223.9297
| 4745.0719 | 4604.3833 | 4567 | 4579.2101 | 4223.0042
| 4744.8508 | 4604.3316 | 4567 | 4579.062 | 4222.6218
| 4744.756 | 4604.0886 | 4567 | 4578.9188 | 4222.4734
| 4744.6224 | 4603.9955 | 4567 | 4578.4349 | 4221.515
| 4744.5563 | 4603.9262 | 4567 | 4578.2391 | 4220.7406
| 4744.5487 | 4603.8161 | 4567 | 4577.9375 | 4219.662
| 4744.4446 | 4603.7917 | 4567 | 4577.779 | 4219.2966
| 4744.414 | 4603.7703 | 4566 | 4577.7389 | 4219.1913
| 4744.3837 | 4603.704 | 4566 | 4577.6911 | 4219.1615
| 4744.2546 | 4603.6874 | 4566 | 4577.6718 | 4218.1709
| 4744.1588 | 4603.6527 | 4566 | 4577.5098 | 4217.6606
| 4744.112 | 4603.6067 | 4566 | 4577.4244 | 4217.6161
| 4744.0571 | 4603.5456 | 4566 | 4577.2514 | 4217.452
| 4743.9368 | 4603.2658 | 4566 | 4576.8954 | 4217.2656
| 4743.9341 | 4602.8897 | 4566 | 4576.8573 | 4216.5895
| 4743.8287 | 4602.8811 | 4565 | 4576.5893 | 4216.495
| 4743.7021 | 4602.6661 | 4565 | 4576.5318 | 4216.2049
| 4743.5369 | 4602.5485 | 4565 | 4576.0993 | 4214.5577
| 4743.4907 | 4602.4044 | 4565 | 4575.8171 | 4214.5216
| 4743.3758 | 4602.3734 | 4565 | 4575.2336 | 4214.0171
| 4743.257 | 4602.247 | 4565 | 4574.8248 | 4213.4776
| 4743.1862 | 4602.1985 | 4565 | 4574.6724 | 4213.3883
| 4743.0252 | 4602.1763 | 4564 | 4574.5836 | 4213.3722
| 4742.993 | 4602.0646 | 4564 | 4574.4868 | 4212.6884
| 4742.9843 | 4602.0346 | 4564 | 4574.3988 | 4212.6315
| 4742.9657 | 4602.0204 | 4564 | 4574.3589 | 4212.5504
| 4742.9287 | 4602.0179 | 4564 | 4574.2136 | 4211.2403
| 4742.6811 | 4602.0153 | 4564 | 4574.0846 | 4210.8257
| 4742.5847 | 4601.9895 | 4564 | 4574.0718 | 4210.113
| 4742.5786 | 4601.9169 | 4563 | 4574.062 | 4209.9937
| 4742.5101 | 4601.6965 | 4563 | 4574.0188 | 4209.7306
| 4742.3929 | 4601.5977 | 4563 | 4573.44 | 4208.7944
| 4742.326 | 4601.5043 | 4563 | 4572.8814 | 4208.6473
| 4742.3048 | 4601.4447 | 4563 | 4572.8367 | 4208.4952
| 4742.1962 | 4601.4373 | 4563 | 4572.6622 | 4208.1561
| 4742.0935 | 4601.4041 | 4563 | 4572.4952 | 4207.4128
| 4742.0658 | 4601.2994 | 4562 | 4572.3956 | 4207.1283
| 4741.9473 | 4601.1826 | 4562 | 4572.3497 | 4206.9306
| 4741.9446 | 4601.1291 | 4562 | 4572.2639 | 4206.4947
| 4741.918 | 4601.0925 | 4562 | 4572.0717 | 4206.1345
| 4741.9083 | 4601.0058 | 4562 | 4571.9575 | 4205.6566
| 4741.8979 | 4600.9569 | 4562 | 4571.4246 | 4205.1367
| 4741.6784 | 4600.849 | 4562 | 4571.2935 | 4202.9565
| 4741.61 | 4600.8209 | 4561 | 4570.3333 | 4202.7328
| 4741.3392 | 4600.7753 | 4561 | 4570.2147 | 4202.5535
| 4741.2165 | 4600.6581 | 4561 | 4570.1078 | 4202.4293
| 4741.1498 | 4600.6425 | 4561 | 4570.0516 | 4202.013
| 4741.0809 | 4600.5285 | 4561 | 4569.9447 | 4199.3659
| 4741.0585 | 4600.419 | 4561 | 4569.9083 | 4199.3418
| 4740.9977 | 4600.3141 | 4561 | 4569.6361 | 4199.2766
| 4740.9237 | 4599.9741 | 4560 | 4569.6157 | 4199.0394
| 4740.7937 | 4599.9337 | 4560 | 4569.5735 | 4198.7363
| 4740.7648 | 4599.9033 | 4560 | 4569.5588 | 4198.133
| 4740.7279 | 4599.8562 | 4560 | 4569.3485 | 4198.0474
| 4740.4825 | 4599.7955 | 4559 | 4568.5516 | 4197.9529
| 4740.4528 | 4599.6706 | 4559 | 4568.2371 | 4196.4858
| 4740.4006 | 4599.6465 | 4559 | 4568.1775 | 4196.3871
| 4740.1491 | 4599.6022 | 4559 | 4567.9803 | 4196.0541
| 4740.0645 | 4599.4583 | 4559 | 4567.8371 | 4195.15
| 4740.0556 | 4599.2666 | 4559 | 4567.8355 | 4195.0648
| 4739.937 | 4599.2368 | 4559 | 4567.7934 | 4193.6564
| 4739.7943 | 4599.1985 | 4559 | 4567.7263 | 4193.335
| 4739.7796 | 4599.1722 | 4558 | 4567.7166 | 4193.3259
| 4739.7645 | 4599.1566 | 4558 | 4567.714 | 4193.2098
| 4739.1401 | 4599.0014 | 4558 | 4567.4237 | 4192.9507
| 4739.1116 | 4598.8885 | 4558 | 4567.4069 | 4192.9311
| 4739.0814 | 4598.8261 | 4558 | 4567.3583 | 4192.1
| 4739.0763 | 4598.8254 | 4558 | 4567.2651 | 4191.4572
| 4738.9007 | 4598.8172 | 4558 | 4567.0747 | 4191.2864
| 4738.8104 | 4598.7658 | 4558 | 4566.6513 | 4191.0229
| 4738.6958 | 4598.5867 | 4558 | 4566.5857 | 4190.5112
| 4738.6539 | 4598.4867 | 4557 | 4566.58 | 4190.0783
| 4738.6391 | 4598.3631 | 4557 | 4566.5168 | 4189.826
| 4738.5394 | 4598.1668 | 4557 | 4566.4605 | 4189.5729
| 4738.4989 | 4598.0774 | 4557 | 4566.416 | 4189.0934
| 4738.4257 | 4598.044 | 4556 | 4566.2552 | 4188.9341
| 4738.4023 | 4597.9609 | 4556 | 4566.0757 | 4188.8839
| 4738.2126 | 4597.9098 | 4556 | 4565.7862 | 4188.31
| 4737.9648 | 4597.7688 | 4556 | 4565.7345 | 4188.0426
| 4737.948 | 4597.7004 | 4556 | 4565.362 | 4187.9654
| 4737.9034 | 4597.6067 | 4556 | 4565.3085 | 4187.3842
| 4737.8325 | 4597.4134 | 4556 | 4565.0777 | 4186.9982
| 4737.798 | 4597.3874 | 4556 | 4564.9622 | 4186.965
| 4737.5971 | 4597.3492 | 4556 | 4564.75 | 4186.9435
| 4737.585 | 4597.3131 | 4555 | 4564.7449 | 4185.8683
| 4737.5594 | 4597.3108 | 4555 | 4564.485 | 4185.7127
| 4737.5154 | 4597.2127 | 4555 | 4564.2115 | 4185.579
| 4737.4954 | 4597.0397 | 4555 | 4564.1533 | 4185.5687
| 4737.3241 | 4596.9343 | 4555 | 4563.9624 | 4184.9679
| 4737.1843 | 4596.8222 | 4554 | 4563.9411 | 4184.8593
| 4737.1745 | 4596.8221 | 4554 | 4563.8237 | 4184.8486
| 4737.1224 | 4596.6973 | 4554 | 4563.756 | 4184.2934
| 4736.8056 | 4596.6315 | 4554 | 4563.4424 | 4183.6847
| 4736.7453 | 4596.4147 | 4554 | 4563.3542 | 4182.4852
| 4736.718 | 4596.1871 | 4554 | 4562.7696 | 4182.0472
| 4736.5574 | 4596.1868 | 4553 | 4562.6202 | 4182.0326
| 4736.5258 | 4595.887 | 4553 | 4562.3945 | 4181.8832
| 4736.4679 | 4595.821 | 4553 | 4562.1503 | 4181.5746
| 4736.4059 | 4595.7301 | 4553 | 4562.0474 | 4181.5127
| 4736.4039 | 4595.6564 | 4553 | 4561.9746 | 4180.0931
| 4736.3988 | 4595.6223 | 4553 | 4561.8182 | 4179.8073
| 4736.338 | 4595.5647 | 4553 | 4561.7736 | 4179.6226
| 4736.2629 | 4595.4938 | 4553 | 4561.5697 | 4179.0576
| 4736.1851 | 4595.4532 | 4553 | 4561.2208 | 4178.893
| 4736.1484 | 4595.3466 | 4552 | 4561.2105 | 4177.8487
| 4735.9816 | 4595.2137 | 4552 | 4560.7836 | 4177.7742
| 4735.6168 | 4595.0943 | 4552 | 4560.4851 | 4177.2583
| 4735.5489 | 4594.9165 | 4552 | 4559.9656 | 4177.0637
| 4735.2981 | 4594.8459 | 4552 | 4559.6602 | 4176.9704
| 4735.2469 | 4594.609 | 4552 | 4559.6072 | 4176.9559
| 4735.1601 | 4594.5992 | 4552 | 4559.5905 | 4176.7746
| 4735.0218 | 4594.464 | 4551 | 4559.0177 | 4176.2278
| 4734.8634 | 4594.3932 | 4551 | 4558.9933 | 4175.5421
| 4734.8263 | 4594.3622 | 4551 | 4558.9915 | 4175.402
| 4734.652 | 4594.3334 | 4551 | 4558.9145 | 4175.3514
| 4734.6221 | 4594.2491 | 4551 | 4558.9035 | 4175.2568
| 4734.4824 | 4594.1728 | 4550 | 4558.7269 | 4175.0397
| 4734.2901 | 4594.1443 | 4550 | 4558.6539 | 4174.3842
| 4734.2262 | 4594.0941 | 4550 | 4558.0987 | 4173.3915
| 4734.1571 | 4593.9497 | 4550 | 4557.8033 | 4173.2826
| 4734.1135 | 4593.7475 | 4550 | 4557.4388 | 4171.8736
| 4733.9918 | 4593.6366 | 4549 | 4557.4079 | 4171.431
| 4733.9699 | 4593.389 | 4549 | 4556.9791 | 4171.2453
| 4733.9528 | 4593.2904 | 4549 | 4556.9119 | 4170.9561
| 4733.9499 | 4593.1504 | 4549 | 4556.8643 | 4170.2834
| 4733.8406 | 4593.1351 | 4549 | 4556.7394 | 4169.259
| 4733.8086 | 4593.0928 | 4549 | 4556.5692 | 4169.0556
| 4733.8043 | 4592.8966 | 4549 | 4556.5659 | 4168.6176
| 4733.7154 | 4592.6726 | 4549 | 4556.425 | 4168.4962
| 4733.5921 | 4592.6571 | 4548 | 4556.3509 | 4168.3262
| 4733.5479 | 4592.6505 | 4548 | 4556.2825 | 4168.2227
| 4733.5295 | 4592.5994 | 4548 | 4556.2269 | 4168.1708
| 4733.3073 | 4592.5501 | 4548 | 4555.9854 | 4168.119
| 4733.2537 | 4592.5152 | 4547 | 4555.9721 | 4168.0183
| 4732.9968 | 4592.5022 | 4547 | 4555.8176 | 4167.2695
| 4732.765 | 4592.4192 | 4547 | 4555.7345 | 4167.0555
| 4732.716 | 4592.2888 | 4547 | 4555.7171 | 4164.7803
| 4732.2126 | 4592.2601 | 4547 | 4555.6613 | 4164.7706
| 4732.163 | 4592.0572 | 4547 | 4555.6322 | 4164.7099
| 4732.1006 | 4592.0051 | 4547 | 4555.1357 | 4164.0458
| 4732.0234 | 4592.0043 | 4547 | 4554.8991 | 4162.367
| 4732.0229 | 4591.898 | 4547 | 4554.1965 | 4161.9837
| 4731.9574 | 4591.7118 | 4546 | 4554.1404 | 4161.7146
| 4731.8893 | 4591.5545 | 4546 | 4554.1217 | 4161.3341
| 4731.889 | 4591.2603 | 4546 | 4553.2806 | 4160.9731
| 4731.7696 | 4590.975 | 4546 | 4553.1421 | 4160.5519
| 4731.7277 | 4590.9636 | 4546 | 4553.1329 | 4159.7415
| 4731.5376 | 4590.8897 | 4546 | 4553.0315 | 4159.421
| 4731.5175 | 4590.8298 | 4546 | 4552.8108 | 4159.0218
| 4731.4787 | 4590.7078 | 4546 | 4552.7389 | 4157.8647
| 4731.4424 | 4590.5935 | 4545 | 4552.2335 | 4157.693
| 4731.0876 | 4590.5526 | 4545 | 4552.0801 | 4157.4535
| 4730.9707 | 4590.5012 | 4545 | 4552.0258 | 4157.3806
| 4730.9187 | 4590.4267 | 4545 | 4551.6805 | 4157.3222
| 4730.8285 | 4590.3884 | 4545 | 4551.455 | 4157.1905
| 4730.7743 | 4590.3072 | 4544 | 4551.0892 | 4156.9558
| 4730.7594 | 4590.2811 | 4544 | 4551.028 | 4156.8177
| 4730.6963 | 4590.2743 | 4544 | 4551.001 | 4156.2128
| 4730.584 | 4590.2554 | 4544 | 4550.7115 | 4155.9251
| 4730.5779 | 4590.216 | 4543 | 4550.6244 | 4155.6907
| 4730.4598 | 4589.9153 | 4543 | 4550.2861 | 4155.2983
| 4730.2297 | 4589.7891 | 4543 | 4549.5155 | 4155.294
| 4730.2291 | 4589.584 | 4543 | 4549.2846 | 4154.9626
| 4729.9836 | 4589.3994 | 4543 | 4549.2244 | 4154.5538
| 4729.8078 | 4589.0169 | 4543 | 4548.6578 | 4154.4443
| 4729.757 | 4588.6607 | 4542 | 4548.2275 | 4154.3717
| 4729.6634 | 4588.605 | 4542 | 4547.8516 | 4154.2554
| 4729.5195 | 4588.4592 | 4542 | 4547.8123 | 4153.8801
| 4729.4595 | 4588.401 | 4542 | 4547.6137 | 4153.7495
| 4729.3741 | 4588.3775 | 4542 | 4547.5401 | 4153.6048
| 4729.2348 | 4588.37 | 4541 | 4547.3615 | 4153.6001
| 4729.1711 | 4588.3679 | 4541 | 4547.2929 | 4153.3233
| 4729.1155 | 4588.2866 | 4541 | 4546.8393 | 4153.1859
| 4728.9645 | 4588.0233 | 4541 | 4546.3607 | 4153.0833
| 4728.7691 | 4587.9929 | 4540 | 4546.2696 | 4153.0721
| 4728.6756 | 4587.9559 | 4540 | 4546.0619 | 4152.2562
| 4728.5109 | 4587.914 | 4540 | 4545.8758 | 4151.8297
| 4728.3185 | 4587.7448 | 4540 | 4545.8062 | 4151.7609
| 4728.2889 | 4587.7424 | 4539 | 4545.4721 | 4151.5484
| 4727.8241 | 4587.7197 | 4539 | 4545.389 | 4150.8469
| 4727.7347 | 4587.7101 | 4539 | 4545.3061 | 4150.7864
| 4727.583 | 4587.6778 | 4539 | 4544.9635 | 4150.7531
| 4727.5677 | 4587.675 | 4539 | 4544.9492 | 4150.3044
| 4726.9597 | 4587.4484 | 4539 | 4544.2471 | 4149.9381
| 4726.8898 | 4587.3857 | 4539 | 4544.1397 | 4149.8286
| 4726.8897 | 4587.2553 | 4538 | 4544.0386 | 4149.1999
| 4726.7645 | 4587.2403 | 4538 | 4544.0093 | 4149.1745
| 4726.7143 | 4587.1449 | 4538 | 4543.6413 | 4149.0474
| 4726.5891 | 4587.0775 | 4537 | 4543.2233 | 4149.0246
| 4726.5672 | 4587.0659 | 4537 | 4543.2187 | 4147.9684
| 4726.3016 | 4587.024 | 4537 | 4542.7409 | 4147.7657
| 4725.9684 | 4586.9887 | 4537 | 4542.4669 | 4147.5001
| 4725.9419 | 4586.9558 | 4537 | 4542.3523 | 4147.1089
| 4725.7891 | 4586.8663 | 4536 | 4542.2917 | 4146.8678
| 4725.6593 | 4586.7867 | 4536 | 4542.2414 | 4146.8522
| 4725.6327 | 4586.7597 | 4536 | 4542.2073 | 4146.7052
| 4725.5607 | 4586.7222 | 4536 | 4542.1672 | 4146.6689
| 4725.3548 | 4586.699 | 4536 | 4542.1302 | 4146.4055
| 4725.3422 | 4586.565 | 4536 | 4541.5613 | 4146.2382
| 4725.0068 | 4586.5631 | 4536 | 4541.5025 | 4145.7785
| 4724.9326 | 4586.5606 | 4535 | 4541.3818 | 4145.7305
| 4724.8755 | 4586.559 | 4535 | 4541.0459 | 4145.0188
| 4724.8439 | 4586.5303 | 4535 | 4540.9238 | 4144.4898
| 4724.6579 | 4586.117 | 4535 | 4540.9144 | 4144.2677
| 4724.6466 | 4586.1014 | 4535 | 4540.7257 | 4144.2482
| 4724.5255 | 4586.0355 | 4534 | 4540.3084 | 4144.2107
| 4724.4648 | 4586.0304 | 4534 | 4540.2953 | 4143.5754
| 4724.2991 | 4585.8159 | 4534 | 4540.1091 | 4143.2949
| 4724.2906 | 4585.6566 | 4534 | 4540.0958 | 4142.7472
| 4724.2891 | 4585.4521 | 4534 | 4539.9074 | 4142.6885
| 4724.1416 | 4585.4423 | 4533 | 4539.7994 | 4142.4888
| 4724.0192 | 4585.3579 | 4533 | 4539.7776 | 4142.4101
| 4723.9919 | 4585.2987 | 4533 | 4539.3266 | 4142.3569
| 4723.9775 | 4585.2846 | 4533 | 4539.1414 | 4142.1571
| 4723.7899 | 4585.2792 | 4533 | 4538.9674 | 4141.5451
| 4723.5801 | 4585.2193 | 4533 | 4538.9649 | 4141.4789
| 4723.5035 | 4585.1257 | 4533 | 4538.9131 | 4141.3102
| 4723.3998 | 4585.0746 | 4533 | 4538.0564 | 4141.2322
| 4723.0811 | 4584.7486 | 4533 | 4537.7196 | 4141.1012
| 4723.0615 | 4584.5884 | 4532 | 4537.5443 | 4140.75
| 4722.935 | 4584.396 | 4532 | 4537.0204 | 4140.6742
| 4722.9284 | 4584.394 | 4532 | 4536.9558 | 4140.1764
| 4722.8774 | 4584.3788 | 4532 | 4536.8936 | 4138.4854
| 4722.811 | 4584.3617 | 4532 | 4535.5537 | 4137.3443
| 4722.725 | 4584.3341 | 4531 | 4535.2735 | 4137.2043
| 4722.6329 | 4584.2857 | 4531 | 4534.9805 | 4135.9614
| 4722.6121 | 4584.1322 | 4531 | 4534.3685 | 4134.1431
| 4722.5783 | 4583.9466 | 4531 | 4534.3529 | 4133.7478
| 4722.5014 | 4583.5879 | 4531 | 4533.8982 | 4133.6577
| 4722.2306 | 4583.3538 | 4531 | 4533.8758 | 4133.5659
| 4722.1191 | 4583.3374 | 4531 | 4533.758 | 4133.1205
| 4722.0051 | 4583.1911 | 4530 | 4533.6976 | 4133.0297
| 4721.9856 | 4583.1491 | 4530 | 4533.6259 | 4132.2467
| 4721.8058 | 4582.967 | 4530 | 4532.5407 | 4131.5148
| 4721.6143 | 4582.9349 | 4530 | 4532.3552 | 4131.0674
| 4721.2955 | 4582.9124 | 4530 | 4532.31 | 4130.3743
| 4721.2799 | 4582.8912 | 4529 | 4532.2351 | 4129.7804
| 4721.2086 | 4582.8736 | 4529 | 4531.8928 | 4129.2486
| 4721.158 | 4582.8155 | 4529 | 4531.7727 | 4128.3765
| 4721.1351 | 4582.7205 | 4529 | 4531.5828 | 4128.3373
| 4720.9333 | 4582.3439 | 4529 | 4531.2162 | 4128.2538
| 4720.8297 | 4581.8776 | 4529 | 4531.0445 | 4128.119
| 4720.8244 | 4581.8558 | 4529 | 4530.6059 | 4126.0549
| 4720.6629 | 4581.7258 | 4529 | 4530.0814 | 4125.9994
| 4720.5235 | 4581.2958 | 4529 | 4529.5377 | 4125.6798
| 4720.5001 | 4581.2115 | 4529 | 4529.3402 | 4125.1587
| 4720.3946 | 4581.1458 | 4528 | 4528.6561 | 4125.1009
| 4720.1461 | 4581.1193 | 4528 | 4528.617 | 4124.9151
| 4719.9804 | 4581.1037 | 4528 | 4528.3568 | 4124.8515
| 4719.8752 | 4580.9237 | 4528 | 4527.8302 | 4124.6499
| 4719.8426 | 4580.7571 | 4528 | 4527.6619 | 4124.6244
| 4719.2539 | 4580.7217 | 4528 | 4527.6599 | 4124.4822
| 4719.2431 | 4580.6067 | 4527 | 4527.2677 | 4124.1713
| 4719.1769 | 4580.5083 | 4527 | 4525.8253 | 4124.1464
| 4719.1659 | 4580.5076 | 4527 | 4525.801 | 4123.5408
| 4719.1442 | 4580.2936 | 4527 | 4525.3074 | 4123.079
| 4718.8695 | 4580.2731 | 4527 | 4524.9366 | 4122.6419
| 4718.8205 | 4580.2303 | 4526 | 4524.9074 | 4122.615
| 4718.7509 | 4580.1133 | 4526 | 4524.7262 | 4121.7704
| 4718.4767 | 4580.0498 | 4526 | 4524.2065 | 4121.5634
| 4718.3127 | 4579.9765 | 4526 | 4524.0647 | 4121.025
| 4718.2975 | 4579.9634 | 4526 | 4523.8816 | 4121.0092
| 4718.2554 | 4579.707 | 4525 | 4523.2846 | 4120.7711
| 4718.1508 | 4579.6181 | 4525 | 4522.628 | 4120.4118
| 4718.1411 | 4579.3074 | 4525 | 4522.6244 | 4120.2932
| 4718.1156 | 4579.287 | 4525 | 4522.5359 | 4119.9214
| 4718.0186 | 4579.2175 | 4524 | 4522.4727 | 4119.7751
| 4718.0154 | 4578.8306 | 4524 | 4522.4613 | 4119.7344
| 4718.0005 | 4578.8118 | 4524 | 4522.3633 | 4119.7002
| 4717.9912 | 4578.771 | 4524 | 4522.1216 | 4119.13
| 4717.6818 | 4578.7591 | 4524 | 4522.0639 | 4118.8985
| 4717.5695 | 4578.6802 | 4524 | 4521.9365 | 4118.8763
| 4717.4033 | 4578.564 | 4524 | 4521.5516 | 4118.3183
| 4717.4012 | 4578.498 | 4524 | 4521.484 | 4117.5092
| 4717.3417 | 4578.4276 | 4524 | 4520.9228 | 4117.0989
| 4717.071 | 4578.327 | 4524 | 4520.6753 | 4116.8174
| 4716.7334 | 4578.1852 | 4524 | 4519.9478 | 4116.4473
| 4716.6613 | 4578.1395 | 4523 | 4519.7192 | 4115.8211
| 4716.596 | 4578.0073 | 4523 | 4519.2682 | 4115.6028
| 4716.5275 | 4577.8657 | 4523 | 4519.2091 | 4115.1915
| 4716.3752 | 4577.8632 | 4523 | 4518.659 | 4115.0475
| 4716.3204 | 4577.8049 | 4523 | 4518.2508 | 4114.9384
| 4716.2548 | 4577.7679 | 4523 | 4518.0675 | 4113.3164
| 4716.0563 | 4577.7585 | 4523 | 4517.9566 | 4113.0186
| 4715.7605 | 4577.7495 | 4522 | 4517.932 | 4112.8597
| 4715.453 | 4577.6884 | 4522 | 4517.7162 | 4112.8429
| 4715.417 | 4577.6881 | 4522 | 4517.25 | 4112.4958
| 4715.4075 | 4577.4416 | 4522 | 4517.0633 | 4111.8983
| 4715.0839 | 4577.3773 | 4521 | 4516.2785 | 4111.8076
| 4715.0815 | 4577.3665 | 4521 | 4515.6157 | 4111.6084
| 4715.0568 | 4577.3128 | 4521 | 4514.9391 | 4110.9923
| 4715.0003 | 4577.2517 | 4521 | 4514.7838 | 4110.9865
| 4714.9863 | 4577.2008 | 4521 | 4514.3616 | 4110.6009
| 4714.9447 | 4577.0892 | 4521 | 4514.2874 | 4110.4265
| 4714.9437 | 4577.0797 | 4521 | 4514.0169 | 4110.3138
| 4714.7286 | 4577.0452 | 4521 | 4512.6165 | 4110.3058
| 4714.709 | 4577.0188 | 4521 | 4512.2524 | 4109.7701
| 4714.4742 | 4576.9529 | 4520 | 4511.9175 | 4109.7614
| 4714.4135 | 4576.8347 | 4520 | 4511.2621 | 4109.7078
| 4714.4023 | 4576.8273 | 4520 | 4510.8368 | 4109.6395
| 4714.2566 | 4576.764 | 4520 | 4510.7467 | 4109.2714
| 4714.1715 | 4576.7157 | 4519 | 4510.3526 | 4109.2159
| 4713.9635 | 4576.6331 | 4519 | 4509.9494 | 4109.1671
| 4713.9345 | 4576.5368 | 4519 | 4509.7236 | 4108.2955
| 4713.9058 | 4576.4028 | 4519 | 4509.7064 | 4108.1985
| 4713.8905 | 4576.3884 | 4519 | 4509.4606 | 4107.8403
| 4713.8705 | 4576.3741 | 4519 | 4508.9354 | 4107.8272
| 4713.6896 | 4576.2887 | 4519 | 4508.5417 | 4107.6415
| 4713.5656 | 4576.2301 | 4519 | 4508.042 | 4107.4847
| 4713.3792 | 4576.23 | 4518 | 4507.9101 | 4107.446
| 4713.1991 | 4576.2256 | 4518 | 4507.8047 | 4107.0485
| 4713.0916 | 4576.1163 | 4518 | 4507.5084 | 4105.8987
| 4713.0595 | 4576.0663 | 4518 | 4507.0879 | 4105.7317
| 4713.0263 | 4575.9409 | 4518 | 4506.7719 | 4105.7304
| 4712.7851 | 4575.9401 | 4517 | 4506.587 | 4105.6127
| 4712.7512 | 4575.8305 | 4517 | 4506.4264 | 4105.4493
| 4712.6997 | 4575.8106 | 4517 | 4505.5626 | 4105.1501
| 4712.6772 | 4575.7379 | 4517 | 4505.3796 | 4104.6934
| 4712.5876 | 4575.703 | 4517 | 4505.3114 | 4103.8296
| 4712.4403 | 4575.6301 | 4517 | 4504.7814 | 4103.6274
| 4712.4176 | 4575.4035 | 4517 | 4504.5534 | 4103.2705
| 4712.3674 | 4575.2392 | 4516 | 4504.5472 | 4102.9152
| 4712.2353 | 4575.1843 | 4516 | 4504.4417 | 4102.3512
| 4712.218 | 4574.908 | 4516 | 4504.3109 | 4102.22
| 4712.2059 | 4574.7693 | 4516 | 4503.7763 | 4101.897
| 4712.0218 | 4574.7454 | 4516 | 4503.2118 | 4101.8332
| 4712.0129 | 4574.7444 | 4516 | 4502.7872 | 4101.5908
| 4711.8394 | 4574.7335 | 4516 | 4502.7261 | 4101.0445
| 4711.8141 | 4574.5943 | 4516 | 4502.4725 | 4100.0109
| 4711.8102 | 4574.341 | 4515 | 4502.1908 | 4099.904
| 4711.8062 | 4574.155 | 4515 | 4501.9348 | 4099.8938
| 4711.5803 | 4573.7534 | 4515 | 4501.871 | 4099.7078
| 4711.51 | 4573.6336 | 4515 | 4501.7304 | 4099.5277
| 4711.4369 | 4573.5835 | 4515 | 4501.3868 | 4098.8891
| 4711.382 | 4573.5101 | 4515 | 4501.359 | 4098.1217
| 4711.3706 | 4573.2467 | 4515 | 4501.2104 | 4097.7627
| 4711.3638 | 4573.2273 | 4514 | 4501.1305 | 4097.6715
| 4711.3322 | 4573.2218 | 4514 | 4501.0364 | 4097.6663
| 4711.1312 | 4573.1722 | 4514 | 4500.7128 | 4097.0437
| 4710.988 | 4573.1577 | 4513 | 4500.0994 | 4096.6947
| 4710.9585 | 4572.9589 | 4513 | 4499.9952 | 4095.8952
| 4710.8069 | 4572.8717 | 4513 | 4499.6251 | 4095.805
| 4710.7438 | 4572.7023 | 4513 | 4499.4998 | 4095.6903
| 4710.7042 | 4572.6692 | 4513 | 4499.4118 | 4095.1725
| 4710.6926 | 4572.5363 | 4513 | 4499.2425 | 4094.6154
| 4710.6566 | 4572.4635 | 4513 | 4499.1052 | 4094.2943
| 4710.6234 | 4572.4471 | 4513 | 4499.088 | 4094.1788
| 4710.4613 | 4572.282 | 4512 | 4498.6741 | 4093.5759
| 4710.4264 | 4572.222 | 4512 | 4498.4719 | 4093.4308
| 4710.4158 | 4572.2015 | 4512 | 4497.6921 | 4092.9393
| 4710.3418 | 4572.1048 | 4512 | 4497.3326 | 4092.8955
| 4709.949 | 4572.0662 | 4512 | 4496.8715 | 4092.776
| 4709.8087 | 4571.7724 | 4511 | 4496.0445 | 4092.7086
| 4709.6777 | 4571.7448 | 4511 | 4495.8774 | 4092.0184
| 4709.5507 | 4571.7388 | 4511 | 4495.5825 | 4091.8599
| 4709.533 | 4571.5229 | 4511 | 4495.45 | 4091.7056
| 4709.5237 | 4571.3753 | 4511 | 4494.7441 | 4091.6321
| 4709.2341 | 4571.2154 | 4511 | 4494.3391 | 4090.2119
| 4709.083 | 4571.1881 | 4511 | 4494.0658 | 4090.0505
| 4709.0798 | 4570.8416 | 4511 | 4493.4479 | 4089.5401
| 4709.0694 | 4570.8078 | 4511 | 4493.3809 | 4089.5049
| 4709.066 | 4570.7511 | 4510 | 4492.9854 | 4088.0243
| 4708.9819 | 4570.7066 | 4510 | 4492.7594 | 4087.6032
| 4708.9289 | 4570.6493 | 4510 | 4491.7721 | 4087.5586
| 4708.2457 | 4570.4566 | 4510 | 4490.8855 | 4087.4911
| 4708.2084 | 4570.2869 | 4510 | 4490.6956 | 4087.472
| 4708.1348 | 4570.2296 | 4509 | 4490.3729 | 4087.3411
| 4707.7795 | 4570.2054 | 4509 | 4490.3714 | 4087.256
| 4707.779 | 4570.0992 | 4509 | 4490.0523 | 4087.2226
| 4707.7282 | 4569.9774 | 4509 | 4489.9276 | 4086.9296
| 4707.5617 | 4569.9626 | 4509 | 4489.6354 | 4086.8466
| 4707.4022 | 4569.9368 | 4508 | 4489.3552 | 4086.7923
| 4707.328 | 4569.2127 | 4508 | 4488.4537 | 4086.4787
| 4707.2855 | 4569.0768 | 4508 | 4488.302 | 4085.8678
| 4707.2655 | 4568.9921 | 4508 | 4488.2339 | 4085.5728
| 4707.2283 | 4568.7415 | 4507 | 4488.1158 | 4085.5653
| 4707.1321 | 4568.5917 | 4507 | 4487.7993 | 4085.3601
| 4707.0826 | 4568.5675 | 4507 | 4487.6724 | 4085.3301
| 4707.0732 | 4568.5481 | 4507 | 4487.0293 | 4085.0746
| 4707.0157 | 4568.5097 | 4507 | 4486.7381 | 4084.802
| 4706.9807 | 4568.4851 | 4507 | 4486.2185 | 4084.0021
| 4706.9714 | 4568.2167 | 4507 | 4486.0507 | 4083.7629
| 4706.9444 | 4568.2028 | 4506 | 4485.9115 | 4082.0628
| 4706.9166 | 4568.1755 | 4506 | 4485.5883 | 4081.3928
| 4706.9069 | 4568.1423 | 4506 | 4485.5806 | 4080.9371
| 4706.6654 | 4568.0997 | 4506 | 4485.569 | 4080.8939
| 4706.391 | 4568.0051 | 4506 | 4484.6908 | 4080.6871
| 4706.2818 | 4567.9604 | 4505 | 4484.374 | 4080.5043
| 4706.2127 | 4567.658 | 4505 | 4484.1985 | 4079.2976
| 4705.842 | 4567.5222 | 4505 | 4484.075 | 4079.268
| 4705.792 | 4567.4949 | 4505 | 4483.9876 | 4079.1818
| 4705.7475 | 4567.1927 | 4505 | 4483.8936 | 4078.8244
| 4705.7291 | 4566.9117 | 4505 | 4482.7341 | 4078.1172
| 4705.5619 | 4566.8541 | 4505 | 4482.7193 | 4077.4972
| 4705.4604 | 4566.7467 | 4505 | 4482.7101 | 4076.7491
| 4705.374 | 4566.7101 | 4504 | 4482.6828 | 4076.6648
| 4705.1882 | 4566.7044 | 4504 | 4481.346 | 4076.4144
| 4705.1732 | 4566.6827 | 4504 | 4481.1139 | 4076.0319
| 4705.1465 | 4566.5656 | 4503 | 4481.018 | 4075.6689
| 4705.0555 | 4566.4855 | 4503 | 4480.6754 | 4074.6824
| 4705.0482 | 4566.4712 | 4503 | 4480.6546 | 4074.382
| 4704.9143 | 4566.3703 | 4502 | 4480.5792 | 4074.2251
| 4704.8254 | 4566.2241 | 4502 | 4480.2479 | 4074.2164
| 4704.7764 | 4566.2147 | 4502 | 4480.1665 | 4073.9663
| 4704.6866 | 4565.9495 | 4502 | 4480.0979 | 4073.0903
| 4704.6229 | 4565.9218 | 4502 | 4479.9229 | 4072.7082
| 4704.5728 | 4565.3144 | 4502 | 4479.8807 | 4072.6649
| 4704.5401 | 4565.2686 | 4502 | 4479.8648 | 4072.6249
| 4704.5165 | 4565.1609 | 4502 | 4479.6584 | 4072.1043
| 4704.505 | 4565.0477 | 4502 | 4479.5417 | 4071.8251
| 4704.1501 | 4565.026 | 4501 | 4479.0576 | 4071.7895
| 4704.1101 | 4564.9862 | 4501 | 4479.0572 | 4071.2513
| 4703.9477 | 4564.9795 | 4501 | 4478.8447 | 4070.3494
| 4703.8005 | 4564.9429 | 4501 | 4478.7026 | 4070.17
| 4703.7922 | 4564.9421 | 4501 | 4478.055 | 4070.0144
| 4703.4615 | 4564.7529 | 4500 | 4477.6051 | 4069.7183
| 4703.3752 | 4564.5761 | 4500 | 4476.5106 | 4069.4053
| 4703.3722 | 4564.5413 | 4500 | 4476.2207 | 4069.2268
| 4703.2861 | 4564.4142 | 4499 | 4475.4881 | 4069.2079
| 4703.1259 | 4564.3513 | 4498 | 4475.0779 | 4067.8337
| 4703.0433 | 4564.2742 | 4498 | 4475.0067 | 4067.8059
| 4702.7739 | 4564.2114 | 4498 | 4474.6374 | 4067.0302
| 4702.7721 | 4564.0714 | 4498 | 4474.6152 | 4066.8127
| 4702.7644 | 4563.9905 | 4498 | 4474.4748 | 4066.2667
| 4702.6486 | 4563.9196 | 4498 | 4474.4194 | 4065.9379
| 4702.6464 | 4563.8838 | 4498 | 4473.911 | 4065.8749
| 4702.5337 | 4563.8799 | 4498 | 4473.8888 | 4065.74
| 4702.5272 | 4563.789 | 4497 | 4473.5172 | 4065.2117
| 4702.4466 | 4563.7065 | 4497 | 4473.2891 | 4064.6866
| 4702.3318 | 4563.6659 | 4497 | 4473.0908 | 4063.9659
| 4702.1942 | 4563.6001 | 4497 | 4472.9659 | 4063.671
| 4702.1915 | 4563.5073 | 4497 | 4472.7899 | 4063.5347
| 4702.1365 | 4563.3953 | 4497 | 4472.6426 | 4063.4798
| 4701.8566 | 4563.3687 | 4497 | 4472.4526 | 4063.1515
| 4701.773 | 4563.2061 | 4496 | 4472.2798 | 4062.9211
| 4701.6718 | 4563.1672 | 4496 | 4471.9296 | 4062.7928
| 4701.6385 | 4563.1614 | 4496 | 4471.9077 | 4062.7197
| 4701.5613 | 4563.1545 | 4496 | 4471.8815 | 4062.6482
| 4701.5534 | 4563.1422 | 4496 | 4471.7924 | 4062.5374
| 4701.5411 | 4563.0699 | 4496 | 4471.7426 | 4061.6432
| 4701.4904 | 4562.9766 | 4496 | 4470.044 | 4061.5977
| 4701.4796 | 4562.8478 | 4495 | 4469.8168 | 4061.0978
| 4701.4012 | 4562.637 | 4495 | 4468.9287 | 4061.0937
| 4701.3972 | 4562.6176 | 4495 | 4468.8503 | 4060.7418
| 4701.2075 | 4562.4885 | 4495 | 4467.9994 | 4060.6608
| 4701.156 | 4562.3579 | 4495 | 4467.7673 | 4060.5876
| 4701.1456 | 4562.3573 | 4495 | 4467.5653 | 4060.4436
| 4701.0653 | 4562.3538 | 4494 | 4467.3092 | 4059.3036
| 4700.6867 | 4562.0001 | 4494 | 4467.2208 | 4059.1454
| 4700.4948 | 4561.8042 | 4494 | 4466.8312 | 4058.7923
| 4700.4861 | 4561.6421 | 4494 | 4466.5282 | 4058.6735
| 4700.3931 | 4561.5473 | 4493 | 4465.7739 | 4058.4578
| 4700.3224 | 4561.2761 | 4493 | 4465.2317 | 4058.2312
| 4700.2603 | 4561.2151 | 4493 | 4465.2098 | 4057.5746
| 4700.2339 | 4561.1257 | 4493 | 4465.0107 | 4057.0847
| 4700.1317 | 4560.7918 | 4492 | 4464.7238 | 4057.0387
| 4699.9762 | 4560.6393 | 4492 | 4464.5797 | 4056.9892
| 4699.6259 | 4560.5802 | 4492 | 4464.1495 | 4056.7
| 4699.452 | 4560.5331 | 4492 | 4463.5253 | 4056.4025
| 4699.2781 | 4560.437 | 4492 | 4462.5992 | 4055.9223
| 4699.1114 | 4560.3893 | 4492 | 4462.4894 | 4054.7468
| 4699.0536 | 4560.3166 | 4492 | 4461.9139 | 4054.7065
| 4698.7863 | 4560.2079 | 4491 | 4461.6859 | 4053.584
| 4698.6221 | 4559.98 | 4491 | 4461.4696 | 4053.0973
| 4698.484 | 4559.8877 | 4491 | 4461.0546 | 4052.9889
| 4698.4305 | 4559.6663 | 4491 | 4459.9803 | 4052.6648
| 4698.4212 | 4559.6169 | 4491 | 4459.4629 | 4051.8121
| 4698.412 | 4559.5625 | 4491 | 4459.0583 | 4051.6966
| 4698.2041 | 4559.4909 | 4490 | 4458.7634 | 4050.5379
| 4698.1683 | 4559.3516 | 4490 | 4458.4089 | 4050.031
| 4697.8509 | 4559.2727 | 4490 | 4458.2148 | 4049.9393
| 4697.8282 | 4559.1766 | 4489 | 4457.9868 | 4049.9387
| 4697.825 | 4558.8024 | 4489 | 4457.8278 | 4049.3158
| 4697.4895 | 4557.957 | 4489 | 4457.5785 | 4049.0973
| 4697.4692 | 4557.9453 | 4489 | 4457.2992 | 4048.3291
| 4697.2941 | 4557.7319 | 4489 | 4456.7772 | 4047.9645
| 4697.2805 | 4557.6189 | 4489 | 4456.7026 | 4047.875
| 4697.1799 | 4557.3904 | 4489 | 4456.5668 | 4047.8208
| 4697.1172 | 4557.3071 | 4489 | 4456.5267 | 4047.3619
| 4697.0964 | 4557.2035 | 4488 | 4455.4173 | 4047.1249
| 4697.0703 | 4557.1533 | 4488 | 4455.3806 | 4047.0159
| 4697.0087 | 4557.0319 | 4488 | 4455.2872 | 4046.9312
| 4696.9517 | 4557.0305 | 4488 | 4455.2742 | 4046.5392
| 4696.8344 | 4556.687 | 4487 | 4454.5712 | 4046.5152
| 4696.8122 | 4556.6117 | 4487 | 4453.4242 | 4046.4575
| 4696.6942 | 4556.5326 | 4487 | 4453.2655 | 4046.3935
| 4696.5705 | 4556.4899 | 4487 | 4452.5001 | 4045.753
| 4696.518 | 4556.4003 | 4487 | 4452.4075 | 4045.7033
| 4696.4736 | 4556.0806 | 4486 | 4452.1377 | 4044.7894
| 4696.27 | 4555.892 | 4486 | 4452.0356 | 4044.7893
| 4696.166 | 4555.7664 | 4486 | 4452.0203 | 4044.1878
| 4696.1448 | 4555.3596 | 4486 | 4452.0039 | 4044.1075
| 4696.0018 | 4555.3388 | 4486 | 4451.0192 | 4043.8136
| 4695.9905 | 4555.235 | 4485 | 4450.8534 | 4043.088
| 4695.9589 | 4555.2236 | 4485 | 4450.2471 | 4042.9101
| 4695.8221 | 4555.0717 | 4485 | 4449.6844 | 4042.4486
| 4695.7982 | 4554.8752 | 4485 | 4449.391 | 4042.4087
| 4695.5418 | 4554.8306 | 4485 | 4449.1093 | 4042.1828
| 4695.5327 | 4554.828 | 4485 | 4449.0056 | 4042.128
| 4695.4396 | 4554.7555 | 4485 | 4448.9372 | 4042.086
| 4695.4187 | 4554.6546 | 4484 | 4448.7431 | 4042.0197
| 4695.4072 | 4554.6328 | 4484 | 4448.7006 | 4040.2789
| 4695.3405 | 4554.5227 | 4484 | 4448.2577 | 4040.2505
| 4695.3376 | 4554.4954 | 4483 | 4447.9506 | 4040.1362
| 4695.2349 | 4554.3591 | 4483 | 4447.2 | 4040.1283
| 4695.1117 | 4554.0789 | 4483 | 4446.6302 | 4040.0573
| 4694.8282 | 4554.0165 | 4483 | 4446.4381 | 4039.9869
| 4694.7106 | 4553.8824 | 4483 | 4446.1099 | 4039.2831
| 4694.4685 | 4553.8583 | 4483 | 4445.9071 | 4038.6101
| 4694.3483 | 4553.6819 | 4483 | 4445.754 | 4038.1696
| 4694.281 | 4553.574 | 4482 | 4444.8041 | 4037.9418
| 4694.2717 | 4553.5721 | 4482 | 4444.7656 | 4037.0935
| 4694.1724 | 4553.511 | 4482 | 4444.6123 | 4036.7302
| 4694.1302 | 4553.454 | 4482 | 4443.1086 | 4036.2768
| 4694.064 | 4553.2697 | 4482 | 4442.7862 | 4036.2446
| 4694.0432 | 4553.2676 | 4482 | 4442.1291 | 4036.1922
| 4693.9325 | 4553.2441 | 4482 | 4442.1079 | 4035.906
| 4693.8724 | 4552.9801 | 4482 | 4442.0595 | 4035.6466
| 4693.8011 | 4552.97 | 4482 | 4441.9632 | 4035.2543
| 4693.323 | 4552.8687 | 4481 | 4441.6813 | 4034.7618
| 4693.3073 | 4552.3888 | 4481 | 4441.1424 | 4033.6684
| 4693.2194 | 4552.3062 | 4481 | 4440.5572 | 4033.4436
| 4693.2069 | 4552.1657 | 4481 | 4440.4655 | 4033.3494
| 4693.1609 | 4552.1585 | 4481 | 4440.3158 | 4032.9383
| 4693.0884 | 4552.137 | 4481 | 4440.1161 | 4032.4082
| 4692.9699 | 4552.0708 | 4481 | 4440.0945 | 4032.346
| 4692.6975 | 4552.0526 | 4481 | 4440.0791 | 4032.1487
| 4692.6615 | 4551.9779 | 4481 | 4439.9149 | 4031.9454
| 4692.3988 | 4551.9765 | 4481 | 4439.3084 | 4031.6741
| 4692.3475 | 4551.9046 | 4480 | 4439.2455 | 4031.5069
| 4692.2318 | 4551.9026 | 4480 | 4439.1334 | 4030.5116
| 4692.151 | 4551.8843 | 4480 | 4439.1163 | 4029.8332
| 4691.9737 | 4551.4546 | 4480 | 4439.0001 | 4028.5637
| 4691.9187 | 4551.2641 | 4479 | 4438.3601 | 4028.2433
| 4691.8723 | 4551.2124 | 4479 | 4437.9698 | 4028.1568
| 4691.5924 | 4550.8017 | 4479 | 4437.844 | 4027.8042
| 4691.5511 | 4550.7437 | 4479 | 4437.6404 | 4027.5169
| 4691.4041 | 4550.5675 | 4479 | 4437.637 | 4027.1423
| 4691.3511 | 4550.3445 | 4479 | 4436.9687 | 4025.1319
| 4691.2658 | 4550.206 | 4479 | 4436.9606 | 4025.0555
| 4691.1688 | 4550.1792 | 4478 | 4436.7188 | 4024.9924
| 4691.1562 | 4550.0613 | 4478 | 4436.1119 | 4023.4304
| 4691.0354 | 4550.0154 | 4478 | 4434.9259 | 4023.0517
| 4690.8956 | 4549.9596 | 4478 | 4434.8874 | 4023.0008
| 4690.6192 | 4549.9442 | 4478 | 4434.7315 | 4022.1779
| 4690.5788 | 4549.8536 | 4478 | 4434.5423 | 4022.041
| 4690.4134 | 4549.7531 | 4478 | 4434.4068 | 4021.6355
| 4690.4064 | 4549.7359 | 4477 | 4433.3027 | 4019.9138
| 4690.3495 | 4549.7124 | 4477 | 4433.2929 | 4019.8339
| 4690.3381 | 4549.6862 | 4477 | 4432.9981 | 4019.7183
| 4690.3365 | 4549.3711 | 4477 | 4432.9813 | 4019.665
| 4690.3265 | 4549.1975 | 4477 | 4432.7424 | 4019.6285
| 4690.2825 | 4548.561 | 4477 | 4432.5955 | 4019.411
| 4690.1772 | 4548.4294 | 4477 | 4431.8111 | 4019.3018
| 4690.1557 | 4548.3932 | 4477 | 4431.697 | 4018.9125
| 4690.0802 | 4548.3133 | 4476 | 4430.9903 | 4018.4789
| 4690.0551 | 4548.3019 | 4476 | 4430.7635 | 4018.4434
| 4689.9657 | 4548.2709 | 4476 | 4430.151 | 4018.0268
| 4689.5927 | 4548.0276 | 4476 | 4429.3883 | 4017.0875
| 4689.5872 | 4547.9665 | 4476 | 4428.7753 | 4017.0119
| 4689.4726 | 4547.5624 | 4475 | 4428.6762 | 4016.4005
| 4689.2491 | 4547.4329 | 4475 | 4428.6511 | 4016.3803
| 4689.1369 | 4547.3981 | 4475 | 4428.5553 | 4016.0197
| 4689.0886 | 4547.291 | 4475 | 4428.33 | 4015.4203
| 4689.0739 | 4547.2665 | 4475 | 4427.6386 | 4014.9151
| 4688.6519 | 4546.9825 | 4475 | 4427.6246 | 4014.8204
| 4688.5964 | 4546.9032 | 4475 | 4426.973 | 4014.3968
| 4688.5883 | 4546.8641 | 4475 | 4426.0676 | 4014.1531
| 4688.5396 | 4546.807 | 4474 | 4425.9858 | 4013.5058
| 4688.535 | 4546.785 | 4474 | 4424.8233 | 4013.172
| 4688.2163 | 4546.5998 | 4474 | 4424.7581 | 4012.3315
| 4688.2111 | 4546.4702 | 4474 | 4423.9691 | 4012.2682
| 4688.1423 | 4546.2586 | 4474 | 4423.4525 | 4012.0012
| 4688.1356 | 4546.2242 | 4474 | 4422.3265 | 4011.9379
| 4688.1324 | 4546.0368 | 4474 | 4421.7967 | 4011.2428
| 4687.9587 | 4545.9677 | 4473 | 4421.7853 | 4010.6924
| 4687.7303 | 4545.8629 | 4473 | 4421.4809 | 4010.6662
| 4687.5737 | 4545.7426 | 4473 | 4421.3938 | 4010.4785
| 4687.0394 | 4545.7309 | 4473 | 4420.5182 | 4010.259
| 4687.0305 | 4545.4852 | 4473 | 4420.4606 | 4010.0368
| 4687.0229 | 4545.3111 | 4473 | 4420.3757 | 4009.2797
| 4686.8895 | 4545.2972 | 4472 | 4420.339 | 4008.19
| 4686.8036 | 4545.2464 | 4472 | 4420.2548 | 4007.8943
| 4686.4529 | 4545.2209 | 4472 | 4419.6501 | 4007.8384
| 4686.4188 | 4545.0926 | 4472 | 4419.4221 | 4007.7121
| 4686.2377 | 4545.089 | 4472 | 4419.2034 | 4007.6798
| 4686.1472 | 4544.8806 | 4472 | 4419.0809 | 4007.0758
| 4685.9399 | 4544.826 | 4471 | 4418.0912 | 4006.9851
| 4685.8378 | 4544.8193 | 4471 | 4417.4769 | 4006.4622
| 4685.8291 | 4544.7446 | 4471 | 4417.3554 | 4006.443
| 4685.6727 | 4544.649 | 4471 | 4417.3289 | 4005.8495
| 4685.6535 | 4544.6187 | 4470 | 4416.8306 | 4005.6392
| 4685.5203 | 4544.604 | 4470 | 4416.1367 | 4005.6356
| 4685.4142 | 4544.2577 | 4470 | 4416.0251 | 4005.3582
| 4685.0987 | 4544.251 | 4470 | 4416.0197 | 4005.1954
| 4685.0282 | 4544.1278 | 4470 | 4415.5112 | 4004.5911
| 4684.9566 | 4544.0108 | 4470 | 4415.4383 | 4003.8074
| 4684.953 | 4543.9994 | 4470 | 4415.369 | 4002.8597
| 4684.8469 | 4543.8694 | 4469 | 4414.8982 | 4002.3627
| 4684.6471 | 4543.7627 | 4469 | 4414.8669 | 4001.8236
| 4684.5676 | 4543.7555 | 4469 | 4414.7955 | 4001.7594
| 4684.3946 | 4543.5514 | 4469 | 4414.0003 | 4001.6753
| 4684.2857 | 4543.4849 | 4469 | 4413.6895 | 4001.5119
| 4684.2793 | 4543.3079 | 4469 | 4413.6363 | 4000.3211
| 4684.0237 | 4542.8986 | 4469 | 4413.5683 | 4000.1271
| 4683.9197 | 4542.8887 | 4468 | 4412.7286 | 4000.0977
| 4683.6477 | 4542.736 | 4468 | 4412.343 | 3999.3954
| 4683.6459 | 4542.5772 | 4468 | 4412.3389 | 3999.3633
| 4683.6409 | 4542.4529 | 4468 | 4411.8264 | 3999.3382
| 4683.5035 | 4541.9512 | 4468 | 4411.2964 | 3999.149
| 4683.453 | 4541.7853 | 4468 | 4411.2194 | 3998.4832
| 4683.4234 | 4541.7597 | 4467 | 4410.3481 | 3998.4307
| 4683.3786 | 4541.7384 | 4467 | 4410.3103 | 3998.1867
| 4683.3735 | 4541.7053 | 4466 | 4410.1301 | 3998.168
| 4683.3022 | 4541.5663 | 4466 | 4409.9216 | 3996.8513
| 4683.2246 | 4540.9103 | 4466 | 4409.5735 | 3996.8445
| 4683.1793 | 4540.8391 | 4466 | 4408.8772 | 3996.1194
| 4683.1692 | 4540.8332 | 4466 | 4408.526 | 3995.6222
| 4683.0866 | 4540.8197 | 4465 | 4408.3591 | 3995.4952
| 4683.0683 | 4540.8032 | 4465 | 4408.2086 | 3994.9165
| 4683.0444 | 4540.4144 | 4465 | 4408.0712 | 3994.5609
| 4682.9802 | 4540.405 | 4465 | 4407.4426 | 3994.301
| 4682.8486 | 4540.4004 | 4464 | 4407.3169 | 3993.9093
| 4682.7848 | 4539.9041 | 4464 | 4406.5818 | 3993.7126
| 4682.7284 | 4539.727 | 4464 | 4406.5362 | 3993.45
| 4682.5177 | 4539.5066 | 4464 | 4406.3663 | 3993.219
| 4682.307 | 4539.216 | 4464 | 4406.3277 | 3993.1097
| 4682.2622 | 4539.1607 | 4464 | 4406.0444 | 3993.0845
| 4682.2217 | 4539.1528 | 4464 | 4405.7268 | 3992.9968
| 4682.1126 | 4539.0791 | 4464 | 4405.4472 | 3992.8863
| 4682.0234 | 4538.3915 | 4464 | 4405.2698 | 3992.8023
| 4681.9887 | 4538.3106 | 4463 | 4404.7204 | 3992.6814
| 4681.912 | 4538.3089 | 4463 | 4404.649 | 3992.4099
| 4681.8137 | 4538.2183 | 4463 | 4404.5672 | 3992.2839
| 4681.7485 | 4538.1762 | 4463 | 4404.5398 | 3992.2176
| 4681.621 | 4537.9908 | 4462 | 4404.3681 | 3992.2058
| 4681.6015 | 4537.8583 | 4462 | 4404.1729 | 3991.745
| 4681.5145 | 4537.8452 | 4462 | 4403.8651 | 3991.6974
| 4681.3714 | 4537.7631 | 4461 | 4403.6055 | 3991.5724
| 4681.13 | 4537.7441 | 4461 | 4403.3862 | 3991.3392
| 4680.8327 | 4537.7192 | 4460 | 4403.2314 | 3990.9757
| 4680.7197 | 4537.7025 | 4460 | 4402.701 | 3990.3649
| 4680.5003 | 4537.6614 | 4460 | 4401.8376 | 3988.4084
| 4680.4437 | 4537.4406 | 4460 | 4401.2415 | 3988.3059
| 4680.4124 | 4537.3574 | 4460 | 4400.4388 | 3987.6429
| 4680.4008 | 4537.1341 | 4460 | 4400.1921 | 3987.383
| 4680.3613 | 4537.084 | 4459 | 4400.046 | 3986.9794
| 4680.1189 | 4536.8841 | 4459 | 4399.4465 | 3986.9672
| 4679.9357 | 4536.7981 | 4459 | 4399.2017 | 3986.6362
| 4679.9009 | 4536.4478 | 4459 | 4398.7623 | 3986.3684
| 4679.8581 | 4536.3795 | 4458 | 4398.6653 | 3986.1433
| 4679.7794 | 4536.3502 | 4458 | 4398.1286 | 3985.9348
| 4679.6988 | 4536.2667 | 4458 | 4398.037 | 3985.3623
| 4679.6388 | 4536.2243 | 4458 | 4396.8018 | 3985.1637
| 4679.6356 | 4536.1058 | 4458 | 4396.2061 | 3985.0367
| 4679.5099 | 4536.0299 | 4458 | 4396.1341 | 3984.7422
| 4679.198 | 4536.0263 | 4458 | 4395.6975 | 3982.6822
| 4679.1914 | 4536.0026 | 4457 | 4395.6694 | 3980.756
| 4678.966 | 4535.8616 | 4457 | 4395.6496 | 3980.4354
| 4678.9555 | 4535.8533 | 4457 | 4395.4606 | 3979.0036
| 4678.8913 | 4535.7699 | 4457 | 4395.1594 | 3978.3966
| 4678.8546 | 4535.7596 | 4457 | 4395.1382 | 3978.1286
| 4678.7667 | 4535.7253 | 4457 | 4395.1023 | 3978.0477
| 4678.7208 | 4535.6774 | 4456 | 4395.0203 | 3976.8039
| 4678.6756 | 4535.5732 | 4456 | 4394.6704 | 3976.3991
| 4678.4819 | 4535.2244 | 4456 | 4393.2363 | 3976.0459
| 4678.3095 | 4535.192 | 4456 | 4392.0933 | 3975.683
| 4678.2131 | 4535.1836 | 4456 | 4391.9979 | 3975.4603
| 4678.1995 | 4535.0697 | 4455 | 4391.6469 | 3975.2391
| 4678.1685 | 4534.7023 | 4455 | 4391.6181 | 3974.8897
| 4678.1478 | 4534.6355 | 4455 | 4390.827 | 3974.2442
| 4678.02 | 4534.6281 | 4455 | 4390.553 | 3973.7558
| 4677.9693 | 4534.4221 | 4455 | 4390.3254 | 3973.6703
| 4677.9386 | 4534.2232 | 4455 | 4390.2617 | 3973.1766
| 4677.9369 | 4534.1983 | 4455 | 4389.8623 | 3973.0888
| 4677.9156 | 4534.0241 | 4455 | 4389.7076 | 3972.9365
| 4677.4611 | 4533.8841 | 4455 | 4389.6754 | 3972.8834
| 4677.362 | 4533.8786 | 4454 | 4389.3518 | 3972.553
| 4677.1505 | 4533.679 | 4454 | 4388.9507 | 3972.523
| 4677.1056 | 4533.4796 | 4454 | 4388.7934 | 3972.5206
| 4677.0798 | 4533.4024 | 4454 | 4387.2748 | 3972.3478
| 4677.0765 | 4533.2935 | 4453 | 4387.1318 | 3972.1558
| 4676.9827 | 4533.2906 | 4453 | 4386.45 | 3971.867
| 4676.9821 | 4533.2364 | 4453 | 4386.4362 | 3971.0214
| 4676.8315 | 4533.1874 | 4453 | 4385.9974 | 3970.6328
| 4676.7872 | 4533.0588 | 4453 | 4385.4405 | 3970.5986
| 4676.6734 | 4532.9488 | 4453 | 4384.4019 | 3970.1844
| 4676.5744 | 4532.9439 | 4453 | 4384.3906 | 3969.9341
| 4676.5545 | 4532.6474 | 4453 | 4384.0722 | 3969.5619
| 4676.4582 | 4532.5805 | 4453 | 4383.2119 | 3969.3393
| 4676.3922 | 4532.5633 | 4452 | 4383.1027 | 3968.443
| 4676.2564 | 4532.5582 | 4452 | 4383.0236 | 3968.3171
| 4676.165 | 4532.5171 | 4452 | 4382.6954 | 3967.9332
| 4676.0884 | 4532.0698 | 4451 | 4382.3167 | 3967.626
| 4676.076 | 4532.0224 | 4451 | 4381.5642 | 3967.4154
| 4675.9424 | 4531.8196 | 4451 | 4381.2843 | 3966.2691
| 4675.86 | 4531.5964 | 4451 | 4380.3693 | 3966.2272
| 4675.7129 | 4531.535 | 4450 | 4379.5534 | 3965.9106
| 4675.5378 | 4531.4574 | 4450 | 4379.3448 | 3965.5076
| 4675.4818 | 4531.4364 | 4450 | 4379.3045 | 3965.0894
| 4675.385 | 4531.402 | 4450 | 4379.0523 | 3964.851
| 4675.3687 | 4531.2834 | 4450 | 4378.8381 | 3964.5341
| 4675.2736 | 4531.2593 | 4450 | 4377.2947 | 3964.4971
| 4675.1322 | 4531.252 | 4450 | 4377.1996 | 3964.3072
| 4675.0828 | 4531.1787 | 4450 | 4376.4146 | 3961.806
| 4675.0818 | 4530.565 | 4449 | 4376.299 | 3961.6288
| 4674.9664 | 4530.552 | 4449 | 4375.9349 | 3960.1177
| 4674.8474 | 4530.4059 | 4449 | 4375.706 | 3959.578
| 4674.4836 | 4530.2261 | 4449 | 4375.5493 | 3959.417
| 4674.3824 | 4530.2017 | 4449 | 4374.5559 | 3958.7832
| 4674.2025 | 4530.1428 | 4449 | 4374.3338 | 3958.5787
| 4674.1651 | 4530.0248 | 4448 | 4374.0365 | 3957.0368
| 4674.0286 | 4529.7012 | 4448 | 4373.5478 | 3956.8816
| 4673.824 | 4529.6962 | 4448 | 4373.1508 | 3956.6276
| 4673.6766 | 4529.6007 | 4448 | 4372.96 | 3956.1921
| 4673.4934 | 4529.4955 | 4448 | 4372.7043 | 3956.1027
| 4673.423 | 4529.479 | 4448 | 4372.6476 | 3955.7588
| 4673.076 | 4529.439 | 4448 | 4371.9092 | 3955.6038
| 4673.0675 | 4529.2838 | 4448 | 4371.8546 | 3955.3324
| 4673.0172 | 4529.2406 | 4447 | 4367.9262 | 3953.3688
| 4672.9593 | 4529.0174 | 4447 | 4367.3362 | 3953.3468
| 4672.7755 | 4528.7434 | 4447 | 4367.0684 | 3952.9638
| 4672.7718 | 4528.678 | 4447 | 4367.0398 | 3952.7643
| 4672.7657 | 4528.6165 | 4447 | 4366.9906 | 3952.6281
| 4672.762 | 4528.6163 | 4446 | 4366.176 | 3952.3863
| 4672.7125 | 4528.5968 | 4446 | 4365.2796 | 3952.3334
| 4672.5457 | 4528.4896 | 4446 | 4365.159 | 3952.1033
| 4672.1356 | 4528.4149 | 4446 | 4363.8006 | 3952.0565
| 4672.1278 | 4528.4106 | 4446 | 4363.1919 | 3951.9834
| 4671.7963 | 4528.2186 | 4446 | 4362.3732 | 3951.9112
| 4671.7856 | 4528.0226 | 4445 | 4362.1133 | 3951.7311
| 4671.7557 | 4528.014 | 4445 | 4361.7667 | 3951.3272
| 4671.6872 | 4527.7251 | 4445 | 4361.6227 | 3951.1955
| 4671.5295 | 4527.7151 | 4445 | 4361.4993 | 3951.1438
| 4671.3634 | 4527.6477 | 4444 | 4361.2786 | 3950.907
| 4670.9836 | 4527.5437 | 4444 | 4360.9521 | 3950.5516
| 4670.534 | 4527.3832 | 4444 | 4360.8874 | 3950.4244
| 4670.467 | 4527.1938 | 4444 | 4360.5524 | 3949.9771
| 4670.4277 | 4526.9417 | 4443 | 4360.4848 | 3949.5077
| 4670.3898 | 4526.747 | 4443 | 4360.0711 | 3949.4843
| 4670.3623 | 4526.5988 | 4443 | 4358.5758 | 3948.7915
| 4670.3329 | 4526.5478 | 4443 | 4357.8584 | 3948.2393
| 4670.2649 | 4526.3817 | 4443 | 4357.8483 | 3948.0378
| 4670.132 | 4526.3058 | 4443 | 4357.5574 | 3948.0289
| 4670.0249 | 4526.2871 | 4443 | 4357.4915 | 3947.5911
| 4669.8069 | 4526.064 | 4443 | 4356.3296 | 3947.2071
| 4669.7546 | 4525.8632 | 4442 | 4355.8195 | 3947.2041
| 4669.6503 | 4525.6731 | 4442 | 4355.3815 | 3947.1535
| 4669.5752 | 4525.2833 | 4442 | 4355.3235 | 3946.8792
| 4669.4462 | 4525.2286 | 4442 | 4353.5055 | 3946.3252
| 4669.444 | 4525.15 | 4442 | 4353.2115 | 3946.0465
| 4669.4275 | 4524.9783 | 4441 | 4353.0647 | 3945.606
| 4669.2372 | 4524.8696 | 4441 | 4352.6018 | 3945.2869
| 4669.1694 | 4524.863 | 4441 | 4352.0153 | 3945.0041
| 4669.1376 | 4524.7526 | 4441 | 4351.8648 | 3944.8297
| 4669.1301 | 4524.748 | 4440 | 4351.7323 | 3944.7674
| 4669.0919 | 4524.4108 | 4440 | 4351.4592 | 3944.5853
| 4668.8556 | 4524.34 | 4440 | 4351.3704 | 3944.2642
| 4668.8041 | 4524.239 | 4439 | 4351.2675 | 3944.1112
| 4668.8015 | 4524.1749 | 4439 | 4351.2315 | 3943.786
| 4668.7349 | 4524.0582 | 4439 | 4351.1657 | 3943.563
| 4668.5577 | 4523.809 | 4438 | 4349.9491 | 3943.4214
| 4668.2551 | 4523.7684 | 4438 | 4349.8367 | 3943.1063
| 4668.1125 | 4523.5901 | 4438 | 4349.5859 | 3942.8403
| 4668.1024 | 4523.5107 | 4438 | 4348.2717 | 3942.0109
| 4668.0653 | 4523.3239 | 4438 | 4347.8624 | 3940.3385
| 4667.8826 | 4523.2134 | 4438 | 4346.7468 | 3940.176
| 4667.8307 | 4522.9036 | 4437 | 4346.4265 | 3939.553
| 4667.7986 | 4522.5348 | 4437 | 4346.0405 | 3939.0053
| 4667.7717 | 4522.4988 | 4436 | 4345.7897 | 3938.3613
| 4667.6702 | 4522.4765 | 4436 | 4345.472 | 3938.3196
| 4667.5572 | 4522.34 | 4436 | 4344.9304 | 3937.9552
| 4667.522 | 4522.2836 | 4436 | 4342.6793 | 3937.2818
| 4667.4233 | 4522.2265 | 4436 | 4342.2976 | 3936.0222
| 4667.3993 | 4521.9796 | 4435 | 4342.2388 | 3935.091
| 4667.369 | 4521.9408 | 4435 | 4341.89 | 3934.9637
| 4667.1543 | 4521.9354 | 4434 | 4341.6412 | 3934.8738
| 4667.1521 | 4521.8132 | 4434 | 4341.6152 | 3934.7933
| 4667.0361 | 4521.7245 | 4434 | 4341.6093 | 3934.5081
| 4666.9989 | 4521.6907 | 4433 | 4341.4963 | 3933.7271
| 4666.99 | 4521.561 | 4433 | 4341.3447 | 3933.7154
| 4666.9654 | 4521.5531 | 4433 | 4341.3317 | 3933.581
| 4666.8947 | 4521.531 | 4432 | 4341.2874 | 3933.3349
| 4666.5194 | 4521.4369 | 4432 | 4339.9689 | 3933.1846
| 4666.509 | 4521.3859 | 4432 | 4339.4784 | 3933.0027
| 4666.3903 | 4521.2277 | 4431 | 4339.3406 | 3932.939
| 4666.3135 | 4521.0576 | 4430 | 4339.1673 | 3932.937
| 4666.2537 | 4520.993 | 4430 | 4338.9765 | 3932.2101
| 4666.2195 | 4520.9444 | 4430 | 4338.6 | 3931.5291
| 4666.2148 | 4520.7648 | 4430 | 4338.3319 | 3931.1952
| 4666.2121 | 4520.6791 | 4430 | 4337.6573 | 3931.0343
| 4666.1674 | 4520.6195 | 4429 | 4337.2268 | 3930.8318
| 4665.9522 | 4520.5665 | 4429 | 4337.2072 | 3930.3856
| 4665.9067 | 4520.4647 | 4429 | 4336.8018 | 3930.1829
| 4665.8414 | 4520.2557 | 4428 | 4336.4268 | 3929.9964
| 4665.6801 | 4520.0599 | 4428 | 4336.3403 | 3929.0788
| 4665.6739 | 4520.014 | 4428 | 4335.6435 | 3928.8249
| 4665.6231 | 4519.9417 | 4428 | 4335.6107 | 3928.2389
| 4665.1845 | 4519.9247 | 4427 | 4334.0039 | 3928.1844
| 4665.1479 | 4519.9139 | 4427 | 4333.4606 | 3927.7351
| 4665.0841 | 4519.839 | 4426 | 4333.1996 | 3927.2957
| 4664.8861 | 4519.721 | 4426 | 4332.6621 | 3926.9556
| 4664.7379 | 4519.6374 | 4426 | 4332.5507 | 3926.8734
| 4664.7303 | 4519.4632 | 4426 | 4332.4389 | 3926.2215
| 4664.6873 | 4519.3792 | 4426 | 4332.1714 | 3925.9793
| 4664.4052 | 4519.3527 | 4425 | 4332.0824 | 3924.3651
| 4664.3418 | 4519.1969 | 4425 | 4331.7068 | 3923.8854
| 4664.3295 | 4519.1273 | 4425 | 4331.579 | 3923.8674
| 4664.1576 | 4518.9426 | 4424 | 4331.3857 | 3923.2905
| 4664.0055 | 4518.8236 | 4424 | 4331.1152 | 3922.0668
| 4663.9583 | 4518.7586 | 4424 | 4330.6993 | 3921.9942
| 4663.8383 | 4518.7278 | 4424 | 4330.3809 | 3921.4425
| 4663.7899 | 4518.6966 | 4424 | 4330.1411 | 3921.3
| 4663.7061 | 4518.4379 | 4423 | 4330.1289 | 3920.9572
| 4663.537 | 4518.3243 | 4423 | 4329.9765 | 3920.781
| 4663.5071 | 4518.2476 | 4423 | 4329.7868 | 3919.7518
| 4663.4837 | 4518.1362 | 4422 | 4329.3869 | 3918.8816
| 4663.3498 | 4517.7088 | 4422 | 4328.9856 | 3918.29
| 4662.8813 | 4517.5936 | 4422 | 4328.719 | 3917.7699
| 4662.7306 | 4517.4971 | 4421 | 4328.6088 | 3917.5781
| 4662.4932 | 4517.4558 | 4421 | 4328.1715 | 3917.3323
| 4662.4177 | 4517.1535 | 4421 | 4327.7727 | 3917.0311
| 4662.3739 | 4517.1344 | 4421 | 4327.6529 | 3916.9743
| 4662.2494 | 4516.6108 | 4421 | 4327.1821 | 3915.7022
| 4661.9502 | 4516.3902 | 4421 | 4327.0929 | 3914.4895
| 4661.9458 | 4516.3729 | 4420 | 4326.9433 | 3914.3927
| 4661.8625 | 4516.3204 | 4420 | 4326.9149 | 3914.2797
| 4661.4632 | 4515.8594 | 4420 | 4326.6636 | 3913.5659
| 4661.3444 | 4515.8357 | 4420 | 4325.7927 | 3913.4337
| 4661.1847 | 4515.8069 | 4420 | 4325.6137 | 3913.3407
| 4661.0601 | 4515.7617 | 4420 | 4325.6132 | 3912.7726
| 4660.6344 | 4515.7362 | 4420 | 4325.5936 | 3911.9447
| 4660.4911 | 4515.7221 | 4419 | 4324.7416 | 3911.2886
| 4660.4303 | 4515.7217 | 4419 | 4323.4887 | 3910.8432
| 4660.407 | 4515.4552 | 4419 | 4323.1006 | 3910.7961
| 4660.3407 | 4515.2403 | 4419 | 4322.4953 | 3910.6023
| 4660.2753 | 4515.1334 | 4419 | 4322.4514 | 3910.5275
| 4660.2484 | 4515.1305 | 4419 | 4321.7085 | 3909.6312
| 4660.2068 | 4515.0933 | 4419 | 4321.1609 | 3909.3001
| 4660.0328 | 4514.6277 | 4418 | 4321.1301 | 3909.0521
| 4660.0228 | 4514.5066 | 4418 | 4320.2955 | 3908.3748
| 4659.8374 | 4514.3021 | 4418 | 4319.4156 | 3908.3233
| 4659.837 | 4514.1823 | 4418 | 4319.1618 | 3908.2433
| 4659.7938 | 4514.1556 | 4418 | 4318.6291 | 3907.5043
| 4659.7076 | 4514.1293 | 4417 | 4318.4964 | 3907.2542
| 4659.5381 | 4514.0402 | 4417 | 4317.7149 | 3907.0066
| 4659.2221 | 4513.9707 | 4417 | 4317.631 | 3906.4614
| 4659.1892 | 4513.9619 | 4417 | 4317.2405 | 3905.9773
| 4659.1874 | 4513.9332 | 4417 | 4315.9897 | 3905.5492
| 4659.1147 | 4513.8764 | 4417 | 4315.949 | 3905.2071
| 4659.0343 | 4513.8759 | 4417 | 4315.3779 | 3905.0563
| 4658.9427 | 4513.305 | 4417 | 4314.6988 | 3904.9763
| 4658.9244 | 4513.1997 | 4417 | 4314.4312 | 3904.631
| 4658.8579 | 4512.7876 | 4417 | 4313.7261 | 3904.338
| 4658.8509 | 4512.7744 | 4416 | 4313.5326 | 3903.8545
| 4658.765 | 4512.7474 | 4416 | 4313.3211 | 3903.6915
| 4658.6934 | 4512.6128 | 4416 | 4313.1357 | 3903.5685
| 4658.6719 | 4512.5275 | 4415 | 4311.9699 | 3903.4107
| 4658.6661 | 4512.5179 | 4415 | 4311.6315 | 3903.1957
| 4658.5931 | 4512.4323 | 4415 | 4311.5826 | 3903.0485
| 4658.5187 | 4512.256 | 4414 | 4311.4421 | 3902.815
| 4658.4376 | 4512.2317 | 4414 | 4311.0864 | 3902.5337
| 4658.3305 | 4512.1095 | 4414 | 4310.9445 | 3902.4199
| 4658.2747 | 4511.8633 | 4414 | 4310.8361 | 3901.4874
| 4657.9517 | 4511.8006 | 4414 | 4310.1009 | 3901.0749
| 4657.5958 | 4511.7805 | 4413 | 4308.6517 | 3900.1365
| 4657.4763 | 4511.7528 | 4413 | 4308.5514 | 3899.7048
| 4657.4575 | 4511.5302 | 4413 | 4308.5016 | 3899.405
| 4657.4394 | 4511.4353 | 4413 | 4308.4402 | 3899.3218
| 4657.4054 | 4511.2483 | 4413 | 4308.0591 | 3899.3184
| 4657.3937 | 4510.8237 | 4412 | 4307.9194 | 3899.1194
| 4657.3488 | 4510.6513 | 4410 | 4307.5404 | 3897.9979
| 4657.2949 | 4510.1828 | 4410 | 4306.6083 | 3897.9247
| 4657.251 | 4510.1223 | 4409 | 4305.7714 | 3897.8555
| 4657.2404 | 4510.0428 | 4408 | 4304.8939 | 3896.7315
| 4657.1885 | 4510.0198 | 4408 | 4304.8234 | 3895.3475
| 4656.8624 | 4509.9405 | 4408 | 4303.3636 | 3895.2176
| 4656.8381 | 4509.7431 | 4408 | 4303.1262 | 3894.9713
| 4656.6808 | 4509.6136 | 4408 | 4302.9849 | 3894.7601
| 4656.6718 | 4509.4416 | 4407 | 4302.6394 | 3894.7355
| 4656.5869 | 4509.4191 | 4407 | 4302.589 | 3893.7409
| 4656.55 | 4509.1654 | 4407 | 4302.4481 | 3893.5146
| 4656.4794 | 4509.147 | 4407 | 4302.022 | 3893.2795
| 4656.4263 | 4509.1297 | 4407 | 4301.7573 | 3893.2554
| 4656.3218 | 4508.9811 | 4407 | 4300.9166 | 3893.0978
| 4656.2282 | 4508.8468 | 4406 | 4300.848 | 3892.183
| 4656.0416 | 4508.7838 | 4406 | 4300.6969 | 3891.8116
| 4655.784 | 4508.7307 | 4406 | 4300.575 | 3891.4699
| 4655.6897 | 4508.6565 | 4405 | 4300.2693 | 3890.7212
| 4655.6753 | 4508.4093 | 4405 | 4299.975 | 3890.6231
| 4655.6514 | 4508.3621 | 4405 | 4299.4382 | 3889.8419
| 4655.5251 | 4508.3102 | 4405 | 4298.7913 | 3889.7481
| 4655.5182 | 4508.2795 | 4405 | 4298.3196 | 3889.7389
| 4655.2534 | 4508.1212 | 4405 | 4297.8079 | 3889.0498
| 4655.2351 | 4508.1069 | 4405 | 4297.5799 | 3888.82
| 4655.1005 | 4507.9875 | 4404 | 4297.4017 | 3888.7864
| 4655.0234 | 4507.8127 | 4404 | 4296.7347 | 3888.6867
| 4654.9236 | 4507.7571 | 4403 | 4296.2876 | 3888.5692
| 4654.9117 | 4507.6733 | 4403 | 4296.1561 | 3888.3504
| 4654.8263 | 4507.5223 | 4403 | 4294.6915 | 3888.1051
| 4654.8191 | 4507.5191 | 4402 | 4294.6841 | 3887.7874
| 4654.809 | 4507.4788 | 4402 | 4293.9887 | 3887.5123
| 4654.7773 | 4507.2826 | 4402 | 4293.731 | 3887.4802
| 4654.7602 | 4507.2069 | 4402 | 4293.6429 | 3887.4753
| 4654.5175 | 4506.6943 | 4401 | 4293.4546 | 3886.9446
| 4654.4272 | 4506.6841 | 4401 | 4293.3023 | 3886.8934
| 4654.4055 | 4506.5507 | 4401 | 4292.6994 | 3886.8329
| 4654.379 | 4506.4757 | 4400 | 4292.5675 | 3886.6216
| 4654.3741 | 4506.4498 | 4400 | 4292.369 | 3884.5846
| 4654.3721 | 4506.4405 | 4400 | 4291.6321 | 3884.5006
| 4654.1529 | 4506.258 | 4400 | 4291.4991 | 3884.1599
| 4654.1442 | 4506.2036 | 4400 | 4291.4264 | 3884.1585
| 4654.0661 | 4506.1206 | 4400 | 4291.3575 | 3883.828
| 4654.0619 | 4505.8839 | 4400 | 4291.1349 | 3883.819
| 4654.0115 | 4505.8833 | 4400 | 4290.8302 | 3883.1804
| 4653.943 | 4505.4599 | 4400 | 4290.5904 | 3883.0864
| 4653.9231 | 4505.4195 | 4399 | 4290.5656 | 3882.5918
| 4653.7799 | 4505.3798 | 4399 | 4290.2778 | 3882.3251
| 4653.7479 | 4505.092 | 4399 | 4290.142 | 3881.6964
| 4653.6317 | 4504.8696 | 4399 | 4289.8141 | 3880.9387
| 4653.4923 | 4504.7534 | 4399 | 4289.6295 | 3879.3216
| 4653.4892 | 4504.7001 | 4399 | 4289.3529 | 3879.321
| 4653.4064 | 4504.4964 | 4399 | 4289.3416 | 3879.198
| 4653.1384 | 4504.2322 | 4398 | 4289.3119 | 3879.1528
| 4653.0266 | 4504.189 | 4398 | 4288.6654 | 3877.8097
| 4653.003 | 4504.1874 | 4398 | 4288.0188 | 3877.6488
| 4652.9046 | 4504.1476 | 4397 | 4287.9579 | 3876.7717
| 4652.8999 | 4504.0742 | 4397 | 4285.8458 | 3875.6058
| 4652.8957 | 4503.7552 | 4397 | 4285.6913 | 3875.0335
| 4652.7584 | 4503.73 | 4397 | 4285.6777 | 3874.9215
| 4652.7287 | 4503.357 | 4397 | 4285.6646 | 3874.3186
| 4652.6248 | 4503.3036 | 4396 | 4285.3494 | 3873.7801
| 4652.5769 | 4503.1395 | 4396 | 4284.9772 | 3872.3876
| 4652.4571 | 4503.1119 | 4395 | 4284.7311 | 3871.7743
| 4652.3811 | 4503.1068 | 4395 | 4283.9363 | 3870.1343
| 4652.3173 | 4503.063 | 4395 | 4283.8901 | 3869.9754
| 4651.9918 | 4502.9893 | 4394 | 4283.8828 | 3869.4383
| 4651.9697 | 4502.8082 | 4394 | 4283.526 | 3869.2746
| 4651.9161 | 4502.6634 | 4394 | 4283.2913 | 3868.8859
| 4651.8142 | 4502.5501 | 4394 | 4283.0611 | 3868.3487
| 4651.5649 | 4502.4643 | 4394 | 4281.2645 | 3867.9498
| 4651.5238 | 4502.3783 | 4394 | 4280.7106 | 3867.8695
| 4651.4659 | 4502.2966 | 4394 | 4279.6546 | 3867.182
| 4651.3681 | 4502.1891 | 4394 | 4279.3512 | 3867.105
| 4651.3503 | 4501.963 | 4393 | 4278.2371 | 3866.698
| 4651.2397 | 4501.3683 | 4393 | 4277.9024 | 3866.5522
| 4651.1957 | 4501.3627 | 4393 | 4277.6583 | 3866.4763
| 4651.1202 | 4501.0395 | 4393 | 4276.4887 | 3866.0531
| 4650.8307 | 4500.8955 | 4393 | 4276.4422 | 3866.0042
| 4650.7566 | 4500.7577 | 4393 | 4276.4221 | 3865.5671
| 4650.7182 | 4500.6844 | 4393 | 4275.4176 | 3865.2336
| 4650.6533 | 4500.5038 | 4392 | 4274.8974 | 3865.2185
| 4650.5849 | 4500.4256 | 4392 | 4274.471 | 3864.8343
| 4650.5486 | 4500.1316 | 4392 | 4274.123 | 3864.7146
| 4650.4659 | 4499.7871 | 4392 | 4273.4227 | 3864.4677
| 4650.3582 | 4499.5715 | 4391 | 4272.6762 | 3863.5272
| 4650.2869 | 4499.2719 | 4391 | 4272.1251 | 3863.4989
| 4650.2048 | 4499.1976 | 4391 | 4271.9086 | 3863.193
| 4650.1427 | 4499.0152 | 4391 | 4271.4507 | 3863.0707
| 4650.0999 | 4499.0132 | 4391 | 4270.1628 | 3863.0638
| 4650.0705 | 4498.7689 | 4390 | 4269.2658 | 3863.0167
| 4649.9363 | 4498.7687 | 4390 | 4269.2295 | 3862.8785
| 4649.5972 | 4498.5435 | 4390 | 4268.4433 | 3862.4906
| 4649.4336 | 4498.2482 | 4390 | 4267.976 | 3861.7313
| 4649.4295 | 4497.8986 | 4390 | 4267.6354 | 3861.6361
| 4649.3063 | 4497.8793 | 4390 | 4266.7529 | 3861.6187
| 4649.1956 | 4497.0769 | 4389 | 4266.3665 | 3861.2082
| 4649.1088 | 4496.9263 | 4389 | 4266.2897 | 3860.775
| 4648.9729 | 4496.8378 | 4389 | 4266.0954 | 3859.838
| 4648.7842 | 4496.6295 | 4389 | 4265.6627 | 3858.9824
| 4648.7601 | 4496.6288 | 4388 | 4265.2386 | 3858.8039
| 4648.5668 | 4496.5473 | 4388 | 4265.151 | 3858.5354
| 4648.5161 | 4496.1244 | 4388 | 4263.7423 | 3858.0904
| 4648.481 | 4496.0724 | 4387 | 4263.5639 | 3858.0133
| 4648.3387 | 4495.9429 | 4387 | 4263.5012 | 3857.3303
| 4648.3194 | 4495.7675 | 4387 | 4262.0612 | 3857.1329
| 4648.2559 | 4495.1829 | 4387 | 4261.8963 | 3856.5713
| 4648.1219 | 4494.7576 | 4387 | 4261.7425 | 3856.447
| 4648.0751 | 4494.7523 | 4386 | 4261.73 | 3855.9863
| 4647.7047 | 4494.7389 | 4386 | 4261.384 | 3855.7552
| 4647.6181 | 4494.4576 | 4386 | 4261.3119 | 3855.1589
| 4647.5246 | 4494.2543 | 4386 | 4261.1643 | 3854.9259
| 4647.5203 | 4494.112 | 4385 | 4261.0142 | 3854.7918
| 4647.3348 | 4494.1066 | 4385 | 4260.9759 | 3854.7684
| 4647.1891 | 4494.0993 | 4384 | 4260.7473 | 3854.768
| 4647.0802 | 4493.9942 | 4384 | 4260.46 | 3854.7248
| 4646.8375 | 4493.9549 | 4384 | 4260.1632 | 3854.6424
| 4646.7795 | 4493.938 | 4383 | 4259.7142 | 3854.6132
| 4646.7711 | 4493.6171 | 4383 | 4259.5736 | 3852.751
| 4646.6495 | 4493.5297 | 4383 | 4259.5194 | 3852.5479
| 4646.5528 | 4493.5056 | 4383 | 4259.4336 | 3852.2325
| 4646.3052 | 4493.4786 | 4382 | 4257.8822 | 3851.6319
| 4646.2925 | 4493.1124 | 4381 | 4257.5053 | 3850.5167
| 4646.2424 | 4492.5767 | 4381 | 4257.1833 | 3850.3152
| 4646.1805 | 4492.1413 | 4381 | 4256.8952 | 3850.307
| 4646.1452 | 4492.0697 | 4381 | 4256.4242 | 3850.221
| 4646.1256 | 4491.6505 | 4381 | 4256.4058 | 3849.6983
| 4646.1251 | 4491.2102 | 4381 | 4255.1658 | 3849.5905
| 4646.0789 | 4491.0244 | 4380 | 4254.9805 | 3849.2506
| 4646.0744 | 4491.0232 | 4380 | 4254.4526 | 3849.2322
| 4646.0229 | 4490.7548 | 4379 | 4254.3485 | 3849.2041
| 4645.7431 | 4490.702 | 4379 | 4254.2362 | 3848.5659
| 4645.6331 | 4490.5389 | 4379 | 4253.0959 | 3848.126
| 4645.3521 | 4490.5325 | 4379 | 4253.0657 | 3847.9777
| 4645.3353 | 4490.4339 | 4378 | 4252.9173 | 3847.931
| 4645.2316 | 4490.0039 | 4378 | 4252.3054 | 3847.8476
| 4645.2274 | 4489.9959 | 4378 | 4252.1059 | 3847.8061
| 4645.0861 | 4489.2836 | 4378 | 4251.3672 | 3847.7436
| 4644.8927 | 4489.2266 | 4378 | 4250.4488 | 3847.0406
| 4644.6754 | 4489.2206 | 4378 | 4250.3769 | 3846.5919
| 4644.6224 | 4489.1365 | 4378 | 4248.8094 | 3846.079
| 4644.573 | 4488.8297 | 4378 | 4248.456 | 3845.7979
| 4644.5618 | 4488.781 | 4377 | 4248.3268 | 3845.1289
| 4644.5399 | 4488.7362 | 4377 | 4248.1393 | 3844.864
| 4644.4605 | 4488.6083 | 4376 | 4247.1237 | 3844.5206
| 4644.4228 | 4488.5868 | 4376 | 4246.6217 | 3844.4034
| 4644.265 | 4488.5017 | 4376 | 4245.9924 | 3843.7226
| 4644.1424 | 4488.4298 | 4375 | 4245.8507 | 3843.6079
| 4643.9743 | 4488.3573 | 4375 | 4245.8036 | 3843.4981
| 4643.9487 | 4488.0793 | 4375 | 4245.6792 | 3843.0596
| 4643.6993 | 4487.9948 | 4375 | 4245.1517 | 3842.3463
| 4643.3336 | 4487.9395 | 4374 | 4244.468 | 3840.53
| 4643.223 | 4487.8854 | 4374 | 4243.1194 | 3840.4835
| 4643.2205 | 4487.8654 | 4374 | 4242.8268 | 3840.4406
| 4643.1842 | 4487.789 | 4374 | 4242.6301 | 3839.9753
| 4643.0547 | 4487.6471 | 4374 | 4242.5241 | 3839.8338
| 4642.7673 | 4487.5604 | 4374 | 4242.3534 | 3839.7069
| 4642.7091 | 4487.423 | 4373 | 4242.2221 | 3839.6146
| 4642.5767 | 4487.4127 | 4373 | 4241.3146 | 3839.3695
| 4642.4597 | 4487.3987 | 4372 | 4240.1352 | 3838.872
| 4642.3297 | 4487.3391 | 4372 | 4239.9895 | 3838.7011
| 4641.8748 | 4487.3169 | 4372 | 4239.1184 | 3838.2935
| 4641.7848 | 4487.2594 | 4372 | 4239.0788 | 3836.9632
| 4641.7841 | 4487.0158 | 4371 | 4238.9977 | 3836.7264
| 4641.575 | 4486.9767 | 4371 | 4238.7251 | 3836.6573
| 4641.5452 | 4486.9509 | 4371 | 4238.721 | 3836.6276
| 4641.1699 | 4486.6612 | 4371 | 4238.5594 | 3836.5027
| 4640.8302 | 4486.6131 | 4371 | 4238.2411 | 3836.0622
| 4640.808 | 4486.6064 | 4371 | 4238.1277 | 3835.6117
| 4640.8 | 4486.567 | 4370 | 4238.0012 | 3835.5132
| 4640.6959 | 4486.506 | 4370 | 4237.7108 | 3835.2902
| 4640.6647 | 4486.1979 | 4370 | 4237.5405 | 3834.9592
| 4640.5523 | 4486.0543 | 4369 | 4237.3663 | 3834.9425
| 4640.5262 | 4485.9769 | 4369 | 4237.0655 | 3834.414
| 4640.4706 | 4485.9317 | 4368 | 4236.957 | 3834.1503
| 4640.364 | 4485.6881 | 4368 | 4236.0442 | 3832.8624
| 4640.1734 | 4485.521 | 4368 | 4236.0012 | 3831.3955
| 4640.141 | 4485.5065 | 4368 | 4235.0904 | 3831.3245
| 4640.112 | 4485.5047 | 4367 | 4234.8853 | 3831.066
| 4640.0966 | 4485.4074 | 4367 | 4234.3007 | 3831.0138
| 4640.0267 | 4485.4015 | 4367 | 4234.1807 | 3830.4498
| 4639.9776 | 4485.0835 | 4367 | 4234.0293 | 3830.3484
| 4639.9137 | 4484.9698 | 4367 | 4233.9581 | 3830.1251
| 4639.57 | 4484.8789 | 4366 | 4233.4562 | 3829.9883
| 4639.3775 | 4484.8739 | 4366 | 4233.4127 | 3829.9243
| 4639.3751 | 4484.7662 | 4366 | 4233.0609 | 3829.312
| 4639.3003 | 4484.6394 | 4366 | 4232.8295 | 3829.2015
| 4639.1425 | 4484.2942 | 4366 | 4232.4176 | 3828.7056
| 4639.0616 | 4484.2755 | 4366 | 4232.1693 | 3828.7029
| 4638.9658 | 4484.1579 | 4366 | 4230.1585 | 3828.6634
| 4638.9584 | 4484.1095 | 4366 | 4230.0339 | 3827.2012
| 4638.863 | 4484.0811 | 4365 | 4230.0057 | 3827.1624
| 4638.7841 | 4483.3537 | 4365 | 4229.427 | 3826.5419
| 4638.7565 | 4483.2648 | 4364 | 4228.9206 | 3825.5165
| 4638.7454 | 4483.2388 | 4363 | 4228.6952 | 3825.4464
| 4638.6817 | 4483.0537 | 4363 | 4228.472 | 3824.1705
| 4638.6653 | 4483.0276 | 4362 | 4227.935 | 3823.8465
| 4638.5842 | 4482.6959 | 4362 | 4227.87 | 3823.6257
| 4638.5444 | 4482.6553 | 4362 | 4227.8019 | 3823.4323
| 4638.5316 | 4482.4906 | 4362 | 4227.5891 | 3823.3567
| 4638.5186 | 4482.3476 | 4362 | 4227.2483 | 3821.7194
| 4638.4828 | 4482.2777 | 4362 | 4226.6714 | 3821.6527
| 4638.3413 | 4482.027 | 4361 | 4226.6314 | 3821.5306
| 4638.3034 | 4481.7848 | 4360 | 4226.0529 | 3820.935
| 4638.2998 | 4481.7429 | 4360 | 4224.5476 | 3820.8923
| 4638.0928 | 4481.6632 | 4360 | 4224.4281 | 3820.5221
| 4638.0111 | 4481.6582 | 4360 | 4224.2373 | 3820.0659
| 4637.99 | 4481.6201 | 4359 | 4224.1961 | 3820.0474
| 4637.9636 | 4481.321 | 4359 | 4223.9403 | 3819.6532
| 4637.9223 | 4481.2174 | 4359 | 4223.4579 | 3818.5867
| 4637.8518 | 4480.9686 | 4358 | 4223.244 | 3818.4711
| 4637.7884 | 4480.9401 | 4358 | 4223.1521 | 3818.3171
| 4637.474 | 4480.8634 | 4358 | 4222.8988 | 3818.2387
| 4637.3734 | 4480.686 | 4357 | 4222.738 | 3817.4334
| 4637.143 | 4480.4609 | 4356 | 4222.3829 | 3817.0876
| 4637.1217 | 4480.3843 | 4356 | 4222.1948 | 3816.9112
| 4637.0958 | 4480.21 | 4356 | 4221.569 | 3816.57
| 4636.9901 | 4480.1944 | 4356 | 4221.4904 | 3816.3183
| 4636.8755 | 4480.051 | 4355 | 4221.0415 | 3816.2695
| 4636.7315 | 4479.6982 | 4355 | 4220.1825 | 3816.1054
| 4636.5166 | 4479.6 | 4355 | 4220.0319 | 3815.9986
| 4636.5054 | 4479.2004 | 4355 | 4219.7843 | 3815.4445
| 4636.484 | 4479.1344 | 4355 | 4219.2996 | 3815.4419
| 4636.4454 | 4479.0782 | 4354 | 4218.9795 | 3815.1751
| 4636.3135 | 4479.0662 | 4354 | 4218.7033 | 3815.1197
| 4636.2813 | 4479.0466 | 4353 | 4217.7354 | 3814.6583
| 4636.2573 | 4479.0392 | 4353 | 4217.6463 | 3813.9619
| 4636.2242 | 4478.9522 | 4353 | 4217.2986 | 3813.7578
| 4636.2199 | 4478.8326 | 4353 | 4216.7817 | 3812.2335
| 4636.154 | 4478.8215 | 4352 | 4216.6664 | 3811.7876
| 4636.1502 | 4478.5396 | 4352 | 4216.3597 | 3811.6886
| 4636.1493 | 4478.411 | 4352 | 4216.1482 | 3811.5433
| 4635.8225 | 4478.0799 | 4351 | 4216.0175 | 3811.5049
| 4635.8063 | 4478.0362 | 4351 | 4215.7508 | 3811.3099
| 4635.7751 | 4477.7471 | 4351 | 4214.8531 | 3810.7545
| 4635.7595 | 4477.0919 | 4351 | 4214.3301 | 3810.6444
| 4635.5403 | 4476.9496 | 4350 | 4214.119 | 3810.5404
| 4635.521 | 4476.6949 | 4350 | 4214.0703 | 3810.0648
| 4635.3863 | 4476.5455 | 4350 | 4213.9122 | 3809.9534
| 4635.3278 | 4476.2848 | 4350 | 4213.7264 | 3809.4986
| 4635.0854 | 4476.2837 | 4350 | 4213.2442 | 3809.4905
| 4634.9919 | 4476.2287 | 4349 | 4212.9979 | 3809.4076
| 4634.9784 | 4476.2088 | 4349 | 4212.9763 | 3808.9873
| 4634.9718 | 4476.194 | 4349 | 4212.9205 | 3808.9154
| 4634.6142 | 4476.1203 | 4349 | 4211.413 | 3808.4612
| 4634.5029 | 4475.8221 | 4349 | 4211.1332 | 3807.7035
| 4634.2321 | 4475.7646 | 4349 | 4211.0802 | 3807.6583
| 4634.2038 | 4475.5741 | 4348 | 4210.6559 | 3807.2022
| 4634.0416 | 4475.2688 | 4348 | 4210.127 | 3807.1557
| 4634.0238 | 4474.8993 | 4348 | 4209.9779 | 3806.9674
| 4633.9375 | 4474.8728 | 4347 | 4208.9695 | 3806.9552
| 4633.9104 | 4474.584 | 4347 | 4208.4898 | 3806.8829
| 4633.9084 | 4474.2401 | 4347 | 4207.5471 | 3806.8688
| 4633.8845 | 4474.2023 | 4347 | 4207.3394 | 3806.8286
| 4633.8274 | 4474.0397 | 4347 | 4207.2363 | 3806.7642
| 4633.8139 | 4473.9873 | 4346 | 4205.2483 | 3806.7497
| 4633.5961 | 4473.9367 | 4345 | 4205.1754 | 3806.7322
| 4633.5567 | 4473.7055 | 4345 | 4205.1416 | 3806.4102
| 4633.4699 | 4473.6789 | 4345 | 4204.9222 | 3806.0431
| 4633.1897 | 4473.6012 | 4344 | 4204.1389 | 3805.44
| 4633.0345 | 4473.2148 | 4344 | 4203.9726 | 3805.3764
| 4632.9662 | 4473.0711 | 4344 | 4203.3157 | 3805.3243
| 4632.6879 | 4473.0515 | 4344 | 4203.1845 | 3804.8421
| 4632.6744 | 4472.9681 | 4344 | 4202.8594 | 3804.826
| 4632.437 | 4472.9661 | 4344 | 4202.548 | 3804.4697
| 4632.3041 | 4472.7608 | 4344 | 4202.4943 | 3804.246
| 4632.2083 | 4472.1229 | 4343 | 4201.9168 | 3804.0846
| 4632.0605 | 4471.9232 | 4342 | 4201.7157 | 3803.1483
| 4631.9921 | 4471.7742 | 4342 | 4200.579 | 3803.125
| 4631.9686 | 4471.4702 | 4342 | 4200.4802 | 3803.0501
| 4631.5274 | 4471.2307 | 4341 | 4199.9016 | 3802.9599
| 4631.4829 | 4471.1562 | 4341 | 4199.8484 | 3802.9567
| 4631.4616 | 4470.9127 | 4340 | 4199.1284 | 3802.8772
| 4631.3142 | 4470.809 | 4340 | 4198.8843 | 3802.5058
| 4631.233 | 4470.7964 | 4340 | 4197.938 | 3802.2022
| 4631.2113 | 4470.4407 | 4340 | 4197.7304 | 3802.0921
| 4631.1348 | 4470.0006 | 4339 | 4197.7092 | 3801.7332
| 4631.0612 | 4469.7909 | 4339 | 4197.6826 | 3800.5147
| 4631.0459 | 4469.6538 | 4339 | 4196.8784 | 3799.57
| 4631.0004 | 4469.6128 | 4339 | 4196.2427 | 3799.5122
| 4630.866 | 4469.3222 | 4339 | 4195.4245 | 3799.4384
| 4630.7267 | 4469.2499 | 4338 | 4195.1616 | 3799.1507
| 4630.7259 | 4469.141 | 4338 | 4193.5914 | 3799.0469
| 4630.7155 | 4468.954 | 4338 | 4193.2153 | 3798.3171
| 4630.475 | 4468.9048 | 4337 | 4192.9213 | 3798.0903
| 4630.4128 | 4468.8293 | 4337 | 4192.6965 | 3797.6978
| 4630.3941 | 4468.5704 | 4336 | 4192.204 | 3797.0386
| 4630.3706 | 4468.13 | 4336 | 4192.192 | 3796.3303
| 4630.28 | 4467.6005 | 4336 | 4192.0345 | 3796.081
| 4630.235 | 4467.4687 | 4336 | 4191.3022 | 3795.8051
| 4630.1583 | 4466.9731 | 4336 | 4191.0651 | 3795.7284
| 4630.0846 | 4466.8516 | 4335 | 4190.7254 | 3794.1243
| 4629.9614 | 4466.6079 | 4335 | 4190.3926 | 3793.6416
| 4629.8814 | 4466.5816 | 4334 | 4190.2226 | 3793.5123
| 4629.6668 | 4466.5612 | 4334 | 4189.5547 | 3793.4468
| 4629.4673 | 4466.4727 | 4334 | 4189.5249 | 3793.0067
| 4629.4558 | 4465.8595 | 4334 | 4188.8482 | 3792.127
| 4629.3609 | 4465.4681 | 4334 | 4188.1433 | 3791.9644
| 4629.2134 | 4465.3453 | 4334 | 4187.4418 | 3791.2133
| 4629.1596 | 4465.3327 | 4333 | 4186.6295 | 3791.1197
| 4629.1497 | 4464.9729 | 4333 | 4185.2948 | 3790.4295
| 4629.1315 | 4464.6352 | 4333 | 4184.9288 | 3789.464
| 4628.7828 | 4464.172 | 4331 | 4184.7803 | 3789.2512
| 4628.6233 | 4464.0588 | 4331 | 4184.5867 | 3789.051
| 4628.5228 | 4463.82 | 4330 | 4184.4632 | 3788.9557
| 4628.2803 | 4463.6477 | 4330 | 4183.8902 | 3788.5814
| 4628.1717 | 4463.6268 | 4330 | 4182.9352 | 3788.1039
| 4628.1463 | 4463.4647 | 4330 | 4182.7043 | 3788.0869
| 4628.014 | 4463.298 | 4329 | 4182.6197 | 3787.1312
| 4627.9774 | 4463.0535 | 4329 | 4182.3314 | 3786.6988
| 4627.8764 | 4462.9974 | 4328 | 4182.0723 | 3786.2364
| 4627.8282 | 4462.9504 | 4328 | 4181.91 | 3786.1795
| 4627.4258 | 4462.9099 | 4328 | 4180.969 | 3786.1375
| 4627.3922 | 4462.8974 | 4327 | 4180.345 | 3785.7288
| 4627.3448 | 4462.8089 | 4327 | 4179.5837 | 3785.6931
| 4627.2847 | 4462.6514 | 4326 | 4179.3572 | 3785.6878
| 4627.251 | 4462.5573 | 4325 | 4178.632 | 3784.3909
| 4627.2146 | 4462.4549 | 4325 | 4178.3228 | 3784.2783
| 4627.1734 | 4462.088 | 4325 | 4177.9622 | 3783.3713
| 4627.1304 | 4462.0872 | 4325 | 4177.0875 | 3783.1041
| 4627.0314 | 4461.772 | 4324 | 4175.741 | 3783.015
| 4626.7031 | 4461.7408 | 4323 | 4174.8907 | 3782.8987
| 4626.3179 | 4460.9751 | 4323 | 4174.2144 | 3782.8503
| 4626.2429 | 4460.7893 | 4323 | 4174.1283 | 3782.4124
| 4626.2095 | 4460.0398 | 4322 | 4174.1116 | 3781.7445
| 4626.1712 | 4459.9607 | 4322 | 4172.129 | 3780.8721
| 4626.0896 | 4459.9052 | 4322 | 4172.1219 | 3779.5362
| 4625.9962 | 4459.6933 | 4322 | 4171.6446 | 3778.5499
| 4625.8957 | 4459.6217 | 4321 | 4170.6609 | 3778.4148
| 4625.4579 | 4459.509 | 4321 | 4170.5916 | 3778.1719
| 4625.3508 | 4459.5054 | 4321 | 4170.3103 | 3777.8102
| 4625.3021 | 4459.0836 | 4320 | 4169.6486 | 3777.4564
| 4624.954 | 4458.9387 | 4319 | 4169.558 | 3776.8684
| 4624.7475 | 4458.8825 | 4319 | 4169.1264 | 3776.5813
| 4624.6233 | 4458.8024 | 4319 | 4168.6448 | 3776.3497
| 4624.6098 | 4458.5276 | 4318 | 4168.5026 | 3776.1479
| 4624.5886 | 4458.4772 | 4318 | 4166.6595 | 3775.6984
| 4624.5483 | 4458.4529 | 4318 | 4165.0491 | 3774.8465
| 4624.3148 | 4458.4497 | 4318 | 4164.6797 | 3773.6582
| 4624.2319 | 4458.2173 | 4317 | 4163.9898 | 3773.5809
| 4624.2239 | 4457.9717 | 4317 | 4163.9222 | 3773.1888
| 4624.0154 | 4457.8814 | 4317 | 4163.47 | 3772.609
| 4623.968 | 4457.8363 | 4317 | 4163.0717 | 3771.9588
| 4623.6838 | 4457.6346 | 4316 | 4162.8474 | 3771.2017
| 4623.6257 | 4457.6112 | 4316 | 4162.3596 | 3770.5224
| 4623.4691 | 4457.5584 | 4316 | 4161.8016 | 3770.1136
| 4623.4535 | 4457.0062 | 4316 | 4161.4416 | 3769.3355
| 4623.1397 | 4456.4932 | 4316 | 4161.1783 | 3768.8593
| 4623.1081 | 4456.326 | 4315 | 4160.9352 | 3768.3694
| 4623.031 | 4456.2703 | 4315 | 4160.8122 | 3768.2372
| 4622.8225 | 4456.1671 | 4315 | 4160.0677 | 3767.737
| 4622.5468 | 4456.1474 | 4315 | 4160.0326 | 3766.9592
| 4622.2828 | 4455.8101 | 4315 | 4159.6497 | 3766.4167
| 4622.2211 | 4455.7449 | 4315 | 4159.6359 | 3766.1351
| 4622.1774 | 4455.5686 | 4314 | 4159.4381 | 3765.9974
| 4622.0111 | 4455.3543 | 4314 | 4159.3696 | 3765.6019
| 4621.6991 | 4455.0992 | 4314 | 4159.2213 | 3765.3652
| 4621.4974 | 4455.007 | 4314 | 4157.997 | 3765.09
| 4621.0016 | 4454.8057 | 4314 | 4157.7327 | 3764.594
| 4620.9757 | 4454.6152 | 4314 | 4157.6257 | 3764.5477
| 4620.8554 | 4454.5126 | 4314 | 4157.6118 | 3764.4243
| 4620.7542 | 4454.0044 | 4314 | 4157.093 | 3764.0351
| 4620.697 | 4453.9089 | 4313 | 4156.5933 | 3763.8337
| 4620.6843 | 4453.845 | 4313 | 4156.5918 | 3763.633
| 4620.5732 | 4453.7878 | 4313 | 4156.027 | 3763.5154
| 4620.4131 | 4453.5577 | 4313 | 4155.1999 | 3763.5101
| 4620.2912 | 4453.5 | 4313 | 4154.5903 | 3763.3711
| 4620.2053 | 4453.4992 | 4313 | 4154 | 3763.1269
| 4619.9813 | 4453.2431 | 4312 | 4153.724 | 3762.8243
| 4619.8595 | 4453.1931 | 4312 | 4153.6863 | 3762.5324
| 4619.7431 | 4452.6052 | 4312 | 4153.6307 | 3762.4965
| 4619.3425 | 4452.3556 | 4312 | 4153.6109 | 3762.3508
| 4619.2396 | 4451.9991 | 4312 | 4153.0574 | 3762.188
| 4619.2004 | 4451.9615 | 4312 | 4152.7247 | 3761.4847
| 4619.0517 | 4451.9387 | 4311 | 4152.176 | 3761.4388
| 4618.9118 | 4451.6149 | 4311 | 4151.6174 | 3761.3676
| 4618.8376 | 4451.447 | 4311 | 4151.3758 | 3761.0696
| 4618.6727 | 4451.428 | 4310 | 4150.2849 | 3760.3334
| 4618.5406 | 4451.3592 | 4310 | 4149.6029 | 3760.1874
| 4618.4747 | 4451.3001 | 4310 | 4149.5209 | 3759.8995
| 4618.4311 | 4451.1075 | 4310 | 4149.4014 | 3759.677
| 4618.3743 | 4450.7091 | 4309 | 4148.7904 | 3759.6446
| 4618.2506 | 4450.1898 | 4309 | 4148.0282 | 3759.3104
| 4618.1782 | 4449.6005 | 4309 | 4145.9308 | 3759.0653
| 4618.1663 | 4449.1422 | 4309 | 4145.6121 | 3758.6898
| 4618.1264 | 4449.0213 | 4308 | 4145.4034 | 3758.4466
| 4617.7636 | 4448.9255 | 4308 | 4144.9631 | 3758.3324
| 4617.7482 | 4448.9005 | 4307 | 4144.3856 | 3757.6303
| 4617.6315 | 4448.4137 | 4307 | 4143.6253 | 3757.5832
| 4617.4128 | 4448.3276 | 4307 | 4143.3795 | 3756.9603
| 4617.3935 | 4448.0744 | 4306 | 4143.1662 | 3756.8898
| 4617.3678 | 4447.843 | 4306 | 4141.6229 | 3755.8761
| 4617.2847 | 4447.5941 | 4306 | 4141.0118 | 3755.4647
| 4617.2288 | 4447.2692 | 4306 | 4140.6258 | 3755.2188
| 4617.1864 | 4447.2058 | 4305 | 4140.5093 | 3755.1512
| 4616.8599 | 4446.7457 | 4305 | 4139.7101 | 3754.063
| 4616.8491 | 4446.6517 | 4305 | 4139.2929 | 3753.8291
| 4616.845 | 4446.6277 | 4305 | 4138.363 | 3753.7398
| 4616.8272 | 4446.4612 | 4304 | 4138.2243 | 3753.4341
| 4616.6588 | 4446.104 | 4304 | 4138.0256 | 3753.2753
| 4616.6588 | 4445.8673 | 4304 | 4136.6451 | 3753.1053
| 4616.5212 | 4445.8616 | 4304 | 4136.4821 | 3753.0763
| 4616.4438 | 4445.812 | 4304 | 4136.0688 | 3753.0019
| 4616.4435 | 4445.6244 | 4303 | 4135.3777 | 3752.1033
| 4616.3622 | 4445.4933 | 4303 | 4135.0372 | 3751.8849
| 4616.3508 | 4445.447 | 4303 | 4134.971 | 3751.6941
| 4616.334 | 4445.1726 | 4303 | 4133.8515 | 3751.6092
| 4616.2326 | 4444.9188 | 4302 | 4133.8072 | 3751.5486
| 4616.0789 | 4444.7949 | 4302 | 4133.4077 | 3751.485
| 4615.9822 | 4444.6053 | 4302 | 4133.1515 | 3750.8456
| 4615.9509 | 4444.3709 | 4301 | 4132.171 | 3750.4819
| 4615.8452 | 4443.9809 | 4301 | 4131.6487 | 3750.2964
| 4615.7924 | 4443.921 | 4301 | 4130.8719 | 3750.2217
| 4615.5455 | 4443.589 | 4300 | 4130.7906 | 3750.1147
| 4615.3578 | 4443.2947 | 4300 | 4130.5741 | 3749.9038
| 4615.3393 | 4443.0993 | 4300 | 4130.5249 | 3749.4876
| 4615.2226 | 4443.0406 | 4299 | 4130.4012 | 3748.5608
| 4615.2025 | 4442.9754 | 4299 | 4129.3186 | 3748.329
| 4615.0969 | 4442.8841 | 4299 | 4128.1892 | 3747.7921
| 4615.0757 | 4442.8174 | 4299 | 4127.8412 | 3747.5699
| 4614.994 | 4442.7722 | 4298 | 4127.0877 | 3747.2594
| 4614.8492 | 4442.7511 | 4298 | 4126.9857 | 3747.2011
| 4614.7879 | 4442.2029 | 4298 | 4126.8961 | 3746.01
| 4614.742 | 4441.7176 | 4298 | 4126.8794 | 3745.6547
| 4614.65 | 4441.3641 | 4297 | 4126.4479 | 3745.4861
| 4614.6247 | 4441.3409 | 4296 | 4126.1458 | 3744.7313
| 4614.4805 | 4441.2588 | 4295 | 4125.8365 | 3744.666
| 4614.4633 | 4441.0515 | 4295 | 4125.7556 | 3744.4744
| 4614.4102 | 4440.7499 | 4295 | 4125.1223 | 3743.6329
| 4614.3932 | 4440.549 | 4295 | 4125.103 | 3743.1856
| 4614.3103 | 4440.1713 | 4295 | 4124.9747 | 3742.7773
| 4614.2632 | 4439.7355 | 4295 | 4123.8141 | 3742.7439
| 4614.1209 | 4439.3951 | 4294 | 4122.7743 | 3742.7248
| 4614.0322 | 4439.3884 | 4293 | 4122.223 | 3742.7109
| 4613.9791 | 4439.0129 | 4293 | 4121.8266 | 3742.6598
| 4613.8605 | 4438.8532 | 4293 | 4121.4442 | 3742.4127
| 4613.7575 | 4438.799 | 4292 | 4119.8747 | 3742.1927
| 4613.5012 | 4438.7341 | 4292 | 4119.8083 | 3741.9879
| 4613.4525 | 4438.6949 | 4292 | 4119.6982 | 3741.8918
| 4613.4422 | 4438.4513 | 4291 | 4118.6899 | 3741.7204
| 4613.4165 | 4438.4303 | 4291 | 4118.5795 | 3741.4581
| 4613.2834 | 4438.4239 | 4291 | 4118.0388 | 3741.1797
| 4612.9985 | 4438.3739 | 4290 | 4117.8197 | 3741.1651
| 4612.8167 | 4438.3727 | 4290 | 4115.17 | 3740.981
| 4612.8083 | 4438.2047 | 4290 | 4114.9272 | 3740.6414
| 4612.7437 | 4438.172 | 4289 | 4113.7177 | 3740.5751
| 4612.6729 | 4438.1371 | 4289 | 4113.7069 | 3740.4926
| 4612.5166 | 4437.6665 | 4289 | 4112.7859 | 3740.2132
| 4612.4223 | 4437.5884 | 4289 | 4112.289 | 3739.9387
| 4612.3842 | 4437.5646 | 4289 | 4111.7458 | 3739.7316
| 4612.293 | 4437.379 | 4289 | 4111.2935 | 3739.594
| 4612.067 | 4437.2184 | 4289 | 4110.9851 | 3739.5884
| 4612.0421 | 4437.2121 | 4287 | 4110.3277 | 3739.4865
| 4611.9589 | 4437.0447 | 4287 | 4109.4424 | 3739.1887
| 4611.9442 | 4436.9332 | 4287 | 4108.678 | 3739.0506
| 4611.8845 | 4436.9308 | 4287 | 4108.4555 | 3738.9065
| 4611.7576 | 4436.6011 | 4286 | 4108.0078 | 3738.2661
| 4611.6012 | 4436.4158 | 4286 | 4107.017 | 3738.253
| 4611.2843 | 4436.2301 | 4285 | 4106.8102 | 3737.0532
| 4611.2785 | 4436.1427 | 4285 | 4106.7754 | 3736.3552
| 4611.238 | 4436.0675 | 4285 | 4106.0584 | 3736.2956
| 4611.2141 | 4436.001 | 4285 | 4105.8447 | 3735.7959
| 4611.1727 | 4435.6137 | 4284 | 4105.3362 | 3735.792
| 4611.1118 | 4435.1434 | 4284 | 4105.3248 | 3735.3168
| 4611.0974 | 4434.9245 | 4284 | 4104.9934 | 3734.9568
| 4610.9736 | 4434.6708 | 4284 | 4104.7907 | 3734.593
| 4610.9455 | 4434.0225 | 4284 | 4104.4463 | 3734.1847
| 4610.8619 | 4433.1119 | 4284 | 4104.2858 | 3734.1484
| 4610.6983 | 4432.9068 | 4283 | 4103.5292 | 3734.1327
| 4610.5945 | 4432.7391 | 4283 | 4103.4433 | 3733.5036
| 4610.4541 | 4432.6779 | 4283 | 4102.0608 | 3733.3169
| 4610.2005 | 4432.5579 | 4282 | 4101.5427 | 3733.2852
| 4609.9948 | 4432.4077 | 4282 | 4101.2807 | 3733.0444
| 4609.9477 | 4432.2067 | 4282 | 4100.3549 | 3732.9792
| 4609.9216 | 4432.1701 | 4282 | 4100.2617 | 3732.4146
| 4609.91 | 4432.0916 | 4281 | 4099.2456 | 3731.9549
| 4609.8396 | 4432.0468 | 4281 | 4098.9477 | 3731.6544
| 4609.8254 | 4432.0314 | 4280 | 4098.0432 | 3731.5924
| 4609.7513 | 4432.0303 | 4280 | 4097.2534 | 3730.8732
| 4609.7387 | 4431.9787 | 4280 | 4096.9893 | 3730.4106
| 4609.5933 | 4431.8665 | 4279 | 4096.834 | 3730.256
| 4609.5084 | 4431.1146 | 4279 | 4096.7936 | 3728.9001
| 4609.4124 | 4431.004 | 4279 | 4095.9885 | 3728.5442
| 4609.3221 | 4430.8034 | 4279 | 4095.9717 | 3728.3228
| 4609.0065 | 4430.3036 | 4279 | 4095.818 | 3727.6385
| 4608.7992 | 4430.1158 | 4278 | 4094.9678 | 3727.4285
| 4608.696 | 4430.0954 | 4278 | 4093.6916 | 3727.1815
| 4608.6877 | 4429.6782 | 4278 | 4093.4976 | 3727.1671
| 4608.6174 | 4429.5631 | 4278 | 4093.2115 | 3727.1456
| 4608.252 | 4429.3835 | 4277 | 4092.9591 | 3726.7732
| 4608.0611 | 4428.9359 | 4277 | 4092.8534 | 3726.2197
| 4608.0252 | 4428.5685 | 4276 | 4092.5858 | 3725.5401
| 4607.7917 | 4428.4822 | 4276 | 4091.8174 | 3725.3106
| 4607.5819 | 4428.3073 | 4275 | 4091.5112 | 3724.8874
| 4607.5356 | 4428.2952 | 4275 | 4091.3608 | 3724.8725
| 4607.4211 | 4428.247 | 4275 | 4091.1651 | 3724.34
| 4607.406 | 4428.1539 | 4274 | 4090.1 | 3723.3736
| 4607.3339 | 4427.9605 | 4274 | 4089.3046 | 3722.6483
| 4607.2026 | 4427.9572 | 4274 | 4089.0847 | 3722.629
| 4607.0915 | 4427.8451 | 4273 | 4088.1279 | 3722.5105
| 4606.9564 | 4427.7074 | 4273 | 4088.1087 | 3722.2696
| 4606.9109 | 4427.2149 | 4273 | 4087.6856 | 3721.4232
| 4606.8747 | 4427.2018 | 4272 | 4086.8466 | 3721.0682
| 4606.6231 | 4427.0833 | 4272 | 4086.5658 | 3721.0219
| 4606.5763 | 4426.5001 | 4272 | 4085.9531 | 3720.951
| 4606.5736 | 4426.2685 | 4272 | 4085.6872 | 3720.0858
| 4606.1642 | 4426.1762 | 4272 | 4084.8355 | 3720.0368
| 4605.8576 | 4425.8005 | 4272 | 4082.1983 | 3719.9202
| 4605.7794 | 4425.1547 | 4271 | 4082.183 | 3718.2471
| 4605.7006 | 4424.7857 | 4271 | 4081.836 | 3717.3051
| 4605.3688 | 4424.5002 | 4270 | 4081.738 | 3717.0843
| 4605.2259 | 4424.3683 | 4269 | 4081.7057 | 3716.3715
| 4605.0649 | 4423.7437 | 4268 | 4081.2062 | 3715.831
| 4604.9706 | 4423.6877 | 4268 | 4081.0613 | 3715.6592
| 4604.8045 | 4423.6093 | 4268 | 4080.9396 | 3713.8742
| 4604.658 | 4423.5993 | 4268 | 4079.5819 | 3713.6468
| 4604.6235 | 4423.5388 | 4267 | 4079.2728 | 3713.0838
| 4604.5758 | 4423.2912 | 4267 | 4078.8742 | 3713.0428
| 4604.3076 | 4423.0405 | 4267 | 4078.8221 | 3712.7224
| 4604.2791 | 4422.8527 | 4266 | 4078.5016 | 3712.2576
| 4604.1684 | 4422.7322 | 4266 | 4078.0009 | 3710.6267
| 4604.0432 | 4422.5789 | 4266 | 4077.3597 | 3709.6968
| 4603.5001 | 4422.2987 | 4266 | 4075.6582 | 3709.4935
| 4603.3854 | 4422.1603 | 4264 | 4074.7018 | 3709.3977
| 4603.3554 | 4422.146 | 4264 | 4074.671 | 3709.102
| 4603.3546 | 4421.9652 | 4264 | 4074.5094 | 3707.7105
| 4603.2267 | 4421.8617 | 4263 | 4074.1454 | 3707.2494
| 4603.2235 | 4421.8219 | 4263 | 4072.2743 | 3707.0787
| 4603.2225 | 4421.6077 | 4263 | 4071.7686 | 3706.692
| 4603.053 | 4421.3506 | 4263 | 4071.6923 | 3706.6201
| 4602.8256 | 4421.1309 | 4263 | 4071.3603 | 3706.5512
| 4602.4637 | 4420.8184 | 4263 | 4070.6291 | 3706.1873
| 4602.4255 | 4420.6075 | 4262 | 4070.055 | 3705.945
| 4602.4034 | 4420.591 | 4262 | 4068.9005 | 3704.9603
| 4602.3583 | 4420.5588 | 4262 | 4068.8876 | 3704.0473
| 4602.3471 | 4420.1466 | 4261 | 4068.5859 | 3703.81
| 4602.3064 | 4420.1386 | 4261 | 4067.9495 | 3703.5773
| 4602.1421 | 4419.9727 | 4261 | 4067.568 | 3703.3263
| 4602.055 | 4419.6257 | 4260 | 4066.856 | 3701.4072
| 4601.9391 | 4419.6245 | 4259 | 4066.3604 | 3701.2488
| 4601.8344 | 4419.4216 | 4259 | 4066.1493 | 3701.0392
| 4601.5401 | 4419.2945 | 4259 | 4066.0869 | 3700.5852
| 4601.3219 | 4418.8087 | 4259 | 4065.8638 | 3700.4854
| 4601.2665 | 4418.5537 | 4259 | 4065.8246 | 3700.4157
| 4601.168 | 4418.4272 | 4259 | 4065.5581 | 3698.5974
| 4601.101 | 4418.2106 | 4258 | 4064.9637 | 3698.5308
| 4601.0797 | 4418.1613 | 4258 | 4064.393 | 3698.2221
| 4600.9277 | 4417.6985 | 4258 | 4064.0806 | 3697.922
| 4600.8074 | 4417.6055 | 4257 | 4063.2578 | 3697.7958
| 4600.789 | 4417.5753 | 4257 | 4063.1835 | 3697.5535
| 4600.7867 | 4416.5573 | 4257 | 4063.0063 | 3697.1256
| 4600.5967 | 4416.5548 | 4256 | 4060.4447 | 3697.0123
| 4600.5536 | 4416.4927 | 4255 | 4059.7697 | 3696.7795
| 4600.5384 | 4415.7702 | 4255 | 4059.6906 | 3696.5015
| 4600.5329 | 4415.5681 | 4253 | 4059.4163 | 3696.4217
| 4600.4978 | 4414.8489 | 4253 | 4057.0676 | 3695.0098
| 4600.4809 | 4414.8138 | 4253 | 4056.2956 | 3694.413
| 4600.4457 | 4414.7467 | 4253 | 4056.2294 | 3694.2476
| 4600.4077 | 4414.7322 | 4252 | 4055.8102 | 3694.0086
| 4600.3745 | 4414.347 | 4252 | 4055.3748 | 3693.8621
| 4600.3555 | 4414.2871 | 4252 | 4055.2073 | 3693.6832
| 4600.2167 | 4414.2714 | 4252 | 4055.0226 | 3693.4425
| 4600.1952 | 4414.2659 | 4252 | 4054.7561 | 3693.3189
| 4600.1639 | 4413.9632 | 4251 | 4054.0114 | 3692.8323
| 4600.1599 | 4413.7783 | 4251 | 4053.5951 | 3692.759
| 4600.1405 | 4413.6994 | 4249 | 4052.7843 | 3692.6044
| 4599.6708 | 4413.3815 | 4249 | 4052.7098 | 3692.5944
| 4599.4646 | 4413.347 | 4249 | 4052.6747 | 3692.2599
| 4599.387 | 4413.3103 | 4249 | 4051.8699 | 3691.6082
| 4599.2541 | 4413.1455 | 4248 | 4051.8188 | 3691.4108
| 4599.1219 | 4413.0742 | 4248 | 4051.7611 | 3690.7139
| 4599.0126 | 4412.9953 | 4248 | 4050.7397 | 3688.9916
| 4598.8167 | 4412.799 | 4248 | 4050.0007 | 3688.9478
| 4598.5495 | 4412.7519 | 4248 | 4049.8262 | 3688.4476
| 4598.4888 | 4412.7236 | 4247 | 4049.6851 | 3687.8544
| 4598.4858 | 4412.6573 | 4247 | 4049.5165 | 3687.2729
| 4598.3394 | 4412.5423 | 4246 | 4049.1305 | 3686.788
| 4598.2779 | 4412.0078 | 4245 | 4048.7275 | 3686.468
| 4598.2348 | 4411.8679 | 4245 | 4048.7234 | 3686.4208
| 4597.8243 | 4411.4236 | 4245 | 4046.6292 | 3686.4159
| 4597.7634 | 4410.7822 | 4244 | 4045.8331 | 3686.3176
| 4597.5243 | 4410.6393 | 4244 | 4045.277 | 3686.048
| 4597.5146 | 4410.5608 | 4244 | 4044.4167 | 3685.8651
| 4597.504 | 4410.3584 | 4243 | 4043.562 | 3685.8257
| 4597.4003 | 4410.3527 | 4243 | 4043.0741 | 3685.3669
| 4597.308 | 4410.117 | 4243 | 4042.9841 | 3685.364
| 4597.2255 | 4409.8616 | 4242 | 4042.7586 | 3685.17
| 4597.2217 | 4409.8211 | 4242 | 4041.5315 | 3684.9809
| 4596.972 | 4409.7836 | 4242 | 4040.596 | 3684.503
| 4596.7625 | 4409.4495 | 4241 | 4040.2787 | 3684.0674
| 4596.6917 | 4409.2969 | 4241 | 4039.9274 | 3683.6464
| 4596.6535 | 4409.2086 | 4241 | 4039.233 | 3683.4369
| 4596.4013 | 4408.9343 | 4240 | 4039.0915 | 3682.9463
| 4596.3628 | 4408.8688 | 4240 | 4038.9041 | 3682.2382
| 4596.1988 | 4408.8149 | 4240 | 4038.8086 | 3682.134
| 4595.8818 | 4408.588 | 4240 | 4037.8701 | 3681.9347
| 4595.8649 | 4408.4415 | 4239 | 4037.6691 | 3681.848
| 4595.7859 | 4408.2009 | 4239 | 4037.6513 | 3681.8
| 4595.6706 | 4407.7016 | 4239 | 4036.5895 | 3681.721
| 4595.6628 | 4407.5967 | 4238 | 4036.5404 | 3681.6463
| 4595.6421 | 4407.1763 | 4238 | 4035.9843 | 3681.5187
| 4595.5415 | 4407.1057 | 4238 | 4035.9205 | 3681.4481
| 4595.5153 | 4406.833 | 4238 | 4035.3551 | 3681.0999
| 4595.4288 | 4406.7614 | 4237 | 4035.0761 | 3680.9955
| 4595.3352 | 4406.7123 | 4237 | 4034.9545 | 3680.5955
| 4595.1952 | 4406.6619 | 4237 | 4034.6032 | 3680.2231
| 4594.9981 | 4406.5141 | 4237 | 4034.4795 | 3679.5381
| 4594.8914 | 4406.5068 | 4236 | 4034.1079 | 3679.4013
| 4594.8523 | 4406.1556 | 4236 | 4034.0313 | 3678.4358
| 4594.8283 | 4405.8413 | 4236 | 4033.9056 | 3678.2316
| 4594.7252 | 4405.8104 | 4236 | 4032.1298 | 3677.9921
| 4594.7129 | 4405.5137 | 4235 | 4031.9747 | 3676.8858
| 4594.5165 | 4405.2656 | 4235 | 4031.5884 | 3676.8505
| 4594.5134 | 4405.0225 | 4235 | 4030.9822 | 3676.6881
| 4594.4074 | 4404.8632 | 4233 | 4030.8589 | 3676.3603
| 4594.2954 | 4404.6721 | 4233 | 4030.4908 | 3675.2071
| 4594.0696 | 4404.642 | 4233 | 4030.3281 | 3674.7847
| 4593.8884 | 4404.5967 | 4233 | 4029.9375 | 3674.4061
| 4593.8545 | 4404.5632 | 4232 | 4029.7827 | 3674.1606
| 4593.7717 | 4404.457 | 4232 | 4029.4462 | 3673.3476
| 4593.7334 | 4404.1468 | 4232 | 4029.2763 | 3672.969
| 4593.6429 | 4403.1381 | 4231 | 4029.2762 | 3672.9408
| 4593.4499 | 4403.1114 | 4231 | 4029.1065 | 3672.3939
| 4593.3577 | 4402.5303 | 4230 | 4028.0814 | 3672.2956
| 4593.3025 | 4402.3242 | 4230 | 4027.4694 | 3672.0089
| 4593.2679 | 4401.8999 | 4230 | 4027.106 | 3671.5874
| 4593.1562 | 4401.7166 | 4230 | 4026.8691 | 3670.9073
| 4593.1388 | 4401.6943 | 4230 | 4026.5621 | 3670.6635
| 4593.0323 | 4400.6182 | 4230 | 4025.4559 | 3670.4383
| 4593.0019 | 4400.5603 | 4230 | 4024.5823 | 3670.2391
| 4592.481 | 4400.4665 | 4230 | 4024.2492 | 3669.3197
| 4592.4352 | 4399.7934 | 4229 | 4023.5076 | 3668.4351
| 4592.427 | 4399.4559 | 4229 | 4023.2173 | 3668.262
| 4592.3286 | 4398.5062 | 4229 | 4022.2558 | 3668.0521
| 4591.712 | 4398.1137 | 4229 | 4022.1169 | 3667.7225
| 4591.7064 | 4397.5374 | 4228 | 4021.581 | 3667.4913
| 4591.6527 | 4397.3583 | 4228 | 4021.2092 | 3667.3586
| 4591.5145 | 4396.5477 | 4228 | 4020.8646 | 3666.082
| 4591.2261 | 4396.4986 | 4228 | 4020.5048 | 3665.5192
| 4591.1654 | 4396.2046 | 4227 | 4020.2734 | 3665.2552
| 4590.939 | 4395.8932 | 4227 | 4019.9904 | 3664.5162
| 4590.8774 | 4395.6888 | 4226 | 4019.9877 | 3664.486
| 4590.7661 | 4395.6223 | 4226 | 4019.5336 | 3664.138
| 4590.7352 | 4395.4956 | 4226 | 4019.5089 | 3663.1573
| 4590.6503 | 4395.3621 | 4226 | 4019.2597 | 3662.5832
| 4590.454 | 4395.0656 | 4225 | 4018.565 | 3662.4338
| 4590.425 | 4394.9357 | 4225 | 4018.3786 | 3661.8092
| 4590.4111 | 4394.7255 | 4225 | 4018.2086 | 3661.7602
| 4590.3694 | 4394.3682 | 4225 | 4017.8925 | 3660.9823
| 4590.3472 | 4394.324 | 4225 | 4017.8657 | 3660.5303
| 4590.2465 | 4394.2419 | 4224 | 4017.5631 | 3659.5788
| 4590.1104 | 4394.1109 | 4224 | 4016.7774 | 3659.3548
| 4590.0137 | 4394.0869 | 4224 | 4015.1482 | 3659.2084
| 4589.7891 | 4394.0812 | 4224 | 4014.5116 | 3659.1678
| 4589.5428 | 4394.0618 | 4224 | 4014.1869 | 3658.6777
| 4589.4166 | 4393.7674 | 4223 | 4013.7841 | 3657.229
| 4589.4088 | 4393.6834 | 4223 | 4011.5173 | 3656.63
| 4589.0531 | 4393.6397 | 4223 | 4011.2104 | 3656.598
| 4588.934 | 4393.3107 | 4222 | 4011.1331 | 3656.4598
| 4588.7168 | 4393.0389 | 4222 | 4011.0699 | 3656.3796
| 4588.523 | 4392.9212 | 4222 | 4011.0524 | 3656.0607
| 4588.2866 | 4391.9796 | 4220 | 4010.7985 | 3655.5966
| 4588.0499 | 4391.3385 | 4220 | 4010.208 | 3655.4907
| 4587.6848 | 4391.217 | 4220 | 4008.6163 | 3655.0887
| 4587.59 | 4391.0228 | 4218 | 4008.4718 | 3654.8303
| 4587.59 | 4390.9825 | 4218 | 4008.3374 | 3654.4495
| 4587.5137 | 4390.8739 | 4218 | 4008.2546 | 3654.3245
| 4587.463 | 4390.3447 | 4217 | 4007.9194 | 3653.7756
| 4587.3365 | 4390.3205 | 4216 | 4006.5906 | 3653.3088
| 4587.2048 | 4389.9724 | 4216 | 4005.9682 | 3652.8378
| 4587.1745 | 4389.79 | 4215 | 4005.6266 | 3651.9429
| 4587.1604 | 4389.5956 | 4214 | 4005.003 | 3651.8108
| 4587.043 | 4389.4359 | 4214 | 4004.9121 | 3651.7706
| 4586.9995 | 4389.1692 | 4214 | 4004.2128 | 3650.5244
| 4586.9755 | 4388.9499 | 4214 | 4003.123 | 3649.7613
| 4586.9418 | 4388.9176 | 4214 | 4001.5591 | 3649.755
| 4586.924 | 4388.6306 | 4212 | 4001.369 | 3649.6424
| 4586.6878 | 4388.1753 | 4211 | 4001.1126 | 3649.4382
| 4586.6251 | 4387.8454 | 4210 | 4000.9853 | 3648.8959
| 4586.252 | 4387.3501 | 4210 | 4000.5824 | 3648.741
| 4586.0605 | 4386.8214 | 4210 | 3999.9697 | 3648.4869
| 4586.0083 | 4386.7793 | 4210 | 3999.7704 | 3648.0426
| 4585.9713 | 4386.7238 | 4209 | 3999.7113 | 3647.6607
| 4585.8521 | 4386.2542 | 4209 | 3999.1065 | 3647.5159
| 4585.5229 | 4385.7531 | 4209 | 3999.0382 | 3647.5016
| 4585.5133 | 4385.402 | 4209 | 3998.9484 | 3646.952
| 4585.2816 | 4385.0414 | 4209 | 3998.0377 | 3646.1639
| 4585.2789 | 4384.5738 | 4208 | 3997.9562 | 3646.1008
| 4585.1425 | 4384.1218 | 4208 | 3997.2846 | 3645.9923
| 4585.1419 | 4383.1735 | 4208 | 3997.1608 | 3645.0715
| 4584.9487 | 4383.0688 | 4207 | 3996.5875 | 3644.9122
| 4584.7867 | 4382.977 | 4207 | 3995.4383 | 3644.0675
| 4584.6245 | 4382.5264 | 4207 | 3994.9121 | 3643.5248
| 4584.5627 | 4382.3572 | 4206 | 3994.7976 | 3643.458
| 4584.4203 | 4381.3217 | 4206 | 3994.4588 | 3643.2998
| 4584.3765 | 4381.068 | 4206 | 3994.4538 | 3642.5046
| 4584.3646 | 4380.8032 | 4206 | 3993.3626 | 3641.3879
| 4584.3375 | 4380.7492 | 4205 | 3993.2425 | 3641.3585
| 4583.9979 | 4380.5861 | 4205 | 3992.8643 | 3641.3025
| 4583.9656 | 4380.4264 | 4205 | 3992.8178 | 3640.6799
| 4583.5342 | 4380.4126 | 4204 | 3992.6228 | 3640.5822
| 4583.4103 | 4379.7475 | 4204 | 3991.6693 | 3640.3667
| 4583.0908 | 4379.5239 | 4203 | 3991.2948 | 3640.0173
| 4582.9956 | 4379.4726 | 4202 | 3991.2686 | 3639.9321
| 4582.9609 | 4379.4509 | 4202 | 3990.6317 | 3639.9185
| 4582.8768 | 4379.3945 | 4202 | 3990.2711 | 3639.1107
| 4582.7868 | 4378.5878 | 4202 | 3990.2445 | 3638.9108
| 4582.7734 | 4378.491 | 4202 | 3990.2163 | 3638.6875
| 4582.6539 | 4378.3716 | 4202 | 3989.5459 | 3638.3037
| 4582.6087 | 4378.3418 | 4201 | 3988.6019 | 3637.6999
| 4582.5547 | 4378.0539 | 4201 | 3988.2689 | 3637.6547
| 4582.4629 | 4377.7884 | 4200 | 3987.9541 | 3635.6774
| 4582.3086 | 4377.0943 | 4200 | 3987.7756 | 3635.4014
| 4582.2993 | 4376.8558 | 4200 | 3987.6596 | 3634.0403
| 4582.2626 | 4376.2741 | 4199 | 3987.4718 | 3633.48
| 4582.2364 | 4375.8296 | 4199 | 3986.8186 | 3632.5991
| 4582.2015 | 4375.0861 | 4199 | 3986.092 | 3632.0166
| 4582.1029 | 4375.0472 | 4199 | 3985.3722 | 3631.9763
| 4581.9942 | 4375.0388 | 4198 | 3985.3266 | 3631.0409
| 4581.7287 | 4375.0114 | 4198 | 3984.7781 | 3630.8593
| 4581.5897 | 4374.8985 | 4197 | 3984.0178 | 3630.6187
| 4581.4076 | 4374.879 | 4196 | 3983.461 | 3630.2002
| 4581.3296 | 4374.8223 | 4196 | 3983.0746 | 3629.9829
| 4581.175 | 4374.8152 | 4195 | 3982.7342 | 3629.8867
| 4581.0309 | 4373.7207 | 4195 | 3982.3716 | 3629.8694
| 4581.0204 | 4372.7645 | 4195 | 3982.2953 | 3629.09
| 4580.9788 | 4372.7002 | 4194 | 3981.7844 | 3628.4894
| 4580.9092 | 4372.5264 | 4194 | 3981.7027 | 3627.9989
| 4580.9026 | 4372.3963 | 4193 | 3981.5225 | 3627.8652
| 4580.7625 | 4372.3325 | 4193 | 3981.4502 | 3626.9868
| 4580.7577 | 4372.0851 | 4193 | 3981.3281 | 3626.9451
| 4580.6059 | 4371.8898 | 4193 | 3980.6517 | 3626.4146
| 4580.4965 | 4371.6849 | 4190 | 3979.796 | 3626.4096
| 4580.1631 | 4371.4245 | 4190 | 3979.5558 | 3626.085
| 4579.9558 | 4370.826 | 4190 | 3979.5161 | 3625.5961
| 4579.9038 | 4370.3054 | 4190 | 3979.0305 | 3625.4887
| 4579.7097 | 4370.2943 | 4189 | 3978.5719 | 3625.3861
| 4579.4871 | 4370.2255 | 4189 | 3978.5237 | 3625.2805
| 4579.436 | 4370.2044 | 4188 | 3976.717 | 3624.9173
| 4579.202 | 4370.1729 | 4188 | 3976.3399 | 3624.7277
| 4579.2017 | 4370.1303 | 4188 | 3976.2748 | 3624.5841
| 4579.1619 | 4368.9155 | 4188 | 3975.9975 | 3623.2951
| 4579.12 | 4368.8647 | 4187 | 3975.7124 | 3623.2101
| 4578.8108 | 4368.3803 | 4187 | 3975.6792 | 3622.3572
| 4578.781 | 4368.3146 | 4187 | 3975.5024 | 3622.0923
| 4578.6903 | 4368.199 | 4187 | 3975.1097 | 3621.9736
| 4578.6561 | 4367.7356 | 4187 | 3974.7798 | 3620.9328
| 4578.5409 | 4367.5887 | 4186 | 3974.3765 | 3620.327
| 4578.5168 | 4367.0871 | 4186 | 3973.6129 | 3620.1127
| 4578.4861 | 4367.0078 | 4186 | 3973.3331 | 3619.3686
| 4578.3226 | 4366.9093 | 4186 | 3972.5522 | 3619.2922
| 4578.2784 | 4366.6925 | 4185 | 3971.9759 | 3618.0844
| 4578.1257 | 4366.2673 | 4185 | 3971.7919 | 3617.1398
| 4578.0313 | 4366.2671 | 4185 | 3971.5305 | 3616.6827
| 4577.9771 | 4365.3809 | 4185 | 3971.3924 | 3616.6246
| 4577.7721 | 4364.3272 | 4184 | 3971.0809 | 3616.3628
| 4577.7107 | 4364.204 | 4184 | 3970.747 | 3616.0101
| 4577.5017 | 4363.8729 | 4183 | 3970.1543 | 3615.921
| 4577.4548 | 4363.6256 | 4183 | 3969.5414 | 3615.6461
| 4577.1114 | 4363.3903 | 4183 | 3969.5231 | 3615.2386
| 4577.0829 | 4363.1972 | 4183 | 3969.3054 | 3614.878
| 4577.0387 | 4362.8984 | 4182 | 3968.937 | 3614.7696
| 4576.9651 | 4362.8296 | 4182 | 3968.2885 | 3614.6998
| 4576.8623 | 4362.8234 | 4182 | 3966.1088 | 3614.5931
| 4576.8505 | 4362.7917 | 4182 | 3965.2639 | 3614.2701
| 4576.5756 | 4362.2189 | 4181 | 3964.7676 | 3613.4275
| 4576.5534 | 4362.1188 | 4181 | 3964.7563 | 3613.3015
| 4576.4433 | 4362.0484 | 4181 | 3964.1398 | 3613.1606
| 4576.2042 | 4361.9223 | 4181 | 3963.6444 | 3612.9107
| 4576.0266 | 4361.652 | 4180 | 3963.2898 | 3612.8832
| 4575.9901 | 4361.3482 | 4180 | 3963.1278 | 3611.8559
| 4575.93 | 4361.3012 | 4179 | 3962.8703 | 3611.1133
| 4575.8019 | 4360.783 | 4179 | 3962.8328 | 3611.1103
| 4575.732 | 4360.3715 | 4179 | 3962.759 | 3611.06
| 4575.6496 | 4360.2298 | 4179 | 3962.608 | 3610.8586
| 4575.5815 | 4360.2026 | 4179 | 3962.1223 | 3610.5307
| 4575.5133 | 4359.9154 | 4178 | 3961.5316 | 3609.98
| 4575.5099 | 4359.6538 | 4178 | 3961.2877 | 3609.8058
| 4575.3798 | 4359.5022 | 4178 | 3961.2235 | 3607.2576
| 4575.2131 | 4359.4293 | 4177 | 3960.4603 | 3606.648
| 4575.1726 | 4358.9528 | 4177 | 3960.2104 | 3606.1686
| 4575.1402 | 4358.9365 | 4177 | 3958.8931 | 3606.0615
| 4575.0267 | 4358.7626 | 4177 | 3957.3007 | 3606.0537
| 4575.0226 | 4358.5056 | 4176 | 3955.9984 | 3605.4651
| 4575.0066 | 4358.1578 | 4176 | 3955.7464 | 3604.7544
| 4574.933 | 4357.1585 | 4176 | 3955.2431 | 3604.5328
| 4574.8517 | 4357.0785 | 4176 | 3954.9425 | 3603.9981
| 4574.6178 | 4356.6832 | 4176 | 3954.7565 | 3603.4964
| 4574.6018 | 4356.6204 | 4175 | 3954.6083 | 3603.2977
| 4574.4859 | 4356.5755 | 4175 | 3954.4273 | 3603.2886
| 4574.4113 | 4356.4481 | 4175 | 3954.1936 | 3601.0278
| 4574.3497 | 4356.0065 | 4175 | 3954.0455 | 3600.5316
| 4574.1863 | 4356.0016 | 4174 | 3953.4472 | 3600.167
| 4574.0822 | 4355.8121 | 4174 | 3953.2244 | 3599.7068
| 4573.9758 | 4355.5072 | 4174 | 3953.0212 | 3599.2245
| 4573.8965 | 4354.9065 | 4173 | 3952.9813 | 3599.1853
| 4573.8842 | 4354.8886 | 4172 | 3952.2217 | 3599.0469
| 4573.7726 | 4354.7782 | 4171 | 3951.7121 | 3598.8763
| 4573.77 | 4354.7313 | 4171 | 3951.657 | 3598.769
| 4573.4746 | 4354.2419 | 4170 | 3949.7731 | 3598.5369
| 4573.313 | 4354.2271 | 4170 | 3949.5044 | 3598.5202
| 4573.1769 | 4354.1725 | 4170 | 3949.209 | 3598.1226
| 4573.1763 | 4353.9651 | 4168 | 3949.0681 | 3597.8625
| 4573.0983 | 4353.8307 | 4167 | 3948.8844 | 3597.7756
| 4573.0839 | 4353.5911 | 4167 | 3948.3093 | 3597.1594
| 4573.0382 | 4353.5606 | 4166 | 3947.36 | 3596.9684
| 4572.9597 | 4353.3276 | 4166 | 3946.8832 | 3596.5675
| 4572.7246 | 4353.2938 | 4166 | 3946.7862 | 3596.3856
| 4572.6419 | 4352.917 | 4165 | 3946.4935 | 3596.0191
| 4572.5715 | 4352.7319 | 4165 | 3945.3748 | 3595.6929
| 4572.3937 | 4352.7221 | 4165 | 3945.3601 | 3595.194
| 4572.3167 | 4352.3254 | 4165 | 3944.8981 | 3594.892
| 4571.9748 | 4351.406 | 4164 | 3944.6496 | 3594.192
| 4571.9354 | 4351.1046 | 4164 | 3944.4353 | 3593.9964
| 4571.6943 | 4351.0032 | 4163 | 3944.3356 | 3593.9782
| 4571.6775 | 4350.7831 | 4163 | 3944.0816 | 3593.6437
| 4571.5168 | 4350.7829 | 4162 | 3943.7103 | 3593.3512
| 4571.5066 | 4350.4012 | 4162 | 3943.4713 | 3593.1941
| 4571.4409 | 4349.8953 | 4162 | 3943.0313 | 3593.1505
| 4571.404 | 4349.7989 | 4161 | 3942.994 | 3592.3952
| 4571.2774 | 4349.7777 | 4160 | 3942.4309 | 3591.8999
| 4571.2658 | 4349.6822 | 4159 | 3942.141 | 3591.727
| 4571.2215 | 4349.0368 | 4159 | 3941.1152 | 3591.5602
| 4571.0964 | 4347.8712 | 4159 | 3940.4725 | 3591.2074
| 4570.8362 | 4347.6751 | 4159 | 3939.6817 | 3590.9608
| 4570.706 | 4347.1942 | 4158 | 3939.5983 | 3590.2004
| 4570.5268 | 4346.7846 | 4158 | 3939.5718 | 3590.1499
| 4570.4724 | 4346.7593 | 4157 | 3939.4066 | 3588.932
| 4570.3671 | 4346.6982 | 4157 | 3939.0933 | 3588.694
| 4570.3378 | 4346.3783 | 4157 | 3938.9613 | 3587.4119
| 4570.3144 | 4345.917 | 4156 | 3938.5078 | 3587.4067
| 4570.1997 | 4345.6814 | 4156 | 3938.505 | 3587.1716
| 4570.0654 | 4344.9619 | 4155 | 3938.4787 | 3586.1097
| 4569.9041 | 4344.7365 | 4155 | 3938.4657 | 3585.8755
| 4569.818 | 4344.3039 | 4155 | 3938.1669 | 3585.3927
| 4569.4984 | 4344.2939 | 4154 | 3937.5657 | 3585.3361
| 4569.4569 | 4343.3318 | 4154 | 3937.3871 | 3585.0699
| 4569.4059 | 4343.0919 | 4153 | 3937.0219 | 3584.4624
| 4569.3482 | 4342.1957 | 4153 | 3936.7806 | 3584.2338
| 4569.0871 | 4341.9618 | 4153 | 3936.7051 | 3584.0802
| 4568.491 | 4341.3909 | 4153 | 3934.7185 | 3583.6903
| 4567.7805 | 4341.2929 | 4152 | 3934.5537 | 3582.4271
| 4567.7135 | 4341.2723 | 4151 | 3934.4667 | 3582.0219
| 4567.1519 | 4340.9474 | 4151 | 3934.3522 | 3581.8311
| 4566.8246 | 4340.5787 | 4150 | 3934.3205 | 3581.8098
| 4566.7523 | 4340.3162 | 4150 | 3934.2823 | 3581.6469
| 4566.6296 | 4339.9999 | 4150 | 3934.226 | 3581.4998
| 4566.6007 | 4339.7275 | 4150 | 3932.5984 | 3581.3939
| 4566.449 | 4339.7145 | 4149 | 3932.3294 | 3581.1191
| 4566.3905 | 4339.5305 | 4149 | 3932.2981 | 3580.6912
| 4566.3289 | 4339.1018 | 4148 | 3932.2838 | 3580.0845
| 4566.1227 | 4338.7381 | 4147 | 3931.2461 | 3579.8755
| 4565.9072 | 4338.6148 | 4147 | 3931.2078 | 3578.9863
| 4565.8057 | 4338.5593 | 4146 | 3931.1605 | 3578.4586
| 4565.7622 | 4338.4328 | 4146 | 3930.9817 | 3578.1285
| 4565.674 | 4338.1179 | 4145 | 3930.7881 | 3577.9053
| 4565.5718 | 4337.7866 | 4144 | 3930.6358 | 3577.7039
| 4565.5208 | 4337.4875 | 4144 | 3930.4198 | 3577.4087
| 4565.4186 | 4336.3592 | 4143 | 3930.3215 | 3577.0949
| 4565.209 | 4336.0724 | 4143 | 3930.0911 | 3577.0613
| 4565.0572 | 4335.7713 | 4143 | 3929.9393 | 3576.4061
| 4564.9831 | 4335.2124 | 4143 | 3929.8491 | 3575.391
| 4564.9712 | 4334.8471 | 4143 | 3929.3709 | 3574.0671
| 4564.7225 | 4334.524 | 4141 | 3929.0834 | 3573.9461
| 4564.6042 | 4334.475 | 4140 | 3928.9014 | 3573.892
| 4564.4253 | 4334.3863 | 4140 | 3928.6834 | 3573.4051
| 4564.3966 | 4334.1341 | 4140 | 3928.5738 | 3573.0877
| 4564.2426 | 4333.7078 | 4140 | 3928.3935 | 3571.6684
| 4564.0561 | 4333.6799 | 4139 | 3927.8936 | 3571.6548
| 4563.9587 | 4333.6572 | 4139 | 3927.824 | 3570.8824
| 4563.8673 | 4333.6466 | 4139 | 3927.767 | 3570.5688
| 4563.789 | 4332.7574 | 4139 | 3926.6953 | 3569.9931
| 4563.7122 | 4332.3071 | 4139 | 3925.9023 | 3569.8294
| 4563.5213 | 4331.8048 | 4139 | 3925.8302 | 3569.3486
| 4563.4174 | 4331.2378 | 4139 | 3925.1017 | 3568.9211
| 4563.2099 | 4330.9698 | 4138 | 3924.9096 | 3568.8114
| 4563.161 | 4330.6954 | 4138 | 3924.7997 | 3568.2564
| 4562.9163 | 4330.4057 | 4137 | 3924.4187 | 3568.1464
| 4562.7448 | 4329.7698 | 4136 | 3924.2376 | 3568.1204
| 4562.1545 | 4329.368 | 4136 | 3923.131 | 3567.4783
| 4562.1122 | 4329.3398 | 4136 | 3922.8452 | 3566.5809
| 4562.1059 | 4328.7735 | 4135 | 3922.622 | 3566.5269
| 4562.0866 | 4328.3404 | 4134 | 3921.9211 | 3565.4123
| 4562.0096 | 4328.3093 | 4133 | 3921.0949 | 3565.1945
| 4561.9703 | 4328.2959 | 4132 | 3920.7793 | 3564.9059
| 4561.9414 | 4327.9614 | 4132 | 3919.773 | 3564.8736
| 4561.8112 | 4327.2041 | 4132 | 3919.5253 | 3564.2744
| 4561.5891 | 4326.2611 | 4132 | 3919.2798 | 3564.1743
| 4561.5766 | 4325.6777 | 4129 | 3918.9661 | 3563.9565
| 4561.5543 | 4324.9369 | 4129 | 3918.8523 | 3563.5531
| 4561.5001 | 4324.6714 | 4129 | 3918.4817 | 3563.5183
| 4561.2746 | 4324.4839 | 4128 | 3917.7017 | 3563.4325
| 4560.9534 | 4324.2782 | 4128 | 3915.5852 | 3563.3769
| 4560.5854 | 4323.9921 | 4127 | 3915.1006 | 3563.2496
| 4560.5482 | 4323.927 | 4127 | 3915.069 | 3563.2024
| 4560.3987 | 4323.8115 | 4127 | 3914.9746 | 3560.2917
| 4560.3578 | 4323.4796 | 4127 | 3914.654 | 3558.8732
| 4560.1035 | 4323.3164 | 4127 | 3914.3212 | 3558.406
| 4559.9657 | 4323.2278 | 4127 | 3913.3616 | 3558.3647
| 4559.9079 | 4322.8232 | 4126 | 3912.2194 | 3557.4865
| 4559.829 | 4322.6641 | 4126 | 3910.7916 | 3556.6957
| 4559.7446 | 4322.6274 | 4126 | 3910.6258 | 3556.613
| 4559.743 | 4322.5777 | 4125 | 3910.4555 | 3556.0856
| 4559.7111 | 4322.3637 | 4125 | 3910.2296 | 3555.6085
| 4559.485 | 4322.1158 | 4123 | 3909.6049 | 3555.5023
| 4559.4439 | 4321.197 | 4123 | 3909.4642 | 3555.4936
| 4559.3171 | 4320.6904 | 4122 | 3909.4279 | 3555.284
| 4559.0868 | 4320.521 | 4122 | 3909.1527 | 3555.0793
| 4559.0637 | 4320.4344 | 4121 | 3909.0195 | 3554.7611
| 4559.0506 | 4320.2271 | 4121 | 3908.8841 | 3554.2764
| 4558.7441 | 4320.1489 | 4119 | 3908.6138 | 3553.8779
| 4558.6878 | 4319.9657 | 4119 | 3907.6064 | 3553.6348
| 4558.4956 | 4319.9258 | 4119 | 3907.4935 | 3553.555
| 4558.3963 | 4318.909 | 4118 | 3907.2389 | 3551.3468
| 4558.1115 | 4318.8675 | 4117 | 3907.073 | 3550.949
| 4557.6754 | 4318.8562 | 4116 | 3906.4606 | 3550.7816
| 4557.6244 | 4318.5086 | 4116 | 3906.2182 | 3550.7204
| 4557.4056 | 4318.2405 | 4115 | 3905.9407 | 3550.5644
| 4557.3871 | 4318.1305 | 4115 | 3904.8495 | 3549.4125
| 4557.3302 | 4317.7824 | 4114 | 3903.8576 | 3549.3408
| 4557.1034 | 4316.9309 | 4114 | 3903.8148 | 3549.2381
| 4557.061 | 4316.4948 | 4114 | 3903.7094 | 3549.1254
| 4557.0606 | 4316.4023 | 4114 | 3903.4836 | 3548.9412
| 4556.9056 | 4316.1705 | 4113 | 3902.1173 | 3548.7439
| 4556.8406 | 4315.5003 | 4113 | 3901.035 | 3548.5161
| 4556.7153 | 4315.1537 | 4113 | 3900.8411 | 3547.8007
| 4556.6394 | 4314.9208 | 4113 | 3900.4393 | 3547.7238
| 4556.5737 | 4314.7053 | 4113 | 3899.6535 | 3546.225
| 4556.4496 | 4314.4936 | 4112 | 3899.0813 | 3545.9353
| 4556.3594 | 4314.3395 | 4112 | 3898.54 | 3545.8542
| 4556.3416 | 4314.1595 | 4111 | 3897.5332 | 3545.8217
| 4556.2005 | 4314.0318 | 4109 | 3897.2886 | 3544.7536
| 4556.0698 | 4313.9597 | 4108 | 3896.3459 | 3543.9312
| 4555.6633 | 4312.9348 | 4108 | 3896.3161 | 3543.3728
| 4555.2564 | 4312.7658 | 4108 | 3896.2153 | 3543.1623
| 4555.1676 | 4312.53 | 4108 | 3895.3948 | 3543.1253
| 4555.1195 | 4312.4642 | 4108 | 3894.609 | 3542.6719
| 4555.1108 | 4312.2547 | 4107 | 3894.1089 | 3542.2325
| 4555.0548 | 4311.9709 | 4107 | 3893.1126 | 3541.9597
| 4555.007 | 4311.8249 | 4107 | 3892.6231 | 3540.7941
| 4554.9259 | 4311.7111 | 4107 | 3892.5257 | 3540.4665
| 4554.816 | 4311.321 | 4107 | 3890.9589 | 3540.3929
| 4554.6821 | 4311.0085 | 4106 | 3890.8342 | 3539.901
| 4554.6155 | 4310.8486 | 4106 | 3889.9892 | 3538.8983
| 4554.5489 | 4310.5153 | 4106 | 3889.385 | 3537.3951
| 4554.2688 | 4309.8467 | 4104 | 3889.3615 | 3537.2327
| 4554.0684 | 4309.5691 | 4104 | 3887.9946 | 3536.5145
| 4553.9428 | 4309.2692 | 4104 | 3887.1034 | 3536.2338
| 4553.7206 | 4307.9783 | 4103 | 3887.0234 | 3535.9145
| 4553.7102 | 4307.5477 | 4103 | 3886.5403 | 3535.7929
| 4553.5576 | 4306.3768 | 4103 | 3886.0528 | 3535.5227
| 4553.5412 | 4306.3216 | 4103 | 3885.9657 | 3535.4152
| 4553.4398 | 4306.1487 | 4102 | 3885.9355 | 3535.4068
| 4552.9466 | 4305.6003 | 4102 | 3885.496 | 3534.7895
| 4552.7334 | 4305.5614 | 4102 | 3885.0839 | 3534.7361
| 4552.7318 | 4305.5138 | 4101 | 3883.1949 | 3534.6929
| 4552.5909 | 4305.0234 | 4101 | 3882.674 | 3534.5554
| 4552.2126 | 4304.9637 | 4101 | 3882.4408 | 3534.0067
| 4551.6326 | 4304.8302 | 4100 | 3882.0656 | 3533.5395
| 4551.141 | 4304.576 | 4100 | 3881.5187 | 3533.1587
| 4551.035 | 4303.6533 | 4100 | 3881.01 | 3532.4786
| 4550.9133 | 4303.6231 | 4099 | 3880.9863 | 3532.1733
| 4550.7286 | 4303.2013 | 4099 | 3880.9091 | 3531.8143
| 4550.5184 | 4302.8349 | 4099 | 3880.0297 | 3531.7319
| 4550.3784 | 4302.6072 | 4099 | 3879.8149 | 3530.3029
| 4550.2924 | 4301.9711 | 4099 | 3879.6522 | 3529.8223
| 4549.8464 | 4301.8182 | 4098 | 3879.0791 | 3528.8739
| 4549.6288 | 4301.3488 | 4098 | 3878.8066 | 3528.8309
| 4549.5069 | 4300.5649 | 4098 | 3878.5344 | 3528.5289
| 4549.3527 | 4300.5044 | 4097 | 3877.7381 | 3527.8174
| 4549.2798 | 4300.448 | 4097 | 3877.3436 | 3527.7219
| 4549.2713 | 4299.6818 | 4097 | 3876.4557 | 3527.2104
| 4549.138 | 4297.7477 | 4097 | 3873.5862 | 3526.7962
| 4549.1091 | 4297.739 | 4096 | 3873.4219 | 3526.0276
| 4549.085 | 4295.562 | 4096 | 3873.2694 | 3524.847
| 4549.0692 | 4295.5531 | 4095 | 3873.2631 | 3524.3697
| 4549.0282 | 4295.2202 | 4094 | 3872.4508 | 3524.25
| 4548.8964 | 4295.1101 | 4093 | 3872.4313 | 3524.1938
| 4548.8752 | 4294.1056 | 4092 | 3872.0612 | 3524.149
| 4548.7602 | 4293.7924 | 4092 | 3871.9454 | 3522.9407
| 4548.4863 | 4293.3388 | 4092 | 3871.0876 | 3522.7394
| 4548.3974 | 4293.1394 | 4092 | 3869.9098 | 3521.6657
| 4548.2228 | 4293.1253 | 4092 | 3869.0322 | 3521.4576
| 4548.0012 | 4292.8535 | 4092 | 3868.5635 | 3520.8715
| 4547.8743 | 4292.1469 | 4092 | 3867.4008 | 3520.2066
| 4547.8402 | 4292.1292 | 4091 | 3867.3813 | 3519.5927
| 4547.7833 | 4291.6105 | 4091 | 3867.3262 | 3519.312
| 4547.7542 | 4291.469 | 4090 | 3866.0192 | 3519.1097
| 4547.7356 | 4291.4267 | 4090 | 3865.4427 | 3519.0742
| 4547.5996 | 4291.2984 | 4090 | 3865.1843 | 3518.7926
| 4547.1447 | 4291.1692 | 4089 | 3865.076 | 3518.3377
| 4547.0554 | 4290.8756 | 4089 | 3863.2997 | 3518.0253
| 4547.0184 | 4290.8183 | 4088 | 3862.7979 | 3516.2441
| 4546.9493 | 4290.8172 | 4088 | 3862.3745 | 3515.1395
| 4546.9071 | 4290.7294 | 4088 | 3860.8731 | 3514.9296
| 4546.7628 | 4290.3045 | 4088 | 3860.7713 | 3514.5353
| 4546.5906 | 4289.7268 | 4087 | 3859.894 | 3514.281
| 4546.5576 | 4288.4947 | 4087 | 3859.3449 | 3514.2782
| 4545.9003 | 4288.161 | 4087 | 3859.1011 | 3513.3659
| 4545.7308 | 4288.0206 | 4087 | 3858.8222 | 3513.0533
| 4545.5198 | 4287.7932 | 4086 | 3858.4159 | 3512.7361
| 4545.3112 | 4287.7355 | 4086 | 3857.7306 | 3512.6167
| 4545.2695 | 4287.6221 | 4086 | 3857.013 | 3511.8011
| 4545.0699 | 4286.9268 | 4086 | 3856.6422 | 3511.3021
| 4545.0169 | 4286.7144 | 4086 | 3856.2995 | 3510.5612
| 4544.9703 | 4286.6699 | 4086 | 3855.9083 | 3510.0913
| 4544.8851 | 4286.5093 | 4085 | 3855.7733 | 3509.5981
| 4544.6858 | 4286.0427 | 4084 | 3855.4531 | 3509.2461
| 4544.6389 | 4285.9905 | 4084 | 3855.4099 | 3509.0108
| 4544.6325 | 4285.909 | 4084 | 3855.0565 | 3506.9928
| 4544.4477 | 4285.4543 | 4083 | 3854.5344 | 3506.9885
| 4544.3029 | 4285.4111 | 4083 | 3854.376 | 3506.9832
| 4544.2007 | 4285.3107 | 4083 | 3854.3052 | 3505.0998
| 4544.1822 | 4284.384 | 4083 | 3853.6226 | 3504.2684
| 4544.0854 | 4284.2964 | 4082 | 3853.5239 | 3503.6986
| 4543.8243 | 4283.9118 | 4082 | 3852.2382 | 3503.5537
| 4543.5865 | 4283.8812 | 4082 | 3852.227 | 3503.5432
| 4543.572 | 4283.2757 | 4081 | 3851.8078 | 3503.431
| 4543.0815 | 4283.0727 | 4081 | 3851.4528 | 3502.8994
| 4542.6681 | 4282.3568 | 4081 | 3850.2893 | 3502.446
| 4542.618 | 4281.9401 | 4081 | 3849.7156 | 3502.0647
| 4542.4807 | 4281.5318 | 4080 | 3849.5997 | 3502.0346
| 4542.4559 | 4280.6916 | 4080 | 3848.6954 | 3501.9481
| 4542.2664 | 4280.5572 | 4079 | 3848.4586 | 3500.8342
| 4541.9282 | 4280.062 | 4079 | 3847.9609 | 3500.3764
| 4541.8661 | 4279.6212 | 4079 | 3847.7547 | 3500.1407
| 4541.822 | 4278.7679 | 4079 | 3847.6141 | 3499.2168
| 4541.7744 | 4278.0818 | 4079 | 3847.5699 | 3498.7253
| 4541.5061 | 4277.5249 | 4078 | 3846.5338 | 3497.012
| 4541.454 | 4277.496 | 4078 | 3846.367 | 3496.8234
| 4541.3443 | 4277.2818 | 4078 | 3846.1387 | 3496.7229
| 4540.7855 | 4276.818 | 4078 | 3845.7118 | 3496.6652
| 4540.2288 | 4276.6127 | 4078 | 3845.7112 | 3496.5141
| 4539.9023 | 4276.1006 | 4078 | 3844.1361 | 3496.0368
| 4539.6152 | 4276.0254 | 4077 | 3843.8529 | 3495.5874
| 4539.5898 | 4275.1088 | 4077 | 3842.9079 | 3495.4516
| 4539.5424 | 4274.7072 | 4077 | 3842.2361 | 3495.3048
| 4539.5318 | 4274.3163 | 4076 | 3841.8582 | 3494.5863
| 4539.5069 | 4273.8565 | 4076 | 3841.0543 | 3492.3886
| 4539.4557 | 4271.0026 | 4075 | 3840.7513 | 3491.982
| 4539.423 | 4270.7778 | 4075 | 3840.0227 | 3491.5393
| 4539.3702 | 4270.1646 | 4075 | 3839.4717 | 3491.4515
| 4539.2595 | 4269.817 | 4074 | 3838.458 | 3491.3508
| 4539.1581 | 4269.7653 | 4074 | 3838.1841 | 3489.8777
| 4539.0316 | 4269.4031 | 4074 | 3837.8461 | 3489.5683
| 4538.8218 | 4268.9997 | 4073 | 3837.7808 | 3488.4244
| 4538.7915 | 4268.3111 | 4073 | 3837.7153 | 3488.3737
| 4538.726 | 4268.0981 | 4073 | 3837.4421 | 3487.9523
| 4538.6993 | 4267.334 | 4072 | 3836.2468 | 3487.9043
| 4538.5784 | 4266.3694 | 4072 | 3835.7249 | 3487.6784
| 4538.3012 | 4266.3099 | 4072 | 3834.5624 | 3487.499
| 4538.2718 | 4265.7996 | 4072 | 3834.32 | 3487.3279
| 4538.12 | 4265.5695 | 4071 | 3834.1769 | 3486.0082
| 4538.0098 | 4264.9161 | 4071 | 3834.1502 | 3485.7358
| 4537.8915 | 4264.0269 | 4071 | 3832.9261 | 3485.6206
| 4537.8544 | 4263.6793 | 4070 | 3832.5541 | 3485.0835
| 4537.7929 | 4263.3792 | 4070 | 3832.2762 | 3485.0257
| 4537.5592 | 4263.3691 | 4070 | 3832.0975 | 3484.3756
| 4537.2776 | 4263.1373 | 4070 | 3831.7013 | 3484.3027
| 4537.2244 | 4262.9629 | 4070 | 3831.4751 | 3483.2462
| 4536.9921 | 4262.8812 | 4069 | 3831.3832 | 3482.8655
| 4536.9804 | 4261.6184 | 4069 | 3831.3632 | 3482.2872
| 4536.8603 | 4261.4226 | 4069 | 3830.7091 | 3481.5773
| 4536.7463 | 4261.2841 | 4068 | 3829.4948 | 3481.2217
| 4536.6557 | 4260.9807 | 4067 | 3829.3125 | 3481.0463
| 4536.5644 | 4260.7844 | 4067 | 3829.1182 | 3480.8003
| 4536.4968 | 4260.6754 | 4066 | 3827.9748 | 3479.3808
| 4536.4096 | 4260.5093 | 4066 | 3827.6981 | 3479.2679
| 4536.3929 | 4260.3439 | 4066 | 3827.6279 | 3478.3018
| 4536.1876 | 4260.0866 | 4066 | 3827.2735 | 3478.0089
| 4536.1132 | 4259.4518 | 4065 | 3826.9672 | 3476.8686
| 4536.045 | 4259.4077 | 4065 | 3826.6008 | 3476.8056
| 4535.9493 | 4259.1041 | 4064 | 3825.3139 | 3475.8641
| 4535.9368 | 4259.0299 | 4063 | 3825.0692 | 3475.1465
| 4535.8289 | 4258.3923 | 4062 | 3824.4152 | 3474.7636
| 4535.7668 | 4257.9204 | 4062 | 3824.3459 | 3474.5301
| 4535.5259 | 4257.9001 | 4062 | 3823.7077 | 3473.9105
| 4535.5192 | 4257.6407 | 4062 | 3823.0911 | 3473.794
| 4535.4087 | 4257.3479 | 4061 | 3822.937 | 3473.4952
| 4535.1345 | 4257.1342 | 4061 | 3821.4888 | 3473.3214
| 4535.1077 | 4257.0122 | 4060 | 3821.2624 | 3472.999
| 4535.1065 | 4255.8686 | 4060 | 3819.3717 | 3472.6137
| 4535.0324 | 4254.2008 | 4060 | 3818.7178 | 3472.5443
| 4534.9119 | 4253.8042 | 4060 | 3818.7073 | 3472.4887
| 4534.6235 | 4253.5944 | 4059 | 3818.1294 | 3472.3831
| 4534.5178 | 4253.0071 | 4059 | 3817.9821 | 3472.0887
| 4534.3294 | 4252.754 | 4059 | 3817.8097 | 3471.8314
| 4534.1903 | 4252.6341 | 4058 | 3817.4845 | 3471.3207
| 4534.0324 | 4250.9865 | 4058 | 3817.31 | 3470.928
| 4534.0144 | 4250.9498 | 4058 | 3817.2895 | 3470.7857
| 4533.6915 | 4250.6234 | 4058 | 3816.1946 | 3470.7756
| 4533.6903 | 4249.971 | 4057 | 3815.9328 | 3470.3716
| 4533.4238 | 4249.817 | 4057 | 3815.6246 | 3470.22
| 4532.946 | 4249.5941 | 4057 | 3815.5213 | 3469.6874
| 4532.7232 | 4249.1318 | 4057 | 3813.4975 | 3468.4667
| 4532.6781 | 4248.8551 | 4056 | 3813.2499 | 3468.4295
| 4532.5901 | 4248.1843 | 4056 | 3812.833 | 3468.2859
| 4532.5055 | 4247.5183 | 4056 | 3812.6855 | 3467.1721
| 4532.4306 | 4247.3048 | 4056 | 3812.1857 | 3467.1433
| 4532.3539 | 4246.9066 | 4056 | 3811.7394 | 3466.8943
| 4532.2608 | 4246.2279 | 4055 | 3810.6981 | 3466.7512
| 4532.2151 | 4245.2062 | 4055 | 3809.7117 | 3466.0474
| 4532.19 | 4244.6652 | 4055 | 3809.231 | 3465.751
| 4532.0884 | 4244.3759 | 4055 | 3809.0105 | 3465.3611
| 4531.2328 | 4243.3727 | 4055 | 3808.6008 | 3465.0986
| 4531.0881 | 4241.8403 | 4054 | 3807.9539 | 3464.873
| 4530.9371 | 4241.26 | 4054 | 3807.7746 | 3463.0163
| 4530.9125 | 4241.2413 | 4054 | 3806.8804 | 3461.2715
| 4530.7892 | 4240.4237 | 4053 | 3806.5961 | 3461.1196
| 4530.6638 | 4240.155 | 4052 | 3805.6801 | 3460.1592
| 4530.6152 | 4240.1209 | 4052 | 3805.6226 | 3460.1091
| 4530.1778 | 4239.1381 | 4051 | 3805.484 | 3459.767
| 4530.0471 | 4238.5167 | 4051 | 3802.6985 | 3459.5536
| 4530.0021 | 4237.2834 | 4050 | 3802.3593 | 3459.3019
| 4529.8621 | 4235.5639 | 4050 | 3802.332 | 3458.8365
| 4529.6412 | 4234.881 | 4049 | 3801.5035 | 3458.6952
| 4529.562 | 4234.8055 | 4048 | 3801.457 | 3457.8737
| 4529.3876 | 4234.7931 | 4048 | 3801.2334 | 3457.4224
| 4529.3215 | 4233.8454 | 4047 | 3800.3141 | 3456.8109
| 4529.3056 | 4233.7142 | 4047 | 3800.1909 | 3455.9042
| 4529.2205 | 4233.0658 | 4046 | 3799.1842 | 3455.831
| 4529.1636 | 4231.5679 | 4045 | 3798.5091 | 3455.8297
| 4528.5829 | 4231.2587 | 4045 | 3797.5268 | 3454.956
| 4528.5613 | 4229.9799 | 4045 | 3797.2685 | 3454.4707
| 4528.4461 | 4229.7809 | 4044 | 3796.3639 | 3453.527
| 4528.1019 | 4229.6324 | 4044 | 3795.5572 | 3453.4382
| 4528.0806 | 4229.4488 | 4044 | 3795.4047 | 3453.3759
| 4528.0369 | 4229.3922 | 4043 | 3795.1993 | 3453.2418
| 4527.3745 | 4229.1992 | 4043 | 3794.9242 | 3452.5889
| 4526.8891 | 4229.1632 | 4043 | 3794.7388 | 3451.7683
| 4526.8708 | 4228.4884 | 4042 | 3794.2388 | 3451.7672
| 4526.8695 | 4228.3853 | 4042 | 3793.4619 | 3451.5587
| 4526.7702 | 4228.0483 | 4040 | 3792.8912 | 3451.5523
| 4526.6005 | 4226.3477 | 4040 | 3792.4481 | 3451.3515
| 4526.5012 | 4226.3403 | 4040 | 3791.8904 | 3451.2787
| 4526.4583 | 4226.2935 | 4040 | 3789.6316 | 3451.2179
| 4526.4387 | 4226.1208 | 4039 | 3788.3287 | 3450.814
| 4526.2897 | 4225.3581 | 4039 | 3788.194 | 3450.6185
| 4526.1146 | 4225.2904 | 4039 | 3787.4464 | 3448.5733
| 4526.0249 | 4224.7601 | 4039 | 3786.8953 | 3448.1275
| 4525.0965 | 4224.4906 | 4038 | 3786.8435 | 3448.0983
| 4524.7047 | 4224.1203 | 4037 | 3786.6303 | 3447.8454
| 4524.6044 | 4224.0873 | 4037 | 3786.0823 | 3447.114
| 4524.532 | 4224.0816 | 4037 | 3785.875 | 3446.7575
| 4524.4851 | 4223.2733 | 4036 | 3785.6765 | 3446.7209
| 4524.3418 | 4223.061 | 4035 | 3785.596 | 3446.6842
| 4524.2102 | 4222.8422 | 4035 | 3785.5024 | 3446.2328
| 4524.04 | 4222.5072 | 4035 | 3784.9169 | 3446.1945
| 4523.8857 | 4221.724 | 4034 | 3784.7511 | 3446.0655
| 4523.843 | 4221.7238 | 4034 | 3784.4148 | 3445.5055
| 4523.4847 | 4221.0095 | 4033 | 3783.7288 | 3445.2703
| 4523.0457 | 4220.9246 | 4033 | 3782.3633 | 3444.6792
| 4522.807 | 4220.9027 | 4033 | 3782.338 | 3444.6611
| 4522.7841 | 4219.8858 | 4031 | 3781.2457 | 3444.4773
| 4522.616 | 4219.754 | 4031 | 3780.9301 | 3444.1028
| 4522.5914 | 4219.5838 | 4031 | 3780.8994 | 3443.5961
| 4522.2959 | 4219.5262 | 4031 | 3780.1585 | 3442.0598
| 4521.878 | 4219.0016 | 4029 | 3780.1419 | 3440.9809
| 4521.6007 | 4218.9369 | 4029 | 3780.0942 | 3440.6819
| 4521.4805 | 4218.6666 | 4027 | 3780.0589 | 3440.3109
| 4521.0748 | 4218.2246 | 4026 | 3779.4715 | 3439.8376
| 4520.7002 | 4217.7296 | 4026 | 3779.3241 | 3439.3913
| 4520.6701 | 4216.7246 | 4025 | 3779.141 | 3438.7646
| 4520.3693 | 4216.4931 | 4025 | 3778.9012 | 3438.7064
| 4520.1705 | 4215.8561 | 4025 | 3778.7834 | 3438.5318
| 4519.9208 | 4215.2376 | 4025 | 3778.719 | 3437.4159
| 4519.573 | 4214.7973 | 4025 | 3778.6673 | 3436.6876
| 4519.5416 | 4214.5144 | 4022 | 3776.6917 | 3436.6323
| 4519.5285 | 4214.1718 | 4022 | 3775.6962 | 3436.4015
| 4519.4938 | 4212.4447 | 4022 | 3775.0015 | 3436.3485
| 4519.4758 | 4211.8049 | 4021 | 3774.2922 | 3436.2842
| 4518.8458 | 4211.4307 | 4021 | 3774.1199 | 3435.1978
| 4518.6246 | 4210.9837 | 4020 | 3773.7097 | 3434.2839
| 4518.4363 | 4209.803 | 4020 | 3772.8674 | 3434.2544
| 4518.4184 | 4209.6879 | 4019 | 3772.7401 | 3433.9293
| 4518.0339 | 4209.6315 | 4019 | 3771.4514 | 3432.9066
| 4517.91 | 4208.8098 | 4018 | 3770.6349 | 3432.4608
| 4517.7808 | 4208.6092 | 4018 | 3770.4698 | 3432.3562
| 4517.2311 | 4207.3846 | 4017 | 3769.0181 | 3431.9689
| 4517.1654 | 4207.2492 | 4017 | 3767.7713 | 3431.7856
| 4517.1079 | 4207.1192 | 4017 | 3767.5431 | 3431.6252
| 4516.9531 | 4207.0089 | 4016 | 3767.4277 | 3431.1614
| 4516.5492 | 4206.4482 | 4015 | 3767.2463 | 3431.1498
| 4516.2107 | 4206.2881 | 4015 | 3766.8436 | 3430.5261
| 4516.2025 | 4206.1438 | 4015 | 3765.5904 | 3430.2502
| 4515.6526 | 4205.7862 | 4014 | 3765.516 | 3430.1724
| 4515.4431 | 4205.7394 | 4012 | 3765.2106 | 3430.1265
| 4515.0599 | 4205.3178 | 4012 | 3764.4074 | 3429.2716
| 4514.4542 | 4202.9902 | 4011 | 3764.3337 | 3427.9675
| 4513.8815 | 4202.4925 | 4011 | 3764.1774 | 3427.5772
| 4513.8601 | 4202.4686 | 4010 | 3763.9743 | 3427.4512
| 4513.6503 | 4202.4328 | 4010 | 3763.7018 | 3427.1882
| 4513.6399 | 4202.2834 | 4009 | 3762.8006 | 3427.0544
| 4513.5974 | 4202.2769 | 4009 | 3761.7787 | 3426.5523
| 4513.544 | 4200.8735 | 4008 | 3761.0945 | 3425.7446
| 4513.3726 | 4200.8402 | 4008 | 3760.5148 | 3425.5927
| 4513.1861 | 4200.4204 | 4008 | 3758.6186 | 3424.3681
| 4513.0851 | 4200.3797 | 4008 | 3758.0174 | 3424.3389
| 4512.806 | 4200.1681 | 4007 | 3757.1033 | 3423.5733
| 4512.7622 | 4198.3375 | 4006 | 3755.9347 | 3423.0285
| 4512.52 | 4198.0121 | 4005 | 3755.2633 | 3422.5351
| 4512.4491 | 4197.8779 | 4004 | 3755.2402 | 3422.4319
| 4512.294 | 4196.2347 | 4004 | 3754.3966 | 3422.1288
| 4511.9956 | 4195.1273 | 4003 | 3753.9841 | 3421.5568
| 4511.8239 | 4192.5025 | 4003 | 3752.8164 | 3421.4238
| 4511.5383 | 4191.7071 | 4003 | 3751.8226 | 3421.0525
| 4511.4581 | 4191.6085 | 4002 | 3751.235 | 3420.6852
| 4511.2115 | 4191.583 | 4002 | 3750.521 | 3420.1023
| 4511.023 | 4191.5414 | 4002 | 3749.5531 | 3420.0422
| 4510.9449 | 4190.6775 | 4002 | 3749.4575 | 3420.0027
| 4510.7334 | 4190.6545 | 4001 | 3747.5357 | 3419.3637
| 4510.6879 | 4187.9579 | 4001 | 3747.1704 | 3418.8142
| 4510.3558 | 4187.4914 | 4001 | 3746.4985 | 3418.6898
| 4510.3286 | 4187.1147 | 4000 | 3745.9005 | 3418.5323
| 4510.1823 | 4186.0558 | 4000 | 3744.3094 | 3418.3056
| 4510.1026 | 4185.8067 | 3999 | 3744.1547 | 3418.0268
| 4509.8148 | 4185.6628 | 3998 | 3743.694 | 3417.9781
| 4509.6201 | 4185.6427 | 3997 | 3743.5961 | 3417.1966
| 4509.3166 | 4185.3823 | 3997 | 3742.9846 | 3416.8058
| 4509.2613 | 4184.9616 | 3996 | 3742.3733 | 3415.6624
| 4509.1332 | 4183.3578 | 3996 | 3742.2064 | 3415.1671
| 4509.0381 | 4183.0251 | 3996 | 3742.166 | 3415.0733
| 4508.8792 | 4182.56 | 3996 | 3741.4357 | 3414.6566
| 4508.8439 | 4182.4847 | 3995 | 3740.933 | 3413.9047
| 4508.6528 | 4182.438 | 3995 | 3740.8134 | 3413.5696
| 4507.9016 | 4182.0014 | 3995 | 3740.5793 | 3413.1672
| 4507.8796 | 4181.3895 | 3994 | 3740.485 | 3412.5872
| 4507.7989 | 4181.1891 | 3993 | 3740.4206 | 3412.365
| 4507.6396 | 4180.8453 | 3993 | 3740.0045 | 3411.5439
| 4507.4195 | 4178.3727 | 3992 | 3739.9884 | 3410.6281
| 4507.1459 | 4177.9977 | 3992 | 3739.2029 | 3410.5149
| 4507.045 | 4177.7997 | 3992 | 3738.8205 | 3410.3165
| 4507.0352 | 4177.17 | 3990 | 3737.4238 | 3409.6066
| 4506.9221 | 4177.0811 | 3990 | 3737.3993 | 3408.9291
| 4506.7229 | 4177.0714 | 3990 | 3734.9524 | 3408.4079
| 4506.3327 | 4176.4638 | 3989 | 3734.793 | 3408.0603
| 4506.0683 | 4176.3724 | 3989 | 3734.019 | 3407.8442
| 4505.8144 | 4176.1344 | 3989 | 3733.8261 | 3407.1319
| 4505.8026 | 4175.5444 | 3989 | 3733.3743 | 3405.5117
| 4505.3145 | 4175.5307 | 3989 | 3733.1367 | 3405.3621
| 4504.8402 | 4175.4912 | 3989 | 3732.9338 | 3404.6588
| 4504.8227 | 4175.0658 | 3988 | 3732.3176 | 3404.2655
| 4504.4975 | 4173.3697 | 3987 | 3731.7459 | 3403.9485
| 4504.388 | 4173.0951 | 3987 | 3731.6471 | 3403.719
| 4504.2817 | 4172.5886 | 3986 | 3731.5254 | 3402.4954
| 4503.7621 | 4171.6222 | 3985 | 3731.3701 | 3401.6683
| 4503.1338 | 4170.5645 | 3984 | 3730.4976 | 3401.3866
| 4503.1017 | 4170.0018 | 3984 | 3729.5614 | 3401.2313
| 4502.9815 | 4169.7293 | 3984 | 3729.4796 | 3401.1211
| 4502.8956 | 4169.3739 | 3983 | 3729.3149 | 3400.7114
| 4502.6867 | 4168.6164 | 3983 | 3728.2589 | 3399.9995
| 4501.8165 | 4168.5525 | 3983 | 3727.6212 | 3399.7816
| 4501.1276 | 4166.9525 | 3983 | 3727.3757 | 3399.7175
| 4501.0392 | 4166.8829 | 3982 | 3726.9418 | 3399.3204
| 4500.9142 | 4165.7801 | 3982 | 3725.1036 | 3399.2006
| 4500.4743 | 4165.4672 | 3982 | 3725.073 | 3398.5883
| 4500.471 | 4165.2013 | 3981 | 3723.1328 | 3398.3906
| 4500.3841 | 4164.593 | 3981 | 3722.9382 | 3398.1639
| 4499.4015 | 4164.3978 | 3980 | 3722.3567 | 3397.9779
| 4499.3857 | 4164.3498 | 3980 | 3722.0403 | 3397.3008
| 4498.9829 | 4163.461 | 3979 | 3721.3787 | 3397.0432
| 4498.8447 | 4163.2011 | 3979 | 3720.5813 | 3396.6168
| 4498.7404 | 4162.2772 | 3979 | 3720.3953 | 3395.3509
| 4498.4375 | 4162.2363 | 3979 | 3719.124 | 3394.23
| 4498.4215 | 4160.2047 | 3979 | 3718.9438 | 3393.878
| 4498.1208 | 4159.5922 | 3977 | 3718.5509 | 3393.6881
| 4498.1118 | 4159.4152 | 3977 | 3718.372 | 3392.864
| 4498.0183 | 4158.5891 | 3977 | 3717.9203 | 3392.8452
| 4497.8673 | 4158.5668 | 3976 | 3717.1718 | 3392.7822
| 4497.7373 | 4158.5082 | 3976 | 3716.8963 | 3392.6158
| 4497.6453 | 4156.8054 | 3975 | 3715.5408 | 3392.1337
| 4497.6167 | 4156.1417 | 3975 | 3714.7458 | 3391.9624
| 4497.451 | 4156.0001 | 3975 | 3713.5585 | 3391.5568
| 4497.4492 | 4155.2969 | 3973 | 3713.0533 | 3390.7565
| 4496.8185 | 4155.2213 | 3972 | 3710.413 | 3389.3146
| 4496.6698 | 4154.9739 | 3971 | 3710.2666 | 3389.0026
| 4496.6478 | 4154.5505 | 3971 | 3709.1386 | 3388.963
| 4496.6229 | 4154.0739 | 3970 | 3708.8567 | 3386.8042
| 4496.3003 | 4153.7939 | 3970 | 3708.5342 | 3386.5259
| 4496.2444 | 4152.7204 | 3969 | 3708.316 | 3385.9475
| 4494.9439 | 4151.3405 | 3969 | 3708.2944 | 3385.0147
| 4494.7804 | 4151.2155 | 3969 | 3708.2879 | 3383.5173
| 4494.5198 | 4150.3508 | 3967 | 3708.2113 | 3383.002
| 4494.3857 | 4149.5797 | 3967 | 3707.7034 | 3382.9513
| 4494.0654 | 4149.509 | 3966 | 3707.6767 | 3382.6467
| 4493.8405 | 4148.7806 | 3966 | 3706.2945 | 3381.7356
| 4493.8338 | 4148.5841 | 3965 | 3706.1407 | 3381.702
| 4493.6315 | 4148.4588 | 3965 | 3705.9203 | 3381.6443
| 4493.491 | 4148.3948 | 3964 | 3705.8342 | 3381.347
| 4492.796 | 4146.3676 | 3964 | 3705.3487 | 3380.5336
| 4492.542 | 4146.2781 | 3964 | 3703.6601 | 3380.3656
| 4492.0725 | 4144.9297 | 3964 | 3702.7792 | 3380.3499
| 4491.4602 | 4144.629 | 3963 | 3702.2204 | 3380.0655
| 4491.4538 | 4142.8309 | 3963 | 3700.9812 | 3379.883
| 4490.8886 | 4142.792 | 3963 | 3700.3751 | 3379.5471
| 4490.8413 | 4142.7607 | 3963 | 3700.2013 | 3379.1132
| 4490.719 | 4142.2027 | 3962 | 3699.5669 | 3378.581
| 4490.6448 | 4141.8354 | 3961 | 3698.7334 | 3377.26
| 4490.6068 | 4141.8027 | 3961 | 3697.8296 | 3376.9587
| 4490.1555 | 4141.0309 | 3961 | 3696.9118 | 3375.8909
| 4489.7835 | 4139.4062 | 3960 | 3696.8066 | 3375.7509
| 4489.7079 | 4139.3184 | 3959 | 3696.0812 | 3373.3373
| 4489.693 | 4138.8376 | 3959 | 3694.9398 | 3372.3277
| 4489.5812 | 4137.9358 | 3959 | 3694.803 | 3371.0682
| 4489.5788 | 4135.5621 | 3958 | 3694.756 | 3370.7178
| 4489.3702 | 4134.4614 | 3957 | 3693.2335 | 3370.4342
| 4488.6448 | 4134.3206 | 3955 | 3693.2068 | 3370.2976
| 4488.1204 | 4134.3055 | 3954 | 3691.9459 | 3369.6029
| 4488.119 | 4133.3926 | 3954 | 3691.351 | 3368.5945
| 4487.8157 | 4132.907 | 3954 | 3691.2963 | 3368.228
| 4487.6182 | 4132.6677 | 3953 | 3689.4697 | 3367.5071
| 4487.4652 | 4132.4214 | 3952 | 3689.4539 | 3367.4912
| 4487.1252 | 4132.2964 | 3952 | 3688.4998 | 3367.1859
| 4487.12 | 4132.1842 | 3952 | 3687.4198 | 3366.5158
| 4487.0946 | 4131.1885 | 3949 | 3684.7289 | 3366.4186
| 4486.9199 | 4131.1435 | 3949 | 3684.0923 | 3366.3443
| 4486.7599 | 4130.9683 | 3949 | 3683.3863 | 3365.4838
| 4486.6639 | 4130.832 | 3947 | 3683.0855 | 3365.466
| 4486.658 | 4130.4647 | 3947 | 3681.126 | 3365.3349
| 4486.3219 | 4129.8072 | 3946 | 3680.2627 | 3365.3325
| 4486.0594 | 4129.6252 | 3946 | 3680.1678 | 3365.2128
| 4485.953 | 4129.3476 | 3946 | 3679.9197 | 3364.3969
| 4485.9238 | 4129.2347 | 3946 | 3678.5466 | 3363.9727
| 4485.6848 | 4128.7943 | 3946 | 3678.4386 | 3363.3352
| 4484.6901 | 4128.5679 | 3945 | 3677.3091 | 3361.5418
| 4483.9623 | 4128.2052 | 3944 | 3676.4 | 3359.55
| 4483.6796 | 4127.511 | 3944 | 3674.8184 | 3359.0976
| 4483.664 | 4126.0855 | 3944 | 3674.7407 | 3358.9768
| 4482.9552 | 4124.4365 | 3942 | 3674.619 | 3358.5039
| 4482.5905 | 4123.3672 | 3942 | 3672.9045 | 3357.9743
| 4482.152 | 4123.3392 | 3942 | 3672.5383 | 3357.3967
| 4482.0242 | 4123.2279 | 3941 | 3672.2093 | 3357.3212
| 4481.6048 | 4123.142 | 3941 | 3672.1004 | 3356.2929
| 4481.1497 | 4121.85 | 3941 | 3672.0001 | 3354.8944
| 4481.1031 | 4121.1867 | 3940 | 3671.6146 | 3354.0973
| 4480.8496 | 4120.3287 | 3940 | 3671.2592 | 3354.0408
| 4480.7939 | 4118.6873 | 3940 | 3671.1604 | 3353.8176
| 4480.5359 | 4118.0497 | 3940 | 3670.5905 | 3353.3431
| 4480.4314 | 4117.8502 | 3938 | 3670.3138 | 3352.9574
| 4480.2103 | 4117.5758 | 3938 | 3669.5808 | 3349.8165
| 4479.7893 | 4117.5301 | 3938 | 3669.4479 | 3349.6853
| 4479.5966 | 4117.006 | 3937 | 3668.4373 | 3349.2833
| 4478.9315 | 4116.804 | 3936 | 3668.3338 | 3349.0401
| 4478.3486 | 4116.561 | 3936 | 3667.0999 | 3347.9844
| 4478.2808 | 4116.3523 | 3934 | 3666.7342 | 3347.6604
| 4478.1547 | 4115.3453 | 3934 | 3666.6997 | 3346.9168
| 4477.6398 | 4115.3359 | 3934 | 3665.4335 | 3346.5057
| 4477.6037 | 4113.2577 | 3934 | 3664.7873 | 3346.0711
| 4477.2864 | 4112.0842 | 3934 | 3662.2285 | 3345.1361
| 4477.1118 | 4110.3907 | 3933 | 3661.5383 | 3343.0786
| 4476.8431 | 4110.2628 | 3931 | 3661.4173 | 3342.826
| 4476.5934 | 4109.5398 | 3931 | 3660.5637 | 3342.7477
| 4476.2409 | 4108.3929 | 3930 | 3660.3947 | 3342.3067
| 4475.9405 | 4108.0285 | 3929 | 3660.3371 | 3342.1828
| 4475.5309 | 4106.6418 | 3929 | 3659.6218 | 3342.0518
| 4475.457 | 4106.1757 | 3928 | 3659.5301 | 3341.9986
| 4475.3164 | 4105.0519 | 3928 | 3659.3589 | 3341.3896
| 4475.1627 | 4104.9789 | 3928 | 3659.1914 | 3341.0702
| 4475.0103 | 4104.8795 | 3927 | 3657.5903 | 3340.2477
| 4474.8174 | 4104.637 | 3925 | 3657.217 | 3340.0505
| 4474.7925 | 4104.5493 | 3925 | 3655.7107 | 3339.7104
| 4474.2533 | 4104.5492 | 3925 | 3655.7054 | 3339.6492
| 4474.1718 | 4104.1092 | 3924 | 3654.048 | 3338.5172
| 4473.387 | 4103.5959 | 3923 | 3651.8614 | 3336.6293
| 4473.3424 | 4103.5153 | 3922 | 3651.2413 | 3335.8477
| 4473.225 | 4103.3678 | 3922 | 3650.8711 | 3335.7887
| 4473.1902 | 4100.1907 | 3921 | 3650.7265 | 3335.6198
| 4472.9011 | 4098.8743 | 3921 | 3650.4649 | 3335.0351
| 4472.6246 | 4098.3321 | 3920 | 3650.2428 | 3333.9465
| 4472.1328 | 4097.9261 | 3920 | 3650.0397 | 3333.5209
| 4471.0494 | 4097.4129 | 3919 | 3649.7 | 3332.7612
| 4470.9684 | 4097.3217 | 3919 | 3649.083 | 3332.422
| 4470.617 | 4096.3519 | 3918 | 3648.3376 | 3332.0626
| 4470.3626 | 4096.263 | 3917 | 3647.5465 | 3331.4627
| 4469.8028 | 4096.1331 | 3917 | 3645.7364 | 3331.0867
| 4469.3919 | 4095.9379 | 3916 | 3645.6669 | 3330.0397
| 4469.351 | 4095.9074 | 3916 | 3645.3006 | 3329.0217
| 4469.3328 | 4095.8199 | 3915 | 3644.2465 | 3328.7277
| 4469.0767 | 4093.8006 | 3915 | 3643.6391 | 3327.9012
| 4468.995 | 4093.3965 | 3914 | 3643.114 | 3327.5833
| 4468.917 | 4092.9136 | 3913 | 3642.0712 | 3327.5704
| 4468.8688 | 4092.7647 | 3913 | 3641.77 | 3326.7154
| 4468.8634 | 4092.2974 | 3913 | 3640.9936 | 3326.5654
| 4468.5199 | 4091.9686 | 3912 | 3640.6872 | 3325.4488
| 4468.3625 | 4091.8547 | 3912 | 3640.5305 | 3324.7651
| 4468.1616 | 4089.5056 | 3911 | 3640.3798 | 3324.2109
| 4468.0233 | 4088.4318 | 3910 | 3639.3426 | 3323.9189
| 4467.4775 | 4088.3779 | 3910 | 3638.2663 | 3323.8638
| 4467.1278 | 4087.9626 | 3910 | 3637.9072 | 3322.78
| 4466.9666 | 4087.3624 | 3909 | 3637.592 | 3322.7449
| 4466.8023 | 4086.8906 | 3908 | 3636.0628 | 3322.4335
| 4466.7056 | 4086.8694 | 3908 | 3635.4619 | 3322.3339
| 4466.0277 | 4086.7725 | 3908 | 3634.8869 | 3322.1348
| 4465.6794 | 4086.6631 | 3907 | 3633.8198 | 3321.857
| 4465.4901 | 4086.4342 | 3906 | 3633.3453 | 3321.2792
| 4465.4418 | 4086.2448 | 3906 | 3632.9768 | 3320.2436
| 4465.2756 | 4085.6251 | 3905 | 3632.9727 | 3320.1627
| 4464.6539 | 4084.0131 | 3905 | 3629.5658 | 3319.8141
| 4464.5709 | 4082.0476 | 3904 | 3629.4057 | 3318.8574
| 4463.6713 | 4081.7697 | 3903 | 3628.937 | 3318.4191
| 4463.4951 | 4081.2484 | 3903 | 3627.0058 | 3316.7973
| 4463.4766 | 4080.134 | 3902 | 3626.6366 | 3316.3624
| 4463.0694 | 4078.8696 | 3902 | 3625.9945 | 3315.6313
| 4463.0442 | 4078.8412 | 3902 | 3625.893 | 3314.691
| 4462.6575 | 4078.3713 | 3902 | 3624.7712 | 3313.2094
| 4462.3781 | 4078.3451 | 3901 | 3624.4092 | 3313.0864
| 4462.3279 | 4077.41 | 3901 | 3624.3515 | 3312.3119
| 4462.3184 | 4077.1889 | 3900 | 3623.8196 | 3312.0958
| 4462.3134 | 4076.6046 | 3900 | 3623.7203 | 3311.177
| 4462.2183 | 4076.5735 | 3899 | 3622.6787 | 3310.7014
| 4461.2236 | 4075.538 | 3899 | 3622.5609 | 3310.4965
| 4460.3868 | 4074.9773 | 3898 | 3622.5122 | 3310.2527
| 4460.2686 | 4074.3051 | 3898 | 3622.088 | 3310.1935
| 4460.1348 | 4073.892 | 3898 | 3621.0621 | 3309.4366
| 4460.0573 | 4073.6608 | 3898 | 3621.0207 | 3309.2734
| 4459.8781 | 4073.2575 | 3896 | 3619.7589 | 3308.9073
| 4459.7707 | 4073.2302 | 3896 | 3618.5583 | 3308.7001
| 4459.5401 | 4072.7222 | 3895 | 3618.2371 | 3308.5224
| 4459.3903 | 4071.9196 | 3894 | 3617.9811 | 3308.3733
| 4459.1971 | 4071.486 | 3894 | 3617.6805 | 3308.2393
| 4459.1229 | 4067.3896 | 3893 | 3616.7475 | 3307.9034
| 4459.0263 | 4067.3011 | 3893 | 3614.6436 | 3306.531
| 4458.8043 | 4066.1068 | 3892 | 3613.7889 | 3305.6678
| 4458.3936 | 4065.5791 | 3892 | 3613.5007 | 3305.2923
| 4458.3833 | 4064.0288 | 3891 | 3613.3082 | 3303.9677
| 4458.0258 | 4063.4084 | 3891 | 3613.2646 | 3303.0004
| 4456.8371 | 4063.3185 | 3891 | 3613.0447 | 3302.6951
| 4456.7382 | 4062.2261 | 3889 | 3611.4919 | 3302.4279
| 4456.3194 | 4062.1312 | 3888 | 3611.462 | 3302.1573
| 4456.288 | 4062.1084 | 3887 | 3610.5377 | 3301.2966
| 4455.9646 | 4061.8137 | 3886 | 3609.6955 | 3300.6567
| 4455.9148 | 4061.6026 | 3885 | 3609.2551 | 3298.9105
| 4455.6434 | 4061.4671 | 3885 | 3608.3876 | 3298.8803
| 4455.1769 | 4060.1793 | 3885 | 3608.3356 | 3298.5354
| 4454.5868 | 4057.7058 | 3884 | 3608.2485 | 3298.3258
| 4454.5714 | 4056.8659 | 3883 | 3608.1862 | 3298.2684
| 4454.4891 | 4056.3319 | 3883 | 3607.2534 | 3297.8179
| 4454.3775 | 4055.3955 | 3883 | 3607.2214 | 3297.4213
| 4453.6654 | 4054.6767 | 3882 | 3606.7261 | 3295.2682
| 4453.3424 | 4054.5497 | 3881 | 3606.5231 | 3295.1651
| 4453.2189 | 4054.4449 | 3881 | 3605.8168 | 3293.0228
| 4453.1126 | 4054.1873 | 3881 | 3605.6642 | 3292.8803
| 4453.1103 | 4053.3511 | 3880 | 3604.5372 | 3292.6123
| 4452.5492 | 4053.2685 | 3877 | 3603.7225 | 3291.8839
| 4452.3358 | 4052.8777 | 3877 | 3602.8902 | 3289.2282
| 4451.9797 | 4051.315 | 3876 | 3602.1839 | 3288.5814
| 4450.6056 | 4051.0551 | 3876 | 3601.0428 | 3288.4142
| 4449.9734 | 4050.7812 | 3874 | 3600.7002 | 3287.5556
| 4449.3188 | 4050.2051 | 3874 | 3600.3394 | 3287.151
| 4448.6464 | 4050.1465 | 3873 | 3600.1259 | 3286.9026
| 4448.3964 | 4050.14 | 3873 | 3599.5267 | 3286.717
| 4447.5712 | 4049.4492 | 3872 | 3599.0631 | 3286.4309
| 4447.3159 | 4049.0529 | 3871 | 3598.9939 | 3285.5525
| 4447.1674 | 4047.8315 | 3868 | 3595.7378 | 3285.4054
| 4447.1059 | 4047.4744 | 3867 | 3594.9925 | 3283.2482
| 4446.6411 | 4044.6999 | 3867 | 3593.9295 | 3283.123
| 4446.0033 | 4043.7143 | 3867 | 3593.1147 | 3282.3701
| 4445.746 | 4041.8127 | 3866 | 3592.2531 | 3279.941
| 4444.0862 | 4041.6137 | 3866 | 3591.9512 | 3278.4024
| 4443.7996 | 4041.5697 | 3866 | 3588.1766 | 3278.0588
| 4443.7836 | 4039.3579 | 3866 | 3587.5359 | 3276.7624
| 4443.7292 | 4038.8757 | 3866 | 3587.4474 | 3274.6313
| 4443.5014 | 4038.5684 | 3865 | 3586.6539 | 3274.4146
| 4443.4647 | 4038.4849 | 3865 | 3586.4401 | 3274.1445
| 4443.4376 | 4038.3904 | 3865 | 3585.7015 | 3274.035
| 4443.4183 | 4037.8827 | 3864 | 3584.8557 | 3273.1589
| 4443.2632 | 4037.8319 | 3862 | 3584.5596 | 3271.9055
| 4443.0039 | 4037.3977 | 3861 | 3583.8894 | 3271.7259
| 4442.8987 | 4036.4839 | 3861 | 3579.6581 | 3270.3516
| 4442.6761 | 4036.4185 | 3860 | 3579.6218 | 3269.9541
| 4442.3568 | 4036.0254 | 3860 | 3577.8027 | 3266.8715
| 4441.4712 | 4035.351 | 3859 | 3576.8322 | 3265.1865
| 4441.1783 | 4035.1228 | 3859 | 3576.2132 | 3263.8575
| 4440.17 | 4034.7788 | 3857 | 3576.1336 | 3261.3224
| 4438.6161 | 4033.8529 | 3856 | 3575.7474 | 3259.6792
| 4438.4131 | 4032.6236 | 3856 | 3575.0367 | 3259.0648
| 4437.6171 | 4031.5554 | 3855 | 3574.3027 | 3258.1503
| 4436.6035 | 4031.4606 | 3854 | 3573.5934 | 3256.0272
| 4436.1013 | 4031.0722 | 3854 | 3573.3645 | 3255.6979
| 4435.9758 | 4030.3867 | 3852 | 3573.0889 | 3255.3581
| 4435.7914 | 4029.5015 | 3852 | 3572.6824 | 3255.0536
| 4435.4713 | 4029.2922 | 3851 | 3570.8652 | 3252.9993
| 4433.1193 | 4029.2571 | 3851 | 3570.819 | 3252.2503
| 4432.3629 | 4028.8965 | 3851 | 3570.5721 | 3251.9611
| 4432.2719 | 4028.7573 | 3849 | 3568.8426 | 3250.6946
| 4429.7328 | 4027.7718 | 3849 | 3568.5351 | 3250.3493
| 4428.1279 | 4025.5198 | 3848 | 3566.0714 | 3249.4609
| 4426.7991 | 4024.3221 | 3846 | 3565.3991 | 3248.9394
| 4425.7528 | 4023.8776 | 3846 | 3563.6342 | 3248.3339
| 4425.3419 | 4022.8727 | 3845 | 3563.5651 | 3248.13
| 4423.5488 | 4022.0723 | 3845 | 3563.3624 | 3247.4616
| 4423.2444 | 4021.9003 | 3845 | 3559.9886 | 3247.0094
| 4422.7878 | 4021.5612 | 3844 | 3559.5043 | 3246.5332
| 4422.4502 | 4021.1357 | 3843 | 3559.3268 | 3246.154
| 4421.6815 | 4019.8755 | 3842 | 3559.0571 | 3245.0842
| 4420.9207 | 4019.6404 | 3841 | 3557.7332 | 3244.757
| 4420.3211 | 4018.5682 | 3840 | 3555.0256 | 3242.9604
| 4420.2149 | 4018.322 | 3839 | 3552.7912 | 3242.9
| 4420.1545 | 4018.0693 | 3839 | 3552.4779 | 3242.3609
| 4419.796 | 4017.2411 | 3838 | 3551.6913 | 3242.1196
| 4419.4532 | 4016.7879 | 3838 | 3551.3717 | 3242.0272
| 4418.1362 | 4016.3618 | 3838 | 3549.2695 | 3242.0005
| 4417.5951 | 4016.3226 | 3838 | 3547.6244 | 3241.8278
| 4417.4772 | 4015.9152 | 3837 | 3547.5571 | 3241.7372
| 4417.1671 | 4015.747 | 3837 | 3545.2656 | 3240.9133
| 4416.479 | 4015.4322 | 3836 | 3545.03 | 3240.6653
| 4415.6729 | 4014.3235 | 3832 | 3544.7134 | 3240.6341
| 4415.0988 | 4012.5713 | 3832 | 3542.8419 | 3239.8609
| 4415.0488 | 4011.7846 | 3831 | 3542.2893 | 3239.5084
| 4414.2154 | 4011.7457 | 3831 | 3541.1215 | 3238.385
| 4414.0451 | 4011.0995 | 3828 | 3540.4967 | 3238.3525
| 4413.3202 | 4009.4308 | 3827 | 3539.9633 | 3238.1824
| 4412.12 | 4007.2861 | 3827 | 3539.6393 | 3237.2613
| 4411.9384 | 4007.0098 | 3826 | 3538.6112 | 3236.2649
| 4411.604 | 4006.8482 | 3826 | 3538.5927 | 3235.1659
| 4411.5907 | 4004.8318 | 3826 | 3537.5945 | 3235.1044
| 4410.342 | 4003.0562 | 3826 | 3537.5534 | 3233.9587
| 4410.0883 | 4002.3039 | 3824 | 3536.6387 | 3233.3182
| 4409.7959 | 4001.8307 | 3823 | 3535.2595 | 3232.1116
| 4408.8142 | 4001.752 | 3823 | 3533.9481 | 3231.3652
| 4407.9098 | 4001.351 | 3821 | 3533.037 | 3231.008
| 4407.9042 | 4000.7285 | 3821 | 3532.7368 | 3230.6795
| 4407.2476 | 3999.8927 | 3820 | 3531.4825 | 3229.7863
| 4406.7244 | 3999.249 | 3818 | 3529.5725 | 3229.2312
| 4406.435 | 3998.749 | 3816 | 3528.8801 | 3228.9446
| 4405.8596 | 3996.5602 | 3816 | 3528.0734 | 3226.8336
| 4405.0844 | 3996.5436 | 3815 | 3527.1994 | 3226.7242
| 4405.0594 | 3996.2658 | 3815 | 3526.8437 | 3226.4462
| 4404.8717 | 3994.9908 | 3814 | 3525.8703 | 3226.2654
| 4404.6937 | 3994.8445 | 3813 | 3524.3326 | 3225.7686
| 4404.6593 | 3993.9969 | 3810 | 3522.8322 | 3225.0543
| 4403.5771 | 3993.536 | 3810 | 3522.3782 | 3224.4334
| 4403.4882 | 3993.3069 | 3809 | 3520.5954 | 3224.0489
| 4403.2497 | 3993.2244 | 3807 | 3519.6742 | 3222.3277
| 4402.6899 | 3992.665 | 3807 | 3519.4755 | 3220.7791
| 4402.6836 | 3991.2804 | 3806 | 3517.8146 | 3219.1334
| 4402.6154 | 3990.9365 | 3806 | 3517.2031 | 3219.1011
| 4401.459 | 3990.3714 | 3806 | 3516.341 | 3218.833
| 4401.2432 | 3989.9751 | 3805 | 3513.6177 | 3218.6757
| 4399.4511 | 3989.7194 | 3804 | 3513.413 | 3218.0824
| 4398.1532 | 3989.536 | 3803 | 3513.354 | 3216.0969
| 4397.3259 | 3989.2216 | 3802 | 3509.1599 | 3214.5715
| 4395.3594 | 3988.7382 | 3801 | 3508.1612 | 3214.2055
| 4394.3118 | 3988.639 | 3801 | 3507.6625 | 3213.2805
| 4393.2587 | 3988.0475 | 3800 | 3506.9284 | 3213.0663
| 4393.2326 | 3987.4836 | 3800 | 3504.2008 | 3212.9924
| 4391.0559 | 3987.2009 | 3797 | 3503.7332 | 3210.1475
| 4390.8292 | 3986.93 | 3794 | 3503.0692 | 3209.259
| 4390.7165 | 3986.176 | 3794 | 3503.0305 | 3209.1008
| 4389.2745 | 3985.5072 | 3792 | 3502.0192 | 3208.2423
| 4388.6405 | 3985.1854 | 3792 | 3500.9527 | 3206.3924
| 4387.518 | 3984.99 | 3792 | 3500.9288 | 3206.1557
| 4387.3349 | 3984.2124 | 3788 | 3500.7564 | 3205.8596
| 4387.0031 | 3983.2253 | 3787 | 3499.8397 | 3203.1538
| 4386.6363 | 3980.6747 | 3787 | 3499.0489 | 3202.3732
| 4386.5468 | 3980.5984 | 3786 | 3498.9689 | 3201.945
| 4386.4079 | 3979.3483 | 3784 | 3498.5438 | 3200.8813
| 4386.2848 | 3978.5872 | 3784 | 3496.9781 | 3200.7017
| 4386.0293 | 3977.8894 | 3780 | 3495.5017 | 3198.6185
| 4384.7622 | 3977.0191 | 3779 | 3494.5896 | 3198.5649
| 4383.6976 | 3975.5746 | 3777 | 3494.5049 | 3195.8427
| 4383.3181 | 3975.0647 | 3776 | 3493.5082 | 3195.1319
| 4383.1351 | 3974.977 | 3774 | 3493.4826 | 3192.5494
| 4380.8723 | 3974.0181 | 3773 | 3493.1896 | 3191.3059
| 4379.5306 | 3973.683 | 3773 | 3491.9826 | 3190.2245
| 4378.5843 | 3972.4893 | 3773 | 3491.9685 | 3189.0978
| 4377.3687 | 3971.4002 | 3771 | 3490.4767 | 3186.1879
| 4374.4279 | 3971.2243 | 3770 | 3490.2394 | 3185.6594
| 4373.8896 | 3971.1489 | 3768 | 3490.0694 | 3184.9983
| 4373.8525 | 3969.8437 | 3766 | 3489.0999 | 3183.463
| 4371.7235 | 3968.3057 | 3764 | 3488.6485 | 3182.1912
| 4370.3756 | 3968.0909 | 3759 | 3488.4176 | 3181.4259
| 4370.2296 | 3965.4795 | 3759 | 3488.117 | 3180.3908
| 4369.974 | 3964.4441 | 3759 | 3487.7929 | 3177.5373
| 4368.9859 | 3963.7445 | 3758 | 3486.7858 | 3176.4963
| 4365.564 | 3963.6745 | 3756 | 3484.2501 | 3175.7626
| 4364.6854 | 3963.6352 | 3756 | 3483.6015 | 3175.1688
| 4364.6351 | 3962.9083 | 3755 | 3482.8984 | 3173.0271
| 4363.9755 | 3962.445 | 3754 | 3481.0388 | 3171.8098
| 4362.9751 | 3959.8538 | 3753 | 3480.4294 | 3170.4974
| 4362.1273 | 3959.5495 | 3751 | 3480.0381 | 3168.5068
| 4361.0356 | 3959.3232 | 3750 | 3479.0851 | 3167.8664
| 4360.6723 | 3958.8989 | 3747 | 3478.8605 | 3167.6796
| 4360.6122 | 3958.865 | 3747 | 3476.8223 | 3167.4892
| 4357.8516 | 3958.6516 | 3745 | 3476.1074 | 3166.8721
| 4356.7684 | 3957.2251 | 3745 | 3473.1876 | 3166.1972
| 4356.6577 | 3956.9619 | 3744 | 3470.4457 | 3165.2081
| 4356.2798 | 3956.1705 | 3743 | 3470.0308 | 3164.9788
| 4355.4027 | 3955.6394 | 3743 | 3470.0026 | 3162.6333
| 4355.3548 | 3955.1671 | 3742 | 3469.4683 | 3162.1952
| 4354.6657 | 3955.0728 | 3741 | 3469.3849 | 3156.0093
| 4354.1809 | 3954.8169 | 3741 | 3469.3014 | 3154.1341
| 4351.3758 | 3954.1918 | 3741 | 3468.1276 | 3153.593
| 4350.553 | 3953.2253 | 3741 | 3468.0852 | 3153.1155
| 4347.9704 | 3952.4842 | 3740 | 3467.9674 | 3152.1795
| 4347.7912 | 3951.838 | 3739 | 3467.0758 | 3151.8355
| 4346.2864 | 3951.4022 | 3739 | 3466.9534 | 3150.8072
| 4344.5713 | 3951.1236 | 3738 | 3464.8405 | 3150.2596
| 4343.7882 | 3950.143 | 3737 | 3464.5514 | 3149.6726
| 4343.5771 | 3948.6398 | 3737 | 3464.3851 | 3149.407
| 4342.8364 | 3947.0841 | 3735 | 3464.213 | 3149.3958
| 4342.4814 | 3946.8034 | 3735 | 3463.9856 | 3149.1265
| 4341.401 | 3945.8686 | 3734 | 3463.1203 | 3148.8562
| 4339.3414 | 3945.8426 | 3733 | 3463.0733 | 3147.9705
| 4338.3597 | 3945.6822 | 3732 | 3462.4773 | 3147.9467
| 4338.2544 | 3944.6171 | 3732 | 3461.5342 | 3147.0062
| 4338.1999 | 3942.23 | 3731 | 3459.7205 | 3143.7487
| 4337.3207 | 3942.0748 | 3727 | 3459.2441 | 3143.2895
| 4336.88 | 3941.8367 | 3727 | 3455.931 | 3142.8021
| 4335.3633 | 3937.2398 | 3727 | 3452.7061 | 3140.0381
| 4333.2834 | 3936.6913 | 3725 | 3452.3118 | 3140.0129
| 4332.5428 | 3935.0877 | 3723 | 3450.9367 | 3138.4364
| 4332.0701 | 3934.334 | 3722 | 3449.9777 | 3136.6661
| 4331.8645 | 3933.8895 | 3718 | 3449.909 | 3134.978
| 4331.4001 | 3930.6028 | 3717 | 3449.7426 | 3134.7245
| 4328.6899 | 3930.2639 | 3717 | 3449.586 | 3131.0086
| 4328.2921 | 3926.8401 | 3715 | 3449.1723 | 3130.3653
| 4327.6953 | 3926.5451 | 3715 | 3448.7426 | 3128.1102
| 4327.4732 | 3925.6439 | 3708 | 3448.6307 | 3128.0083
| 4327.2697 | 3923.7434 | 3708 | 3448.0808 | 3128.0022
| 4326.988 | 3923.4429 | 3707 | 3446.9723 | 3127.6471
| 4326.4564 | 3921.8512 | 3706 | 3444.4683 | 3125.7504
| 4323.1255 | 3921.3942 | 3706 | 3444.4095 | 3123.8879
| 4322.7543 | 3921.0666 | 3706 | 3444.1862 | 3122.647
| 4321.1041 | 3919.6518 | 3705 | 3441.2964 | 3122.5625
| 4320.5058 | 3919.6206 | 3704 | 3441.1552 | 3122.1873
| 4318.1933 | 3919.3838 | 3704 | 3440.9841 | 3120.6655
| 4314.4141 | 3918.5619 | 3702 | 3440.7797 | 3118.0393
| 4313.2641 | 3918.479 | 3700 | 3440.1864 | 3115.8077
| 4312.5534 | 3918.1925 | 3699 | 3439.7841 | 3114.0216
| 4310.4602 | 3917.9007 | 3699 | 3439.6683 | 3113.1728
| 4308.886 | 3917.2134 | 3699 | 3439.3428 | 3112.8212
| 4306.4068 | 3917.1877 | 3699 | 3438.4639 | 3112.6961
| 4304.958 | 3917.0138 | 3698 | 3438.3935 | 3112.4555
| 4304.3061 | 3916.3972 | 3697 | 3437.8738 | 3111.4449
| 4304.2756 | 3915.384 | 3696 | 3437.4602 | 3109.0351
| 4301.243 | 3915.3196 | 3696 | 3435.9149 | 3108.3702
| 4301.1319 | 3914.7026 | 3695 | 3434.747 | 3106.9487
| 4300.857 | 3914.4701 | 3693 | 3434.5064 | 3104.2994
| 4298.5015 | 3914.3216 | 3691 | 3431.0719 | 3102.6967
| 4296.5401 | 3914.0185 | 3690 | 3429.8762 | 3100.633
| 4295.3492 | 3913.4244 | 3689 | 3428.0176 | 3100.2348
| 4293.9765 | 3911.7229 | 3689 | 3427.1452 | 3097.8166
| 4293.4733 | 3911.1403 | 3688 | 3426.9228 | 3097.4506
| 4292.5043 | 3908.6518 | 3687 | 3424.0077 | 3096.878
| 4291.1112 | 3907.5501 | 3687 | 3422.5209 | 3096.6704
| 4290.2332 | 3906.8375 | 3687 | 3422.0112 | 3094.4982
| 4289.7651 | 3905.6647 | 3686 | 3421.1228 | 3093.3588
| 4288.8603 | 3904.7531 | 3686 | 3419.6179 | 3092.092
| 4288.0861 | 3904.6339 | 3683 | 3417.0949 | 3090.0841
| 4288.0792 | 3904.6296 | 3681 | 3416.7464 | 3089.5546
| 4287.8285 | 3903.7644 | 3681 | 3415.4317 | 3088.6933
| 4286.0023 | 3902.7476 | 3680 | 3414.0628 | 3087.4938
| 4284.496 | 3902.5408 | 3680 | 3410.2495 | 3087.1532
| 4283.251 | 3901.6868 | 3680 | 3410.0408 | 3086.978
| 4283.2186 | 3901.0438 | 3680 | 3408.9597 | 3085.0515
| 4281.9065 | 3900.856 | 3678 | 3408.2968 | 3084.0138
| 4281.7567 | 3899.1603 | 3677 | 3407.701 | 3082.6433
| 4281.0842 | 3898.6042 | 3675 | 3406.7306 | 3081.5377
| 4280.0807 | 3898.5723 | 3674 | 3406.2244 | 3080.7285
| 4279.6028 | 3898.1273 | 3672 | 3406.0107 | 3080.2254
| 4278.2979 | 3894.1787 | 3671 | 3405.685 | 3079.1963
| 4276.2994 | 3893.5654 | 3670 | 3404.2069 | 3078.3586
| 4276.1403 | 3893.5072 | 3670 | 3403.6381 | 3077.9268
| 4274.0873 | 3893.0139 | 3669 | 3402.4807 | 3077.0982
| 4273.5943 | 3892.5443 | 3668 | 3402.3589 | 3075.988
| 4272.7349 | 3891.3072 | 3662 | 3401.5062 | 3070.7004
| 4271.9772 | 3890.9973 | 3660 | 3401.245 | 3070.0863
| 4270.202 | 3890.8693 | 3660 | 3401.0303 | 3066.5623
| 4269.4601 | 3890.7327 | 3659 | 3399.7909 | 3066.3952
| 4268.4537 | 3890.7268 | 3656 | 3399.661 | 3065.966
| 4268.2494 | 3889.1216 | 3656 | 3398.3483 | 3065.9233
| 4267.8255 | 3888.9171 | 3656 | 3396.7374 | 3065.3059
| 4267.4494 | 3888.4106 | 3656 | 3395.665 | 3065.0638
| 4266.8403 | 3886.4396 | 3656 | 3395.3179 | 3061.9008
| 4264.6255 | 3885.9318 | 3655 | 3395.222 | 3060.4867
| 4264.4311 | 3885.6478 | 3653 | 3394.8273 | 3059.3216
| 4261.7858 | 3884.919 | 3651 | 3394.1347 | 3058.041
| 4260.9503 | 3884.2729 | 3650 | 3393.0064 | 3057.4751
| 4260.314 | 3884.0469 | 3650 | 3389.4383 | 3056.3654
| 4260.0005 | 3882.6374 | 3649 | 3389.0323 | 3055.2487
| 4258.871 | 3882.2827 | 3647 | 3387.6199 | 3054.3489
| 4257.8905 | 3882.2795 | 3647 | 3385.2161 | 3052.5702
| 4256.3011 | 3881.2616 | 3644 | 3384.615 | 3048.4278
| 4255.6158 | 3881.0457 | 3641 | 3384.4994 | 3047.7802
| 4254.4611 | 3878.8639 | 3640 | 3384.4296 | 3047.7213
| 4253.6944 | 3878.3626 | 3640 | 3384.0104 | 3047.2117
| 4253.5819 | 3876.0286 | 3640 | 3383.0485 | 3046.9603
| 4253.3559 | 3875.9947 | 3638 | 3380.7749 | 3044.9071
| 4253.2241 | 3874.8067 | 3637 | 3380.6604 | 3042.281
| 4252.5953 | 3874.7934 | 3636 | 3379.3648 | 3041.1789
| 4252.1453 | 3874.7602 | 3635 | 3379.2944 | 3040.9064
| 4250.8728 | 3874.1843 | 3635 | 3378.1061 | 3036.2713
| 4250.7898 | 3873.4576 | 3634 | 3375.8639 | 3036.175
| 4250.1889 | 3873.0781 | 3631 | 3375.3997 | 3030.2553
| 4249.7091 | 3872.7186 | 3630 | 3375.3836 | 3028.8611
| 4249.5371 | 3872.6965 | 3626 | 3374.3739 | 3028.2629
| 4248.371 | 3872.2849 | 3624 | 3373.413 | 3027.8426
| 4248.3708 | 3871.3924 | 3622 | 3373.3189 | 3025.6404
| 4248.2327 | 3869.0235 | 3617 | 3371.9535 | 3024.6
| 4246.0851 | 3868.2082 | 3617 | 3371.148 | 3023.9952
| 4245.3622 | 3868.1909 | 3616 | 3370.4789 | 3023.358
| 4244.6111 | 3866.8606 | 3614 | 3370.2687 | 3022.222
| 4243.425 | 3864.903 | 3614 | 3368.7464 | 3022.0479
| 4241.7051 | 3863.8999 | 3614 | 3367.4283 | 3020.045
| 4241.3514 | 3860.655 | 3613 | 3365.8993 | 3019.654
| 4238.8874 | 3860.2328 | 3612 | 3364.2578 | 3018.2878
| 4238.7311 | 3859.5991 | 3611 | 3362.1423 | 3016.339
| 4237.2019 | 3859.4598 | 3608 | 3362.0691 | 3015.4694
| 4235.9102 | 3858.4093 | 3604 | 3357.3819 | 3015.087
| 4230.8941 | 3857.2765 | 3603 | 3357.1214 | 3014.7889
| 4230.4751 | 3857.1774 | 3602 | 3355.5649 | 3014.1593
| 4227.3585 | 3856.6534 | 3599 | 3355.5483 | 3012.8153
| 4226.6905 | 3854.2044 | 3599 | 3354.4757 | 3012.5259
| 4221.4019 | 3853.9272 | 3598 | 3351.9649 | 3012.084
| 4221.2983 | 3853.0913 | 3597 | 3350.4749 | 3011.9157
| 4221.292 | 3851.3695 | 3597 | 3349.6711 | 3011.0706
| 4218.7121 | 3850.6063 | 3588 | 3348.4513 | 2996.3345
| 4217.5031 | 3849.5497 | 3586 | 3348.1712 | 2996.3129
| 4216.4244 | 3848.856 | 3585 | 3347.2248 | 2995.7859
| 4215.7499 | 3848.8069 | 3585 | 3345.4438 | 2994.7653
| 4215.5241 | 3847.8476 | 3584 | 3343.1757 | 2992.7339
| 4215.3103 | 3847.7329 | 3580 | 3342.5979 | 2990.6522
| 4215.0667 | 3847.7321 | 3579 | 3341.817 | 2986.8937
| 4214.319 | 3847.4632 | 3578 | 3339.3152 | 2986.5915
| 4213.3185 | 3847.44 | 3578 | 3335.6987 | 2985.6101
| 4207.6768 | 3847.3724 | 3575 | 3334.3982 | 2982.4127
| 4207.4747 | 3847.314 | 3570 | 3333.6081 | 2980.3884
| 4206.796 | 3846.0494 | 3568 | 3333.4617 | 2979.5279
| 4204.3123 | 3845.2098 | 3564 | 3332.2567 | 2976.6837
| 4203.5221 | 3842.1952 | 3564 | 3331.0817 | 2975.2675
| 4203.1576 | 3841.4313 | 3563 | 3330.6422 | 2975.2124
| 4203.0399 | 3841.0792 | 3562 | 3330.3542 | 2972.8655
| 4201.2977 | 3838.747 | 3562 | 3330.0311 | 2972.0808
| 4199.5721 | 3837.1824 | 3562 | 3329.0824 | 2971.7403
| 4198.4874 | 3836.662 | 3559 | 3327.6262 | 2965.5051
| 4198.0587 | 3836.1135 | 3558 | 3326.5536 | 2965.3653
| 4197.6223 | 3836.0373 | 3556 | 3326.103 | 2958.8705
| 4196.7895 | 3834.6495 | 3556 | 3325.0359 | 2955.7247
| 4196.4602 | 3834.3706 | 3550 | 3324.7954 | 2953.5488
| 4195.225 | 3833.5285 | 3549 | 3321.0922 | 2950.2857
| 4194.542 | 3833.5047 | 3546 | 3319.8725 | 2949.8838
| 4193.353 | 3833.3737 | 3545 | 3318.422 | 2949.6165
| 4191.8365 | 3833.3514 | 3545 | 3313.5 | 2946.3037
| 4187.8568 | 3832.3418 | 3542 | 3312.5549 | 2942.6166
| 4186.2537 | 3832.0953 | 3541 | 3312.2657 | 2942.5373
| 4185.7898 | 3830.8546 | 3541 | 3310.5235 | 2939.703
| 4184.8278 | 3830.4812 | 3539 | 3309.8156 | 2938.2597
| 4182.664 | 3830.3009 | 3538 | 3302.5722 | 2937.2915
| 4179.518 | 3829.4411 | 3535 | 3301.9111 | 2933.0311
| 4176.1021 | 3828.3872 | 3532 | 3298.1455 | 2926.703
| 4172.2891 | 3827.1421 | 3531 | 3293.2597 | 2925.958
| 4169.7813 | 3825.4659 | 3529 | 3291.9107 | 2925.0945
| 4169.1967 | 3825.3467 | 3526 | 3285.9615 | 2923.72
| 4169.0076 | 3824.7593 | 3524 | 3284.8507 | 2923.2807
| 4167.0832 | 3824.7238 | 3524 | 3276.7294 | 2919.5638
| 4166.636 | 3823.662 | 3524 | 3276.6647 | 2918.545
| 4164.8083 | 3821.8448 | 3523 | 3276.6205 | 2917.9649
| 4164.7075 | 3819.3466 | 3522 | 3274.5799 | 2912.4074
| 4164.568 | 3818.3599 | 3521 | 3273.167 | 2907.1648
| 4162.4015 | 3817.808 | 3517 | 3272.5966 | 2904.189
| 4161.8373 | 3815.0282 | 3510 | 3271.122 | 2900.2054
| 4160.5175 | 3814.2557 | 3510 | 3270.6161 | 2896.2747
| 4155.3546 | 3810.3457 | 3509 | 3268.501 | 2895.8419
| 4154.8629 | 3810.3341 | 3508 | 3264.2719 | 2889.6655
| 4153.3307 | 3807.9855 | 3508 | 3259.1731 | 2889.3214
| 4147.1641 | 3807.6369 | 3507 | 3255.076 | 2888.6283
| 4145.4544 | 3806.524 | 3507 | 3255.0497 | 2887.9665
| 4141.7371 | 3805.2314 | 3507 | 3254.4068 | 2887.591
| 4141.6347 | 3804.7122 | 3507 | 3254.1741 | 2882.5538
| 4139.0177 | 3803.7015 | 3506 | 3252.4342 | 2879.2968
| 4138.299 | 3803.099 | 3506 | 3251.0711 | 2873.9403
| 4132.3041 | 3800.7847 | 3505 | 3249.1312 | 2873.8737
| 4130.037 | 3798.8081 | 3503 | 3248.137 | 2873.5714
| 4127.9066 | 3798.3373 | 3501 | 3247.4154 | 2871.4911
| 4126.8826 | 3797.865 | 3499 | 3246.227 | 2871.1452
| 4123.3904 | 3796.9041 | 3498 | 3243.712 | 2871.1317
| 4116.7416 | 3796.8169 | 3498 | 3241.867 | 2865.7223
| 4115.4901 | 3791.696 | 3497 | 3238.5871 | 2864.6424
| 4114.7128 | 3789.03 | 3495 | 3236.4892 | 2864.2627
| 4109.6133 | 3787.3305 | 3494 | 3234.8948 | 2846.2117
| 4108.9066 | 3786.0033 | 3494 | 3232.6838 | 2837.7826
| 4107.0873 | 3785.4869 | 3490 | 3232.0417 | 2832.0891
| 4106.6614 | 3785.2639 | 3487 | 3231.7895 | 2830.0326
| 4103.1662 | 3784.6877 | 3482 | 3230.9009 | 2826.7229
| 4102.2018 | 3784.4819 | 3480 | 3229.8975 | 2826.1015
| 4099.2337 | 3784.214 | 3479 | 3228.6 | 2820.9834
| 4096.9415 | 3783.1671 | 3478 | 3228.4762 | 2820.7642
| 4093.6996 | 3782.6681 | 3476 | 3222.522 | 2819.5066
| 4093.6375 | 3781.707 | 3474 | 3220.6833 | 2818.2984
| 4086.8575 | 3781.6561 | 3472 | 3216.0234 | 2815.331
| 4086.1239 | 3779.8934 | 3471 | 3215.821 | 2815.2077
| 4085.7572 | 3779.7974 | 3469 | 3215.3688 | 2811.0587
| 4085.2924 | 3778.9928 | 3466 | 3214.3496 | 2810.5807
| 4081.207 | 3775.3295 | 3463 | 3206.788 | 2809.1203
| 4080.8938 | 3775.2747 | 3463 | 3202.2891 | 2807.4871
| 4078.4088 | 3775.0401 | 3463 | 3196.5427 | 2806.9695
| 4075.5933 | 3768.5603 | 3462 | 3194.9994 | 2803.2135
| 4074.9687 | 3768.091 | 3460 | 3188.5009 | 2800.5188
| 4072.0509 | 3767.9877 | 3458 | 3182.9308 | 2799.8696
| 4071.6224 | 3765.9347 | 3450 | 3172.4747 | 2797.9092
| 4068.7739 | 3765.461 | 3450 | 3171.8217 | 2797.3763
| 4068.2741 | 3764.3716 | 3448 | 3170.1513 | 2793.2693
| 4063.7424 | 3763.3873 | 3445 | 3170.1512 | 2788.3519
| 4062.6367 | 3763.2569 | 3443 | 3165.6502 | 2786.8471
| 4061.6606 | 3757.6012 | 3441 | 3165.1815 | 2784.877
| 4060.0441 | 3756.7488 | 3440 | 3164.1904 | 2784.0704
| 4056.9202 | 3744.6643 | 3439 | 3162.6458 | 2781.2407
| 4056.7772 | 3743.1742 | 3438 | 3159.4858 | 2781.1754
| 4055.7812 | 3742.458 | 3434 | 3158.5266 | 2780.1857
| 4054.4084 | 3741.2609 | 3434 | 3156.1124 | 2775.134
| 4052.0476 | 3740.3809 | 3432 | 3155.6356 | 2768.4154
| 4049.3334 | 3739.7286 | 3429 | 3155.3844 | 2762.6182
| 4048.2348 | 3738.6573 | 3426 | 3151.7472 | 2758.1927
| 4043.3526 | 3738.1777 | 3422 | 3149.6539 | 2753.8732
| 4043.0941 | 3737.3873 | 3418 | 3141.9988 | 2741.1029
| 4042.6818 | 3736.2322 | 3418 | 3141.681 | 2737.374
| 4039.5163 | 3734.2155 | 3406 | 3131.2251 | 2736.0448
| 4038.8333 | 3733.5394 | 3401 | 3130.2358 | 2735.1749
| 4036.8075 | 3730.9837 | 3386 | 3128.6197 | 2733.6634
| 4035.2044 | 3729.0848 | 3358 | 3126.3339 | 2732.7903
| 4021.0755 | 3728.5962 | 3338 | 3122.7826 | 2731.0892
| 4020.807 | 3728.5396 | 3333 | 3115.7474 | 2727.6007
| 4019.913 | 3727.7127 | 3322 | 3113.8411 | 2720.8039
| 4018.2194 | 3724.9723 | 3321 | 3113.5706 | 2718.1467
| 4017.2128 | 3724.3538 | 3315 | 3113.0225 | 2712.2372
| 4008.551 | 3724.2478 | 3313 | 3111.7388 | 2711.1315
| 4007.5983 | 3722.3286 | 3313 | 3110.3895 | 2705.4958
| 4007.4265 | 3718.6216 | 3305 | 3107.3255 | 2703.4056
| 3988.8745 | 3717.8428 | 3280 | 3107.1658 | 2699.464
| 3984.2179 | 3714.5527 | 3244 | 3099.9297 | 2699.3125
| 3978.9862 | 3711.8301 | 3242 | 3091.6054 | 2694.8465
| 3976.0019 | 3707.4302 | 3229 | 3080.8641 | 2673.2148
| 3952.8951 | 3706.4221 | 3226 | 3076.673 | 2671.3946
| 3951.6961 | 3705.2089 | 3225 | 3062.4462 | 2670.6072
| 3944.1791 | 3702.8087 | 3185 | 3058.9927 | 2667.6373
| 3916.1412 | 3701.3897 | 3179 | 3051.075 | 2657.4598
| 3912.5198 | 3700.0531 | 3132 | 3049.4025 | 2651.2735
| 3907.5596 | 3699.2895 | 3114 | 3034.8129 | 2648.7333
| 3879.4067 | 3697.293 | 3065 | 3029.1118 | 2638.6492
| 3828.876 | 3696.5766 | 3064 | 3013.5076 | 2633.4388
| 3827.3608 | 3696.1417 | 3058 | 3012.1191 | 2626.9853
| 3814.341 | 3690.3828 | 3047 | 3001.748 | 2614.5887
| 3796.9141 | 3689.3783 | 3026 | 2901.4193 | 2600.7426
| 3788.0688 | 3688.745 | 3006 | 2898.4286 | 2597.4988
Figure 3.17