## Overview of the model
Powerlink System Strength PADR RIT-T assessment - Core
Legend
Table Row Name
Input Cell
Calculation cell
Parameter Cell
Output Cell

## I1 General
I1 General
Inputs and parameters for RIT-T assessment
General parameter and option inputs
General parameters
| Parameter |  | Unit | Value | Note
| First year of analysis |  | Year | 2024
| Base year for dollar inputs |  | Year | 2023
| Analysis period |  | Years | 27
Option descriptions
| Option name |  | Option applicable 1/0 | Short description
| Base case |  | 1 | Do nothing
| Portfolio 1 |  | 1 | Balanced technology
| Portfolio 1A |  | 1 | Balanced technology: BESS in minimum
| Portfolio 2 |  | 1 | Synchronous condensers
| Portfolio 3 |  | 1 | Clutched gas turbines
| Portfolio 4 |  | 1 | Pumped hydro energy storage
Sensitivity inputs
| Cost and benefit categories |  |  |  |  | Scenarios
| Cost categories |  |  |  |  | Scenario | Name
| Capital cost |  |  |  |  | S1 | Step change
Opex - network components
Opex - NNO components
| Benefit categories |  |  | Benefit input category
| Changes in fuel consumption |  |  | Avoided generation dispatch costs
| Changes in voluntary load curtailment |  |  | Avoided voluntary load curtailment
| Changes in involuntary load shedding |  |  | Involuntary load shedding
| Changes in costs for non-RIT-T proponent parties |  |  | Cost for non-RIT-T proponent parties
| Differences in the timing of expenditure |  |  | Timing of unrelated network expenditure
| Network losses |  |  | Network losses
| Greenhouse gas emissions |  |  | Avoided emissions
| Greenhouse gas emissions synchronous condenser losses |  |  | Avoided emissions
| USE insufficient system strength |  |  | Involuntary load shedding
RIT market benefits
| NER | RIT-T market benefits
| 5.15A.2(b)(4)(i) | Changes in fuel consumption
| 5.15A.2(b)(4)(ii) | Changes in voluntary load curtailment
| 5.15A.2(b)(4)(iii) | Changes in involuntary load shedding
| 5.15A.2(b)(4)(iv) | Changes in costs for non-RIT-T proponent parties
| 5.15A.2(b)(4)(v) | Differences in the timing of expenditure
| 5.15A.2(b)(4)(viii) | Greenhouse gas emissions
| 5.15A.2(b)(4)(viii) | Greenhouse gas emissions
| 5.15A.2(b)(4)(iii) | Changes in involuntary load shedding

## R1 Interface and results
R1 Interface and results
Interface for scenario settings and key results
| Scenario settings | [5 empty] | Loss parameters
Parameters
| General parameters |  |  | Unit | Value |  | Asset | State | Losses KW | Usage %
| Commercial discount rate |  |  | Percent | 7% |  | CONFIDENTIAL
CONFIDENTIAL
| Cost parameters |  |  | Unit | Value
| Capital cost |  |  | Factor | 1
| Opex - network components |  |  | Factor | 1
| Opex - NNO components |  |  | Factor | 1
| Grid forming BESS incremental cost |  |  | Percent | 5%
| Benefit parameters |  |  | Unit | Value
| Changes in fuel consumption |  |  | Factor | 1
| Changes in voluntary load curtailment |  |  | Factor | 1
| Changes in involuntary load shedding |  |  | Factor | 1
| Changes in costs for non-RIT-T proponent parties |  |  | Factor | 1
| Differences in the timing of expenditure |  |  | Factor | 1
| Network losses |  |  | Factor | 1
| Greenhouse gas emissions |  |  | Factor | 1
NPV results
Net present value ($, PV)
| Option | Capex | Opex | Benefits | NPV | Rank
| Portfolio 1 | -2047421142.9562 | -362744081.1491 | 3942014427.2418 | 1531849203.1365 | 2
| Portfolio 1A | -2711948802.8231 | -445393741.0402 | 4538541826.9294 | 1381199283.0661 | 3
| Portfolio 2 | -1720048629.2617 | -281953687.0438 | 3661717748.9717 | 1659715432.6662 | 1
| Portfolio 3 | -2335882046.7364 | -432533329.3779 | 4115200688.1055 | 1346785311.9913 | 4
| Portfolio 4 | -5148699317.9361 | -529675995.5177 | 6151463183.9136 | 473087870.4598 | 5
Net present value ($, PV)
| Option | Capex | Opex | Avoided USE (insuff. System Strength) | Avoided/deferred generation and storage costs (excl. dispatch costs) | Avoided timing of unrelated network expenditure | Avoided voluntary load curtailment | Avoided generation dispatch costs | Avoided USE (system) | Avoided emissions (system) | Add. emissions (syncons) | NPV
| Portfolio 1 | -2047421142.9562 | -362744081.1491 | 3090430780.2352 | 902289366.0414 | 10023412.3088 | 11319027.2342 | -5240803.7235 | 41488.7277 | -1293258.1877 | -65555585.3944 | 1531849203.1365
| Portfolio 1A | -2711948802.8231 | -445393741.0402 | 3090430780.2352 | 1442685993.4443 | 11817199.1739 | 18841774.5725 | 35897705.8202 | 41604.7944 | -826931.021 | -60346300.09 | 1381199283.0661
| Portfolio 2 | -1720048629.2617 | -281953687.0438 | 3090430780.2352 | 595699109.0154 | 15197480.6324 | 5793029.081 | 19708157.0552 | 41503.7049 | -276163.2609 | -64876147.4916 | 1659715432.6662
| Portfolio 3 | -2335882046.7364 | -432533329.3779 | 3090430780.2352 | 1166240877.6255 | 15698733.1953 | 16492181.4528 | -100749175.8014 | 41484.1717 | -9162816.7374 | -63791376.0364 | 1346785311.9913
| Portfolio 4 | -5148699317.9361 | -529675995.5177 | 3090430780.2352 | 2737118178.716 | 176983643.6947 | 38756496.1388 | 156466088.6857 | 41607.7583 | 1703117.9009 | -50036729.2161 | 473087870.4598
Net present value ($, PV)
| Option | Capex | Opex | Avoided USE (insuff. System Strength) | Avoided/deferred generation and storage costs (excl. dispatch costs) | Avoided timing of unrelated network expenditure | Avoided voluntary load curtailment | Avoided generation dispatch costs | Avoided USE (system) | Avoided emissions (system) | Add. emissions (syncons) | NPV
| Portfolio 1 | -2047.4211 | -362.7441 | 3090.4308 | 902.2894 | 10.0234 | 11.319 | -5.2408 | 0.041489 | -1.2933 | -65.5556 | 1531.8492
| Portfolio 1A | -2711.9488 | -445.3937 | 3090.4308 | 1442.686 | 11.8172 | 18.8418 | 35.8977 | 0.041605 | -0.82693 | -60.3463 | 1381.1993
| Portfolio 2 | -1720.0486 | -281.9537 | 3090.4308 | 595.6991 | 15.1975 | 5.793 | 19.7082 | 0.041504 | -0.27616 | -64.8761 | 1659.7154
| Portfolio 3 | -2335.882 | -432.5333 | 3090.4308 | 1166.2409 | 15.6987 | 16.4922 | -100.7492 | 0.041484 | -9.1628 | -63.7914 | 1346.7853
| Portfolio 4 | -5148.6993 | -529.676 | 3090.4308 | 2737.1182 | 176.9836 | 38.7565 | 156.4661 | 0.041608 | 1.7031 | -50.0367 | 473.0879
Benefit composition
| Cost/benefit | Portfolio 2
| Capex | -1720.0486
| Opex | -281.9537
| Avoided USE (insuff. System Strength) | 3090.4308
| Avoided/deferred generation and storage costs (excl. dispatch costs) | 595.6991
| Avoided timing of unrelated network expenditure | 15.1975
| Avoided voluntary load curtailment | 5.793
| Avoided generation dispatch costs | 19.7082
| Avoided USE (system) | 0.041504
| Avoided emissions (system) | -0.27616
| Add. emissions (syncons) | -64.8761
| NPV net benefits Portfolio2 | 1659.7154
| Cost/benefit | Portfolio 1 | Portfolio 2 | Portfolio 2 vs Portfolio 1
| Capex | -2047.4211 | -1720.0486 | -327.3725
| Opex | -362.7441 | -281.9537 | -80.7904
| Avoided USE (insuff. System Strength) | 3090.4308 | 3090.4308 | 0
| Avoided/deferred generation and storage costs (excl. dispatch costs) | 902.2894 | 595.6991 | 306.5903
| Avoided timing of unrelated network expenditure | 10.0234 | 15.1975 | -5.1741
| Avoided voluntary load curtailment | 11.319 | 5.793 | 5.526
| Avoided generation dispatch costs | -5.2408 | 19.7082 | -24.949
| Avoided USE (system) | 0.041489 | 0.041504 | -1.4977e-05
| Avoided emissions (system) | -1.2933 | -0.27616 | -1.0171
| Add. emissions (syncons) | -65.5556 | -64.8761 | -0.67944
| Difference in net benefits | 1531.8492 | 1659.7154 | -127.8662
This chart isn’t available in your version of Excel. Editing this shape or saving this workbook into a different file format will permanently break the chart.
This chart isn’t available in your version of Excel. Editing this shape or saving this workbook into a different file format will permanently break the chart.

## I2 CBA
I2 CBA
Cost and benefit inputs for RIT-T assessment
Cost inputs
| Capital cost | [7 empty] | Build period
| Option | Solution | Component | Technology | Total amount | Commissioning | Economic life | Commitment | 2024 | 2025 | 2026 | 2027 | 2028 | 2029 | 2030 | 2031 | 2032 | 2033 | 2034 | 2035 | 2036 | 2037 | 2038 | 2039 | 2040 | 2041 | 2042 | 2043 | 2044 | 2045 | 2046 | 2047 | 2048 | 2049
| Portfolio 1 | NNO components | CONFIDENTIAL
| Portfolio 1 | NNO components
| Portfolio 1 | NNO components
| Portfolio 1 | NNO components
| Portfolio 1 | NNO components
| Portfolio 1 | NNO components
| Portfolio 1 | NNO components | Townsville Power Station | Townsville Power Station | 0 | 2026 | 20 | Committed | 0 | 0 | 0 | 0 | 0 | 0 | 0 | 0 | 0 | 0 | 0 | 0 | 0 | 0 | 0 | 0 | 0 | 0 | 0 | 0 | 0 | 0 | 0 | 0 | 0 | 0
| Portfolio 1 | NNO components | NEW_OCGT_CQ (350MW) CQ_1 | OCGT (large GT) | 323730575 | 2029 | 25 | Modelled | 0 | 80932643.75 | 80932643.75 | 80932643.75 | 80932643.75 | 0 | 0 | 0 | 0 | 0 | 0 | 0 | 0 | 0 | 0 | 0 | 0 | 0 | 0 | 0 | 0 | 0 | 0 | 0 | 0 | 0
| Portfolio 1 | NNO components | NEW_OCGT_CQ (350MW) CQ_2 | OCGT (large GT) | 319613770 | 2030 | 25 | Modelled | 0 | 0 | 79903442.5 | 79903442.5 | 79903442.5 | 79903442.5 | 0 | 0 | 0 | 0 | 0 | 0 | 0 | 0 | 0 | 0 | 0 | 0 | 0 | 0 | 0 | 0 | 0 | 0 | 0 | 0
| Portfolio 1 | NNO components | CONFIDENTIAL
| Portfolio 1 | NNO components
| Portfolio 1 | NNO components
| Portfolio 1 | NNO components | Battery 2h QLD1 (300MW) NQ | Battery storage (2hrs storage) | 0 | 2027 | 20 | Committed | 0 | 0 | 0 | 0 | 0 | 0 | 0 | 0 | 0 | 0 | 0 | 0 | 0 | 0 | 0 | 0 | 0 | 0 | 0 | 0 | 0 | 0 | 0 | 0 | 0 | 0
| Portfolio 1 | NNO components | Battery 2h QLD1 (150MW) CQ | Battery storage (2hrs storage) | 0 | 2027 | 20 | Committed | 0 | 0 | 0 | 0 | 0 | 0 | 0 | 0 | 0 | 0 | 0 | 0 | 0 | 0 | 0 | 0 | 0 | 0 | 0 | 0 | 0 | 0 | 0 | 0 | 0 | 0
| Portfolio 1 | NNO components | Battery 2h QLD1 (300MW) SQ | Battery storage (2hrs storage) | 0 | 2025 | 20 | Committed | 0 | 0 | 0 | 0 | 0 | 0 | 0 | 0 | 0 | 0 | 0 | 0 | 0 | 0 | 0 | 0 | 0 | 0 | 0 | 0 | 0 | 0 | 0 | 0 | 0 | 0
| Portfolio 1 | NNO components | Battery 2h QLD1 (300MW) CQ | Battery storage (2hrs storage) | 332787546 | 2028 | 20 | Modelled | 0 | 0 | 166393773 | 166393773 | 0 | 0 | 0 | 0 | 0 | 0 | 0 | 0 | 0 | 0 | 0 | 0 | 0 | 0 | 0 | 0 | 0 | 0 | 0 | 0 | 0 | 0
| Portfolio 1 | NNO components | Battery 2h QLD1 (300MW) CQ | Battery storage (2hrs storage) | 309209481 | 2029 | 20 | Modelled | 0 | 0 | 0 | 154604740.5 | 154604740.5 | 0 | 0 | 0 | 0 | 0 | 0 | 0 | 0 | 0 | 0 | 0 | 0 | 0 | 0 | 0 | 0 | 0 | 0 | 0 | 0 | 0
| Portfolio 1 | NNO components | Battery 2h QLD (255MW) SQ | Battery storage (2hrs storage) | 13469972.1 | 2028 | 20 | Upgrade | 0 | 0 | 6734986.05 | 6734986.05 | 0 | 0 | 0 | 0 | 0 | 0 | 0 | 0 | 0 | 0 | 0 | 0 | 0 | 0 | 0 | 0 | 0 | 0 | 0 | 0 | 0 | 0
| Portfolio 1 | NNO components | Battery 2h QLD1 (250MW) GG | Battery storage (2hrs storage) | 257674567.5 | 2029 | 20 | Modelled | 0 | 0 | 0 | 128837283.75 | 128837283.75 | 0 | 0 | 0 | 0 | 0 | 0 | 0 | 0 | 0 | 0 | 0 | 0 | 0 | 0 | 0 | 0 | 0 | 0 | 0 | 0 | 0
| Portfolio 1 | NNO components | Battery 2h QLD1 (200MW) CQ | Battery storage (2hrs storage) | 206139654 | 2029 | 20 | Modelled | 0 | 0 | 0 | 103069827 | 103069827 | 0 | 0 | 0 | 0 | 0 | 0 | 0 | 0 | 0 | 0 | 0 | 0 | 0 | 0 | 0 | 0 | 0 | 0 | 0 | 0 | 0
| Portfolio 1 | Network components | New_Syncon_1 (200MW) CQ | Synchronous Condenser | 135000000 | 2029 | 40 | Modelled | 0 | 0 | 45000000 | 45000000 | 45000000 | 0 | 0 | 0 | 0 | 0 | 0 | 0 | 0 | 0 | 0 | 0 | 0 | 0 | 0 | 0 | 0 | 0 | 0 | 0 | 0 | 0
| Portfolio 1 | Network components | New_Syncon_2 (200MW) CQ | Synchronous Condenser | 135000000 | 2029 | 40 | Modelled | 0 | 0 | 45000000 | 45000000 | 45000000 | 0 | 0 | 0 | 0 | 0 | 0 | 0 | 0 | 0 | 0 | 0 | 0 | 0 | 0 | 0 | 0 | 0 | 0 | 0 | 0 | 0
| Portfolio 1 | Network components | New_Syncon_3 (200MW) CQ | Synchronous Condenser | 135000000 | 2029 | 40 | Modelled | 0 | 0 | 45000000 | 45000000 | 45000000 | 0 | 0 | 0 | 0 | 0 | 0 | 0 | 0 | 0 | 0 | 0 | 0 | 0 | 0 | 0 | 0 | 0 | 0 | 0 | 0 | 0
| Portfolio 1 | Network components | New_Syncon_4 (200MW) CQ | Synchronous Condenser | 135000000 | 2030 | 40 | Modelled | 0 | 0 | 0 | 45000000 | 45000000 | 45000000 | 0 | 0 | 0 | 0 | 0 | 0 | 0 | 0 | 0 | 0 | 0 | 0 | 0 | 0 | 0 | 0 | 0 | 0 | 0 | 0
| Portfolio 1 | Network components | New_Syncon_5 (200MW) CQ | Synchronous Condenser | 135000000 | 2033 | 40 | Modelled | 0 | 0 | 0 | 0 | 0 | 0 | 45000000 | 45000000 | 45000000 | 0 | 0 | 0 | 0 | 0 | 0 | 0 | 0 | 0 | 0 | 0 | 0 | 0 | 0 | 0 | 0 | 0
| Portfolio 1 | Network components | New_Syncon_6 (200MW) CQ | Synchronous Condenser | 135000000 | 2034 | 40 | Modelled | 0 | 0 | 0 | 0 | 0 | 0 | 0 | 45000000 | 45000000 | 45000000 | 0 | 0 | 0 | 0 | 0 | 0 | 0 | 0 | 0 | 0 | 0 | 0 | 0 | 0 | 0 | 0
| Portfolio 1 | Network components | New_Syncon_1 (200MW) SQ | Synchronous Condenser | 135000000 | 2030 | 40 | Modelled | 0 | 0 | 0 | 45000000 | 45000000 | 45000000 | 0 | 0 | 0 | 0 | 0 | 0 | 0 | 0 | 0 | 0 | 0 | 0 | 0 | 0 | 0 | 0 | 0 | 0 | 0 | 0
| Portfolio 1A | NNO components | CONFIDENTIAL
| Portfolio 1A | NNO components
| Portfolio 1A | NNO components
| Portfolio 1A | NNO components
| Portfolio 1A | NNO components
| Portfolio 1A | NNO components
| Portfolio 1A | NNO components | Townsville Power Station | Townsville Power Station | 0 | 2026 | 20 | Committed | 0 | 0 | 0 | 0 | 0 | 0 | 0 | 0 | 0 | 0 | 0 | 0 | 0 | 0 | 0 | 0 | 0 | 0 | 0 | 0 | 0 | 0 | 0 | 0 | 0 | 0
| Portfolio 1A | NNO components | CONFIDENTIAL
| Portfolio 1A | NNO components | NEW_OCGT_CQ (350MW) CQ_1 | OCGT (large GT) | 323730575 | 2029 | 25 | Modelled | 0 | 80932643.75 | 80932643.75 | 80932643.75 | 80932643.75 | 0 | 0 | 0 | 0 | 0 | 0 | 0 | 0 | 0 | 0 | 0 | 0 | 0 | 0 | 0 | 0 | 0 | 0 | 0 | 0 | 0
| Portfolio 1A | NNO components | NEW_OCGT_CQ (350MW) CQ_2 | OCGT (large GT) | 319613770 | 2030 | 25 | Modelled | 0 | 0 | 79903442.5 | 79903442.5 | 79903442.5 | 79903442.5 | 0 | 0 | 0 | 0 | 0 | 0 | 0 | 0 | 0 | 0 | 0 | 0 | 0 | 0 | 0 | 0 | 0 | 0 | 0 | 0
| Portfolio 1A | NNO components | CONFIDENTIAL
| Portfolio 1A | NNO components
| Portfolio 1A | NNO components
| Portfolio 1A | NNO components | Battery 2h QLD1 (300MW) NQ | Battery storage (2hrs storage) | 0 | 2027 | 20 | Committed | 0 | 0 | 0 | 0 | 0 | 0 | 0 | 0 | 0 | 0 | 0 | 0 | 0 | 0 | 0 | 0 | 0 | 0 | 0 | 0 | 0 | 0 | 0 | 0 | 0 | 0
| Portfolio 1A | NNO components | Battery 2h QLD1 (150MW) CQ | Battery storage (2hrs storage) | 0 | 2027 | 20 | Committed | 0 | 0 | 0 | 0 | 0 | 0 | 0 | 0 | 0 | 0 | 0 | 0 | 0 | 0 | 0 | 0 | 0 | 0 | 0 | 0 | 0 | 0 | 0 | 0 | 0 | 0
| Portfolio 1A | NNO components | Battery 2h QLD1 (300MW) SQ | Battery storage (2hrs storage) | 0 | 2025 | 20 | Committed | 0 | 0 | 0 | 0 | 0 | 0 | 0 | 0 | 0 | 0 | 0 | 0 | 0 | 0 | 0 | 0 | 0 | 0 | 0 | 0 | 0 | 0 | 0 | 0 | 0 | 0
| Portfolio 1A | NNO components | Battery 2h QLD1 (300MW) CQ | Battery storage (2hrs storage) | 332787546 | 2028 | 20 | Modelled | 0 | 0 | 166393773 | 166393773 | 0 | 0 | 0 | 0 | 0 | 0 | 0 | 0 | 0 | 0 | 0 | 0 | 0 | 0 | 0 | 0 | 0 | 0 | 0 | 0 | 0 | 0
| Portfolio 1A | NNO components | Battery 2h QLD1 (300MW) CQ | Battery storage (2hrs storage) | 309209481 | 2029 | 20 | Modelled | 0 | 0 | 0 | 154604740.5 | 154604740.5 | 0 | 0 | 0 | 0 | 0 | 0 | 0 | 0 | 0 | 0 | 0 | 0 | 0 | 0 | 0 | 0 | 0 | 0 | 0 | 0 | 0
| Portfolio 1A | NNO components | Battery 2h QLD (255MW) SQ | Battery storage (2hrs storage) | 13469972.1 | 2028 | 20 | Upgrade | 0 | 0 | 6734986.05 | 6734986.05 | 0 | 0 | 0 | 0 | 0 | 0 | 0 | 0 | 0 | 0 | 0 | 0 | 0 | 0 | 0 | 0 | 0 | 0 | 0 | 0 | 0 | 0
| Portfolio 1A | NNO components | Battery 2h QLD1 (250MW) GG | Battery storage (2hrs storage) | 257674567.5 | 2029 | 20 | Modelled | 0 | 0 | 0 | 128837283.75 | 128837283.75 | 0 | 0 | 0 | 0 | 0 | 0 | 0 | 0 | 0 | 0 | 0 | 0 | 0 | 0 | 0 | 0 | 0 | 0 | 0 | 0 | 0
| Portfolio 1A | NNO components | Battery 2h QLD1 (200MW) CQ | Battery storage (2hrs storage) | 206139654 | 2029 | 20 | Modelled | 0 | 0 | 0 | 103069827 | 103069827 | 0 | 0 | 0 | 0 | 0 | 0 | 0 | 0 | 0 | 0 | 0 | 0 | 0 | 0 | 0 | 0 | 0 | 0 | 0 | 0 | 0
| Portfolio 1A | Network components | New_Syncon_1 (200MW) CQ | Synchronous Condenser | 135000000 | 2029 | 40 | Modelled | 0 | 0 | 45000000 | 45000000 | 45000000 | 0 | 0 | 0 | 0 | 0 | 0 | 0 | 0 | 0 | 0 | 0 | 0 | 0 | 0 | 0 | 0 | 0 | 0 | 0 | 0 | 0
| Portfolio 1A | Network components | New_Syncon_2 (200MW) CQ | Synchronous Condenser | 135000000 | 2029 | 40 | Modelled | 0 | 0 | 45000000 | 45000000 | 45000000 | 0 | 0 | 0 | 0 | 0 | 0 | 0 | 0 | 0 | 0 | 0 | 0 | 0 | 0 | 0 | 0 | 0 | 0 | 0 | 0 | 0
| Portfolio 1A | Network components | New_Syncon_3 (200MW) CQ | Synchronous Condenser | 135000000 | 2030 | 40 | Modelled | 0 | 0 | 0 | 45000000 | 45000000 | 45000000 | 0 | 0 | 0 | 0 | 0 | 0 | 0 | 0 | 0 | 0 | 0 | 0 | 0 | 0 | 0 | 0 | 0 | 0 | 0 | 0
| Portfolio 1A | Network components | New_Syncon_4 (200MW) CQ | Synchronous Condenser | 135000000 | 2033 | 40 | Modelled | 0 | 0 | 0 | 0 | 0 | 0 | 45000000 | 45000000 | 45000000 | 0 | 0 | 0 | 0 | 0 | 0 | 0 | 0 | 0 | 0 | 0 | 0 | 0 | 0 | 0 | 0 | 0
| Portfolio 1A | Network components | New_Syncon_5 (200MW) CQ | Synchronous Condenser | 135000000 | 2034 | 40 | Modelled | 0 | 0 | 0 | 0 | 0 | 0 | 0 | 45000000 | 45000000 | 45000000 | 0 | 0 | 0 | 0 | 0 | 0 | 0 | 0 | 0 | 0 | 0 | 0 | 0 | 0 | 0 | 0
| Portfolio 1A | Network components | New_Syncon_1 (200MW) SQ | Synchronous Condenser | 135000000 | 2030 | 40 | Modelled | 0 | 0 | 0 | 45000000 | 45000000 | 45000000 | 0 | 0 | 0 | 0 | 0 | 0 | 0 | 0 | 0 | 0 | 0 | 0 | 0 | 0 | 0 | 0 | 0 | 0 | 0 | 0
| Portfolio 2 | NNO components | CONFIDENTIAL
| Portfolio 2 | NNO components
| Portfolio 2 | NNO components
| Portfolio 2 | NNO components
| Portfolio 2 | NNO components
| Portfolio 2 | NNO components
| Portfolio 2 | NNO components | Townsville Power Station | Townsville Power Station | 0 | 2026 | 20 | Committed | 0 | 0 | 0 | 0 | 0 | 0 | 0 | 0 | 0 | 0 | 0 | 0 | 0 | 0 | 0 | 0 | 0 | 0 | 0 | 0 | 0 | 0 | 0 | 0 | 0 | 0
| Portfolio 2 | NNO components | CONFIDENTIAL
| Portfolio 2 | NNO components
| Portfolio 2 | NNO components
| Portfolio 2 | NNO components | Battery 2h QLD1 (300MW) NQ | Battery storage (2hrs storage) | 0 | 2027 | 20 | Committed | 0 | 0 | 0 | 0 | 0 | 0 | 0 | 0 | 0 | 0 | 0 | 0 | 0 | 0 | 0 | 0 | 0 | 0 | 0 | 0 | 0 | 0 | 0 | 0 | 0 | 0
| Portfolio 2 | NNO components | Battery 2h QLD1 (150MW) CQ | Battery storage (2hrs storage) | 0 | 2027 | 20 | Committed | 0 | 0 | 0 | 0 | 0 | 0 | 0 | 0 | 0 | 0 | 0 | 0 | 0 | 0 | 0 | 0 | 0 | 0 | 0 | 0 | 0 | 0 | 0 | 0 | 0 | 0
| Portfolio 2 | NNO components | Battery 2h QLD1 (300MW) SQ | Battery storage (2hrs storage) | 0 | 2025 | 20 | Committed | 0 | 0 | 0 | 0 | 0 | 0 | 0 | 0 | 0 | 0 | 0 | 0 | 0 | 0 | 0 | 0 | 0 | 0 | 0 | 0 | 0 | 0 | 0 | 0 | 0 | 0
| Portfolio 2 | NNO components | Battery 2h QLD1 (300MW) CQ | Battery storage (2hrs storage) | 332787546 | 2028 | 20 | Modelled | 0 | 0 | 166393773 | 166393773 | 0 | 0 | 0 | 0 | 0 | 0 | 0 | 0 | 0 | 0 | 0 | 0 | 0 | 0 | 0 | 0 | 0 | 0 | 0 | 0 | 0 | 0
| Portfolio 2 | NNO components | Battery 2h QLD1 (300MW) CQ | Battery storage (2hrs storage) | 309209481 | 2029 | 20 | Modelled | 0 | 0 | 0 | 154604740.5 | 154604740.5 | 0 | 0 | 0 | 0 | 0 | 0 | 0 | 0 | 0 | 0 | 0 | 0 | 0 | 0 | 0 | 0 | 0 | 0 | 0 | 0 | 0
| Portfolio 2 | NNO components | Battery 2h QLD (255MW) SQ | Battery storage (2hrs storage) | 13469972.1 | 2028 | 20 | Upgrade | 0 | 0 | 6734986.05 | 6734986.05 | 0 | 0 | 0 | 0 | 0 | 0 | 0 | 0 | 0 | 0 | 0 | 0 | 0 | 0 | 0 | 0 | 0 | 0 | 0 | 0 | 0 | 0
| Portfolio 2 | NNO components | Battery 2h QLD1 (250MW) GG | Battery storage (2hrs storage) | 257674567.5 | 2029 | 20 | Modelled | 0 | 0 | 0 | 128837283.75 | 128837283.75 | 0 | 0 | 0 | 0 | 0 | 0 | 0 | 0 | 0 | 0 | 0 | 0 | 0 | 0 | 0 | 0 | 0 | 0 | 0 | 0 | 0
| Portfolio 2 | NNO components | Battery 2h QLD1 (200MW) CQ | Battery storage (2hrs storage) | 206139654 | 2029 | 20 | Modelled | 0 | 0 | 0 | 103069827 | 103069827 | 0 | 0 | 0 | 0 | 0 | 0 | 0 | 0 | 0 | 0 | 0 | 0 | 0 | 0 | 0 | 0 | 0 | 0 | 0 | 0 | 0
| Portfolio 2 | Network components | New_Syncon_1 (200MW) CQ | Synchronous Condenser | 135000000 | 2029 | 40 | Modelled | 0 | 0 | 45000000 | 45000000 | 45000000 | 0 | 0 | 0 | 0 | 0 | 0 | 0 | 0 | 0 | 0 | 0 | 0 | 0 | 0 | 0 | 0 | 0 | 0 | 0 | 0 | 0
| Portfolio 2 | Network components | New_Syncon_2 (200MW) CQ | Synchronous Condenser | 135000000 | 2029 | 40 | Modelled | 0 | 0 | 45000000 | 45000000 | 45000000 | 0 | 0 | 0 | 0 | 0 | 0 | 0 | 0 | 0 | 0 | 0 | 0 | 0 | 0 | 0 | 0 | 0 | 0 | 0 | 0 | 0
| Portfolio 2 | Network components | New_Syncon_3 (200MW) CQ | Synchronous Condenser | 135000000 | 2029 | 40 | Modelled | 0 | 0 | 45000000 | 45000000 | 45000000 | 0 | 0 | 0 | 0 | 0 | 0 | 0 | 0 | 0 | 0 | 0 | 0 | 0 | 0 | 0 | 0 | 0 | 0 | 0 | 0 | 0
| Portfolio 2 | Network components | New_Syncon_4 (200MW) CQ | Synchronous Condenser | 135000000 | 2030 | 40 | Modelled | 0 | 0 | 0 | 45000000 | 45000000 | 45000000 | 0 | 0 | 0 | 0 | 0 | 0 | 0 | 0 | 0 | 0 | 0 | 0 | 0 | 0 | 0 | 0 | 0 | 0 | 0 | 0
| Portfolio 2 | Network components | New_Syncon_5 (200MW) CQ | Synchronous Condenser | 135000000 | 2030 | 40 | Modelled | 0 | 0 | 0 | 45000000 | 45000000 | 45000000 | 0 | 0 | 0 | 0 | 0 | 0 | 0 | 0 | 0 | 0 | 0 | 0 | 0 | 0 | 0 | 0 | 0 | 0 | 0 | 0
| Portfolio 2 | Network components | New_Syncon_6 (200MW) CQ | Synchronous Condenser | 135000000 | 2030 | 40 | Modelled | 0 | 0 | 0 | 45000000 | 45000000 | 45000000 | 0 | 0 | 0 | 0 | 0 | 0 | 0 | 0 | 0 | 0 | 0 | 0 | 0 | 0 | 0 | 0 | 0 | 0 | 0 | 0
| Portfolio 2 | Network components | New_Syncon_7 (200MW) CQ | Synchronous Condenser | 135000000 | 2033 | 40 | Modelled | 0 | 0 | 0 | 0 | 0 | 0 | 45000000 | 45000000 | 45000000 | 0 | 0 | 0 | 0 | 0 | 0 | 0 | 0 | 0 | 0 | 0 | 0 | 0 | 0 | 0 | 0 | 0
| Portfolio 2 | Network components | New_Syncon_8 (200MW) CQ | Synchronous Condenser | 135000000 | 2034 | 40 | Modelled | 0 | 0 | 0 | 0 | 0 | 0 | 0 | 45000000 | 45000000 | 45000000 | 0 | 0 | 0 | 0 | 0 | 0 | 0 | 0 | 0 | 0 | 0 | 0 | 0 | 0 | 0 | 0
| Portfolio 2 | Network components | New_Syncon_1 (200MW) SQ | Synchronous Condenser | 135000000 | 2030 | 40 | Modelled | 0 | 0 | 0 | 45000000 | 45000000 | 45000000 | 0 | 0 | 0 | 0 | 0 | 0 | 0 | 0 | 0 | 0 | 0 | 0 | 0 | 0 | 0 | 0 | 0 | 0 | 0 | 0
| Portfolio 3 | NNO components | CONFIDENTIAL
| Portfolio 3 | NNO components
| Portfolio 3 | NNO components
| Portfolio 3 | NNO components
| Portfolio 3 | NNO components
| Portfolio 3 | NNO components
| Portfolio 3 | NNO components | Townsville Power Station | Townsville Power Station | 0 | 2026 | 20 | Committed | 0 | 0 | 0 | 0 | 0 | 0 | 0 | 0 | 0 | 0 | 0 | 0 | 0 | 0 | 0 | 0 | 0 | 0 | 0 | 0 | 0 | 0 | 0 | 0 | 0 | 0
| Portfolio 3 | NNO components | NEW_OCGT_CQ (350MW) CQ_1 | OCGT (large GT) | 323730575 | 2029 | 25 | Modelled | 0 | 80932643.75 | 80932643.75 | 80932643.75 | 80932643.75 | 0 | 0 | 0 | 0 | 0 | 0 | 0 | 0 | 0 | 0 | 0 | 0 | 0 | 0 | 0 | 0 | 0 | 0 | 0 | 0 | 0
| Portfolio 3 | NNO components | NEW_OCGT_CQ (350MW) CQ_2 | OCGT (large GT) | 319613770 | 2030 | 25 | Modelled | 0 | 0 | 79903442.5 | 79903442.5 | 79903442.5 | 79903442.5 | 0 | 0 | 0 | 0 | 0 | 0 | 0 | 0 | 0 | 0 | 0 | 0 | 0 | 0 | 0 | 0 | 0 | 0 | 0 | 0
| Portfolio 3 | NNO components | NEW_OCGT_CQ (350MW) CQ_3 | OCGT (large GT) | 319613770 | 2030 | 25 | Modelled | 0 | 0 | 79903442.5 | 79903442.5 | 79903442.5 | 79903442.5 | 0 | 0 | 0 | 0 | 0 | 0 | 0 | 0 | 0 | 0 | 0 | 0 | 0 | 0 | 0 | 0 | 0 | 0 | 0 | 0
| Portfolio 3 | NNO components | NEW_OCGT_CQ (350MW) CQ_4 | OCGT (large GT) | 319613770 | 2030 | 25 | Modelled | 0 | 0 | 79903442.5 | 79903442.5 | 79903442.5 | 79903442.5 | 0 | 0 | 0 | 0 | 0 | 0 | 0 | 0 | 0 | 0 | 0 | 0 | 0 | 0 | 0 | 0 | 0 | 0 | 0 | 0
| Portfolio 3 | NNO components | CONFIDENTIAL
| Portfolio 3 | NNO components
| Portfolio 3 | NNO components
| Portfolio 3 | NNO components | Battery 2h QLD1 (300MW) NQ | Battery storage (2hrs storage) | 0 | 2027 | 20 | Committed | 0 | 0 | 0 | 0 | 0 | 0 | 0 | 0 | 0 | 0 | 0 | 0 | 0 | 0 | 0 | 0 | 0 | 0 | 0 | 0 | 0 | 0 | 0 | 0 | 0 | 0
| Portfolio 3 | NNO components | Battery 2h QLD1 (150MW) CQ | Battery storage (2hrs storage) | 0 | 2027 | 20 | Committed | 0 | 0 | 0 | 0 | 0 | 0 | 0 | 0 | 0 | 0 | 0 | 0 | 0 | 0 | 0 | 0 | 0 | 0 | 0 | 0 | 0 | 0 | 0 | 0 | 0 | 0
| Portfolio 3 | NNO components | Battery 2h QLD1 (300MW) SQ | Battery storage (2hrs storage) | 0 | 2025 | 20 | Committed | 0 | 0 | 0 | 0 | 0 | 0 | 0 | 0 | 0 | 0 | 0 | 0 | 0 | 0 | 0 | 0 | 0 | 0 | 0 | 0 | 0 | 0 | 0 | 0 | 0 | 0
| Portfolio 3 | NNO components | Battery 2h QLD1 (300MW) CQ | Battery storage (2hrs storage) | 332787546 | 2028 | 20 | Modelled | 0 | 0 | 166393773 | 166393773 | 0 | 0 | 0 | 0 | 0 | 0 | 0 | 0 | 0 | 0 | 0 | 0 | 0 | 0 | 0 | 0 | 0 | 0 | 0 | 0 | 0 | 0
| Portfolio 3 | NNO components | Battery 2h QLD1 (300MW) CQ | Battery storage (2hrs storage) | 309209481 | 2029 | 20 | Modelled | 0 | 0 | 0 | 154604740.5 | 154604740.5 | 0 | 0 | 0 | 0 | 0 | 0 | 0 | 0 | 0 | 0 | 0 | 0 | 0 | 0 | 0 | 0 | 0 | 0 | 0 | 0 | 0
| Portfolio 3 | NNO components | Battery 2h QLD (255MW) SQ | Battery storage (2hrs storage) | 13469972.1 | 2028 | 20 | Upgrade | 0 | 0 | 6734986.05 | 6734986.05 | 0 | 0 | 0 | 0 | 0 | 0 | 0 | 0 | 0 | 0 | 0 | 0 | 0 | 0 | 0 | 0 | 0 | 0 | 0 | 0 | 0 | 0
| Portfolio 3 | NNO components | Battery 2h QLD1 (250MW) GG | Battery storage (2hrs storage) | 257674567.5 | 2029 | 20 | Modelled | 0 | 0 | 0 | 128837283.75 | 128837283.75 | 0 | 0 | 0 | 0 | 0 | 0 | 0 | 0 | 0 | 0 | 0 | 0 | 0 | 0 | 0 | 0 | 0 | 0 | 0 | 0 | 0
| Portfolio 3 | NNO components | Battery 2h QLD1 (200MW) CQ | Battery storage (2hrs storage) | 206139654 | 2029 | 20 | Modelled | 0 | 0 | 0 | 103069827 | 103069827 | 0 | 0 | 0 | 0 | 0 | 0 | 0 | 0 | 0 | 0 | 0 | 0 | 0 | 0 | 0 | 0 | 0 | 0 | 0 | 0 | 0
| Portfolio 3 | Network components | New_Syncon_1 (200MW) CQ | Synchronous Condenser | 135000000 | 2029 | 40 | Modelled | 0 | 0 | 45000000 | 45000000 | 45000000 | 0 | 0 | 0 | 0 | 0 | 0 | 0 | 0 | 0 | 0 | 0 | 0 | 0 | 0 | 0 | 0 | 0 | 0 | 0 | 0 | 0
| Portfolio 3 | Network components | New_Syncon_2 (200MW) CQ | Synchronous Condenser | 135000000 | 2030 | 40 | Modelled | 0 | 0 | 0 | 45000000 | 45000000 | 45000000 | 0 | 0 | 0 | 0 | 0 | 0 | 0 | 0 | 0 | 0 | 0 | 0 | 0 | 0 | 0 | 0 | 0 | 0 | 0 | 0
| Portfolio 3 | Network components | New_Syncon_3 (200MW) CQ | Synchronous Condenser | 135000000 | 2033 | 40 | Modelled | 0 | 0 | 0 | 0 | 0 | 0 | 45000000 | 45000000 | 45000000 | 0 | 0 | 0 | 0 | 0 | 0 | 0 | 0 | 0 | 0 | 0 | 0 | 0 | 0 | 0 | 0 | 0
| Portfolio 3 | Network components | New_Syncon_4 (200MW) CQ | Synchronous Condenser | 135000000 | 2034 | 40 | Modelled | 0 | 0 | 0 | 0 | 0 | 0 | 0 | 45000000 | 45000000 | 45000000 | 0 | 0 | 0 | 0 | 0 | 0 | 0 | 0 | 0 | 0 | 0 | 0 | 0 | 0 | 0 | 0
| Portfolio 3 | Network components | New_Syncon_1 (200MW) SQ | Synchronous Condenser | 135000000 | 2030 | 40 | Modelled | 0 | 0 | 0 | 45000000 | 45000000 | 45000000 | 0 | 0 | 0 | 0 | 0 | 0 | 0 | 0 | 0 | 0 | 0 | 0 | 0 | 0 | 0 | 0 | 0 | 0 | 0 | 0
| Portfolio 4 | NNO components | CONFIDENTIAL
| Portfolio 4 | NNO components
| Portfolio 4 | NNO components
| Portfolio 4 | NNO components
| Portfolio 4 | NNO components
| Portfolio 4 | NNO components
| Portfolio 4 | NNO components | Townsville Power Station | Townsville Power Station | 0 | 2026 | 20 | Committed | 0 | 0 | 0 | 0 | 0 | 0 | 0 | 0 | 0 | 0 | 0 | 0 | 0 | 0 | 0 | 0 | 0 | 0 | 0 | 0 | 0 | 0 | 0 | 0 | 0 | 0
| Portfolio 4 | NNO components | CONFIDENTIAL
| Portfolio 4 | NNO components
| Portfolio 4 | NNO components
| Portfolio 4 | NNO components | NEW_OCGT_CQ (350MW) CQ_1 | OCGT (large GT) | 323730575 | 2029 | 25 | Modelled | 0 | 80932643.75 | 80932643.75 | 80932643.75 | 80932643.75 | 0 | 0 | 0 | 0 | 0 | 0 | 0 | 0 | 0 | 0 | 0 | 0 | 0 | 0 | 0 | 0 | 0 | 0 | 0 | 0 | 0
| Portfolio 4 | NNO components | NEW_OCGT_CQ (350MW) CQ_2 | OCGT (large GT) | 319613770 | 2030 | 25 | Modelled | 0 | 0 | 79903442.5 | 79903442.5 | 79903442.5 | 79903442.5 | 0 | 0 | 0 | 0 | 0 | 0 | 0 | 0 | 0 | 0 | 0 | 0 | 0 | 0 | 0 | 0 | 0 | 0 | 0 | 0
| Portfolio 4 | NNO components | CONFIDENTIAL
| Portfolio 4 | NNO components
| Portfolio 4 | NNO components
| Portfolio 4 | NNO components | Battery 2h QLD1 (300MW) NQ | Battery storage (2hrs storage) | 0 | 2027 | 40 | Committed | 0 | 0 | 0 | 0 | 0 | 0 | 0 | 0 | 0 | 0 | 0 | 0 | 0 | 0 | 0 | 0 | 0 | 0 | 0 | 0 | 0 | 0 | 0 | 0 | 0 | 0
| Portfolio 4 | NNO components | Battery 2h QLD1 (150MW) CQ | Battery storage (2hrs storage) | 0 | 2027 | 20 | Committed | 0 | 0 | 0 | 0 | 0 | 0 | 0 | 0 | 0 | 0 | 0 | 0 | 0 | 0 | 0 | 0 | 0 | 0 | 0 | 0 | 0 | 0 | 0 | 0 | 0 | 0
| Portfolio 4 | NNO components | Battery 2h QLD1 (300MW) SQ | Battery storage (2hrs storage) | 0 | 2025 | 20 | Committed | 0 | 0 | 0 | 0 | 0 | 0 | 0 | 0 | 0 | 0 | 0 | 0 | 0 | 0 | 0 | 0 | 0 | 0 | 0 | 0 | 0 | 0 | 0 | 0 | 0 | 0
| Portfolio 4 | NNO components | Battery 2h QLD1 (300MW) CQ | Battery storage (2hrs storage) | 332787546 | 2028 | 20 | Modelled | 0 | 0 | 166393773 | 166393773 | 0 | 0 | 0 | 0 | 0 | 0 | 0 | 0 | 0 | 0 | 0 | 0 | 0 | 0 | 0 | 0 | 0 | 0 | 0 | 0 | 0 | 0
| Portfolio 4 | NNO components | Battery 2h QLD1 (300MW) CQ | Battery storage (2hrs storage) | 309209481 | 2029 | 20 | Modelled | 0 | 0 | 0 | 154604740.5 | 154604740.5 | 0 | 0 | 0 | 0 | 0 | 0 | 0 | 0 | 0 | 0 | 0 | 0 | 0 | 0 | 0 | 0 | 0 | 0 | 0 | 0 | 0
| Portfolio 4 | NNO components | Battery 2h QLD (255MW) SQ | Battery storage (2hrs storage) | 13469972.1 | 2028 | 20 | Upgrade | 0 | 0 | 6734986.05 | 6734986.05 | 0 | 0 | 0 | 0 | 0 | 0 | 0 | 0 | 0 | 0 | 0 | 0 | 0 | 0 | 0 | 0 | 0 | 0 | 0 | 0 | 0 | 0
| Portfolio 4 | NNO components | Battery 2h QLD1 (250MW) GG | Battery storage (2hrs storage) | 257674567.5 | 2029 | 20 | Modelled | 0 | 0 | 0 | 128837283.75 | 128837283.75 | 0 | 0 | 0 | 0 | 0 | 0 | 0 | 0 | 0 | 0 | 0 | 0 | 0 | 0 | 0 | 0 | 0 | 0 | 0 | 0 | 0
| Portfolio 4 | NNO components | Battery 2h QLD1 (200MW) CQ | Battery storage (2hrs storage) | 206139654 | 2029 | 20 | Modelled | 0 | 0 | 0 | 103069827 | 103069827 | 0 | 0 | 0 | 0 | 0 | 0 | 0 | 0 | 0 | 0 | 0 | 0 | 0 | 0 | 0 | 0 | 0 | 0 | 0 | 0 | 0
| Portfolio 4 | Network components | New_Syncon_1 (200MW) CQ | Synchronous Condenser | 135000000 | 2030 | 40 | Modelled | 0 | 0 | 0 | 45000000 | 45000000 | 45000000 | 0 | 0 | 0 | 0 | 0 | 0 | 0 | 0 | 0 | 0 | 0 | 0 | 0 | 0 | 0 | 0 | 0 | 0 | 0 | 0
| Portfolio 4 | Network components | New_Syncon_2 (200MW) CQ | Synchronous Condenser | 135000000 | 2033 | 40 | Modelled | 0 | 0 | 0 | 0 | 0 | 0 | 45000000 | 45000000 | 45000000 | 0 | 0 | 0 | 0 | 0 | 0 | 0 | 0 | 0 | 0 | 0 | 0 | 0 | 0 | 0 | 0 | 0
| Portfolio 4 | Network components | New_Syncon_3 (200MW) CQ | Synchronous Condenser | 135000000 | 2034 | 40 | Modelled | 0 | 0 | 0 | 0 | 0 | 0 | 0 | 45000000 | 45000000 | 45000000 | 0 | 0 | 0 | 0 | 0 | 0 | 0 | 0 | 0 | 0 | 0 | 0 | 0 | 0 | 0 | 0
| Portfolio 4 | Network components | New_Syncon_1 (200MW) SQ | Synchronous Condenser | 135000000 | 2030 | 40 | Modelled | 0 | 0 | 0 | 45000000 | 45000000 | 45000000 | 0 | 0 | 0 | 0 | 0 | 0 | 0 | 0 | 0 | 0 | 0 | 0 | 0 | 0 | 0 | 0 | 0 | 0 | 0 | 0
Opex - network components | bar: Build period 2024 to Build period 2044
| Option name |  | Unit | 2024 | 2026 | 2027 | 2028 | 2029 | 2030 | 2031 | 2032 | 2033 | 2034 | 2035 | 2036 | 2037 | 2038 | 2039 | 2040 | 2041 | 2042 | 2043 | 2044 | 2045 | 2046 | 2047 | 2048 | 2049 | 2050
| Base case |  | $, real | 0 | 0 | 0 | 0 | 0 | 0 | 0 | 0 | 0 | 0 | 0 | 0 | 0 | 0 | 0 | 0 | 0 | 0 | 0 | 0 | 0 | 0 | 0 | 0 | 0 | 0
| Portfolio 1 |  | $, real | 0 | 0 | 0 | 0 | 4508839.98 | 7514733.3 | 7514733.3 | 7514733.3 | 9017679.96 | 10520626.62 | 10520626.62 | 10520626.62 | 10520626.62 | 10520626.62 | 10520626.62 | 10520626.62 | 10520626.62 | 10520626.62 | 10520626.62 | 10520626.62 | 10520626.62 | 10520626.62 | 10520626.62 | 10520626.62 | 10520626.62 | 10520626.62
| Portfolio 1A |  | $, real | 0 | 0 | 0 | 0 | 3005893.32 | 6011786.64 | 6011786.64 | 6011786.64 | 7514733.3 | 9017679.96 | 9017679.96 | 9017679.96 | 9017679.96 | 9017679.96 | 9017679.96 | 9017679.96 | 9017679.96 | 9017679.96 | 9017679.96 | 9017679.96 | 9017679.96 | 9017679.96 | 9017679.96 | 9017679.96 | 9017679.96 | 9017679.96
| Portfolio 2 |  | $, real | 0 | 0 | 0 | 0 | 4508839.98 | 10520626.62 | 10520626.62 | 10520626.62 | 12023573.28 | 13526519.94 | 13526519.94 | 13526519.94 | 13526519.94 | 13526519.94 | 13526519.94 | 13526519.94 | 13526519.94 | 13526519.94 | 13526519.94 | 13526519.94 | 13526519.94 | 13526519.94 | 13526519.94 | 13526519.94 | 13526519.94 | 13526519.94
| Portfolio 3 |  | $, real | 0 | 0 | 0 | 0 | 1502946.66 | 4508839.98 | 4508839.98 | 4508839.98 | 6011786.64 | 7514733.3 | 7514733.3 | 7514733.3 | 7514733.3 | 7514733.3 | 7514733.3 | 7514733.3 | 7514733.3 | 7514733.3 | 7514733.3 | 7514733.3 | 7514733.3 | 7514733.3 | 7514733.3 | 7514733.3 | 7514733.3 | 7514733.3
| Portfolio 4 |  | $, real | 0 | 0 | 0 | 0 | 0 | 3005893.32 | 3005893.32 | 3005893.32 | 4508839.98 | 6011786.64 | 6011786.64 | 6011786.64 | 6011786.64 | 6011786.64 | 6011786.64 | 6011786.64 | 6011786.64 | 6011786.64 | 6011786.64 | 6011786.64 | 6011786.64 | 6011786.64 | 6011786.64 | 6011786.64 | 6011786.64 | 6011786.64
Opex - NNO components | bar: Build period 2024 to Build period 2044
| Option name |  | Unit | 2024 | 2026 | 2027 | 2028 | 2029 | 2030 | 2031 | 2032 | 2033 | 2034 | 2035 | 2036 | 2037 | 2038 | 2039 | 2040 | 2041 | 2042 | 2043 | 2044 | 2045 | 2046 | 2047 | 2048 | 2049 | 2050
| Base case |  | $, real | 0 | 0 | 0 | 0 | 0 | 0 | 0 | 0 | 0 | 0 | 0 | 0 | 0 | 0 | 0 | 0 | 0 | 0 | 0 | 0 | 0 | 0 | 0 | 0 | 0 | 0
| Portfolio 1 |  | $, real | 0 | 2875823.9 | 5031973.45 | 10588901.93 | 25114886.3 | 29739503.07 | 30248504.0924 | 31395235.172 | 30610526.7838 | 32306589.4061 | 37716788.0158 | 34224864.6019 | 37287210.7657 | 35812019.3077 | 34305615.0705 | 36308830.0463 | 36657841.3251 | 33901686.856 | 32359933.0446 | 35402091.6499 | 34922708.9477 | 35775592.0705 | 32033476.6848 | 27897659.2545 | 19128739.3872 | 16593719.5256
| Portfolio 1A |  | $, real | 0 | 2919698.9 | 5138799.65 | 10688869.33 | 37052706.67 | 41607627.09 | 42027144.3593 | 43103935.2232 | 42375015.2497 | 43737123.62 | 49331057.18 | 45895497.1575 | 48934770.5957 | 47601704.6983 | 46022915.4027 | 48022693.7269 | 48427143.3433 | 45726144.0001 | 44272465.932 | 47332378.1953 | 46780665.9506 | 47621167.6213 | 43918417.76 | 39717773.4201 | 19282473.7325 | 16749051.1922
| Portfolio 2 |  | $, real | 0 | 2873948.9 | 5020968.1 | 10574065.03 | 20141970.63 | 19800804.78 | 19865699.63 | 21361463.88 | 20251833.38 | 20742362.28 | 20429228.63 | 20473708.68 | 20494950.58 | 20150492.28 | 20656723.88 | 20788369.23 | 20738844.33 | 20579894.88 | 20650962.98 | 20779810.38 | 20941496.23 | 20899578.58 | 18210952.68 | 14970556.2 | 5916705 | 6092250
| Portfolio 3 |  | $, real | 0 | 2875367.35 | 5024212.75 | 10583244.18 | 25106087.8 | 39682179.6292 | 40210680.269 | 41354332.2536 | 40572242.5854 | 42564178.6143 | 51955567.8471 | 46007729.1715 | 52101389.8791 | 51109788.3447 | 47615023.1532 | 52605763.9101 | 51935301.7531 | 47033284.0695 | 43128336.4407 | 48086977.6215 | 48367833.6531 | 49534375.2947 | 47409620.5529 | 41197593.1511 | 32583025.5457 | 27153374.7525
| Portfolio 4 |  | $, real | 0 | 2923987 | 5138994.65 | 10683842.23 | 49714855.358 | 54359845.128 | 54475518.0286 | 56149407.3138 | 54666214.8048 | 54977004.7065 | 60385464.108 | 57579062.8006 | 60846523.8009 | 59955407.9123 | 58604485.3052 | 61363297.4873 | 61407459.7325 | 58208096.1222 | 56202232.355 | 59122736.8831 | 59739394.1215 | 60608177.2399 | 58089500.4246 | 53067885.492 | 45140525.9401 | 43063753.4287
NNO proponent charges | bar: Build period 2024 to Build period 2044
| Option name |  | Unit | 2024 | 2026 | 2027 | 2028 | 2029 | 2030 | 2031 | 2032 | 2033 | 2034 | 2035 | 2036 | 2037 | 2038 | 2039 | 2040 | 2041 | 2042 | 2043 | 2044 | 2045 | 2046 | 2047 | 2048 | 2049 | 2050
| Base case |  | $, real | 0 | 0 | 0 | 0 | 0 | 0 | 0 | 0 | 0 | 0 | 0 | 0 | 0 | 0 | 0 | 0 | 0 | 0 | 0 | 0 | 0 | 0 | 0 | 0 | 0 | 0
| Portfolio 1 |  | $, real | 0 | 14288000 | 14288000 | 20288000 | 20288000 | 20288000 | 20288000 | 20288000 | 20288000 | 20288000 | 20288000 | 20288000 | 20288000 | 20288000 | 20288000 | 20288000 | 20288000 | 20288000 | 20288000 | 20288000 | 20288000 | 20288000 | 8388000 | 8388000 | 8388000 | 8388000
| Portfolio 1A |  | $, real | 0 | 14288000 | 14288000 | 20288000 | 20288000 | 20288000 | 20288000 | 20288000 | 20288000 | 20288000 | 20288000 | 20288000 | 20288000 | 20288000 | 20288000 | 20288000 | 20288000 | 20288000 | 20288000 | 20288000 | 20288000 | 20288000 | 8388000 | 8388000 | 8388000 | 8388000
| Portfolio 2 |  | $, real | 0 | 14288000 | 14288000 | 20288000 | 20288000 | 20288000 | 20288000 | 20288000 | 20288000 | 20288000 | 20288000 | 20288000 | 20288000 | 20288000 | 20288000 | 20288000 | 20288000 | 20288000 | 20288000 | 20288000 | 20288000 | 20288000 | 8388000 | 8388000 | 8388000 | 8388000
| Portfolio 3 |  | $, real | 0 | 14288000 | 14288000 | 20288000 | 20288000 | 20288000 | 20288000 | 20288000 | 20288000 | 20288000 | 20288000 | 20288000 | 20288000 | 20288000 | 20288000 | 20288000 | 20288000 | 20288000 | 20288000 | 20288000 | 20288000 | 20288000 | 8388000 | 8388000 | 8388000 | 8388000
| Portfolio 4 |  | $, real | 0 | 14288000 | 14288000 | 20288000 | 20288000 | 20288000 | 20288000 | 20288000 | 20288000 | 20288000 | 20288000 | 20288000 | 20288000 | 20288000 | 20288000 | 20288000 | 20288000 | 20288000 | 20288000 | 20288000 | 20288000 | 20288000 | 8388000 | 8388000 | 8388000 | 8388000
'Market benefit' inputs | bar: Build period 2024 to Build period 2044
| Changes in fuel consumption |  | 5.15A.2(b)(4)(i) | bar: Build period 2024 to Build period 2044
| Step change |  | Unit | 2024 | 2026 | 2027 | 2028 | 2029 | 2030 | 2031 | 2032 | 2033 | 2034 | 2035 | 2036 | 2037 | 2038 | 2039 | 2040 | 2041 | 2042 | 2043 | 2044 | 2045 | 2046 | 2047 | 2048 | 2049 | 2050
| Base case |  | $, real | 0 | 2760469804.5755 | 2743303335.2496 | 2403191308.9144 | 2128565776.8231 | 1789425744.5002 | 1518575907.2667 | 1395969169.6771 | 1347958617.5727 | 1456921704.072 | 1830515517.3037 | 1101141574.0326 | 1314072990.2333 | 1379253166.7325 | 1240878738.6999 | 1393530863.786 | 1439049955.6365 | 1396653559.812 | 995179076.6826 | 1641197406.7069 | 1187381874.7332 | 1113650676.0662 | 1404736979.3329 | 1143340075.1727 | 1338793963.0955 | 1003669237.1727
| Portfolio 1 |  | $, real | 0 | 2760661960.3972 | 2743286537.2846 | 2402666232.268 | 2113827751.7609 | 1781101192.1055 | 1516382221.7089 | 1391570160.5853 | 1345997877.5699 | 1475438258.2586 | 1845477438.6351 | 1109358308.1982 | 1317835394.9193 | 1382046069.8921 | 1238217964.503 | 1397512032.3376 | 1438562295.4602 | 1396765813.3138 | 996841674.5869 | 1642686992.0975 | 1188979895.8837 | 1117676330.4073 | 1404695518.8249 | 1137850764.2554 | 1346682514.176 | 1009223913.7286
| Portfolio 1A |  | $, real | 0 | 2756692863.4187 | 2741815564.0716 | 2399216376.1063 | 2096329593.2577 | 1768198496.5775 | 1512574322.3955 | 1389587008.4012 | 1336042692.8237 | 1459824380.115 | 1839889148.4266 | 1105460281.1958 | 1311385151.1735 | 1379108365.9827 | 1239819274.6698 | 1399347804.3905 | 1442202883.2613 | 1399971597.2447 | 995730126.089 | 1649703438.5028 | 1196494018.607 | 1119290928.5285 | 1410195328.8886 | 1142460303.4916 | 1355679437.8585 | 1018510349.393
| Portfolio 2 |  | $, real | 0 | 2758512650.0314 | 2742891942.2424 | 2400949427.506 | 2113765026.1637 | 1781200857.6503 | 1515009831.9939 | 1391555695.3287 | 1345559807.4534 | 1461271540.6972 | 1831265458.9888 | 1103122396.4863 | 1313262240.5341 | 1382131555.8632 | 1242227103.8054 | 1394055208.983 | 1439796013.502 | 1397630952.9393 | 992491943.9522 | 1639804480.4972 | 1186260982.6274 | 1114885724.0553 | 1406691534.4084 | 1144319942.8223 | 1342735847.3104 | 1006686583.4749
| Portfolio 3 |  | $, real | 0 | 2769401380.583 | 2746834260.1427 | 2408867539.4372 | 2112218863.3815 | 1778951356.6916 | 1526327954.5209 | 1388838916.5107 | 1342098807.2272 | 1472448481.7141 | 1842876786.3128 | 1106940172.2348 | 1332211815.9914 | 1409483997.5661 | 1254178487.0673 | 1487028519.9783 | 1509458276.8282 | 1404209897.3267 | 1009020312.5126 | 1657061933.3281 | 1195818559.2882 | 1122872242.9876 | 1417656713.0488 | 1127173804.5358 | 1336510016.2051 | 998491370.0278
| Portfolio 4 |  | $, real | 0 | 2744402535.9061 | 2737351972.8018 | 2391598578.2889 | 2056102560.2866 | 1714032592.0638 | 1493827273.0907 | 1397544266.5548 | 1332452947.4489 | 1423675139.0177 | 1800545636.832 | 1075127012.1322 | 1297288988.0903 | 1373371566.6675 | 1224747905.4257 | 1464976911.6685 | 1490244588.1183 | 1392069460.2192 | 999095194.6211 | 1644599898.0241 | 1199651723.2699 | 1123756910.5176 | 1408880456.8751 | 1145362447.8329 | 1360561315.4552 | 1017275166.7525
| Changes in voluntary load curtailment |  | 5.15A.2(b)(4)(ii) | bar: Build period 2024 to Build period 2044
| Step change |  | Unit | 2024 | 2026 | 2027 | 2028 | 2029 | 2030 | 2031 | 2032 | 2033 | 2034 | 2035 | 2036 | 2037 | 2038 | 2039 | 2040 | 2041 | 2042 | 2043 | 2044 | 2045 | 2046 | 2047 | 2048 | 2049 | 2050
| Base case |  | $, real | 0 | 33067.0709 | 5505394.0514 | 5117742.6087 | 38111166.7958 | 69860299.4791 | 463555.5012 | 56.2802 | 2750500.3924 | 13971919.3007 | 16526092.6735 | 25983011.6451 | 18579223.4708 | 51468158.3384 | 38453567.0392 | 74402578.8454 | 65416048.9245 | 81703639.5729 | 77177637.2899 | 119589463.6284 | 102253400.3586 | 96758801.37 | 160712024.8423 | 108561682.5854 | 151416790.445 | 121231062.5939
| Portfolio 1 |  | $, real | 0 | 33063.8856 | 5503180.7976 | 4820536.8754 | 35665186.5827 | 68643938.7719 | 124699.0291 | 52.2109 | 2824703.7685 | 3115419.3501 | 13972448.7953 | 22374690.3733 | 18879730.5692 | 49779493.9106 | 39001617.4285 | 75215255.3016 | 65336942.5825 | 81953631.2471 | 77202428.3254 | 119694276.589 | 102181871.2235 | 97233052.6999 | 158438335.9552 | 109153419.0642 | 151349274.1169 | 122554824.3067
| Portfolio 1A |  | $, real | 0 | 33038.5922 | 5464074.0105 | 5022063.1222 | 33968372.2245 | 66773411.7149 | 124668.9856 | 19.7972 | 2620319.9236 | 2982636.1139 | 13737500.1914 | 14942559.9049 | 18587728.6936 | 49322177.0947 | 36514385.3164 | 74832325.2202 | 65310187.151 | 82096765.7763 | 76856893.5816 | 118942410.1896 | 101968403.2164 | 97795934.8478 | 158392525.9837 | 109119897.1179 | 151183289.7758 | 122316741.4892
| Portfolio 2 |  | $, real | 0 | 33061.2618 | 5493058.6134 | 4773893.1472 | 35678899.625 | 68641020.6444 | 357762.3733 | 48.6629 | 2800766.2709 | 9143184.7807 | 16408411.8225 | 26886830.0286 | 18898893.3493 | 50724636.8458 | 38136953.4688 | 74009078.6271 | 65211040.9934 | 81409889.2085 | 76728457.517 | 119407773.5055 | 102120926.0315 | 96898629.1114 | 160362313.8984 | 108518880.4408 | 151192823.8583 | 121373038.21
| Portfolio 3 |  | $, real | 0 | 33065.061 | 5586822.4005 | 5004917.7401 | 35948101.6491 | 68153947.1197 | 137165.38 | 53.7819 | 3172945.9432 | 3147205.7656 | 12742657.3077 | 14348009.8745 | 14834823.9961 | 45450978.2775 | 42350875.8051 | 70062067.0799 | 68493814.0013 | 84153343.2719 | 79325219.4221 | 120699120.8847 | 99590664.2788 | 96538322.9997 | 152429872.5281 | 110766112.304 | 153746226.0722 | 130453011.6746
| Portfolio 4 |  | $, real | 0 | 33037.9882 | 5168994.2242 | 4777916.4119 | 27881059.5925 | 61358672.4543 | 125125.3122 | 18.9621 | 2283813.4182 | 2956936.532 | 11499312.0533 | 13835670.834 | 15373182.4042 | 41001285.5464 | 31342660.2478 | 68156414.7869 | 66507576.9221 | 80039237.8584 | 76742937.175 | 117231040.1638 | 101421726.2152 | 95767195.2354 | 163045586.6358 | 106565395.7577 | 152004361.3344 | 119832336.4483
| Changes in involuntary load shedding |  | 5.15A.2(b)(4)(iii) | bar: Build period 2024 to Build period 2044
| Step change |  | Unit | 2024 | 2026 | 2027 | 2028 | 2029 | 2030 | 2031 | 2032 | 2033 | 2034 | 2035 | 2036 | 2037 | 2038 | 2039 | 2040 | 2041 | 2042 | 2043 | 2044 | 2045 | 2046 | 2047 | 2048 | 2049 | 2050
| Base case |  | $, real | 0 | 8.4307 | 9.0216 | 9.6792 | 10.3329 | 12.1623 | 12.9955 | 13.9412 | 14.8799 | 15.9334 | 17.0426 | 93429.2993 | 19.506 | 20.893 | 22.3363 | 23.9731 | 25.5661 | 27.3602 | 29.2766 | 31.4149 | 33.5103 | 35.8603 | 38.3901 | 41.1722 | 43.9429 | 47.0031
| Portfolio 1 |  | $, real | 0 | 7.8768 | 8.4289 | 9.0433 | 9.6539 | 11.3627 | 12.1417 | 13.0254 | 13.9023 | 14.8791 | 15.9225 | 17.0812 | 18.2248 | 19.5197 | 20.869 | 22.3973 | 23.8865 | 25.5627 | 27.3532 | 29.3508 | 31.3086 | 33.5042 | 35.8672 | 38.4674 | 41.0553 | 43.9149
| Portfolio 1A |  | $, real | 0 | 2.9744 | 3.1829 | 3.4149 | 3.6454 | 4.2906 | 4.5849 | 4.9186 | 5.2497 | 5.6185 | 6.0126 | 6.4493 | 6.8819 | 7.371 | 7.8805 | 8.4577 | 9.02 | 9.653 | 10.3292 | 11.0834 | 11.8228 | 12.6519 | 13.5443 | 14.5261 | 15.5034 | 16.5833
| Portfolio 2 |  | $, real | 0 | 7.2432 | 7.7509 | 8.3158 | 8.8773 | 10.4488 | 11.1651 | 11.9775 | 12.784 | 13.6845 | 14.6422 | 15.7533 | 16.7587 | 17.9504 | 19.1903 | 20.5968 | 21.9651 | 23.5067 | 25.1532 | 26.9903 | 28.7905 | 30.8097 | 32.9832 | 35.3735 | 37.754 | 40.3832
| Portfolio 3 |  | $, real | 0 | 8.0694 | 8.6349 | 9.2643 | 9.8899 | 11.6403 | 12.4386 | 13.3439 | 14.2422 | 15.2429 | 16.3116 | 17.4967 | 18.6699 | 19.9938 | 21.3801 | 22.9391 | 24.472 | 26.1879 | 28.0224 | 30.0691 | 32.0732 | 34.3234 | 36.742 | 39.409 | 42.0594 | 44.9895
| Portfolio 4 |  | $, real | 0 | 2.8494 | 3.0491 | 3.2713 | 3.492 | 4.1095 | 4.3921 | 4.7118 | 5.0288 | 5.3821 | 5.7596 | 6.1779 | 6.5922 | 7.0595 | 7.5488 | 8.0998 | 8.641 | 9.2471 | 9.8947 | 10.6177 | 11.325 | 12.1198 | 12.9743 | 13.9152 | 14.8512 | 15.8859
| Changes in costs for non-RIT-T proponent parties |  | 5.15A.2(b)(4)(iv) | bar: Build period 2024 to Build period 2044
| Step change |  | Unit | 2024 | 2026 | 2027 | 2028 | 2029 | 2030 | 2031 | 2032 | 2033 | 2034 | 2035 | 2036 | 2037 | 2038 | 2039 | 2040 | 2041 | 2042 | 2043 | 2044 | 2045 | 2046 | 2047 | 2048 | 2049 | 2050
| Base case |  | $, real | 0 | 22096640312.8012 | 17977769879.4557 | 19468188370.5094 | 34449313666.9826 | 24366817923.438 | 4413808697.8634 | 5074039234.1028 | 17408767782.9744 | 20879105498.7786 | 12775427991.2143 | 10638029623.1038 | 6226128685.5318 | 20609604866.497 | 7502547006.5251 | 7542316899.1886 | 4355707542.0912 | 5029176915.4763 | 9564151470.7838 | 3614402157.6559 | 265762587.6913 | 4004800740.7582 | 6463463879.8511 | 2325400917.0203 | 1653880756.0152 | 921438321.6022
| Portfolio 1 |  | $, real | 0 | 22099036072.5591 | 17978251664.6077 | 19225331803.3555 | 34104857243.9906 | 24169395065.3549 | 4452856703.0518 | 5357599116.2755 | 17380275864.1508 | 20094028298.2668 | 12911508765.8659 | 10043999966.3019 | 6239522229.9633 | 20749583420.1042 | 7546006883.2165 | 7619127888.6991 | 4404797851.1102 | 4959794657.7171 | 9501870653.5744 | 3625638170.2521 | 266148259.3981 | 3991207243.3237 | 6519461712.5798 | 2328842964.0662 | 1612233447.2202 | 908866825.9184
| Portfolio 1A |  | $, real | 0 | 22077269519.5703 | 17997395297.9394 | 19225828800.7096 | 33566212593.9993 | 23976832259.0766 | 4492493653.176 | 5516006693.0209 | 17571570357.7812 | 20057342328.521 | 12647098687.8039 | 9940040704.9486 | 6269436201.3837 | 20696899309.869 | 7476490742.7574 | 7602264660.6944 | 4361881293.9237 | 5001191452.8105 | 9486472707.0254 | 3543152307.8033 | 266887134.2724 | 4061170150.8002 | 6524701869.3245 | 2307110510.8213 | 1589240936.5966 | 919028063.2374
| Portfolio 2 |  | $, real | 0 | 22093342108.9758 | 17981916086.8524 | 19228191201.7779 | 34100594193.9862 | 24167347538.1509 | 4451496943.9343 | 5357257216.9096 | 17357530605.0175 | 20425658276.012 | 12910147735.3196 | 10486144850.3051 | 6235504016.8987 | 20706577066.4125 | 7491963973.1797 | 7572462594.6784 | 4341505438.9315 | 5036697421.5394 | 9573324308.7837 | 3618248433.1406 | 265516978.5467 | 3989033046.1722 | 6448498788.8076 | 2336793183.4804 | 1639563185.5608 | 921319443.8583
| Portfolio 3 |  | $, real | 0 | 22163368799.9099 | 17926882747.8598 | 19217302581.0032 | 34116279260.8527 | 24194315260.6208 | 4451997392.8854 | 5443401948.144 | 17443633601.3407 | 20030372449.1154 | 12867109065.0176 | 10033139873.2497 | 6135846111.6475 | 19742135258.4785 | 7750758708.5557 | 6493378827.8588 | 4762326241.1915 | 6104042837.3746 | 9377382232.6389 | 3690741335.8835 | 266059823.2259 | 4008074334.6686 | 6242042151.6279 | 2528415148.4951 | 1633876168.093 | 883880105.8018
| Portfolio 4 |  | $, real | 0 | 22001301341.4811 | 18063951664.0987 | 19213681182.4378 | 32349719748.6796 | 23793159501.9849 | 4548392713.608 | 5537734401.1096 | 17925847627.128 | 20225196445.5788 | 12535754321.3375 | 9764583146.9381 | 6180663742.0562 | 19654411581.8013 | 7712185606.8961 | 6391830485.5489 | 4746204257.8328 | 5629526881.9543 | 9381795710.5868 | 3591952167.6625 | 265877261.9492 | 4037085749.8652 | 6529922409.037 | 2288991568.7448 | 1606798052.3706 | 926623507.6853
| Differences in the timing of expenditure |  | 5.15A.2(b)(4)(v) | bar: Build period 2024 to Build period 2044
| Option name |  | Unit | 2024 | 2026 | 2027 | 2028 | 2029 | 2030 | 2031 | 2032 | 2033 | 2034 | 2035 | 2036 | 2037 | 2038 | 2039 | 2040 | 2041 | 2042 | 2043 | 2044 | 2045 | 2046 | 2047 | 2048 | 2049 | 2050
| Base case |  | $, real | 0 | 485457031.9191 | 707220728.5935 | 353372832.4086 | 1396512108.8505 | 22622429.0327 | 706164.0229 | 19952903.5781 | 249666484.4964 | 73596022.4411 | 54159512.3002 | 103337701.3636 | 49892600.1144 | 697515909.4462 | 604424.1094 | 4.2483 | 65840861.9708 | 88915021.6977 | 71403324.1354 | 19156633.3172 | 11697966.6274 | 282915751.4206 | 399198965.8363 | 65756377.9892 | 15019200.1804 | 45845238.8508
| Portfolio 1 |  | $, real | 0 | 485051798.9848 | 706451206.9017 | 350327391.5489 | 1395568844.1109 | 21743779.2187 | 687612.3075 | 18526598.7597 | 219860562.8004 | 88666062.8328 | 51071477.4298 | 114269491.8526 | 53509590.1052 | 678088295.7993 | 3.8901 | 298656.6808 | 84428691.4036 | 74225454.0131 | 73163992.5796 | 20143693.9787 | 10642973.7229 | 292418028.4177 | 402204969.8273 | 66042659.488 | 15578115.8921 | 55916292.4656
| Portfolio 1A |  | $, real | 0 | 484601312.4176 | 707537970.6529 | 354401290.9488 | 1401214422.8931 | 2228061.2506 | 624413.1784 | 17050765.8339 | 214821277.2192 | 77715204.5066 | 52608480.2276 | 98988850.3714 | 62924276.401 | 723637347.1555 | 0.91691 | 7.9574 | 87457726.0318 | 72268221.5094 | 74338016.1803 | 19738034.7981 | 10912348.5599 | 287646617.036 | 397648311.3107 | 65930508.8 | 14058728.824 | 50396661.4103
| Portfolio 2 |  | $, real | 0 | 485370181.4188 | 705569348.5153 | 350282279.9558 | 1394394107.9513 | 24719531.3988 | 656916.1347 | 18669664.8876 | 216552379.5355 | 87297595.4099 | 49345429.2843 | 108094890.7117 | 51671817.351 | 692804649.1598 | 599815.382 | 2.9573 | 68381038.7324 | 87240475.1729 | 70783945.6293 | 19512479.937 | 11856745.2661 | 288901717.9049 | 398679784.8935 | 66778727.857 | 16155140.3023 | 45068540.8629
| Portfolio 3 |  | $, real | 0 | 487178807.793 | 706269577.5194 | 350719207.1813 | 1417570488.0652 | 19711762.3893 | 825262.9094 | 18210598.7658 | 219770016.8962 | 85403266.2725 | 57499730.8009 | 91151123.9903 | 47252575.5744 | 633539017.7922 | 22294974.0796 | 4696861.4102 | 58086015.4708 | 98640649.3279 | 67357408.9095 | 24576585.5653 | 10192517.3938 | 251855286.5124 | 441674553.2563 | 60024249.0653 | 13451948.4354 | 64021072.7337
| Portfolio 4 |  | $, real | 0 | 482430530.7783 | 707560248.6421 | 358227755.7696 | 1175144254.1401 | 2393697.9211 | 743525.8757 | 14522275.9142 | 252073752.1769 | 76769846.7003 | 70028497.9716 | 62264156.4055 | 61435115.0824 | 671327320.334 | 21042393.8249 | 820519.2464 | 79426268.9831 | 78858838.0908 | 71149985.9401 | 22167374.6191 | 11700696.4511 | 324383780.0585 | 340581558.2275 | 63614705.4434 | 13441413.583 | 64823377.0845
| Greenhouse gas emissions |  | 5.15A.2(b)(4)(viii) | bar: Build period 2024 to Build period 2044
| Option name |  | Unit | 2024 | 2026 | 2027 | 2028 | 2029 | 2030 | 2031 | 2032 | 2033 | 2034 | 2035 | 2036 | 2037 | 2038 | 2039 | 2040 | 2041 | 2042 | 2043 | 2044 | 2045 | 2046 | 2047 | 2048 | 2049 | 2050
| Base case |  | $, real | 0 | 6638733235.1012 | 6129714376.7105 | 5378241335.3143 | 4345847654.103 | 4320637818.7753 | 4250833121.2537 | 3945597200.2854 | 3430746344.3216 | 2170048446.6736 | 1902052081.0399 | 1551112275.0013 | 2053194182.8249 | 1893229394.3308 | 2020430836.2256 | 1769862122.8839 | 1480925454.5973 | 1463599876.6862 | 1005003814.4409 | 1661578149.2504 | 1143061797.3502 | 1431485042.1122 | 1272483418.0977 | 1356685343.139 | 1512046097.933 | 828632942.6617
| Portfolio 1 |  | $, real | 0 | 6638367551.1085 | 6128521381.9548 | 5375780597.5764 | 4341560153.8138 | 4317297637.2463 | 4244743812.4137 | 3937722898.8067 | 3431289689.1575 | 2179316794.7241 | 1910896148.4333 | 1557032866.0621 | 2056738757.0252 | 1894820974.4758 | 2021936486.0533 | 1773351524.3685 | 1483627099.6232 | 1460193853.4386 | 1007868493.166 | 1662428367.2825 | 1148245392.8275 | 1429080729.928 | 1268002724.5277 | 1353468360.6551 | 1519827331.1813 | 834702173.5165
| Portfolio 1A |  | $, real | 0 | 6643741142.1026 | 6128955652.4919 | 5376141053.0757 | 4335865300.7091 | 4314931611.7733 | 4242721573.1579 | 3930578492.4861 | 3415884222.4356 | 2169315207.77 | 1905264826.4048 | 1554500203.9785 | 2060923369.8254 | 1895162293.7143 | 2025749872.6913 | 1777465738.732 | 1489160516.6502 | 1467695707.3069 | 1016975511.066 | 1671282288.3657 | 1152921045.3671 | 1432963503.3898 | 1274769407.718 | 1361097080.7955 | 1533224513.8154 | 844582635.7266
| Portfolio 2 |  | $, real | 0 | 6640472421.6194 | 6128589077.6329 | 5377170208.1529 | 4341861670.8907 | 4317831622.7153 | 4247019245.1496 | 3938715767.5564 | 3430654626.5928 | 2173788166.1115 | 1904200649.4175 | 1551835002.2336 | 2053922881.1429 | 1895485228.8118 | 2023590126.0041 | 1771063536.4385 | 1483155682.0792 | 1468127978.2288 | 1006516278.0545 | 1662527389.6419 | 1144174120.4377 | 1432022434.7961 | 1275996427.2991 | 1358856406.2482 | 1516311003.1422 | 832167392.2604
| Portfolio 3 |  | $, real | 0 | 6627940736.9038 | 6128151648.0346 | 5370764734.9125 | 4339012366.468 | 4313871585.3052 | 4233862349.8862 | 3926262149.5028 | 3423254131.439 | 2168717734.817 | 1903086515.7133 | 1554443278.7659 | 2071137845.0435 | 1912850658.8596 | 2056002606.154 | 1838957150.2366 | 1520883050.159 | 1448719157.6528 | 998531054.3041 | 1671421262.8133 | 1154163073.8281 | 1437293311.8354 | 1275146926.3706 | 1341196119.4772 | 1504297845.4626 | 823565263.9359
| Portfolio 4 |  | $, real | 0 | 6660699102.7633 | 6129511722.7943 | 5376847961.8362 | 4335128385.6806 | 4304711638.0835 | 4238998678.683 | 3929648432.5208 | 3391949137.3497 | 2132132490.3182 | 1879274072.8557 | 1535709270.5751 | 2064789784.2217 | 1896792473.2013 | 2040847536.3424 | 1828127639.8433 | 1515217720.7282 | 1466565843.1889 | 1034517441.6558 | 1685378444.0086 | 1160827253.0363 | 1434298932.0931 | 1283925186.7799 | 1356010579.4155 | 1535903420.6307 | 842037757.7332
| Greenhouse gas emissions synchronous condenser mode losses |  | 5.15A.2(b)(4)(viii) | bar: Build period 2024 to Build period 2044
| Option name |  | Unit | 2024 | 2026 | 2027 | 2028 | 2029 | 2030 | 2031 | 2032 | 2033 | 2034 | 2035 | 2036 | 2037 | 2038 | 2039 | 2040 | 2041 | 2042 | 2043 | 2044 | 2045 | 2046 | 2047 | 2048 | 2049 | 2050
| Base case |  | $, real | 0 | 0 | 0 | 0 | 0 | 0 | 0 | 0 | 0 | 0 | 0 | 0 | 0 | 0 | 0 | 0 | 0 | 0 | 0 | 0 | 0 | 0 | 0 | 0 | 0 | 0
| Portfolio 1 |  | $, real | 0 | 527464.8494 | 1714270.6627 | 4849884.3641 | 9715206.8307 | 14348352.3399 | 16054504.0774 | 17437870.0569 | 20693289.7465 | 23812624.781 | 0 | 0 | 0 | 0 | 0 | 0 | 0 | 0 | 0 | 0 | 0 | 0 | 0 | 0 | 0 | 0
| Portfolio 1A |  | $, real | 0 | 527464.8494 | 1714758.8408 | 4850823.6983 | 8577898.801 | 13074591.7296 | 14660678.7941 | 15912411.027 | 19041726.4592 | 22048918.8674 | 0 | 0 | 0 | 0 | 0 | 0 | 0 | 0 | 0 | 0 | 0 | 0 | 0 | 0 | 0 | 0
| Portfolio 2 |  | $, real | 0 | 527464.8494 | 1714636.7963 | 4850142.9822 | 8566520.3014 | 14368084.9991 | 16067323.9839 | 17468209.1655 | 20679049.7647 | 24025114.9286 | 0 | 0 | 0 | 0 | 0 | 0 | 0 | 0 | 0 | 0 | 0 | 0 | 0 | 0 | 0 | 0
| Portfolio 3 |  | $, real | 0 | 527348.6165 | 1715002.9299 | 4849237.8186 | 7363522.3621 | 14371136.6923 | 15959033.8695 | 17442662.3389 | 20612400.3734 | 23808665.6254 | 0 | 0 | 0 | 0 | 0 | 0 | 0 | 0 | 0 | 0 | 0 | 0 | 0 | 0 | 0 | 0
| Portfolio 4 |  | $, real | 0 | 527697.3152 | 1714489.4599 | 4852960.9848 | 6349397.8286 | 10574461.2583 | 11890916.469 | 12871581.982 | 15748014.7485 | 18566801.7803 | 0 | 0 | 0 | 0 | 0 | 0 | 0 | 0 | 0 | 0 | 0 | 0 | 0 | 0 | 0 | 0
| Changes in involuntary load shedding |  | 5.15A.2(b)(4)(iii) | bar: Build period 2024 to Build period 2044
| Step change |  | Unit | 2024 | 2026 | 2027 | 2028 | 2029 | 2030 | 2031 | 2032 | 2033 | 2034 | 2035 | 2036 | 2037 | 2038 | 2039 | 2040 | 2041 | 2042 | 2043 | 2044 | 2045 | 2046 | 2047 | 2048 | 2049 | 2050
| Base case |  | $, real | 0 | 946477584.7055 | 2773179578.6768 | 0 | 0 | 0 | 0 | 0 | 0 | 0 | 0 | 0 | 0 | 0 | 0 | 0 | 0 | 0 | 0 | 0 | 0 | 0 | 0 | 0 | 0 | 0
| Portfolio 1 |  | $, real | 0 | 0 | 0 | 0 | 0 | 0 | 0 | 0 | 0 | 0 | 0 | 0 | 0 | 0 | 0 | 0 | 0 | 0 | 0 | 0 | 0 | 0 | 0 | 0 | 0 | 0
| Portfolio 1A |  | $, real | 0 | 0 | 0 | 0 | 0 | 0 | 0 | 0 | 0 | 0 | 0 | 0 | 0 | 0 | 0 | 0 | 0 | 0 | 0 | 0 | 0 | 0 | 0 | 0 | 0 | 0
| Portfolio 2 |  | $, real | 0 | 0 | 0 | 0 | 0 | 0 | 0 | 0 | 0 | 0 | 0 | 0 | 0 | 0 | 0 | 0 | 0 | 0 | 0 | 0 | 0 | 0 | 0 | 0 | 0 | 0
| Portfolio 3 |  | $, real | 0 | 0 | 0 | 0 | 0 | 0 | 0 | 0 | 0 | 0 | 0 | 0 | 0 | 0 | 0 | 0 | 0 | 0 | 0 | 0 | 0 | 0 | 0 | 0 | 0 | 0
| Portfolio 4 |  | $, real | 0 | 0 | 0 | 0 | 0 | 0 | 0 | 0 | 0 | 0 | 0 | 0 | 0 | 0 | 0 | 0 | 0 | 0 | 0 | 0 | 0 | 0 | 0 | 0 | 0 | 0

## S1
S1 | Step change
Calculating costs, benefits and NPV for each option
Incremental net present value calculation
| NPV total (including avoided USE from periods of insufficient system strength) |  |  | 1 | 1 | 1 | 1 | 1 | 1 | 1 | 1 | 1 | 1 | 1 | 1 | 1 | 1 | 1 | 1 | 1 | 1
| Option name | Units | NPV | 2024 | 2025 | 2026 | 2027 | 2028 | 2029 | 2030 | 2031 | 2032 | 2033 | 2034 | 2035 | 2036 | 2037 | 2038 | 2039 | 2040 | 2041 | 2042 | 2043 | 2044 | 2045 | 2046 | 2047 | 2048 | 2049 | 2050
| Portfolio 1 | $ | 1531849203.1365 | 0 | -80932643.75 | 472292455.7427 | 1807456381.1212 | -538601695.0268 | 157628818.3644 | 114580014.6176 | -174225343.2191 | -416208100.3274 | -45680463.2022 | 686438918.0809 | -202482498.1434 | 527916783.3545 | -72425856.5112 | -169579403.3914 | -87074622.7154 | -132222343.5259 | -116991483.2248 | 42693291.8369 | 13087523.3591 | -60590405.8468 | -51484099.6611 | -44300589.384 | -94762094.5365 | -34032054.7919 | -4163238.037 | 514799302.0882
| Portfolio 1A | $ | 1381199283.0661 | 0 | -80932643.75 | 226381592.479 | 1521514920.3691 | -807065182.471 | 706220155.8678 | 334706377.2445 | -216850786.3682 | -572692539.4833 | -214980605.8043 | 751660122.1069 | 61733825.3672 | 650851830.4798 | -119341483.2336 | -169677369.6074 | -30700284.6595 | -130838426.2138 | -96517550.555 | -17918537.6555 | 9251942.4457 | -3244706.9247 | -74823647.4853 | -125894947.2481 | -118048248.1394 | -34709331.8536 | -530224.4542 | 431826523.0925
| Portfolio 2 | $ | 1659715432.6662 | 0 | 0 | 638550441.2544 | 1875857564.9554 | -470191478.6832 | 158839145.4822 | 119934129.9801 | -166606902.0812 | -409990127.1234 | -11162909.4414 | 378190833.3551 | -166642236.4707 | 109613400.3071 | -45413634.8732 | -130328651.0256 | -27786639.9148 | -65792838.5257 | -25374711.6874 | -45164114.8102 | -41107089.4006 | -37883072.0588 | -34240137.5989 | -26556633.7823 | -21371048.5598 | -44019815.2834 | -14244411.256 | 565208040.8948
| Portfolio 3 | $ | 1346785311.9913 | 0 | -80932643.75 | 337713800.0176 | 1785945439.9372 | -602134694.6026 | -26361590.7407 | 90798147.3191 | -179441233.2355 | -494460936.7568 | -104236202.0498 | 759666876.7323 | -164103861.0369 | 566152676.3622 | 968387.5794 | 828987063.6255 | -377800834.5595 | 825868546.2121 | -571757568.3896 | -1134264887.9059 | 130656027.0589 | -164178137.4919 | -71549576.7703 | -44071594.3345 | 116720698.9239 | -216543362.6586 | -10823153.5615 | 518875151.2688
| Portfolio 4 | $ | 473087870.4598 | -850298805.6 | -931231449.35 | -148770842.3773 | 1010519709.8891 | -1240205344.8959 | 2188406676.3299 | 580767921.0642 | -257072189.8759 | -605917704.5243 | -584640607.4464 | 653357150.5436 | 215182114.0165 | 904587501.9424 | -24541427.2067 | 928200087.0757 | -291867787.2955 | 958825429.6043 | -558079778.8118 | -651231112.7155 | 87400053.7408 | -70539616.6453 | -95072192.7373 | -152301496.1822 | -89861191.2438 | -19879946.1626 | -48704039.1932 | 2184432333.0262
| NPV without avoided USE from periods of insufficient system strength |  |  | 1 | 1 | 1 | 1 | 1 | 1 | 1 | 1 | 1 | 1 | 1 | 1 | 1 | 1 | 1 | 1 | 1 | 1
| Option name | Units | NPV | 2024 | 2025 | 2026 | 2027 | 2028 | 2029 | 2030 | 2031 | 2032 | 2033 | 2034 | 2035 | 2036 | 2037 | 2038 | 2039 | 2040 | 2041 | 2042 | 2043 | 2044 | 2045 | 2046 | 2047 | 2048 | 2049 | 2050
| Portfolio 1 | $ | -1558581577.0987 | 0 | -80932643.75 | -474185128.9628 | -965723197.5556 | -538601695.0268 | 157628818.3644 | 114580014.6176 | -174225343.2191 | -416208100.3274 | -45680463.2022 | 686438918.0809 | -202482498.1434 | 527916783.3545 | -72425856.5112 | -169579403.3914 | -87074622.7154 | -132222343.5259 | -116991483.2248 | 42693291.8369 | 13087523.3591 | -60590405.8468 | -51484099.6611 | -44300589.384 | -94762094.5365 | -34032054.7919 | -4163238.037 | 514799302.0882
| Portfolio 1A | $ | -1709231497.1691 | 0 | -80932643.75 | -720095992.2265 | -1251664658.3077 | -807065182.471 | 706220155.8678 | 334706377.2445 | -216850786.3682 | -572692539.4833 | -214980605.8043 | 751660122.1069 | 61733825.3672 | 650851830.4798 | -119341483.2336 | -169677369.6074 | -30700284.6595 | -130838426.2138 | -96517550.555 | -17918537.6555 | 9251942.4457 | -3244706.9247 | -74823647.4853 | -125894947.2481 | -118048248.1394 | -34709331.8536 | -530224.4542 | 431826523.0925
| Portfolio 2 | $ | -1430715347.569 | 0 | 0 | -307927143.4511 | -897322013.7214 | -470191478.6832 | 158839145.4822 | 119934129.9801 | -166606902.0812 | -409990127.1234 | -11162909.4414 | 378190833.3551 | -166642236.4707 | 109613400.3071 | -45413634.8732 | -130328651.0256 | -27786639.9148 | -65792838.5257 | -25374711.6874 | -45164114.8102 | -41107089.4006 | -37883072.0588 | -34240137.5989 | -26556633.7823 | -21371048.5598 | -44019815.2834 | -14244411.256 | 565208040.8948
| Portfolio 3 | $ | -1743645468.244 | 0 | -80932643.75 | -608763784.6879 | -987234138.7396 | -602134694.6026 | -26361590.7407 | 90798147.3191 | -179441233.2355 | -494460936.7568 | -104236202.0498 | 759666876.7323 | -164103861.0369 | 566152676.3622 | 968387.5794 | 828987063.6255 | -377800834.5595 | 825868546.2121 | -571757568.3896 | -1134264887.9059 | 130656027.0589 | -164178137.4919 | -71549576.7703 | -44071594.3345 | 116720698.9239 | -216543362.6586 | -10823153.5615 | 518875151.2688
| Portfolio 4 | $ | -2617342909.7754 | -850298805.6 | -931231449.35 | -1095248427.0828 | -1762659868.7877 | -1240205344.8959 | 2188406676.3299 | 580767921.0642 | -257072189.8759 | -605917704.5243 | -584640607.4464 | 653357150.5436 | 215182114.0165 | 904587501.9424 | -24541427.2067 | 928200087.0757 | -291867787.2955 | 958825429.6043 | -558079778.8118 | -651231112.7155 | 87400053.7408 | -70539616.6453 | -95072192.7373 | -152301496.1822 | -89861191.2438 | -19879946.1626 | -48704039.1932 | 2184432333.0262
Present value of market benefits for each option
| Option name | Units | PV | 2024 | 2025 | 2026 | 2027 | 2028 | 2029 | 2030 | 2031 | 2032 | 2033 | 2034 | 2035 | 2036 | 2037 | 2038 | 2039 | 2040 | 2041 | 2042 | 2043 | 2044 | 2045 | 2046 | 2047 | 2048 | 2049 | 2050
| Portfolio 1 | $ | 4143738653.3613 | 0 | 0 | 958421124.9427 | 2787253051.1212 | 264623144.4032 | 377443987.1444 | 217122250.9876 | -26174105.8267 | -267010131.8554 | 59235743.5416 | 749554134.1069 | -133957083.5077 | 592950274.5764 | -4330019.1256 | -102958757.4637 | -21960381.0249 | -65104886.8596 | -49525015.2797 | 107403605.3129 | 76256083.0237 | 5620312.423 | 14247235.9066 | 22283629.3065 | -43819991.2317 | 12774231.0826 | 33874127.9702 | -2059223.9662
| Portfolio 1A | $ | 4740266053.049 | 0 | 0 | 979233700.679 | 2768097980.5691 | 262939188.359 | 936470198.3578 | 447613790.9745 | -58523855.3689 | -413288817.6201 | -99802857.2546 | 824702925.6869 | 140370562.5072 | 726053007.5973 | -41101032.6779 | -92769984.9491 | 44628310.7031 | -53510052.527 | -18784727.2517 | 57113286.3046 | 82830088.3377 | 73393351.2306 | 1262698.4253 | -48968099.6668 | -56724150.4194 | 22414121.5265 | 36157929.2382 | -25629617.9553
| Portfolio 2 | $ | 3863441975.0913 | 0 | 0 | 963841149.2044 | 2784807143.3554 | 262182437.5968 | 383777956.0922 | 215543561.3801 | -25932575.8312 | -267820036.6234 | 86400497.2186 | 432747715.5751 | -112398487.9007 | 163901628.9271 | 8895835.6468 | -76363638.8056 | 26684603.9052 | -11189949.3557 | 29178652.5826 | 9230300.0098 | 13358393.5194 | 16711258.2612 | 20515878.5711 | 28157464.7377 | 18754424.0602 | -7134739.1434 | 13586813.684 | 2589810.8348
| Portfolio 3 | $ | 4316924914.225 | 0 | 0 | 893648897.6676 | 2835541234.2372 | 270891372.0774 | 350245771.2193 | 200277166.9283 | -24433712.9866 | -338309764.5232 | 7635827.1756 | 830033788.6466 | -84345559.8898 | 639963138.8337 | 80872510.7585 | 907899585.2702 | -302383078.1064 | 906277043.4222 | -492019533.3365 | -1059428870.5363 | 201587096.7996 | -88288426.5704 | 4620990.1828 | 33265514.2602 | 180033052.7768 | -159443036.2075 | 37662605.2842 | 28793980.7213
| Portfolio 4 | $ | 6353187410.0331 | 0 | 0 | 1052704795.5227 | 2705722206.6891 | 278413240.4341 | 2428312974.1879 | 703421659.5123 | -89302778.5274 | -436474403.8905 | -460177552.6615 | 734633941.8901 | 301867364.7646 | 988466351.383 | 62604883.2342 | 1014455281.628 | -206963515.3503 | 1046488513.7316 | -470372532.4393 | -566723229.9533 | 169902072.7358 | 14882906.8779 | -9033011.9757 | -65393532.3023 | -17371904.1792 | 47587725.9694 | 10836273.3869 | -41387311.7051
Present value of costs for each option
| Option name | Units | PV | 2024 | 2025 | 2026 | 2027 | 2028 | 2029 | 2030 | 2031 | 2032 | 2033 | 2034 | 2035 | 2036 | 2037 | 2038 | 2039 | 2040 | 2041 | 2042 | 2043 | 2044 | 2045 | 2046 | 2047 | 2048 | 2049 | 2050
| Portfolio 1 | $ | -2611889450.2248 | 0 | -80932643.75 | -486128669.2 | -979796670 | -803224839.43 | -219815168.78 | -102542236.37 | -148051237.3924 | -149197968.472 | -104916206.7438 | -63115216.0261 | -68525414.6358 | -65033491.2219 | -68095837.3857 | -66620645.9277 | -65114241.6905 | -67117456.6663 | -67466467.9451 | -64710313.476 | -63168559.6646 | -66210718.2699 | -65731335.5677 | -66584218.6905 | -50942103.3048 | -46806285.8745 | -38037366.0072 | 516858526.0544
| Portfolio 1A | $ | -3359066769.9829 | 0 | -80932643.75 | -752852108.2 | -1246583060.2 | -1070004370.83 | -230250042.49 | -112907413.73 | -158326930.9993 | -159403721.8632 | -115177748.5497 | -73042803.58 | -78636737.14 | -75201177.1175 | -78240450.5557 | -76907384.6583 | -75328595.3627 | -77328373.6869 | -77732823.3033 | -75031823.9601 | -73578145.892 | -76638058.1553 | -76086345.9106 | -76926847.5813 | -61324097.72 | -57123453.3801 | -36688153.6925 | 457456141.0478
| Portfolio 2 | $ | -2203726542.425 | 0 | 0 | -325290707.95 | -908949578.4 | -732373916.28 | -224938810.61 | -95609431.4 | -140674326.25 | -142170090.5 | -97563406.66 | -54556882.22 | -54243748.57 | -54288228.62 | -54309470.52 | -53965012.22 | -54471243.82 | -54602889.17 | -54553364.27 | -54394414.82 | -54465482.92 | -54594330.32 | -54756016.17 | -54714098.52 | -40125472.62 | -36885076.14 | -27831224.94 | 562618230.06
| Portfolio 3 | $ | -2970139602.2338 | 0 | -80932643.75 | -555935097.65 | -1049595794.3 | -873026066.68 | -376607361.96 | -109479019.6092 | -155007520.249 | -156151172.2336 | -111872029.2254 | -70366911.9143 | -79758301.1471 | -73810462.4715 | -79904123.1791 | -78912521.6447 | -75417756.4532 | -80408497.2101 | -79738035.0531 | -74836017.3695 | -70931069.7407 | -75889710.9215 | -76170566.9531 | -77337108.5947 | -63312353.8529 | -57100326.4511 | -48485758.8457 | 490081170.5475
| Portfolio 4 | $ | -5880099539.5733 | -850298805.6 | -931231449.35 | -1201475637.9 | -1695202496.8 | -1518618585.33 | -239906297.858 | -122653738.448 | -167769411.3486 | -169443300.6338 | -124463054.7848 | -81276791.3465 | -86685250.748 | -83878849.4406 | -87146310.4409 | -86255194.5523 | -84904271.9452 | -87663084.1273 | -87707246.3725 | -84507882.7622 | -82502018.995 | -85422523.5231 | -86039180.7615 | -86907963.8799 | -72489287.0646 | -67467672.132 | -59540312.5801 | 2225819644.7313
Incremental cost calculation
Capital cost
| Option name | Units | PV | 2024 | 2025 | 2026 | 2027 | 2028 | 2029 | 2030 | 2031 | 2032 | 2033 | 2034 | 2035 | 2036 | 2037 | 2038 | 2039 | 2040 | 2041 | 2042 | 2043 | 2044 | 2045 | 2046 | 2047 | 2048 | 2049 | 2050
| Portfolio 1 | $ | -2047421142.9562 | 0 | -80932643.75 | -468964845.3 | -960476696.55 | -772347937.5 | -169903442.5 | -45000000 | -90000000 | -90000000 | -45000000 | 0 | 0 | 0 | 0 | 0 | 0 | 0 | 0 | 0 | 0 | 0 | 0 | 0 | 0 | 0 | 0 | 552360872.2
| Portfolio 1A | $ | -2711948802.8231 | 0 | -80932643.75 | -735644409.3 | -1227156260.55 | -1039027501.5 | -169903442.5 | -45000000 | -90000000 | -90000000 | -45000000 | 0 | 0 | 0 | 0 | 0 | 0 | 0 | 0 | 0 | 0 | 0 | 0 | 0 | 0 | 0 | 0 | 491610872.2
| Portfolio 2 | $ | -1720048629.2617 | 0 | 0 | -308128759.05 | -889640610.3 | -701511851.25 | -180000000 | -45000000 | -90000000 | -90000000 | -45000000 | 0 | 0 | 0 | 0 | 0 | 0 | 0 | 0 | 0 | 0 | 0 | 0 | 0 | 0 | 0 | 0 | 590625000
| Portfolio 3 | $ | -2335882046.7364 | 0 | -80932643.75 | -538771730.3 | -1030283581.55 | -842154822.5 | -329710327.5 | -45000000 | -90000000 | -90000000 | -45000000 | 0 | 0 | 0 | 0 | 0 | 0 | 0 | 0 | 0 | 0 | 0 | 0 | 0 | 0 | 0 | 0 | 533137278.6
| Portfolio 4 | $ | -5148699317.9361 | -850298805.6 | -931231449.35 | -1184263650.9 | -1675775502.15 | -1487646743.1 | -169903442.5 | -45000000 | -90000000 | -90000000 | -45000000 | 0 | 0 | 0 | 0 | 0 | 0 | 0 | 0 | 0 | 0 | 0 | 0 | 0 | 0 | 0 | 0 | 2283283184.8
Opex - network components
| Option name | Units | PV | 2024 | 2025 | 2026 | 2027 | 2028 | 2029 | 2030 | 2031 | 2032 | 2033 | 2034 | 2035 | 2036 | 2037 | 2038 | 2039 | 2040 | 2041 | 2042 | 2043 | 2044 | 2045 | 2046 | 2047 | 2048 | 2049 | 2050
| Portfolio 1 | $ | -78050862.5807 | 0 | 0 | 0 | 0 | 0 | -4508839.98 | -7514733.3 | -7514733.3 | -7514733.3 | -9017679.96 | -10520626.62 | -10520626.62 | -10520626.62 | -10520626.62 | -10520626.62 | -10520626.62 | -10520626.62 | -10520626.62 | -10520626.62 | -10520626.62 | -10520626.62 | -10520626.62 | -10520626.62 | -10520626.62 | -10520626.62 | -10520626.62 | -10520626.62
| Portfolio 1A | $ | -65368145.8694 | 0 | 0 | 0 | 0 | 0 | -3005893.32 | -6011786.64 | -6011786.64 | -6011786.64 | -7514733.3 | -9017679.96 | -9017679.96 | -9017679.96 | -9017679.96 | -9017679.96 | -9017679.96 | -9017679.96 | -9017679.96 | -9017679.96 | -9017679.96 | -9017679.96 | -9017679.96 | -9017679.96 | -9017679.96 | -9017679.96 | -9017679.96 | -9017679.96
| Portfolio 2 | $ | -101273135.609 | 0 | 0 | 0 | 0 | 0 | -4508839.98 | -10520626.62 | -10520626.62 | -10520626.62 | -12023573.28 | -13526519.94 | -13526519.94 | -13526519.94 | -13526519.94 | -13526519.94 | -13526519.94 | -13526519.94 | -13526519.94 | -13526519.94 | -13526519.94 | -13526519.94 | -13526519.94 | -13526519.94 | -13526519.94 | -13526519.94 | -13526519.94 | -13526519.94
| Portfolio 3 | $ | -52685429.1581 | 0 | 0 | 0 | 0 | 0 | -1502946.66 | -4508839.98 | -4508839.98 | -4508839.98 | -6011786.64 | -7514733.3 | -7514733.3 | -7514733.3 | -7514733.3 | -7514733.3 | -7514733.3 | -7514733.3 | -7514733.3 | -7514733.3 | -7514733.3 | -7514733.3 | -7514733.3 | -7514733.3 | -7514733.3 | -7514733.3 | -7514733.3 | -7514733.3
| Portfolio 4 | $ | -40002712.4469 | 0 | 0 | 0 | 0 | 0 | 0 | -3005893.32 | -3005893.32 | -3005893.32 | -4508839.98 | -6011786.64 | -6011786.64 | -6011786.64 | -6011786.64 | -6011786.64 | -6011786.64 | -6011786.64 | -6011786.64 | -6011786.64 | -6011786.64 | -6011786.64 | -6011786.64 | -6011786.64 | -6011786.64 | -6011786.64 | -6011786.64 | -6011786.64
Opex - NNO components
| Option name | Units | PV | 2024 | 2025 | 2026 | 2027 | 2028 | 2029 | 2030 | 2031 | 2032 | 2033 | 2034 | 2035 | 2036 | 2037 | 2038 | 2039 | 2040 | 2041 | 2042 | 2043 | 2044 | 2045 | 2046 | 2047 | 2048 | 2049 | 2050
| Portfolio 1 | $ | -284693218.5684 | 0 | 0 | -2875823.9 | -5031973.45 | -10588901.93 | -25114886.3 | -29739503.07 | -30248504.0924 | -31395235.172 | -30610526.7838 | -32306589.4061 | -37716788.0158 | -34224864.6019 | -37287210.7657 | -35812019.3077 | -34305615.0705 | -36308830.0463 | -36657841.3251 | -33901686.856 | -32359933.0446 | -35402091.6499 | -34922708.9477 | -35775592.0705 | -32033476.6848 | -27897659.2545 | -19128739.3872 | -16593719.5256
| Portfolio 1A | $ | -380025595.1708 | 0 | 0 | -2919698.9 | -5138799.65 | -10688869.33 | -37052706.67 | -41607627.09 | -42027144.3593 | -43103935.2232 | -42375015.2497 | -43737123.62 | -49331057.18 | -45895497.1575 | -48934770.5957 | -47601704.6983 | -46022915.4027 | -48022693.7269 | -48427143.3433 | -45726144.0001 | -44272465.932 | -47332378.1953 | -46780665.9506 | -47621167.6213 | -43918417.76 | -39717773.4201 | -19282473.7325 | -16749051.1922
| Portfolio 2 | $ | -180680551.4348 | 0 | 0 | -2873948.9 | -5020968.1 | -10574065.03 | -20141970.63 | -19800804.78 | -19865699.63 | -21361463.88 | -20251833.38 | -20742362.28 | -20429228.63 | -20473708.68 | -20494950.58 | -20150492.28 | -20656723.88 | -20788369.23 | -20738844.33 | -20579894.88 | -20650962.98 | -20779810.38 | -20941496.23 | -20899578.58 | -18210952.68 | -14970556.2 | -5916705 | -6092250
| Portfolio 3 | $ | -379847900.2197 | 0 | 0 | -2875367.35 | -5024212.75 | -10583244.18 | -25106087.8 | -39682179.6292 | -40210680.269 | -41354332.2536 | -40572242.5854 | -42564178.6143 | -51955567.8471 | -46007729.1715 | -52101389.8791 | -51109788.3447 | -47615023.1532 | -52605763.9101 | -51935301.7531 | -47033284.0695 | -43128336.4407 | -48086977.6215 | -48367833.6531 | -49534375.2947 | -47409620.5529 | -41197593.1511 | -32583025.5457 | -27153374.7525
| Portfolio 4 | $ | -489673283.0708 | 0 | 0 | -2923987 | -5138994.65 | -10683842.23 | -49714855.358 | -54359845.128 | -54475518.0286 | -56149407.3138 | -54666214.8048 | -54977004.7065 | -60385464.108 | -57579062.8006 | -60846523.8009 | -59955407.9123 | -58604485.3052 | -61363297.4873 | -61407459.7325 | -58208096.1222 | -56202232.355 | -59122736.8831 | -59739394.1215 | -60608177.2399 | -58089500.4246 | -53067885.492 | -45140525.9401 | -43063753.4287
Incremental 'market benefits' calculation
Changes in fuel consumption
| Option name | Units | PV | 2024 | 2025 | 2026 | 2027 | 2028 | 2029 | 2030 | 2031 | 2032 | 2033 | 2034 | 2035 | 2036 | 2037 | 2038 | 2039 | 2040 | 2041 | 2042 | 2043 | 2044 | 2045 | 2046 | 2047 | 2048 | 2049 | 2050
| Portfolio 1 | $ | -5240803.7235 | 0 | 0 | -192155.8217 | 16797.965 | 525076.6464 | 14738025.0622 | 8324552.3947 | 2193685.5578 | 4399009.0919 | 1960740.0028 | -18516554.1866 | -14961921.3313 | -8216734.1655 | -3762404.686 | -2792903.1597 | 2660774.1968 | -3981168.5516 | 487660.1763 | -112253.5018 | -1662597.9043 | -1489585.3906 | -1598021.1506 | -4025654.3411 | 41460.5079 | 5489310.9173 | -7888551.0805 | -5554676.5559
| Portfolio 1A | $ | 35897705.8202 | 0 | 0 | 3776941.1568 | 1487771.178 | 3974932.8081 | 32236183.5654 | 21227247.9227 | 6001584.8712 | 6382161.2759 | 11915924.7491 | -2902676.043 | -9373631.1229 | -4318707.1632 | 2687839.0598 | 144800.7498 | 1059464.0301 | -5816940.6045 | -3152927.6248 | -3318037.4327 | -551049.4064 | -8506031.7958 | -9112143.8738 | -5640252.4624 | -5458349.5558 | 879771.6811 | -16885474.763 | -14841112.2203
| Portfolio 2 | $ | 19708157.0552 | 0 | 0 | 1957154.5441 | 411393.0072 | 2241881.4084 | 14800750.6594 | 8224886.8499 | 3566075.2728 | 4413474.3484 | 2398810.1193 | -4349836.6252 | -749941.6851 | -1980822.4537 | 810749.6993 | -2878389.1307 | -1348365.1056 | -524345.197 | -746057.8656 | -977393.1273 | 2687132.7305 | 1392926.2097 | 1120892.1058 | -1235047.9892 | -1954555.0755 | -979867.6497 | -3941884.2149 | -3017346.3022
| Portfolio 3 | $ | -100749175.8014 | 0 | 0 | -8931576.0075 | -3530924.8931 | -5676230.5228 | 16346913.4416 | 10474387.8086 | -7752047.2542 | 7130253.1664 | 5859810.3455 | -15526777.6421 | -12361269.0091 | -5798598.2022 | -18138825.758 | -30230830.8336 | -13299748.3675 | -93497656.1924 | -70408321.1917 | -7556337.5147 | -13841235.83 | -15864526.6211 | -8436684.5551 | -9221566.9215 | -12919733.716 | 16166270.6369 | 2283946.8904 | 5177867.1449
| Portfolio 4 | $ | 156466088.6857 | 0 | 0 | 16067268.6694 | 5951362.4478 | 11592730.6254 | 72463216.5365 | 75393152.4364 | 24748634.176 | -1575096.8777 | 15505670.1238 | 33246565.0543 | 29969880.4718 | 26014561.9004 | 16784002.1431 | 5881600.065 | 16130833.2741 | -71446047.8826 | -51194632.4819 | 4584099.5928 | -3916117.9385 | -3402491.3172 | -12269848.5367 | -10106234.4514 | -4143477.5423 | -2022372.6602 | -21767352.3596 | -13605929.5798
Changes in voluntary load curtailment
| Option name | Units | PV | 2024 | 2025 | 2026 | 2027 | 2028 | 2029 | 2030 | 2031 | 2032 | 2033 | 2034 | 2035 | 2036 | 2037 | 2038 | 2039 | 2040 | 2041 | 2042 | 2043 | 2044 | 2045 | 2046 | 2047 | 2048 | 2049 | 2050
| Portfolio 1 | $ | 11319027.2342 | 0 | 0 | 3.1853 | 2213.2538 | 297205.7333 | 2445980.2131 | 1216360.7071 | 338856.4721 | 4.0694 | -74203.3761 | 10856499.9506 | 2553643.8783 | 3608321.2718 | -300507.0984 | 1688664.4279 | -548050.3893 | -812676.4562 | 79106.342 | -249991.6743 | -24791.0355 | -104812.9606 | 71529.1351 | -474251.3299 | 2273688.8872 | -591736.4788 | 67516.3281 | -1323761.7128
| Portfolio 1A | $ | 18841774.5725 | 0 | 0 | 28.4787 | 41320.0409 | 95679.4866 | 4142794.5713 | 3086887.7642 | 338886.5156 | 36.4831 | 130180.4688 | 10989283.1868 | 2788592.4821 | 11040451.7402 | -8505.2227 | 2145981.2438 | 1939181.7228 | -429746.3748 | 105861.7734 | -393126.2034 | 320743.7082 | 647053.4388 | 284997.1421 | -1037133.4778 | 2319498.8586 | -558214.5324 | 233500.6691 | -1085678.8953
| Portfolio 2 | $ | 5793029.081 | 0 | 0 | 5.8092 | 12335.4379 | 343849.4615 | 2432267.1708 | 1219278.8347 | 105793.128 | 7.6174 | -50265.8785 | 4828734.52 | 117680.851 | -903818.3835 | -319669.8785 | 743521.4927 | 316613.5704 | 393500.2183 | 205007.931 | 293750.3644 | 449179.7729 | 181690.1229 | 132474.3271 | -139827.7414 | 349710.9439 | 42802.1447 | 223966.5867 | -141975.6161
| Portfolio 3 | $ | 16492181.4528 | 0 | 0 | 2.0099 | -81428.3491 | 112824.8687 | 2163065.1467 | 1706352.3594 | 326390.1213 | 2.4984 | -422445.5508 | 10824713.5352 | 3783435.3658 | 11635001.7706 | 3744399.4748 | 6017180.0609 | -3897308.7659 | 4340511.7655 | -3077765.0769 | -2449703.6991 | -2147582.1322 | -1109657.2562 | 2662736.0798 | 220478.3703 | 8282152.3143 | -2204429.7186 | -2329435.6273 | -9221949.0807
| Portfolio 4 | $ | 38756496.1388 | 0 | 0 | 29.0827 | 336399.8272 | 339826.1968 | 10230107.2033 | 8501627.0248 | 338430.1891 | 37.3182 | 466686.9742 | 11014982.7687 | 5026780.6202 | 12147340.8111 | 3206041.0666 | 10466872.792 | 7110906.7914 | 6246164.0585 | -1091527.9977 | 1664401.7145 | 434700.1149 | 2358423.4647 | 831674.1434 | 991606.1346 | -2333561.7935 | 1996286.8277 | -587570.8895 | 1398726.1456
Changes in involuntary load shedding
| Option name | Units | PV | 2024 | 2025 | 2026 | 2027 | 2028 | 2029 | 2030 | 2031 | 2032 | 2033 | 2034 | 2035 | 2036 | 2037 | 2038 | 2039 | 2040 | 2041 | 2042 | 2043 | 2044 | 2045 | 2046 | 2047 | 2048 | 2049 | 2050
| Portfolio 1 | $ | 41488.7277 | 0 | 0 | 0.55388 | 0.59269 | 0.6359 | 0.67908 | 0.79964 | 0.8538 | 0.91583 | 0.97766 | 1.0543 | 1.1201 | 93412.2181 | 1.2812 | 1.3733 | 1.4673 | 1.5758 | 1.6796 | 1.7975 | 1.9234 | 2.064 | 2.2018 | 2.3561 | 2.5229 | 2.7049 | 2.8876 | 3.0882
| Portfolio 1A | $ | 41604.7944 | 0 | 0 | 5.4563 | 5.8387 | 6.2643 | 6.6875 | 7.8718 | 8.4106 | 9.0226 | 9.6302 | 10.3149 | 11.03 | 93422.85 | 12.6241 | 13.522 | 14.4558 | 15.5154 | 16.5461 | 17.7072 | 18.9474 | 20.3314 | 21.6875 | 23.2083 | 24.8458 | 26.6461 | 28.4395 | 30.4198
| Portfolio 2 | $ | 41503.7049 | 0 | 0 | 1.1875 | 1.2707 | 1.3633 | 1.4556 | 1.7135 | 1.8304 | 1.9637 | 2.0959 | 2.2489 | 2.4004 | 93413.546 | 2.7474 | 2.9426 | 3.146 | 3.3763 | 3.601 | 3.8535 | 4.1234 | 4.4246 | 4.7198 | 5.0506 | 5.4069 | 5.7988 | 6.1888 | 6.6199
| Portfolio 3 | $ | 41484.1717 | 0 | 0 | 0.36133 | 0.38666 | 0.41482 | 0.44303 | 0.52199 | 0.55687 | 0.59733 | 0.6377 | 0.69047 | 0.73095 | 93411.8026 | 0.83615 | 0.89918 | 0.95615 | 1.034 | 1.0941 | 1.1724 | 1.2542 | 1.3457 | 1.4371 | 1.5369 | 1.6481 | 1.7632 | 1.8835 | 2.0136
| Portfolio 4 | $ | 41607.7583 | 0 | 0 | 5.5813 | 5.9725 | 6.4078 | 6.8409 | 8.0528 | 8.6033 | 9.2295 | 9.8511 | 10.5513 | 11.283 | 93423.1214 | 12.9138 | 13.8336 | 14.7875 | 15.8734 | 16.9251 | 18.1132 | 19.3819 | 20.7972 | 22.1853 | 23.7405 | 25.4158 | 27.2571 | 29.0917 | 31.1172
Changes in costs for non-RIT-T proponent parties
| Option name | Units | PV | 2024 | 2025 | 2026 | 2027 | 2028 | 2029 | 2030 | 2031 | 2032 | 2033 | 2034 | 2035 | 2036 | 2037 | 2038 | 2039 | 2040 | 2041 | 2042 | 2043 | 2044 | 2045 | 2046 | 2047 | 2048 | 2049 | 2050
| Portfolio 1 | $ | 902289366.0414 | 0 | 0 | -2395759.7579 | -481785.1519 | 242856567.154 | 344456422.992 | 197422858.0832 | -39048005.1884 | -283559882.1727 | 28491918.8236 | 785077200.5118 | -136080774.6517 | 594029656.8018 | -13393544.4315 | -139978553.6072 | -43459876.6914 | -76810989.5105 | -49090309.019 | 69382257.7591 | 62280817.2094 | -11236012.5962 | -385671.7068 | 13593497.4344 | -55997832.7288 | -3442047.0459 | 41647308.795 | 12571495.6838
| Portfolio 1A | $ | 1442685993.4443 | 0 | 0 | 19370793.2309 | -19625418.4836 | 242359569.7999 | 883101072.9834 | 389985664.3614 | -78684955.3125 | -441967458.9181 | -162802574.8068 | 821763170.2576 | 128329303.4103 | 697988918.1552 | -43307515.852 | -87294443.372 | 26056263.7677 | -59947761.5058 | -6173751.8325 | 27985462.6657 | 77678763.7584 | 71249849.8525 | -1124546.5811 | -56369410.042 | -61237989.4734 | 18290406.199 | 64639819.4186 | 2410258.3648
| Portfolio 2 | $ | 595699109.0154 | 0 | 0 | 3298203.8254 | -4146207.3967 | 239997168.7315 | 348719472.9964 | 199470385.2872 | -37688246.0709 | -283217982.8068 | 51237177.9569 | 453447222.7666 | -134719744.1053 | 151884772.7986 | -9375331.3669 | -96972199.9155 | 10583033.3454 | -30145695.4898 | 14202103.1596 | -7520506.0631 | -9172837.9999 | -3846275.4847 | 245609.1446 | 15767694.586 | 14965091.0435 | -11392266.4601 | 14317570.4544 | 118877.7439
| Portfolio 3 | $ | 1166240877.6255 | 0 | 0 | -66728487.1087 | 50887131.5959 | 250885789.5062 | 333034406.1299 | 172502662.8172 | -38188695.0219 | -369362714.0412 | -34865818.3663 | 848733049.6632 | -91681073.8034 | 604889749.8541 | 90282573.8843 | 867469608.0185 | -248211702.0306 | 1048938071.3298 | -406618699.1003 | -1074865921.8983 | 186769238.1449 | -76339178.2276 | -297235.5346 | -3273593.9104 | 221421728.2232 | -203014231.4748 | 20004587.9222 | 37558215.8004
| Portfolio 4 | $ | 2737118178.716 | 0 | 0 | 95338971.3201 | -86181784.643 | 254507188.0716 | 2099593918.3031 | 573658421.4531 | -134584015.7446 | -463695167.0068 | -517079844.1536 | 653909053.1997 | 239673669.8767 | 873446476.1657 | 45464943.4755 | 955193284.6957 | -209638600.371 | 1150486413.6397 | -390496715.7416 | -600349966.478 | 182355760.197 | 22449989.9934 | -114674.2579 | -32285009.107 | -66458529.1859 | 36409348.2755 | 47082703.6446 | -5185186.0831
Differences in the timing of expenditure
| Option name | Units | PV | 2024 | 2025 | 2026 | 2027 | 2028 | 2029 | 2030 | 2031 | 2032 | 2033 | 2034 | 2035 | 2036 | 2037 | 2038 | 2039 | 2040 | 2041 | 2042 | 2043 | 2044 | 2045 | 2046 | 2047 | 2048 | 2049 | 2050
| Portfolio 1 | $ | 10023412.3088 | 0 | 0 | 405232.9343 | 769521.6918 | 3045440.8597 | 943264.7396 | 878649.8139 | 18551.7154 | 1426304.8184 | 29805921.696 | -15070040.3916 | 3088034.8704 | -10931790.489 | -3616989.9907 | 19427613.6469 | 604420.2194 | -298652.4326 | -18587829.4328 | 14689567.6847 | -1760668.4442 | -987060.6615 | 1054992.9044 | -9502276.9971 | -3006003.991 | -286281.4988 | -558915.7117 | -10071053.6148
| Portfolio 1A | $ | 11817199.1739 | 0 | 0 | 855719.5015 | -317242.0594 | -1028458.5401 | -4702314.0426 | 20394367.7821 | 81750.8445 | 2902137.7441 | 34845207.2773 | -4119182.0655 | 1551032.0727 | 4348850.9922 | -13031676.2866 | -26121437.7092 | 604423.1925 | -3.7092 | -21616864.061 | 16646800.1884 | -2934692.0449 | -581401.4809 | 785618.0675 | -4730865.6154 | 1550654.5256 | -174130.8108 | 960471.3564 | -4551422.5595
| Portfolio 2 | $ | 15197480.6324 | 0 | 0 | 86850.5004 | 1651380.0782 | 3090552.4529 | 2118000.8992 | -2097102.3661 | 49247.8882 | 1283238.6905 | 33114104.961 | -13701572.9687 | 4814083.0159 | -4757189.3481 | -1779217.2366 | 4711260.2864 | 4608.7274 | 1.2909 | -2540176.7616 | 1674546.5249 | 619378.5061 | -355846.6198 | -158778.6388 | -5985966.4843 | 519180.9428 | -1022349.8678 | -1135940.1219 | 776697.9879
| Portfolio 3 | $ | 15698733.1953 | 0 | 0 | -1721775.8738 | 951151.0741 | 2653625.2274 | -21058379.2148 | 2910666.6433 | -119098.8865 | 1742304.8122 | 29896467.6003 | -11807243.8314 | -3340218.5007 | 12186577.3733 | 2640024.54 | 63976891.654 | -21690549.9702 | -4696857.162 | 7754846.5 | -9725627.6301 | 4045915.2259 | -5419952.2482 | 1505449.2335 | 31060464.9082 | -42475587.42 | 5732128.9239 | 1567251.745 | -18175833.8829
| Portfolio 4 | $ | 176983643.6947 | 0 | 0 | 3026501.1408 | -339520.0486 | -4854923.3609 | 221367854.7104 | 20228731.1116 | -37361.8528 | 5430627.6638 | -2407267.6804 | -3173824.2591 | -15868985.6713 | 41073544.9581 | -11542514.968 | 26188589.1122 | -20437969.7155 | -820514.9981 | -13585407.0123 | 10056183.6069 | 253338.1953 | -3010741.3019 | -2729.8237 | -41468028.6379 | 58617407.6088 | 2141672.5458 | 1577786.5974 | -18978138.2336
Network losses
| Option name | Units | PV | 2024 | 2025 | 2026 | 2027 | 2028 | 2029 | 2030 | 2031 | 2032 | 2033 | 2034 | 2035 | 2036 | 2037 | 2038 | 2039 | 2040 | 2041 | 2042 | 2043 | 2044 | 2045 | 2046 | 2047 | 2048 | 2049 | 2050
| Portfolio 1 | $ | 0 | 0 | 0 | 0 | 0 | 0 | 0 | 0 | 0 | 0 | 0 | 0 | 0 | 0 | 0 | 0 | 0 | 0 | 0 | 0 | 0 | 0 | 0 | 0 | 0 | 0 | 0 | 0
| Portfolio 1A | $ | 0 | 0 | 0 | 0 | 0 | 0 | 0 | 0 | 0 | 0 | 0 | 0 | 0 | 0 | 0 | 0 | 0 | 0 | 0 | 0 | 0 | 0 | 0 | 0 | 0 | 0 | 0 | 0
| Portfolio 2 | $ | 0 | 0 | 0 | 0 | 0 | 0 | 0 | 0 | 0 | 0 | 0 | 0 | 0 | 0 | 0 | 0 | 0 | 0 | 0 | 0 | 0 | 0 | 0 | 0 | 0 | 0 | 0 | 0
| Portfolio 3 | $ | 0 | 0 | 0 | 0 | 0 | 0 | 0 | 0 | 0 | 0 | 0 | 0 | 0 | 0 | 0 | 0 | 0 | 0 | 0 | 0 | 0 | 0 | 0 | 0 | 0 | 0 | 0 | 0
| Portfolio 4 | $ | 0 | 0 | 0 | 0 | 0 | 0 | 0 | 0 | 0 | 0 | 0 | 0 | 0 | 0 | 0 | 0 | 0 | 0 | 0 | 0 | 0 | 0 | 0 | 0 | 0 | 0 | 0 | 0
Greenhouse gas emissions
| Option name | Units | PV | 2024 | 2025 | 2026 | 2027 | 2028 | 2029 | 2030 | 2031 | 2032 | 2033 | 2034 | 2035 | 2036 | 2037 | 2038 | 2039 | 2040 | 2041 | 2042 | 2043 | 2044 | 2045 | 2046 | 2047 | 2048 | 2049 | 2050
| Portfolio 1 | $ | -1293258.1877 | 0 | 0 | 365683.9927 | 1192994.7557 | 2460737.738 | 4287500.2891 | 3340181.529 | 6089308.8401 | 7874301.4787 | -543344.8359 | -9268348.0505 | -8844067.3935 | -5920591.0608 | -3544574.2002 | -1591580.145 | -1505649.8277 | -3489401.4846 | -2701645.0258 | 3406023.2476 | -2864678.7251 | -850218.0321 | -5183595.4773 | 2404312.1841 | 4480693.5701 | 3216982.4839 | -7781233.2483 | -6069230.8548
| Portfolio 1A | $ | -826931.021 | 0 | 0 | -5007907.0013 | 758724.2186 | 2100282.2386 | 9982353.3939 | 5706207.002 | 8111548.0959 | 15018707.7993 | 14862121.8861 | 733238.9036 | -3212745.365 | -3387928.9771 | -7729187.0005 | -1932899.3835 | -5319036.4657 | -7603615.8481 | -8235062.0529 | -4095830.6206 | -11971696.6251 | -9704139.1154 | -9859248.0169 | -1478461.2776 | -2285989.6203 | -4411737.6565 | -21178415.8824 | -15949693.0648
| Portfolio 2 | $ | -276163.2609 | 0 | 0 | -1739186.5182 | 1125299.0775 | 1071127.1614 | 3985983.2122 | 2806196.06 | 3813876.1042 | 6881432.729 | 91717.7289 | -3739719.4379 | -2148568.3776 | -722727.2322 | -728698.3179 | -2255834.481 | -3159289.7785 | -1201413.5546 | -2230227.4819 | -4528101.5425 | -1512463.6136 | -949240.3915 | -1112323.0875 | -537392.684 | -3513009.2014 | -2171063.1092 | -4264905.2092 | -3534449.5987
| Portfolio 3 | $ | -9162816.7374 | 0 | 0 | 10792498.1974 | 1562728.6758 | 7476600.4018 | 6835287.6349 | 6766233.4701 | 16970771.3675 | 19335050.7825 | 7492212.8826 | 1330711.8567 | -1034434.6734 | -3331003.7646 | -17943662.2186 | -19621264.5288 | -35571769.9284 | -69095027.3527 | -39957595.5617 | 14880719.0335 | 6472760.1368 | -9843113.5629 | -11101276.4779 | -5808269.7232 | -2663508.2728 | 15489223.6618 | 7748252.4704 | 5067678.7259
| Portfolio 4 | $ | 1703117.9009 | 0 | 0 | -21965867.662 | 202653.9162 | 1393373.4782 | 10719268.4224 | 15926180.6918 | 11834442.5707 | 15948767.7646 | 38797206.9719 | 37915956.3555 | 22778008.1842 | 15403004.4262 | -11595601.3968 | -3563078.8705 | -20416700.1168 | -58265516.9594 | -34292266.1309 | -2965966.5026 | -29513627.2148 | -23800294.7583 | -17765455.6861 | -2813889.981 | -11441768.6821 | 674763.7235 | -23857322.6977 | -13404815.0714
Greenhouse gas emissions synchronous condenser losses
| Option name | Units | PV | 2024 | 2025 | 2026 | 2027 | 2028 | 2029 | 2030 | 2031 | 2032 | 2033 | 2034 | 2035 | 2036 | 2037 | 2038 | 2039 | 2040 | 2041 | 2042 | 2043 | 2044 | 2045 | 2046 | 2047 | 2048 | 2049 | 2050
| Portfolio 1 | $ | -65555585.3944 | 0 | 0 | -527464.8494 | -1714270.6627 | -4849884.3641 | -9715206.8307 | -14348352.3399 | -16054504.0774 | -17437870.0569 | -20693289.7465 | -23812624.781 | 0 | 0 | 0 | 0 | 0 | 0 | 0 | 0 | 0 | 0 | 0 | 0 | 0 | 0 | 0 | 0
| Portfolio 1A | $ | -60346300.09 | 0 | 0 | -527464.8494 | -1714758.8408 | -4850823.6983 | -8577898.801 | -13074591.7296 | -14660678.7941 | -15912411.027 | -19041726.4592 | -22048918.8674 | 0 | 0 | 0 | 0 | 0 | 0 | 0 | 0 | 0 | 0 | 0 | 0 | 0 | 0 | 0 | 0
| Portfolio 2 | $ | -64876147.4916 | 0 | 0 | -527464.8494 | -1714636.7963 | -4850142.9822 | -8566520.3014 | -14368084.9991 | -16067323.9839 | -17468209.1655 | -20679049.7647 | -24025114.9286 | 0 | 0 | 0 | 0 | 0 | 0 | 0 | 0 | 0 | 0 | 0 | 0 | 0 | 0 | 0 | 0
| Portfolio 3 | $ | -63791376.0364 | 0 | 0 | -527348.6165 | -1715002.9299 | -4849237.8186 | -7363522.3621 | -14371136.6923 | -15959033.8695 | -17442662.3389 | -20612400.3734 | -23808665.6254 | 0 | 0 | 0 | 0 | 0 | 0 | 0 | 0 | 0 | 0 | 0 | 0 | 0 | 0 | 0 | 0
| Portfolio 4 | $ | -50036729.2161 | 0 | 0 | -527697.3152 | -1714489.4599 | -4852960.9848 | -6349397.8286 | -10574461.2583 | -11890916.469 | -12871581.982 | -15748014.7485 | -18566801.7803 | 0 | 0 | 0 | 0 | 0 | 0 | 0 | 0 | 0 | 0 | 0 | 0 | 0 | 0 | 0 | 0
USE insufficient system strength
| Option name | Units | PV | 2024 | 2025 | 2026 | 2027 | 2028 | 2029 | 2030 | 2031 | 2032 | 2033 | 2034 | 2035 | 2036 | 2037 | 2038 | 2039 | 2040 | 2041 | 2042 | 2043 | 2044 | 2045 | 2046 | 2047 | 2048 | 2049 | 2050
| Portfolio 1 | $ | 3090430780.2352 | 0 | 0 | 946477584.7055 | 2773179578.6768 | 0 | 0 | 0 | 0 | 0 | 0 | 0 | 0 | 0 | 0 | 0 | 0 | 0 | 0 | 0 | 0 | 0 | 0 | 0 | 0 | 0 | 0 | 0
| Portfolio 1A | $ | 3090430780.2352 | 0 | 0 | 946477584.7055 | 2773179578.6768 | 0 | 0 | 0 | 0 | 0 | 0 | 0 | 0 | 0 | 0 | 0 | 0 | 0 | 0 | 0 | 0 | 0 | 0 | 0 | 0 | 0 | 0 | 0
| Portfolio 2 | $ | 3090430780.2352 | 0 | 0 | 946477584.7055 | 2773179578.6768 | 0 | 0 | 0 | 0 | 0 | 0 | 0 | 0 | 0 | 0 | 0 | 0 | 0 | 0 | 0 | 0 | 0 | 0 | 0 | 0 | 0 | 0 | 0
| Portfolio 3 | $ | 3090430780.2352 | 0 | 0 | 946477584.7055 | 2773179578.6768 | 0 | 0 | 0 | 0 | 0 | 0 | 0 | 0 | 0 | 0 | 0 | 0 | 0 | 0 | 0 | 0 | 0 | 0 | 0 | 0 | 0 | 0 | 0
| Portfolio 4 | $ | 3090430780.2352 | 0 | 0 | 946477584.7055 | 2773179578.6768 | 0 | 0 | 0 | 0 | 0 | 0 | 0 | 0 | 0 | 0 | 0 | 0 | 0 | 0 | 0 | 0 | 0 | 0 | 0 | 0 | 0 | 0 | 0