## Cover
Powerlink Contact
Ben McGregor
Team Leader Regional Grid Planning and Data Support
ben.mcgregor@powerlink.com.au
Note: Powerlink's 2025 Transmission Annual Planning Report Chapter 2 Energy and demand projections data should be reviewed in conjunction with the discussion contained in Chapter 2 of the 2025 Transmission Annual Planning Report.
Disclaimer: While care is taken in the preparation of the information in this document, and it is provided in good faith, Powerlink Queensland accepts no responsibility or liability for any loss or damage that may be incurred by persons acting in reliance on this information or assumptions drawn from it.
2020 Transmission Annual Planning Report
Chapter 2 Energy and demand projections - data
2025 Transmission Annual Planning Report
Chapter 2 Energy and demand projections data

## Index
Figure | Description
Figure 2.2 | Yearly net increase of Queensland rooftop PV (1) (2)
Figure 2.3 | Annual installation rates and average sizes for Queensland rooftop PV (1) (2)
Figure 2.4 | Queensland residential battery uptake (1) and number of registered electric vehicles (2)
Figure 2.5 | Brisbane temperature ranges over September 2024 to August 2025 (1)
Figure 2.6 | Comparison of AEMO's 2024 ESOO Step Change 50% PoE delivered demand forecast with the Powerlink's 2025 Central 50% PoE and AEMO's 2025 ESOO Step Change 50% PoE (1)
Figure 2.7 | Comparison of AEMO's 2024 ESOO Step Change 50% PoE delivered energy forecast with the Powerlink's 2025 Central 50% PoE and AEMO's 2025 ESOO Step Change 50% PoE (1)
Figure 2.8 | Comparison of AEMO's 2024 ESOO Step Change 50% PoE annual delivered minimum demand forecast with the Powerlink's 2025 Central 50% PoE and AEMO's 2025 ESOO Step Change 50% PoE (1)
Figure 2.9 | Transmission delivered annual minimum demand for the Queensland region (1)(2)
Figure 2.10 | Load measurement definitions
Figure 2.11 | Historical and forecast transmission delivered energy
Figure 2.12 | Historical and forecast transmission delivered summer maximum demand
Figure 2.13 | Historical and forecast transmission delivered winter maximum demand
Figure 2.14 | Historical and forecast transmission delivered annual minimum demand
Figure 2.15 | Daily load profile of summer 2024/25 and winter 2025 maximum transmission delivered demand days
Figure 2.16 | Daily load profile of 2025 minimum transmission delivered demand day (1)
Figure 2.17 - 2.19 | Historical annual transmission delivered load duration curves
Table | Description
Table 2.1 | Possible large loads excluded from the Low and Central scenario forecasts
Table 2.2 | Average annual growth rate over next 10 years
Table 2.3 | Historical energy (GWh)
Table 2.4 | Forecast annual transmission delivered energy (GWh)
Table 2.5 | Forecast annual native energy (GWh)
Table 2.6 | Historical summer maximum demand at time of delivered peak (MW)
Table 2.7 | Forecast summer transmission delivered maximum demand (MW)
Table 2.8 | Historical winter maximum demand at time of delivered peak (MW)
Table 2.9 | Forecast winter transmission delivered maximum demand (MW)
Table 2.10 | Historical annual minimum demand (MW)
Table 2.11 | Forecast annual transmission delivered minimum demand (MW) (1)
Table 2.12 | Average ratios of zone maximum delivered demand to zone delivered demand at time of Queensland region maximum delivered demand
Table 2.13 | Annual transmission delivered energy by zone (GWh)
Table 2.14 | State summer maximum transmission delivered demand by zone (MW)
Table 2.15 | State winter maximum transmission delivered demand by zone (MW)
Index
2025 TAPR Chapter 2 Energy and demand projections data

## Figure 2.2
Figure 2.2 | Yearly net increase of Queensland rooftop PV (1) (2)
Notes:
(1) Source: Clean Energy Regulator
(2) Registrations generally lag installations and hence data for FY2025 may be slightly understated.
Adjust the above graph to include current FY
Month | FY | Cumulative Capacity |  | GW | MW
2005-07-01 | 2004/05 | 0.0001595 | 0.1595 | 0.0001595 | 0.1595
2006-07-01 | 2005/06 | 0.00056734 | 0.56734 | 0.00040784 | 0.40785
2007-07-01 | 2006/07 | 0.00076532 | 0.76532 | 0.00019798 | 0.19798
2008-07-01 | 2007/08 | 0.0025173 | 2.5173 | 0.001752 | 1.752
2009-07-01 | 2008/09 | 0.012721 | 12.721 | 0.010204 | 10.2037
2010-07-01 | 2009/10 | 0.062315 | 62.3148 | 0.049594 | 49.5938
2011-07-01 | 2010/11 | 0.26509 | 265.0893 | 0.20277 | 202.7745
2012-07-01 | 2011/12 | 0.54887 | 548.8691 | 0.28378 | 283.7798
2013-07-01 | 2012/13 | 0.93822 | 938.2208 | 0.38935 | 389.3517
2014-07-01 | 2013/14 | 1.1613 | 1161.3295 | 0.22311 | 223.1087
2015-07-01 | 2014/15 | 1.3985 | 1398.5024 | 0.23717 | 237.1729
2016-07-01 | 2015/16 | 1.5747 | 1574.6732 | 0.17617 | 176.1708
2017-07-01 | 2016/17 | 1.8298 | 1829.8312 | 0.25516 | 255.158
2018-07-01 | 2017/18 | 2.193 | 2193.0183 | 0.36319 | 363.1871
2019-07-01 | 2018/19 | 2.6818 | 2681.7701 | 0.48875 | 488.7518
2020-07-01 | 2019/20 | 3.3545 | 3354.5338 | 0.67276 | 672.7637
2021-07-01 | 2020/21 | 4.1741 | 4174.1364 | 0.8196 | 819.6026
2022-07-01 | 2021/22 | 4.8893 | 4889.2668 | 0.71513 | 715.1304
2023-07-01 | 2022/23 | 5.6547 | 5654.7255 | 0.76546 | 765.4587
2024-07-01 | 2023/24 | 6.4798 | 6479.816 | 0.82509 | 825.0905
2025-07-01 | 2024/25 | 7.2453 | 7245.2819 | 0.76547 | 765.4659
Note on G1: [Threaded comment] Your version of Excel allows you to read this threaded comment; however, any edits to it will get removed if the file is opened in a newer version of Excel. Learn more: https://go.microsoft.com/fwlink/?linkid=870924 [Tasks] There is a task anchored to this comment that cannot be viewed in your client. Comment: @Rinna Cruz can we change this to the net increase year on year instead of cumulative please?
Note on A29: Adeel Qureshi: Source from NEO Cumulative capcity CER History. TAPR > Chapter 3 > Solar PV > F3.5_CER QLD Monthly Capacity > 2015

## Figure 2.3
Figure 2.3 | Annual installation rates and average sizes for Queensland rooftop PV (1) (2) | [5 empty] | Index
Notes:
(1) Source: Clean Energy Regulator
(2) Registrations generally lag installations and hence data for FY2025 may be slightly understated.
State | FY | AvgInstallationSize | NoInstallations
QLD | 2004/05 | 0.93785 | 171
QLD | 2005/06 | 1.4994 | 272 | State | QLD
QLD | 2006/07 | 1.1784 | 168
QLD | 2007/08 | 1.4479 | 1210 | Row Labels | Sum of AvgInstallationSize | Sum of NoInstallations
QLD | 2008/09 | 1.2734 | 8013 | 2004/05 | 0.93785 | 171
QLD | 2009/10 | 1.5696 | 31597 | 2005/06 | 1.4994 | 272
QLD | 2010/11 | 2.1754 | 93212 | 2006/07 | 1.1784 | 168
QLD | 2011/12 | 2.9116 | 97464 | 2007/08 | 1.4479 | 1210
QLD | 2012/13 | 3.5644 | 109233 | 2008/09 | 1.2734 | 8013
QLD | 2013/14 | 3.9495 | 56490 | 2009/10 | 1.5696 | 31597
QLD | 2014/15 | 4.4983 | 48292 | 2010/11 | 2.1754 | 93212
QLD | 2015/16 | 5.2738 | 34336 | 2011/12 | 2.9116 | 97464
QLD | 2016/17 | 6.0766 | 40174 | 2012/13 | 3.5644 | 109233
QLD | 2017/18 | 7.0564 | 50423 | 2013/14 | 3.9495 | 56490
QLD | 2018/19 | 7.6751 | 61451 | 2014/15 | 4.4983 | 48292
QLD | 2019/20 | 8.2938 | 79526 | 2015/16 | 5.2738 | 34336
QLD | 2020/21 | 8.6488 | 93980 | 2016/17 | 6.0766 | 40174
QLD | 2021/22 | 9.2029 | 79165 | 2017/18 | 7.0564 | 50423
QLD | 2022/23 | 9.3911 | 80920 | 2018/19 | 7.6751 | 61451
QLD | 2023/24 | 10.028 | 83125 | 2019/20 | 8.2938 | 79526
QLD | 2024/25 | 10.6015 | 73585 | 2020/21 | 8.6488 | 93980
QLD | 2025/26 | 9.9902 | 3956 | 2021/22 | 9.2029 | 79165
|  |  |  | 2022/23 | 9.3911 | 80920
|  |  |  | 2023/24 | 10.028 | 83125
|  |  |  | 2024/25 | 10.6015 | 73585
|  |  |  | Grand Total | 107.2538 | 1122807
Note on A33: Adeel Qureshi: Source from NEO. TAPR > Chapter 3 > Solar PV > Figure 3.6 QLD only: SELECT ROW_NUMBER() OVER (ORDER BY CASE WHEN Postcode BETWEEN 4000 AND 4999 THEN 'QLD' WHEN Postcode BETWEEN 9000 AND 9999 THEN 'QLD' ELSE 'Other' END, CAST(YEAR(DateAdd(month, -6, [Month])) AS VARCHAR(16)) + '/' + RIGHT(CAST(YEAR(DateAdd(month, 6, [Month])) AS VARCHAR(16)), 2) ) AS SerialNo, CASE WHEN Postcode BETWEEN 4000 AND 4999 THEN 'QLD' WHEN Postcode BETWEEN 9000 AND 9999 THEN 'QLD' ELSE 'Other' END AS [State], CAST(YEAR(DateAdd(month, -6, [Month])) AS VARCHAR(16)) + '/' + RIGHT(CAST(YEAR(DateAdd(month, 6, [Month])) AS VARCHAR(16)), 2) AS FY, CASE WHEN SUM([Installations_Quantity]) = 0 THEN 0 ELSE SUM(Capacity_kW) / SUM([Installations_Quantity]) END AS AvgInstallationSize, SUM([Installations_Quantity]) AS NoInstallations FROM ( SELECT [Postcode], [Month], [Capacity_kW], [Installations_Quantity], ROW_NUMBER() OVER (PARTITION BY [Postcode], [Month] ORDER BY Insert_Date DESC) AS RN FROM [SolarPVStats].[SPV].[CER_PV_Capacity] WHERE Postcode LIKE '4%' OR Postcode LIKE '9%' ) latestCapacity WHERE RN = 1 GROUP BY CASE WHEN Postcode BETWEEN 4000 AND 4999 THEN 'QLD' WHEN Postcode BETWEEN 9000 AND 9999 THEN 'QLD' ELSE 'Other' END, CAST(YEAR(DateAdd(month, -6, [Month])) AS VARCHAR(16)) + '/' + RIGHT(CAST(YEAR(DateAdd(month, 6, [Month])) AS VARCHAR(16)), 2) ORDER BY 2,3;

## Figure 2.4
Figure 2.4 | Queensland residential battery uptake (1) and number of registered electric vehicles (2)
Notes:
(1) Source: Clean Energy Regulator.
(2) Source: Queensland Government – Electric Vehicle snapshot.
Installation year | ACT | NSW | NT | QLD | SA | TAS | VIC | WA | Total
2014 | 8 | 208 | 3 | 129 | 34 | 5 | 137 | 169 | 693
2015 | 3 | 133 | 1 | 186 | 21 | 6 | 163 | 24 | 537
2016 | 105 | 668 | 6 | 331 | 130 | 18 | 240 | 70 | 1568
2017 | 205 | 1942 | 18 | 856 | 479 | 93 | 845 | 212 | 4650
2018 | 308 | 1876 | 8 | 1119 | 616 | 164 | 1362 | 236 | 5689
2019 | 337 | 1503 | 22 | 2711 | 2292 | 94 | 1288 | 316 | 8563
2020 | 379 | 1852 | 148 | 957 | 3737 | 103 | 1531 | 782 | 9489
2021 | 519 | 2755 | 390 | 1428 | 3308 | 126 | 3018 | 1624 | 13168
2022 | 1193 | 3914 | 681 | 2,844​​​​​ | 4746 | 249 | 5656 | 2710 | 21993
2023 | 773 | 5998 | 564 | 4698 | 5153 | 373 | 6274 | 2952 | 26785
2024 | 679 | 7957 | 485 | 4987 | 6166 | 351 | 6934 | 3746 | 31305
2025 | 265 | 4782 | 208 | 2196 | 2666 | 188 | 2726 | 1152 | 14183
Source | ACT: https://cer.gov.au/markets/reports-and-data/small-scale-installation-postcode-data "Historical voluntary state data for battery installation with small-scale systems" | Last Updated
Note: | ACT: Check current FY data before final Publication for latest update. | 2025-06-30
|  | Battery installations | Registered electric vehicles
| 2020 | 6289 | 3597
| 2021 | 7717 | 8057
| 2022 | 7717 | 15166
| 2023 | 12415 | 21031
| 2024 | 17402 | 43337
| 2025 | 19598 | 63141.617 | 64684 | 159145
Date | ACT: Number of BEVs registered in QLD
| NT: https://www.qld.gov.au/transport/projects/electricvehicles/electric-vehicle-snapshot/electric-vehicle-snapshot-march-2024 |  | (Web link used upto 2023, from 2024 onwards value to be taken from Forecast Tool)
2019-12-01 | ACT: 2115
2020-12-01 | ACT: 3597
2021-12-01 | ACT: 8057; NT: 4460
2022-12-01 | ACT: 15166; NT: 7109
2023-04-01 | ACT: 21031; NT: 5865
2024-09-01 | ACT: 43337; NT: 22306
2025-08-01 | ACT: 63141.617; NT: 19804.617
Note on D49: [Threaded comment] Your version of Excel allows you to read this threaded comment; however, any edits to it will get removed if the file is opened in a newer version of Excel. Learn more: https://go.microsoft.com/fwlink/?linkid=870924 Comment: From forecast tool
Note on E49: [Threaded comment] Your version of Excel allows you to read this threaded comment; however, any edits to it will get removed if the file is opened in a newer version of Excel. Learn more: https://go.microsoft.com/fwlink/?linkid=870924 Comment: Electric vehicle snapshot June 2025 ¦ Transport and motoring ¦ Queensland Government Registered zero emission vehicle (BEV) with 1.3% fleet penetration.
Note on F49: [Threaded comment] Your version of Excel allows you to read this threaded comment; however, any edits to it will get removed if the file is opened in a newer version of Excel. Learn more: https://go.microsoft.com/fwlink/?linkid=870924 Comment: Electric vehicle snapshot June 2025 ¦ Transport and motoring ¦ Queensland Government Low emission vehicle (hybrids and PHEV) with 3.5% penetration.
Note on B59: Adeel Qureshi: From Forecast Tool

## Figure 2.5
Figure 2.5 | Brisbane temperature ranges over September 2024 to August 2025 (1) | [10 empty] | Index
Note:
(1) Long-term average based on years 2000 to 2024/25.
|  | Mean daily maximum (2024/25) | Mean daily minimum (2024/25) | Mean daily maximum (long-term average) | Mean daily minimum (long-term average)
| September | 26.6 | 14.5 | 25.696 | 13.916
| October | 27.3 | 17.5 | 27.068 | 16.524
| November | 28.6 | 20.3 | 28.304 | 18.836
| December | 30.2 | 22 | 29.728 | 20.648
| January | 30.7 | 21.1 | 30.4269 | 21.6462
| February | 30.4 | 21.5 | 30.1962 | 21.4577
| March | 28.8 | 21.1 | 29.1462 | 20.3269
| April | 27.3 | 18.4 | 27.1731 | 17.4385
| May | 24.8 | 15.8 | 24.4538 | 13.9346
| June | 21.5 | 11.6 | 22.0462 | 11.7615
| July | 22.1 | 10.8 | 21.9577 | 10.5
| August | 22.6036 | 11.3734 | 23.4386 | 11.0567
| Maximums | sourced from: | http://www.bom.gov.au/jsp/ncc/cdio/weatherData/av?p_nccObsCode=36&p_display_type=dataFile&p_stn_num=040913 | [11 empty] | Minimums | sourced from: http://www.bom.gov.au/jsp/ncc/cdio/weatherData/av?p_nccObsCode=38&p_display_type=dataFile&p_stn_num=040913
| Year | January | February | March | April | May | June | July | August | September | October | November | December | Annual | Year | January | February | March | April | May | June | July | August | September | October | November | December | Annual
| 1999 | http://www.bom.gov.au/jsp/ncc/cdio/weatherData/av?p_nccObsCode=36&p_display_type=dataFile&p_stn_num=040913 December: 27.2 |  | 1999 | [11 empty] | 18.3
| 2000 | 29.3 | 28.4 | 28.8 | 26.5 | 23.7 | 21 | 21.8 | 23.5 | 27 | 26.5 | 26.6 | 29.3 | 26 | 2000 | 20 | 19.8 | 20.1 | 17.7 | 14.6 | 10.7 | 9.2 | 9.8 | 13.4 | 16.6 | 17.7 | 20.4 | 15.8
| 2001 | 30.4 | 29.1 | 29.8 | 26.9 | 24.5 | 23.2 | 22.4 | 23.1 | 25.1 | 27.8 | 27.5 | 30.6 | 26.7 | 2001 | 21.1 | 20.3 | 20.8 | 17.3 | 12.9 | 11.8 | 9.9 | 9.5 | 12.9 | 15.9 | 18 | 21 | 15.9
| 2002 | 31.4 | 31.3 | 29.9 | 27.8 | 24.1 | 22.4 | 22.5 | 22.5 | 26.3 | 27.6 | 28.3 | 29.7 | 27 | 2002 | 21.6 | 21.8 | 19.7 | 17.3 | 13.4 | 11.2 | 8 | 11.3 | 14.2 | 15.9 | 18.6 | 20.1 | 16.1
| 2003 | 30.4 | 28.8 | 27.9 | 26.2 | 24.1 | 22.4 | 21.2 | 22.6 | 27.6 | 26.5 | 27.7 | 29.1 | 26.2 | 2003 | 20.2 | 21.2 | 19.2 | 17 | 13.6 | 11.8 | 9.9 | 10.8 | 13.5 | 15.7 | 17.2 | 20.6 | 15.9
| 2004 | 31.5 | 32.2 | 29 | 27.4 | 24.7 | 23.3 | 23 | 23.6 | 25.2 | 28.4 | 28.2 | 29.3 | 27.2 | 2004 | 22.4 | 22.3 | 20.3 | 17.8 | 12.2 | 10.7 | 9.8 | 9.9 | 13 | 17.1 | 18.5 | 20.3 | 16.2
| 2005 | 30.2 | 30.8 | 29.3 | 27.7 | 24.8 | 21.9 | 22.4 | 23 | 25.5 | 28.3 | 28.1 | 32.1 | 27 | 2005 | 21.5 | 21.9 | 18.9 | 17.7 | 13.7 | 12.8 | 11.3 | 10.6 | 13.6 | 18.3 | 19.8 | 21.9 | 16.8
| 2006 | 30.6 | 30.8 | 28.3 | 27.8 | 25 | 21.8 | 22.5 | 24 | 24.2 | 25.9 | 27.6 | 27.4 | 26.3 | 2006 | 22.5 | 22.2 | 19.8 | 16.9 | 12.4 | 11.4 | 10.7 | 11.1 | 14.3 | 16.1 | 18.1 | 18.7 | 16.2
| 2007 | 29.8 | 29.4 | 30.8 | 28 | 26.5 | 20.4 | 21.3 | 23.1 | 25.5 | 27.9 | 26.7 | 28.5 | 26.5 | 2007 | 21.3 | 20.8 | 20.6 | 17.3 | 16 | 12.2 | 8.3 | 11.4 | 13.8 | 17.5 | 18.3 | 20.5 | 16.5
| 2008 | 28.9 | 29 | 27.3 | 26.1 | 24.3 | 22.9 | 20.6 | 21.6 | 24.6 | 24.9 | 28.2 | 30.2 | 25.7 | 2008 | 21.5 | 20.9 | 18.1 | 15.6 | 12.3 | 12.4 | 10.4 | 8.9 | 14.5 | 14.7 | 19.3 | 20.7 | 15.8
| 2009 | 30.1 | 29.9 | 29 | 27.4 | 24 | 21.6 | 21.4 | 25.5 | 26.7 | 27.8 | 29.5 | 30.2 | 26.9 | 2009 | 21.3 | 21.5 | 20.1 | 17.8 | 14 | 11.3 | 10.2 | 12.1 | 13.6 | 15.6 | 19.7 | 21.6 | 16.6
| 2010 | 31.1 | 30.1 | 28.2 | 27.3 | 23.8 | 21.6 | 21.7 | 22 | 24.8 | 24.8 | 26.6 | 27.8 | 25.8 | 2010 | 21.9 | 22 | 20.4 | 18.1 | 14 | 11.7 | 11.9 | 10.9 | 15.5 | 16 | 18.5 | 20.5 | 16.8
| 2011 | 29.6 | 30.6 | 28.7 | 26.2 | 23.4 | 20.9 | 21.5 | 22.6 | 24.9 | 25.6 | 28.8 | 27.6 | 25.9 | 2011 | 21.2 | 21.7 | 20.3 | 17.4 | 12.8 | 10.3 | 9.5 | 11.2 | 12.6 | 15.9 | 19.9 | 18.8 | 16
| 2012 | 28.7 | 29.8 | 28.2 | 26.5 | 24 | 21.1 | 21.4 | 23.3 | 25.5 | 27.3 | 28.2 | 30.5 | 26.2 | 2012 | 20.7 | 21.1 | 19.7 | 17.3 | 12.7 | 12.1 | 11.1 | 9.6 | 13.4 | 15.4 | 18.4 | 21 | 16
| 2013 | 30.5 | 28.5 | 28.4 | 26.7 | 23.3 | 21 | 21.8 | 24.8 | 27.2 | 28.8 | 28.5 | 29.7 | 26.6 | 2013 | 22.3 | 20.6 | 19.9 | 16.6 | 13.5 | 12.2 | 12.6 | 10.8 | 14.9 | 17 | 18.1 | 19.6 | 16.5
| 2014 | 30.7 | 30.2 | 29.2 | 28.2 | 25.1 | 23.3 | 22.4 | 22.7 | 25.2 | 27.8 | 29.6 | 29.9 | 27 | 2014 | 21.5 | 21.2 | 20.1 | 17.9 | 15.1 | 12.6 | 8.5 | 11.9 | 12.9 | 16.6 | 20.7 | 21.2 | 16.7
| 2015 | 30.5 | 29.3 | 30.2 | 26.1 | 24.5 | 21.6 | 21.1 | 23.7 | 24.7 | 27.1 | 29.2 | 29.2 | 26.4 | 2015 | 22.5 | 20.9 | 21.3 | 17 | 13.9 | 12.5 | 10.2 | 11.6 | 12.8 | 16.3 | 19.8 | 20 | 16.6
| 2016 | 30.4 | 32 | 29.9 | 28.8 | 27 | 21.5 | 22.5 | 23 | 24.9 | 27.1 | 30.2 | 30.1 | 27.3 | 2016 | 20.9 | 22 | 20.7 | 18.5 | 15 | 13.1 | 12.3 | 11.8 | 15.2 | 15.1 | 19.4 | 21.2 | 17.1
| 2017 | 31.4 | 32.5 | 30.6 | 26.2 | 24.7 | 22.8 | 22.9 | 24.7 | 27.3 | 27 | 27 | 30.7 | 27.3 | 2017 | 23 | 22.7 | 22 | 16.5 | 15.1 | 12.9 | 10.3 | 10.9 | 14.2 | 18.9 | 17.7 | 20.8 | 17.1
| 2018 | 31.8 | 29.7 | 28.7 | 27.8 | 24.8 | 22.6 | 23.2 | 24.3 | 24.9 | 26.1 | 29.8 | 30.1 | 27 | 2018 | 21.6 | 21.2 | 20.8 | 18 | 13.9 | 11.4 | 10.8 | 9.6 | 13.9 | 16.7 | 18.9 | 20.8 | 16.5
| 2019 | 31.9 | 31.6 | 31.2 | 26.9 | 24.9 | 22.8 | 23.5 | 24.1 | 27.4 | 26.8 | 30.6 | 31.9 | 27.8 | 2019 | 22.7 | 22 | 21.5 | 17.9 | 14.3 | 12.4 | 11.4 | 11.7 | 14.1 | 16.5 | 19.6 | 21.2 | 17.1
| 2020 | 30.9 | 29.9 | 28.7 | 28.7 | 24 | 22.7 | 22.1 | 23.4 | 25.9 | 27.8 | 28.9 | 29.9 | 26 | 2020 | 23.1 | 22.3 | 20.1 | 17.9 | 13.8 | 12.5 | 11.5 | 11.4 | 14.9 | 17 | 19 | 22.2 | 17.1
| 2021 | 29.9 | 30 | 28.5 | 26.3 | 23.9 | 21.7 | 21.7 | 23.8 | 25.2 | 28.3 | 27.3 | 29.5 | 26.3 | 2021 | 21.3 | 21.5 | 20.6 | 16.4 | 13.9 | 11.5 | 11.2 | 12 | 13.7 | 17.3 | 19.1 | 20.3 | 16.6
| 2022 | 29.7 | 29.1 | 29.2 | 27 | 23.8 | 21.3 | 19.9 | 22.4 | 24.3 | 25.8 | 28 | 28.1 | 25.7 | 2022 | 21.7 | 20.5 | 20.2 | 18 | 17 | 10.5 | 10.5 | 10.9 | 14.1 | 16.7 | 17.4 | 18.9 | 16.4
| 2023 | 30 | 30.9 | 30.8 | 27.3 | 24 | 23.3 | 22.6 | 24.5 | 25.9 | 27.5 | 27.9 | 31.6 | 27.2 | 2023 | 20.9 | 21.5 | 21.5 | 16.9 | 11.6 | 11.3 | 11.5 | 12.7 | 14.4 | 16.8 | 18.9 | 21.9 | 16.7
| 2024 | 30.7 | 30.8 | 28.4 | 27.4 | 24.1 | 22.6 | 21.4 | 25 | 26.6 | 27.3 | 28.6 | 30.2 | 26.9 | 2024 | 23 | 22.5 | 20.7 | 18.2 | 14.8 | 10.9 | 11.2 | 13.7 | 14.5 | 17.5 | 20.3 | 22 | 17.4
| 2025 | 30.7 | 30.4 | 28.8 | 27.3 | 24.8 | 21.5 | 22.1 | 22.6036 | [5 empty] | 2025 | 21.1 | 21.5 | 21.1 | 18.4 | 15.8 | 11.6 | 10.8 | 11.3734
Historical Avg Analysis |  | January | February | March | April | May | June | July | August | September | October | November | December | Annual | Year | January | February | March | April | May | June | July | August | September | October | November | December | Annual
Long term Avg. from 2000 |  | 30.4269 | 30.1962 | 29.1462 | 27.1731 | 24.4538 | 22.0462 | 21.9577 | 23.4386 | 25.696 | 27.068 | 28.304 | 29.728 | 26.596 |  | 21.6462 | 21.4577 | 20.3269 | 17.4385 | 13.9346 | 11.7615 | 10.5 | 11.0567 | 13.916 | 16.524 | 18.836 | 20.648 | 16.496
10 year Avg. |  | 30.74 | 30.69 | 29.48 | 27.37 | 24.6 | 22.28 | 22.19 | 23.7804 | 25.71 | 27.08 | 28.75 | 30.13 | 26.79 |  | 21.93 | 21.77 | 20.92 | 17.67 | 14.52 | 11.81 | 11.15 | 11.6073 | 14.18 | 16.88 | 19.01 | 20.93 | 16.86
5 year Avg. |  | 30.2 | 30.24 | 29.14 | 27.06 | 24.12 | 22.08 | 21.54 | 23.6607 | 25.58 | 27.34 | 28.14 | 29.86 | 26.42 |  | 21.6 | 21.5 | 20.82 | 17.58 | 14.62 | 11.16 | 11.04 | 12.1347 | 14.32 | 17.06 | 18.94 | 21.06 | 16.84
Note: Input next year data in empty cells

## Table 2.1
Table 2.1 | Possible large loads excluded from the Low and Central scenario forecasts |  |  | Index
| Zone | Description | Possible load
| North Queensland | Electrification of existing mining load | 1,500MW
New industrial
New mining
| Central Queensland | Electrification of existing industrial load | 1,372MW
Hydrogen Facility
New manufacturing
| South Queensland | Industrial | 110MW
Data Centre
High Scenario
| North | BMA | 600
| North | Solquartz Pty Ltd (Project Green Poly) | 900
| North | Townsville Energy Chemical Hub (TECH) Project
1500
| Central | QCLNG Curtis Island Electrification | 490
| Central | Rio Electrification | 400
| Central | Euroa Hydrogen Project | 472.5
| Central | Vitrinite Mine 10MW load connection | 10
1372.5
| South | Quantum Data Centre | 80
| South | Logan and Gold Coast Faster Rail | 30
110
|  | TOTAL | 2650.5

## Figure 2.6
Figure 2.6 | Comparison of AEMO's 2024 ESOO Step Change 50% PoE delivered demand forecast with the Powerlink's 2025 Central 50% PoE and AEMO's 2025 ESOO Step Change 50% PoE (1) | [7 empty] | Index
Notes:
(1) AEMO’s 2025 and 2024 ESOO forecast has been converted from ‘operational sent-out’ to ‘transmission delivered’ for the purposes of comparison. Refer to Figure 3.5 for further details.
| Summer | Historical | Weather corrected | Powerlink's 2025 Central 50% PoE | Powerlink's 2024 Central 50% PoE | AEMO's 2024 ESOO Step Change 50% PoE | AEMO's 2025 ESOO Step Change 50% PoE | Data check (Historical data in Figure 3.2 and Table 3.6 should match)
| 2015/16 | 8222 | 8050 |  |  |  |  | ✓
| 2016/17 | 8347 | 8257 |  |  |  |  | ✓
| 2017/18 | 8789 | 8515 |  |  |  |  | ✓
| 2018/19 | 8969 | 8488 |  |  |  |  | ✓
| 2019/20 | 8766 | 8662 |  |  |  |  | ✓
| 2020/21 | 8479 | 8660 |  |  |  |  | ✓
| 2021/22 | 9031 | 8876 |  |  |  |  | ✓
| 2022/23 | 8915.7425 | 9201 |  |  |  |  | ✓
| 2023/24 | 9428.8764 | 9217.83 |  |  |  |  | No Match
| 2024/25 | 9973.6553 | 9529.4102 |  | 9391.836 | 9156.4187
| 2025/26 |  |  | 9529.4102 | 9828.0736 | 9291.59 | 9892.9845
| 2026/27 |  |  | 9842.8848 | 9968.2968 | 9470.8258 | 9995.0225
| 2027/28 |  |  | 10102.3262 | 10301.1922 | 9641.7001 | 10108.0221
| 2028/29 |  |  | 10359.9141 | 10749.0494 | 9764.5352 | 10194.9298
| 2029/30 |  |  | 10579.2754 | 11179.2524 | 9928.0405 | 10375.1298
| 2030/31 |  |  | 10983.5264 | 11660.0221 | 10050.5503 | 10680.5832
| 2031/32 |  |  | 11561.0996 | 12317.4219 | 10215.9068 | 11080.5572
| 2032/33 |  |  | 11681.8643 | 12398.5078 | 10342.5012 | 11398.7749
| 2033/34 |  |  | 11739.6475 | 12523.8564 | 10322.5682 | 11577.6481
| 2034/35 |  |  | 11817.4844 |  |  | 11741.0205
Add last year as historical below to update the table above
| Year | Historical | Weather Corrected
| 2014/15 | 7983 | 7737
| 2015/16 | 8222 | 8050
| 2016/17 | 8347 | 8257
| 2017/18 | 8789 | 8515
| 2018/19 | 8969 | 8488
| 2019/20 | 8766 | 8662
| 2020/21 | 8479 | 8660
| 2021/22 | 9031 | 8876
| 2022/23 | 8915.7425 | 9201
| 2023/24 | 9428.8764 | 9217.83
| 2024/25 | 9973.6553 | 9454.24
Update Manually
Note on H42: [Threaded comment] Your version of Excel allows you to read this threaded comment; however, any edits to it will get removed if the file is opened in a newer version of Excel. Learn more: https://go.microsoft.com/fwlink/?linkid=870924 Comment: From AEMO’S ESOO 2025. Converted to estimated TDel by reducing the OPSO by losses, both published in ESOO. https://www.aemo.com.au/energy-systems/electricity/national-electricity-market-nem/nem-forecasting-and-planning/forecasting-and-planning-data/electricity-forecasting-data-portal

## Figure 2.7
Figure 2.7 | Comparison of AEMO's 2024 ESOO Step Change 50% PoE delivered energy forecast with the Powerlink's 2025 Central 50% PoE and AEMO's 2025 ESOO Step Change 50% PoE (1) | [6 empty] | Index
Notes:
(1) AEMO’s 2025 and 2024 ESOO forecast has been converted from ‘operational sent-out’ to ‘transmission delivered’ for the purposes of comparison. Refer to Figure 3.5 for further details.
| Financial year | Historical | Powerlink's 2025 Central 50% PoE | Powerlink's 2024 Central 50% PoE | AEMO's 2024 ESOO Step Change 50% PoE | AEMO's 2025 ESOO Step Change 50% PoE | Data check (Historical data in Figure 3.3 and Table 3.3 should match)
| 2015/16 | 49094 |  |  |  |  | ✓
| 2016/17 | 49880 |  |  |  |  | ✓
| 2017/18 | 48739 |  |  |  |  | ✓
| 2018/19 | 48764 |  |  |  |  | ✓
| 2019/20 | 47860 |  |  |  |  | ✓
| 2020/21 | 47421 |  |  |  |  | ✓
| 2021/22 | 47405 |  |  |  |  | ✓
| 2022/23 | 46214.1247 |  |  |  |  | ✓
| 2023/24 | 47476.5424 |  |  |  |  | ✓
| 2024/25 | 47305.8845 |  | 46697.0005 | 46812.1377
| 2025/26 |  | 48147.2586 | 48031.6691 | 47377.0605 | 48759.6
| 2026/27 |  | 49418.3586 | 48883.4645 | 47946.4605 | 48893.1
| 2027/28 |  | 50925.888 | 50217.1705 | 48377.8605 | 49032.6
| 2028/29 |  | 51819.1315 | 52000.0332 | 48936.9605 | 49396.1
| 2029/30 |  | 52634.2026 | 53785.2576 | 50780.2605 | 50361.7
| 2030/31 |  | 54215.4709 | 57649.9422 | 52588.7605 | 52166.7
| 2031/32 |  | 58054.4087 | 60434.2645 | 55240.5605 | 54769.1
| 2032/33 |  | 58654.1627 | 60436.7188 | 58118.9605 | 56920
| 2033/34 |  | 58890.4536 | 60515.9407 | 59695.4605 | 58452.4
| 2034/35 |  | 59076.5556 |  |  | 60511.2
Add last year as historical below to update the table above
| 2014/15 | 46780
| 2015/16 | 49094
| 2016/17 | 49880
| 2017/18 | 48739
| 2018/19 | 48764
| 2019/20 | 47860
| 2020/21 | 47421
| 2021/22 | 47405
| 2022/23 | 46214.1247
| 2023/24 | 47476.5424
Update Manually
Note on G42: [Threaded comment] Your version of Excel allows you to read this threaded comment; however, any edits to it will get removed if the file is opened in a newer version of Excel. Learn more: https://go.microsoft.com/fwlink/?linkid=870924 Comment: From AEMO’S ESOO 2025. Converted to estimated TDel by reducing the OPSO by losses, both published in ESOO. https://www.aemo.com.au/energy-systems/electricity/national-electricity-market-nem/nem-forecasting-and-planning/forecasting-and-planning-data/electricity-forecasting-data-portal

## Figure 2.8
Figure 2.8 | Comparison of AEMO's 2024 ESOO Step Change 50% PoE annual delivered minimum demand forecast with the Powerlink's 2025 Central 50% PoE and AEMO's 2025 ESOO Step Change 50% PoE (1) | [12 empty] | Index
Notes:
Notes:
(1) AEMO’s 2025 and 2024 ESOO forecast has been converted from ‘operational sent-out’ to ‘transmission delivered’ for the purposes of comparison. Refer to Figure 3.5 for further details.
| Financial year | Historical | Powerlink's 2025 Central 50% PoE | Powerlink's 2024 Central 50% PoE | AEMO's 2024 ESOO Step Change 50% PoE | AEMO's 2025 ESOO Step Change 50% PoE | Data check (Historical data in Figure 3.4 and Table 3.14 should match)
| 2016 | 4336.2277 |  |  |  |  | ✓
| 2017 | 4180.5951 |  |  |  |  | ✓
| 2018 | 4007.5983 |  |  |  |  | ✓
| 2019 | 3369.5923 |  |  |  |  | ✓
| 2020 | 3005.5608 |  |  |  |  | ✓
| 2021 | 3013.5076 |  |  |  |  | ✓
| 2022 | 2597.4988 |  |  |  |  | ✓
| 2023 | 2538.2406 |  |  |  |  | ✓
| 2024 | 2389.4 |  |  |  |  | No Match
| 2025 | 2238.6509 |  | 1756.2523 | 2013.6066 |  |  | From Forecast Tool
| 2026 |  | 2109.7319 | 1510.1226 | 1669.4401 | 2477.1901 |  | asset | level | scenario | year | type | metric | value | New Total | Adjustment
| 2027 |  | 2161.0298 | 1033.5996 | 1336.3071 | 2248.4794 |  | Powerlink | network | Delivered Central | 2026 | Min Demand (MW) 50%_POE | MW | 2109.7319 | 2109.7319 | 0
| 2028 |  | 2074.1355 | 868.2988 | 956.171 | 2018.0611 |  | Powerlink | network | Delivered Central | 2027 | Min Demand (MW) 50%_POE | MW | 2161.0298 | 2161.0298 | 0
| 2029 |  | 1967.8105 | 352.5527 | 692.4261 | 1871.0972 |  | Powerlink | network | Delivered Central | 2028 | Min Demand (MW) 50%_POE | MW | 2074.1355 | 2074.1355 | 0
| 2030 |  | 1783.7565 | 666.6328 | 367.0614 | 1691.5314 |  | Powerlink | network | Delivered Central | 2029 | Min Demand (MW) 50%_POE | MW | 1967.8105 | 1967.8105 | 0
| 2031 |  | 1770.1244 | 526.5466 | 20.6466 | 1626.5447 |  | Powerlink | network | Delivered Central | 2030 | Min Demand (MW) 50%_POE | MW | 1783.7565 | 1783.7565 | 0
| 2032 |  | 2041.5143 | 235.3582 | -354.8303 | 1702.7446 |  | Powerlink | network | Delivered Central | 2031 | Min Demand (MW) 50%_POE | MW | 1770.1244 | 1770.1244 | 0
| 2033 |  | 1839.0684 | -104.9841 | -775.5115 | 1736.2543 |  | Powerlink | network | Delivered Central | 2032 | Min Demand (MW) 50%_POE | MW | 2041.5143 | 2041.5143 | 0
| 2034 |  | 1604.8828 | -478.4231 | -1333.4262 | 1698.1392 |  | Powerlink | network | Delivered Central | 2033 | Min Demand (MW) 50%_POE | MW | 1839.0684 | 1839.0684 | 0
| 2035 |  | 1328.1477 |  |  | 1671.6513 |  | Powerlink | network | Delivered Central | 2034 | Min Demand (MW) 50%_POE | MW | 1604.8828 | 1604.8828 | 0
[8 empty] | Powerlink | network | Delivered Central | 2035 | Min Demand (MW) 50%_POE | MW | 1328.1477 | 1328.1477 | 0
Note: Min Demand occurred in Shoulder Period
Add last year as historical below to update the table above
| 2015 | 3883.9073
| 2016 | 4336.2277
| 2017 | 4180.5951
| 2018 | 4007.5983
| 2019 | 3369.5923
| 2020 | 3005.5608
| 2021 | 3013.5076
| 2022 | 2597.4988
| 2023 | 2538.2406
| 2024 | 2389.4
Update Manually
Note on Q42: Adeel Qureshi: Input '0' if no adjustment required

## Figure 2.9
Figure 2.9 | Transmission delivered annual minimum demand for the Queensland region (1)(2) | [10 empty] | Index
Notes:
(1) Minimum demand can be caused by abnormal conditions, as depicted in the 2019 trace when lowest demand coincided with a large industrial load being out of service.
(2) 2025 trace based on preliminary metering data up to 28th August 2025.
| Date | 0:00 | 0:30 | 1:00 | 1:30 | 2:00 | 2:30 | 3:00 | 3:30 | 4:00 | 4:30 | 5:00 | 5:30 | 6:00 | 6:30 | 7:00 | 7:30 | 8:00 | 8:30 | 9:00 | 9:30 | 10:00 | 10:30 | 11:00 | 11:30 | 12:00 | 12:30 | 13:00 | 13:30 | 14:00 | 14:30 | 15:00 | 15:30 | 16:00 | 16:30 | 17:00 | 17:30 | 18:00 | 18:30 | 19:00 | 19:30 | 20:00 | 20:30 | 21:00 | 21:30 | 22:00 | 22:30 | 23:00 | 23:30
| 2020-09-27 | 4872.6482 | 4764.6953 | 4659.0315 | 4578.1136 | 4546.6052 | 4510.1956 | 4492.2264 | 4484.5006 | 4497.5543 | 4527.2791 | 4585.8853 | 4575.4057 | 4475.4394 | 4193.1942 | 3949.1811 | 3706.7275 | 3563.2838 | 3431.6573 | 3279.658 | 3178.6246 | 3114.2126 | 3063.9537 | 3025.5161 | 3047.4296 | 3005.556 | 3058.299 | 3064.9204 | 3131.9407 | 3315.2759 | 3521.9665 | 3838.8491 | 4211.7321 | 4642.1855 | 5135.3228 | 5543.8743 | 5830.5469 | 6067.8862 | 6104.0087 | 6009.5196 | 5963.9594 | 5866.1749 | 5718.6042 | 5582.6562 | 5475.4214 | 5370.6914 | 5311.0194 | 5145.779 | 4975.5615
| 2021-10-17 | 5034.2415 | 4934.4782 | 4846.9545 | 4777.541 | 4736.9561 | 4698.1572 | 4688.5084 | 4656.5212 | 4660.6923 | 4693.0569 | 4699.1749 | 4577.7389 | 4261.7425 | 3885.496 | 3607.2214 | 3401.245 | 3330.6422 | 3215.3688 | 3141.681 | 3122.7826 | 3062.4462 | 3013.5076 | 3034.8129 | 3051.075 | 3130.2358 | 3156.1124 | 3312.5549 | 3490.4767 | 3714.7458 | 4006.5906 | 4386.45 | 4889.37 | 5300.2633 | 5747.5869 | 6069.461 | 6354.6219 | 6529.3424 | 6606.6388 | 6489.9338 | 6342.3193 | 6256.5495 | 6089.0257 | 5920.3884 | 5773.6488 | 5644.5015 | 5541.5298 | 5386.5726 | 5224.678
| 2022-09-25 | 4888.1617 | 4785.4683 | 4683.1114 | 4637.4639 | 4562.1118 | 4516.7658 | 4495.2062 | 4473.4833 | 4508.4255 | 4535.4696 | 4566.001 | 4540.484 | 4414.4281 | 4067.8337 | 3719.9202 | 3392.8452 | 3200.7017 | 2979.5279 | 2800.5188 | 2671.3946 | 2638.6492 | 2597.4988 | 2600.7426 | 2633.4388 | 2657.4598 | 2673.2148 | 2788.3519 | 2925.0945 | 3122.647 | 3333.5209 | 3669.3197 | 4128.3765 | 4643.3303 | 5245.6819 | 5732.9903 | 6048.2698 | 6226.7201 | 6266.1316 | 6097.9259 | 6054.7386 | 6070.7923 | 5911.4515 | 5750.0341 | 5579.0905 | 5436.6672 | 5276.9624 | 5231.0544 | 5072.5667
| 2023-08-20 | 5066.5748 | 4785.4683 | 4683.1114 | 4637.4639 | 4562.1118 | 4516.7658 | 4495.2062 | 4473.4833 | 4508.4255 | 4535.4696 | 4566.001 | 4540.484 | 4414.4281 | 4067.8337 | 3719.9202 | 3392.8452 | 3200.7017 | 2979.5279 | 2800.5188 | 2671.3946 | 2638.6492 | 2597.4988 | 2600.7426 | 2633.4388 | 2657.4598 | 2673.2148 | 2788.3519 | 2925.0945 | 3122.647 | 3333.5209 | 3669.3197 | 4128.3765 | 4643.3303 | 5245.6819 | 5732.9903 | 6048.2698 | 6226.7201 | 6266.1316 | 6097.9259 | 6054.7386 | 6070.7923 | 5911.4515 | 5750.0341 | 5579.0905 | 5436.6672 | 5276.9624 | 5231.0544 | 5072.5667
| 2024-10-05 | 4942.1934 | 4822.2069 | 4715.0349 | 4654.4294 | 4601.6515 | 4564.3996 | 4597.7383 | 4590.7662 | 4626.7877 | 4665.8649 | 4675.7086 | 4632.4453 | 4447.8571 | 3990.0339 | 3605.0999 | 3226.9738 | 3035.5319 | 2755.7887 | 2494.0287 | 2443.5737 | 2389.4133 | 2508.0411 | 2497.545 | 2503.802 | 2536.0355 | 2633.8398 | 2774.7113 | 2778.4473 | 2996.6999 | 3453.9329 | 4006.4855 | 4594.5424 | 5035.9772 | 5515.9544 | 6059.7756 | 6365.2359 | 6446.3258 | 6381.6339 | 6257.5768 | 6096.3018 | 6014.3271 | 5846.7937 | 5674.2802 | 5474.8874 | 5372.7226 | 5279.3424 | 5147.06 | 5019.2301
| 2025-08-31 | 5152.101 | 4987.7652 | 4905.5229 | 4802.1771 | 4766.1463 | 4721.3238 | 4714.2526 | 4704.0478 | 4754.3162 | 4787.3408 | 4873.7874 | 4979.7733 | 5100.0297 | 4957.4285 | 4613.1188 | 4255.055 | 3899.2005 | 3467.4443 | 3108.5417 | 2740.9158 | 2471.3433 | 2256.1601 | 2240.1937 | 2287.5228 | 2417.6063 | 2472.9345 | 2573.603 | 2802.0447 | 3036.8631 | 3245.2255 | 3668.5023 | 4115.9853 | 4616.0004 | 5383.4059 | 5973.1023 | 6376.3587 | 6541.2279 | 6493.652 | 6329.0722 | 6179.4625 | 6072.6821 | 6189.1041 | 6113.2302 | 5967.8899 | 5794.2279 | 5600.4904 | 5384.6417 | 5227.0831
| Year | Day | MW
| 2015 | 2015-09-07 02:30 | 3883.9073 |  |  | Date | 0:00 | 0:30 | 1:00 | 1:30 | 2:00 | 2:30 | 3:00 | 3:30 | 4:00 | 4:30 | 5:00 | 5:30 | 6:00 | 6:30 | 7:00 | 7:30 | 8:00 | 8:30 | 9:00 | 9:30 | 10:00 | 10:30 | 11:00 | 11:30 | 12:00 | 12:30 | 13:00 | 13:30 | 14:00 | 14:30 | 15:00 | 15:30 | 16:00 | 16:30 | 17:00 | 17:30 | 18:00 | 18:30 | 19:00 | 19:30 | 20:00 | 20:30 | 21:00 | 21:30 | 22:00 | 22:30 | 23:00 | 23:30
| 2016 | 2016-12-26 05:00 | 4336.2277 |  | 1 | 2018-09-02 | 4831 | 4707 | 4627 | 4526 | 4480 | 4432 | 4427 | 4405 | 4413 | 4444 | 4497 | 4560 | 4657 | 4677 | 4710 | 4654 | 4598 | 4497 | 4399 | 4327 | 4214 | 4107 | 4063 | 4020 | 4008 | 4018 | 4043 | 4147 | 4262 | 4388 | 4567 | 4821 | 5089 | 5372 | 5607 | 5808 | 5991 | 6034 | 5984 | 5893 | 5825 | 5700 | 5543 | 5428 | 5362 | 5309 | 5160 | 4969
| 2017 | 2017-04-16 04:00 | 4180.5951 |  | 2 | 2019-08-18 | 4763 | 4649 | 4531 | 4445 | 4381 | 4353 | 4393 | 4422 | 4432 | 4428 | 4481 | 4522 | 4614 | 4663 | 4630 | 4550 | 4463 | 4322 | 4192 | 4080 | 4037 | 3899 | 3810 | 3370 | 3459 | 3662 | 3682 | 3745 | 3857 | 4012 | 4219 | 4505 | 4837 | 5224 | 5529 | 5863 | 6071 | 6105 | 5961 | 5842 | 5817 | 5673 | 5546 | 5432 | 5319 | 5216 | 5042 | 4832
| 2018 | 2018-09-02 12:30 | 4007.5983 |  | 3 | 2020-09-27 | 4872.6482 | 4764.6953 | 4659.0315 | 4578.1136 | 4546.6052 | 4510.1956 | 4492.2264 | 4484.5006 | 4497.5543 | 4527.2791 | 4585.8853 | 4575.4057 | 4475.4394 | 4193.1942 | 3949.1811 | 3706.7275 | 3563.2838 | 3431.6573 | 3279.658 | 3178.6246 | 3114.2126 | 3063.9537 | 3025.5161 | 3047.4296 | 3005.556 | 3058.299 | 3064.9204 | 3131.9407 | 3315.2759 | 3521.9665 | 3838.8491 | 4211.7321 | 4642.1855 | 5135.3228 | 5543.8743 | 5830.5469 | 6067.8862 | 6104.0087 | 6009.5196 | 5963.9594 | 5866.1749 | 5718.6042 | 5582.6562 | 5475.4214 | 5370.6914 | 5311.0194 | 5145.779 | 4975.5615
| 2019 | 2019-08-18 12:00 | 3369.5923 |  | 4 | 2021-10-17 | 5034.2415 | 4934.4782 | 4846.9545 | 4777.541 | 4736.9561 | 4698.1572 | 4688.5084 | 4656.5212 | 4660.6923 | 4693.0569 | 4699.1749 | 4577.7389 | 4261.7425 | 3885.496 | 3607.2214 | 3401.245 | 3330.6422 | 3215.3688 | 3141.681 | 3122.7826 | 3062.4462 | 3013.5076 | 3034.8129 | 3051.075 | 3130.2358 | 3156.1124 | 3312.5549 | 3490.4767 | 3714.7458 | 4006.5906 | 4386.45 | 4889.37 | 5300.2633 | 5747.5869 | 6069.461 | 6354.6219 | 6529.3424 | 6606.6388 | 6489.9338 | 6342.3193 | 6256.5495 | 6089.0257 | 5920.3884 | 5773.6488 | 5644.5015 | 5541.5298 | 5386.5726 | 5224.678
| 2020 | 2020-09-27 12:30 | 3005.5608 |  | 5 | 2022-09-25 | 4888.1617 | 4785.4683 | 4683.1114 | 4637.4639 | 4562.1118 | 4516.7658 | 4495.2062 | 4473.4833 | 4508.4255 | 4535.4696 | 4566.001 | 4540.484 | 4414.4281 | 4067.8337 | 3719.9202 | 3392.8452 | 3200.7017 | 2979.5279 | 2800.5188 | 2671.3946 | 2638.6492 | 2597.4988 | 2600.7426 | 2633.4388 | 2657.4598 | 2673.2148 | 2788.3519 | 2925.0945 | 3122.647 | 3333.5209 | 3669.3197 | 4128.3765 | 4643.3303 | 5245.6819 | 5732.9903 | 6048.2698 | 6226.7201 | 6266.1316 | 6097.9259 | 6054.7386 | 6070.7923 | 5911.4515 | 5750.0341 | 5579.0905 | 5436.6672 | 5276.9624 | 5231.0544 | 5072.5667
| 2021 | 2021-10-17 10:30 | 3013.5076 |  | 6 | 2023-08-20 | 5066.5748 | 4922.638 | 4822.7136 | 4771.2908 | 4730.1369 | 4727.5038 | 4706.2881 | 4725.886 | 4750.7089 | 4785.2341 | 4838.4152 | 4889.1316 | 5031.3871 | 5053.8657 | 4726.458 | 4267.1342 | 3895.0528 | 3559.4737 | 3250.0987 | 2906.777 | 2689.3752 | 2605.6787 | 2557.0021 | 2538.5773 | 2533.2173 | 2571.3299 | 2632.7643 | 2807.6039 | 3015.3111 | 3367.0506 | 3660.586 | 4088.6638 | 4708.5681 | 5365.6508 | 6026.4371 | 6354.6266 | 6511.9779 | 6508.1499 | 6475.3741 | 6441.0417 | 6268.7793 | 6087.7655 | 5958.5389 | 5709.8804 | 5617.436 | 5438.4594 | 5291.8924 | 5115.0593
| 2022 | 2022-09-25 11:00 | 2597.4988 |  | 7 | 2024-10-05 | 4942.1934 | 4822.2069 | 4715.0349 | 4654.4294 | 4601.6515 | 4564.3996 | 4597.7383 | 4590.7662 | 4626.7877 | 4665.8649 | 4675.7086 | 4632.4453 | 4447.8571 | 3990.0339 | 3605.0999 | 3226.9738 | 3035.5319 | 2755.7887 | 2494.0287 | 2443.5737 | 2389.4133 | 2508.0411 | 2497.545 | 2503.802 | 2536.0355 | 2633.8398 | 2774.7113 | 2778.4473 | 2996.6999 | 3453.9329 | 4006.4855 | 4594.5424 | 5035.9772 | 5515.9544 | 6059.7756 | 6365.2359 | 6446.3258 | 6381.6339 | 6257.5768 | 6096.3018 | 6014.3271 | 5846.7937 | 5674.2802 | 5474.8874 | 5372.7226 | 5279.3424 | 5147.06 | 5019.2301
| 2023 | 2023-08-20 12:30 | 2538.4804 |  | 8 | 2025-08-31 | 5152.101 | 4987.7652 | 4905.5229 | 4802.1771 | 4766.1463 | 4721.3238 | 4714.2526 | 4704.0478 | 4754.3162 | 4787.3408 | 4873.7874 | 4979.7733 | 5100.0297 | 4957.4285 | 4613.1188 | 4255.055 | 3899.2005 | 3467.4443 | 3108.5417 | 2740.9158 | 2471.3433 | 2256.1601 | 2240.1937 | 2287.5228 | 2417.6063 | 2472.9345 | 2573.603 | 2802.0447 | 3036.8631 | 3245.2255 | 3668.5023 | 4115.9853 | 4616.0004 | 5383.4059 | 5973.1023 | 6376.3587 | 6541.2279 | 6493.652 | 6329.0722 | 6179.4625 | 6072.6821 | 6189.1041 | 6113.2302 | 5967.8899 | 5794.2279 | 5600.4904 | 5384.6417 | 5227.0831
| 2024 | 2024-10-05 10:30 | 2389.4133 |  | 9
| 2025 | 2025-08-31 11:30 | 2238.6509 |  | 10
Step 1:
Add to the last row current year's min demand data
Step 2:
Enter current year's min day profile in this table using NEO query in note
Note on A26: [Threaded comment] Your version of Excel allows you to read this threaded comment; however, any edits to it will get removed if the file is opened in a newer version of Excel. Learn more: https://go.microsoft.com/fwlink/?linkid=870924 Comment: Is this still applicable? Or should we remove 2019 curve from the graph?
Note on B41: KNIGHT Dean (Powerlink): with BASE AS( SELECT DRND.DATE_TIME, --EXTRACT (YEAR FROM ADD_MONTHS (DATE_TIME - 1/48, -6)) ¦¦ '-' ¦¦ EXTRACT (YEAR FROM ADD_MONTHS (DATE_TIME - 1/48, 6)) AS FY, to_char(DRND.DATE_TIME - 1/48,'YYYY')AS Year, SUM(GET_METRIC_FROM_KWH('DELIVERED', POINTS.MEASURE_TYPE_ID,POINTS.NATURE, 'MW', DRND.KWH) * POINTS.FACTOR) AS MW FROM --Posible colummns are ZONE, SUBSTATION, VOLTAGE, CUSTOMER, LOAD_GROUP_POWER_STATION, ELEMENT_NAME, METER_TAG, NATUR, LDB_CONNECTION_POINT, NMI, SOURCE_TYPE -- Additional columns when using OSI_PI_MAP_WITH_GEN_ATTIBUTES are LDB_GENERATOR_NAME (same as LDB_CONNECTION_POINT), SCHEDULED,CAPACITY_MW, FUEL, GENERATOR_TYPE (SELECT POINT_ID, MEASURE_TYPE_ID, NATURE, FACTOR,COD_DATE_FROM, COD_DATE_TO FROM --OSI_PI_LOAD_GROUP_MAP_20190906 -- Just real NMIs and attibutes required for PI AF: OSI_PI_MAP_INC_SCADA -- All real NMIs and SCADA sourced points with attributes required by PI AF --OSI_PI_MAP_WITH_GEN_ATTIBUTES -- All real NMIs and SCADA sourced points with generator Load DB attributes: WHERE --Posible Natures: 'Load', 'Embedded Generation', 'Transmission Connected Generation', 'Native Load', 'Auxilliary Load', 'Inter-State Flow', 'Inter-Zone Flow', 'Pump Load', 'Reference', 'Embedded Load' NATURE = 'Load' AND MEASURE_TYPE_ID IN (2,5)) POINTS INNER JOIN DATE_RESPECTIVE_NMI_DATA DRND ON POINTS.POINT_ID = DRND.POINT_ID --Required so that pointIDs associated with multiple elements at different times don't cuase duplication AND POINTS.COD_DATE_FROM < DRND.DATE_TIME AND POINTS.COD_DATE_TO >= DRND.DATE_TIME WHERE --Date Range DRND.DATE_TIME > '01/JAN/2015' AND DRND.DATE_TIME <= '01/OCT/2020' AND extract(hour from CAST(DRND.DATE_TIME -1/48 as timestamp)) >=8 AND extract(hour from CAST(DRND.DATE_TIME -1/48 as timestamp)) < 16 GROUP BY DRND.DATE_TIME ORDER BY 1 ), MIN_Delivered AS ( SELECT Year,MIN(MW) AS MIN_MW FROM BASE GROUP BY Year ) SELECT BASE.Year, BASE.DATE_TIME, BASE.MW FROM BASE INNER JOIN MIN_Delivered ON BASE.MW = MIN_Delivered.MIN_MW AND BASE.Year = MIN_Delivered.Year ;
Note on G42: KNIGHT Dean (Powerlink): SELECT * FROM( SELECT to_char(DRND.DATE_TIME - 1/48,'YYYY-MM-DD') AS "DATEDDMMYYY", to_char((DRND.DATE_TIME - 1/48),'HH24:MI') AS "TIMEHHMM", ROUND(SUM(GET_METRIC_FROM_KWH('DELIVERED', POINTS.MEASURE_TYPE_ID,POINTS.NATURE, 'MW', DRND.KWH) * POINTS.FACTOR),0) AS MW FROM --Posible colummns are ZONE, SUBSTATION, VOLTAGE, CUSTOMER, LOAD_GROUP_POWER_STATION, ELEMENT_NAME, METER_TAG, NATUR, LDB_CONNECTION_POINT, NMI, SOURCE_TYPE -- Additional columns when using OSI_PI_MAP_WITH_GEN_ATTIBUTES are LDB_GENERATOR_NAME (same as LDB_CONNECTION_POINT), SCHEDULED,CAPACITY_MW, FUEL, GENERATOR_TYPE (SELECT POINT_ID, MEASURE_TYPE_ID, NATURE, FACTOR,COD_DATE_FROM, COD_DATE_TO FROM OSI_PI_LOAD_GROUP_MAP_20190906 -- Just real NMIs and attibutes required for PI AF: --OSI_PI_MAP_INC_SCADA -- All real NMIs and SCADA sourced points with attributes required by PI AF --OSI_PI_MAP_WITH_GEN_ATTIBUTES -- All real NMIs and SCADA sourced points with generator Load DB attributes: WHERE --Posible Natures: 'Load', 'Embedded Generation', 'Transmission Connected Generation', 'Native Load', 'Auxilliary Load', 'Inter-State Flow', 'Inter-Zone Flow', 'Pump Load', 'Reference', 'Embedded Load' NATURE = 'Load' AND MEASURE_TYPE_ID IN (2,5)) POINTS INNER JOIN DATE_RESPECTIVE_NMI_DATA DRND ON POINTS.POINT_ID = DRND.POINT_ID --Required so that pointIDs associated with multiple elements at different times don't cuase duplication AND POINTS.COD_DATE_FROM < DRND.DATE_TIME AND POINTS.COD_DATE_TO >= DRND.DATE_TIME WHERE --Date Range to_char(DRND.DATE_TIME - 1/48,'DD/MON/YYYY') IN ( '07/SEP/2015', '26/DEC/2016', '16/APR/2017', '02/SEP/2018', '18/AUG/2019', '23/AUG/2020' ) GROUP BY to_char(DRND.DATE_TIME - 1/48,'YYYY-MM-DD'), to_char((DRND.DATE_TIME - 1/48),'HH24:MI') ) PIVOT(SUM(MW) AS "MW" FOR TIMEHHMM IN ('00:00','00:30','01:00','01:30','02:00','02:30','03:00','03:30','04:00','04:30', '05:00','05:30','06:00','06:30','07:00','07:30','08:00','08:30','09:00','09:30','10:00','10:30','11:00','11:30','12:00','12:30','13:00','13:30','14:00','14:30','15:00','15:30','16:00','16:30','17:00','17:30','18:00','18:30','19:00','19:30','20:00','20:30','21:00','21:30','22:00','22:30','23:00','23:30')) ORDER BY 1;
Note on G46: Dean Knight: SELECT * FROM( SELECT FORMAT(DRND.StartTime,'HH:mm')AS TIME, FORMAT(DRND.StartTime,'yyyy-MM-dd')AS FULLDATE, CAST(SUM(CASE MEASURE_TYPE_ID WHEN 2 THEN DRND.Value * IMP_SIGN * POINTS.FACTOR WHEN 5 THEN DRND.Value * EXP_SIGN * POINTS.FACTOR ELSE 0 END) AS DECIMAL(18,6)) AS MW FROM (SELECT FULL_PI_TAG, MEASURE_TYPE_ID, FACTOR,COD_DATE_FROM, COD_DATE_TO, SC.IMP_SIGN, SC.EXP_SIGN ,MAP.NATURE FROM [BravoII_ExtractPRD].[dbo].[20201110_OSI_PI_MAP_INC_SCADA] MAP INNER JOIN SIGN_CONVENTION SC ON MAP.NATURE = SC.NATURE WHERE -- Can use SC table instead of MAP.NATURE IN ('Load','Transmission Connected Generation','Embedded Generation','Inter-State Flow','Inter-Zone Flow','Pump Load','Native Load','Auxilliary Load','Embedded Load','Reference') (SC.EXP_SIGN <> 0 or SC.IMP_SIGN <> 0) --REQUIRED! Choice must be one of ALL POSITIVE,DELIVERED,GROSS,LOSSES,LOSSES NGERS,NATIVE,RAW,TRANSMISSION SENT OUT,TX INFLOWS,TX OUTFLOWS AND SC.METRIC = 'Delivered' AND MAP.NATURE = 'Load' AND (MEASURE_TYPE_ID = 2 OR MEASURE_TYPE_ID = 5)) POINTS LEFT OUTER JOIN ( SELECT IntData.PIPOINT, IntData.STARTTIME, IntData.VALUE FROM [dbo].[V2_PLINK_OsiPi_Historical_INC_SCADA] IntData--[dbo].[V2_PLINK_OsiPi_Historical] IntData )DRND ON POINTS.FULL_PI_TAG = DRND.[PiPoint] --Required so that pointIDs associated with multiple elements at different times don't cause duplication AND POINTS.COD_DATE_FROM <= DRND.StartTime AND POINTS.COD_DATE_TO > DRND.StartTime WHERE --Date Range (DRND.StartTime >= '17/OCT/2021' AND DRND.StartTime < '18/OCT/2021') OR (DRND.StartTime >= '14/AUG/2022' AND DRND.StartTime < '15/AUG/2022' ) GROUP BY DRND.StartTime ) AS INN PIVOT ( SUM(INN.MW) FOR INN.TIME IN ([00:00],[00:30],[01:00],[01:30],[02:00],[02:30],[03:00],[03:30],[04:00],[04:30],[05:00],[05:30],[06:00],[06:30],[07:00],[07:30],[08:00],[08:30],[09:00],[09:30],[10:00],[10:30],[11:00],[11:30],[12:00],[12:30],[13:00],[13:30],[14:00],[14:30],[15:00],[15:30],[16:00],[16:30],[17:00],[17:30],[18:00],[18:30],[19:00],[19:30],[20:00],[20:30],[21:00],[21:30],[22:00],[22:30],[23:00],[23:30]) )AS pt ORDER BY FULLDATE
Note on G47: Dean Knight: SELECT * FROM( SELECT FORMAT(DRND.StartTime,'HH:mm')AS TIME, FORMAT(DRND.StartTime,'yyyy-MM-dd')AS FULLDATE, CAST(SUM(CASE MEASURE_TYPE_ID WHEN 2 THEN DRND.Value * IMP_SIGN * POINTS.FACTOR WHEN 5 THEN DRND.Value * EXP_SIGN * POINTS.FACTOR ELSE 0 END) AS DECIMAL(18,6)) AS MW FROM (SELECT FULL_PI_TAG, MEASURE_TYPE_ID, FACTOR,COD_DATE_FROM, COD_DATE_TO, SC.IMP_SIGN, SC.EXP_SIGN ,MAP.NATURE FROM [BravoII_ExtractPRD].[dbo].[20201110_OSI_PI_MAP_INC_SCADA] MAP INNER JOIN SIGN_CONVENTION SC ON MAP.NATURE = SC.NATURE WHERE -- Can use SC table instead of MAP.NATURE IN ('Load','Transmission Connected Generation','Embedded Generation','Inter-State Flow','Inter-Zone Flow','Pump Load','Native Load','Auxilliary Load','Embedded Load','Reference') (SC.EXP_SIGN <> 0 or SC.IMP_SIGN <> 0) --REQUIRED! Choice must be one of ALL POSITIVE,DELIVERED,GROSS,LOSSES,LOSSES NGERS,NATIVE,RAW,TRANSMISSION SENT OUT,TX INFLOWS,TX OUTFLOWS AND SC.METRIC = 'Delivered' AND MAP.NATURE = 'Load' AND (MEASURE_TYPE_ID = 2 OR MEASURE_TYPE_ID = 5)) POINTS LEFT OUTER JOIN ( SELECT IntData.PIPOINT, IntData.STARTTIME, IntData.VALUE FROM [dbo].[V2_PLINK_OsiPi_Historical_INC_SCADA] IntData--[dbo].[V2_PLINK_OsiPi_Historical] IntData )DRND ON POINTS.FULL_PI_TAG = DRND.[PiPoint] --Required so that pointIDs associated with multiple elements at different times don't cause duplication AND POINTS.COD_DATE_FROM <= DRND.StartTime AND POINTS.COD_DATE_TO > DRND.StartTime WHERE --Date Range (DRND.StartTime >= '25/SEP/2022' AND DRND.StartTime < '26/SEP/2022') OR (DRND.StartTime >= '14/AUG/2022' AND DRND.StartTime < '15/AUG/2022' ) GROUP BY DRND.StartTime ) AS INN PIVOT ( SUM(INN.MW) FOR INN.TIME IN ([00:00],[00:30],[01:00],[01:30],[02:00],[02:30],[03:00],[03:30],[04:00],[04:30],[05:00],[05:30],[06:00],[06:30],[07:00],[07:30],[08:00],[08:30],[09:00],[09:30],[10:00],[10:30],[11:00],[11:30],[12:00],[12:30],[13:00],[13:30],[14:00],[14:30],[15:00],[15:30],[16:00],[16:30],[17:00],[17:30],[18:00],[18:30],[19:00],[19:30],[20:00],[20:30],[21:00],[21:30],[22:00],[22:30],[23:00],[23:30]) )AS pt ORDER BY FULLDATE
Note on B48: Dean Knight: ;with BASE AS( SELECT DRND.StartTime, FORMAT(DRND.StartTime ,'yyyy')AS Year, CAST(SUM(CASE MEASURE_TYPE_ID WHEN 2 THEN DRND.Value * IMP_SIGN * POINTS.FACTOR WHEN 5 THEN DRND.Value * EXP_SIGN * POINTS.FACTOR ELSE 0 END) AS DECIMAL(18,6)) AS MW FROM (SELECT FULL_PI_TAG, MEASURE_TYPE_ID, FACTOR,COD_DATE_FROM, COD_DATE_TO, SC.IMP_SIGN, SC.EXP_SIGN ,MAP.NATURE FROM [BravoII_ExtractPRD].[dbo].[20201110_OSI_PI_MAP_INC_SCADA] MAP INNER JOIN SIGN_CONVENTION SC ON MAP.NATURE = SC.NATURE WHERE -- Can use SC table instead of MAP.NATURE IN ('Load','Transmission Connected Generation','Embedded Generation','Inter-State Flow','Inter-Zone Flow','Pump Load','Native Load','Auxilliary Load','Embedded Load','Reference') (SC.EXP_SIGN <> 0 or SC.IMP_SIGN <> 0) --REQUIRED! Choice must be one of ALL POSITIVE,DELIVERED,GROSS,LOSSES,LOSSES NGERS,NATIVE,RAW,TRANSMISSION SENT OUT,TX INFLOWS,TX OUTFLOWS AND SC.METRIC = 'DELIVERED' AND MAP.NATURE = 'Load' AND (MEASURE_TYPE_ID = 2 OR MEASURE_TYPE_ID = 5)) POINTS LEFT OUTER JOIN ( SELECT IntData.PIPOINT, IntData.STARTTIME, IntData.VALUE FROM [dbo].[V2_PLINK_OsiPi_Historical_INC_SCADA] IntData--[dbo].[V2_PLINK_OsiPi_Historical] IntData )DRND ON POINTS.FULL_PI_TAG = DRND.[PiPoint] --Required so that pointIDs associated with multiple elements at different times don't cause duplication AND POINTS.COD_DATE_FROM <= DRND.StartTime AND POINTS.COD_DATE_TO > DRND.StartTime WHERE --Date Range DRND.StartTime >= '1/JUL/2021' AND DRND.StartTime < '1/OCT/2022' GROUP BY DRND.StartTime,FORMAT(DRND.StartTime ,'yyyy'), CASE WHEN DATEPART(HOUR,DATEADD(mi, 30, DRND.StartTime)) BETWEEN 7 AND 18 THEN 'Daytime' ELSE 'Overnight' END ) , MIN_MAX AS ( SELECT Year, MIN(MW) AS MIN_MW FROM BASE GROUP BY Year ) /*SELECT * FROM MIN_Delivered ORDER BY 1,2 */ SELECT MIN_MAX.Year, DATEADD(mi, 30, BASE.StartTime), MIN_MAX.MIN_MW --FROM MIN_Delivered2 LEFT OUTER JOIN BASE2 ON ROUND(BASE2.MW,4) = ROUND(MIN_Delivered2.MIN_MW,4) AND BASE2.FULLDATE = MIN_Delivered2.FULLDATE AND BASE2.LDB_CONNECTION_POINT = MIN_Delivered2.LDB_CONNECTION_POINT FROM MIN_MAX LEFT OUTER JOIN BASE ON BASE.MW = MIN_MAX.MIN_MW AND BASE.Year = MIN_MAX.Year --WHERE MIN_MAX.MIN_MW <> 0 ORDER BY 2,1
Note on G49: Adeel Qureshi: NEQ Query (Provide start & end date) TAPR > Chapter 3 > Load Profile Fig 3.7 (Halfhour Start)
Note on B51: Adeel Qureshi: (Query 1) ;with BASE AS( SELECT DRND.StartTime, FORMAT(DRND.StartTime ,'yyyy')AS Year, CAST(SUM(CASE MEASURE_TYPE_ID WHEN 2 THEN DRND.Value * IMP_SIGN * POINTS.FACTOR WHEN 5 THEN DRND.Value * EXP_SIGN * POINTS.FACTOR ELSE 0 END) AS DECIMAL(18,6)) AS MW FROM (SELECT FULL_PI_TAG, MEASURE_TYPE_ID, FACTOR,COD_DATE_FROM, COD_DATE_TO, SC.IMP_SIGN, SC.EXP_SIGN ,MAP.NATURE FROM [BravoII_ExtractPRD].[dbo].[20201110_OSI_PI_MAP_INC_SCADA] MAP INNER JOIN SIGN_CONVENTION SC ON MAP.NATURE = SC.NATURE WHERE -- Can use SC table instead of MAP.NATURE IN ('Load','Transmission Connected Generation','Embedded Generation','Inter-State Flow','Inter-Zone Flow','Pump Load','Native Load','Auxilliary Load','Embedded Load','Reference') (SC.EXP_SIGN <> 0 or SC.IMP_SIGN <> 0) --REQUIRED! Choice must be one of ALL POSITIVE,DELIVERED,GROSS,LOSSES,LOSSES NGERS,NATIVE,RAW,TRANSMISSION SENT OUT,TX INFLOWS,TX OUTFLOWS AND SC.METRIC = 'DELIVERED' AND MAP.NATURE = 'Load' AND (MEASURE_TYPE_ID = 2 OR MEASURE_TYPE_ID = 5)) POINTS LEFT OUTER JOIN ( SELECT IntData.PIPOINT, IntData.STARTTIME, IntData.VALUE FROM [dbo].[V2_PLINK_OsiPi_Historical_INC_SCADA] IntData--[dbo].[V2_PLINK_OsiPi_Historical] IntData )DRND ON POINTS.FULL_PI_TAG = DRND.[PiPoint] --Required so that pointIDs associated with multiple elements at different times don't cause duplication AND POINTS.COD_DATE_FROM <= DRND.StartTime AND POINTS.COD_DATE_TO > DRND.StartTime WHERE --Date Range DRND.StartTime >= '1/JUL/2024' AND DRND.StartTime < '06/oct/2024' GROUP BY DRND.StartTime,FORMAT(DRND.StartTime ,'yyyy'), CASE WHEN DATEPART(HOUR,DATEADD(mi, 30, DRND.StartTime)) BETWEEN 7 AND 18 THEN 'Daytime' ELSE 'Overnight' END ) , MIN_MAX AS ( SELECT Year, MIN(MW) AS MIN_MW FROM BASE GROUP BY Year ) /*SELECT * FROM MIN_Delivered ORDER BY 1,2 */ SELECT MIN_MAX.Year, DATEADD(mi, 30, BASE.StartTime), MIN_MAX.MIN_MW --FROM MIN_Delivered2 LEFT OUTER JOIN BASE2 ON ROUND(BASE2.MW,4) = ROUND(MIN_Delivered2.MIN_MW,4) AND BASE2.FULLDATE = MIN_Delivered2.FULLDATE AND BASE2.LDB_CONNECTION_POINT = MIN_Delivered2.LDB_CONNECTION_POINT FROM MIN_MAX LEFT OUTER JOIN BASE ON BASE.MW = MIN_MAX.MIN_MW AND BASE.Year = MIN_MAX.Year --WHERE MIN_MAX.MIN_MW <> 0 ORDER BY 2,1
Note on B52: Rinna Cruz: #Powerlink\Report\Regular Reporting\Regional Grid & Data Support\TAPR\Chapter 3\Min demand Delivered year, Season and Start Time of Day

## Figure 2.10
Figure 2.10 | Load measurement definitions | Index
Notes:
(1) Includes Invicta and Koombooloomba.
(2) Including pump and battery loads.
(3) Includes Yarwun which is non‑scheduled.
(4) For a full list of scheduled and semi‑scheduled distribution connected generators refer to Table 6.2.
(5) Sun Metals Solar Farm and Condamine.
(6) Lakeland Solar and Storage, Hughenden Solar Farm, Pioneer Mill, Moranbah North, Racecourse Mill, Barcaldine Solar Farm, Longreach Solar Farm, German Creek, Oaky Creek, Baking Board Solar Farm, Sunshine Coast Solar Farm and Rocky Point.
(7) For a full list of transmission network connected generators, Battery Energy Storage Systems (BESS) and scheduled and semi‑scheduled direct connected embedded generators and BESS, refer to Table 6.1.

## Table 2.2
Table 2.2 | Average annual growth rate over next 10 years |  |  |  | Index
Powerlink future scenario growth outlooks
|  | High | Central | Low
| Delivered energy | 6.139% | 2.247% | -1.921%
| Delivered summer maximum demand (50% PoE) | 4.996% | 2.175% | -1.238%
| Delivered winter maximum demand (50% PoE) | 4.747% | 1.969% | -1.112%

## Table 2.3
Table 2.3 | Historical energy (GWh) | [8 empty] | Index
| Financial year | Operational as generated | Operational sent out | Native as generated | Native sent out | Transmission sent out | Transmission delivered | Native | Native plus rooftop PV
| 2015/16 | 54238 | 50599 | 55752 | 52223 | 50573 | 49094 | 50744 | 52509
| 2016/17 | 55101 | 51323 | 56674 | 53017 | 51262 | 49880 | 51635 | 53506
| 2017/18 | 54538 | 50198 | 56139 | 51918 | 50172 | 48739 | 50925 | 53406
| 2018/19 | 54861 | 50473 | 56381 | 52118 | 50163 | 48764 | 51240 | 54529
| 2019/20 | 54179 | 50039 | 55776 | 51740 | 49248 | 47860 | 50804 | 54449
| 2020/21 | 53415 | 49727 | 54710 | 51140 | 48608 | 47421 | 50107 | 55232
| 2021/22 | 53737 | 49940 | 54744 | 51052 | 48625 | 47405 | 50081 | 56162
| 2022/23 | 52692.42 | 48905.8705 | 53689.752 | 49998.0151 | 47422.0217 | 46214.1247 | 49047.0766 | 55714.0766
| 2023/24 | 54827.191 | 50154.427 | 55857.978 | 51271.5064 | 48752.6018 | 47476.5424 | 50250.9881 | 58009.9881
| 2024/25 | 54191.8435 | 50775.3909 | 54983.0689 | 51675.4732 | 48821.1789 | 47305.8845 | 50373.6002 | 59103.8522
Add last year as historical below to update the table above
| Financial year | Operational as generated | Operational sent out | Native as generated | Native sent out | Transmission sent out | Transmission delivered | Native | Native plus rooftop PV
| 2013/14 | 49686 | 46575 | 51029 | 47918 | 46560 | 45145 | 46503 | 46503
| 2014/15 | 51855 | 48402 | 53349 | 50047 | 48332 | 46780 | 48495 | 49952
| 2015/16 | 54238 | 50599 | 55752 | 52223 | 50573 | 49094 | 50744 | 52509
| 2016/17 | 55101 | 51323 | 56674 | 53017 | 51262 | 49880 | 51635 | 53506
| 2017/18 | 54538 | 50198 | 56139 | 51918 | 50172 | 48739 | 50925 | 53406
| 2018/19 | 54861 | 50473 | 56381 | 52118 | 50163 | 48764 | 51240 | 54529
| 2019/20 | 54179 | 50039 | 55776 | 51740 | 49248 | 47860 | 50804 | 54449
| 2020/21 | 53415 | 49727 | 54710 | 51140 | 48608 | 47421 | 50107 | 55232
| 2021/22 | 53737 | 49940 | 54744 | 51052 | 48625 | 47405 | 50081 | 56162
| 2022/23 | 52692.42 | 48905.8705 | 53689.752 | 49998.0151 | 47422.0217 | 46214.1247 | 49047.0766 | 55714.0766
| 2023/24 | 54827.191 | 50154.427 | 55857.978 | 51271.5064 | 48752.6018 | 47476.5424 | 50250.9881 | 58009.9881

## Table 2.4
Table 2.4 | Forecast annual transmission delivered energy (GWh) |  |  |  | Index
| Financial year | High | Central | Low
| 2025/26 | 48744.3187 | 48147.2586 | 47879.3249
| 2026/27 | 51370.8505 | 49418.3586 | 47797.3126
| 2027/28 | 58461.8741 | 50925.888 | 48344.7991
| 2028/29 | 67799.7174 | 51819.1315 | 47632.5634
| 2029/30 | 74939.57 | 52634.2026 | 43863.2599
| 2030/31 | 77489.2665 | 54215.4709 | 38679.1612
| 2031/32 | 80504.4872 | 58054.4087 | 38975.8908
| 2032/33 | 82320.2881 | 58654.1627 | 38831.8281
| 2033/34 | 85318.7811 | 58890.4536 | 38843.2067
| 2034/35 | 85834.319 | 59076.5556 | 38966.3263
2024/25

## Figure 2.11
Figure 2.11 | Historical and forecast transmission delivered energy | [5 empty] | Index
| Financial year | Historical | Powerlink's 2025 High 50% PoE | Powerlink's 2025 Central 50% PoE | Powerlink's 2025 Low 50% PoE | Data check (Historical data in Figure 3.3 and Table 3.3 should match)
| 2015/16 | 49094 |  |  |  | ✓
| 2016/17 | 49880 |  |  |  | ✓
| 2017/18 | 48739 |  |  |  | ✓
| 2018/19 | 48764 |  |  |  | ✓
| 2019/20 | 47860 |  |  |  | ✓
| 2020/21 | 47421 |  |  |  | ✓
| 2021/22 | 47405 |  |  |  | ✓
| 2022/23 | 46214.1247 |  |  |  | ✓
| 2023/24 | 47476.5424 |  |  |  | ✓
| 2024/25 | 47305.8845
| 2025/26 |  | 48744.3187 | 48147.2586 | 47879.3249
| 2026/27 |  | 51370.8505 | 49418.3586 | 47797.3126
| 2027/28 |  | 58461.8741 | 50925.888 | 48344.7991
| 2028/29 |  | 67799.7174 | 51819.1315 | 47632.5634
| 2029/30 |  | 74939.57 | 52634.2026 | 43863.2599
| 2030/31 |  | 77489.2665 | 54215.4709 | 38679.1612
| 2031/32 |  | 80504.4872 | 58054.4087 | 38975.8908
| 2032/33 |  | 82320.2881 | 58654.1627 | 38831.8281
| 2033/34 |  | 85318.7811 | 58890.4536 | 38843.2067
| 2034/35 |  | 85834.319 | 59076.5556 | 38966.3263
Add last year as historical below to update the table above
| 2014/15 | 46780
| 2015/16 | 49094
| 2016/17 | 49880
| 2017/18 | 48739
| 2018/19 | 48764
| 2019/20 | 47860
| 2020/21 | 47421
| 2021/22 | 47405
| 2022/23 | 46214.1247
| 2023/24 | 47476.5424

## Table 2.5
Table 2.5 | Forecast annual native energy (GWh) |  |  |  | Index
| Financial year | High | Central | Low
| 2025/26 | 52319.1988 | 52105.8966 | 51670.7346
| 2026/27 | 54576.259 | 53495.1646 | 51880.844
| 2027/28 | 61676.689 | 55033.1725 | 52826.3725
| 2028/29 | 71008.6369 | 55797.081 | 52762.1333
| 2029/30 | 78154.5655 | 56423.2876 | 51097.2012
| 2030/31 | 80724.1709 | 57107.4148 | 48085.5314
| 2031/32 | 83723.0581 | 60293.0731 | 48156.524
| 2032/33 | 85542.951 | 60946.9055 | 48237.436
| 2033/34 | 88543.0406 | 61178.1272 | 48442.3079
| 2034/35 | 89048.8784 | 61348.7677 | 48646.2258
2024/25

## Table 2.6
Table 2.6 | Historical summer maximum demand at time of delivered peak (MW) | [9 empty] | Index
| Summer | Operational as generated | Operational sent out | Native as generated | Native sent out | Transmission sent out | Transmission delivered | Transmission Delivered corrected to 50% PoE | Native | Native plus solar PV
| 2015/16 | 9154 | 8620 | 9332 | 8850 | 8532 | 8222 | 8050 | 8541 | 9021
| 2016/17 | 9412 | 8856 | 9572 | 9078 | 8694 | 8347 | 8257 | 8731 | 8817
| 2017/18 | 9798 | 9211 | 10015 | 9489 | 9080 | 8789 | 8515 | 9198 | 9602
| 2018/19 | 10010 | 9433 | 10173 | 9666 | 9248 | 8969 | 8488 | 9387 | 9523
| 2019/20 | 9836 | 9283 | 10052 | 9544 | 9056 | 8766 | 8662 | 9255 | 9453
| 2020/21 | 9473 | 8954 | 9627 | 9161 | 8711 | 8479 | 8660 | 8929 | 9256
| 2021/22 | 10058 | 9503 | 10126 | 9624 | 9332 | 9031 | 8876 | 9323 | 9323
| 2022/23 | 9873 | 9362.7405 | 9984.5273 | 9487.1956 | 9201.6501 | 8915.7425 | 9110 | 9412.788 | 9412.788
| 2023/24 | 11005 | 10358.6997 | 11135.9639 | 10587.0185 | 9806.5491 | 9428.8764 | 9217.83 | 11149.3458 | 11149.3458
| 2024/25 | 11144 | 10611.756 | 11219.8688 | 10750.9395 | 10382.374 | 9973.6553 | 9529.4102 | 10342.2208 | 10751.2208
Add last year as historical below to update the table above
|  | 1 | 2 | 3 | 4 | 5 | 6 | 7 | 8 | 9
| Summer | Operational as generated | Operational sent out | Native as generated | Native sent out | Transmission sent out | Transmission delivered | Transmission Delivered corrected to 50% PoE | Native | Native plus solar PV
| 2013/14 | 8445 | 7892 | 8587 | 8045 | 7810 | 7559 | 7436 | 7794 | 8086
| 2014/15 | 8809 | 8360 | 9024 | 8623 | 8276 | 7983 | 7737 | 8330 | 8524
| 2015/16 | 9154 | 8620 | 9332 | 8850 | 8532 | 8222 | 8050 | 8541 | 9021
| 2016/17 | 9412 | 8856 | 9572 | 9078 | 8694 | 8347 | 8257 | 8731 | 8817
| 2017/18 | 9798 | 9211 | 10015 | 9489 | 9080 | 8789 | 8515 | 9198 | 9602
| 2018/19 | 10010 | 9433 | 10173 | 9666 | 9248 | 8969 | 8488 | 9387 | 9523
| 2019/20 | 9836 | 9283 | 10052 | 9544 | 9056 | 8766 | 8662 | 9255 | 9453
| 2020/21 | 9473 | 8954 | 9627 | 9161 | 8711 | 8479 | 8660 | 8929 | 9256
| 2021/22 | 10058 | 9503 | 10126 | 9624 | 9332 | 9031 | 8876 | 9323 | 9323
| 2022/23 | 9873 | 9362.7405 | 9984.5273 | 9487.1956 | 9201.6501 | 8915.7425 | 9110 | 9412.788 | 9412.788
| 2023/24 | 11005 | 10358.6997 | 11135.9639 | 10587.0185 | 9806.5491 | 9428.8764 | 9217.83 | 11149.3458 | 11149.3458
| 2024/25 | 11144 | 10598.29 | 11219.8688 | 10737.4735 | 10382.374 | 9973.6553 | 9454.24 | 10737.7548 | 9809.3395

## Table 2.7
Table 2.7 | Forecast summer transmission delivered maximum demand (MW) | [10 empty] | Index
| Summer | High |  |  | Central |  |  | Low
|  | 90% PoE | 50% PoE | 10% PoE | 90% PoE | 50% PoE | 10% PoE | 90% PoE | 50% PoE | 10% PoE
| 2025/26 | 9088.3818 | 9652.8564 | 10414.5127 | 8963.6416 | 9529.4102 | 10320.709 | 8884.6152 | 9487.2656 | 10221.375
| 2026/27 | 9544.626 | 10139.1709 | 10936.0225 | 9264.2793 | 9842.8848 | 10651.2764 | 8930.5303 | 9524.2559 | 10257.1846
| 2027/28 | 10800.0723 | 11410.3848 | 12258.0625 | 9509.7627 | 10102.3262 | 10909.3613 | 9018.9844 | 9619.2178 | 10356.9062
| 2028/29 | 11709.9648 | 12329.8047 | 13191.4385 | 9741.5518 | 10359.9141 | 11188.4404 | 9031.8467 | 9631.2285 | 10375.3887
| 2029/30 | 12922.7891 | 13596.5879 | 14524.2715 | 9942.8428 | 10579.2754 | 11430.2998 | 8479.1992 | 9038.293 | 9733.123
| 2030/31 | 13456.9668 | 14140.9678 | 15089.0449 | 10330.1211 | 10983.5264 | 11835.4658 | 7697.4814 | 8203.1143 | 8808.9785
| 2031/32 | 13760.332 | 14457.0938 | 15413.0664 | 10858.0605 | 11561.0996 | 12448.4922 | 7744.9312 | 8247.0605 | 8857.9609
| 2032/33 | 14065.959 | 14778.7148 | 15754.8828 | 10977.1152 | 11681.8643 | 12582.2402 | 7794.627 | 8300.1758 | 8910.8682
| 2033/34 | 14633.7871 | 15389.3057 | 16408.7578 | 11042.8535 | 11739.6475 | 12647.5107 | 7844.1899 | 8344.2344 | 8959.5547
| 2034/35 | 14728.4453 | 15516.3018 | 16544.5117 | 11135.7275 | 11817.4844 | 12720.4893 | 7906.4854 | 8413.084 | 9034.502
Note:
(1) Shutdown of a large industrial load is assumed in the Progressive Change scenario in summer 2029/30.
2024/25
|  | 1 | 2 | 3 | 4 | 5 | 6 | 7 | 8 | 9 |  | Sum of value | Column Labels
|  | 1: Delivered Central; 4: Delivered High; 7: Delivered Low |  |  | Delivered central |  |  | Delivered high |  |  | Delivered low
Summer 50 aligns with forecast demand tab |  | Summer Max Demand (MW) 10%_POE | Summer Max Demand (MW) 50%_POE | Summer Max Demand (MW) 90%_POE | Summer Max Demand (MW) 10%_POE | Summer Max Demand (MW) 50%_POE | Summer Max Demand (MW) 90%_POE | Summer Max Demand (MW) 10%_POE | Summer Max Demand (MW) 50%_POE | Summer Max Demand (MW) 90%_POE | North West | Row Labels | Max Demand (MW) 10%_POE | Max Demand (MW) 50%_POE | Max Demand (MW) 90%_POE | Max Demand (MW) 10%_POE | Max Demand (MW) 50%_POE | Max Demand (MW) 90%_POE | Max Demand (MW) 10%_POE | Max Demand (MW) 50%_POE | Max Demand (MW) 90%_POE
#REF! | 2025/26 | 10320.709 | 9529.4102 | 8963.6416 | 10414.5127 | 9652.8564 | 9088.3818 | 10221.375 | 9487.2656 | 8884.6152 |  | 2026 | 10320.709 | 9529.4102 | 8963.6416 | 10414.5127 | 9652.8564 | 9088.3818 | 10221.375 | 9487.2656 | 8884.6152
#REF! | 2026/27 | 10651.2764 | 9842.8848 | 9264.2793 | 10936.0225 | 10139.1709 | 9544.626 | 10257.1846 | 9524.2559 | 8930.5303 |  | 2027 | 10651.2764 | 9842.8848 | 9264.2793 | 10936.0225 | 10139.1709 | 9544.626 | 10257.1846 | 9524.2559 | 8930.5303
#REF! | 2027/28 | 10909.3613 | 10102.3262 | 9509.7627 | 12258.0625 | 11410.3848 | 10800.0723 | 10356.9062 | 9619.2178 | 9018.9844 |  | 2028 | 10909.3613 | 10102.3262 | 9509.7627 | 12258.0625 | 11410.3848 | 10800.0723 | 10356.9062 | 9619.2178 | 9018.9844
#REF! | 2028/29 | 11188.4404 | 10359.9141 | 9741.5518 | 13191.4385 | 12329.8047 | 11709.9648 | 10375.3887 | 9631.2285 | 9031.8467 |  | 2029 | 11188.4404 | 10359.9141 | 9741.5518 | 13191.4385 | 12329.8047 | 11709.9648 | 10375.3887 | 9631.2285 | 9031.8467
#REF! | 2029/30 | 11430.2998 | 10579.2754 | 9942.8428 | 14524.2715 | 13596.5879 | 12922.7891 | 9733.123 | 9038.293 | 8479.1992 |  | 2030 | 11430.2998 | 10579.2754 | 9942.8428 | 14524.2715 | 13596.5879 | 12922.7891 | 9733.123 | 9038.293 | 8479.1992
#REF! | 2030/31 | 11835.4658 | 10983.5264 | 10330.1211 | 15089.0449 | 14140.9678 | 13456.9668 | 8808.9785 | 8203.1143 | 7697.4814 |  | 2031 | 11835.4658 | 10983.5264 | 10330.1211 | 15089.0449 | 14140.9678 | 13456.9668 | 8808.9785 | 8203.1143 | 7697.4814
#REF! | 2031/32 | 12448.4922 | 11561.0996 | 10858.0605 | 15413.0664 | 14457.0938 | 13760.332 | 8857.9609 | 8247.0605 | 7744.9312 |  | 2032 | 12448.4922 | 11561.0996 | 10858.0605 | 15413.0664 | 14457.0938 | 13760.332 | 8857.9609 | 8247.0605 | 7744.9312
#REF! | 2032/33 | 12582.2402 | 11681.8643 | 10977.1152 | 15754.8828 | 14778.7148 | 14065.959 | 8910.8682 | 8300.1758 | 7794.627 |  | 2033 | 12582.2402 | 11681.8643 | 10977.1152 | 15754.8828 | 14778.7148 | 14065.959 | 8910.8682 | 8300.1758 | 7794.627
#REF! | 2033/34 | 12647.5107 | 11739.6475 | 11042.8535 | 16408.7578 | 15389.3057 | 14633.7871 | 8959.5547 | 8344.2344 | 7844.1899 |  | 2034 | 12647.5107 | 11739.6475 | 11042.8535 | 16408.7578 | 15389.3057 | 14633.7871 | 8959.5547 | 8344.2344 | 7844.1899
#REF! | 2034/35 | 12720.4893 | 11817.4844 | 11135.7275 | 16544.5117 | 15516.3018 | 14728.4453 | 9034.502 | 8413.084 | 7906.4854 |  | 2035 | 12720.4893 | 11817.4844 | 11135.7275 | 16544.5117 | 15516.3018 | 14728.4453 | 9034.502 | 8413.084 | 7906.4854
DATA FROM FORECAST TOOL (Update the below table for next 10 years and refresh the Pivot table data)
[12 empty] | asset | level | scenario | year | type | metric | value
[12 empty] | Powerlink | network | Delivered low | 2026 | Max Demand (MW) 10%_POE | MW | 10221.375
[12 empty] | Powerlink | network | Delivered low | 2026 | Max Demand (MW) 50%_POE | MW | 9487.2656
[12 empty] | Powerlink | network | Delivered low | 2026 | Max Demand (MW) 90%_POE | MW | 8884.6152
[12 empty] | Powerlink | network | Delivered low | 2027 | Max Demand (MW) 10%_POE | MW | 10257.1846
[12 empty] | Powerlink | network | Delivered low | 2027 | Max Demand (MW) 50%_POE | MW | 9524.2559
[12 empty] | Powerlink | network | Delivered low | 2027 | Max Demand (MW) 90%_POE | MW | 8930.5303
[12 empty] | Powerlink | network | Delivered low | 2028 | Max Demand (MW) 10%_POE | MW | 10356.9062
[12 empty] | Powerlink | network | Delivered low | 2028 | Max Demand (MW) 50%_POE | MW | 9619.2178
[12 empty] | Powerlink | network | Delivered low | 2028 | Max Demand (MW) 90%_POE | MW | 9018.9844
[12 empty] | Powerlink | network | Delivered low | 2029 | Max Demand (MW) 10%_POE | MW | 10375.3887
[12 empty] | Powerlink | network | Delivered low | 2029 | Max Demand (MW) 50%_POE | MW | 9631.2285
[12 empty] | Powerlink | network | Delivered low | 2029 | Max Demand (MW) 90%_POE | MW | 9031.8467
[12 empty] | Powerlink | network | Delivered low | 2030 | Max Demand (MW) 10%_POE | MW | 9733.123
[12 empty] | Powerlink | network | Delivered low | 2030 | Max Demand (MW) 50%_POE | MW | 9038.293
[12 empty] | Powerlink | network | Delivered low | 2030 | Max Demand (MW) 90%_POE | MW | 8479.1992
[12 empty] | Powerlink | network | Delivered low | 2031 | Max Demand (MW) 10%_POE | MW | 8808.9785
[12 empty] | Powerlink | network | Delivered low | 2031 | Max Demand (MW) 50%_POE | MW | 8203.1143
[12 empty] | Powerlink | network | Delivered low | 2031 | Max Demand (MW) 90%_POE | MW | 7697.4814
[12 empty] | Powerlink | network | Delivered low | 2032 | Max Demand (MW) 10%_POE | MW | 8857.9609
[12 empty] | Powerlink | network | Delivered low | 2032 | Max Demand (MW) 50%_POE | MW | 8247.0605
[12 empty] | Powerlink | network | Delivered low | 2032 | Max Demand (MW) 90%_POE | MW | 7744.9312
[12 empty] | Powerlink | network | Delivered low | 2033 | Max Demand (MW) 10%_POE | MW | 8910.8682
[12 empty] | Powerlink | network | Delivered low | 2033 | Max Demand (MW) 50%_POE | MW | 8300.1758
[12 empty] | Powerlink | network | Delivered low | 2033 | Max Demand (MW) 90%_POE | MW | 7794.627
[12 empty] | Powerlink | network | Delivered low | 2034 | Max Demand (MW) 10%_POE | MW | 8959.5547
[12 empty] | Powerlink | network | Delivered low | 2034 | Max Demand (MW) 50%_POE | MW | 8344.2344
[12 empty] | Powerlink | network | Delivered low | 2034 | Max Demand (MW) 90%_POE | MW | 7844.1899
[12 empty] | Powerlink | network | Delivered low | 2035 | Max Demand (MW) 10%_POE | MW | 9034.502
[12 empty] | Powerlink | network | Delivered low | 2035 | Max Demand (MW) 50%_POE | MW | 8413.084
[12 empty] | Powerlink | network | Delivered low | 2035 | Max Demand (MW) 90%_POE | MW | 7906.4854
[12 empty] | Powerlink | network | Delivered central | 2026 | Max Demand (MW) 10%_POE | MW | 10320.709
[12 empty] | Powerlink | network | Delivered central | 2026 | Max Demand (MW) 50%_POE | MW | 9529.4102
[12 empty] | Powerlink | network | Delivered central | 2026 | Max Demand (MW) 90%_POE | MW | 8963.6416
[12 empty] | Powerlink | network | Delivered central | 2027 | Max Demand (MW) 10%_POE | MW | 10651.2764
[12 empty] | Powerlink | network | Delivered central | 2027 | Max Demand (MW) 50%_POE | MW | 9842.8848
[12 empty] | Powerlink | network | Delivered central | 2027 | Max Demand (MW) 90%_POE | MW | 9264.2793
[12 empty] | Powerlink | network | Delivered central | 2028 | Max Demand (MW) 10%_POE | MW | 10909.3613
[12 empty] | Powerlink | network | Delivered central | 2028 | Max Demand (MW) 50%_POE | MW | 10102.3262
[12 empty] | Powerlink | network | Delivered central | 2028 | Max Demand (MW) 90%_POE | MW | 9509.7627
[12 empty] | Powerlink | network | Delivered central | 2029 | Max Demand (MW) 10%_POE | MW | 11188.4404
[12 empty] | Powerlink | network | Delivered central | 2029 | Max Demand (MW) 50%_POE | MW | 10359.9141
[12 empty] | Powerlink | network | Delivered central | 2029 | Max Demand (MW) 90%_POE | MW | 9741.5518
[12 empty] | Powerlink | network | Delivered central | 2030 | Max Demand (MW) 10%_POE | MW | 11430.2998
[12 empty] | Powerlink | network | Delivered central | 2030 | Max Demand (MW) 50%_POE | MW | 10579.2754
[12 empty] | Powerlink | network | Delivered central | 2030 | Max Demand (MW) 90%_POE | MW | 9942.8428
[12 empty] | Powerlink | network | Delivered central | 2031 | Max Demand (MW) 10%_POE | MW | 11835.4658
[12 empty] | Powerlink | network | Delivered central | 2031 | Max Demand (MW) 50%_POE | MW | 10983.5264
[12 empty] | Powerlink | network | Delivered central | 2031 | Max Demand (MW) 90%_POE | MW | 10330.1211
[12 empty] | Powerlink | network | Delivered central | 2032 | Max Demand (MW) 10%_POE | MW | 12448.4922
[12 empty] | Powerlink | network | Delivered central | 2032 | Max Demand (MW) 50%_POE | MW | 11561.0996
[12 empty] | Powerlink | network | Delivered central | 2032 | Max Demand (MW) 90%_POE | MW | 10858.0605
[12 empty] | Powerlink | network | Delivered central | 2033 | Max Demand (MW) 10%_POE | MW | 12582.2402
[12 empty] | Powerlink | network | Delivered central | 2033 | Max Demand (MW) 50%_POE | MW | 11681.8643
[12 empty] | Powerlink | network | Delivered central | 2033 | Max Demand (MW) 90%_POE | MW | 10977.1152
[12 empty] | Powerlink | network | Delivered central | 2034 | Max Demand (MW) 10%_POE | MW | 12647.5107
[12 empty] | Powerlink | network | Delivered central | 2034 | Max Demand (MW) 50%_POE | MW | 11739.6475
[12 empty] | Powerlink | network | Delivered central | 2034 | Max Demand (MW) 90%_POE | MW | 11042.8535
[12 empty] | Powerlink | network | Delivered central | 2035 | Max Demand (MW) 10%_POE | MW | 12720.4893
[12 empty] | Powerlink | network | Delivered central | 2035 | Max Demand (MW) 50%_POE | MW | 11817.4844
[12 empty] | Powerlink | network | Delivered central | 2035 | Max Demand (MW) 90%_POE | MW | 11135.7275
[12 empty] | Powerlink | network | Delivered high | 2026 | Max Demand (MW) 10%_POE | MW | 10414.5127
[12 empty] | Powerlink | network | Delivered high | 2026 | Max Demand (MW) 50%_POE | MW | 9652.8564
[12 empty] | Powerlink | network | Delivered high | 2026 | Max Demand (MW) 90%_POE | MW | 9088.3818
[12 empty] | Powerlink | network | Delivered high | 2027 | Max Demand (MW) 10%_POE | MW | 10936.0225
[12 empty] | Powerlink | network | Delivered high | 2027 | Max Demand (MW) 50%_POE | MW | 10139.1709
[12 empty] | Powerlink | network | Delivered high | 2027 | Max Demand (MW) 90%_POE | MW | 9544.626
[12 empty] | Powerlink | network | Delivered high | 2028 | Max Demand (MW) 10%_POE | MW | 12258.0625
[12 empty] | Powerlink | network | Delivered high | 2028 | Max Demand (MW) 50%_POE | MW | 11410.3848
[12 empty] | Powerlink | network | Delivered high | 2028 | Max Demand (MW) 90%_POE | MW | 10800.0723
[12 empty] | Powerlink | network | Delivered high | 2029 | Max Demand (MW) 10%_POE | MW | 13191.4385
[12 empty] | Powerlink | network | Delivered high | 2029 | Max Demand (MW) 50%_POE | MW | 12329.8047
[12 empty] | Powerlink | network | Delivered high | 2029 | Max Demand (MW) 90%_POE | MW | 11709.9648
[12 empty] | Powerlink | network | Delivered high | 2030 | Max Demand (MW) 10%_POE | MW | 14524.2715
[12 empty] | Powerlink | network | Delivered high | 2030 | Max Demand (MW) 50%_POE | MW | 13596.5879
[12 empty] | Powerlink | network | Delivered high | 2030 | Max Demand (MW) 90%_POE | MW | 12922.7891
[12 empty] | Powerlink | network | Delivered high | 2031 | Max Demand (MW) 10%_POE | MW | 15089.0449
[12 empty] | Powerlink | network | Delivered high | 2031 | Max Demand (MW) 50%_POE | MW | 14140.9678
[12 empty] | Powerlink | network | Delivered high | 2031 | Max Demand (MW) 90%_POE | MW | 13456.9668
[12 empty] | Powerlink | network | Delivered high | 2032 | Max Demand (MW) 10%_POE | MW | 15413.0664
[12 empty] | Powerlink | network | Delivered high | 2032 | Max Demand (MW) 50%_POE | MW | 14457.0938
[12 empty] | Powerlink | network | Delivered high | 2032 | Max Demand (MW) 90%_POE | MW | 13760.332
[12 empty] | Powerlink | network | Delivered high | 2033 | Max Demand (MW) 10%_POE | MW | 15754.8828
[12 empty] | Powerlink | network | Delivered high | 2033 | Max Demand (MW) 50%_POE | MW | 14778.7148
[12 empty] | Powerlink | network | Delivered high | 2033 | Max Demand (MW) 90%_POE | MW | 14065.959
[12 empty] | Powerlink | network | Delivered high | 2034 | Max Demand (MW) 10%_POE | MW | 16408.7578
[12 empty] | Powerlink | network | Delivered high | 2034 | Max Demand (MW) 50%_POE | MW | 15389.3057
[12 empty] | Powerlink | network | Delivered high | 2034 | Max Demand (MW) 90%_POE | MW | 14633.7871
[12 empty] | Powerlink | network | Delivered high | 2035 | Max Demand (MW) 10%_POE | MW | 16544.5117
[12 empty] | Powerlink | network | Delivered high | 2035 | Max Demand (MW) 50%_POE | MW | 15516.3018
[12 empty] | Powerlink | network | Delivered high | 2035 | Max Demand (MW) 90%_POE | MW | 14728.4453
Note on L23: 2025 RC: No longer adjusting fr North West forecast as the Powerlink level forecast already excludes it from forecast. Adeel Qureshi: North West region incluides Copper String Load which is planned to be commissioned from Winter 2031.
Note on M39: [Threaded comment] Your version of Excel allows you to read this threaded comment; however, any edits to it will get removed if the file is opened in a newer version of Excel. Learn more: https://go.microsoft.com/fwlink/?linkid=870924 Comment: Source: Downloads>TAPR>Maximum demand>Delivered>Network Then filter output: Level: Network Season: Summer Year: 2026-2035 Type: Max Demand 50% Max demad 10%, Max demand 90% Metric: MW

## Figure 2.12
Figure 2.12 | Historical and forecast transmission delivered summer maximum demand | [6 empty] | Index
| Summer | Historical | Weather corrected | Powerlink's 2025 High 50% PoE | Powerlink's 2025 Central 50% PoE | Powerlink's 2025 Low 50% PoE | Data check (Historical data in Figure 3.11 and Table 3.6 should match)
| 2015/16 | 8222 | 8050 |  |  |  | ✓
| 2016/17 | 8347 | 8257 |  |  |  | ✓
| 2017/18 | 8789 | 8515 |  |  |  | ✓
| 2018/19 | 8969 | 8488 |  |  |  | ✓
| 2019/20 | 8766 | 8662 |  |  |  | ✓
| 2020/21 | 8479 | 8660 |  |  |  | ✓
| 2021/22 | 9031 | 8876 |  |  |  | ✓
| 2022/23 | 8915.7425 | 9201 |  |  |  | ✓
| 2023/24 | 9428.8764 | 9217.83 |  |  |  | ✓
| 2024/25 | 9973.6553 | 9529.4102
| 2025/26 |  |  | 9652.8564 | 9529.4102 | 9487.2656
| 2026/27 |  |  | 10139.1709 | 9842.8848 | 9524.2559
| 2027/28 |  |  | 11410.3848 | 10102.3262 | 9619.2178
| 2028/29 |  |  | 12329.8047 | 10359.9141 | 9631.2285
| 2029/30 |  |  | 13596.5879 | 10579.2754 | 9038.293
| 2030/31 |  |  | 14140.9678 | 10983.5264 | 8203.1143
| 2031/32 |  |  | 14457.0938 | 11561.0996 | 8247.0605
| 2032/33 |  |  | 14778.7148 | 11681.8643 | 8300.1758
| 2033/34 |  |  | 15389.3057 | 11739.6475 | 8344.2344
| 2034/35 |  |  | 15516.3018 | 11817.4844 | 8413.084
Add last year as historical below to update the table above
| 2014/15 | 7983 | 7737
| 2015/16 | 8222 | 8050
| 2016/17 | 8347 | 8257
| 2017/18 | 8789 | 8515
| 2018/19 | 8969 | 8488
| 2019/20 | 8766 | 8662
| 2020/21 | 8479 | 8660
| 2021/22 | 9031 | 8876
| 2022/23 | 8915.7425 | 9201
| 2023/24 | 9428.8764 | 9217.83

## Table 2.8
Table 2.8 | Historical winter maximum demand at time of delivered peak (MW) | [9 empty] | Index
| Winter | Operational as generated | Operational sent out | Native as generated | Native sent out | Transmission sent out | Transmission delivered | Transmission Delivered corrected to 50% PoE | Native | Native plus rooftop solar PV
| 2016 | 8017 | 7468.6445 | 8176.2083 | 7677.5938 | 7397.6342 | 7175.76 | 7197.7893 | 7455.7195 | 7455.7195
| 2017 | 7595 | 7063.0015 | 7756.2257 | 7282.0328 | 7066.9979 | 6869.8171 | 7137.7653 | 7084.852 | 7084.852
| 2018 | 8172 | 7622.5718 | 8294.7529 | 7803.4236 | 7553.806 | 7330.6721 | 7654.3824 | 7580.2897 | 7580.2897
| 2019 | 7898 | 7446.0041 | 8095.5333 | 7735.1894 | 7486.2934 | 7295.5557 | 7289.074 | 7544.4516 | 7544.4516
| 2020 | 8143 | 7670.7215 | 8319.5517 | 7940.6385 | 7673.1108 | 7483.4262 | 7276.436 | 7750.9539 | 7750.9539
| 2021 | 8143 | 7676.923 | 8279.3244 | 7900.9849 | 7659.0763 | 7471.7183 | 7375.6 | 7713.6269 | 7725.1269
| 2022 | 8625 | 8216.2896 | 8701.074 | 8346.516 | 8140.8914 | 7921.2933 | 7570.6116 | 8126.9179 | 8126.9179
| 2023 | 8137 | 7600.758 | 8222.915 | 7738.4885 | 7584.5979 | 7398.7105 | 7555.93 | 7552.6011 | 7552.6011
| 2024 | 8728 | 8190.0829 | 8728 | 8152.4076 | 8195.7671 | 7970.024 | 7876.4849 | 7926.6645 | 7926.6645
| 2025 | 8591 | 8092.6492 | 8615.3917 | 8181.3591 | 8102.6209 | 7875.8707 | (1) | 7954.6089 | 7954.6089
Note:
(1) The winter 2025 weather corrected demand was not available at time of publication.
Add last year as historical below to update the table above
| Winter | Operational as generated | Operational sent out | Native as generated | Native sent out | Transmission sent out | Transmission delivered | Transmission Delivered corrected to 50% PoE | Native | Native plus rooftop solar PV
2025 | 2014 | 7288.08 | 6894.5605 | 7447.9545 | 7091.1467 | 6853.2292 | 6641.5491 | 6761.0825 | 6879.4666 | 6879.4666
| 2015 | 7815.98 | 7334.2336 | 8027.4747 | 7624.1916 | 7299.4061 | 7089.963 | 6976.2145 | 7414.7485 | 7414.7485
| 2016 | 8017 | 7468.6445 | 8176.2083 | 7677.5938 | 7397.6342 | 7175.76 | 7197.7893 | 7455.7195 | 7455.7195
| 2017 | 7595 | 7063.0015 | 7756.2257 | 7282.0328 | 7066.9979 | 6869.8171 | 7137.7653 | 7084.852 | 7084.852
| 2018 | 8172 | 7622.5718 | 8294.7529 | 7803.4236 | 7553.806 | 7330.6721 | 7654.3824 | 7580.2897 | 7580.2897
| 2019 | 7898 | 7446.0041 | 8095.5333 | 7735.1894 | 7486.2934 | 7295.5557 | 7289.074 | 7544.4516 | 7544.4516
| 2020 | 8143 | 7670.7215 | 8319.5517 | 7940.6385 | 7673.1108 | 7483.4262 | 7276.436 | 7750.9539 | 7750.9539
| 2021 | 8143 | 7676.923 | 8279.3244 | 7900.9849 | 7659.0763 | 7471.7183 | 7375.6 | 7713.6269 | 7725.1269
| 2022 | 8625 | 8216.2896 | 8701.074 | 8346.516 | 8140.8914 | 7921.2933 | 7570.6116 | 8126.9179 | 8126.9179
| 2023 | 8137 | 7600.758 | 8222.915 | 7738.4885 | 7584.5979 | 7398.7105 | 7555.93 | 7552.6011 | 7552.6011
| 2024 | 8728 | 8190.0829 | 8728 | 8152.4076 | 8195.7671 | 7970.024 | 7876.4849 | 7926.6645 | 7926.6645
Note on K13: [Threaded comment] Your version of Excel allows you to read this threaded comment; however, any edits to it will get removed if the file is opened in a newer version of Excel. Learn more: https://go.microsoft.com/fwlink/?linkid=870924 Comment: @Rinna Cruz Should this be higher than native??? If we are adding solar PV?? The last two years seem to have flipped Reply: @Ben McGregor You’re right, I just grabbed last year’s TAPR data for 2024. It looks like that’s what we published last year, the error is just on referencing. Last 2 years data are now corrected. Reply: @Ben McGregor same issue at Table 2.6. This is also now rectified for the past 3 yrs.

## Table 2.9
Table 2.19 | Forecast winter transmission delivered maximum demand (MW) | [9 empty] | Index
| Winter | High |  |  | Central |  |  | Low
|  | 90% PoE | 50% PoE | 10% PoE | 90% PoE | 50% PoE | 10% PoE | 90% PoE | 50% PoE | 10% PoE
| 2026 | 7797.2871 | 8015.9272 | 8330.6143 | 7662.3799 | 7876.4849 | 8176.2861 | 7505.2285 | 7746.7119 | 8080.209
| 2027 | 8151.3774 | 8372.623 | 8719.1797 | 7881.0483 | 8095.0415 | 8410.1885 | 7553.4512 | 7788.9932 | 8122.4219
| 2028 | 9856.3594 | 10101.1924 | 10468.8555 | 8109.9541 | 8332.9121 | 8659.8008 | 7631.5234 | 7867.8374 | 8209.0449
| 2029 | 10855.2734 | 11120.0215 | 11489.9961 | 8308.5049 | 8545.2803 | 8880.0488 | 7430.252 | 7674.1416 | 8015.2817
| 2030 | 11282.0195 | 11563.4893 | 11946.1211 | 8430.7148 | 8683.0576 | 9023.2607 | 6722.376 | 6967.4272 | 7273.2832
| 2031 | 11757.8516 | 12057.1924 | 12448.2861 | 8964.8945 | 9223.4434 | 9573.2197 | 6514.1924 | 6705.5474 | 6980.6562
| 2032 | 12051.4082 | 12360.2354 | 12770.9648 | 9248.958 | 9529.292 | 9897.5693 | 6549.1006 | 6755.8877 | 7023.7378
| 2033 | 12397.1533 | 12728.7891 | 13146.3633 | 9323.1895 | 9607.8467 | 9980.0137 | 6576.9429 | 6803.4893 | 7067.8945
| 2034 | 12684.9229 | 13027.748 | 13465.5488 | 9389.0703 | 9677.2051 | 10050.2979 | 6625.8828 | 6871.9185 | 7121.085
| 2035 | 12769.9453 | 13118.4668 | 13576.7207 | 9459.8379 | 9760.4971 | 10128.0195 | 6704.2798 | 6964.7139 | 7192.0498
Note:
(1) Shutdown of a large industrial load is assumed in the Progressive Change scenario in summer 2029/30.
2025
|  | 1 | 2 | 3 | 4 | 5 | 6 | 7 | 8 | 9 | Sum of value | Column Labels
|  | 1: Delivered Central; 4: Delivered High; 7: Delivered Low |  | Delivered central |  |  | Delivered high |  |  | Delivered low
Winter 50 aligns with Forecast demand tab |  | Winter Max Demand (MW) 10%_POE | Winter Max Demand (MW) 50%_POE | Winter Max Demand (MW) 90%_POE | Winter Max Demand (MW) 10%_POE | Winter Max Demand (MW) 50%_POE | Winter Max Demand (MW) 90%_POE | Winter Max Demand (MW) 10%_POE | Winter Max Demand (MW) 50%_POE | Winter Max Demand (MW) 90%_POE | Row Labels | Max Demand (MW) 10%_POE | Max Demand (MW) 50%_POE | Max Demand (MW) 90%_POE | Max Demand (MW) 10%_POE | Max Demand (MW) 50%_POE | Max Demand (MW) 90%_POE | Max Demand (MW) 10%_POE | Max Demand (MW) 50%_POE | Max Demand (MW) 90%_POE
#REF! | 2026 | 8176.2861 | 7876.4849 | 7662.3799 | 8330.6143 | 8015.9272 | 7797.2871 | 8080.209 | 7746.7119 | 7505.2285 | 2026 | 8176.2861 | 7876.4849 | 7662.3799 | 8330.6143 | 8015.9272 | 7797.2871 | 8080.209 | 7746.7119 | 7505.2285
#REF! | 2027 | 8410.1885 | 8095.0415 | 7881.0483 | 8719.1797 | 8372.623 | 8151.3774 | 8122.4219 | 7788.9932 | 7553.4512 | 2027 | 8410.1885 | 8095.0415 | 7881.0483 | 8719.1797 | 8372.623 | 8151.3774 | 8122.4219 | 7788.9932 | 7553.4512
#REF! | 2028 | 8659.8008 | 8332.9121 | 8109.9541 | 10468.8555 | 10101.1924 | 9856.3594 | 8209.0449 | 7867.8374 | 7631.5234 | 2028 | 8659.8008 | 8332.9121 | 8109.9541 | 10468.8555 | 10101.1924 | 9856.3594 | 8209.0449 | 7867.8374 | 7631.5234
#REF! | 2029 | 8880.0488 | 8545.2803 | 8308.5049 | 11489.9961 | 11120.0215 | 10855.2734 | 8015.2817 | 7674.1416 | 7430.252 | 2029 | 8880.0488 | 8545.2803 | 8308.5049 | 11489.9961 | 11120.0215 | 10855.2734 | 8015.2817 | 7674.1416 | 7430.252
#REF! | 2030 | 9023.2607 | 8683.0576 | 8430.7148 | 11946.1211 | 11563.4893 | 11282.0195 | 7273.2832 | 6967.4272 | 6722.376 | 2030 | 9023.2607 | 8683.0576 | 8430.7148 | 11946.1211 | 11563.4893 | 11282.0195 | 7273.2832 | 6967.4272 | 6722.376
#REF! | 2031 | 9573.2197 | 9223.4434 | 8964.8945 | 12448.2861 | 12057.1924 | 11757.8516 | 6980.6562 | 6705.5474 | 6514.1924 | 2031 | 9573.2197 | 9223.4434 | 8964.8945 | 12448.2861 | 12057.1924 | 11757.8516 | 6980.6562 | 6705.5474 | 6514.1924
#REF! | 2032 | 9897.5693 | 9529.292 | 9248.958 | 12770.9648 | 12360.2354 | 12051.4082 | 7023.7378 | 6755.8877 | 6549.1006 | 2032 | 9897.5693 | 9529.292 | 9248.958 | 12770.9648 | 12360.2354 | 12051.4082 | 7023.7378 | 6755.8877 | 6549.1006
#REF! | 2033 | 9980.0137 | 9607.8467 | 9323.1895 | 13146.3633 | 12728.7891 | 12397.1533 | 7067.8945 | 6803.4893 | 6576.9429 | 2033 | 9980.0137 | 9607.8467 | 9323.1895 | 13146.3633 | 12728.7891 | 12397.1533 | 7067.8945 | 6803.4893 | 6576.9429
#REF! | 2034 | 10050.2979 | 9677.2051 | 9389.0703 | 13465.5488 | 13027.748 | 12684.9229 | 7121.085 | 6871.9185 | 6625.8828 | 2034 | 10050.2979 | 9677.2051 | 9389.0703 | 13465.5488 | 13027.748 | 12684.9229 | 7121.085 | 6871.9185 | 6625.8828
#REF! | 2035 | 10128.0195 | 9760.4971 | 9459.8379 | 13576.7207 | 13118.4668 | 12769.9453 | 7192.0498 | 6964.7139 | 6704.2798 | 2035 | 10128.0195 | 9760.4971 | 9459.8379 | 13576.7207 | 13118.4668 | 12769.9453 | 7192.0498 | 6964.7139 | 6704.2798
DATA FROM FORECAST TOOL (Update the below table for next 10 years and refresh the Pivot table data)
[11 empty] | asset | level | scenario | year | type | metric | value
[11 empty] | Powerlink | network | Delivered low | 2026 | Max Demand (MW) 10%_POE | MW | 8080.209
[11 empty] | Powerlink | network | Delivered low | 2026 | Max Demand (MW) 50%_POE | MW | 7746.7119
[11 empty] | Powerlink | network | Delivered low | 2026 | Max Demand (MW) 90%_POE | MW | 7505.2285
[11 empty] | Powerlink | network | Delivered low | 2027 | Max Demand (MW) 10%_POE | MW | 8122.4219
[11 empty] | Powerlink | network | Delivered low | 2027 | Max Demand (MW) 50%_POE | MW | 7788.9932
[11 empty] | Powerlink | network | Delivered low | 2027 | Max Demand (MW) 90%_POE | MW | 7553.4512
[11 empty] | Powerlink | network | Delivered low | 2028 | Max Demand (MW) 10%_POE | MW | 8209.0449
[11 empty] | Powerlink | network | Delivered low | 2028 | Max Demand (MW) 50%_POE | MW | 7867.8374
[11 empty] | Powerlink | network | Delivered low | 2028 | Max Demand (MW) 90%_POE | MW | 7631.5234
[11 empty] | Powerlink | network | Delivered low | 2029 | Max Demand (MW) 10%_POE | MW | 8015.2817
[11 empty] | Powerlink | network | Delivered low | 2029 | Max Demand (MW) 50%_POE | MW | 7674.1416
[11 empty] | Powerlink | network | Delivered low | 2029 | Max Demand (MW) 90%_POE | MW | 7430.252
[11 empty] | Powerlink | network | Delivered low | 2030 | Max Demand (MW) 10%_POE | MW | 7273.2832
[11 empty] | Powerlink | network | Delivered low | 2030 | Max Demand (MW) 50%_POE | MW | 6967.4272
[11 empty] | Powerlink | network | Delivered low | 2030 | Max Demand (MW) 90%_POE | MW | 6722.376
[11 empty] | Powerlink | network | Delivered low | 2031 | Max Demand (MW) 10%_POE | MW | 6980.6562
[11 empty] | Powerlink | network | Delivered low | 2031 | Max Demand (MW) 50%_POE | MW | 6705.5474
[11 empty] | Powerlink | network | Delivered low | 2031 | Max Demand (MW) 90%_POE | MW | 6514.1924
[11 empty] | Powerlink | network | Delivered low | 2032 | Max Demand (MW) 10%_POE | MW | 7023.7378
[11 empty] | Powerlink | network | Delivered low | 2032 | Max Demand (MW) 50%_POE | MW | 6755.8877
[11 empty] | Powerlink | network | Delivered low | 2032 | Max Demand (MW) 90%_POE | MW | 6549.1006
[11 empty] | Powerlink | network | Delivered low | 2033 | Max Demand (MW) 10%_POE | MW | 7067.8945
[11 empty] | Powerlink | network | Delivered low | 2033 | Max Demand (MW) 50%_POE | MW | 6803.4893
[11 empty] | Powerlink | network | Delivered low | 2033 | Max Demand (MW) 90%_POE | MW | 6576.9429
[11 empty] | Powerlink | network | Delivered low | 2034 | Max Demand (MW) 10%_POE | MW | 7121.085
[11 empty] | Powerlink | network | Delivered low | 2034 | Max Demand (MW) 50%_POE | MW | 6871.9185
[11 empty] | Powerlink | network | Delivered low | 2034 | Max Demand (MW) 90%_POE | MW | 6625.8828
[11 empty] | Powerlink | network | Delivered low | 2035 | Max Demand (MW) 10%_POE | MW | 7192.0498
[11 empty] | Powerlink | network | Delivered low | 2035 | Max Demand (MW) 50%_POE | MW | 6964.7139
[11 empty] | Powerlink | network | Delivered low | 2035 | Max Demand (MW) 90%_POE | MW | 6704.2798
[11 empty] | Powerlink | network | Delivered central | 2026 | Max Demand (MW) 10%_POE | MW | 8176.2861
[11 empty] | Powerlink | network | Delivered central | 2026 | Max Demand (MW) 50%_POE | MW | 7876.4849
[11 empty] | Powerlink | network | Delivered central | 2026 | Max Demand (MW) 90%_POE | MW | 7662.3799
[11 empty] | Powerlink | network | Delivered central | 2027 | Max Demand (MW) 10%_POE | MW | 8410.1885
[11 empty] | Powerlink | network | Delivered central | 2027 | Max Demand (MW) 50%_POE | MW | 8095.0415
[11 empty] | Powerlink | network | Delivered central | 2027 | Max Demand (MW) 90%_POE | MW | 7881.0483
[11 empty] | Powerlink | network | Delivered central | 2028 | Max Demand (MW) 10%_POE | MW | 8659.8008
[11 empty] | Powerlink | network | Delivered central | 2028 | Max Demand (MW) 50%_POE | MW | 8332.9121
[11 empty] | Powerlink | network | Delivered central | 2028 | Max Demand (MW) 90%_POE | MW | 8109.9541
[11 empty] | Powerlink | network | Delivered central | 2029 | Max Demand (MW) 10%_POE | MW | 8880.0488
[11 empty] | Powerlink | network | Delivered central | 2029 | Max Demand (MW) 50%_POE | MW | 8545.2803
[11 empty] | Powerlink | network | Delivered central | 2029 | Max Demand (MW) 90%_POE | MW | 8308.5049
[11 empty] | Powerlink | network | Delivered central | 2030 | Max Demand (MW) 10%_POE | MW | 9023.2607
[11 empty] | Powerlink | network | Delivered central | 2030 | Max Demand (MW) 50%_POE | MW | 8683.0576
[11 empty] | Powerlink | network | Delivered central | 2030 | Max Demand (MW) 90%_POE | MW | 8430.7148
[11 empty] | Powerlink | network | Delivered central | 2031 | Max Demand (MW) 10%_POE | MW | 9573.2197
[11 empty] | Powerlink | network | Delivered central | 2031 | Max Demand (MW) 50%_POE | MW | 9223.4434
[11 empty] | Powerlink | network | Delivered central | 2031 | Max Demand (MW) 90%_POE | MW | 8964.8945
[11 empty] | Powerlink | network | Delivered central | 2032 | Max Demand (MW) 10%_POE | MW | 9897.5693
[11 empty] | Powerlink | network | Delivered central | 2032 | Max Demand (MW) 50%_POE | MW | 9529.292
[11 empty] | Powerlink | network | Delivered central | 2032 | Max Demand (MW) 90%_POE | MW | 9248.958
[11 empty] | Powerlink | network | Delivered central | 2033 | Max Demand (MW) 10%_POE | MW | 9980.0137
[11 empty] | Powerlink | network | Delivered central | 2033 | Max Demand (MW) 50%_POE | MW | 9607.8467
[11 empty] | Powerlink | network | Delivered central | 2033 | Max Demand (MW) 90%_POE | MW | 9323.1895
[11 empty] | Powerlink | network | Delivered central | 2034 | Max Demand (MW) 10%_POE | MW | 10050.2979
[11 empty] | Powerlink | network | Delivered central | 2034 | Max Demand (MW) 50%_POE | MW | 9677.2051
[11 empty] | Powerlink | network | Delivered central | 2034 | Max Demand (MW) 90%_POE | MW | 9389.0703
[11 empty] | Powerlink | network | Delivered central | 2035 | Max Demand (MW) 10%_POE | MW | 10128.0195
[11 empty] | Powerlink | network | Delivered central | 2035 | Max Demand (MW) 50%_POE | MW | 9760.4971
[11 empty] | Powerlink | network | Delivered central | 2035 | Max Demand (MW) 90%_POE | MW | 9459.8379
[11 empty] | Powerlink | network | Delivered high | 2026 | Max Demand (MW) 10%_POE | MW | 8330.6143
[11 empty] | Powerlink | network | Delivered high | 2026 | Max Demand (MW) 50%_POE | MW | 8015.9272
[11 empty] | Powerlink | network | Delivered high | 2026 | Max Demand (MW) 90%_POE | MW | 7797.2871
[11 empty] | Powerlink | network | Delivered high | 2027 | Max Demand (MW) 10%_POE | MW | 8719.1797
[11 empty] | Powerlink | network | Delivered high | 2027 | Max Demand (MW) 50%_POE | MW | 8372.623
[11 empty] | Powerlink | network | Delivered high | 2027 | Max Demand (MW) 90%_POE | MW | 8151.3774
[11 empty] | Powerlink | network | Delivered high | 2028 | Max Demand (MW) 10%_POE | MW | 10468.8555
[11 empty] | Powerlink | network | Delivered high | 2028 | Max Demand (MW) 50%_POE | MW | 10101.1924
[11 empty] | Powerlink | network | Delivered high | 2028 | Max Demand (MW) 90%_POE | MW | 9856.3594
[11 empty] | Powerlink | network | Delivered high | 2029 | Max Demand (MW) 10%_POE | MW | 11489.9961
[11 empty] | Powerlink | network | Delivered high | 2029 | Max Demand (MW) 50%_POE | MW | 11120.0215
[11 empty] | Powerlink | network | Delivered high | 2029 | Max Demand (MW) 90%_POE | MW | 10855.2734
[11 empty] | Powerlink | network | Delivered high | 2030 | Max Demand (MW) 10%_POE | MW | 11946.1211
[11 empty] | Powerlink | network | Delivered high | 2030 | Max Demand (MW) 50%_POE | MW | 11563.4893
[11 empty] | Powerlink | network | Delivered high | 2030 | Max Demand (MW) 90%_POE | MW | 11282.0195
[11 empty] | Powerlink | network | Delivered high | 2031 | Max Demand (MW) 10%_POE | MW | 12448.2861
[11 empty] | Powerlink | network | Delivered high | 2031 | Max Demand (MW) 50%_POE | MW | 12057.1924
[11 empty] | Powerlink | network | Delivered high | 2031 | Max Demand (MW) 90%_POE | MW | 11757.8516
[11 empty] | Powerlink | network | Delivered high | 2032 | Max Demand (MW) 10%_POE | MW | 12770.9648
[11 empty] | Powerlink | network | Delivered high | 2032 | Max Demand (MW) 50%_POE | MW | 12360.2354
[11 empty] | Powerlink | network | Delivered high | 2032 | Max Demand (MW) 90%_POE | MW | 12051.4082
[11 empty] | Powerlink | network | Delivered high | 2033 | Max Demand (MW) 10%_POE | MW | 13146.3633
[11 empty] | Powerlink | network | Delivered high | 2033 | Max Demand (MW) 50%_POE | MW | 12728.7891
[11 empty] | Powerlink | network | Delivered high | 2033 | Max Demand (MW) 90%_POE | MW | 12397.1533
[11 empty] | Powerlink | network | Delivered high | 2034 | Max Demand (MW) 10%_POE | MW | 13465.5488
[11 empty] | Powerlink | network | Delivered high | 2034 | Max Demand (MW) 50%_POE | MW | 13027.748
[11 empty] | Powerlink | network | Delivered high | 2034 | Max Demand (MW) 90%_POE | MW | 12684.9229
[11 empty] | Powerlink | network | Delivered high | 2035 | Max Demand (MW) 10%_POE | MW | 13576.7207
[11 empty] | Powerlink | network | Delivered high | 2035 | Max Demand (MW) 50%_POE | MW | 13118.4668
[11 empty] | Powerlink | network | Delivered high | 2035 | Max Demand (MW) 90%_POE | MW | 12769.9453
Note on B17: [Threaded comment] Your version of Excel allows you to read this threaded comment; however, any edits to it will get removed if the file is opened in a newer version of Excel. Learn more: https://go.microsoft.com/fwlink/?linkid=870924 Comment: Is this still relevant?To remove or retain?
Note on M39: [Threaded comment] Your version of Excel allows you to read this threaded comment; however, any edits to it will get removed if the file is opened in a newer version of Excel. Learn more: https://go.microsoft.com/fwlink/?linkid=870924 Comment: Source: Downloads>TAPR>Maximum demand>Delivered>Network Then filter output: Level: Network Season: Winter Year: 2026-2035 Type: Max Demand 50% Max demad 10%, Max demand 90% Metric: MW

## Figure 2.13
Figure 2.13 | Historical and forecast transmission delivered winter maximum demand | [6 empty] | Index
| Winter | Historical | Weather corrected | Powerlink's 2025 High 50% PoE | Powerlink's 2025 Central 50% PoE | Powerlink's 2025 Low 50% PoE | Data check (Historical data in Figure 3.12 and Table 3.10 should match)
| 2016 | 7175.76 | 7197.7893 |  |  |  | ✓
| 2017 | 6869.8171 | 7137.7653 |  |  |  | ✓
| 2018 | 7330.6721 | 7654.3824 |  |  |  | ✓
| 2019 | 7295.5557 | 7289.074 |  |  |  | ✓
| 2020 | 7483.4262 | 7276.436 |  |  |  | ✓
| 2021 | 7471.7183 | 7375.6 |  |  |  | ✓
| 2022 | 7921.2933 | 7570.6116 |  |  |  | ✓
| 2023 | 7398.7105 | 7555.93 |  |  |  | ✓
| 2024 | 7970.024 | 7876.4849 |  |  |  | ✓
| 2025 | 7875.8707
| 2026 |  |  | 8015.9272 | 7876.4849 | 7746.7119
| 2027 |  |  | 8372.623 | 8095.0415 | 7788.9932
| 2028 |  |  | 10101.1924 | 8332.9121 | 7867.8374
| 2029 |  |  | 11120.0215 | 8545.2803 | 7674.1416
| 2030 |  |  | 11563.4893 | 8683.0576 | 6967.4272
| 2031 |  |  | 12057.1924 | 9223.4434 | 6705.5474
| 2032 |  |  | 12360.2354 | 9529.292 | 6755.8877
| 2033 |  |  | 12728.7891 | 9607.8467 | 6803.4893
| 2034 |  |  | 13027.748 | 9677.2051 | 6871.9185
| 2035 |  |  | 13118.4668 | 9760.4971 | 6964.7139
Add last year as historical below to update the table above
| Year | Historical | Weather Corrected
| 2015 | 7089.963 | 6976.2145
| 2016 | 7175.76 | 7197.7893
| 2017 | 6869.8171 | 7137.7653
| 2018 | 7330.6721 | 7654.3824
| 2019 | 7295.5557 | 7289.074
| 2020 | 7483.4262 | 7276.436
| 2021 | 7471.7183 | 7375.6
| 2022 | 7921.2933 | 7570.6116
| 2023 | 7398.7105 | 7555.93
| 2024 | 7970.024 | 7876.4849

## Table 2.10
Table 2.10 | Historical annual minimum demand (MW) | [8 empty] | Index
| Summer | Operational as generated | Operational sent out | Native as generated | Native Sent Out | Transmission sent out | Transmission delivered | Native | Native plus solar PV
| 2015/16 | 4944 | 4470.2097 | 5100.9351 | 4686.2575 | 4470.5956 | 4336.2277 | 4551.8897 | 4551.8897
| 2016/17 | 4791 | 4313.3922 | 4941.7114 | 4525.7285 | 4317.5184 | 4180.5951 | 4388.8052 | 4388.8052
| 2017/18 | 4647 | 4165.2814 | 4867.8751 | 4500.6055 | 4142.5102 | 4007.5983 | 4365.6937 | 5571.6937
| 2018/19 | 4211 | 3711.6348 | 4441.19 | 4111.5224 | 3527.7177 | 3369.5923 | 3953.3969 | 5323.3969
| 2019/20 | 3897 | 3493.0026 | 4094.4982 | 3767.0338 | 3097.2068 | 3005.5608 | 3675.3879 | 5882.3879
| 2020/21 | 3869 | 3479.7675 | 3957.5148 | 3701.1108 | 3043.1653 | 3013.5076 | 3671.4531 | 6804.4531
| 2021/22 | 3504 | 3065.2499 | 3616.901 | 3282.9655 | 2707.3083 | 2597.4988 | 3173.156 | 6457.156
| 2022/23 | 3490 | 2973.1192 | 3654.7848 | 3276.9295 | 2634.3045 | 2538.2406 | 3180.8655 | 6232.3655
| 2023/24 | 3091 | 2646.5184 | 3091 | 2650.3815 | 2650.3815 | 2389.4128 | 2389.4128 | 6741.4128
| 2024/25 | 2790 | 2684.3512 | 2886.128 | 2784.0516 | 2572.6469 | 2238.6509 | 2450.0556 | 5872.0556
Note:
(1) minimum based on preliminary data up to 13 September 2025.
Add last year as historical below to update the table above
| Summer | Operational as generated | Operational sent out | Native as generated | Native Sent Out | Transmission sent out | Transmission delivered | Native | Native plus solar PV
| 2013/14 | 4073 | 3779.5917 | 4274.1787 | 4026.5964 | 3767.884 | 3664.1864 | 3922.8987 | 3922.8987
| 2014/15 | 4281.39 | 3946.2081 | 4476.4297 | 4177.9653 | 3983.1297 | 3883.9073 | 4078.743 | 4078.743
| 2015/16 | 4944 | 4470.2097 | 5100.9351 | 4686.2575 | 4470.5956 | 4336.2277 | 4551.8897 | 4551.8897
| 2016/17 | 4791 | 4313.3922 | 4941.7114 | 4525.7285 | 4317.5184 | 4180.5951 | 4388.8052 | 4388.8052
| 2017/18 | 4647 | 4165.2814 | 4867.8751 | 4500.6055 | 4142.5102 | 4007.5983 | 4365.6937 | 5571.6937
| 2018/19 | 4211 | 3711.6348 | 4441.19 | 4111.5224 | 3527.7177 | 3369.5923 | 3953.3969 | 5323.3969
| 2019/20 | 3897 | 3493.0026 | 4094.4982 | 3767.0338 | 3097.2068 | 3005.5608 | 3675.3879 | 5882.3879
| 2020/21 | 3869 | 3479.7675 | 3957.5148 | 3701.1108 | 3043.1653 | 3013.5076 | 3671.4531 | 6804.4531
| 2021/22 | 3504 | 3065.2499 | 3616.901 | 3282.9655 | 2707.3083 | 2597.4988 | 3173.156 | 6457.156
| 2022/23 | 3490 | 2973.1192 | 3654.7848 | 3276.9295 | 2634.3045 | 2538.2406 | 3180.8655 | 6232.3655
| 2023/24 | 3091 | 2646.5184 | 3091 | 2650.3815 | 2650.3815 | 2389.4128 | 2389.4128 | 6741.4128

## Table 2.11
Table 2.11 | Forecast annual transmission delivered minimum demand (MW) (1) | [9 empty] | Index
| Year | High |  |  | Central |  |  | Low
|  | 90% PoE | 50% PoE | 10% PoE | 90% PoE | 50% PoE | 10% PoE | 90% PoE | 50% PoE | 10% PoE
| 2026 | 1884.6514 | 2165.2095 | 2664.6484 | 1809.4003 | 2109.7319 | 2594.1868 | 1871.455 | 2262.022 | 2757.7917
| 2027 | 2052.6804 | 2509.6113 | 2963.3345 | 1710.255 | 2161.0298 | 2578.4941 | 1681.9572 | 2086.9243 | 2566.4106
| 2028 | 2212.1528 | 2509.8013 | 3018.5767 | 1607.875 | 2074.1355 | 2496.9204 | 1513.6084 | 1917.8671 | 2397.8687
| 2029 | 3497.1165 | 3807.1919 | 4310.0547 | 1496.3583 | 1967.8105 | 2407.6313 | 1037.8501 | 1432.3027 | 1896.1769
| 2030 | 3958.9688 | 4479.1841 | 4979.8711 | 1310.5817 | 1783.7565 | 2249.8926 | 70.8809 | 441.843 | 882.6501
| 2031 | 4045.9504 | 4454.042 | 4970.1729 | 1430.369 | 1770.1244 | 2306.8828 | -174.9653 | 185.1104 | 593.5454
| 2032 | 3991.9951 | 4531.3179 | 5081.5454 | 1544.2518 | 2041.5143 | 2525.2593 | -335.7927 | 27.6162 | 434.3276
| 2033 | 3980.095 | 4475.103 | 5031.1997 | 1336.0833 | 1839.0684 | 2338.7998 | -463.7031 | -94.499 | 311.7952
| 2034 | 3640.8875 | 4238.1006 | 4822.0396 | 1103.469 | 1604.8828 | 2114.6628 | -547.0688 | -215.8452 | 223.9187
| 2035 | 3105.9678 | 3718.9094 | 4323.585 | 823.3027 | 1328.1477 | 1842.9985 | -607.6313 | -312.3713 | 135.4729
Notes:
(1) Forecasts provided without predicting market outcomes, directions or constraints which may be imposed to ensure system security but impact on the output of these embedded VRE generators.
|  | 1 | 2 | 3 | 4 | 5 | 6 | 7 | 8 | 9 |  | Sum of value | Column Labels
|  | 1: Delivered Central; 4: Delivered High; 7: Delivered Low |  |  | Delivered central |  |  | Delivered high |  |  | Delivered low
|  | Annual Min Demand (MW) 10%_POE | Annual Min Demand (MW) 50%_POE | Annual Min Demand (MW) 90%_POE | Annual Min Demand (MW) 10%_POE | Annual Min Demand (MW) 50%_POE | Annual Min Demand (MW) 90%_POE | Annual Min Demand (MW) 10%_POE | Annual Min Demand (MW) 50%_POE | Annual Min Demand (MW) 90%_POE |  | Row Labels | Min Demand (MW) 10%_POE | Min Demand (MW) 50%_POE | Min Demand (MW) 90%_POE | Min Demand (MW) 10%_POE | Min Demand (MW) 50%_POE | Min Demand (MW) 90%_POE | Min Demand (MW) 10%_POE | Min Demand (MW) 50%_POE | Min Demand (MW) 90%_POE
| 2026 | 2594.1868 | 2109.7319 | 1809.4003 | 2664.6484 | 2165.2095 | 1884.6514 | 2757.7917 | 2262.022 | 1871.455 |  | 2026 | 2594.1868 | 2109.7319 | 1809.4003 | 2664.6484 | 2165.2095 | 1884.6514 | 2757.7917 | 2262.022 | 1871.455
| 2027 | 2578.4941 | 2161.0298 | 1710.255 | 2963.3345 | 2509.6113 | 2052.6804 | 2566.4106 | 2086.9243 | 1681.9572 |  | 2027 | 2578.4941 | 2161.0298 | 1710.255 | 2963.3345 | 2509.6113 | 2052.6804 | 2566.4106 | 2086.9243 | 1681.9572
| 2028 | 2496.9204 | 2074.1355 | 1607.875 | 3018.5767 | 2509.8013 | 2212.1528 | 2397.8687 | 1917.8671 | 1513.6084 |  | 2028 | 2496.9204 | 2074.1355 | 1607.875 | 3018.5767 | 2509.8013 | 2212.1528 | 2397.8687 | 1917.8671 | 1513.6084
| 2029 | 2407.6313 | 1967.8105 | 1496.3583 | 4310.0547 | 3807.1919 | 3497.1165 | 1896.1769 | 1432.3027 | 1037.8501 |  | 2029 | 2407.6313 | 1967.8105 | 1496.3583 | 4310.0547 | 3807.1919 | 3497.1165 | 1896.1769 | 1432.3027 | 1037.8501
| 2030 | 2249.8926 | 1783.7565 | 1310.5817 | 4979.8711 | 4479.1841 | 3958.9688 | 882.6501 | 441.843 | 70.8809 |  | 2030 | 2249.8926 | 1783.7565 | 1310.5817 | 4979.8711 | 4479.1841 | 3958.9688 | 882.6501 | 441.843 | 70.8809
| 2031 | 2306.8828 | 1770.1244 | 1430.369 | 4970.1729 | 4454.042 | 4045.9504 | 593.5454 | 185.1104 | -174.9653 |  | 2031 | 2306.8828 | 1770.1244 | 1430.369 | 4970.1729 | 4454.042 | 4045.9504 | 593.5454 | 185.1104 | -174.9653
| 2032 | 2525.2593 | 2041.5143 | 1544.2518 | 5081.5454 | 4531.3179 | 3991.9951 | 434.3276 | 27.6162 | -335.7927 |  | 2032 | 2525.2593 | 2041.5143 | 1544.2518 | 5081.5454 | 4531.3179 | 3991.9951 | 434.3276 | 27.6162 | -335.7927
| 2033 | 2338.7998 | 1839.0684 | 1336.0833 | 5031.1997 | 4475.103 | 3980.095 | 311.7952 | -94.499 | -463.7031 |  | 2033 | 2338.7998 | 1839.0684 | 1336.0833 | 5031.1997 | 4475.103 | 3980.095 | 311.7952 | -94.499 | -463.7031
| 2034 | 2114.6628 | 1604.8828 | 1103.469 | 4822.0396 | 4238.1006 | 3640.8875 | 223.9187 | -215.8452 | -547.0688 |  | 2034 | 2114.6628 | 1604.8828 | 1103.469 | 4822.0396 | 4238.1006 | 3640.8875 | 223.9187 | -215.8452 | -547.0688
| 2035 | 1842.9985 | 1328.1477 | 823.3027 | 4323.585 | 3718.9094 | 3105.9678 | 135.4729 | -312.3713 | -607.6313 |  | 2035 | 1842.9985 | 1328.1477 | 823.3027 | 4323.585 | 3718.9094 | 3105.9678 | 135.4729 | -312.3713 | -607.6313
[12 empty] | Grand Total | 23455.7285 | 18680.2018 | 14171.946 | 42165.0278 | 36888.4709 | 32370.4656 | 12199.9579 | 7730.9701 | 4046.5901
DATA FROM FORECAST TOOL (Update the below table for next 10 years and refresh the Pivot table data)
[12 empty] | scenario | year | type | metric | value
[12 empty] | Delivered low | 2026 | Min Demand (MW) 10%_POE | MW | 2757.7917
[12 empty] | Delivered low | 2026 | Min Demand (MW) 50%_POE | MW | 2262.022
[12 empty] | Delivered low | 2026 | Min Demand (MW) 90%_POE | MW | 1871.455
[12 empty] | Delivered low | 2027 | Min Demand (MW) 10%_POE | MW | 2566.4106
[12 empty] | Delivered low | 2027 | Min Demand (MW) 50%_POE | MW | 2086.9243
[12 empty] | Delivered low | 2027 | Min Demand (MW) 90%_POE | MW | 1681.9572
[12 empty] | Delivered low | 2028 | Min Demand (MW) 10%_POE | MW | 2397.8687
[12 empty] | Delivered low | 2028 | Min Demand (MW) 50%_POE | MW | 1917.8671
[12 empty] | Delivered low | 2028 | Min Demand (MW) 90%_POE | MW | 1513.6084
[12 empty] | Delivered low | 2029 | Min Demand (MW) 10%_POE | MW | 1896.1769
[12 empty] | Delivered low | 2029 | Min Demand (MW) 50%_POE | MW | 1432.3027
[12 empty] | Delivered low | 2029 | Min Demand (MW) 90%_POE | MW | 1037.8501
[12 empty] | Delivered low | 2030 | Min Demand (MW) 10%_POE | MW | 882.6501
[12 empty] | Delivered low | 2030 | Min Demand (MW) 50%_POE | MW | 441.843
[12 empty] | Delivered low | 2030 | Min Demand (MW) 90%_POE | MW | 70.8809
[12 empty] | Delivered low | 2031 | Min Demand (MW) 10%_POE | MW | 593.5454
[12 empty] | Delivered low | 2031 | Min Demand (MW) 50%_POE | MW | 185.1104
[12 empty] | Delivered low | 2031 | Min Demand (MW) 90%_POE | MW | -174.9653
[12 empty] | Delivered low | 2032 | Min Demand (MW) 10%_POE | MW | 434.3276
[12 empty] | Delivered low | 2032 | Min Demand (MW) 50%_POE | MW | 27.6162
[12 empty] | Delivered low | 2032 | Min Demand (MW) 90%_POE | MW | -335.7927
[12 empty] | Delivered low | 2033 | Min Demand (MW) 10%_POE | MW | 311.7952
[12 empty] | Delivered low | 2033 | Min Demand (MW) 50%_POE | MW | -94.499
[12 empty] | Delivered low | 2033 | Min Demand (MW) 90%_POE | MW | -463.7031
[12 empty] | Delivered low | 2034 | Min Demand (MW) 10%_POE | MW | 223.9187
[12 empty] | Delivered low | 2034 | Min Demand (MW) 50%_POE | MW | -215.8452
[12 empty] | Delivered low | 2034 | Min Demand (MW) 90%_POE | MW | -547.0688
[12 empty] | Delivered low | 2035 | Min Demand (MW) 10%_POE | MW | 135.4729
[12 empty] | Delivered low | 2035 | Min Demand (MW) 50%_POE | MW | -312.3713
[11 empty] | 555 | Delivered low | 2035 | Min Demand (MW) 90%_POE | MW | -607.6313
[12 empty] | Delivered central | 2026 | Min Demand (MW) 10%_POE | MW | 2594.1868
[12 empty] | Delivered central | 2026 | Min Demand (MW) 50%_POE | MW | 2109.7319
[12 empty] | Delivered central | 2026 | Min Demand (MW) 90%_POE | MW | 1809.4003
[12 empty] | Delivered central | 2027 | Min Demand (MW) 10%_POE | MW | 2578.4941
[12 empty] | Delivered central | 2027 | Min Demand (MW) 50%_POE | MW | 2161.0298
[12 empty] | Delivered central | 2027 | Min Demand (MW) 90%_POE | MW | 1710.255
[12 empty] | Delivered central | 2028 | Min Demand (MW) 10%_POE | MW | 2496.9204
[12 empty] | Delivered central | 2028 | Min Demand (MW) 50%_POE | MW | 2074.1355
[12 empty] | Delivered central | 2028 | Min Demand (MW) 90%_POE | MW | 1607.875
[12 empty] | Delivered central | 2029 | Min Demand (MW) 10%_POE | MW | 2407.6313
[12 empty] | Delivered central | 2029 | Min Demand (MW) 50%_POE | MW | 1967.8105
[12 empty] | Delivered central | 2029 | Min Demand (MW) 90%_POE | MW | 1496.3583
[12 empty] | Delivered central | 2030 | Min Demand (MW) 10%_POE | MW | 2249.8926
[12 empty] | Delivered central | 2030 | Min Demand (MW) 50%_POE | MW | 1783.7565
[12 empty] | Delivered central | 2030 | Min Demand (MW) 90%_POE | MW | 1310.5817
[12 empty] | Delivered central | 2031 | Min Demand (MW) 10%_POE | MW | 2306.8828
[12 empty] | Delivered central | 2031 | Min Demand (MW) 50%_POE | MW | 1770.1244
[12 empty] | Delivered central | 2031 | Min Demand (MW) 90%_POE | MW | 1430.369
[12 empty] | Delivered central | 2032 | Min Demand (MW) 10%_POE | MW | 2525.2593
[12 empty] | Delivered central | 2032 | Min Demand (MW) 50%_POE | MW | 2041.5143
[12 empty] | Delivered central | 2032 | Min Demand (MW) 90%_POE | MW | 1544.2518
[12 empty] | Delivered central | 2033 | Min Demand (MW) 10%_POE | MW | 2338.7998
[12 empty] | Delivered central | 2033 | Min Demand (MW) 50%_POE | MW | 1839.0684
[12 empty] | Delivered central | 2033 | Min Demand (MW) 90%_POE | MW | 1336.0833
[12 empty] | Delivered central | 2034 | Min Demand (MW) 10%_POE | MW | 2114.6628
[12 empty] | Delivered central | 2034 | Min Demand (MW) 50%_POE | MW | 1604.8828
[12 empty] | Delivered central | 2034 | Min Demand (MW) 90%_POE | MW | 1103.469
[12 empty] | Delivered central | 2035 | Min Demand (MW) 10%_POE | MW | 1842.9985
[12 empty] | Delivered central | 2035 | Min Demand (MW) 50%_POE | MW | 1328.1477
[12 empty] | Delivered central | 2035 | Min Demand (MW) 90%_POE | MW | 823.3027
[12 empty] | Delivered high | 2026 | Min Demand (MW) 10%_POE | MW | 2664.6484
[12 empty] | Delivered high | 2026 | Min Demand (MW) 50%_POE | MW | 2165.2095
[12 empty] | Delivered high | 2026 | Min Demand (MW) 90%_POE | MW | 1884.6514
[12 empty] | Delivered high | 2027 | Min Demand (MW) 10%_POE | MW | 2963.3345
[12 empty] | Delivered high | 2027 | Min Demand (MW) 50%_POE | MW | 2509.6113
[12 empty] | Delivered high | 2027 | Min Demand (MW) 90%_POE | MW | 2052.6804
[12 empty] | Delivered high | 2028 | Min Demand (MW) 10%_POE | MW | 3018.5767
[12 empty] | Delivered high | 2028 | Min Demand (MW) 50%_POE | MW | 2509.8013
[12 empty] | Delivered high | 2028 | Min Demand (MW) 90%_POE | MW | 2212.1528
[12 empty] | Delivered high | 2029 | Min Demand (MW) 10%_POE | MW | 4310.0547
[12 empty] | Delivered high | 2029 | Min Demand (MW) 50%_POE | MW | 3807.1919
[12 empty] | Delivered high | 2029 | Min Demand (MW) 90%_POE | MW | 3497.1165
[12 empty] | Delivered high | 2030 | Min Demand (MW) 10%_POE | MW | 4979.8711
[12 empty] | Delivered high | 2030 | Min Demand (MW) 50%_POE | MW | 4479.1841
[12 empty] | Delivered high | 2030 | Min Demand (MW) 90%_POE | MW | 3958.9688
[12 empty] | Delivered high | 2031 | Min Demand (MW) 10%_POE | MW | 4970.1729
[12 empty] | Delivered high | 2031 | Min Demand (MW) 50%_POE | MW | 4454.042
[12 empty] | Delivered high | 2031 | Min Demand (MW) 90%_POE | MW | 4045.9504
[12 empty] | Delivered high | 2032 | Min Demand (MW) 10%_POE | MW | 5081.5454
[12 empty] | Delivered high | 2032 | Min Demand (MW) 50%_POE | MW | 4531.3179
[12 empty] | Delivered high | 2032 | Min Demand (MW) 90%_POE | MW | 3991.9951
[12 empty] | Delivered high | 2033 | Min Demand (MW) 10%_POE | MW | 5031.1997
[12 empty] | Delivered high | 2033 | Min Demand (MW) 50%_POE | MW | 4475.103
[12 empty] | Delivered high | 2033 | Min Demand (MW) 90%_POE | MW | 3980.095
[12 empty] | Delivered high | 2034 | Min Demand (MW) 10%_POE | MW | 4822.0396
[12 empty] | Delivered high | 2034 | Min Demand (MW) 50%_POE | MW | 4238.1006
[12 empty] | Delivered high | 2034 | Min Demand (MW) 90%_POE | MW | 3640.8875
[12 empty] | Delivered high | 2035 | Min Demand (MW) 10%_POE | MW | 4323.585
[12 empty] | Delivered high | 2035 | Min Demand (MW) 50%_POE | MW | 3718.9094
[11 empty] | 5666 | Delivered high | 2035 | Min Demand (MW) 90%_POE | MW | 3105.9678
Note on N43: [Threaded comment] Your version of Excel allows you to read this threaded comment; however, any edits to it will get removed if the file is opened in a newer version of Excel. Learn more: https://go.microsoft.com/fwlink/?linkid=870924 Comment: Source: Downloads>TAPR>Minimum demand>Delivered>Network Then filter output: Level: Network Season: Shoulder Year: 2026-2035 Type: Min Demand 50% Min demad 10%, Min demand 90% Metric: MW

## Figure 2.14
Figure 2.14 | Historical and forecast transmission delivered annual minimum demand | [5 empty] | Index
| Year | Historical | Powerlink's 2025 High 50% PoE | Powerlink's 2025 Central 50% PoE | Powerlink's 2025 Low 50% PoE | Data check (Historical data in Figure 3.13 and Table 3.14 should match)
| 2016 | 4336.2277 |  |  |  | ✓
| 2017 | 4180.5951 |  |  |  | ✓
| 2018 | 4007.5983 |  |  |  | ✓
| 2019 | 3369.5923 |  |  |  | ✓
| 2020 | 3005.5608 |  |  |  | ✓
| 2021 | 3013.5076 |  |  |  | ✓
| 2022 | 2597.4988 |  |  |  | ✓
| 2023 | 2538.2406 |  |  |  | ✓
| 2024 | 2389.4128 |  |  |  | ✓
| 2025 | 2238.6509
| 2026 |  | 2165.2095 | 2109.7319 | 2262.022
| 2027 |  | 2509.6113 | 2161.0298 | 2086.9243
| 2028 |  | 2509.8013 | 2074.1355 | 1917.8671
| 2029 |  | 3807.1919 | 1967.8105 | 1432.3027
| 2030 |  | 4479.1841 | 1783.7565 | 441.843
| 2031 |  | 4454.042 | 1770.1244 | 185.1104
| 2032 |  | 4531.3179 | 2041.5143 | 27.6162
| 2033 |  | 4475.103 | 1839.0684 | -94.499
| 2034 |  | 4238.1006 | 1604.8828 | -215.8452
| 2035 |  | 3718.9094 | 1328.1477 | -312.3713
Add last year as historical below to update the table above
| Year | Historical
| 2015 | 3883.9073
| 2016 | 4336.2277
| 2017 | 4180.5951
| 2018 | 4007.5983
| 2019 | 3369.5923
| 2020 | 3005.5608
| 2021 | 3013.5076
| 2022 | 2597.4988
| 2023 | 2538.2406
| 2024 | 2389.4128

## Table 2.12
Table 2.12 | Average ratios of zone maximum delivered demand to zone delivered demand at time of Queensland region maximum delivered demand | [6 empty] | Index
| Zone | Winter | Summer
| Far North | 1.162 | 1.186
| Ross | 1.606 | 1.448
| North | 1.138 | 1.136
| North West | 1.02 | 1.03
| Central West | 1.01 | 1.03
| Gladstone | 1.034 | 1.018
| Wide Bay | 1.026 | 1.204
| Surat | 1.246 | 1.22
| Bulli | 1.052 | 1.138
| South West | 1.038 | 1.238
| Moreton | 1.012 | 1.024
| Gold Coast | 1.044 | 1.118
|  | 2020/21 | 2021/22 | 2022/23 | 2023/24 | 2024/25
| Delivered | Summer Ratio | Summer Ratio | Summer Ratio | Summer Ratio | Summer Ratio | Summer Average
| Far North | 1.33 | 1 | 1.14 | 1.35 | 1.11 | 1.186
| Ross | 1.37 | 1.41 | 1.41 | 1.73 | 1.32 | 1.448
| North | 1 | 1.11 | 1.15 | 1.22 | 1.2 | 1.136
| Central West | 1.14 | 1.09 | 1.26 | 1.47 | 1.21 | 1.234
| Gladstone | 1.02 | 1.02 | 1.01 | 1.03 | 1.01 | 1.018
| Wide Bay | 1.06 | 1.03 | 1.15 | 1.63 | 1.15 | 1.204
| Surat | 1.2 | 1.19 | 1.29 | 1.24 | 1.18 | 1.22
| Bulli | 1.19 | 1.06 | 1.36 | 1.07 | 1.01 | 1.138
| South West | 1.23 | 1.14 | 1.15 | 1.38 | 1.29 | 1.238
| Moreton | 1 | 1.1 | 1.02 | 1 | 1 | 1.024
| Gold Coast | 1.1 | 1.35 | 1.02 | 1.1 | 1.02 | 1.118
|  | 2021 | 2022 | 2023 | 2024 | 2025
| Delivered | Winter Ratio | Winter Ratio | Winter Ratio | Winter Ratio | Winter Ratio | Winter Average
| Far North | 1.19 | 1.12 | 1.2 | 1.12 | 1.18 | 1.162
| Ross | 1.37 | 1.39 | 1.71 | 2.27 | 1.29 | 1.606
| North | 1.14 | 1.32 | 1.12 | 1.11 | 1 | 1.138
| Central West | 1.25 | 1.1 | 1.1 | 1.08 | 1.07 | 1.12
| Gladstone | 1.03 | 1.02 | 1.04 | 1.03 | 1.05 | 1.034
| Wide Bay | 1.05 | 1 | 1 | 1.01 | 1.07 | 1.026
| Surat | 1.14 | 1.3 | 1.16 | 1.54 | 1.09 | 1.246
| Bulli | 1.03 | 1.07 | 1.12 | 1.01 | 1.03 | 1.052
| South West | 1.02 | 1.06 | 1.05 | 1.01 | 1.05 | 1.038
| Moreton | 1.02 | 1 | 1 | 1.01 | 1.03 | 1.012
| Gold Coast | 1.06 | 1.06 | 1.03 | 1.01 | 1.06 | 1.044
Note on G20: Adeel Qureshi: NEO Query TAPR > Chapter 3 > T3.17_Average Ratios Summer/Winter (For summer provide dates 01/11/2024 to 01/04/2025)
Note on G35: Adeel Qureshi: NEO Query TAPR > Chapter 3 > T3.17_Average Ratios Summer/Winter (For winter provide dates 01/06/2025 to 01/09/2025)

## Table 2.13
Table 2.13 | Annual transmission delivered energy by zone (GWh) | [10 empty] | Index
| Financial year | Far North | Ross | North West | North | Central West | Gladstone | Wide Bay | Surat | Bulli | South West | Moreton | Gold Coast | Total
Actuals
| 2015/16 | 1724 | 2944 | - | 2876 | 3327 | 10721 | 1272 | 2633 | 1290 | 1224 | 17944 | 3139 | 49094
| 2016/17 | 1704 | 2682 | - | 2661 | 3098 | 10196 | 1305 | 4154 | 1524 | 1308 | 18103 | 3145 | 49880
| 2017/18 | 1657 | 2645 | - | 2650 | 3027 | 9362 | 1238 | 4383 | 1497 | 1315 | 17873 | 3092 | 48739
| 2018/19 | 1648 | 2338 | - | 2621 | 2996 | 9349 | 1198 | 4805 | 1519 | 1376 | 17849 | 3065 | 48764
| 2019/20 | 1594 | 2466 | - | 2495 | 2859 | 9303 | 1031 | 5025 | 1580 | 1141 | 17395 | 2971 | 47860
| 2020/21 | 1519.0684 | 2568.515 | - | 2413.0063 | 2813.0392 | 9382.8878 | 969.8978 | 5240.7034 | 1490.967 | 993.2074 | 16806.9201 | 3222.0237 | 47421
| 2021/22 | 1597.9214 | 2418.1757 | - | 2755.2949 | 2775.8904 | 9124.3562 | 903.642 | 5419.6496 | 1395.3474 | 990.457 | 17101.4091 | 2924.1039 | 47405
| 2022/23 | 1601.5542 | 2073.8538 | - | 2668.3595 | 2782.8245 | 8897.827 | 897.5355 | 5278.9907 | 1333.7952 | 970.6399 | 16828.678 | 2878.0663 | 46214
| 2023/24 | 1565.9079 | 2286.1005 | - | 2548.081 | 2866.4297 | 9367.9827 | 950.9185 | 5376.1916 | 1481.0654 | 990.8252 | 17093.1663 | 2947.8738 | 47474
| 2024/25 | 1501.1659 | 2275.4472 | - | 2555.0758 | 2806.9815 | 9353.0174 | 952.5703 | 5362.7858 | 1512.8445 | 920 | 17125.1478 | 2940.711 | 47306
Forecasts
| 2025/26 | 1601.0387 | 1985.2539 | 0 | 2624.3351 | 3025.1197 | 9572.2134 | 676.108 | 4302.0492 | 1647.9508 | 908.1094 | 18288.7213 | 3516.359 | 48147.2586
| 2026/27 | 1602.9407 | 1802.514 | 0 | 2446.7196 | 2997.9787 | 10448.9472 | 806.7181 | 4214.4565 | 1558.2417 | 853.5303 | 19071.305 | 3615.0067 | 49418.3586
| 2027/28 | 1625.1956 | 1903.5706 | 0 | 2450.8146 | 3188.9067 | 10785.1844 | 843.0949 | 4212.1398 | 1539.909 | 852.5914 | 19793.8629 | 3730.618 | 50925.888
| 2028/29 | 1605.8826 | 1900.2034 | 0 | 2466.4565 | 3322.1368 | 11131.1573 | 829.1299 | 4276.4055 | 1510.1827 | 857.1141 | 20127.9169 | 3792.5457 | 51819.1315
| 2029/30 | 1609.121 | 1924.431 | 0 | 2495.4043 | 3352.9539 | 11536.1821 | 825.7418 | 4211.0694 | 1514.9541 | 864.886 | 20437.5538 | 3861.9052 | 52634.2026
| 2030/31 | 1611.4202 | 2195.4006 | 0 | 2797.4182 | 3465.0859 | 12206.9718 | 819.8645 | 4096.7152 | 1472.9034 | 938.3916 | 20689.6111 | 3921.6884 | 54215.4709
| 2031/32 | 1630.4695 | 1923.2442 | 886.6594 | 2486.59 | 3388.3598 | 15241.3812 | 838.2651 | 4029.4591 | 1423.8124 | 865.4662 | 21318.1504 | 4022.5514 | 58054.4087
| 2032/33 | 1638.5273 | 1847.9155 | 890.9883 | 2398.0316 | 3369.3945 | 15796.1562 | 838.297 | 3860.2161 | 1390.0524 | 832.3552 | 21713.7559 | 4078.4728 | 58654.1627
| 2033/34 | 1643.0661 | 1813.416 | 878.7707 | 2356.6096 | 3361.0331 | 15863.0939 | 836.1166 | 3736.4908 | 1357.6419 | 825.4804 | 22075.0754 | 4143.6593 | 58890.4536
| 2034/35 | 1637.5401 | 1792.8736 | 877.7662 | 2326.0169 | 3343.0211 | 15865.054 | 826.759 | 3710.0142 | 1348.5757 | 810.2953 | 22341.3859 | 4197.2536 | 59076.5556
Add last year as historical below to update the table above
| Financial year | Far North | Ross | North West | North | Central West | Gladstone | Wide Bay | Surat | Bulli | South West | Moreton | Gold Coast | Total
Actuals
| 2013/14 | 1658 | 2826 | - | 2828 | 3564 | 10293 | 1321 | 338 | 146 | 1304 | 17782 | 3085 | 45145
| 2014/15 | 1697 | 2977 | - | 2884 | 3414 | 10660 | 1266 | 821 | 647 | 1224 | 18049 | 3141 | 46780
| 2015/16 | 1724 | 2944 | - | 2876 | 3327 | 10721 | 1272 | 2633 | 1290 | 1224 | 17944 | 3139 | 49094
| 2016/17 | 1704 | 2682 | - | 2661 | 3098 | 10196 | 1305 | 4154 | 1524 | 1308 | 18103 | 3145 | 49880
| 2017/18 | 1657 | 2645 | - | 2650 | 3027 | 9362 | 1238 | 4383 | 1497 | 1315 | 17873 | 3092 | 48739
| 2018/19 | 1648 | 2338 | - | 2621 | 2996 | 9349 | 1198 | 4805 | 1519 | 1376 | 17849 | 3065 | 48764
| 2019/20 | 1594 | 2466 | - | 2495 | 2859 | 9303 | 1031 | 5025 | 1580 | 1141 | 17395 | 2971 | 47860
| 2020/21 | 1519.0684 | 2568.515 | - | 2413.0063 | 2813.0392 | 9382.8878 | 969.8978 | 5240.7034 | 1490.967 | 993.2074 | 16806.9201 | 3222.0237 | 47421
| 2021/22 | 1597.9214 | 2418.1757 | - | 2755.2949 | 2775.8904 | 9124.3562 | 903.642 | 5419.6496 | 1395.3474 | 990.457 | 17101.4091 | 2924.1039 | 47405
| 2022/23 | 1601.5542 | 2073.8538 | - | 2668.3595 | 2782.8245 | 8897.827 | 897.5355 | 5278.9907 | 1333.7952 | 970.6399 | 16828.678 | 2878.0663 | 46214
| 2023/24 | 1565.9079 | 2286.1005 | - | 2548.081 | 2866.4297 | 9367.9827 | 950.9185 | 5376.1916 | 1481.0654 | 990.8252 | 17093.1663 | 2947.8738 | 47474

## Table 2.14
Table 2.14 | State summer maximum transmission delivered demand by zone (MW) | [10 empty] | Index
| Summer | Far North | Ross | North West | North | Central West | Gladstone | Wide Bay | Surat | Bulli | South West | Moreton | Gold Coast | Total
Actuals
| 2015/16 | 308.0738 | 392.2705 | - | 411.4416 | 443.2299 | 1188.9288 | 214.4753 | 265.1139 | 154.5135 | 230.7048 | 3953 | 661.3818 | 8221.7882
| 2016/17 | 258.2755 | 221.5301 | - | 378.1446 | 429.481 | 1193.4437 | 269.7387 | 421.4071 | 178.3418 | 286.4432 | 3993 | 718.8133 | 8347.1722
| 2017/18 | 304.353 | 375.7343 | - | 413.24 | 463.3071 | 1102.272 | 278.3018 | 504.1487 | 183.0751 | 301.2789 | 4147 | 717.6186 | 8788.5806
| 2018/19 | 341.6684 | 339.4231 | - | 399.7709 | 484.2348 | 1096.0209 | 284.8869 | 525.9819 | 190.9339 | 312.3406 | 4270 | 724.3431 | 8968.9725
| 2019/20 | 286.4386 | 324.9077 | - | 390.5238 | 368.2649 | 1080.0843 | 263.2036 | 610.01 | 191.0792 | 266.7199 | 4276.1271 | 709.0541 | 8766.413
| 2020/21 | 254.3661 | 404.5586 | - | 431.4552 | 471.4837 | 1110.622 | 298.1506 | 588.458 | 165.2827 | 247.6511 | 3894 | 613.8043 | 8478.9834
| 2021/22 | 362.7193 | 441.2014 | - | 473.339 | 518.3289 | 1103.3217 | 269.3702 | 594.3734 | 174.4556 | 253.1553 | 4146.4416 | 696.5612 | 9031.2676
| 2022/23 | 304.7355 | 364.7954 | - | 413.7767 | 418.2218 | 1090.6017 | 283.2934 | 547.0694 | 131.8024 | 275.9156 | 4359.4085 | 725.1222 | 8916
| 2023/24 | 294.0752 | 321.3904 | - | 423.098 | 372.1115 | 1098.4361 | 214.4662 | 607.6936 | 177.408 | 270.0901 | 4906.8044 | 742.3028 | 9428.8764
| 2024/25 | 327.2032 | 443.4754 | - | 405.1979 | 474.9322 | 1120.0858 | 296.9564 | 641.0193 | 196.6623 | 255.0522 | 4987.6236 | 824.447 | 9973.6553
Forecasts
| 2025/26 | 347.594 | 548.9533 | - | 522.9531 | 512.9416 | 1181.9241 | 287.765 | 533.827 | 181.498 | 288.9071 | 4270.811 | 852.236 | 9529.4102
| 2026/27 | 350.065 | 577.1083 | - | 544.353 | 528.7131 | 1184.7862 | 296.205 | 530.221 | 172.339 | 300.4442 | 4497.612 | 861.038 | 9842.8848
| 2027/28 | 358.525 | 607.167 | - | 559.7494 | 566.9777 | 1269.6668 | 295.491 | 548.218 | 172.014 | 318.1794 | 4498.717 | 907.621 | 10102.3262
| 2028/29 | 367.003 | 602.5333 | - | 563.8049 | 576.6736 | 1283.7636 | 307.745 | 546.853 | 168.692 | 315.3956 | 4699.075 | 928.375 | 10359.9141
| 2029/30 | 380.397 | 584.6732 | - | 536.8136 | 563.246 | 1407.499 | 309.707 | 525.99 | 166.231 | 300.7446 | 4848.65 | 955.324 | 10579.2754
| 2030/31 | 391.56 | 682.8132 | - | 660.1923 | 600.6732 | 1414.6163 | 314.193 | 511.194 | 160.786 | 341.6583 | 4960.567 | 945.273 | 10983.5264
| 2031/32 | 390.994 | 728.7273 | 260 | 702.8751 | 623.132 | 1422.0861 | 314.351 | 520.304 | 159.186 | 344.9161 | 5112.848 | 981.68 | 11561.0996
| 2032/33 | 391.338 | 640.7238 | 260 | 615.3515 | 619.3599 | 1737.7489 | 330.028 | 511.984 | 159.525 | 326.8441 | 5094.383 | 994.578 | 11681.8643
| 2033/34 | 386.702 | 620.5807 | 260 | 581.0242 | 605.1014 | 1756.5197 | 315.973 | 478.669 | 152.234 | 324.4646 | 5210.475 | 1047.904 | 11739.6475
| 2034/35 | 401.957 | 602.7029 | 260 | 558.4229 | 591.7327 | 1760.7509 | 328.57 | 468.442 | 149.882 | 325.053 | 5338.176 | 1031.795 | 11817.4844
Add last year as historical below to update the table above
| Summer | Far North | Ross | North West | North | Central West | Gladstone | Wide Bay | Surat | Bulli | South West | Moreton | Gold Coast | Total
Actuals
| 2013/14 | 296.1878 | 400.6769 | - | 427.0774 | 503.8247 | 1151.7571 | 248.4569 | 13.3532 | 17.2037 | 267.2685 | 3597 | 637.2085 | 7559.4211
| 2014/15 | 278.1268 | 381.4579 | - | 398.6488 | 465.7855 | 1253.6278 | 262.6241 | 95.963 | 80.6026 | 226.5156 | 3846 | 691.5339 | 7983.4924
| 2015/16 | 308.0738 | 392.2705 | - | 411.4416 | 443.2299 | 1188.9288 | 214.4753 | 265.1139 | 154.5135 | 230.7048 | 3953 | 661.3818 | 8221.7882
| 2016/17 | 258.2755 | 221.5301 | - | 378.1446 | 429.481 | 1193.4437 | 269.7387 | 421.4071 | 178.3418 | 286.4432 | 3993 | 718.8133 | 8347.1722
| 2017/18 | 304.353 | 375.7343 | - | 413.24 | 463.3071 | 1102.272 | 278.3018 | 504.1487 | 183.0751 | 301.2789 | 4147 | 717.6186 | 8788.5806
| 2018/19 | 341.6684 | 339.4231 | - | 399.7709 | 484.2348 | 1096.0209 | 284.8869 | 525.9819 | 190.9339 | 312.3406 | 4270 | 724.3431 | 8968.9725
| 2019/20 | 286.4386 | 324.9077 | - | 390.5238 | 368.2649 | 1080.0843 | 263.2036 | 610.01 | 191.0792 | 266.7199 | 4276.1271 | 709.0541 | 8766.413
| 2020/21 | 254.3661 | 404.5586 | - | 431.4552 | 471.4837 | 1110.622 | 298.1506 | 588.458 | 165.2827 | 247.6511 | 3894 | 613.8043 | 8478.9834
| 2021/22 | 362.7193 | 441.2014 | - | 473.339 | 518.3289 | 1103.3217 | 269.3702 | 594.3734 | 174.4556 | 253.1553 | 4146.4416 | 696.5612 | 9031.2676
| 2022/23 | 304.7355 | 364.7954 | - | 413.7767 | 418.2218 | 1090.6017 | 283.2934 | 547.0694 | 131.8024 | 275.9156 | 4359.4085 | 725.1222 | 8916
| 2023/24 | 294.0752 | 321.3904 | - | 423.098 | 372.1115 | 1098.4361 | 214.4662 | 607.6936 | 177.408 | 270.0901 | 4906.8044 | 742.3028 | 9428.8764

## Table 2.15
Table 2.15 | State winter maximum transmission delivered demand by zone (MW) | [10 empty] | Index
| Winter | Far North | Ross | North West | North | Central West | Gladstone | Wide Bay | Surat | Bulli | South West | Moreton | Gold Coast | Total
Actuals
| 2016 | 226.2289 | 248.8551 | - | 369.7202 | 417.2619 | 1241.7258 | 206.1728 | 390.2341 | 180.7013 | 278.6316 | 3079 | 536.6585 | 7175.76
| 2017 | 241.3176 | 367.7083 | - | 365.7819 | 376.695 | 1074.4133 | 215.9257 | 513.4703 | 187.2975 | 247.9753 | 2797 | 483.0703 | 6869.8171
| 2018 | 242.3096 | 365.5998 | - | 335.4305 | 439.3085 | 1090.6486 | 234.807 | 475.1131 | 186.0195 | 335.653 | 3085.9516 | 539.831 | 7330.6721
| 2019 | 234.372 | 283.8119 | - | 361.9434 | 419.27 | 1036.5027 | 239.2108 | 614.517 | 194.5273 | 293.2998 | 3078.0411 | 540.0598 | 7295.5557
| 2020 | 227.1399 | 305.9515 | - | 326.5233 | 448.9775 | 1104.3911 | 246.4218 | 531.375 | 190.5961 | 312.8587 | 3273.9523 | 515.2391 | 7483.4262
| 2021 | 204.1566 | 295.8633 | - | 333.9088 | 383.4609 | 1074.9606 | 249.7508 | 591.7325 | 178.9408 | 338.9969 | 3275.079 | 544.8681 | 7471.7183
| 2022 | 230.2281 | 245.7364 | - | 322.1927 | 431.0109 | 991.3249 | 280.3809 | 507.7446 | 161.9516 | 359.8797 | 3780.0671 | 610.7765 | 7921
| 2023 | 216.7777 | 236.7857 | - | 351.6456 | 417.8994 | 1069.3778 | 251.5784 | 605.7174 | 166.8238 | 320.5852 | 3224.9898 | 536.5297 | 7398.7105
| 2024 | 221.393 | 187.038 | - | 367.1255 | 440.9147 | 1070.6241 | 270.4264 | 473.0349 | 192.6554 | 395.634 | 3727.5898 | 623.5882 | 7970.024
| 2025 | 232.5836 | 328.7585 | - | 416.1332 | 456.5579 | 1058.6161 | 247.3336 | 673.2078 | 191.5797 | 323.5624 | 3392.172 | 555.3659 | 7875.8707
Forecasts
| 2026 | 287.302 | 380.4566 | - | 350.437 | 397.5632 | 1181.9241 | 237.8507 | 441.232 | 150.0162 | 215.2749 | 3530.0168 | 704.4113 | 7876.4849
| 2027 | 287.9025 | 399.429 | - | 363.7372 | 407.7287 | 1184.7862 | 243.6066 | 436.0674 | 141.736 | 222.9565 | 3698.9517 | 708.1398 | 8095.0415
| 2028 | 295.7296 | 421.3355 | - | 372.9711 | 439.0287 | 1269.6668 | 243.736 | 452.1981 | 141.8859 | 236.938 | 3710.7704 | 748.6519 | 8332.9121
| 2029 | 302.7191 | 416.6204 | - | 375.3204 | 446.7009 | 1283.7636 | 253.8406 | 451.0667 | 139.1441 | 234.3539 | 3875.989 | 765.7616 | 8545.2803
| 2030 | 312.2151 | 389.704 | - | 339.9269 | 429.7962 | 1407.499 | 254.1955 | 431.7121 | 136.4359 | 217.8969 | 3979.5833 | 784.0928 | 8683.0576
| 2031 | 328.8135 | 492.3677 | - | 463.9406 | 475.2186 | 1414.6163 | 263.8443 | 429.2764 | 135.0204 | 260.9017 | 4165.6484 | 793.7953 | 9223.4434
| 2032 | 322.2787 | 587.9257 | 220 | 565.135 | 509.0318 | 1422.0861 | 259.1053 | 428.8631 | 131.2098 | 280.2125 | 4214.2896 | 809.1545 | 9529.292
| 2033 | 321.8592 | 414.4899 | 220 | 380.5301 | 468.8656 | 1737.7489 | 271.4343 | 421.0855 | 131.2027 | 232.7137 | 4189.9178 | 817.999 | 9607.8467
| 2034 | 318.7655 | 399.2266 | 220 | 353.5447 | 458.3178 | 1756.5197 | 260.4623 | 394.5756 | 125.4893 | 231.4081 | 4295.0894 | 863.8063 | 9677.2051
| 2035 | 331.9911 | 386.3687 | 220 | 336.8266 | 448.5812 | 1760.7509 | 271.3781 | 386.9036 | 123.7931 | 232.7093 | 4408.9968 | 852.1976 | 9760.4971
Add last year as historical below to update the table above
| Winter | Far North | Ross | North West | North | Central West | Gladstone | Wide Bay | Surat | Bulli | South West | Moreton | Gold Coast | Total
Actuals
| 2014 | 225.8756 | 343.9563 | - | 355.171 | 462.8609 | 1199.863 | 204.4701 | 15.8792 | 50.7704 | 257.3577 | 2974.6532 | 550.6917 | 6641.5491
| 2015 | 191.5782 | 289.3741 | - | 331.8483 | 429.1167 | 1248.5771 | 203.1384 | 136.735 | 137.1061 | 258.4057 | 3267.0581 | 597.0253 | 7089.963
| 2016 | 226.2289 | 248.8551 | - | 369.7202 | 417.2619 | 1241.7258 | 206.1728 | 390.2341 | 180.7013 | 278.6316 | 3079 | 536.6585 | 7175.76
| 2017 | 241.3176 | 367.7083 | - | 365.7819 | 376.695 | 1074.4133 | 215.9257 | 513.4703 | 187.2975 | 247.9753 | 2797 | 483.0703 | 6869.8171
| 2018 | 242.3096 | 365.5998 | - | 335.4305 | 439.3085 | 1090.6486 | 234.807 | 475.1131 | 186.0195 | 335.653 | 3085.9516 | 539.831 | 7330.6721
| 2019 | 234.372 | 283.8119 | - | 361.9434 | 419.27 | 1036.5027 | 239.2108 | 614.517 | 194.5273 | 293.2998 | 3078.0411 | 540.0598 | 7295.5557
| 2020 | 227.1399 | 305.9515 | - | 326.5233 | 448.9775 | 1104.3911 | 246.4218 | 531.375 | 190.5961 | 312.8587 | 3273.9523 | 515.2391 | 7483.4262
| 2021 | 204.1566 | 295.8633 | - | 333.9088 | 383.4609 | 1074.9606 | 249.7508 | 591.7325 | 178.9408 | 338.9969 | 3275.079 | 544.8681 | 7471.7183
| 2022 | 230.2281 | 245.7364 | - | 322.1927 | 431.0109 | 991.3249 | 280.3809 | 507.7446 | 161.9516 | 359.8797 | 3780.0671 | 610.7765 | 7921
| 2023 | 216.7777 | 236.7857 | - | 351.6456 | 417.8994 | 1069.3778 | 251.5784 | 605.7174 | 166.8238 | 320.5852 | 3224.9898 | 536.5297 | 7398.7105
| 2024 | 221.393 | 187.038 | - | 367.1255 | 440.9147 | 1070.6241 | 270.4264 | 473.0349 | 192.6554 | 395.634 | 3727.5898 | 623.5882 | 7970.024

## Figure 2.15
Figure 2.15 | Daily load profile of summer 2024/25 and winter 2025 maximum transmission delivered demand days | [10 empty] | Index
Note: Period is halfhour ending
| Season | Date | 0:00 | 0:30 | 1:00 | 1:30 | 2:00 | 2:30 | 3:00 | 3:30 | 4:00 | 4:30 | 5:00 | 5:30 | 6:00 | 6:30 | 7:00 | 7:30 | 8:00 | 8:30 | 9:00 | 9:30 | 10:00 | 10:30 | 11:00 | 11:30 | 12:00 | 12:30 | 13:00 | 13:30 | 14:00 | 14:30 | 15:00 | 15:30 | 16:00 | 16:30 | 17:00 | 17:30 | 18:00 | 18:30 | 19:00 | 19:30 | 20:00 | 20:30 | 21:00 | 21:30 | 22:00 | 22:30 | 23:00 | 23:30
| Summer | 2025-01-22 18:00 | 6152.9136 | 5987.0578 | 5916.8192 | 5845.3759 | 5700.8141 | 5614.8767 | 5592.1881 | 5559.2529 | 5590.8307 | 5662.5892 | 5798.7039 | 5845.3858 | 5872.6407 | 5755.6695 | 5616.2032 | 5319.207 | 5363.9741 | 5314.2812 | 5241.5281 | 5159.3591 | 5179.0837 | 5301.4791 | 5491.8027 | 5636.9458 | 5826.729 | 6069.4812 | 6319.7035 | 6669.7756 | 7021.2903 | 7442.9619 | 7762.4462 | 8330.2609 | 8786.305 | 9356.9611 | 9738.4662 | 9973.6554 | 9894.2199 | 9852.5606 | 9703.735 | 9424.0694 | 9193.4581 | 8831.9097 | 8550.2637 | 8197.823 | 7704.0361 | 7337.9598 | 7048.5157 | 6864.0297
| Winter | 2025-06-17 18:00 | 5722.4891 | 5565.4177 | 5424.7556 | 5307.7963 | 5250.9825 | 5220.7198 | 5186.6792 | 5216.8273 | 5228.7404 | 5328.2513 | 5478.6599 | 5715.7235 | 6014.2849 | 6467.6224 | 6766.6444 | 7014.658 | 7026.0959 | 6893.6519 | 6715.3918 | 6468.9558 | 6295.2603 | 6245.8254 | 6202.5341 | 6051.202 | 5961.726 | 5963.259 | 6021.808 | 6050.2178 | 6180.1349 | 6393.0785 | 6408.9345 | 6528.5615 | 6760.0101 | 7007.6354 | 7315.641 | 7659.0679 | 7875.8707 | 7775.9564 | 7720.7422 | 7503.937 | 7346.5862 | 7243.4152 | 7122.1829 | 6874.1459 | 6553.0026 | 6364.9256 | 6159.5565 | 5913.7927
6152.9136
5987.0578
5916.8192
5845.3759
5700.8141
5614.8767
5592.1881
5559.2529
5590.8307
5662.5892
5798.7039
5845.3858
5872.6407
5755.6695
5616.2032
5319.207
5363.9741
5314.2812
5241.5281
5159.3591
5179.0837
5301.4791
5491.8027
5636.9458
5826.729
6069.4812
6319.7035
6669.7756
7021.2903
7442.9619
7762.4462
8330.2609
8786.305
9356.9611
9738.4662
9973.6554
9894.2199
9852.5606
9703.735
9424.0694
9193.4581
8831.9097
8550.2637
8197.823
7704.0361
7337.9598
7048.5157
6864.0297
Note on B32: Adeel Qureshi: NEO Query TAPR > Chapter 3 > F3.14_Win/Sum Max Demand Day Load Profile (HalfHour End) Note: For dates Begin from the day preceding the maximum demand day for quick run 21/01/2024 to 23/01/2024
Note on B33: Adeel Qureshi: TAPR > Chapter 3 > F3.14_Win/Sum Max Demand Day Load Profile (HalfHour End) Note: For dates Begin from the day preceding the maximum demand day for quick run 16/07/2024 to 18/07/2024

## Figure 2.16
Figure 2.16 | Daily load profile of 2025 minimum transmission delivered demand day (1) | [10 empty] | Index
Graph Legend Text Edit
31-Aug-2025 Delivered Demand
31-Aug-2025 Delivered Demand + BESS charging load + Wivenhoe Pump load
Period is halfhour Start |  | Date | 0:00 | 0:30 | 1:00 | 1:30 | 2:00 | 2:30 | 3:00 | 3:30 | 4:00 | 4:30 | 5:00 | 5:30 | 6:00 | 6:30 | 7:00 | 7:30 | 8:00 | 8:30 | 9:00 | 9:30 | 10:00 | 10:30 | 11:00 | 11:30 | 12:00 | 12:30 | 13:00 | 13:30 | 14:00 | 14:30 | 15:00 | 15:30 | 16:00 | 16:30 | 17:00 | 17:30 | 18:00 | 18:30 | 19:00 | 19:30 | 20:00 | 20:30 | 21:00 | 21:30 | 22:00 | 22:30 | 23:00 | 23:30
Annual |  | 2025-08-31 11:30 | 5152.101 | 4987.7652 | 4905.5229 | 4802.1771 | 4766.1463 | 4721.3238 | 4714.2526 | 4704.0478 | 4754.3162 | 4787.3408 | 4873.7874 | 4979.7733 | 5100.0297 | 4957.4285 | 4613.1188 | 4255.055 | 3899.2005 | 3467.4443 | 3108.5417 | 2740.9158 | 2471.3433 | 2256.1601 | 2240.1937 | 2287.5228 | 2417.6063 | 2472.9345 | 2573.603 | 2802.0447 | 3036.8631 | 3245.2255 | 3668.5023 | 4115.9853 | 4616.0004 | 5383.4059 | 5973.1023 | 6376.3587 | 6541.2279 | 6493.652 | 6329.0722 | 6179.4625 | 6072.6821 | 6189.1041 | 6113.2302 | 5967.8899 | 5794.2279 | 5600.4904 | 5384.6417 | 5227.0831
Wivenhoe (Pump Load) |  | 2025-08-31 11:30 | 0.7327 | 0.4652 | 0.7125 | 0.663 | 0.7116 | 0.6705 | 0.6879 | 0.8518 | 1.0448 | 0.762 | 0.5715 | 0.37 | 0.6039 | 0.692 | 0.995 | 188.5361 | 437.5573 | 495.094 | 494.9384 | 494.508 | 494.337 | 493.4656 | 492.6776 | 492.5061 | 491.7018 | 491.1312 | 490.4465 | 489.6085 | 488.7598 | 488.0754 | 486.5367 | 374.8904 | 131.6964 | 1.5182 | 1.1814 | 0.3296 | 0 | 0 | 0 | 0 | 0 | 0 | 0 | 0 | 0.2951 | 0.3039 | 0.3034 | 0.3026
BESS |  | 2025-08-31 11:30 | 4.9974 | 5.6704 | 0.8972 | 1.4778 | 2.9059 | 1.6846 | 4.0206 | 2.8391 | 1.7013 | 3.1308 | 1.371 | 1.1229 | 0.7723 | 5.086 | 8.8305 | 76.877 | 163.5492 | 110.4635 | 190.7705 | 205.8906 | 389.1417 | 335.124 | 246.4641 | 226.4381 | 195.1821 | 157.4626 | 163.4804 | 65.9507 | 36.7961 | 19.6957 | 30.7014 | 27.5023 | 11.4676 | 17.0461 | 3.0616 | 0.7533 | 0.5095 | 0.6315 | 8.3905 | 1.5867 | 15.9647 | 21.7665 | 28.9669 | 37.0415 | 33.9284 | 29.1813 | 153.3672 | 58.6194
Annual + Pump + BESS |  | 2025-08-31 11:30 | 5157.8311 | 4993.9008 | 4907.1326 | 4804.3179 | 4769.7638 | 4723.6789 | 4718.9611 | 4707.7387 | 4757.0623 | 4791.2336 | 4875.7299 | 4981.2662 | 5101.4059 | 4963.2065 | 4622.9443 | 4520.4681 | 4500.307 | 4073.0018 | 3794.2506 | 3441.3144 | 3354.822 | 3084.7497 | 2979.3354 | 3006.467 | 3104.4902 | 3121.5283 | 3227.5299 | 3357.6039 | 3562.419 | 3752.9966 | 4185.7404 | 4518.378 | 4759.1644 | 5401.9702 | 5977.3453 | 6377.4416 | 6541.7374 | 6494.2835 | 6337.4627 | 6181.0492 | 6088.6468 | 6210.8706 | 6142.1971 | 6004.9314 | 5828.4514 | 5629.9756 | 5538.3123 | 5286.0051
Note on A32: Adeel Qureshi: TAPR > Chapter 3 > F3.15_Min Demand Day Load Profile (HalfHour Start) Note: For dates Begin from the day preceding the maximum demand day for quick run 04/10/2024 to 06/10/2024
Note on A33: Adeel Qureshi: TAPR > Chapter 3 > F3.15_Pump Load Profile (Halfhour Start)
Note on A34: Adeel Qureshi: TAPR > Chapter 3 > F3.15_BESS Load Profile (Halfhour Start)

## Figure 2.17 - 2.19
Figure 2.17 | Historical annual transmission delivered load duration curves | [6 empty] | Index |  | Figure 2.18 | Historical transmission delivered load duration curves (95-100%) | [8 empty] | Figure 2.19 | Historical transmission delivered load duration curves (0-0.5%)
| Percentage time of year | 0 | 0.005 | 0.01384 | 0.02815 | 0.04987 | 0.08125 | 0.12487 | 0.18363 | 0.26074 | 0.35977 | 0.4846 | 0.63948 | 0.82896 | 1.058 | 1.3317 | 1.6559 | 2.0365 | 2.4797 | 2.9923 | 3.5812 | 4.254 | 5.0183 | 5.8822 | 6.8543 | 7.9433 | 9.1586 | 10.5098 | 12.0067 | 13.6597 | 15.4796 | 17.4774 | 19.6647 | 22.0532 | 24.6553 | 27.4835 | 30.5509 | 33.8708 | 37.457 | 41.3238 | 45.4855 | 49.9573 | 54.9573 | 59.3573 | 63.2573 | 66.8573 | 70.1673 | 73.2373 | 76.0773 | 78.6873 | 81.0673 | 83.2673 | 84.4673 | 86.2873 | 87.9873 | 89.4873 | 90.8393 | 92.0547 | 93.1447 | 94.1168 | 94.9808 | 95.7458 | 96.4185 | 97.0075 | 97.52 | 97.9633 | 98.3438 | 98.668 | 98.9418 | 99.1708 | 99.3603 | 99.5151 | 99.64 | 99.739 | 99.8161 | 99.8749 | 99.9185 | 99.9499 | 99.9716 | 99.9859 | 99.9947 | 99.9998 | 100
| 2020/21 | 8479 | 8360.7467 | 8293.2369 | 8264.0986 | 8245 | 8207.2969 | 8108.2381 | 8059.4755 | 7991.2477 | 7903.8612 | 7826.5114 | 7724 | 7634.5503 | 7568.6561 | 7490.0732 | 7407 | 7338 | 7255.5805 | 7179 | 7096.6016 | 7018.7438 | 6942.85 | 6867.4974 | 6798 | 6721.4044 | 6650 | 6581 | 6511 | 6440 | 6368 | 6291 | 6205 | 6117 | 6030 | 5936 | 5839.7882 | 5738 | 5631.9015 | 5523.4907 | 5412 | 5303.9835 | 5192 | 5096 | 5013 | 4938 | 4869 | 4811 | 4758.0207 | 4707 | 4658 | 4599 | 4569 | 4518 | 4468 | 4409.7228 | 4350 | 4287 | 4226 | 4163.6848 | 4099 | 4056 | 3997.4425 | 3946 | 3899 | 3846 | 3787 | 3723.7061 | 3674.388 | 3618.3448 | 3562.0739 | 3520.7674 | 3494 | 3459.446 | 3429.6405 | 3332.1235 | 3254.0253 | 3183.6828 | 3064.9755 | 3052.1547 | 3024.4016 | 3006.8826 | 3006
| 2021/22 | 9031.2676 | 8974.6925 | 8892.5426 | 8702.3792 | 8571.5985 | 8374.1925 | 8301.494 | 8163.5372 | 8088.7468 | 8053.3103 | 7918.7673 | 7800.3293 | 7699.7705 | 7588.8449 | 7496.4258 | 7420.5992 | 7350.617 | 7278.4667 | 7209.6231 | 7140.1453 | 7067.8126 | 6992.7113 | 6931.0044 | 6853.6245 | 6788.9537 | 6731.1428 | 6667.1558 | 6599.7471 | 6527.7108 | 6446.6492 | 6359.5961 | 6271.1261 | 6173.5399 | 6076.6069 | 5965.6929 | 5855.3599 | 5747.3471 | 5641.0363 | 5525.445 | 5412.8516 | 5297.0003 | 5185.8079 | 5095.3996 | 5020.8851 | 4950.7074 | 4891.611 | 4835.2284 | 4781.2174 | 4725.911 | 4675.007 | 4620.2817 | 4581.1414 | 4507.227 | 4411.2585 | 4306.3763 | 4213.6618 | 4110.2746 | 4019.5047 | 3944.4039 | 3879.7044 | 3811.8734 | 3743.6395 | 3680.1927 | 3622.6155 | 3565.0727 | 3499.1652 | 3451.4222 | 3406.4208 | 3372.3207 | 3330.3755 | 3273.1339 | 3232.8427 | 3186.9581 | 3155.438 | 3115.5956 | 3101.9448 | 3057.2545 | 3028.729 | 3006.608 | 2901.1803 | 2898.5605 | 2898.4286
| 2022/23 | 8915.7425 | 8909.8862 | 8781.63 | 8763.7243 | 8721.1535 | 8630.9229 | 8522.3372 | 8386.1437 | 8273.1803 | 8121.1894 | 8044.3875 | 7921.2765 | 7837.663 | 7753.6326 | 7627.1958 | 7542.6601 | 7445.2069 | 7333.6896 | 7245.6961 | 7153.4956 | 7074.0526 | 6997.3373 | 6912.2984 | 6842.1826 | 6767.5691 | 6697.5931 | 6630.2365 | 6551.7006 | 6481.7401 | 6400.9527 | 6316.262 | 6224.4697 | 6124.8795 | 6018.7566 | 5898.3452 | 5781.0898 | 5665.8572 | 5544.1356 | 5420.9078 | 5297.5415 | 5176.9985 | 5061.292 | 4969.1554 | 4898.1694 | 4835.5381 | 4770.5165 | 4705.3516 | 4639.6838 | 4565.1219 | 4450.4492 | 4314.1859 | 4227.1819 | 4105.7869 | 3998.8213 | 3897.9055 | 3809.4976 | 3739.4686 | 3663.1475 | 3593.9906 | 3529.9764 | 3466.9691 | 3417.5424 | 3365.2442 | 3310.5915 | 3248.8274 | 3202.4881 | 3138.993 | 3081.0425 | 3024.8798 | 2973.039 | 2906.9917 | 2838.3886 | 2800.339 | 2763.856 | 2727.0591 | 2699.3547 | 2665.403 | 2638.5214 | 2620.3979 | 2600.4834 | 2597.6419 | 3006
| 2023/24 | 9428.8764 | 9424.5368 | 9360.4671 | 9176.5447 | 9150.0178 | 9034.4492 | 8930.8987 | 8838.2678 | 8737.4605 | 8630.5814 | 8485.2719 | 8326.8966 | 8199.6464 | 8123.0768 | 8048.7816 | 7961.2937 | 7871.5071 | 7756.647 | 7652.6402 | 7538.4623 | 7428.421 | 7308.0289 | 7201.0011 | 7079.9996 | 6990.873 | 6899.2847 | 6807.6065 | 6722.8319 | 6640.0738 | 6548.7199 | 6453.0854 | 6354.8405 | 6250.0714 | 6140.8623 | 6018.6692 | 5897.0645 | 5778.6641 | 5669.1515 | 5558.3494 | 5436.1851 | 5319.615 | 5191.2556 | 5081.4085 | 4988.1773 | 4907.5387 | 4840.1286 | 4780.25 | 4718.3126 | 4639.6579 | 4555.3669 | 4431.658 | 4350.1672 | 4228.56 | 4106.5144 | 3999.9287 | 3894.6323 | 3812.2764 | 3724.1129 | 3641.8962 | 3575.811 | 3513.3786 | 3447.2517 | 3376.7132 | 3322.5673 | 3259.922 | 3209.4385 | 3151.917 | 3106.8311 | 3057.2584 | 2990.3306 | 2881.7075 | 2794.303 | 2739.7212 | 2704.8965 | 2667.82 | 2636.864 | 2610.1262 | 2601.0793 | 2559.9342 | 2544.8648 | 2538.7866 | 2898.4286
| 2024/25 | 9973.6554 | 9904.0739 | 9804.1294 | 9703.7579 | 9437.157 | 8957.2197 | 8833.4304 | 8681.0278 | 8466.6342 | 8364.9409 | 8220.8312 | 8123.1788 | 8009.8591 | 7907.1469 | 7806.4477 | 7728.0274 | 7644.8753 | 7572.931 | 7488.3186 | 7409.7029 | 7324.8533 | 7240.5249 | 7163.2847 | 7089.4154 | 7017.2238 | 6942.5469 | 6858.6037 | 6772.2768 | 6682.9593 | 6593.2154 | 6496.7455 | 6389.4889 | 6284.8002 | 6162.2698 | 6036.6735 | 5916.0308 | 5800.8889 | 5681.6611 | 5563.6085 | 5452.8243 | 5344.0464 | 5220.0548 | 5109.8837 | 5024.5439 | 4942.2873 | 4867.6241 | 4797.6954 | 4722.4589 | 4635.9776 | 4515.3391 | 4369.3333 | 4285.0348 | 4145.5299 | 4032.9841 | 3932.4423 | 3830.6331 | 3745.6945 | 3650.9546 | 3565.7021 | 3494.0932 | 3429.3963 | 3362.6441 | 3293.9243 | 3228.0938 | 3157.9095 | 3098.2973 | 3025.9536 | 2975.265 | 2911.8813 | 2870.3056 | 2825.0026 | 2767.1484 | 2730.7093 | 2689.3991 | 2639.4194 | 2597.3774 | 2534.9845 | 2503.2391 | 2467.2729 | 2425.9987 | 2398.3749 | 2597.4988
RAW INPUT (Add current FY to the last column. This will update tables on left and the table above)
| 2020/21 | 2021/22 | 2022/23 | 2023/24 | 2024/25 |  | Percentile | 2020/21 | 2021/22 | 2022/23 | 2023/24 | 2024/25 |  | 2019/20 | 2020/21 | 2021/22 | 2022/23 | 2023/24 | 2024/25
1 | 8479 | 9031.2676 | 8915.7425 | 9428.8764 | 9973.6554 |  | 0% | 8479 | 9031.2676 | 8915.7425 | 9428.8764 | 9973.6554 |  | 8766.413 | 8479 | 9031.2676 | 8915.7425 | 9428.8764 | 9973.6554
2 | 8344 | 8966.6805 | 8909.0569 | 9423.9357 | 9894.2199 |  | 0.005% | 8360.7467 | 8974.6925 | 8909.8862 | 9424.5368 | 9904.0739 |  | 8710.1241 | 8344 | 8966.6805 | 8909.0569 | 9423.9357 | 9894.2199
3 | 8303 | 8906.5648 | 8785.0066 | 9423.2767 | 9852.5606 |  | 0.01384% | 8293.2369 | 8892.5426 | 8781.63 | 9360.4671 | 9804.1294 |  | 8705.7613 | 8303 | 8906.5648 | 8785.0066 | 9423.2767 | 9852.5606
4 | 8280 | 8873.5313 | 8777.0521 | 9277.5897 | 9738.4662 |  | 0.02815% | 8264.0986 | 8702.3792 | 8763.7243 | 9176.5447 | 9703.7579 |  | 8693.9659 | 8280 | 8873.5313 | 8777.0521 | 9277.5897 | 9738.4662
5 | 8279 | 8751.1098 | 8774.5608 | 9261.6949 | 9704.0686 |  | 0.04987% | 8245 | 8571.5985 | 8721.1535 | 9150.0178 | 9437.157 |  | 8673.6086 | 8279 | 8751.1098 | 8774.5608 | 9261.6949 | 9704.0686
6 | 8263 | 8698.7867 | 8762.9254 | 9171.5747 | 9703.735 |  | 0.08125% | 8207.2969 | 8374.1925 | 8630.9229 | 9034.4492 | 8957.2197 |  | 8662.7512 | 8263 | 8698.7867 | 8762.9254 | 9171.5747 | 9703.735
7 | 8257 | 8689.0985 | 8741.1877 | 9169.3879 | 9572.7514 |  | 0.1249% | 8108.2381 | 8301.494 | 8522.3372 | 8930.8987 | 8833.4304 |  | 8661.9398 | 8257 | 8689.0985 | 8741.1877 | 9169.3879 | 9572.7514
8 | 8252 | 8678.3065 | 8740.2433 | 9165.4335 | 9562.3006 |  | 0.1836% | 8059.4755 | 8163.5372 | 8386.1437 | 8838.2678 | 8681.0278 |  | 8655.1172 | 8252 | 8678.3065 | 8740.2433 | 9165.4335 | 9562.3006
9 | 8245 | 8639.43 | 8726.0398 | 9158.2088 | 9473.7068 |  | 0.2607% | 7991.2477 | 8088.7468 | 8273.1803 | 8737.4605 | 8466.6342 |  | 8617.8857 | 8245 | 8639.43 | 8726.0398 | 9158.2088 | 9473.7068
10 | 8245 | 8547.3098 | 8719.4039 | 9147.435 | 9424.0694 |  | 0.3598% | 7903.8612 | 8053.3103 | 8121.1894 | 8630.5814 | 8364.9409 |  | 8615.0176 | 8245 | 8547.3098 | 8719.4039 | 9147.435 | 9424.0694
11 | 8235 | 8541.2458 | 8698.9834 | 9147.2668 | 9356.9611 |  | 0.4846% | 7826.5114 | 7918.7673 | 8044.3875 | 8485.2719 | 8220.8312 |  | 8610.5917 | 8235 | 8541.2458 | 8698.9834 | 9147.2668 | 9356.9611
12 | 8235 | 8528.8437 | 8683.4755 | 9146.6365 | 9327.5582 |  | 0.6395% | 7724 | 7800.3293 | 7921.2765 | 8326.8966 | 8123.1788 |  | 8569.5603 | 8235 | 8528.8437 | 8683.4755 | 9146.6365 | 9327.5582
13 | 8234 | 8518.0552 | 8680.6715 | 9092.6635 | 9292.4969 |  | 0.829% | 7634.5503 | 7699.7705 | 7837.663 | 8199.6464 | 8009.8591 |  | 8533.8685 | 8234 | 8518.0552 | 8680.6715 | 9092.6635 | 9292.4969
14 | 8210 | 8381.1153 | 8677.3525 | 9064.5227 | 9193.4581 |  | 1.058% | 7568.6561 | 7588.8449 | 7753.6326 | 8123.0768 | 7907.1469 |  | 8530.8014 | 8210 | 8381.1153 | 8677.3525 | 9064.5227 | 9193.4581
15 | 8208 | 8375.6425 | 8637.3065 | 9037.8343 | 8964.6468 |  | 1.332% | 7490.0732 | 7496.4258 | 7627.1958 | 8048.7816 | 7806.4477 |  | 8528.669 | 8208 | 8375.6425 | 8637.3065 | 9037.8343 | 8964.6468
16 | 8205 | 8369.4552 | 8610.067 | 9025.4508 | 8932.9548 |  | 1.656% | 7407 | 7420.5992 | 7542.6601 | 7961.2937 | 7728.0274 |  | 8508.6937 | 8205 | 8369.4552 | 8610.067 | 9025.4508 | 8932.9548
17 | 8187 | 8362.2355 | 8601.4064 | 8996.2207 | 8891.1169 |  | 2.036% | 7338 | 7350.617 | 7445.2069 | 7871.5071 | 7644.8753 |  | 8497.6425 | 8187 | 8362.2355 | 8601.4064 | 8996.2207 | 8891.1169
18 | 8166 | 8342.7872 | 8593.4396 | 8976.3228 | 8886.4758 |  | 2.48% | 7255.5805 | 7278.4667 | 7333.6896 | 7756.647 | 7572.931 |  | 8489.7318 | 8166 | 8342.7872 | 8593.4396 | 8976.3228 | 8886.4758
19 | 8146 | 8338.7361 | 8586.7642 | 8971.4466 | 8881.6093 |  | 2.992% | 7179 | 7209.6231 | 7245.6961 | 7652.6402 | 7488.3186 |  | 8481.5297 | 8146 | 8338.7361 | 8586.7642 | 8971.4466 | 8881.6093
20 | 8144 | 8323.9124 | 8572.4161 | 8953.7518 | 8863.8571 |  | 3.581% | 7096.6016 | 7140.1453 | 7153.4956 | 7538.4623 | 7409.7029 |  | 8477.6929 | 8144 | 8323.9124 | 8572.4161 | 8953.7518 | 8863.8571
21 | 8142 | 8322.0306 | 8547.4724 | 8952.5765 | 8844.7539 |  | 4.254% | 7018.7438 | 7067.8126 | 7074.0526 | 7428.421 | 7324.8533 |  | 8475.7078 | 8142 | 8322.0306 | 8547.4724 | 8952.5765 | 8844.7539
22 | 8117 | 8305.0146 | 8529.4038 | 8945.3623 | 8844.1924 |  | 5.018% | 6942.85 | 6992.7113 | 6997.3373 | 7308.0289 | 7240.5249 |  | 8467.298 | 8117 | 8305.0146 | 8529.4038 | 8945.3623 | 8844.1924
23 | 8107 | 8300.9965 | 8521.3387 | 8929.9119 | 8831.9097 |  | 5.882% | 6867.4974 | 6931.0044 | 6912.2984 | 7201.0011 | 7163.2847 |  | 8450.4082 | 8107 | 8300.9965 | 8521.3387 | 8929.9119 | 8831.9097
24 | 8103 | 8283.8677 | 8511.0251 | 8927.7869 | 8799.8641 |  | 6.854% | 6798 | 6853.6245 | 6842.1826 | 7079.9996 | 7089.4154 |  | 8442.8578 | 8103 | 8283.8677 | 8511.0251 | 8927.7869 | 8799.8641
25 | 8101 | 8273.5534 | 8494.6464 | 8904.7265 | 8799.1147 |  | 7.943% | 6721.4044 | 6788.9537 | 6767.5691 | 6990.873 | 7017.2238 |  | 8430.7136 | 8101 | 8273.5534 | 8494.6464 | 8904.7265 | 8799.1147
26 | 8100 | 8256.0426 | 8487.6265 | 8903.0446 | 8786.305 |  | 9.159% | 6650 | 6731.1428 | 6697.5931 | 6899.2847 | 6942.5469 |  | 8427.4095 | 8100 | 8256.0426 | 8487.6265 | 8903.0446 | 8786.305
27 | 8100 | 8254.4447 | 8482.0233 | 8887.753 | 8783.7576 |  | 10.51% | 6581 | 6667.1558 | 6630.2365 | 6807.6065 | 6858.6037 |  | 8393.1199 | 8100 | 8254.4447 | 8482.0233 | 8887.753 | 8783.7576
28 | 8096 | 8241.6015 | 8461.1431 | 8883.859 | 8782.6059 |  | 12.01% | 6511 | 6599.7471 | 6551.7006 | 6722.8319 | 6772.2768 |  | 8390.4315 | 8096 | 8241.6015 | 8461.1431 | 8883.859 | 8782.6059
29 | 8090 | 8237.6557 | 8421.6223 | 8876.8801 | 8756.5745 |  | 13.66% | 6440 | 6527.7108 | 6481.7401 | 6640.0738 | 6682.9593 |  | 8370.306 | 8090 | 8237.6557 | 8421.6223 | 8876.8801 | 8756.5745
30 | 8090 | 8230.1106 | 8405.3061 | 8865.1229 | 8718.51 |  | 15.48% | 6368 | 6446.6492 | 6400.9527 | 6548.7199 | 6593.2154 |  | 8356.8573 | 8090 | 8230.1106 | 8405.3061 | 8865.1229 | 8718.51
31 | 8087 | 8177.5373 | 8395.1726 | 8860.2961 | 8705.5688 |  | 17.48% | 6291 | 6359.5961 | 6316.262 | 6453.0854 | 6496.7455 |  | 8353.9919 | 8087 | 8177.5373 | 8395.1726 | 8860.2961 | 8705.5688
32 | 8065 | 8165.5746 | 8389.2828 | 8849.105 | 8700.4628 |  | 19.66% | 6205 | 6271.1261 | 6224.4697 | 6354.8405 | 6389.4889 |  | 8327.5323 | 8065 | 8165.5746 | 8389.2828 | 8849.105 | 8700.4628
33 | 8061 | 8164.7586 | 8386.5663 | 8843.915 | 8689.7143 |  | 22.05% | 6117 | 6173.5399 | 6124.8795 | 6250.0714 | 6284.8002 |  | 8317.0461 | 8061 | 8164.7586 | 8386.5663 | 8843.915 | 8689.7143
34 | 8052 | 8157.5479 | 8384.0717 | 8821.9865 | 8638.4328 |  | 24.66% | 6030 | 6076.6069 | 6018.7566 | 6140.8623 | 6162.2698 |  | 8296.0739 | 8052 | 8157.5479 | 8384.0717 | 8821.9865 | 8638.4328
35 | 8052 | 8154.8005 | 8368.0905 | 8814.5918 | 8635.4633 |  | 27.48% | 5936 | 5965.6929 | 5898.3452 | 6018.6692 | 6036.6735 |  | 8290.3005 | 8052 | 8154.8005 | 8368.0905 | 8814.5918 | 8635.4633
36 | 8041 | 8137.5953 | 8362.0603 | 8809.6346 | 8608.2162 |  | 30.55% | 5839.7882 | 5855.3599 | 5781.0898 | 5897.0645 | 5916.0308 |  | 8282.0247 | 8041 | 8137.5953 | 8362.0603 | 8809.6346 | 8608.2162
37 | 8041 | 8125.6915 | 8359.7828 | 8791.6019 | 8607.705 |  | 33.87% | 5738 | 5747.3471 | 5665.8572 | 5778.6641 | 5800.8889 |  | 8281.294 | 8041 | 8125.6915 | 8359.7828 | 8791.6019 | 8607.705
38 | 8041 | 8119.8132 | 8339.1359 | 8778.6063 | 8551.4001 |  | 37.46% | 5631.9015 | 5641.0363 | 5544.1356 | 5669.1515 | 5681.6611 |  | 8278.0999 | 8041 | 8119.8132 | 8339.1359 | 8778.6063 | 8551.4001
39 | 8036 | 8113.0331 | 8323.0668 | 8773.4684 | 8550.2637 |  | 41.32% | 5523.4907 | 5525.445 | 5420.9078 | 5558.3494 | 5563.6085 |  | 8253.5943 | 8036 | 8113.0331 | 8323.0668 | 8773.4684 | 8550.2637
40 | 8031 | 8105.1024 | 8316.7635 | 8770.2027 | 8544.5124 |  | 45.49% | 5412 | 5412.8516 | 5297.5415 | 5436.1851 | 5452.8243 |  | 8250.267 | 8031 | 8105.1024 | 8316.7635 | 8770.2027 | 8544.5124
41 | 8029 | 8102.7022 | 8303.5412 | 8769.5716 | 8540.1473 |  | 49.96% | 5303.9835 | 5297.0003 | 5176.9985 | 5319.615 | 5344.0464 |  | 8249.5309 | 8029 | 8102.7022 | 8303.5412 | 8769.5716 | 8540.1473
42 | 8024 | 8101.0003 | 8295.8483 | 8765.416 | 8538.5527 |  | 54.96% | 5192 | 5185.8079 | 5061.292 | 5191.2556 | 5220.0548 |  | 8248.5507 | 8024 | 8101.0003 | 8295.8483 | 8765.416 | 8538.5527
43 | 8023 | 8099.7525 | 8295.2748 | 8764.2027 | 8515.2494 |  | 59.36% | 5096 | 5095.3996 | 4969.1554 | 5081.4085 | 5109.8837 |  | 8243.1355 | 8023 | 8099.7525 | 8295.2748 | 8764.2027 | 8515.2494
44 | 8017 | 8096.5185 | 8291.9832 | 8754.0282 | 8498.4415 |  | 63.26% | 5013 | 5020.8851 | 4898.1694 | 4988.1773 | 5024.5439 |  | 8239.7738 | 8017 | 8096.5185 | 8291.9832 | 8754.0282 | 8498.4415
45 | 8003 | 8092.3681 | 8290.5118 | 8751.4957 | 8481.8492 |  | 66.86% | 4938 | 4950.7074 | 4835.5381 | 4907.5387 | 4942.2873 |  | 8237.9477 | 8003 | 8092.3681 | 8290.5118 | 8751.4957 | 8481.8492
46 | 7996 | 8091.7031 | 8283.0821 | 8744.321 | 8481.5722 |  | 70.17% | 4869 | 4891.611 | 4770.5165 | 4840.1286 | 4867.6241 |  | 8235.9953 | 7996 | 8091.7031 | 8283.0821 | 8744.321 | 8481.5722
47 | 7989 | 8087.3486 | 8268.497 | 8735.7886 | 8459.5687 |  | 73.24% | 4811 | 4835.2284 | 4705.3516 | 4780.25 | 4797.6954 |  | 8225.9527 | 7989 | 8087.3486 | 8268.497 | 8735.7886 | 8459.5687
48 | 7984 | 8087.1835 | 8263.2763 | 8733.5834 | 8454.6908 |  | 76.08% | 4758.0207 | 4781.2174 | 4639.6838 | 4718.3126 | 4722.4589 |  | 8225.4633 | 7984 | 8087.1835 | 8263.2763 | 8733.5834 | 8454.6908
49 | 7980 | 8086.1252 | 8256.1887 | 8726.4903 | 8448.8948 |  | 78.69% | 4707 | 4725.911 | 4565.1219 | 4639.6579 | 4635.9776 |  | 8219.2053 | 7980 | 8086.1252 | 8256.1887 | 8726.4903 | 8448.8948
50 | 7980 | 8085.012 | 8253.8478 | 8725.8434 | 8445.7533 |  | 81.07% | 4658 | 4675.007 | 4450.4492 | 4555.3669 | 4515.3391 |  | 8215.9265 | 7980 | 8085.012 | 8253.8478 | 8725.8434 | 8445.7533
51 | 7976 | 8083.2848 | 8248.4404 | 8719.5438 | 8443.845 |  | 83.27% | 4599 | 4620.2817 | 4314.1859 | 4431.658 | 4369.3333 |  | 8210.7761 | 7976 | 8083.2848 | 8248.4404 | 8719.5438 | 8443.845
52 | 7966 | 8083.1054 | 8240.301 | 8705.7336 | 8430.8536 |  | 84.47% | 4569 | 4581.1414 | 4227.1819 | 4350.1672 | 4285.0348 |  | 8210.5216 | 7966 | 8083.1054 | 8240.301 | 8705.7336 | 8430.8536
53 | 7963 | 8080.1816 | 8225.739 | 8690.8294 | 8429.0769 |  | 86.29% | 4518 | 4507.227 | 4105.7869 | 4228.56 | 4145.5299 |  | 8202.3009 | 7963 | 8080.1816 | 8225.739 | 8690.8294 | 8429.0769
54 | 7944 | 8077.0761 | 8221.5742 | 8682.0788 | 8428.3618 |  | 87.99% | 4468 | 4411.2585 | 3998.8213 | 4106.5144 | 4032.9841 |  | 8196.3186 | 7944 | 8077.0761 | 8221.5742 | 8682.0788 | 8428.3618
55 | 7944 | 8070.1902 | 8197.6119 | 8678.6463 | 8423.3377 |  | 89.49% | 4409.7228 | 4306.3763 | 3897.9055 | 3999.9287 | 3932.4423 |  | 8195.2489 | 7944 | 8070.1902 | 8197.6119 | 8678.6463 | 8423.3377
56 | 7930 | 8069.8613 | 8190.4671 | 8677.5638 | 8406.8836 |  | 90.84% | 4350 | 4213.6618 | 3809.4976 | 3894.6323 | 3830.6331 |  | 8172.7181 | 7930 | 8069.8613 | 8190.4671 | 8677.5638 | 8406.8836
57 | 7928 | 8069.6069 | 8183.06 | 8672.9877 | 8404.2918 |  | 92.05% | 4287 | 4110.2746 | 3739.4686 | 3812.2764 | 3745.6945 |  | 8166.9236 | 7928 | 8069.6069 | 8183.06 | 8672.9877 | 8404.2918
58 | 7924 | 8069.07 | 8171.7457 | 8671.0433 | 8397.304 |  | 93.14% | 4226 | 4019.5047 | 3663.1475 | 3724.1129 | 3650.9546 |  | 8159.3195 | 7924 | 8069.07 | 8171.7457 | 8671.0433 | 8397.304
59 | 7923 | 8064.1897 | 8157.0047 | 8665.7019 | 8391.4973 |  | 94.12% | 4163.6848 | 3944.4039 | 3593.9906 | 3641.8962 | 3565.7021 |  | 8158.3661 | 7923 | 8064.1897 | 8157.0047 | 8665.7019 | 8391.4973
60 | 7920 | 8062.9967 | 8155.6443 | 8659.8167 | 8388.8434 |  | 94.98% | 4099 | 3879.7044 | 3529.9764 | 3575.811 | 3494.0932 |  | 8157.1424 | 7920 | 8062.9967 | 8155.6443 | 8659.8167 | 8388.8434
61 | 7912 | 8062.0397 | 8155.5289 | 8654.5624 | 8385.1214 |  | 95.75% | 4056 | 3811.8734 | 3466.9691 | 3513.3786 | 3429.3963 |  | 8155.134 | 7912 | 8062.0397 | 8155.5289 | 8654.5624 | 8385.1214
62 | 7906 | 8060.2157 | 8154.1569 | 8644.1423 | 8380.332 |  | 96.42% | 3997.4425 | 3743.6395 | 3417.5424 | 3447.2517 | 3362.6441 |  | 8152.1897 | 7906 | 8060.2157 | 8154.1569 | 8644.1423 | 8380.332
63 | 7905 | 8054.1893 | 8144.8036 | 8640.7519 | 8377.0539 |  | 97.01% | 3946 | 3680.1927 | 3365.2442 | 3376.7132 | 3293.9243 |  | 8150.085 | 7905 | 8054.1893 | 8144.8036 | 8640.7519 | 8377.0539
64 | 7904 | 8053.3223 | 8121.214 | 8631.1674 | 8364.9846 |  | 97.52% | 3899 | 3622.6155 | 3310.5915 | 3322.5673 | 3228.0938 |  | 8148.2946 | 7904 | 8053.3223 | 8121.214 | 8631.1674 | 8364.9846
65 | 7899 | 8052.8878 | 8120.3271 | 8628.2436 | 8363.4093 |  | 97.96% | 3846 | 3565.0727 | 3248.8274 | 3259.922 | 3157.9095 |  | 8145.3824 | 7899 | 8052.8878 | 8120.3271 | 8628.2436 | 8363.4093
66 | 7893 | 8049.1342 | 8119.999 | 8626.8165 | 8361.8503 |  | 98.34% | 3787 | 3499.1652 | 3202.4881 | 3209.4385 | 3098.2973 |  | 8136.5238 | 7893 | 8049.1342 | 8119.999 | 8626.8165 | 8361.8503
67 | 7891 | 8034.9 | 8115.6631 | 8615.8481 | 8361.2669 |  | 98.67% | 3723.7061 | 3451.4222 | 3138.993 | 3151.917 | 3025.9536 |  | 8135.1208 | 7891 | 8034.9 | 8115.6631 | 8615.8481 | 8361.2669
68 | 7887 | 8031.5231 | 8114.7174 | 8609.7365 | 8357.8498 |  | 98.94% | 3674.388 | 3406.4208 | 3081.0425 | 3106.8311 | 2975.265 |  | 8127.9998 | 7887 | 8031.5231 | 8114.7174 | 8609.7365 | 8357.8498
69 | 7884 | 8028.3824 | 8112.2651 | 8602.9473 | 8357.062 |  | 99.17% | 3618.3448 | 3372.3207 | 3024.8798 | 3057.2584 | 2911.8813 |  | 8118.6609 | 7884 | 8028.3824 | 8112.2651 | 8602.9473 | 8357.062
70 | 7870 | 8024.2087 | 8104.8648 | 8599.8269 | 8346.4656 |  | 99.36% | 3562.0739 | 3330.3755 | 2973.039 | 2990.3306 | 2870.3056 |  | 8115.5483 | 7870 | 8024.2087 | 8104.8648 | 8599.8269 | 8346.4656
71 | 7869 | 8015.6826 | 8104.3152 | 8597.8162 | 8344.3609 |  | 99.52% | 3520.7674 | 3273.1339 | 2906.9917 | 2881.7075 | 2825.0026 |  | 8112.122 | 7869 | 8015.6826 | 8104.3152 | 8597.8162 | 8344.3609
72 | 7867 | 7985.9277 | 8094.6781 | 8573.0463 | 8330.2609 |  | 99.64% | 3494 | 3232.8427 | 2838.3886 | 2794.303 | 2767.1484 |  | 8111.2342 | 7867 | 7985.9277 | 8094.6781 | 8573.0463 | 8330.2609
73 | 7863 | 7981.2902 | 8087.0763 | 8568.612 | 8326.0951 |  | 99.74% | 3459.446 | 3186.9581 | 2800.339 | 2739.7212 | 2730.7093 |  | 8111.2333 | 7863 | 7981.2902 | 8087.0763 | 8568.612 | 8326.0951
74 | 7862 | 7975.5954 | 8075.6928 | 8565.4751 | 8320.2065 |  | 99.82% | 3429.6405 | 3155.438 | 2763.856 | 2704.8965 | 2689.3991 |  | 8105.5499 | 7862 | 7975.5954 | 8075.6928 | 8565.4751 | 8320.2065
75 | 7861 | 7975.3935 | 8069.0003 | 8564.6163 | 8316.151 |  | 99.87% | 3332.1235 | 3115.5956 | 2727.0591 | 2667.82 | 2639.4194 |  | 8102.0606 | 7861 | 7975.3935 | 8069.0003 | 8564.6163 | 8316.151
76 | 7855 | 7974.9801 | 8063.3748 | 8559.3901 | 8300.5762 |  | 99.92% | 3254.0253 | 3101.9448 | 2699.3547 | 2636.864 | 2597.3774 |  | 8096.9745 | 7855 | 7974.9801 | 8063.3748 | 8559.3901 | 8300.5762
77 | 7853 | 7968.9759 | 8062.4282 | 8558.5789 | 8293.0555 |  | 99.95% | 3183.6828 | 3057.2545 | 2665.403 | 2610.1262 | 2534.9845 |  | 8089.9643 | 7853 | 7968.9759 | 8062.4282 | 8558.5789 | 8293.0555
78 | 7848 | 7963.7126 | 8061.5791 | 8552.272 | 8289.167 |  | 99.97% | 3064.9755 | 3028.729 | 2638.5214 | 2601.0793 | 2503.2391 |  | 8087.1284 | 7848 | 7963.7126 | 8061.5791 | 8552.272 | 8289.167
79 | 7843 | 7960.3203 | 8060.2404 | 8549.1627 | 8269.9817 |  | 99.99% | 3052.1547 | 3006.608 | 2620.3979 | 2559.9342 | 2467.2729 |  | 8085.7721 | 7843 | 7960.3203 | 8060.2404 | 8549.1627 | 8269.9817
80 | 7843 | 7948.4345 | 8059.4946 | 8543.6703 | 8267.5104 |  | 99.99% | 3024.4016 | 2901.1803 | 2600.4834 | 2544.8648 | 2425.9987 |  | 8083.6252 | 7843 | 7948.4345 | 8059.4946 | 8543.6703 | 8267.5104
81 | 7841 | 7945.4319 | 8058.4194 | 8538.6682 | 8254.7809 |  | 100% | 3006.8826 | 2898.5605 | 2597.6419 | 2538.7866 | 2398.3749 |  | 8082.6451 | 7841 | 7945.4319 | 8058.4194 | 8538.6682 | 8254.7809
82 | 7840 | 7932.9537 | 8050.7728 | 8526.5282 | 8249.2308 |  | 100% | 3006 | 2898.4286 | 2597.4988 | 2538.4804 | 2396.9833 |  | 8078.9218 | 7840 | 7932.9537 | 8050.7728 | 8526.5282 | 8249.2308
83 | 7840 | 7927.9581 | 8050.2049 | 8515.3201 | 8236.269 | [8 empty] | 8076.8766 | 7840 | 7927.9581 | 8050.2049 | 8515.3201 | 8236.269
84 | 7831 | 7924.4356 | 8047.85 | 8512.7257 | 8224.7298 | [8 empty] | 8072.472 | 7831 | 7924.4356 | 8047.85 | 8512.7257 | 8224.7298
85 | 7831 | 7919.949 | 8047.786 | 8493.3679 | 8222.9818 | [8 empty] | 8061.0015 | 7831 | 7919.949 | 8047.786 | 8493.3679 | 8222.9818
86 | 7826 | 7918.6326 | 8044.0003 | 8486.1331 | 8220.5862 | [8 empty] | 8049.2504 | 7826 | 7918.6326 | 8044.0003 | 8486.1331 | 8220.5862
87 | 7824 | 7917.6324 | 8041.3675 | 8479.5255 | 8218.1708 | [8 empty] | 8044.4096 | 7824 | 7917.6324 | 8041.3675 | 8479.5255 | 8218.1708
88 | 7822 | 7917.4081 | 8037.7805 | 8471.2264 | 8217.7289 | [8 empty] | 8039.8111 | 7822 | 7917.4081 | 8037.7805 | 8471.2264 | 8217.7289
89 | 7821 | 7915.4932 | 8028.9084 | 8466.2064 | 8215.6178 | [8 empty] | 8038.9812 | 7821 | 7915.4932 | 8028.9084 | 8466.2064 | 8215.6178
90 | 7820 | 7895.7291 | 8027.2952 | 8454.0847 | 8212.7118 | [8 empty] | 8036.569 | 7820 | 7895.7291 | 8027.2952 | 8454.0847 | 8212.7118
91 | 7807 | 7895.1662 | 8014.9627 | 8441.4179 | 8210.5923 | [8 empty] | 8034.7176 | 7807 | 7895.1662 | 8014.9627 | 8441.4179 | 8210.5923
92 | 7804 | 7889.7269 | 8003.5739 | 8436.4696 | 8207.4052 | [8 empty] | 8034.474 | 7804 | 7889.7269 | 8003.5739 | 8436.4696 | 8207.4052
93 | 7804 | 7886.8337 | 7997.793 | 8427.4275 | 8205.5314 | [8 empty] | 8024.1531 | 7804 | 7886.8337 | 7997.793 | 8427.4275 | 8205.5314
94 | 7798 | 7876.6454 | 7986.7212 | 8424.157 | 8201.8587 | [8 empty] | 8023.8759 | 7798 | 7876.6454 | 7986.7212 | 8424.157 | 8201.8587
95 | 7796 | 7870.3097 | 7984.1824 | 8419.8098 | 8201.6029 | [8 empty] | 8021.2452 | 7796 | 7870.3097 | 7984.1824 | 8419.8098 | 8201.6029
96 | 7787 | 7867.5337 | 7983.2472 | 8400.49 | 8197.823 | [8 empty] | 8020.6138 | 7787 | 7867.5337 | 7983.2472 | 8400.49 | 8197.823
97 | 7787 | 7846.4218 | 7982.2451 | 8399.7139 | 8185.7255 | [8 empty] | 8012.1225 | 7787 | 7846.4218 | 7982.2451 | 8399.7139 | 8185.7255
98 | 7774 | 7845.646 | 7981.7471 | 8395.1729 | 8185.5229 | [8 empty] | 8011.7254 | 7774 | 7845.646 | 7981.7471 | 8395.1729 | 8185.5229
99 | 7772 | 7842.7869 | 7980.0935 | 8390.0229 | 8179.5906 | [8 empty] | 8009.6477 | 7772 | 7842.7869 | 7980.0935 | 8390.0229 | 8179.5906
100 | 7768 | 7832.053 | 7975.744 | 8389.4139 | 8179.349 | [8 empty] | 8007.659 | 7768 | 7832.053 | 7975.744 | 8389.4139 | 8179.349
101 | 7767 | 7830.6114 | 7969.9294 | 8379.3898 | 8178.1336 | [8 empty] | 8006.2418 | 7767 | 7830.6114 | 7969.9294 | 8379.3898 | 8178.1336
102 | 7767 | 7829.8178 | 7969.9052 | 8377.8468 | 8172.8935 | [8 empty] | 7995.8233 | 7767 | 7829.8178 | 7969.9052 | 8377.8468 | 8172.8935
103 | 7766 | 7829.1513 | 7968.606 | 8359.1259 | 8172.6037 | [8 empty] | 7994.378 | 7766 | 7829.1513 | 7968.606 | 8359.1259 | 8172.6037
104 | 7764 | 7828.239 | 7967.4731 | 8358.3671 | 8168.4192 | [8 empty] | 7986.7763 | 7764 | 7828.239 | 7967.4731 | 8358.3671 | 8168.4192
105 | 7764 | 7827.966 | 7964.4589 | 8358.3601 | 8161.7488 | [8 empty] | 7986.1534 | 7764 | 7827.966 | 7964.4589 | 8358.3601 | 8161.7488
106 | 7759 | 7822.8361 | 7955.4257 | 8350.0209 | 8161.3209 | [8 empty] | 7982.3114 | 7759 | 7822.8361 | 7955.4257 | 8350.0209 | 8161.3209
107 | 7751 | 7821.9583 | 7950.2373 | 8344.536 | 8157.5542 | [8 empty] | 7974.8235 | 7751 | 7821.9583 | 7950.2373 | 8344.536 | 8157.5542
108 | 7750 | 7819.9581 | 7947.7424 | 8333.254 | 8153.9536 | [8 empty] | 7974.6274 | 7750 | 7819.9581 | 7947.7424 | 8333.254 | 8153.9536
109 | 7736 | 7814.7357 | 7944.303 | 8333.0013 | 8144.6627 | [8 empty] | 7973.6134 | 7736 | 7814.7357 | 7944.303 | 8333.0013 | 8144.6627
110 | 7734 | 7811.0176 | 7929.9488 | 8332.7008 | 8136.233 | [8 empty] | 7973.0731 | 7734 | 7811.0176 | 7929.9488 | 8332.7008 | 8136.233
111 | 7729 | 7805.8834 | 7925.7449 | 8327.5344 | 8132.6791 | [8 empty] | 7972.0692 | 7729 | 7805.8834 | 7925.7449 | 8327.5344 | 8132.6791
112 | 7727 | 7800.7282 | 7922.3067 | 8327.2345 | 8125.8203 | [8 empty] | 7970.4486 | 7727 | 7800.7282 | 7922.3067 | 8327.2345 | 8125.8203
113 | 7724 | 7800.5657 | 7921.2933 | 8327.1275 | 8123.2028 | [8 empty] | 7970.2983 | 7724 | 7800.5657 | 7921.2933 | 8327.1275 | 8123.2028
114 | 7724 | 7792.6343 | 7920.7309 | 8326.4418 | 8122.3965 | [8 empty] | 7969.0043 | 7724 | 7792.6343 | 7920.7309 | 8326.4418 | 8122.3965
115 | 7722 | 7789.2822 | 7919.8999 | 8304.9296 | 8117.7196 | [8 empty] | 7964.331 | 7722 | 7789.2822 | 7919.8999 | 8304.9296 | 8117.7196
116 | 7720 | 7786.5457 | 7917.5293 | 8304.6886 | 8116.6641 | [8 empty] | 7959.0624 | 7720 | 7786.5457 | 7917.5293 | 8304.6886 | 8116.6641
117 | 7720 | 7785.192 | 7917.0936 | 8302.4659 | 8114.1671 | [8 empty] | 7949.0973 | 7720 | 7785.192 | 7917.0936 | 8302.4659 | 8114.1671
118 | 7719 | 7784.7918 | 7912.7547 | 8301.6924 | 8107.429 | [8 empty] | 7945.2372 | 7719 | 7784.7918 | 7912.7547 | 8301.6924 | 8107.429
119 | 7713 | 7783.6316 | 7911.1648 | 8301.1873 | 8106.198 | [8 empty] | 7944.2136 | 7713 | 7783.6316 | 7911.1648 | 8301.1873 | 8106.198
120 | 7711 | 7783.1319 | 7901.9516 | 8294.7526 | 8106.0362 | [8 empty] | 7943.593 | 7711 | 7783.1319 | 7901.9516 | 8294.7526 | 8106.0362
121 | 7706 | 7782.3148 | 7901.7107 | 8289.2648 | 8101.2111 | [8 empty] | 7943.4415 | 7706 | 7782.3148 | 7901.7107 | 8289.2648 | 8101.2111
122 | 7695 | 7767.3217 | 7898.8649 | 8284.0013 | 8100.4959 | [8 empty] | 7942.0879 | 7695 | 7767.3217 | 7898.8649 | 8284.0013 | 8100.4959
123 | 7692 | 7764.8012 | 7897.3828 | 8282.577 | 8093.6814 | [8 empty] | 7941.8915 | 7692 | 7764.8012 | 7897.3828 | 8282.577 | 8093.6814
124 | 7691 | 7764.3357 | 7896.5967 | 8277.5225 | 8091.8388 | [8 empty] | 7940.1389 | 7691 | 7764.3357 | 7896.5967 | 8277.5225 | 8091.8388
125 | 7687 | 7764.1783 | 7894.8997 | 8277.2616 | 8090.5232 | [8 empty] | 7935.9083 | 7687 | 7764.1783 | 7894.8997 | 8277.2616 | 8090.5232
126 | 7681 | 7761.786 | 7894.1965 | 8275.5777 | 8088.2632 | [8 empty] | 7935.2955 | 7681 | 7761.786 | 7894.1965 | 8275.5777 | 8088.2632
127 | 7674 | 7759.6609 | 7888.8574 | 8274.7292 | 8083.3931 | [8 empty] | 7933.6409 | 7674 | 7759.6609 | 7888.8574 | 8274.7292 | 8083.3931
128 | 7671 | 7755.7932 | 7885.1063 | 8269.5976 | 8077.9781 | [8 empty] | 7933.4716 | 7671 | 7755.7932 | 7885.1063 | 8269.5976 | 8077.9781
129 | 7668 | 7739.7388 | 7884.0002 | 8267.3154 | 8075.8409 | [8 empty] | 7931.1418 | 7668 | 7739.7388 | 7884.0002 | 8267.3154 | 8075.8409
130 | 7666 | 7738.028 | 7883.9541 | 8255.4462 | 8074.9663 | [8 empty] | 7929.7411 | 7666 | 7738.028 | 7883.9541 | 8255.4462 | 8074.9663
131 | 7662 | 7737.4267 | 7881.4051 | 8248.2085 | 8071.9393 | [8 empty] | 7929.4766 | 7662 | 7737.4267 | 7881.4051 | 8248.2085 | 8071.9393
132 | 7662 | 7731.4642 | 7878.548 | 8247.8678 | 8057.5085 | [8 empty] | 7927.5353 | 7662 | 7731.4642 | 7878.548 | 8247.8678 | 8057.5085
133 | 7661 | 7728.0075 | 7877.7775 | 8246.0421 | 8048.6541 | [8 empty] | 7921.4621 | 7661 | 7728.0075 | 7877.7775 | 8246.0421 | 8048.6541
134 | 7657 | 7726.9012 | 7868.6618 | 8242.8777 | 8047.9448 | [8 empty] | 7921.1016 | 7657 | 7726.9012 | 7868.6618 | 8242.8777 | 8047.9448
135 | 7653 | 7726.4908 | 7868.5195 | 8241.2682 | 8044.4653 | [8 empty] | 7918.9636 | 7653 | 7726.4908 | 7868.5195 | 8241.2682 | 8044.4653
136 | 7648 | 7725.7937 | 7865.319 | 8240.1982 | 8037.1056 | [8 empty] | 7911.9281 | 7648 | 7725.7937 | 7865.319 | 8240.1982 | 8037.1056
137 | 7645 | 7722.7156 | 7865.205 | 8224.2082 | 8034.9962 | [8 empty] | 7910.2617 | 7645 | 7722.7156 | 7865.205 | 8224.2082 | 8034.9962
138 | 7644 | 7720.947 | 7859.8342 | 8222.2083 | 8033.2082 | [8 empty] | 7906.7953 | 7644 | 7720.947 | 7859.8342 | 8222.2083 | 8033.2082
139 | 7643 | 7720.8507 | 7859.3255 | 8221.8212 | 8032.0534 | [8 empty] | 7906.1096 | 7643 | 7720.8507 | 7859.3255 | 8221.8212 | 8032.0534
140 | 7642 | 7717.1455 | 7853.461 | 8221.2077 | 8027.6488 | [8 empty] | 7905.895 | 7642 | 7717.1455 | 7853.461 | 8221.2077 | 8027.6488
141 | 7641 | 7714.9672 | 7853.4259 | 8220.8479 | 8027.5245 | [8 empty] | 7902.6781 | 7641 | 7714.9672 | 7853.4259 | 8220.8479 | 8027.5245
142 | 7641 | 7703.0746 | 7850.0907 | 8219.2126 | 8027.2183 | [8 empty] | 7902.2088 | 7641 | 7703.0746 | 7850.0907 | 8219.2126 | 8027.2183
143 | 7638 | 7700.4326 | 7845.3643 | 8217.5195 | 8027.0861 | [8 empty] | 7892.5429 | 7638 | 7700.4326 | 7845.3643 | 8217.5195 | 8027.0861
144 | 7637 | 7700.2389 | 7840.3585 | 8213.1452 | 8017.4946 | [8 empty] | 7886.9376 | 7637 | 7700.2389 | 7840.3585 | 8213.1452 | 8017.4946
145 | 7635 | 7700.0473 | 7839.1412 | 8206.5588 | 8013.6917 | [8 empty] | 7885.2736 | 7635 | 7700.0473 | 7839.1412 | 8206.5588 | 8013.6917
146 | 7635 | 7699.7856 | 7838.0595 | 8206.4926 | 8010.7829 | [8 empty] | 7883.5813 | 7635 | 7699.7856 | 7838.0595 | 8206.4926 | 8010.7829
147 | 7633 | 7699.7182 | 7836.296 | 8195.4989 | 8006.6741 | [8 empty] | 7880.6505 | 7633 | 7699.7182 | 7836.296 | 8195.4989 | 8006.6741
148 | 7632 | 7696.7837 | 7832.566 | 8188.0389 | 7997.4176 | [8 empty] | 7877.6229 | 7632 | 7696.7837 | 7832.566 | 8188.0389 | 7997.4176
149 | 7631 | 7694.8671 | 7831.336 | 8187.5607 | 7995.2309 | [8 empty] | 7877.4597 | 7631 | 7694.8671 | 7831.336 | 8187.5607 | 7995.2309
150 | 7628 | 7689.3957 | 7829.8566 | 8186.5462 | 7992.6151 | [8 empty] | 7868.9286 | 7628 | 7689.3957 | 7829.8566 | 8186.5462 | 7992.6151
151 | 7627 | 7686.9261 | 7828.9409 | 8185.5759 | 7987.3294 | [8 empty] | 7868.2376 | 7627 | 7686.9261 | 7828.9409 | 8185.5759 | 7987.3294
152 | 7626 | 7686.7865 | 7826.3967 | 8184.7816 | 7986.3158 | [8 empty] | 7865.838 | 7626 | 7686.7865 | 7826.3967 | 8184.7816 | 7986.3158
153 | 7625 | 7686.5225 | 7824.1068 | 8184.5655 | 7985.0469 | [8 empty] | 7865.8243 | 7625 | 7686.5225 | 7824.1068 | 8184.5655 | 7985.0469
154 | 7622 | 7682.8513 | 7820.9404 | 8182.0204 | 7981.5771 | [8 empty] | 7864.929 | 7622 | 7682.8513 | 7820.9404 | 8182.0204 | 7981.5771
155 | 7622 | 7678.7919 | 7819.256 | 8180.1167 | 7976.8589 | [8 empty] | 7858.8892 | 7622 | 7678.7919 | 7819.256 | 8180.1167 | 7976.8589
156 | 7621 | 7673.5686 | 7817.3162 | 8175.8411 | 7976.3649 | [8 empty] | 7858.016 | 7621 | 7673.5686 | 7817.3162 | 8175.8411 | 7976.3649
157 | 7620 | 7669.0099 | 7813.9302 | 8173.428 | 7975.0138 | [8 empty] | 7854.2322 | 7620 | 7669.0099 | 7813.9302 | 8173.428 | 7975.0138
158 | 7620 | 7655.1961 | 7810.0003 | 8170.9463 | 7973.5188 | [8 empty] | 7853.1614 | 7620 | 7655.1961 | 7810.0003 | 8170.9463 | 7973.5188
159 | 7620 | 7653.9452 | 7808.3836 | 8170.0747 | 7966.7868 | [8 empty] | 7852.9743 | 7620 | 7653.9452 | 7808.3836 | 8170.0747 | 7966.7868
160 | 7617 | 7652.193 | 7804.3408 | 8165.8071 | 7964.0059 | [8 empty] | 7842.6191 | 7617 | 7652.193 | 7804.3408 | 8165.8071 | 7964.0059
161 | 7616 | 7649.9925 | 7804.2662 | 8165.0686 | 7963.0598 | [8 empty] | 7841.581 | 7616 | 7649.9925 | 7804.2662 | 8165.0686 | 7963.0598
162 | 7616 | 7642.783 | 7802.1469 | 8164.5424 | 7956.9905 | [8 empty] | 7839.6796 | 7616 | 7642.783 | 7802.1469 | 8164.5424 | 7956.9905
163 | 7614 | 7642.2639 | 7802.1135 | 8163.5949 | 7951.5429 | [8 empty] | 7834.0309 | 7614 | 7642.2639 | 7802.1135 | 8163.5949 | 7951.5429
164 | 7612 | 7639.6452 | 7800.2276 | 8162.0092 | 7950.2744 | [8 empty] | 7832.4121 | 7612 | 7639.6452 | 7800.2276 | 8162.0092 | 7950.2744
165 | 7610 | 7639.4045 | 7799.7648 | 8160.3699 | 7944.2278 | [8 empty] | 7830.2805 | 7610 | 7639.4045 | 7799.7648 | 8160.3699 | 7944.2278
166 | 7609 | 7638.6951 | 7799.3129 | 8158.0699 | 7936.5701 | [8 empty] | 7829.3871 | 7609 | 7638.6951 | 7799.3129 | 8158.0699 | 7936.5701
167 | 7608 | 7638.6643 | 7797.1697 | 8154.4495 | 7936.537 | [8 empty] | 7828.5852 | 7608 | 7638.6643 | 7797.1697 | 8154.4495 | 7936.537
168 | 7606 | 7637.4001 | 7797.1534 | 8149.7922 | 7934.3203 | [8 empty] | 7828.0538 | 7606 | 7637.4001 | 7797.1534 | 8149.7922 | 7934.3203
169 | 7606 | 7630.2622 | 7795.6935 | 8149.2426 | 7933.9913 | [8 empty] | 7822.5562 | 7606 | 7630.2622 | 7795.6935 | 8149.2426 | 7933.9913
170 | 7605 | 7627.9601 | 7786.6269 | 8149.1455 | 7933.4054 | [8 empty] | 7822.2728 | 7605 | 7627.9601 | 7786.6269 | 8149.1455 | 7933.4054
171 | 7605 | 7627.176 | 7783.073 | 8149.1331 | 7933.1763 | [8 empty] | 7819.5124 | 7605 | 7627.176 | 7783.073 | 8149.1331 | 7933.1763
172 | 7604 | 7625.7266 | 7781.8751 | 8143.5629 | 7930.4286 | [8 empty] | 7818.8005 | 7604 | 7625.7266 | 7781.8751 | 8143.5629 | 7930.4286
173 | 7601 | 7618.7937 | 7781.67 | 8141.7967 | 7927.854 | [8 empty] | 7816.1794 | 7601 | 7618.7937 | 7781.67 | 8141.7967 | 7927.854
174 | 7601 | 7615.736 | 7780.7756 | 8137.0126 | 7925.3421 | [8 empty] | 7811.9888 | 7601 | 7615.736 | 7780.7756 | 8137.0126 | 7925.3421
175 | 7601 | 7612.1792 | 7779.0804 | 8136.8592 | 7925.0036 | [8 empty] | 7810.7265 | 7601 | 7612.1792 | 7779.0804 | 8136.8592 | 7925.0036
176 | 7596 | 7611.1201 | 7776.4452 | 8135.3577 | 7924.8941 | [8 empty] | 7810.529 | 7596 | 7611.1201 | 7776.4452 | 8135.3577 | 7924.8941
177 | 7589 | 7610.3922 | 7774.421 | 8135.0057 | 7923.7033 | [8 empty] | 7810.1902 | 7589 | 7610.3922 | 7774.421 | 8135.0057 | 7923.7033
178 | 7588 | 7605.4813 | 7772.0865 | 8134.6575 | 7922.5516 | [8 empty] | 7808.7142 | 7588 | 7605.4813 | 7772.0865 | 8134.6575 | 7922.5516
179 | 7586 | 7603.261 | 7771.2807 | 8132.864 | 7922.1772 | [8 empty] | 7808.4821 | 7586 | 7603.261 | 7771.2807 | 8132.864 | 7922.1772
180 | 7586 | 7599.2319 | 7768.8422 | 8132.4035 | 7920.928 | [8 empty] | 7808.2253 | 7586 | 7599.2319 | 7768.8422 | 8132.4035 | 7920.928
181 | 7585 | 7599.065 | 7766.9127 | 8131.8763 | 7915.86 | [8 empty] | 7807.3844 | 7585 | 7599.065 | 7766.9127 | 8131.8763 | 7915.86
182 | 7582 | 7598.957 | 7763.4816 | 8131.6308 | 7914.3431 | [8 empty] | 7804.9411 | 7582 | 7598.957 | 7763.4816 | 8131.6308 | 7914.3431
183 | 7581 | 7598.579 | 7762.4386 | 8124.9541 | 7912.9983 | [8 empty] | 7803.7471 | 7581 | 7598.579 | 7762.4386 | 8124.9541 | 7912.9983
184 | 7580 | 7595.7649 | 7761.1817 | 8124.6293 | 7912.4114 | [8 empty] | 7803.3186 | 7580 | 7595.7649 | 7761.1817 | 8124.6293 | 7912.4114
185 | 7573 | 7595.6636 | 7756.5258 | 8124.1919 | 7911.5479 | [8 empty] | 7802.8194 | 7573 | 7595.6636 | 7756.5258 | 8124.1919 | 7911.5479
186 | 7569 | 7589.8569 | 7754.2464 | 8123.1983 | 7910.4496 | [8 empty] | 7799.1415 | 7569 | 7589.8569 | 7754.2464 | 8123.1983 | 7910.4496
187 | 7568 | 7586.9143 | 7752.4618 | 8123.0556 | 7900.8465 | [8 empty] | 7797.0833 | 7568 | 7586.9143 | 7752.4618 | 8123.0556 | 7900.8465
188 | 7567 | 7583.045 | 7749.4242 | 8121.0682 | 7897.7302 | [8 empty] | 7796.1747 | 7567 | 7583.045 | 7749.4242 | 8121.0682 | 7897.7302
189 | 7567 | 7580.2441 | 7749.3083 | 8120.1668 | 7892.2293 | [8 empty] | 7795.5916 | 7567 | 7580.2441 | 7749.3083 | 8120.1668 | 7892.2293
190 | 7563 | 7578.1759 | 7744.5079 | 8118.3849 | 7889.533 | [8 empty] | 7791.4179 | 7563 | 7578.1759 | 7744.5079 | 8118.3849 | 7889.533
191 | 7563 | 7574.4762 | 7742.0348 | 8118.0886 | 7888.997 | [8 empty] | 7789.9291 | 7563 | 7574.4762 | 7742.0348 | 8118.0886 | 7888.997
192 | 7563 | 7572.4407 | 7737.4352 | 8115.5255 | 7886.0726 | [8 empty] | 7787.6823 | 7563 | 7572.4407 | 7737.4352 | 8115.5255 | 7886.0726
193 | 7561 | 7571.3843 | 7736.1181 | 8113.4395 | 7881.1549 | [8 empty] | 7787.6789 | 7561 | 7571.3843 | 7736.1181 | 8113.4395 | 7881.1549
194 | 7560 | 7570.6895 | 7734.6551 | 8112.5835 | 7876.6244 | [8 empty] | 7785.8288 | 7560 | 7570.6895 | 7734.6551 | 8112.5835 | 7876.6244
195 | 7559 | 7570.2811 | 7727.5721 | 8112.0856 | 7875.8707 | [8 empty] | 7780.8756 | 7559 | 7570.2811 | 7727.5721 | 8112.0856 | 7875.8707
196 | 7557 | 7569.1476 | 7719.7721 | 8110.719 | 7872.8396 | [8 empty] | 7780.1883 | 7557 | 7569.1476 | 7719.7721 | 8110.719 | 7872.8396
197 | 7557 | 7563.9067 | 7719.3717 | 8109.4458 | 7870.672 | [8 empty] | 7778.6878 | 7557 | 7563.9067 | 7719.3717 | 8109.4458 | 7870.672
198 | 7551 | 7563.7901 | 7713.5698 | 8108.9898 | 7867.149 | [8 empty] | 7776.6124 | 7551 | 7563.7901 | 7713.5698 | 8108.9898 | 7867.149
199 | 7550 | 7563.6352 | 7713.0651 | 8107.4083 | 7864.0778 | [8 empty] | 7774.837 | 7550 | 7563.6352 | 7713.0651 | 8107.4083 | 7864.0778
200 | 7549 | 7555.5111 | 7711.2722 | 8106.5404 | 7863.9605 | [8 empty] | 7773.1025 | 7549 | 7555.5111 | 7711.2722 | 8106.5404 | 7863.9605
201 | 7545 | 7550.2786 | 7709.7582 | 8106.1115 | 7863.8312 | [8 empty] | 7768.768 | 7545 | 7550.2786 | 7709.7582 | 8106.1115 | 7863.8312
202 | 7544 | 7549.0379 | 7708.0966 | 8105.9998 | 7860.7951 | [8 empty] | 7766.322 | 7544 | 7549.0379 | 7708.0966 | 8105.9998 | 7860.7951
203 | 7544 | 7549.0212 | 7705.8457 | 8105.3835 | 7860.1416 | [8 empty] | 7765.1232 | 7544 | 7549.0212 | 7705.8457 | 8105.3835 | 7860.1416
204 | 7541 | 7548.3425 | 7702.5179 | 8105.1175 | 7857.7771 | [8 empty] | 7763.291 | 7541 | 7548.3425 | 7702.5179 | 8105.1175 | 7857.7771
205 | 7537 | 7543.8828 | 7700.5449 | 8105.0468 | 7851.5617 | [8 empty] | 7762.2465 | 7537 | 7543.8828 | 7700.5449 | 8105.0468 | 7851.5617
206 | 7537 | 7543.8518 | 7694.9698 | 8102.4827 | 7850.4699 | [8 empty] | 7760.6071 | 7537 | 7543.8518 | 7694.9698 | 8102.4827 | 7850.4699
207 | 7536 | 7543.5708 | 7694.2996 | 8097.3834 | 7849.3134 | [8 empty] | 7757.6897 | 7536 | 7543.5708 | 7694.2996 | 8097.3834 | 7849.3134
208 | 7533 | 7541.9701 | 7693.3356 | 8094.5254 | 7845.9296 | [8 empty] | 7757.3241 | 7533 | 7541.9701 | 7693.3356 | 8094.5254 | 7845.9296
209 | 7531 | 7541.1598 | 7692.1065 | 8093.2658 | 7844.5989 | [8 empty] | 7757.0756 | 7531 | 7541.1598 | 7692.1065 | 8093.2658 | 7844.5989
210 | 7531 | 7540.8105 | 7691.9644 | 8091.5781 | 7840.0196 | [8 empty] | 7754.4751 | 7531 | 7540.8105 | 7691.9644 | 8091.5781 | 7840.0196
211 | 7530 | 7540.245 | 7689.0179 | 8091.1017 | 7839.7165 | [8 empty] | 7753.8253 | 7530 | 7540.245 | 7689.0179 | 8091.1017 | 7839.7165
212 | 7529 | 7539.8271 | 7679.23 | 8088.7481 | 7838.1972 | [8 empty] | 7752.6374 | 7529 | 7539.8271 | 7679.23 | 8088.7481 | 7838.1972
213 | 7529 | 7538.1135 | 7678.5182 | 8088.6019 | 7837.9123 | [8 empty] | 7751.8624 | 7529 | 7538.1135 | 7678.5182 | 8088.6019 | 7837.9123
214 | 7526 | 7536.3809 | 7673.32 | 8088.1264 | 7837.0363 | [8 empty] | 7748.611 | 7526 | 7536.3809 | 7673.32 | 8088.1264 | 7837.0363
215 | 7526 | 7535.537 | 7667.767 | 8086.5551 | 7836.8907 | [8 empty] | 7748.2045 | 7526 | 7535.537 | 7667.767 | 8086.5551 | 7836.8907
216 | 7524 | 7534.2732 | 7667.3543 | 8084.0077 | 7836.7494 | [8 empty] | 7745.8075 | 7524 | 7534.2732 | 7667.3543 | 8084.0077 | 7836.7494
217 | 7524 | 7534.2303 | 7661.9685 | 8083.1726 | 7834.2984 | [8 empty] | 7745.3811 | 7524 | 7534.2303 | 7661.9685 | 8083.1726 | 7834.2984
218 | 7523 | 7533.3974 | 7661.9078 | 8082.1321 | 7834.1836 | [8 empty] | 7744.3174 | 7523 | 7533.3974 | 7661.9078 | 8082.1321 | 7834.1836
219 | 7520 | 7530.3496 | 7659.9717 | 8077.7386 | 7832.4583 | [8 empty] | 7744.1242 | 7520 | 7530.3496 | 7659.9717 | 8077.7386 | 7832.4583
220 | 7518 | 7527.0949 | 7655.781 | 8076.4121 | 7828.2339 | [8 empty] | 7738.7819 | 7518 | 7527.0949 | 7655.781 | 8076.4121 | 7828.2339
221 | 7518 | 7526.6961 | 7653.5512 | 8075.0333 | 7826.0493 | [8 empty] | 7736.7536 | 7518 | 7526.6961 | 7653.5512 | 8075.0333 | 7826.0493
222 | 7517 | 7526.4215 | 7653.243 | 8074.8305 | 7825.8798 | [8 empty] | 7736.339 | 7517 | 7526.4215 | 7653.243 | 8074.8305 | 7825.8798
223 | 7514 | 7524.4205 | 7649.9058 | 8074.2953 | 7825.6451 | [8 empty] | 7729.8172 | 7514 | 7524.4205 | 7649.9058 | 8074.2953 | 7825.6451
224 | 7513 | 7523.6678 | 7648.7759 | 8073.1397 | 7824.0594 | [8 empty] | 7728.0968 | 7513 | 7523.6678 | 7648.7759 | 8073.1397 | 7824.0594
225 | 7513 | 7523.108 | 7648.7246 | 8070.4241 | 7819.0799 | [8 empty] | 7728.0066 | 7513 | 7523.108 | 7648.7246 | 8070.4241 | 7819.0799
226 | 7510 | 7517.6603 | 7646.9388 | 8066.8417 | 7817.1541 | [8 empty] | 7726.5954 | 7510 | 7517.6603 | 7646.9388 | 8066.8417 | 7817.1541
227 | 7505 | 7512.125 | 7641.5268 | 8064.6613 | 7816.3118 | [8 empty] | 7723.7223 | 7505 | 7512.125 | 7641.5268 | 8064.6613 | 7816.3118
228 | 7505 | 7507.1472 | 7637.8071 | 8063.1268 | 7812.6964 | [8 empty] | 7719.5864 | 7505 | 7507.1472 | 7637.8071 | 8063.1268 | 7812.6964
229 | 7497 | 7506.7402 | 7637.3811 | 8062.9436 | 7812.0778 | [8 empty] | 7714.6363 | 7497 | 7506.7402 | 7637.3811 | 8062.9436 | 7812.0778
230 | 7494 | 7506.3774 | 7637.1399 | 8060.802 | 7810.921 | [8 empty] | 7710.0221 | 7494 | 7506.3774 | 7637.1399 | 8060.802 | 7810.921
231 | 7494 | 7505.597 | 7633.8821 | 8057.1304 | 7810.6888 | [8 empty] | 7708.5582 | 7494 | 7505.597 | 7633.8821 | 8057.1304 | 7810.6888
232 | 7492 | 7503.6924 | 7631.7767 | 8054.7934 | 7809.8316 | [8 empty] | 7706.4784 | 7492 | 7503.6924 | 7631.7767 | 8054.7934 | 7809.8316
233 | 7491 | 7500.4746 | 7629.4533 | 8051.5188 | 7809.4972 | [8 empty] | 7694.9875 | 7491 | 7500.4746 | 7629.4533 | 8051.5188 | 7809.4972
234 | 7491 | 7497.4092 | 7628.0691 | 8049.74 | 7806.6681 | [8 empty] | 7694.1512 | 7491 | 7497.4092 | 7628.0691 | 8049.74 | 7806.6681
235 | 7488 | 7494.2261 | 7625.2421 | 8048.7292 | 7805.9548 | [8 empty] | 7689.8395 | 7488 | 7494.2261 | 7625.2421 | 8048.7292 | 7805.9548
236 | 7488 | 7490.0528 | 7625.0457 | 8047.3458 | 7805.7967 | [8 empty] | 7689.4127 | 7488 | 7490.0528 | 7625.0457 | 8047.3458 | 7805.7967
237 | 7486 | 7490.0399 | 7623.14 | 8047.1222 | 7803.5086 | [8 empty] | 7689.3355 | 7486 | 7490.0399 | 7623.14 | 8047.1222 | 7803.5086
238 | 7485 | 7488.1132 | 7620.2671 | 8046.961 | 7802.8382 | [8 empty] | 7687.7271 | 7485 | 7488.1132 | 7620.2671 | 8046.961 | 7802.8382
239 | 7485 | 7488.0221 | 7619.2157 | 8046.3848 | 7801.8158 | [8 empty] | 7686.7213 | 7485 | 7488.0221 | 7619.2157 | 8046.3848 | 7801.8158
240 | 7483 | 7486.8545 | 7612.8558 | 8039.1466 | 7801.1948 | [8 empty] | 7686.1463 | 7483 | 7486.8545 | 7612.8558 | 8039.1466 | 7801.1948
241 | 7483 | 7484.8772 | 7612.2381 | 8034.2741 | 7798.9878 | [8 empty] | 7685.122 | 7483 | 7484.8772 | 7612.2381 | 8034.2741 | 7798.9878
242 | 7483 | 7484.7205 | 7609.9044 | 8032.5259 | 7798.8921 | [8 empty] | 7680.2795 | 7483 | 7484.7205 | 7609.9044 | 8032.5259 | 7798.8921
243 | 7483 | 7484.3948 | 7609.2084 | 8028.9443 | 7795.0692 | [8 empty] | 7675.9579 | 7483 | 7484.3948 | 7609.2084 | 8028.9443 | 7795.0692
244 | 7482 | 7482.303 | 7609.0422 | 8028.6627 | 7794.4939 | [8 empty] | 7675.859 | 7482 | 7482.303 | 7609.0422 | 8028.6627 | 7794.4939
245 | 7482 | 7482.0341 | 7606.0469 | 8027.6685 | 7792.9691 | [8 empty] | 7674.4295 | 7482 | 7482.0341 | 7606.0469 | 8027.6685 | 7792.9691
246 | 7480 | 7481.9085 | 7604.6666 | 8027.0223 | 7792.72 | [8 empty] | 7674.3373 | 7480 | 7481.9085 | 7604.6666 | 8027.0223 | 7792.72
247 | 7480 | 7480.8179 | 7604.4021 | 8025.8673 | 7788.2214 | [8 empty] | 7673.3514 | 7480 | 7480.8179 | 7604.4021 | 8025.8673 | 7788.2214
248 | 7480 | 7479.7817 | 7604.1172 | 8025.045 | 7787.8661 | [8 empty] | 7671.485 | 7480 | 7479.7817 | 7604.1172 | 8025.045 | 7787.8661
249 | 7478 | 7479.3647 | 7602.1854 | 8024.2809 | 7787.3267 | [8 empty] | 7660.3391 | 7478 | 7479.3647 | 7602.1854 | 8024.2809 | 7787.3267
250 | 7477 | 7479.1999 | 7601.8659 | 8023.7916 | 7786.6867 | [8 empty] | 7657.7424 | 7477 | 7479.1999 | 7601.8659 | 8023.7916 | 7786.6867
251 | 7477 | 7478.8382 | 7600.382 | 8023.6113 | 7785.9073 | [8 empty] | 7653.9493 | 7477 | 7478.8382 | 7600.382 | 8023.6113 | 7785.9073
252 | 7477 | 7477.739 | 7598.0349 | 8023.4889 | 7784.1492 | [8 empty] | 7651.021 | 7477 | 7477.739 | 7598.0349 | 8023.4889 | 7784.1492
253 | 7477 | 7476.4522 | 7597.7447 | 8023.2612 | 7781.5311 | [8 empty] | 7645.592 | 7477 | 7476.4522 | 7597.7447 | 8023.2612 | 7781.5311
254 | 7475 | 7474.0868 | 7597.6459 | 8021.2869 | 7780.5986 | [8 empty] | 7644.5328 | 7475 | 7474.0868 | 7597.6459 | 8021.2869 | 7780.5986
255 | 7475 | 7473.6775 | 7596.2597 | 8021.11 | 7778.9161 | [8 empty] | 7644.3081 | 7475 | 7473.6775 | 7596.2597 | 8021.11 | 7778.9161
256 | 7475 | 7471.7183 | 7595.6645 | 8017.6189 | 7778.4864 | [8 empty] | 7643.4915 | 7475 | 7471.7183 | 7595.6645 | 8017.6189 | 7778.4864
257 | 7474 | 7470.8159 | 7594.1088 | 8016.2646 | 7777.267 | [8 empty] | 7642.1547 | 7474 | 7470.8159 | 7594.1088 | 8016.2646 | 7777.267
258 | 7474 | 7470.6898 | 7590.007 | 8015.3072 | 7776.268 | [8 empty] | 7639.5555 | 7474 | 7470.6898 | 7590.007 | 8015.3072 | 7776.268
259 | 7473 | 7469.0935 | 7589.0677 | 8012.7345 | 7775.9564 | [8 empty] | 7637.9372 | 7473 | 7469.0935 | 7589.0677 | 8012.7345 | 7775.9564
260 | 7472 | 7467.7108 | 7589.0383 | 8008.606 | 7771.8082 | [8 empty] | 7637.8958 | 7472 | 7467.7108 | 7589.0383 | 8008.606 | 7771.8082
261 | 7469 | 7467.2932 | 7585.8776 | 8007.3622 | 7770.801 | [8 empty] | 7637.0146 | 7469 | 7467.2932 | 7585.8776 | 8007.3622 | 7770.801
262 | 7469 | 7465.6414 | 7582.2434 | 8006.5288 | 7765.2943 | [8 empty] | 7635.9249 | 7469 | 7465.6414 | 7582.2434 | 8006.5288 | 7765.2943
263 | 7465 | 7465.0273 | 7579.5828 | 8006.029 | 7762.4462 | [8 empty] | 7635.8793 | 7465 | 7465.0273 | 7579.5828 | 8006.029 | 7762.4462
264 | 7464 | 7464.3146 | 7578.2013 | 8002.5281 | 7761.3856 | [8 empty] | 7635.6713 | 7464 | 7464.3146 | 7578.2013 | 8002.5281 | 7761.3856
265 | 7463 | 7462.228 | 7577.9172 | 8000.8377 | 7760.9113 | [8 empty] | 7634.8999 | 7463 | 7462.228 | 7577.9172 | 8000.8377 | 7760.9113
266 | 7460 | 7461.7323 | 7576.025 | 7999.7539 | 7760.4173 | [8 empty] | 7634.6572 | 7460 | 7461.7323 | 7576.025 | 7999.7539 | 7760.4173
267 | 7458 | 7458.6905 | 7575.5891 | 7999.0648 | 7757.8637 | [8 empty] | 7634.389 | 7458 | 7458.6905 | 7575.5891 | 7999.0648 | 7757.8637
268 | 7458 | 7457.963 | 7571.5051 | 7996.7471 | 7757.0306 | [8 empty] | 7632.9721 | 7458 | 7457.963 | 7571.5051 | 7996.7471 | 7757.0306
269 | 7453 | 7457.1187 | 7571.1671 | 7996.4773 | 7755.5175 | [8 empty] | 7630.5944 | 7453 | 7457.1187 | 7571.1671 | 7996.4773 | 7755.5175
270 | 7445 | 7455.4475 | 7570.1344 | 7995.4647 | 7755.2793 | [8 empty] | 7628.4374 | 7445 | 7455.4475 | 7570.1344 | 7995.4647 | 7755.2793
271 | 7445 | 7454.7706 | 7567.4154 | 7994.6393 | 7751.7159 | [8 empty] | 7628.2847 | 7445 | 7454.7706 | 7567.4154 | 7994.6393 | 7751.7159
272 | 7444 | 7452.3608 | 7566.6168 | 7994.2865 | 7751.4399 | [8 empty] | 7627.1848 | 7444 | 7452.3608 | 7566.6168 | 7994.2865 | 7751.4399
273 | 7442 | 7450.7471 | 7566.2921 | 7994.1147 | 7748.824 | [8 empty] | 7623.9409 | 7442 | 7450.7471 | 7566.2921 | 7994.1147 | 7748.824
274 | 7441 | 7449.4669 | 7561.5233 | 7993.3381 | 7748.5594 | [8 empty] | 7623.7635 | 7441 | 7449.4669 | 7561.5233 | 7993.3381 | 7748.5594
275 | 7438 | 7447.1734 | 7560.6883 | 7992.8988 | 7744.5721 | [8 empty] | 7623.6419 | 7438 | 7447.1734 | 7560.6883 | 7992.8988 | 7744.5721
276 | 7438 | 7445.3019 | 7559.4801 | 7991.9394 | 7744.3186 | [8 empty] | 7622.2842 | 7438 | 7445.3019 | 7559.4801 | 7991.9394 | 7744.3186
277 | 7433 | 7444.5848 | 7559.208 | 7990.9079 | 7740.5281 | [8 empty] | 7615.3743 | 7433 | 7444.5848 | 7559.208 | 7990.9079 | 7740.5281
278 | 7433 | 7443.3984 | 7556.8523 | 7989.2775 | 7737.3773 | [8 empty] | 7613.0786 | 7433 | 7443.3984 | 7556.8523 | 7989.2775 | 7737.3773
279 | 7430 | 7439.5818 | 7553.9674 | 7984.701 | 7737.0788 | [8 empty] | 7612.7595 | 7430 | 7439.5818 | 7553.9674 | 7984.701 | 7737.0788
280 | 7429 | 7439.5252 | 7553.711 | 7982.2707 | 7735.0003 | [8 empty] | 7610.8586 | 7429 | 7439.5252 | 7553.711 | 7982.2707 | 7735.0003
281 | 7429 | 7436.7088 | 7551.3632 | 7981.7319 | 7734.3591 | [8 empty] | 7607.7663 | 7429 | 7436.7088 | 7551.3632 | 7981.7319 | 7734.3591
282 | 7428 | 7434.3128 | 7551.2976 | 7977.6446 | 7733.6074 | [8 empty] | 7607.5567 | 7428 | 7434.3128 | 7551.2976 | 7977.6446 | 7733.6074
283 | 7422 | 7428.653 | 7551.014 | 7972.3425 | 7731.4269 | [8 empty] | 7604.6132 | 7422 | 7428.653 | 7551.014 | 7972.3425 | 7731.4269
284 | 7421 | 7425.6233 | 7550.4599 | 7971.2707 | 7731.3213 | [8 empty] | 7604.0225 | 7421 | 7425.6233 | 7550.4599 | 7971.2707 | 7731.3213
285 | 7420 | 7425.4198 | 7548.9925 | 7970.3456 | 7730.8839 | [8 empty] | 7603.7111 | 7420 | 7425.4198 | 7548.9925 | 7970.3456 | 7730.8839
286 | 7416 | 7425.3497 | 7546.3015 | 7969.6134 | 7730.3738 | [8 empty] | 7603.6613 | 7416 | 7425.3497 | 7546.3015 | 7969.6134 | 7730.3738
287 | 7415 | 7423.4409 | 7545.2108 | 7964.9482 | 7729.6517 | [8 empty] | 7600.4529 | 7415 | 7423.4409 | 7545.2108 | 7964.9482 | 7729.6517
288 | 7413 | 7423.1778 | 7544.7406 | 7964.671 | 7729.6497 | [8 empty] | 7598.4073 | 7413 | 7423.1778 | 7544.7406 | 7964.671 | 7729.6497
289 | 7410 | 7422.3593 | 7543.7642 | 7964.5902 | 7729.5031 | [8 empty] | 7595.6092 | 7410 | 7422.3593 | 7543.7642 | 7964.5902 | 7729.5031
290 | 7409 | 7421.7825 | 7542.9201 | 7963.3418 | 7729.0665 | [8 empty] | 7592.1152 | 7409 | 7421.7825 | 7542.9201 | 7963.3418 | 7729.0665
291 | 7407 | 7420.7152 | 7542.7377 | 7963.1491 | 7728.5499 | [8 empty] | 7591.7287 | 7407 | 7420.7152 | 7542.7377 | 7963.1491 | 7728.5499
292 | 7407 | 7419.5888 | 7541.9841 | 7961.0826 | 7723.4779 | [8 empty] | 7591.2551 | 7407 | 7419.5888 | 7541.9841 | 7961.0826 | 7723.4779
293 | 7406 | 7418.0337 | 7541.3342 | 7958.4711 | 7721.8074 | [8 empty] | 7590.4448 | 7406 | 7418.0337 | 7541.3342 | 7958.4711 | 7721.8074
294 | 7404 | 7417.6104 | 7538.8933 | 7958.3211 | 7721.7167 | [8 empty] | 7589.8823 | 7404 | 7417.6104 | 7538.8933 | 7958.3211 | 7721.7167
295 | 7404 | 7416.591 | 7538.3643 | 7958.147 | 7720.7422 | [8 empty] | 7588.768 | 7404 | 7416.591 | 7538.3643 | 7958.147 | 7720.7422
296 | 7403 | 7416.0319 | 7538.1345 | 7954.2577 | 7720.1376 | [8 empty] | 7587.6318 | 7403 | 7416.0319 | 7538.1345 | 7954.2577 | 7720.1376
297 | 7403 | 7414.8037 | 7537.2426 | 7953.8995 | 7719.8833 | [8 empty] | 7587.0319 | 7403 | 7414.8037 | 7537.2426 | 7953.8995 | 7719.8833
298 | 7400 | 7414.0446 | 7535.8216 | 7952.1849 | 7719.5007 | [8 empty] | 7583.4177 | 7400 | 7414.0446 | 7535.8216 | 7952.1849 | 7719.5007
299 | 7399 | 7413.8956 | 7535.6216 | 7951.2334 | 7717.8732 | [8 empty] | 7581.1185 | 7399 | 7413.8956 | 7535.6216 | 7951.2334 | 7717.8732
300 | 7398 | 7413.2385 | 7534.456 | 7949.6685 | 7715.9023 | [8 empty] | 7580.9864 | 7398 | 7413.2385 | 7534.456 | 7949.6685 | 7715.9023
301 | 7397 | 7410.8846 | 7533.5532 | 7948.282 | 7713.8152 | [8 empty] | 7580.9163 | 7397 | 7410.8846 | 7533.5532 | 7948.282 | 7713.8152
302 | 7397 | 7409.3748 | 7532.8099 | 7946.1858 | 7713.2225 | [8 empty] | 7580.3229 | 7397 | 7409.3748 | 7532.8099 | 7946.1858 | 7713.2225
303 | 7397 | 7407.4466 | 7532.2201 | 7945.5736 | 7712.6233 | [8 empty] | 7580.1793 | 7397 | 7407.4466 | 7532.2201 | 7945.5736 | 7712.6233
304 | 7395 | 7407.0457 | 7532.212 | 7945.468 | 7709.8272 | [8 empty] | 7579.3429 | 7395 | 7407.0457 | 7532.212 | 7945.468 | 7709.8272
305 | 7393 | 7407.0031 | 7529.357 | 7944.5392 | 7707.7348 | [8 empty] | 7576.9777 | 7393 | 7407.0031 | 7529.357 | 7944.5392 | 7707.7348
306 | 7391 | 7406.4411 | 7528.4799 | 7940.6778 | 7707.0268 | [8 empty] | 7575.7094 | 7391 | 7406.4411 | 7528.4799 | 7940.6778 | 7707.0268
307 | 7391 | 7403.7032 | 7526.192 | 7936.1471 | 7706.9379 | [8 empty] | 7574.0362 | 7391 | 7403.7032 | 7526.192 | 7936.1471 | 7706.9379
308 | 7390 | 7403.0007 | 7525.5537 | 7935.9157 | 7706.1622 | [8 empty] | 7573.38 | 7390 | 7403.0007 | 7525.5537 | 7935.9157 | 7706.1622
309 | 7388 | 7402.8473 | 7523.3262 | 7934.0418 | 7706.1245 | [8 empty] | 7565.3912 | 7388 | 7402.8473 | 7523.3262 | 7934.0418 | 7706.1245
310 | 7388 | 7402.5735 | 7521.2444 | 7933.0581 | 7704.0361 | [8 empty] | 7565.2439 | 7388 | 7402.5735 | 7521.2444 | 7933.0581 | 7704.0361
311 | 7386 | 7401.8928 | 7520.5391 | 7932.5048 | 7703.0201 | [8 empty] | 7563.7494 | 7386 | 7401.8928 | 7520.5391 | 7932.5048 | 7703.0201
312 | 7382 | 7401.5035 | 7517.9342 | 7931.5102 | 7702.2899 | [8 empty] | 7563.5022 | 7382 | 7401.5035 | 7517.9342 | 7931.5102 | 7702.2899
313 | 7382 | 7401.4506 | 7516.4879 | 7931.178 | 7700.8138 | [8 empty] | 7563.2262 | 7382 | 7401.4506 | 7516.4879 | 7931.178 | 7700.8138
314 | 7381 | 7397.1964 | 7513.6215 | 7930.1445 | 7698.2526 | [8 empty] | 7560.2102 | 7381 | 7397.1964 | 7513.6215 | 7930.1445 | 7698.2526
315 | 7377 | 7396.7953 | 7508.9904 | 7928.2582 | 7696.3624 | [8 empty] | 7559.4293 | 7377 | 7396.7953 | 7508.9904 | 7928.2582 | 7696.3624
316 | 7373 | 7396.6266 | 7506.6423 | 7927.6287 | 7696.0043 | [8 empty] | 7558.4917 | 7373 | 7396.6266 | 7506.6423 | 7927.6287 | 7696.0043
317 | 7372 | 7394.4615 | 7504.1562 | 7924.8058 | 7694.1964 | [8 empty] | 7557.4716 | 7372 | 7394.4615 | 7504.1562 | 7924.8058 | 7694.1964
318 | 7371 | 7394.2095 | 7503.5658 | 7924.3875 | 7689.8153 | [8 empty] | 7556.8267 | 7371 | 7394.2095 | 7503.5658 | 7924.3875 | 7689.8153
319 | 7370 | 7393.2791 | 7501.346 | 7923.1496 | 7689.3333 | [8 empty] | 7556.2043 | 7370 | 7393.2791 | 7501.346 | 7923.1496 | 7689.3333
320 | 7370 | 7392.7238 | 7500.2769 | 7921.7278 | 7686.6101 | [8 empty] | 7555.7898 | 7370 | 7392.7238 | 7500.2769 | 7921.7278 | 7686.6101
321 | 7369 | 7392.6791 | 7499.3315 | 7921.6381 | 7686.529 | [8 empty] | 7555.5629 | 7369 | 7392.6791 | 7499.3315 | 7921.6381 | 7686.529
322 | 7369 | 7392.3279 | 7499.3209 | 7916.2755 | 7686.3322 | [8 empty] | 7554.702 | 7369 | 7392.3279 | 7499.3209 | 7916.2755 | 7686.3322
323 | 7369 | 7389.9577 | 7496.5139 | 7914.3886 | 7686.3262 | [8 empty] | 7554.2311 | 7369 | 7389.9577 | 7496.5139 | 7914.3886 | 7686.3262
324 | 7367 | 7387.2237 | 7495.7669 | 7913.6225 | 7685.5803 | [8 empty] | 7554.1052 | 7367 | 7387.2237 | 7495.7669 | 7913.6225 | 7685.5803
325 | 7365 | 7387.0392 | 7492.9054 | 7913.1049 | 7681.5021 | [8 empty] | 7551.9705 | 7365 | 7387.0392 | 7492.9054 | 7913.1049 | 7681.5021
326 | 7364 | 7384.8381 | 7490.1595 | 7910.194 | 7680.8485 | [8 empty] | 7550.9635 | 7364 | 7384.8381 | 7490.1595 | 7910.194 | 7680.8485
327 | 7363 | 7384.1255 | 7488.6836 | 7909.1586 | 7679.9845 | [8 empty] | 7549.3129 | 7363 | 7384.1255 | 7488.6836 | 7909.1586 | 7679.9845
328 | 7361 | 7382.5309 | 7486.3736 | 7907.1358 | 7676.9526 | [8 empty] | 7546.6504 | 7361 | 7382.5309 | 7486.3736 | 7907.1358 | 7676.9526
329 | 7359 | 7382.39 | 7486.307 | 7906.1956 | 7676.7633 | [8 empty] | 7546.441 | 7359 | 7382.39 | 7486.307 | 7906.1956 | 7676.7633
330 | 7358 | 7381.6139 | 7483.6561 | 7906.1426 | 7673.4267 | [8 empty] | 7541.9213 | 7358 | 7381.6139 | 7483.6561 | 7906.1426 | 7673.4267
331 | 7358 | 7378.3999 | 7481.7743 | 7905.1624 | 7673.1543 | [8 empty] | 7541.6894 | 7358 | 7378.3999 | 7481.7743 | 7905.1624 | 7673.1543
332 | 7356 | 7376.7246 | 7481.1151 | 7904.9107 | 7671.4499 | [8 empty] | 7540.7897 | 7356 | 7376.7246 | 7481.1151 | 7904.9107 | 7671.4499
333 | 7355 | 7376.0133 | 7480.1933 | 7904.3837 | 7670.6487 | [8 empty] | 7540.5687 | 7355 | 7376.0133 | 7480.1933 | 7904.3837 | 7670.6487
334 | 7355 | 7374.4325 | 7479.7863 | 7902.9862 | 7670.4199 | [8 empty] | 7540.2911 | 7355 | 7374.4325 | 7479.7863 | 7902.9862 | 7670.4199
335 | 7354 | 7370.3123 | 7479.0663 | 7901.8491 | 7669.8337 | [8 empty] | 7538.9087 | 7354 | 7370.3123 | 7479.0663 | 7901.8491 | 7669.8337
336 | 7351 | 7369.4839 | 7478.6925 | 7900.9029 | 7669.032 | [8 empty] | 7533.2147 | 7351 | 7369.4839 | 7478.6925 | 7900.9029 | 7669.032
337 | 7351 | 7367.2637 | 7477.4764 | 7898.0846 | 7667.9936 | [8 empty] | 7532.2049 | 7351 | 7367.2637 | 7477.4764 | 7898.0846 | 7667.9936
338 | 7350 | 7365.9545 | 7476.477 | 7897.8072 | 7666.8752 | [8 empty] | 7530.3593 | 7350 | 7365.9545 | 7476.477 | 7897.8072 | 7666.8752
339 | 7350 | 7365.5382 | 7476.2853 | 7895.5912 | 7666.3959 | [8 empty] | 7529.7421 | 7350 | 7365.5382 | 7476.2853 | 7895.5912 | 7666.3959
340 | 7350 | 7365.0112 | 7475.5316 | 7893.57 | 7664.5003 | [8 empty] | 7527.8679 | 7350 | 7365.0112 | 7475.5316 | 7893.57 | 7664.5003
341 | 7349 | 7363.37 | 7472.4505 | 7892.2405 | 7661.8342 | [8 empty] | 7527.4713 | 7349 | 7363.37 | 7472.4505 | 7892.2405 | 7661.8342
342 | 7348 | 7362.8167 | 7470.5566 | 7890.732 | 7661.6388 | [8 empty] | 7527.3823 | 7348 | 7362.8167 | 7470.5566 | 7890.732 | 7661.6388
343 | 7348 | 7362.0982 | 7470.2039 | 7890.305 | 7661.2207 | [8 empty] | 7526.7996 | 7348 | 7362.0982 | 7470.2039 | 7890.305 | 7661.2207
344 | 7346 | 7361.4815 | 7469.5507 | 7889.8158 | 7659.976 | [8 empty] | 7526.6494 | 7346 | 7361.4815 | 7469.5507 | 7889.8158 | 7659.976
345 | 7345 | 7361.0256 | 7467.2362 | 7889.3632 | 7659.0679 | [8 empty] | 7526.1687 | 7345 | 7361.0256 | 7467.2362 | 7889.3632 | 7659.0679
346 | 7345 | 7358.5198 | 7464.2959 | 7889.3142 | 7656.075 | [8 empty] | 7525.7429 | 7345 | 7358.5198 | 7464.2959 | 7889.3142 | 7656.075
347 | 7344 | 7357.9439 | 7463.0731 | 7887.3802 | 7654.8344 | [8 empty] | 7524.761 | 7344 | 7357.9439 | 7463.0731 | 7887.3802 | 7654.8344
348 | 7344 | 7357.7856 | 7460.9858 | 7887.1446 | 7654.3445 | [8 empty] | 7524.4797 | 7344 | 7357.7856 | 7460.9858 | 7887.1446 | 7654.3445
349 | 7342 | 7357.7663 | 7460.6695 | 7881.2718 | 7654.2363 | [8 empty] | 7523.3892 | 7342 | 7357.7663 | 7460.6695 | 7881.2718 | 7654.2363
350 | 7342 | 7357.7395 | 7458.5677 | 7881.1121 | 7653.9459 | [8 empty] | 7522.69 | 7342 | 7357.7395 | 7458.5677 | 7881.1121 | 7653.9459
351 | 7341 | 7356.8855 | 7458.3815 | 7878.1994 | 7653.7671 | [8 empty] | 7522.1053 | 7341 | 7356.8855 | 7458.3815 | 7878.1994 | 7653.7671
352 | 7340 | 7354.4841 | 7457.1519 | 7877.6461 | 7651.7697 | [8 empty] | 7520.4506 | 7340 | 7354.4841 | 7457.1519 | 7877.6461 | 7651.7697
353 | 7340 | 7354.4619 | 7455.5729 | 7877.1217 | 7651.0999 | [8 empty] | 7519.1831 | 7340 | 7354.4619 | 7455.5729 | 7877.1217 | 7651.0999
354 | 7340 | 7354.3046 | 7453.113 | 7875.4847 | 7649.8712 | [8 empty] | 7518.9422 | 7340 | 7354.3046 | 7453.113 | 7875.4847 | 7649.8712
355 | 7339 | 7354.0191 | 7451.372 | 7874.3524 | 7649.3668 | [8 empty] | 7518.6248 | 7339 | 7354.0191 | 7451.372 | 7874.3524 | 7649.3668
356 | 7339 | 7353.6086 | 7450.9715 | 7874.1401 | 7649.2206 | [8 empty] | 7516.6956 | 7339 | 7353.6086 | 7450.9715 | 7874.1401 | 7649.2206
357 | 7338 | 7352.6689 | 7449.5752 | 7873.2033 | 7648.8033 | [8 empty] | 7512.9203 | 7338 | 7352.6689 | 7449.5752 | 7873.2033 | 7648.8033
358 | 7338 | 7350.0073 | 7443.9088 | 7871.5323 | 7643.7081 | [8 empty] | 7506.788 | 7338 | 7350.0073 | 7443.9088 | 7871.5323 | 7643.7081
359 | 7338 | 7347.4073 | 7440.6842 | 7871.4986 | 7641.8938 | [8 empty] | 7506.7397 | 7338 | 7347.4073 | 7440.6842 | 7871.4986 | 7641.8938
360 | 7338 | 7346.1914 | 7439.6271 | 7870.6449 | 7641.5836 | [8 empty] | 7504.1937 | 7338 | 7346.1914 | 7439.6271 | 7870.6449 | 7641.5836
361 | 7337 | 7345.4718 | 7439.2165 | 7870.3715 | 7640.5204 | [8 empty] | 7503.5671 | 7337 | 7345.4718 | 7439.2165 | 7870.3715 | 7640.5204
362 | 7336 | 7345.4309 | 7436.9823 | 7869.74 | 7640.1516 | [8 empty] | 7502.5524 | 7336 | 7345.4309 | 7436.9823 | 7869.74 | 7640.1516
363 | 7336 | 7344.8857 | 7434.623 | 7865.0428 | 7639.9151 | [8 empty] | 7502.2142 | 7336 | 7344.8857 | 7434.623 | 7865.0428 | 7639.9151
364 | 7334 | 7342.5314 | 7432.5463 | 7862.9871 | 7639.5426 | [8 empty] | 7499.2965 | 7334 | 7342.5314 | 7432.5463 | 7862.9871 | 7639.5426
365 | 7334 | 7341.755 | 7430.9329 | 7861.139 | 7639.1093 | [8 empty] | 7499.2108 | 7334 | 7341.755 | 7430.9329 | 7861.139 | 7639.1093
366 | 7329 | 7341.4064 | 7430.4724 | 7860.5393 | 7638.5396 | [8 empty] | 7499.004 | 7329 | 7341.4064 | 7430.4724 | 7860.5393 | 7638.5396
367 | 7328 | 7340.5084 | 7426.8408 | 7860.0406 | 7637.1272 | [8 empty] | 7498.8774 | 7328 | 7340.5084 | 7426.8408 | 7860.0406 | 7637.1272
368 | 7327 | 7339.9227 | 7420.5674 | 7858.7937 | 7636.2616 | [8 empty] | 7498.3648 | 7327 | 7339.9227 | 7420.5674 | 7858.7937 | 7636.2616
369 | 7326 | 7339.785 | 7420.3104 | 7857.9679 | 7636.1473 | [8 empty] | 7497.5712 | 7326 | 7339.785 | 7420.3104 | 7857.9679 | 7636.1473
370 | 7325 | 7337.694 | 7418.418 | 7851.3701 | 7636.1282 | [8 empty] | 7493.753 | 7325 | 7337.694 | 7418.418 | 7851.3701 | 7636.1282
371 | 7324 | 7335.8471 | 7417.6218 | 7850.5671 | 7635.9042 | [8 empty] | 7492.3431 | 7324 | 7335.8471 | 7417.6218 | 7850.5671 | 7635.9042
372 | 7323 | 7334.4474 | 7417.094 | 7850.5509 | 7635.6551 | [8 empty] | 7490.1941 | 7323 | 7334.4474 | 7417.094 | 7850.5509 | 7635.6551
373 | 7319 | 7334.3513 | 7415.8151 | 7850.1528 | 7631.9393 | [8 empty] | 7489.8644 | 7319 | 7334.3513 | 7415.8151 | 7850.1528 | 7631.9393
374 | 7315 | 7334.2293 | 7409.7007 | 7848.5127 | 7631.2914 | [8 empty] | 7489.4173 | 7315 | 7334.2293 | 7409.7007 | 7848.5127 | 7631.2914
375 | 7314 | 7333.0596 | 7409.1402 | 7847.2569 | 7631.1941 | [8 empty] | 7482.0255 | 7314 | 7333.0596 | 7409.1402 | 7847.2569 | 7631.1941
376 | 7313 | 7328.2535 | 7408.2944 | 7841.9454 | 7630.496 | [8 empty] | 7481.6525 | 7313 | 7328.2535 | 7408.2944 | 7841.9454 | 7630.496
377 | 7313 | 7327.4465 | 7407.0685 | 7840.3991 | 7628.5025 | [8 empty] | 7480.296 | 7313 | 7327.4465 | 7407.0685 | 7840.3991 | 7628.5025
378 | 7309 | 7324.2187 | 7407.0278 | 7839.664 | 7626.7912 | [8 empty] | 7478.9895 | 7309 | 7324.2187 | 7407.0278 | 7839.664 | 7626.7912
379 | 7309 | 7324.1573 | 7406.4738 | 7837.6506 | 7625.8114 | [8 empty] | 7477.081 | 7309 | 7324.1573 | 7406.4738 | 7837.6506 | 7625.8114
380 | 7308 | 7324.099 | 7406.473 | 7837.2687 | 7623.5797 | [8 empty] | 7473.2376 | 7308 | 7324.099 | 7406.473 | 7837.2687 | 7623.5797
381 | 7308 | 7323.3397 | 7406.2174 | 7836.815 | 7623.177 | [8 empty] | 7473.2347 | 7308 | 7323.3397 | 7406.2174 | 7836.815 | 7623.177
382 | 7307 | 7323.1167 | 7405.8552 | 7836.2919 | 7622.927 | [8 empty] | 7472.8208 | 7307 | 7323.1167 | 7405.8552 | 7836.2919 | 7622.927
383 | 7307 | 7320.7689 | 7405.1155 | 7835.5866 | 7622.7818 | [8 empty] | 7471.7436 | 7307 | 7320.7689 | 7405.1155 | 7835.5866 | 7622.7818
384 | 7306 | 7320.1792 | 7404.1326 | 7829.1905 | 7622.2218 | [8 empty] | 7469.4927 | 7306 | 7320.1792 | 7404.1326 | 7829.1905 | 7622.2218
385 | 7301 | 7319.4971 | 7401.5079 | 7829.0613 | 7620.5566 | [8 empty] | 7469.4008 | 7301 | 7319.4971 | 7401.5079 | 7829.0613 | 7620.5566
386 | 7301 | 7319.2642 | 7394.6082 | 7828.932 | 7619.084 | [8 empty] | 7467.1369 | 7301 | 7319.2642 | 7394.6082 | 7828.932 | 7619.084
387 | 7297 | 7317.9649 | 7394.5796 | 7828.3398 | 7618.8582 | [8 empty] | 7463.9069 | 7297 | 7317.9649 | 7394.5796 | 7828.3398 | 7618.8582
388 | 7296 | 7317.7908 | 7393.9999 | 7826.9681 | 7617.3257 | [8 empty] | 7463.4905 | 7296 | 7317.7908 | 7393.9999 | 7826.9681 | 7617.3257
389 | 7294 | 7315.8523 | 7392.2384 | 7826.8227 | 7617.2555 | [8 empty] | 7460.717 | 7294 | 7315.8523 | 7392.2384 | 7826.8227 | 7617.2555
390 | 7294 | 7315.0018 | 7389.2041 | 7826.7703 | 7616.3705 | [8 empty] | 7460.5405 | 7294 | 7315.0018 | 7389.2041 | 7826.7703 | 7616.3705
391 | 7291 | 7314.6087 | 7388.9835 | 7824.6167 | 7616.249 | [8 empty] | 7459.6385 | 7291 | 7314.6087 | 7388.9835 | 7824.6167 | 7616.249
392 | 7290 | 7313.8745 | 7387.4348 | 7822.8304 | 7616.0444 | [8 empty] | 7456.4394 | 7290 | 7313.8745 | 7387.4348 | 7822.8304 | 7616.0444
393 | 7289 | 7313.6905 | 7387.0854 | 7822.6561 | 7614.2234 | [8 empty] | 7455.4997 | 7289 | 7313.6905 | 7387.0854 | 7822.6561 | 7614.2234
394 | 7287 | 7313.5569 | 7386.9412 | 7821.4036 | 7614.041 | [8 empty] | 7454.9813 | 7287 | 7313.5569 | 7386.9412 | 7821.4036 | 7614.041
395 | 7287 | 7312.9848 | 7386.9299 | 7820.9333 | 7610.1452 | [8 empty] | 7454.8913 | 7287 | 7312.9848 | 7386.9299 | 7820.9333 | 7610.1452
396 | 7286 | 7311.7241 | 7386.619 | 7819.5213 | 7610.0359 | [8 empty] | 7453.4953 | 7286 | 7311.7241 | 7386.619 | 7819.5213 | 7610.0359
397 | 7286 | 7310.9044 | 7386.1528 | 7818.9022 | 7608.8077 | [8 empty] | 7452.6372 | 7286 | 7310.9044 | 7386.1528 | 7818.9022 | 7608.8077
398 | 7285 | 7310.9028 | 7383.3771 | 7818.2748 | 7607.6165 | [8 empty] | 7451.6307 | 7285 | 7310.9028 | 7383.3771 | 7818.2748 | 7607.6165
399 | 7283 | 7309.8655 | 7380.6286 | 7818.0846 | 7607.5563 | [8 empty] | 7449.6134 | 7283 | 7309.8655 | 7380.6286 | 7818.0846 | 7607.5563
400 | 7282 | 7309.8262 | 7379.3046 | 7817.1213 | 7606.9622 | [8 empty] | 7445.6686 | 7282 | 7309.8262 | 7379.3046 | 7817.1213 | 7606.9622
401 | 7282 | 7308.7652 | 7379.198 | 7816.8915 | 7605.9156 | [8 empty] | 7444.0742 | 7282 | 7308.7652 | 7379.198 | 7816.8915 | 7605.9156
402 | 7281 | 7308.1245 | 7379.176 | 7813.1224 | 7604.5175 | [8 empty] | 7443.7295 | 7281 | 7308.1245 | 7379.176 | 7813.1224 | 7604.5175
403 | 7280 | 7306.998 | 7376.1623 | 7812.331 | 7604.0364 | [8 empty] | 7443.6066 | 7280 | 7306.998 | 7376.1623 | 7812.331 | 7604.0364
404 | 7280 | 7306.9523 | 7373.2584 | 7806.349 | 7602.7979 | [8 empty] | 7442.8583 | 7280 | 7306.9523 | 7373.2584 | 7806.349 | 7602.7979
405 | 7276 | 7306.684 | 7372.6805 | 7801.4212 | 7602.6183 | [8 empty] | 7442.2218 | 7276 | 7306.684 | 7372.6805 | 7801.4212 | 7602.6183
406 | 7276 | 7306.3317 | 7371.8295 | 7800.4096 | 7602.4592 | [8 empty] | 7438.1306 | 7276 | 7306.3317 | 7371.8295 | 7800.4096 | 7602.4592
407 | 7274 | 7304.112 | 7371.6339 | 7798.7303 | 7599.9801 | [8 empty] | 7435.54 | 7274 | 7304.112 | 7371.6339 | 7798.7303 | 7599.9801
408 | 7274 | 7303.3865 | 7368.5713 | 7798.3937 | 7599.8029 | [8 empty] | 7435.1548 | 7274 | 7303.3865 | 7368.5713 | 7798.3937 | 7599.8029
409 | 7273 | 7302.5552 | 7368.0556 | 7798.2735 | 7599.7373 | [8 empty] | 7434.8835 | 7273 | 7302.5552 | 7368.0556 | 7798.2735 | 7599.7373
410 | 7273 | 7301.4338 | 7367.7262 | 7795.1337 | 7599.2094 | [8 empty] | 7433.9556 | 7273 | 7301.4338 | 7367.7262 | 7795.1337 | 7599.2094
411 | 7271 | 7301.362 | 7366.7595 | 7794.6728 | 7598.1541 | [8 empty] | 7432.0679 | 7271 | 7301.362 | 7366.7595 | 7794.6728 | 7598.1541
412 | 7270 | 7300.5478 | 7366.2185 | 7794.5902 | 7597.5669 | [8 empty] | 7431.0064 | 7270 | 7300.5478 | 7366.2185 | 7794.5902 | 7597.5669
413 | 7269 | 7298.3021 | 7364.2217 | 7792.5218 | 7595.7802 | [8 empty] | 7430.7183 | 7269 | 7298.3021 | 7364.2217 | 7792.5218 | 7595.7802
414 | 7269 | 7297.8146 | 7360.9303 | 7792.2611 | 7594.9043 | [8 empty] | 7429.3857 | 7269 | 7297.8146 | 7360.9303 | 7792.2611 | 7594.9043
415 | 7268 | 7296.2002 | 7359.5024 | 7787.894 | 7594.1201 | [8 empty] | 7429.1456 | 7268 | 7296.2002 | 7359.5024 | 7787.894 | 7594.1201
416 | 7267 | 7295.5074 | 7357.9268 | 7785.9405 | 7591.8246 | [8 empty] | 7426.7886 | 7267 | 7295.5074 | 7357.9268 | 7785.9405 | 7591.8246
417 | 7267 | 7295.1638 | 7357.4728 | 7785.9046 | 7590.66 | [8 empty] | 7426.6031 | 7267 | 7295.1638 | 7357.4728 | 7785.9046 | 7590.66
418 | 7266 | 7294.8296 | 7357.4214 | 7785.055 | 7590.4123 | [8 empty] | 7424.3039 | 7266 | 7294.8296 | 7357.4214 | 7785.055 | 7590.4123
419 | 7266 | 7294.6072 | 7357.1478 | 7783.6765 | 7590.2994 | [8 empty] | 7421.6448 | 7266 | 7294.6072 | 7357.1478 | 7783.6765 | 7590.2994
420 | 7266 | 7293.9946 | 7357.0034 | 7782.4828 | 7589.7867 | [8 empty] | 7421.2481 | 7266 | 7293.9946 | 7357.0034 | 7782.4828 | 7589.7867
421 | 7265 | 7293.3187 | 7356.531 | 7779.768 | 7589.6559 | [8 empty] | 7421.1943 | 7265 | 7293.3187 | 7356.531 | 7779.768 | 7589.6559
422 | 7265 | 7292.4003 | 7356.1177 | 7779.3077 | 7586.5972 | [8 empty] | 7420.7358 | 7265 | 7292.4003 | 7356.1177 | 7779.3077 | 7586.5972
423 | 7265 | 7292.3678 | 7354.6455 | 7778.8232 | 7586.2647 | [8 empty] | 7420.5718 | 7265 | 7292.3678 | 7354.6455 | 7778.8232 | 7586.2647
424 | 7264 | 7292.215 | 7354.087 | 7774.8262 | 7586.1472 | [8 empty] | 7419.2491 | 7264 | 7292.215 | 7354.087 | 7774.8262 | 7586.1472
425 | 7263 | 7289.9615 | 7353.5902 | 7774.5049 | 7584.683 | [8 empty] | 7418.7235 | 7263 | 7289.9615 | 7353.5902 | 7774.5049 | 7584.683
426 | 7263 | 7289.5055 | 7348.209 | 7774.4858 | 7583.1362 | [8 empty] | 7418.5487 | 7263 | 7289.5055 | 7348.209 | 7774.4858 | 7583.1362
427 | 7263 | 7287.1791 | 7344.4704 | 7769.2923 | 7581.6516 | [8 empty] | 7417.2109 | 7263 | 7287.1791 | 7344.4704 | 7769.2923 | 7581.6516
428 | 7263 | 7286.1262 | 7342.6548 | 7769.2395 | 7581.1215 | [8 empty] | 7416.9653 | 7263 | 7286.1262 | 7342.6548 | 7769.2395 | 7581.1215
429 | 7260 | 7285.5628 | 7341.4883 | 7766.0882 | 7579.9244 | [8 empty] | 7415.8891 | 7260 | 7285.5628 | 7341.4883 | 7766.0882 | 7579.9244
430 | 7260 | 7285.1786 | 7339.2858 | 7764.276 | 7579.0868 | [8 empty] | 7415.281 | 7260 | 7285.1786 | 7339.2858 | 7764.276 | 7579.0868
431 | 7259 | 7284.6795 | 7339.1763 | 7764.2465 | 7577.6166 | [8 empty] | 7414.8167 | 7259 | 7284.6795 | 7339.1763 | 7764.2465 | 7577.6166
432 | 7259 | 7284.1765 | 7336.8544 | 7761.3494 | 7575.4606 | [8 empty] | 7414.7127 | 7259 | 7284.1765 | 7336.8544 | 7761.3494 | 7575.4606
433 | 7258 | 7283.3068 | 7336.373 | 7759.7605 | 7574.6016 | [8 empty] | 7414.0052 | 7258 | 7283.3068 | 7336.373 | 7759.7605 | 7574.6016
434 | 7257 | 7279.5211 | 7334.4014 | 7757.7815 | 7573.0156 | [8 empty] | 7409.2939 | 7257 | 7279.5211 | 7334.4014 | 7757.7815 | 7573.0156
435 | 7256 | 7278.8906 | 7334.3658 | 7757.2914 | 7572.9568 | [8 empty] | 7408.8485 | 7256 | 7278.8906 | 7334.3658 | 7757.2914 | 7572.9568
436 | 7255 | 7277.88 | 7332.7538 | 7757.1876 | 7572.8954 | [8 empty] | 7408.5759 | 7255 | 7277.88 | 7332.7538 | 7757.1876 | 7572.8954
437 | 7255 | 7277.6131 | 7330.0144 | 7756.3009 | 7570.4154 | [8 empty] | 7408.2136 | 7255 | 7277.6131 | 7330.0144 | 7756.3009 | 7570.4154
438 | 7254 | 7277.3766 | 7325.8098 | 7754.0118 | 7570.3777 | [8 empty] | 7407.6552 | 7254 | 7277.3766 | 7325.8098 | 7754.0118 | 7570.3777
439 | 7254 | 7276.2058 | 7324.6107 | 7752.7004 | 7569.5298 | [8 empty] | 7407.6114 | 7254 | 7276.2058 | 7324.6107 | 7752.7004 | 7569.5298
440 | 7253 | 7274.7957 | 7322.8206 | 7752.2385 | 7568.533 | [8 empty] | 7406.3188 | 7253 | 7274.7957 | 7322.8206 | 7752.2385 | 7568.533
441 | 7253 | 7274.1368 | 7322.8016 | 7751.7239 | 7567.7582 | [8 empty] | 7405.1556 | 7253 | 7274.1368 | 7322.8016 | 7751.7239 | 7567.7582
442 | 7252 | 7273.7652 | 7320.8804 | 7751.1376 | 7566.8677 | [8 empty] | 7401.5353 | 7252 | 7273.7652 | 7320.8804 | 7751.1376 | 7566.8677
443 | 7249 | 7272.8588 | 7317.043 | 7750.746 | 7566.4187 | [8 empty] | 7400.8402 | 7249 | 7272.8588 | 7317.043 | 7750.746 | 7566.4187
444 | 7247 | 7269.9029 | 7316.8033 | 7750.1066 | 7564.9987 | [8 empty] | 7400.6524 | 7247 | 7269.9029 | 7316.8033 | 7750.1066 | 7564.9987
445 | 7247 | 7268.4477 | 7313.2696 | 7747.3171 | 7564.3984 | [8 empty] | 7400.5415 | 7247 | 7268.4477 | 7313.2696 | 7747.3171 | 7564.3984
446 | 7246 | 7268.2062 | 7312.4515 | 7745.1937 | 7564.0671 | [8 empty] | 7398.4982 | 7246 | 7268.2062 | 7312.4515 | 7745.1937 | 7564.0671
447 | 7245 | 7267.7142 | 7311.9766 | 7745.0202 | 7563.4047 | [8 empty] | 7394.6023 | 7245 | 7267.7142 | 7311.9766 | 7745.0202 | 7563.4047
448 | 7244 | 7266.532 | 7311.2115 | 7744.3144 | 7561.4051 | [8 empty] | 7394.4784 | 7244 | 7266.532 | 7311.2115 | 7744.3144 | 7561.4051
449 | 7243 | 7264.5477 | 7311.0127 | 7743.863 | 7561.0343 | [8 empty] | 7391.4679 | 7243 | 7264.5477 | 7311.0127 | 7743.863 | 7561.0343
450 | 7242 | 7264.1612 | 7310.5621 | 7742.7823 | 7560.2013 | [8 empty] | 7391.0664 | 7242 | 7264.1612 | 7310.5621 | 7742.7823 | 7560.2013
451 | 7241 | 7264.1092 | 7308.8051 | 7742.0661 | 7559.6123 | [8 empty] | 7390.6488 | 7241 | 7264.1092 | 7308.8051 | 7742.0661 | 7559.6123
452 | 7241 | 7263.269 | 7308.6286 | 7742.0548 | 7558.779 | [8 empty] | 7389.6214 | 7241 | 7263.269 | 7308.6286 | 7742.0548 | 7558.779
453 | 7240 | 7263.1408 | 7307.5289 | 7741.0375 | 7557.8187 | [8 empty] | 7388.9878 | 7240 | 7263.1408 | 7307.5289 | 7741.0375 | 7557.8187
454 | 7239 | 7262.8813 | 7305.3483 | 7740.7901 | 7557.8047 | [8 empty] | 7388.4839 | 7239 | 7262.8813 | 7305.3483 | 7740.7901 | 7557.8047
455 | 7237 | 7260.5845 | 7304.4454 | 7740.5927 | 7556.6224 | [8 empty] | 7388.3353 | 7237 | 7260.5845 | 7304.4454 | 7740.5927 | 7556.6224
456 | 7237 | 7257.7195 | 7303.2542 | 7740.5257 | 7556.0295 | [8 empty] | 7388.0057 | 7237 | 7257.7195 | 7303.2542 | 7740.5257 | 7556.0295
457 | 7237 | 7257.3087 | 7300.8832 | 7740.2939 | 7555.6492 | [8 empty] | 7386.6234 | 7237 | 7257.3087 | 7300.8832 | 7740.2939 | 7555.6492
458 | 7237 | 7255.286 | 7299.6025 | 7740.1843 | 7553.8759 | [8 empty] | 7386.5951 | 7237 | 7255.286 | 7299.6025 | 7740.1843 | 7553.8759
459 | 7236 | 7254.2371 | 7298.5374 | 7739.9878 | 7553.1085 | [8 empty] | 7385.7107 | 7236 | 7254.2371 | 7298.5374 | 7739.9878 | 7553.1085
460 | 7236 | 7253.452 | 7298.4205 | 7737.6101 | 7552.5408 | [8 empty] | 7385.3709 | 7236 | 7253.452 | 7298.4205 | 7737.6101 | 7552.5408
461 | 7236 | 7253.2687 | 7295.0971 | 7735.3826 | 7552.2684 | [8 empty] | 7384.8437 | 7236 | 7253.2687 | 7295.0971 | 7735.3826 | 7552.2684
462 | 7235 | 7252.8517 | 7294.6016 | 7734.5335 | 7550.5226 | [8 empty] | 7383.5139 | 7235 | 7252.8517 | 7294.6016 | 7734.5335 | 7550.5226
463 | 7235 | 7252.2296 | 7291.9834 | 7732.7065 | 7550.0463 | [8 empty] | 7381.1853 | 7235 | 7252.2296 | 7291.9834 | 7732.7065 | 7550.0463
464 | 7234 | 7251.6913 | 7291.9698 | 7732.0465 | 7548.9862 | [8 empty] | 7380.5082 | 7234 | 7251.6913 | 7291.9698 | 7732.0465 | 7548.9862
465 | 7234 | 7251.4994 | 7291.4605 | 7732.0332 | 7547.6212 | [8 empty] | 7379.9737 | 7234 | 7251.4994 | 7291.4605 | 7732.0332 | 7547.6212
466 | 7233 | 7250.6249 | 7290.7816 | 7731.9439 | 7547.5895 | [8 empty] | 7377.1375 | 7233 | 7250.6249 | 7290.7816 | 7731.9439 | 7547.5895
467 | 7233 | 7250.5392 | 7290.3861 | 7729.2291 | 7547.13 | [8 empty] | 7377.0848 | 7233 | 7250.5392 | 7290.3861 | 7729.2291 | 7547.13
468 | 7232 | 7248.9469 | 7290.3785 | 7728.49 | 7546.5708 | [8 empty] | 7377.0323 | 7232 | 7248.9469 | 7290.3785 | 7728.49 | 7546.5708
469 | 7231 | 7248.8981 | 7290.0013 | 7727.994 | 7546.0345 | [8 empty] | 7376.9521 | 7231 | 7248.8981 | 7290.0013 | 7727.994 | 7546.0345
470 | 7226 | 7248.1887 | 7289.5164 | 7724.8325 | 7543.8373 | [8 empty] | 7373.4381 | 7226 | 7248.1887 | 7289.5164 | 7724.8325 | 7543.8373
471 | 7226 | 7247.7169 | 7288.7979 | 7722.0027 | 7543.24 | [8 empty] | 7373.1227 | 7226 | 7247.7169 | 7288.7979 | 7722.0027 | 7543.24
472 | 7226 | 7246.0864 | 7287.265 | 7719.9986 | 7541.6583 | [8 empty] | 7372.7697 | 7226 | 7246.0864 | 7287.265 | 7719.9986 | 7541.6583
473 | 7226 | 7245.7281 | 7286.6255 | 7718.0018 | 7540.5723 | [8 empty] | 7371.0905 | 7226 | 7245.7281 | 7286.6255 | 7718.0018 | 7540.5723
474 | 7225 | 7244.8 | 7286.3689 | 7716.2443 | 7538.7361 | [8 empty] | 7370.3228 | 7225 | 7244.8 | 7286.3689 | 7716.2443 | 7538.7361
475 | 7225 | 7244.5256 | 7283.6734 | 7715.8842 | 7537.2163 | [8 empty] | 7369.3105 | 7225 | 7244.5256 | 7283.6734 | 7715.8842 | 7537.2163
476 | 7223 | 7244.121 | 7283.2883 | 7715.7183 | 7536.9739 | [8 empty] | 7367.6518 | 7223 | 7244.121 | 7283.2883 | 7715.7183 | 7536.9739
477 | 7223 | 7243.9769 | 7282.2077 | 7715.5322 | 7536.5625 | [8 empty] | 7366.9478 | 7223 | 7243.9769 | 7282.2077 | 7715.5322 | 7536.5625
478 | 7221 | 7243.3 | 7281.9175 | 7714.5946 | 7535.8633 | [8 empty] | 7365.7772 | 7221 | 7243.3 | 7281.9175 | 7714.5946 | 7535.8633
479 | 7220 | 7242.8673 | 7281.887 | 7713.898 | 7534.3967 | [8 empty] | 7365.2033 | 7220 | 7242.8673 | 7281.887 | 7713.898 | 7534.3967
480 | 7219 | 7242.6038 | 7281.7158 | 7713.6439 | 7532.7883 | [8 empty] | 7365.1517 | 7219 | 7242.6038 | 7281.7158 | 7713.6439 | 7532.7883
481 | 7218 | 7241.7072 | 7281.0077 | 7711.775 | 7532.3176 | [8 empty] | 7364.1848 | 7218 | 7241.7072 | 7281.0077 | 7711.775 | 7532.3176
482 | 7217 | 7241.5242 | 7280.9667 | 7711.6216 | 7531.1222 | [8 empty] | 7363.6536 | 7217 | 7241.5242 | 7280.9667 | 7711.6216 | 7531.1222
483 | 7217 | 7239.8636 | 7278.9804 | 7706.7828 | 7529.8185 | [8 empty] | 7363.4277 | 7217 | 7239.8636 | 7278.9804 | 7706.7828 | 7529.8185
484 | 7216 | 7239.7573 | 7278.3725 | 7704.8333 | 7527.312 | [8 empty] | 7361.2499 | 7216 | 7239.7573 | 7278.3725 | 7704.8333 | 7527.312
485 | 7216 | 7239.6567 | 7277.4392 | 7703.253 | 7527.2309 | [8 empty] | 7361.2085 | 7216 | 7239.6567 | 7277.4392 | 7703.253 | 7527.2309
486 | 7216 | 7239.5801 | 7277.1916 | 7701.5561 | 7526.9882 | [8 empty] | 7360.7968 | 7216 | 7239.5801 | 7277.1916 | 7701.5561 | 7526.9882
487 | 7212 | 7236.1034 | 7276.9975 | 7699.059 | 7525.7229 | [8 empty] | 7359.898 | 7212 | 7236.1034 | 7276.9975 | 7699.059 | 7525.7229
488 | 7211 | 7233.1664 | 7276.8579 | 7699.035 | 7524.6397 | [8 empty] | 7358.4292 | 7211 | 7233.1664 | 7276.8579 | 7699.035 | 7524.6397
489 | 7210 | 7232.7152 | 7275.4816 | 7697.0386 | 7524.6261 | [8 empty] | 7357.4726 | 7210 | 7232.7152 | 7275.4816 | 7697.0386 | 7524.6261
490 | 7208 | 7232.461 | 7275.388 | 7696.0498 | 7523.7903 | [8 empty] | 7356.0946 | 7208 | 7232.461 | 7275.388 | 7696.0498 | 7523.7903
491 | 7208 | 7231.899 | 7275.3174 | 7695.6853 | 7523.6871 | [8 empty] | 7355.4509 | 7208 | 7231.899 | 7275.3174 | 7695.6853 | 7523.6871
492 | 7207 | 7230.2986 | 7274.9659 | 7695.403 | 7523.3061 | [8 empty] | 7354.7789 | 7207 | 7230.2986 | 7274.9659 | 7695.403 | 7523.3061
493 | 7207 | 7230.2435 | 7271.875 | 7694.914 | 7519.1899 | [8 empty] | 7353.872 | 7207 | 7230.2435 | 7271.875 | 7694.914 | 7519.1899
494 | 7206 | 7229.5729 | 7270.415 | 7694.1871 | 7518.5216 | [8 empty] | 7352.3634 | 7206 | 7229.5729 | 7270.415 | 7694.1871 | 7518.5216
495 | 7205 | 7229.0638 | 7270.3361 | 7693.2561 | 7518.1997 | [8 empty] | 7349.8947 | 7205 | 7229.0638 | 7270.3361 | 7693.2561 | 7518.1997
496 | 7203 | 7227.9261 | 7269.5396 | 7691.5294 | 7517.8112 | [8 empty] | 7348.4852 | 7203 | 7227.9261 | 7269.5396 | 7691.5294 | 7517.8112
497 | 7201 | 7227.4099 | 7268.5674 | 7689.2036 | 7517.2931 | [8 empty] | 7346.6883 | 7201 | 7227.4099 | 7268.5674 | 7689.2036 | 7517.2931
498 | 7201 | 7226.7918 | 7268.3919 | 7687.8033 | 7516.5689 | [8 empty] | 7343.6355 | 7201 | 7226.7918 | 7268.3919 | 7687.8033 | 7516.5689
499 | 7200 | 7225.8753 | 7267.4742 | 7686.2179 | 7513.9895 | [8 empty] | 7343.0866 | 7200 | 7225.8753 | 7267.4742 | 7686.2179 | 7513.9895
500 | 7199 | 7225.6791 | 7267.4705 | 7684.2827 | 7512.984 | [8 empty] | 7343.0268 | 7199 | 7225.6791 | 7267.4705 | 7684.2827 | 7512.984
501 | 7198 | 7225.5656 | 7267.2563 | 7683.4433 | 7512.1634 | [8 empty] | 7341.5666 | 7198 | 7225.5656 | 7267.2563 | 7683.4433 | 7512.1634
502 | 7197 | 7224.8637 | 7267.1235 | 7683.3746 | 7508.3827 | [8 empty] | 7340.7427 | 7197 | 7224.8637 | 7267.1235 | 7683.3746 | 7508.3827
503 | 7197 | 7224.0067 | 7264.9639 | 7679.9781 | 7507.268 | [8 empty] | 7340.5709 | 7197 | 7224.0067 | 7264.9639 | 7679.9781 | 7507.268
504 | 7195 | 7223.4179 | 7264.3121 | 7677.1316 | 7506.3314 | [8 empty] | 7340.5316 | 7195 | 7223.4179 | 7264.3121 | 7677.1316 | 7506.3314
505 | 7195 | 7223.2258 | 7263.6807 | 7676.37 | 7505.2887 | [8 empty] | 7340.4526 | 7195 | 7223.2258 | 7263.6807 | 7676.37 | 7505.2887
506 | 7193 | 7223.0194 | 7263.1277 | 7675.7734 | 7504.9002 | [8 empty] | 7339.5014 | 7193 | 7223.0194 | 7263.1277 | 7675.7734 | 7504.9002
507 | 7193 | 7222.7142 | 7262.6215 | 7674.9186 | 7504.6011 | [8 empty] | 7338.966 | 7193 | 7222.7142 | 7262.6215 | 7674.9186 | 7504.6011
508 | 7192 | 7222.4625 | 7262.0549 | 7674.6135 | 7504.5068 | [8 empty] | 7338.4643 | 7192 | 7222.4625 | 7262.0549 | 7674.6135 | 7504.5068
509 | 7191 | 7221.6945 | 7261.1217 | 7674.2916 | 7504.0285 | [8 empty] | 7338.2984 | 7191 | 7221.6945 | 7261.1217 | 7674.2916 | 7504.0285
510 | 7191 | 7221.2855 | 7260.9275 | 7673.4833 | 7503.937 | [8 empty] | 7337.5556 | 7191 | 7221.2855 | 7260.9275 | 7673.4833 | 7503.937
511 | 7190 | 7220.9032 | 7260.9257 | 7673.2722 | 7502.5886 | [8 empty] | 7337.0658 | 7190 | 7220.9032 | 7260.9257 | 7673.2722 | 7502.5886
512 | 7190 | 7219.8726 | 7259.3609 | 7670.0517 | 7502.0835 | [8 empty] | 7337.0011 | 7190 | 7219.8726 | 7259.3609 | 7670.0517 | 7502.0835
513 | 7189 | 7218.9694 | 7258.2976 | 7668.9834 | 7500.7147 | [8 empty] | 7336.7099 | 7189 | 7218.9694 | 7258.2976 | 7668.9834 | 7500.7147
514 | 7189 | 7218.7342 | 7256.6368 | 7668.7016 | 7499.586 | [8 empty] | 7336.5372 | 7189 | 7218.7342 | 7256.6368 | 7668.7016 | 7499.586
515 | 7189 | 7217.2197 | 7255.6349 | 7668.4754 | 7498.6632 | [8 empty] | 7334.8785 | 7189 | 7217.2197 | 7255.6349 | 7668.4754 | 7498.6632
516 | 7188 | 7216.6605 | 7253.1248 | 7668.3235 | 7498.4996 | [8 empty] | 7334.3192 | 7188 | 7216.6605 | 7253.1248 | 7668.3235 | 7498.4996
517 | 7187 | 7215.9302 | 7252.2646 | 7666.6117 | 7497.2325 | [8 empty] | 7332.7011 | 7187 | 7215.9302 | 7252.2646 | 7666.6117 | 7497.2325
518 | 7186 | 7215.5615 | 7252.1326 | 7666.4198 | 7496.4502 | [8 empty] | 7331.3178 | 7186 | 7215.5615 | 7252.1326 | 7666.4198 | 7496.4502
519 | 7185 | 7214.9366 | 7252.1129 | 7662.0847 | 7495.8582 | [8 empty] | 7330.5741 | 7185 | 7214.9366 | 7252.1129 | 7662.0847 | 7495.8582
520 | 7183 | 7214.8537 | 7251.3777 | 7661.6416 | 7494.3828 | [8 empty] | 7330.5497 | 7183 | 7214.8537 | 7251.3777 | 7661.6416 | 7494.3828
521 | 7182 | 7214.6 | 7250.5061 | 7661.0539 | 7494.1124 | [8 empty] | 7330.5149 | 7182 | 7214.6 | 7250.5061 | 7661.0539 | 7494.1124
522 | 7181 | 7213.0176 | 7247.4807 | 7659.5181 | 7492.5917 | [8 empty] | 7328.604 | 7181 | 7213.0176 | 7247.4807 | 7659.5181 | 7492.5917
523 | 7181 | 7212.4199 | 7247.1906 | 7655.9556 | 7492.0267 | [8 empty] | 7327.2171 | 7181 | 7212.4199 | 7247.1906 | 7655.9556 | 7492.0267
524 | 7180 | 7210.1016 | 7246.0175 | 7655.1685 | 7490.303 | [8 empty] | 7324.1589 | 7180 | 7210.1016 | 7246.0175 | 7655.1685 | 7490.303
525 | 7179 | 7209.8154 | 7245.7107 | 7653.6402 | 7488.4717 | [8 empty] | 7323.8767 | 7179 | 7209.8154 | 7245.7107 | 7653.6402 | 7488.4717
526 | 7179 | 7208.9332 | 7245.6439 | 7652.6595 | 7487.7694 | [8 empty] | 7323.7508 | 7179 | 7208.9332 | 7245.6439 | 7652.6595 | 7487.7694
527 | 7175 | 7208.8814 | 7245.5023 | 7652.63 | 7487.1627 | [8 empty] | 7322.8486 | 7175 | 7208.8814 | 7245.5023 | 7652.63 | 7487.1627
528 | 7175 | 7208.7195 | 7245.294 | 7652.5956 | 7486.8931 | [8 empty] | 7321.5431 | 7175 | 7208.7195 | 7245.294 | 7652.5956 | 7486.8931
529 | 7173 | 7208.6763 | 7244.4734 | 7648.818 | 7486.8362 | [8 empty] | 7321.1923 | 7173 | 7208.6763 | 7244.4734 | 7648.818 | 7486.8362
530 | 7172 | 7207.0878 | 7243.3598 | 7648.6193 | 7485.6323 | [8 empty] | 7321.1465 | 7172 | 7207.0878 | 7243.3598 | 7648.6193 | 7485.6323
531 | 7172 | 7206.0984 | 7241.5983 | 7648.5319 | 7484.7358 | [8 empty] | 7320.7129 | 7172 | 7206.0984 | 7241.5983 | 7648.5319 | 7484.7358
532 | 7172 | 7205.5219 | 7240.6264 | 7648.4824 | 7483.9921 | [8 empty] | 7320.2805 | 7172 | 7205.5219 | 7240.6264 | 7648.4824 | 7483.9921
533 | 7171 | 7205.0521 | 7240.0129 | 7648.4219 | 7482.8909 | [8 empty] | 7319.5095 | 7171 | 7205.0521 | 7240.0129 | 7648.4219 | 7482.8909
534 | 7170 | 7205.0198 | 7235.3582 | 7647.5207 | 7482.1523 | [8 empty] | 7319.1896 | 7170 | 7205.0198 | 7235.3582 | 7647.5207 | 7482.1523
535 | 7169 | 7203.7626 | 7235.0978 | 7646.7061 | 7481.3396 | [8 empty] | 7316.5332 | 7169 | 7203.7626 | 7235.0978 | 7646.7061 | 7481.3396
536 | 7169 | 7203.1782 | 7235.0162 | 7645.7811 | 7481.2976 | [8 empty] | 7315.7609 | 7169 | 7203.1782 | 7235.0162 | 7645.7811 | 7481.2976
537 | 7169 | 7202.5899 | 7234.7162 | 7644.553 | 7481.162 | [8 empty] | 7315.2331 | 7169 | 7202.5899 | 7234.7162 | 7644.553 | 7481.162
538 | 7169 | 7202.1308 | 7234.2809 | 7643.3962 | 7481.055 | [8 empty] | 7311.3979 | 7169 | 7202.1308 | 7234.2809 | 7643.3962 | 7481.055
539 | 7168 | 7201.8089 | 7234.1723 | 7643.0233 | 7481.0294 | [8 empty] | 7310.6278 | 7168 | 7201.8089 | 7234.1723 | 7643.0233 | 7481.0294
540 | 7168 | 7201.7182 | 7233.9379 | 7638.5779 | 7480.9749 | [8 empty] | 7307.7896 | 7168 | 7201.7182 | 7233.9379 | 7638.5779 | 7480.9749
541 | 7167 | 7201.7084 | 7233.2898 | 7636.7815 | 7480.8967 | [8 empty] | 7306.5838 | 7167 | 7201.7084 | 7233.2898 | 7636.7815 | 7480.8967
542 | 7166 | 7200.9524 | 7232.7159 | 7635.1075 | 7478.1488 | [8 empty] | 7306.0019 | 7166 | 7200.9524 | 7232.7159 | 7635.1075 | 7478.1488
543 | 7166 | 7199.3845 | 7232.5444 | 7633.3895 | 7477.8819 | [8 empty] | 7305.6931 | 7166 | 7199.3845 | 7232.5444 | 7633.3895 | 7477.8819
544 | 7165 | 7198.85 | 7232.4708 | 7632.0491 | 7477.5394 | [8 empty] | 7305.1019 | 7165 | 7198.85 | 7232.4708 | 7632.0491 | 7477.5394
545 | 7165 | 7198.4043 | 7230.7824 | 7631.9192 | 7476.1063 | [8 empty] | 7304.7929 | 7165 | 7198.4043 | 7230.7824 | 7631.9192 | 7476.1063
546 | 7165 | 7198.2528 | 7230.2152 | 7630.2167 | 7475.3961 | [8 empty] | 7304.6292 | 7165 | 7198.2528 | 7230.2152 | 7630.2167 | 7475.3961
547 | 7165 | 7198.0679 | 7226.9377 | 7629.8662 | 7474.9379 | [8 empty] | 7303.7336 | 7165 | 7198.0679 | 7226.9377 | 7629.8662 | 7474.9379
548 | 7164 | 7197.7998 | 7226.9304 | 7629.0618 | 7474.7634 | [8 empty] | 7301.6794 | 7164 | 7197.7998 | 7226.9304 | 7629.0618 | 7474.7634
549 | 7164 | 7197.6919 | 7224.6174 | 7628.9979 | 7473.9589 | [8 empty] | 7299.1876 | 7164 | 7197.6919 | 7224.6174 | 7628.9979 | 7473.9589
550 | 7162 | 7196.7938 | 7224.5538 | 7628.347 | 7473.0517 | [8 empty] | 7299.1208 | 7162 | 7196.7938 | 7224.5538 | 7628.347 | 7473.0517
551 | 7160 | 7196.6462 | 7224.0528 | 7627.4031 | 7472.8804 | [8 empty] | 7299.0992 | 7160 | 7196.6462 | 7224.0528 | 7627.4031 | 7472.8804
552 | 7160 | 7196.3534 | 7218.5695 | 7626.181 | 7472.7617 | [8 empty] | 7297.7807 | 7160 | 7196.3534 | 7218.5695 | 7626.181 | 7472.7617
553 | 7159 | 7193.7862 | 7217.8054 | 7626.1119 | 7470.1753 | [8 empty] | 7296.3485 | 7159 | 7193.7862 | 7217.8054 | 7626.1119 | 7470.1753
554 | 7158 | 7192.0522 | 7217.4659 | 7625.8884 | 7469.9677 | [8 empty] | 7295.5557 | 7158 | 7192.0522 | 7217.4659 | 7625.8884 | 7469.9677
555 | 7158 | 7191.6325 | 7216.7235 | 7625.3857 | 7469.7871 | [8 empty] | 7295.0516 | 7158 | 7191.6325 | 7216.7235 | 7625.3857 | 7469.7871
556 | 7157 | 7190.6469 | 7213.85 | 7623.6055 | 7469.2751 | [8 empty] | 7293.7252 | 7157 | 7190.6469 | 7213.85 | 7623.6055 | 7469.2751
557 | 7157 | 7189.7883 | 7213.7048 | 7623.1627 | 7468.8386 | [8 empty] | 7293.6935 | 7157 | 7189.7883 | 7213.7048 | 7623.1627 | 7468.8386
558 | 7157 | 7189.6571 | 7212.9335 | 7623.1374 | 7468.4648 | [8 empty] | 7293.186 | 7157 | 7189.6571 | 7212.9335 | 7623.1374 | 7468.4648
559 | 7155 | 7188.9267 | 7211.6492 | 7622.2131 | 7466.8818 | [8 empty] | 7292.5699 | 7155 | 7188.9267 | 7211.6492 | 7622.2131 | 7466.8818
560 | 7155 | 7188.8053 | 7211.2804 | 7621.4719 | 7465.6665 | [8 empty] | 7289.4005 | 7155 | 7188.8053 | 7211.2804 | 7621.4719 | 7465.6665
561 | 7153 | 7188.324 | 7211.2472 | 7618.2195 | 7465.1183 | [8 empty] | 7289.3947 | 7153 | 7188.324 | 7211.2472 | 7618.2195 | 7465.1183
562 | 7153 | 7186.3552 | 7210.0029 | 7618.2106 | 7464.6945 | [8 empty] | 7289.0404 | 7153 | 7186.3552 | 7210.0029 | 7618.2106 | 7464.6945
563 | 7151 | 7186.1814 | 7209.4188 | 7617.9546 | 7463.3264 | [8 empty] | 7288.7567 | 7151 | 7186.1814 | 7209.4188 | 7617.9546 | 7463.3264
564 | 7150 | 7185.7395 | 7209.1335 | 7617.875 | 7462.7004 | [8 empty] | 7288.5934 | 7150 | 7185.7395 | 7209.1335 | 7617.875 | 7462.7004
565 | 7147 | 7185.6435 | 7208.9247 | 7616.2285 | 7461.653 | [8 empty] | 7288.4734 | 7147 | 7185.6435 | 7208.9247 | 7616.2285 | 7461.653
566 | 7147 | 7185.4689 | 7208.786 | 7614.0449 | 7460.8989 | [8 empty] | 7287.513 | 7147 | 7185.4689 | 7208.786 | 7614.0449 | 7460.8989
567 | 7146 | 7184.3762 | 7207.845 | 7611.091 | 7460.4592 | [8 empty] | 7286.7963 | 7146 | 7184.3762 | 7207.845 | 7611.091 | 7460.4592
568 | 7145 | 7183.3208 | 7206.7513 | 7609.3224 | 7460.3085 | [8 empty] | 7285.2678 | 7145 | 7183.3208 | 7206.7513 | 7609.3224 | 7460.3085
569 | 7144 | 7182.2961 | 7206.588 | 7609.3101 | 7460.1127 | [8 empty] | 7283.8447 | 7144 | 7182.2961 | 7206.588 | 7609.3101 | 7460.1127
570 | 7143 | 7180.0309 | 7205.3087 | 7608.3361 | 7456.813 | [8 empty] | 7282.9143 | 7143 | 7180.0309 | 7205.3087 | 7608.3361 | 7456.813
571 | 7143 | 7179.5815 | 7202.2622 | 7608.2235 | 7456.3188 | [8 empty] | 7282.553 | 7143 | 7179.5815 | 7202.2622 | 7608.2235 | 7456.3188
572 | 7142 | 7179.3384 | 7199.7105 | 7607.9904 | 7455.9592 | [8 empty] | 7280.9169 | 7142 | 7179.3384 | 7199.7105 | 7607.9904 | 7455.9592
573 | 7142 | 7178.1667 | 7198.309 | 7607.7866 | 7455.0536 | [8 empty] | 7280.7407 | 7142 | 7178.1667 | 7198.309 | 7607.7866 | 7455.0536
574 | 7141 | 7177.7774 | 7198.2418 | 7604.6632 | 7454.7357 | [8 empty] | 7277.9551 | 7141 | 7177.7774 | 7198.2418 | 7604.6632 | 7454.7357
575 | 7141 | 7174.1898 | 7197.358 | 7603.9995 | 7454.2342 | [8 empty] | 7276.2941 | 7141 | 7174.1898 | 7197.358 | 7603.9995 | 7454.2342
576 | 7140 | 7173.9164 | 7196.7164 | 7602.9188 | 7453.7374 | [8 empty] | 7275.623 | 7140 | 7173.9164 | 7196.7164 | 7602.9188 | 7453.7374
577 | 7140 | 7173.2834 | 7194.7483 | 7601.9029 | 7453.2672 | [8 empty] | 7274.6654 | 7140 | 7173.2834 | 7194.7483 | 7601.9029 | 7453.2672
578 | 7139 | 7173.1619 | 7194.3494 | 7599.8277 | 7452.6643 | [8 empty] | 7274.3972 | 7139 | 7173.1619 | 7194.3494 | 7599.8277 | 7452.6643
579 | 7136 | 7172.9914 | 7194.1716 | 7599.1759 | 7451.9068 | [8 empty] | 7273.0811 | 7136 | 7172.9914 | 7194.1716 | 7599.1759 | 7451.9068
580 | 7136 | 7171.3633 | 7193.4567 | 7599.1407 | 7448.0395 | [8 empty] | 7273.0376 | 7136 | 7171.3633 | 7193.4567 | 7599.1407 | 7448.0395
581 | 7136 | 7170.285 | 7192.1495 | 7598.3428 | 7447.65 | [8 empty] | 7270.9085 | 7136 | 7170.285 | 7192.1495 | 7598.3428 | 7447.65
582 | 7135 | 7170.0139 | 7191.6587 | 7598.2049 | 7447.2026 | [8 empty] | 7269.2541 | 7135 | 7170.0139 | 7191.6587 | 7598.2049 | 7447.2026
583 | 7134 | 7169.3016 | 7191.5646 | 7597.6351 | 7445.4097 | [8 empty] | 7268.6341 | 7134 | 7169.3016 | 7191.5646 | 7597.6351 | 7445.4097
584 | 7134 | 7167.8719 | 7191.3307 | 7597.282 | 7444.2255 | [8 empty] | 7268.1742 | 7134 | 7167.8719 | 7191.3307 | 7597.282 | 7444.2255
585 | 7134 | 7167.6262 | 7191.1152 | 7595.5112 | 7444.1796 | [8 empty] | 7264.0128 | 7134 | 7167.6262 | 7191.1152 | 7595.5112 | 7444.1796
586 | 7132 | 7167.2652 | 7188.3282 | 7593.5113 | 7443.8769 | [8 empty] | 7263.0309 | 7132 | 7167.2652 | 7188.3282 | 7593.5113 | 7443.8769
587 | 7132 | 7167.2019 | 7187.1173 | 7592.2382 | 7443.4126 | [8 empty] | 7260.6214 | 7132 | 7167.2019 | 7187.1173 | 7592.2382 | 7443.4126
588 | 7130 | 7166.5356 | 7186.3761 | 7592.2151 | 7443.2422 | [8 empty] | 7253.4962 | 7130 | 7166.5356 | 7186.3761 | 7592.2151 | 7443.2422
589 | 7129 | 7165.7851 | 7186.0091 | 7591.9548 | 7442.9619 | [8 empty] | 7250.2891 | 7129 | 7165.7851 | 7186.0091 | 7591.9548 | 7442.9619
590 | 7128 | 7164.714 | 7185.1474 | 7590.9977 | 7442.6743 | [8 empty] | 7249.7809 | 7128 | 7164.714 | 7185.1474 | 7590.9977 | 7442.6743
591 | 7126 | 7164.3657 | 7185.006 | 7590.2138 | 7442.5819 | [8 empty] | 7249.4981 | 7126 | 7164.3657 | 7185.006 | 7590.2138 | 7442.5819
592 | 7125 | 7163.6441 | 7182.4581 | 7587.2465 | 7440.355 | [8 empty] | 7248.378 | 7125 | 7163.6441 | 7182.4581 | 7587.2465 | 7440.355
593 | 7122 | 7161.916 | 7182.1279 | 7586.641 | 7439.257 | [8 empty] | 7248.136 | 7122 | 7161.916 | 7182.1279 | 7586.641 | 7439.257
594 | 7120 | 7159.2596 | 7181.0553 | 7586.4672 | 7438.7486 | [8 empty] | 7245.9498 | 7120 | 7159.2596 | 7181.0553 | 7586.4672 | 7438.7486
595 | 7119 | 7158.3885 | 7180.019 | 7586.1182 | 7437.991 | [8 empty] | 7244.445 | 7119 | 7158.3885 | 7180.019 | 7586.1182 | 7437.991
596 | 7118 | 7158.1966 | 7177.9364 | 7585.8869 | 7437.1757 | [8 empty] | 7242.2377 | 7118 | 7158.1966 | 7177.9364 | 7585.8869 | 7437.1757
597 | 7115 | 7157.8721 | 7177.83 | 7579.5376 | 7436.9734 | [8 empty] | 7241.5061 | 7115 | 7157.8721 | 7177.83 | 7579.5376 | 7436.9734
598 | 7115 | 7156.7013 | 7176.3929 | 7577.0068 | 7436.3877 | [8 empty] | 7241.0394 | 7115 | 7156.7013 | 7176.3929 | 7577.0068 | 7436.3877
599 | 7115 | 7156.3329 | 7176.264 | 7576.9087 | 7436.2242 | [8 empty] | 7240.1173 | 7115 | 7156.3329 | 7176.264 | 7576.9087 | 7436.2242
600 | 7115 | 7156.1495 | 7175.2002 | 7576.4534 | 7434.5416 | [8 empty] | 7240.0934 | 7115 | 7156.1495 | 7175.2002 | 7576.4534 | 7434.5416
601 | 7114 | 7154.6985 | 7174.743 | 7576.0829 | 7434.2933 | [8 empty] | 7239.6611 | 7114 | 7154.6985 | 7174.743 | 7576.0829 | 7434.2933
602 | 7114 | 7154.575 | 7174.001 | 7574.0685 | 7433.6757 | [8 empty] | 7236.8979 | 7114 | 7154.575 | 7174.001 | 7574.0685 | 7433.6757
603 | 7114 | 7153.6029 | 7172.8375 | 7573.8805 | 7433.3444 | [8 empty] | 7233.8546 | 7114 | 7153.6029 | 7172.8375 | 7573.8805 | 7433.3444
604 | 7113 | 7153.5825 | 7169.3988 | 7570.3426 | 7427.3844 | [8 empty] | 7233.448 | 7113 | 7153.5825 | 7169.3988 | 7570.3426 | 7427.3844
605 | 7113 | 7153.3335 | 7169.1381 | 7569.227 | 7425.6119 | [8 empty] | 7233.0926 | 7113 | 7153.3335 | 7169.1381 | 7569.227 | 7425.6119
606 | 7113 | 7153.3014 | 7168.111 | 7567.2464 | 7425.3328 | [8 empty] | 7232.9006 | 7113 | 7153.3014 | 7168.111 | 7567.2464 | 7425.3328
607 | 7112 | 7152.6971 | 7166.8472 | 7564.2996 | 7425.1377 | [8 empty] | 7232.0536 | 7112 | 7152.6971 | 7166.8472 | 7564.2996 | 7425.1377
608 | 7112 | 7151.2468 | 7166.6427 | 7563.1187 | 7425.0941 | [8 empty] | 7231.0861 | 7112 | 7151.2468 | 7166.6427 | 7563.1187 | 7425.0941
609 | 7110 | 7150.0424 | 7166.3951 | 7559.8492 | 7423.7579 | [8 empty] | 7230.2699 | 7110 | 7150.0424 | 7166.3951 | 7559.8492 | 7423.7579
610 | 7110 | 7149.8852 | 7165.1202 | 7559.7523 | 7423.2227 | [8 empty] | 7229.7171 | 7110 | 7149.8852 | 7165.1202 | 7559.7523 | 7423.2227
611 | 7109 | 7149.6015 | 7163.4042 | 7559.4421 | 7422.8514 | [8 empty] | 7228.6939 | 7109 | 7149.6015 | 7163.4042 | 7559.4421 | 7422.8514
612 | 7109 | 7149.5647 | 7162.8468 | 7558.9051 | 7422.553 | [8 empty] | 7228.6378 | 7109 | 7149.5647 | 7162.8468 | 7558.9051 | 7422.553
613 | 7109 | 7148.3594 | 7162.6724 | 7557.7936 | 7422.2178 | [8 empty] | 7228.4203 | 7109 | 7148.3594 | 7162.6724 | 7557.7936 | 7422.2178
614 | 7109 | 7148.1131 | 7162.4948 | 7557.2703 | 7421.8049 | [8 empty] | 7227.0043 | 7109 | 7148.1131 | 7162.4948 | 7557.2703 | 7421.8049
615 | 7107 | 7147.6366 | 7162.474 | 7557.1455 | 7421.0099 | [8 empty] | 7226.9049 | 7107 | 7147.6366 | 7162.474 | 7557.1455 | 7421.0099
616 | 7106 | 7146.772 | 7161.614 | 7555.661 | 7418.9426 | [8 empty] | 7226.7137 | 7106 | 7146.772 | 7161.614 | 7555.661 | 7418.9426
617 | 7105 | 7145.3677 | 7160.209 | 7554.8131 | 7418.6342 | [8 empty] | 7226.2064 | 7105 | 7145.3677 | 7160.209 | 7554.8131 | 7418.6342
618 | 7105 | 7145.0287 | 7160.008 | 7553.4213 | 7417.6703 | [8 empty] | 7225.7428 | 7105 | 7145.0287 | 7160.008 | 7553.4213 | 7417.6703
619 | 7105 | 7144.4547 | 7159.2699 | 7551.1527 | 7417.6095 | [8 empty] | 7224.878 | 7105 | 7144.4547 | 7159.2699 | 7551.1527 | 7417.6095
620 | 7104 | 7144.3989 | 7158.6711 | 7550.4048 | 7417.0094 | [8 empty] | 7219.0279 | 7104 | 7144.3989 | 7158.6711 | 7550.4048 | 7417.0094
621 | 7103 | 7144.0061 | 7158.1696 | 7549.8081 | 7416.8493 | [8 empty] | 7218.8072 | 7103 | 7144.0061 | 7158.1696 | 7549.8081 | 7416.8493
622 | 7101 | 7143.2136 | 7156.7107 | 7547.1484 | 7416.5147 | [8 empty] | 7217.9867 | 7101 | 7143.2136 | 7156.7107 | 7547.1484 | 7416.5147
623 | 7101 | 7143.0383 | 7155.651 | 7545.6297 | 7416.2661 | [8 empty] | 7216.4726 | 7101 | 7143.0383 | 7155.651 | 7545.6297 | 7416.2661
624 | 7099 | 7142.7767 | 7155.4333 | 7544.9877 | 7415.561 | [8 empty] | 7215.7411 | 7099 | 7142.7767 | 7155.4333 | 7544.9877 | 7415.561
625 | 7098 | 7142.5706 | 7155.1304 | 7544.7669 | 7415.2972 | [8 empty] | 7215.4892 | 7098 | 7142.5706 | 7155.1304 | 7544.7669 | 7415.2972
626 | 7098 | 7142.2605 | 7154.6865 | 7544.4634 | 7413.7046 | [8 empty] | 7214.7109 | 7098 | 7142.2605 | 7154.6865 | 7544.4634 | 7413.7046
627 | 7098 | 7141.378 | 7153.8255 | 7543.9547 | 7411.5477 | [8 empty] | 7214.2362 | 7098 | 7141.378 | 7153.8255 | 7543.9547 | 7411.5477
628 | 7097 | 7140.2538 | 7153.6387 | 7543.0339 | 7409.7706 | [8 empty] | 7213.8557 | 7097 | 7140.2538 | 7153.6387 | 7543.0339 | 7409.7706
629 | 7096 | 7139.9814 | 7153.2796 | 7540.6693 | 7409.6007 | [8 empty] | 7213.3629 | 7096 | 7139.9814 | 7153.2796 | 7540.6693 | 7409.6007
630 | 7096 | 7139.2408 | 7152.3246 | 7538.4647 | 7409.4562 | [8 empty] | 7212.5943 | 7096 | 7139.2408 | 7152.3246 | 7538.4647 | 7409.4562
631 | 7096 | 7139.1717 | 7152.2893 | 7538.444 | 7409.3999 | [8 empty] | 7210.8754 | 7096 | 7139.1717 | 7152.2893 | 7538.444 | 7409.3999
632 | 7094 | 7138.6168 | 7151.8302 | 7536.655 | 7408.9377 | [8 empty] | 7209.7336 | 7094 | 7138.6168 | 7151.8302 | 7536.655 | 7408.9377
633 | 7093 | 7138.4864 | 7150.5864 | 7536.1804 | 7407.7515 | [8 empty] | 7209.5195 | 7093 | 7138.4864 | 7150.5864 | 7536.1804 | 7407.7515
634 | 7092 | 7138.3466 | 7149.8132 | 7535.8681 | 7406.5786 | [8 empty] | 7209.4078 | 7092 | 7138.3466 | 7149.8132 | 7535.8681 | 7406.5786
635 | 7092 | 7138.1162 | 7149.0469 | 7533.6628 | 7405.6576 | [8 empty] | 7208.899 | 7092 | 7138.1162 | 7149.0469 | 7533.6628 | 7405.6576
636 | 7092 | 7137.9776 | 7148.9576 | 7533.5941 | 7405.3856 | [8 empty] | 7208.8048 | 7092 | 7137.9776 | 7148.9576 | 7533.5941 | 7405.3856
637 | 7091 | 7137.8005 | 7148.1743 | 7532.7092 | 7405.1686 | [8 empty] | 7208.0999 | 7091 | 7137.8005 | 7148.1743 | 7532.7092 | 7405.1686
638 | 7091 | 7137.3396 | 7147.8902 | 7532.6427 | 7404.9463 | [8 empty] | 7207.5627 | 7091 | 7137.3396 | 7147.8902 | 7532.6427 | 7404.9463
639 | 7090 | 7137.1635 | 7147.6168 | 7532.3926 | 7403.3121 | [8 empty] | 7206.0115 | 7090 | 7137.1635 | 7147.6168 | 7532.3926 | 7403.3121
640 | 7089 | 7136.7307 | 7147.0065 | 7531.4261 | 7403.3037 | [8 empty] | 7199.5892 | 7089 | 7136.7307 | 7147.0065 | 7531.4261 | 7403.3037
641 | 7088 | 7133.8378 | 7146.6938 | 7531.2511 | 7403.0647 | [8 empty] | 7199.0429 | 7088 | 7133.8378 | 7146.6938 | 7531.2511 | 7403.0647
642 | 7088 | 7133.3021 | 7144.7691 | 7531.1694 | 7402.7891 | [8 empty] | 7197.4342 | 7088 | 7133.3021 | 7144.7691 | 7531.1694 | 7402.7891
643 | 7088 | 7132.9462 | 7144.7292 | 7530.2793 | 7402.5924 | [8 empty] | 7196.902 | 7088 | 7132.9462 | 7144.7292 | 7530.2793 | 7402.5924
644 | 7087 | 7131.1144 | 7144.368 | 7528.1487 | 7402.1111 | [8 empty] | 7195.0919 | 7087 | 7131.1144 | 7144.368 | 7528.1487 | 7402.1111
645 | 7087 | 7129.1326 | 7142.0397 | 7527.4273 | 7402.0573 | [8 empty] | 7192.3963 | 7087 | 7129.1326 | 7142.0397 | 7527.4273 | 7402.0573
646 | 7086 | 7128.26 | 7141.055 | 7526.8282 | 7401.0538 | [8 empty] | 7191.8786 | 7086 | 7128.26 | 7141.055 | 7526.8282 | 7401.0538
647 | 7086 | 7127.1395 | 7140.7514 | 7526.6776 | 7401.0536 | [8 empty] | 7191.4823 | 7086 | 7127.1395 | 7140.7514 | 7526.6776 | 7401.0536
648 | 7086 | 7126.4517 | 7139.9811 | 7524.5239 | 7400.796 | [8 empty] | 7190.0633 | 7086 | 7126.4517 | 7139.9811 | 7524.5239 | 7400.796
649 | 7085 | 7125.7106 | 7139.016 | 7522.9589 | 7399.2116 | [8 empty] | 7189.8334 | 7085 | 7125.7106 | 7139.016 | 7522.9589 | 7399.2116
650 | 7085 | 7125.6749 | 7138.0975 | 7522.0707 | 7397.9425 | [8 empty] | 7189.2291 | 7085 | 7125.6749 | 7138.0975 | 7522.0707 | 7397.9425
651 | 7085 | 7124.6163 | 7137.702 | 7521.8569 | 7397.8823 | [8 empty] | 7189.0069 | 7085 | 7124.6163 | 7137.702 | 7521.8569 | 7397.8823
652 | 7083 | 7124.3843 | 7137.2601 | 7521.411 | 7397.834 | [8 empty] | 7188.9394 | 7083 | 7124.3843 | 7137.2601 | 7521.411 | 7397.834
653 | 7082 | 7124.3526 | 7137.1062 | 7519.9035 | 7397.1205 | [8 empty] | 7188.4882 | 7082 | 7124.3526 | 7137.1062 | 7519.9035 | 7397.1205
654 | 7081 | 7123.7361 | 7137.0676 | 7519.3707 | 7396.6811 | [8 empty] | 7186.5435 | 7081 | 7123.7361 | 7137.0676 | 7519.3707 | 7396.6811
655 | 7081 | 7123.467 | 7135.5789 | 7518.4423 | 7396.4661 | [8 empty] | 7186.2356 | 7081 | 7123.467 | 7135.5789 | 7518.4423 | 7396.4661
656 | 7080 | 7121.8077 | 7135.5551 | 7516.8195 | 7395.2622 | [8 empty] | 7185.2889 | 7080 | 7121.8077 | 7135.5551 | 7516.8195 | 7395.2622
657 | 7079 | 7121.5317 | 7135.0899 | 7513.7599 | 7393.8609 | [8 empty] | 7183.7726 | 7079 | 7121.5317 | 7135.0899 | 7513.7599 | 7393.8609
658 | 7079 | 7121.0371 | 7134.5829 | 7513.0584 | 7391.3637 | [8 empty] | 7183.3254 | 7079 | 7121.0371 | 7134.5829 | 7513.0584 | 7391.3637
659 | 7079 | 7118.9026 | 7133.9161 | 7511.7038 | 7391.3147 | [8 empty] | 7182.3788 | 7079 | 7118.9026 | 7133.9161 | 7511.7038 | 7391.3147
660 | 7079 | 7118.1048 | 7133.6478 | 7511.3197 | 7390.347 | [8 empty] | 7182.1316 | 7079 | 7118.1048 | 7133.6478 | 7511.3197 | 7390.347
661 | 7079 | 7117.6573 | 7133.5404 | 7510.8525 | 7389.6943 | [8 empty] | 7181.9806 | 7079 | 7117.6573 | 7133.5404 | 7510.8525 | 7389.6943
662 | 7078 | 7117.5817 | 7133.3139 | 7510.4009 | 7388.3517 | [8 empty] | 7181.723 | 7078 | 7117.5817 | 7133.3139 | 7510.4009 | 7388.3517
663 | 7078 | 7117.4076 | 7133.2814 | 7510.3623 | 7387.8724 | [8 empty] | 7180.5699 | 7078 | 7117.4076 | 7133.2814 | 7510.3623 | 7387.8724
664 | 7078 | 7117.1636 | 7130.8622 | 7509.083 | 7387.6903 | [8 empty] | 7180.2497 | 7078 | 7117.1636 | 7130.8622 | 7509.083 | 7387.6903
665 | 7077 | 7116.9096 | 7129.9747 | 7508.8633 | 7387.4353 | [8 empty] | 7179.7957 | 7077 | 7116.9096 | 7129.9747 | 7508.8633 | 7387.4353
666 | 7076 | 7116.8003 | 7129.4883 | 7506.5158 | 7387.0521 | [8 empty] | 7179.1227 | 7076 | 7116.8003 | 7129.4883 | 7506.5158 | 7387.0521
667 | 7076 | 7116.6427 | 7127.1275 | 7504.8881 | 7386.5398 | [8 empty] | 7178.5698 | 7076 | 7116.6427 | 7127.1275 | 7504.8881 | 7386.5398
668 | 7076 | 7116.1574 | 7126.9485 | 7503.1675 | 7385.8881 | [8 empty] | 7178.4022 | 7076 | 7116.1574 | 7126.9485 | 7503.1675 | 7385.8881
669 | 7076 | 7115.4653 | 7126.6919 | 7502.9649 | 7384.0391 | [8 empty] | 7176.3229 | 7076 | 7115.4653 | 7126.6919 | 7502.9649 | 7384.0391
670 | 7075 | 7114.9563 | 7125.7309 | 7501.7591 | 7383.5264 | [8 empty] | 7175.7882 | 7075 | 7114.9563 | 7125.7309 | 7501.7591 | 7383.5264
671 | 7074 | 7114.5865 | 7125.4293 | 7500.4772 | 7381.9177 | [8 empty] | 7174.8892 | 7074 | 7114.5865 | 7125.4293 | 7500.4772 | 7381.9177
672 | 7073 | 7113.9616 | 7124.9324 | 7500.2081 | 7381.1692 | [8 empty] | 7174.2036 | 7073 | 7113.9616 | 7124.9324 | 7500.2081 | 7381.1692
673 | 7073 | 7113.7628 | 7124.8143 | 7499.897 | 7379.5784 | [8 empty] | 7174.0016 | 7073 | 7113.7628 | 7124.8143 | 7499.897 | 7379.5784
674 | 7073 | 7113.572 | 7124.7532 | 7499.3221 | 7379.2832 | [8 empty] | 7171.5881 | 7073 | 7113.572 | 7124.7532 | 7499.3221 | 7379.2832
675 | 7072 | 7112.8551 | 7124.2414 | 7499.1206 | 7377.3183 | [8 empty] | 7171.4263 | 7072 | 7112.8551 | 7124.2414 | 7499.1206 | 7377.3183
676 | 7070 | 7112.6609 | 7123.5075 | 7498.5995 | 7376.7463 | [8 empty] | 7171.0002 | 7070 | 7112.6609 | 7123.5075 | 7498.5995 | 7376.7463
677 | 7069 | 7112.3603 | 7123.3954 | 7497.9286 | 7376.0969 | [8 empty] | 7170.9116 | 7069 | 7112.3603 | 7123.3954 | 7497.9286 | 7376.0969
678 | 7069 | 7112.0705 | 7122.6322 | 7496.744 | 7376.0912 | [8 empty] | 7169.9921 | 7069 | 7112.0705 | 7122.6322 | 7496.744 | 7376.0912
679 | 7068 | 7111.99 | 7122.4673 | 7496.4041 | 7375.5487 | [8 empty] | 7169.966 | 7068 | 7111.99 | 7122.4673 | 7496.4041 | 7375.5487
680 | 7067 | 7111.4901 | 7122.251 | 7495.1044 | 7375.0868 | [8 empty] | 7168.4552 | 7067 | 7111.4901 | 7122.251 | 7495.1044 | 7375.0868
681 | 7067 | 7111.1267 | 7121.4974 | 7494.7998 | 7375.05 | [8 empty] | 7168.4485 | 7067 | 7111.1267 | 7121.4974 | 7494.7998 | 7375.05
682 | 7065 | 7110.2473 | 7121.2741 | 7493.9254 | 7374.5409 | [8 empty] | 7167.8309 | 7065 | 7110.2473 | 7121.2741 | 7493.9254 | 7374.5409
683 | 7065 | 7108.8939 | 7120.2509 | 7491.7989 | 7373.6251 | [8 empty] | 7167.5039 | 7065 | 7108.8939 | 7120.2509 | 7491.7989 | 7373.6251
684 | 7065 | 7108.0468 | 7119.8286 | 7489.3329 | 7372.9183 | [8 empty] | 7166.9843 | 7065 | 7108.0468 | 7119.8286 | 7489.3329 | 7372.9183
685 | 7064 | 7106.825 | 7119.0236 | 7486.9232 | 7372.4204 | [8 empty] | 7166.524 | 7064 | 7106.825 | 7119.0236 | 7486.9232 | 7372.4204
686 | 7063 | 7106.0106 | 7117.9825 | 7484.756 | 7371.4944 | [8 empty] | 7166.1265 | 7063 | 7106.0106 | 7117.9825 | 7484.756 | 7371.4944
687 | 7062 | 7105.3253 | 7117.9137 | 7484.578 | 7370.2081 | [8 empty] | 7165.8771 | 7062 | 7105.3253 | 7117.9137 | 7484.578 | 7370.2081
688 | 7061 | 7104.9385 | 7117.7879 | 7484.133 | 7370.1745 | [8 empty] | 7164.5595 | 7061 | 7104.9385 | 7117.7879 | 7484.133 | 7370.1745
689 | 7061 | 7104.7953 | 7116.1367 | 7484.0959 | 7369.6429 | [8 empty] | 7164.347 | 7061 | 7104.7953 | 7116.1367 | 7484.0959 | 7369.6429
690 | 7061 | 7104.5942 | 7115.753 | 7483.6532 | 7368.8427 | [8 empty] | 7163.5989 | 7061 | 7104.5942 | 7115.753 | 7483.6532 | 7368.8427
691 | 7060 | 7103.4662 | 7114.3317 | 7483.1133 | 7367.4836 | [8 empty] | 7162.8318 | 7060 | 7103.4662 | 7114.3317 | 7483.1133 | 7367.4836
692 | 7058 | 7102.7957 | 7111.4559 | 7482.7252 | 7366.2286 | [8 empty] | 7162.7619 | 7058 | 7102.7957 | 7111.4559 | 7482.7252 | 7366.2286
693 | 7057 | 7102.5405 | 7110.8217 | 7482.4143 | 7365.6329 | [8 empty] | 7162.4958 | 7057 | 7102.5405 | 7110.8217 | 7482.4143 | 7365.6329
694 | 7056 | 7101.8292 | 7109.9987 | 7482.4022 | 7363.9219 | [8 empty] | 7157.0313 | 7056 | 7101.8292 | 7109.9987 | 7482.4022 | 7363.9219
695 | 7055 | 7101.3357 | 7109.21 | 7482.3975 | 7363.9179 | [8 empty] | 7155.7049 | 7055 | 7101.3357 | 7109.21 | 7482.3975 | 7363.9179
696 | 7054 | 7101.1967 | 7108.8502 | 7479.2353 | 7362.6261 | [8 empty] | 7154.9356 | 7054 | 7101.1967 | 7108.8502 | 7479.2353 | 7362.6261
697 | 7053 | 7101.1014 | 7108.5825 | 7477.9663 | 7361.5566 | [8 empty] | 7154.5073 | 7053 | 7101.1014 | 7108.5825 | 7477.9663 | 7361.5566
698 | 7053 | 7100.8306 | 7108.4572 | 7477.7302 | 7360.3952 | [8 empty] | 7153.7895 | 7053 | 7100.8306 | 7108.4572 | 7477.7302 | 7360.3952
699 | 7052 | 7099.6928 | 7108.4256 | 7477.3997 | 7360.256 | [8 empty] | 7153.3593 | 7052 | 7099.6928 | 7108.4256 | 7477.3997 | 7360.256
700 | 7052 | 7099.5702 | 7107.46 | 7475.5528 | 7359.3855 | [8 empty] | 7153.0761 | 7052 | 7099.5702 | 7107.46 | 7475.5528 | 7359.3855
701 | 7051 | 7097.873 | 7106.7281 | 7475.4704 | 7358.516 | [8 empty] | 7152.7816 | 7051 | 7097.873 | 7106.7281 | 7475.4704 | 7358.516
702 | 7051 | 7097.5474 | 7105.6033 | 7475.0801 | 7358.0539 | [8 empty] | 7149.976 | 7051 | 7097.5474 | 7105.6033 | 7475.0801 | 7358.0539
703 | 7051 | 7097.1063 | 7105.3537 | 7474.8584 | 7356.8277 | [8 empty] | 7148.7351 | 7051 | 7097.1063 | 7105.3537 | 7474.8584 | 7356.8277
704 | 7050 | 7096.8891 | 7105.2537 | 7474.592 | 7356.3158 | [8 empty] | 7148.6892 | 7050 | 7096.8891 | 7105.2537 | 7474.592 | 7356.3158
705 | 7049 | 7096.8647 | 7105.0461 | 7474.3009 | 7353.24 | [8 empty] | 7148.1572 | 7049 | 7096.8647 | 7105.0461 | 7474.3009 | 7353.24
706 | 7049 | 7096.0934 | 7104.7567 | 7473.4572 | 7348.8573 | [8 empty] | 7147.575 | 7049 | 7096.0934 | 7104.7567 | 7473.4572 | 7348.8573
707 | 7047 | 7095.4929 | 7103.6056 | 7472.9488 | 7347.706 | [8 empty] | 7147.4326 | 7047 | 7095.4929 | 7103.6056 | 7472.9488 | 7347.706
708 | 7044 | 7095.4343 | 7102.9403 | 7471.3761 | 7347.6702 | [8 empty] | 7147.2096 | 7044 | 7095.4343 | 7102.9403 | 7471.3761 | 7347.6702
709 | 7043 | 7094.8979 | 7102.3621 | 7471.3505 | 7347.3959 | [8 empty] | 7145.4803 | 7043 | 7094.8979 | 7102.3621 | 7471.3505 | 7347.3959
710 | 7043 | 7094.5104 | 7102.1274 | 7470.878 | 7346.7658 | [8 empty] | 7145.361 | 7043 | 7094.5104 | 7102.1274 | 7470.878 | 7346.7658
711 | 7043 | 7094.3996 | 7101.8539 | 7469.8492 | 7346.5862 | [8 empty] | 7145.17 | 7043 | 7094.3996 | 7101.8539 | 7469.8492 | 7346.5862
712 | 7042 | 7093.7421 | 7101.2972 | 7469.4756 | 7345.6225 | [8 empty] | 7143.7762 | 7042 | 7093.7421 | 7101.2972 | 7469.4756 | 7345.6225
713 | 7041 | 7093.0918 | 7100.4351 | 7468.1659 | 7343.9269 | [8 empty] | 7143.2374 | 7041 | 7093.0918 | 7100.4351 | 7468.1659 | 7343.9269
714 | 7040 | 7093.0732 | 7099.325 | 7468.0614 | 7343.6174 | [8 empty] | 7141.734 | 7040 | 7093.0732 | 7099.325 | 7468.0614 | 7343.6174
715 | 7040 | 7092.6442 | 7098.1213 | 7467.0637 | 7343.2715 | [8 empty] | 7141.0558 | 7040 | 7092.6442 | 7098.1213 | 7467.0637 | 7343.2715
716 | 7040 | 7092.158 | 7097.7699 | 7466.8096 | 7341.9588 | [8 empty] | 7140.4507 | 7040 | 7092.158 | 7097.7699 | 7466.8096 | 7341.9588
717 | 7039 | 7091.4256 | 7096.89 | 7466.0228 | 7341.131 | [8 empty] | 7140.0918 | 7039 | 7091.4256 | 7096.89 | 7466.0228 | 7341.131
718 | 7039 | 7090.8086 | 7095.5114 | 7464.708 | 7340.7765 | [8 empty] | 7139.2851 | 7039 | 7090.8086 | 7095.5114 | 7464.708 | 7340.7765
719 | 7039 | 7090.075 | 7095.0818 | 7461.5633 | 7340.0802 | [8 empty] | 7138.6618 | 7039 | 7090.075 | 7095.0818 | 7461.5633 | 7340.0802
720 | 7038 | 7088.7332 | 7094.3054 | 7460.6471 | 7338.8396 | [8 empty] | 7138.3265 | 7038 | 7088.7332 | 7094.3054 | 7460.6471 | 7338.8396
721 | 7037 | 7086.6959 | 7091.6976 | 7460.6155 | 7338.7851 | [8 empty] | 7138.1487 | 7037 | 7086.6959 | 7091.6976 | 7460.6155 | 7338.7851
722 | 7037 | 7084.5279 | 7090.8058 | 7459.79 | 7337.9598 | [8 empty] | 7137.9724 | 7037 | 7084.5279 | 7090.8058 | 7459.79 | 7337.9598
723 | 7037 | 7083.8421 | 7090.0645 | 7458.4514 | 7337.7924 | [8 empty] | 7136.0317 | 7037 | 7083.8421 | 7090.0645 | 7458.4514 | 7337.7924
724 | 7035 | 7082.4614 | 7089.9783 | 7458.2529 | 7337.6125 | [8 empty] | 7135.8456 | 7035 | 7082.4614 | 7089.9783 | 7458.2529 | 7337.6125
725 | 7034 | 7082.3332 | 7089.2918 | 7455.4834 | 7337.5474 | [8 empty] | 7135.7976 | 7034 | 7082.3332 | 7089.2918 | 7455.4834 | 7337.5474
726 | 7033 | 7081.2431 | 7088.1539 | 7455.1882 | 7337.2814 | [8 empty] | 7135.5827 | 7033 | 7081.2431 | 7088.1539 | 7455.1882 | 7337.2814
727 | 7033 | 7081.1461 | 7087.7454 | 7454.9777 | 7336.895 | [8 empty] | 7135.4675 | 7033 | 7081.1461 | 7087.7454 | 7454.9777 | 7336.895
728 | 7033 | 7080.9599 | 7086.1562 | 7454.6747 | 7335.255 | [8 empty] | 7135.2707 | 7033 | 7080.9599 | 7086.1562 | 7454.6747 | 7335.255
729 | 7032 | 7080.7027 | 7085.2791 | 7451.5361 | 7335.1554 | [8 empty] | 7134.7916 | 7032 | 7080.7027 | 7085.2791 | 7451.5361 | 7335.1554
730 | 7032 | 7080.2336 | 7084.7314 | 7451.4235 | 7334.2762 | [8 empty] | 7134.5045 | 7032 | 7080.2336 | 7084.7314 | 7451.4235 | 7334.2762
731 | 7030 | 7079.789 | 7084.6626 | 7450.5384 | 7334.2198 | [8 empty] | 7133.6963 | 7030 | 7079.789 | 7084.6626 | 7450.5384 | 7334.2198
732 | 7030 | 7077.2596 | 7082.5991 | 7450.42 | 7331.4057 | [8 empty] | 7133.5973 | 7030 | 7077.2596 | 7082.5991 | 7450.42 | 7331.4057
733 | 7029 | 7075.9906 | 7081.7084 | 7445.7197 | 7331.126 | [8 empty] | 7133.4509 | 7029 | 7075.9906 | 7081.7084 | 7445.7197 | 7331.126
734 | 7027 | 7075.9223 | 7081.2919 | 7444.7608 | 7329.8582 | [8 empty] | 7133.007 | 7027 | 7075.9223 | 7081.2919 | 7444.7608 | 7329.8582
735 | 7025 | 7075.224 | 7080.7878 | 7444.6104 | 7328.475 | [8 empty] | 7132.6235 | 7025 | 7075.224 | 7080.7878 | 7444.6104 | 7328.475
736 | 7023 | 7074.7199 | 7079.9801 | 7444.4178 | 7328.2531 | [8 empty] | 7131.5606 | 7023 | 7074.7199 | 7079.9801 | 7444.4178 | 7328.2531
737 | 7023 | 7074.4892 | 7079.4327 | 7444.3198 | 7328.1822 | [8 empty] | 7129.9393 | 7023 | 7074.4892 | 7079.4327 | 7444.3198 | 7328.1822
738 | 7023 | 7073.5306 | 7078.645 | 7443.6419 | 7327.962 | [8 empty] | 7129.8056 | 7023 | 7073.5306 | 7078.645 | 7443.6419 | 7327.962
739 | 7021 | 7072.771 | 7076.4967 | 7438.7087 | 7326.7779 | [8 empty] | 7127.651 | 7021 | 7072.771 | 7076.4967 | 7438.7087 | 7326.7779
740 | 7021 | 7072.5694 | 7076.4166 | 7438.4466 | 7326.7341 | [8 empty] | 7126.3703 | 7021 | 7072.5694 | 7076.4166 | 7438.4466 | 7326.7341
741 | 7020 | 7071.8577 | 7075.7486 | 7438.3074 | 7326.4031 | [8 empty] | 7124.9923 | 7020 | 7071.8577 | 7075.7486 | 7438.3074 | 7326.4031
742 | 7020 | 7071.7868 | 7075.7333 | 7437.2114 | 7326.3428 | [8 empty] | 7123.6624 | 7020 | 7071.7868 | 7075.7333 | 7437.2114 | 7326.3428
743 | 7020 | 7069.451 | 7075.3416 | 7436.9265 | 7325.9935 | [8 empty] | 7121.9458 | 7020 | 7069.451 | 7075.3416 | 7436.9265 | 7325.9935
744 | 7020 | 7068.99 | 7075.1815 | 7435.3185 | 7325.7014 | [8 empty] | 7121.0317 | 7020 | 7068.99 | 7075.1815 | 7435.3185 | 7325.7014
745 | 7019 | 7068.1645 | 7074.247 | 7431.6965 | 7325.6124 | [8 empty] | 7120.6461 | 7019 | 7068.1645 | 7074.247 | 7431.6965 | 7325.6124
746 | 7019 | 7067.9213 | 7074.1481 | 7431.1859 | 7325.4948 | [8 empty] | 7120.1785 | 7019 | 7067.9213 | 7074.1481 | 7431.1859 | 7325.4948
747 | 7018 | 7067.4972 | 7073.7754 | 7429.4575 | 7322.9908 | [8 empty] | 7119.7037 | 7018 | 7067.4972 | 7073.7754 | 7429.4575 | 7322.9908
748 | 7018 | 7067.0041 | 7073.6829 | 7428.9046 | 7321.056 | [8 empty] | 7118.8793 | 7018 | 7067.0041 | 7073.6829 | 7428.9046 | 7321.056
749 | 7017 | 7066.6431 | 7071.1444 | 7427.2824 | 7320.2769 | [8 empty] | 7118.3909 | 7017 | 7066.6431 | 7071.1444 | 7427.2824 | 7320.2769
750 | 7014 | 7062.7059 | 7070.6854 | 7426.5158 | 7318.8245 | [8 empty] | 7116.6768 | 7014 | 7062.7059 | 7070.6854 | 7426.5158 | 7318.8245
751 | 7013 | 7062.3065 | 7070.3886 | 7425.9035 | 7318.0024 | [8 empty] | 7116.2696 | 7013 | 7062.3065 | 7070.3886 | 7425.9035 | 7318.0024
752 | 7013 | 7061.3183 | 7068.9711 | 7425.6261 | 7317.1191 | [8 empty] | 7116.0741 | 7013 | 7061.3183 | 7068.9711 | 7425.6261 | 7317.1191
753 | 7013 | 7060.4632 | 7068.7702 | 7425.0326 | 7317.0551 | [8 empty] | 7115.8034 | 7013 | 7060.4632 | 7068.7702 | 7425.0326 | 7317.0551
754 | 7012 | 7059.5365 | 7068.0838 | 7423.7561 | 7316.1697 | [8 empty] | 7115.1225 | 7012 | 7059.5365 | 7068.0838 | 7423.7561 | 7316.1697
755 | 7011 | 7058.5407 | 7067.9439 | 7423.1345 | 7315.641 | [8 empty] | 7114.0283 | 7011 | 7058.5407 | 7067.9439 | 7423.1345 | 7315.641
756 | 7010 | 7057.5997 | 7067.4391 | 7422.7572 | 7315.0328 | [8 empty] | 7113.3447 | 7010 | 7057.5997 | 7067.4391 | 7422.7572 | 7315.0328
757 | 7010 | 7057.5709 | 7067.2761 | 7421.9542 | 7314.6482 | [8 empty] | 7113.2219 | 7010 | 7057.5709 | 7067.2761 | 7421.9542 | 7314.6482
758 | 7010 | 7057.0199 | 7067.1004 | 7420.6803 | 7314.1852 | [8 empty] | 7112.8872 | 7010 | 7057.0199 | 7067.1004 | 7420.6803 | 7314.1852
759 | 7009 | 7056.6142 | 7066.1747 | 7420.1696 | 7310.7248 | [8 empty] | 7112.6034 | 7009 | 7056.6142 | 7066.1747 | 7420.1696 | 7310.7248
760 | 7009 | 7056.5881 | 7065.1821 | 7419.3606 | 7310.4884 | [8 empty] | 7111.4846 | 7009 | 7056.5881 | 7065.1821 | 7419.3606 | 7310.4884
761 | 7009 | 7056.0856 | 7065.1455 | 7419.2288 | 7309.8674 | [8 empty] | 7110.8585 | 7009 | 7056.0856 | 7065.1455 | 7419.2288 | 7309.8674
762 | 7009 | 7055.2021 | 7064.3965 | 7418.9129 | 7309.7998 | [8 empty] | 7110.2967 | 7009 | 7055.2021 | 7064.3965 | 7418.9129 | 7309.7998
763 | 7008 | 7054.0763 | 7063.7553 | 7417.3648 | 7306.7042 | [8 empty] | 7109.6334 | 7008 | 7054.0763 | 7063.7553 | 7417.3648 | 7306.7042
764 | 7008 | 7054.0544 | 7063.6342 | 7416.4556 | 7306.6162 | [8 empty] | 7108.4827 | 7008 | 7054.0544 | 7063.6342 | 7416.4556 | 7306.6162
765 | 7007 | 7053.8303 | 7063.5621 | 7408.4601 | 7305.9987 | [8 empty] | 7108.3165 | 7007 | 7053.8303 | 7063.5621 | 7408.4601 | 7305.9987
766 | 7007 | 7053.807 | 7063.1914 | 7408.3557 | 7305.7077 | [8 empty] | 7107.5716 | 7007 | 7053.807 | 7063.1914 | 7408.3557 | 7305.7077
767 | 7006 | 7053.68 | 7062.442 | 7406.8917 | 7305.4492 | [8 empty] | 7106.7266 | 7006 | 7053.68 | 7062.442 | 7406.8917 | 7305.4492
768 | 7006 | 7053.3189 | 7061.9703 | 7406.3327 | 7304.4448 | [8 empty] | 7105.5189 | 7006 | 7053.3189 | 7061.9703 | 7406.3327 | 7304.4448
769 | 7006 | 7053.1668 | 7061.6211 | 7405.424 | 7304.1831 | [8 empty] | 7105.3865 | 7006 | 7053.1668 | 7061.6211 | 7405.424 | 7304.1831
770 | 7006 | 7052.4757 | 7061.5274 | 7405.2026 | 7304.0744 | [8 empty] | 7105.209 | 7006 | 7052.4757 | 7061.5274 | 7405.2026 | 7304.0744
771 | 7006 | 7052.2293 | 7061.1631 | 7404.8657 | 7303.8541 | [8 empty] | 7104.683 | 7006 | 7052.2293 | 7061.1631 | 7404.8657 | 7303.8541
772 | 7005 | 7051.6505 | 7060.2838 | 7404.7023 | 7303.2001 | [8 empty] | 7104.4576 | 7005 | 7051.6505 | 7060.2838 | 7404.7023 | 7303.2001
773 | 7005 | 7049.7873 | 7060.2188 | 7404.3808 | 7301.6168 | [8 empty] | 7103.1414 | 7005 | 7049.7873 | 7060.2188 | 7404.3808 | 7301.6168
774 | 7004 | 7049.5295 | 7060.1037 | 7403.0605 | 7300.3449 | [8 empty] | 7102.8174 | 7004 | 7049.5295 | 7060.1037 | 7403.0605 | 7300.3449
775 | 7003 | 7049.289 | 7059.7922 | 7401.8371 | 7300.2542 | [8 empty] | 7102.5892 | 7003 | 7049.289 | 7059.7922 | 7401.8371 | 7300.2542
776 | 7003 | 7049.2307 | 7058.3035 | 7400.5818 | 7298.8049 | [8 empty] | 7101.5963 | 7003 | 7049.2307 | 7058.3035 | 7400.5818 | 7298.8049
777 | 7002 | 7048.4935 | 7055.4075 | 7399.8193 | 7297.6011 | [8 empty] | 7101.1143 | 7002 | 7048.4935 | 7055.4075 | 7399.8193 | 7297.6011
778 | 7002 | 7048.2945 | 7054.7975 | 7399.4606 | 7296.7277 | [8 empty] | 7100.8718 | 7002 | 7048.2945 | 7054.7975 | 7399.4606 | 7296.7277
779 | 7002 | 7047.9265 | 7053.7066 | 7399.3785 | 7295.8341 | [8 empty] | 7100.0599 | 7002 | 7047.9265 | 7053.7066 | 7399.3785 | 7295.8341
780 | 7001 | 7047.2694 | 7053.3591 | 7397.5116 | 7295.4018 | [8 empty] | 7100.0458 | 7001 | 7047.2694 | 7053.3591 | 7397.5116 | 7295.4018
781 | 6998 | 7046.1105 | 7053.3228 | 7396.6019 | 7295.0028 | [8 empty] | 7099.2876 | 6998 | 7046.1105 | 7053.3228 | 7396.6019 | 7295.0028
782 | 6998 | 7045.9167 | 7053.289 | 7396.5534 | 7294.2845 | [8 empty] | 7099.2682 | 6998 | 7045.9167 | 7053.289 | 7396.5534 | 7294.2845
783 | 6996 | 7045.4876 | 7053.2471 | 7395.9253 | 7294.1246 | [8 empty] | 7099.2189 | 6996 | 7045.4876 | 7053.2471 | 7395.9253 | 7294.1246
784 | 6996 | 7044.9741 | 7052.7006 | 7395.4284 | 7293.3632 | [8 empty] | 7097.0758 | 6996 | 7044.9741 | 7052.7006 | 7395.4284 | 7293.3632
785 | 6996 | 7044.2817 | 7051.9269 | 7392.7502 | 7291.5419 | [8 empty] | 7095.9793 | 6996 | 7044.2817 | 7051.9269 | 7392.7502 | 7291.5419
786 | 6996 | 7043.9441 | 7051.9173 | 7391.4396 | 7290.777 | [8 empty] | 7095.5528 | 6996 | 7043.9441 | 7051.9173 | 7391.4396 | 7290.777
787 | 6994 | 7043.7078 | 7051.9149 | 7388.3761 | 7288.5273 | [8 empty] | 7095.1569 | 6994 | 7043.7078 | 7051.9149 | 7388.3761 | 7288.5273
788 | 6993 | 7043.5417 | 7051.5237 | 7387.2913 | 7288.4362 | [8 empty] | 7094.279 | 6993 | 7043.5417 | 7051.5237 | 7387.2913 | 7288.4362
789 | 6993 | 7042.0468 | 7050.7833 | 7386.9572 | 7288.2569 | [8 empty] | 7091.1758 | 6993 | 7042.0468 | 7050.7833 | 7386.9572 | 7288.2569
790 | 6993 | 7040.9984 | 7050.173 | 7385.0366 | 7287.5057 | [8 empty] | 7090.2639 | 6993 | 7040.9984 | 7050.173 | 7385.0366 | 7287.5057
791 | 6993 | 7040.4023 | 7050.0246 | 7384.5953 | 7286.9337 | [8 empty] | 7090.0272 | 6993 | 7040.4023 | 7050.0246 | 7384.5953 | 7286.9337
792 | 6992 | 7039.9002 | 7049.8957 | 7384.3936 | 7284.2585 | [8 empty] | 7089.6489 | 6992 | 7039.9002 | 7049.8957 | 7384.3936 | 7284.2585
793 | 6991 | 7038.1106 | 7049.889 | 7383.8463 | 7284.2519 | [8 empty] | 7088.9271 | 6991 | 7038.1106 | 7049.889 | 7383.8463 | 7284.2519
794 | 6991 | 7037.6242 | 7048.1739 | 7383.2134 | 7284.036 | [8 empty] | 7088.8454 | 6991 | 7037.6242 | 7048.1739 | 7383.2134 | 7284.036
795 | 6990 | 7037.4618 | 7048.0825 | 7380.6469 | 7282.9394 | [8 empty] | 7088.8443 | 6990 | 7037.4618 | 7048.0825 | 7380.6469 | 7282.9394
796 | 6990 | 7036.6465 | 7047.5294 | 7379.4485 | 7282.7161 | [8 empty] | 7088.1785 | 6990 | 7036.6465 | 7047.5294 | 7379.4485 | 7282.7161
797 | 6988 | 7036.3646 | 7047.4234 | 7378.2229 | 7282.0478 | [8 empty] | 7087.2289 | 6988 | 7036.3646 | 7047.4234 | 7378.2229 | 7282.0478
798 | 6988 | 7036.2071 | 7046.8744 | 7378.018 | 7281.4498 | [8 empty] | 7087.0121 | 6988 | 7036.2071 | 7046.8744 | 7378.018 | 7281.4498
799 | 6987 | 7036.0433 | 7046.4805 | 7377.2349 | 7281.4189 | [8 empty] | 7086.9958 | 6987 | 7036.0433 | 7046.4805 | 7377.2349 | 7281.4189
800 | 6987 | 7035.941 | 7046.4319 | 7375.7199 | 7280.2531 | [8 empty] | 7086.6725 | 6987 | 7035.941 | 7046.4319 | 7375.7199 | 7280.2531
801 | 6986 | 7035.4136 | 7046.3198 | 7375.3642 | 7279.6541 | [8 empty] | 7085.8086 | 6986 | 7035.4136 | 7046.3198 | 7375.3642 | 7279.6541
802 | 6985 | 7034.8322 | 7045.9938 | 7375.1931 | 7279.5548 | [8 empty] | 7085.6426 | 6985 | 7034.8322 | 7045.9938 | 7375.1931 | 7279.5548
803 | 6985 | 7032.2263 | 7044.0488 | 7374.2038 | 7279.08 | [8 empty] | 7085.2249 | 6985 | 7032.2263 | 7044.0488 | 7374.2038 | 7279.08
804 | 6984 | 7032.1475 | 7043.6335 | 7374.1057 | 7279.0158 | [8 empty] | 7083.1908 | 6984 | 7032.1475 | 7043.6335 | 7374.1057 | 7279.0158
805 | 6984 | 7031.8964 | 7042.5635 | 7373.4993 | 7278.8975 | [8 empty] | 7082.9075 | 6984 | 7031.8964 | 7042.5635 | 7373.4993 | 7278.8975
806 | 6983 | 7031.5834 | 7041.9224 | 7368.6586 | 7278.0408 | [8 empty] | 7082.1749 | 6983 | 7031.5834 | 7041.9224 | 7368.6586 | 7278.0408
807 | 6982 | 7031.5145 | 7041.6568 | 7368.2732 | 7277.8279 | [8 empty] | 7081.8709 | 6982 | 7031.5145 | 7041.6568 | 7368.2732 | 7277.8279
808 | 6982 | 7030.7073 | 7041.2115 | 7368.0694 | 7277.7853 | [8 empty] | 7081.8392 | 6982 | 7030.7073 | 7041.2115 | 7368.0694 | 7277.7853
809 | 6982 | 7030.5621 | 7040.7804 | 7367.9657 | 7277.5127 | [8 empty] | 7081.7381 | 6982 | 7030.5621 | 7040.7804 | 7367.9657 | 7277.5127
810 | 6982 | 7030.0811 | 7038.0378 | 7367.6614 | 7277.3659 | [8 empty] | 7081.3749 | 6982 | 7030.0811 | 7038.0378 | 7367.6614 | 7277.3659
811 | 6981 | 7029.4895 | 7037.4892 | 7366.5876 | 7276.9324 | [8 empty] | 7080.7548 | 6981 | 7029.4895 | 7037.4892 | 7366.5876 | 7276.9324
812 | 6980 | 7029.4046 | 7036.8103 | 7366.2185 | 7276.8039 | [8 empty] | 7080.5053 | 6980 | 7029.4046 | 7036.8103 | 7366.2185 | 7276.8039
813 | 6980 | 7029.2703 | 7036.5165 | 7365.2116 | 7276.4025 | [8 empty] | 7080.0077 | 6980 | 7029.2703 | 7036.5165 | 7365.2116 | 7276.4025
814 | 6978 | 7028.6783 | 7036.0706 | 7365.1689 | 7275.9356 | [8 empty] | 7078.7401 | 6978 | 7028.6783 | 7036.0706 | 7365.1689 | 7275.9356
815 | 6978 | 7028.6301 | 7035.835 | 7362.8327 | 7275.8784 | [8 empty] | 7078.3693 | 6978 | 7028.6301 | 7035.835 | 7362.8327 | 7275.8784
816 | 6978 | 7028.0724 | 7035.3667 | 7361.586 | 7275.7826 | [8 empty] | 7076.9787 | 6978 | 7028.0724 | 7035.3667 | 7361.586 | 7275.7826
817 | 6978 | 7026.4029 | 7034.6116 | 7361.0963 | 7272.1533 | [8 empty] | 7076.7897 | 6978 | 7026.4029 | 7034.6116 | 7361.0963 | 7272.1533
818 | 6978 | 7026.3716 | 7033.8971 | 7361.0927 | 7271.5151 | [8 empty] | 7075.7481 | 6978 | 7026.3716 | 7033.8971 | 7361.0927 | 7271.5151
819 | 6977 | 7026.1138 | 7032.5906 | 7360.8824 | 7271.4097 | [8 empty] | 7074.9911 | 6977 | 7026.1138 | 7032.5906 | 7360.8824 | 7271.4097
820 | 6977 | 7024.4588 | 7032.1652 | 7358.0513 | 7270.2858 | [8 empty] | 7074.9754 | 6977 | 7024.4588 | 7032.1652 | 7358.0513 | 7270.2858
821 | 6977 | 7023.5142 | 7031.2456 | 7357.6821 | 7270.1302 | [8 empty] | 7074.974 | 6977 | 7023.5142 | 7031.2456 | 7357.6821 | 7270.1302
822 | 6975 | 7023.5084 | 7029.9937 | 7355.878 | 7269.4944 | [8 empty] | 7074.3876 | 6975 | 7023.5084 | 7029.9937 | 7355.878 | 7269.4944
823 | 6974 | 7023.4484 | 7028.8727 | 7353.1341 | 7269.1241 | [8 empty] | 7073.6755 | 6974 | 7023.4484 | 7028.8727 | 7353.1341 | 7269.1241
824 | 6973 | 7022.9627 | 7028.4065 | 7352.914 | 7269.0454 | [8 empty] | 7071.9597 | 6973 | 7022.9627 | 7028.4065 | 7352.914 | 7269.0454
825 | 6973 | 7022.8018 | 7026.9088 | 7351.7046 | 7268.3224 | [8 empty] | 7071.7828 | 6973 | 7022.8018 | 7026.9088 | 7351.7046 | 7268.3224
826 | 6971 | 7022.5099 | 7026.565 | 7351.4618 | 7267.6404 | [8 empty] | 7071.7465 | 6971 | 7022.5099 | 7026.565 | 7351.4618 | 7267.6404
827 | 6969 | 7022.2536 | 7026.1084 | 7350.6288 | 7267.2941 | [8 empty] | 7071.0975 | 6969 | 7022.2536 | 7026.1084 | 7350.6288 | 7267.2941
828 | 6968 | 7020.4978 | 7025.8074 | 7349.6187 | 7266.1009 | [8 empty] | 7070.4531 | 6968 | 7020.4978 | 7025.8074 | 7349.6187 | 7266.1009
829 | 6968 | 7020.2769 | 7024.6252 | 7347.0425 | 7265.4091 | [8 empty] | 7069.9919 | 6968 | 7020.2769 | 7024.6252 | 7347.0425 | 7265.4091
830 | 6967 | 7019.8013 | 7024.0791 | 7346.0223 | 7265.3431 | [8 empty] | 7069.2836 | 6967 | 7019.8013 | 7024.0791 | 7346.0223 | 7265.3431
831 | 6967 | 7019.7223 | 7024.0501 | 7345.7352 | 7264.9696 | [8 empty] | 7068.0253 | 6967 | 7019.7223 | 7024.0501 | 7345.7352 | 7264.9696
832 | 6967 | 7019.5194 | 7023.9903 | 7345.4834 | 7264.3187 | [8 empty] | 7067.8093 | 6967 | 7019.5194 | 7023.9903 | 7345.4834 | 7264.3187
833 | 6966 | 7019.3266 | 7023.9349 | 7345.3246 | 7263.3696 | [8 empty] | 7067.3535 | 6966 | 7019.3266 | 7023.9349 | 7345.3246 | 7263.3696
834 | 6966 | 7019.1869 | 7023.87 | 7345.1193 | 7262.2127 | [8 empty] | 7067.2708 | 6966 | 7019.1869 | 7023.87 | 7345.1193 | 7262.2127
835 | 6965 | 7018.9535 | 7022.9932 | 7344.6639 | 7260.6669 | [8 empty] | 7066.6695 | 6965 | 7018.9535 | 7022.9932 | 7344.6639 | 7260.6669
836 | 6965 | 7018.4106 | 7022.1264 | 7341.3874 | 7260.2966 | [8 empty] | 7066.5704 | 6965 | 7018.4106 | 7022.1264 | 7341.3874 | 7260.2966
837 | 6965 | 7017.8963 | 7020.5391 | 7340.5868 | 7260.1557 | [8 empty] | 7066.4423 | 6965 | 7017.8963 | 7020.5391 | 7340.5868 | 7260.1557
838 | 6963 | 7017.7744 | 7019.9189 | 7340.0231 | 7258.7508 | [8 empty] | 7064.8443 | 6963 | 7017.7744 | 7019.9189 | 7340.0231 | 7258.7508
839 | 6963 | 7017.433 | 7019.8143 | 7338.8733 | 7257.515 | [8 empty] | 7063.8756 | 6963 | 7017.433 | 7019.8143 | 7338.8733 | 7257.515
840 | 6963 | 7016.6314 | 7019.122 | 7338.6073 | 7257.2996 | [8 empty] | 7063.7147 | 6963 | 7016.6314 | 7019.122 | 7338.6073 | 7257.2996
841 | 6962 | 7016.3172 | 7018.5934 | 7338.1889 | 7255.3496 | [8 empty] | 7063.6653 | 6962 | 7016.3172 | 7018.5934 | 7338.1889 | 7255.3496
842 | 6962 | 7015.6535 | 7017.835 | 7337.0705 | 7255.319 | [8 empty] | 7063.1791 | 6962 | 7015.6535 | 7017.835 | 7337.0705 | 7255.319
843 | 6962 | 7015.4678 | 7017.3243 | 7336.6116 | 7255.1923 | [8 empty] | 7062.3923 | 6962 | 7015.4678 | 7017.3243 | 7336.6116 | 7255.1923
844 | 6962 | 7014.6843 | 7016.993 | 7335.8805 | 7255.1125 | [8 empty] | 7059.6866 | 6962 | 7014.6843 | 7016.993 | 7335.8805 | 7255.1125
845 | 6961 | 7013.907 | 7016.657 | 7335.7926 | 7254.6204 | [8 empty] | 7059.5967 | 6961 | 7013.907 | 7016.657 | 7335.7926 | 7254.6204
846 | 6960 | 7013.5302 | 7016.0028 | 7335.5336 | 7254.4966 | [8 empty] | 7059.3305 | 6960 | 7013.5302 | 7016.0028 | 7335.5336 | 7254.4966
847 | 6959 | 7013.3476 | 7015.5726 | 7335.1829 | 7253.8811 | [8 empty] | 7058.3699 | 6959 | 7013.3476 | 7015.5726 | 7335.1829 | 7253.8811
848 | 6959 | 7012.8418 | 7015.3469 | 7333.5403 | 7253.7069 | [8 empty] | 7058.1861 | 6959 | 7012.8418 | 7015.3469 | 7333.5403 | 7253.7069
849 | 6958 | 7012.5476 | 7013.8938 | 7332.2386 | 7253.7024 | [8 empty] | 7056.6011 | 6958 | 7012.5476 | 7013.8938 | 7332.2386 | 7253.7024
850 | 6958 | 7012.0037 | 7013.43 | 7332.1133 | 7253.6979 | [8 empty] | 7056.121 | 6958 | 7012.0037 | 7013.43 | 7332.1133 | 7253.6979
851 | 6957 | 7010.4227 | 7013.3203 | 7331.3033 | 7253.6072 | [8 empty] | 7053.2827 | 6957 | 7010.4227 | 7013.3203 | 7331.3033 | 7253.6072
852 | 6957 | 7008.9892 | 7013.0317 | 7330.8901 | 7253.6027 | [8 empty] | 7052.1944 | 6957 | 7008.9892 | 7013.0317 | 7330.8901 | 7253.6027
853 | 6956 | 7008.9518 | 7012.5181 | 7330.5533 | 7252.1893 | [8 empty] | 7050.8983 | 6956 | 7008.9518 | 7012.5181 | 7330.5533 | 7252.1893
854 | 6956 | 7008.9381 | 7011.6842 | 7330.4668 | 7251.8771 | [8 empty] | 7050.8706 | 6956 | 7008.9381 | 7011.6842 | 7330.4668 | 7251.8771
855 | 6956 | 7006.4897 | 7011.0686 | 7329.3293 | 7251.6339 | [8 empty] | 7050.735 | 6956 | 7006.4897 | 7011.0686 | 7329.3293 | 7251.6339
856 | 6956 | 7006.0967 | 7010.8652 | 7328.6288 | 7251.3678 | [8 empty] | 7050.1386 | 6956 | 7006.0967 | 7010.8652 | 7328.6288 | 7251.3678
857 | 6955 | 7004.0308 | 7009.1907 | 7328.337 | 7250.8649 | [8 empty] | 7050.0314 | 6955 | 7004.0308 | 7009.1907 | 7328.337 | 7250.8649
858 | 6954 | 7003.053 | 7008.9332 | 7327.705 | 7250.4026 | [8 empty] | 7049.6072 | 6954 | 7003.053 | 7008.9332 | 7327.705 | 7250.4026
859 | 6953 | 7000.5583 | 7008.0565 | 7326.0105 | 7250.3215 | [8 empty] | 7048.7854 | 6953 | 7000.5583 | 7008.0565 | 7326.0105 | 7250.3215
860 | 6952 | 6998.9904 | 7007.4216 | 7325.5458 | 7249.9311 | [8 empty] | 7048.4424 | 6952 | 6998.9904 | 7007.4216 | 7325.5458 | 7249.9311
861 | 6952 | 6998.8792 | 7007.0037 | 7324.2702 | 7249.5912 | [8 empty] | 7047.7628 | 6952 | 6998.8792 | 7007.0037 | 7324.2702 | 7249.5912
862 | 6951 | 6998.831 | 7006.3289 | 7324.1884 | 7249.3167 | [8 empty] | 7047.1055 | 6951 | 6998.831 | 7006.3289 | 7324.1884 | 7249.3167
863 | 6949 | 6998.4748 | 7005.2083 | 7324.0012 | 7249.0416 | [8 empty] | 7047.095 | 6949 | 6998.4748 | 7005.2083 | 7324.0012 | 7249.0416
864 | 6949 | 6998.3853 | 7004.4416 | 7323.7374 | 7248.86 | [8 empty] | 7046.1512 | 6949 | 6998.3853 | 7004.4416 | 7323.7374 | 7248.86
865 | 6949 | 6998.3344 | 7003.5876 | 7323.2666 | 7248.5579 | [8 empty] | 7046.0269 | 6949 | 6998.3344 | 7003.5876 | 7323.2666 | 7248.5579
866 | 6949 | 6998.0574 | 7003.451 | 7322.2692 | 7248.4225 | [8 empty] | 7044.7125 | 6949 | 6998.0574 | 7003.451 | 7322.2692 | 7248.4225
867 | 6949 | 6998.0537 | 7002.4817 | 7321.2308 | 7248.2551 | [8 empty] | 7041.9999 | 6949 | 6998.0537 | 7002.4817 | 7321.2308 | 7248.2551
868 | 6948 | 6997.9397 | 7001.7981 | 7321.104 | 7248.1891 | [8 empty] | 7041.3703 | 6948 | 6997.9397 | 7001.7981 | 7321.104 | 7248.1891
869 | 6948 | 6997.6517 | 7001.3121 | 7321.0841 | 7247.7764 | [8 empty] | 7040.895 | 6948 | 6997.6517 | 7001.3121 | 7321.0841 | 7247.7764
870 | 6947 | 6995.8695 | 7001.06 | 7319.2477 | 7247.5768 | [8 empty] | 7040.3599 | 6947 | 6995.8695 | 7001.06 | 7319.2477 | 7247.5768
871 | 6945 | 6995.7761 | 7000.3657 | 7318.0772 | 7247.442 | [8 empty] | 7039.5965 | 6945 | 6995.7761 | 7000.3657 | 7318.0772 | 7247.442
872 | 6945 | 6995.4915 | 7000.0063 | 7317.8269 | 7247.2801 | [8 empty] | 7039.3241 | 6945 | 6995.4915 | 7000.0063 | 7317.8269 | 7247.2801
873 | 6945 | 6994.2361 | 6999.8116 | 7315.2463 | 7247.0293 | [8 empty] | 7039.2651 | 6945 | 6994.2361 | 6999.8116 | 7315.2463 | 7247.0293
874 | 6945 | 6994.1936 | 6999.755 | 7314.7221 | 7244.6036 | [8 empty] | 7038.8367 | 6945 | 6994.1936 | 6999.755 | 7314.7221 | 7244.6036
875 | 6944 | 6993.9871 | 6999.5759 | 7314.5435 | 7243.4152 | [8 empty] | 7038.6868 | 6944 | 6993.9871 | 6999.5759 | 7314.5435 | 7243.4152
876 | 6944 | 6993.7796 | 6999.3959 | 7314.3129 | 7243.2738 | [8 empty] | 7038.3515 | 6944 | 6993.7796 | 6999.3959 | 7314.3129 | 7243.2738
877 | 6944 | 6993.2821 | 6999.0501 | 7313.6789 | 7243.1517 | [8 empty] | 7038.0559 | 6944 | 6993.2821 | 6999.0501 | 7313.6789 | 7243.1517
878 | 6944 | 6993.1618 | 6997.7388 | 7311.4518 | 7242.7988 | [8 empty] | 7037.8502 | 6944 | 6993.1618 | 6997.7388 | 7311.4518 | 7242.7988
879 | 6943 | 6993.0288 | 6997.6679 | 7310.5209 | 7241.913 | [8 empty] | 7037.6088 | 6943 | 6993.0288 | 6997.6679 | 7310.5209 | 7241.913
880 | 6943 | 6992.7201 | 6997.5076 | 7310.5096 | 7240.6021 | [8 empty] | 7037.4007 | 6943 | 6992.7201 | 6997.5076 | 7310.5096 | 7240.6021
881 | 6942 | 6992.6614 | 6996.3725 | 7310.3891 | 7240.0873 | [8 empty] | 7037.2548 | 6942 | 6992.6614 | 6996.3725 | 7310.3891 | 7240.0873
882 | 6942 | 6992.476 | 6996.1548 | 7308.9481 | 7239.3465 | [8 empty] | 7036.816 | 6942 | 6992.476 | 6996.1548 | 7308.9481 | 7239.3465
883 | 6942 | 6991.7384 | 6996.0107 | 7307.3031 | 7238.2938 | [8 empty] | 7036.3862 | 6942 | 6991.7384 | 6996.0107 | 7307.3031 | 7238.2938
884 | 6942 | 6989.9121 | 6995.4005 | 7306.9676 | 7237.3013 | [8 empty] | 7036.1703 | 6942 | 6989.9121 | 6995.4005 | 7306.9676 | 7237.3013
885 | 6942 | 6989.8042 | 6995.0617 | 7306.741 | 7236.8102 | [8 empty] | 7035.0555 | 6942 | 6989.8042 | 6995.0617 | 7306.741 | 7236.8102
886 | 6941 | 6989.6638 | 6994.4616 | 7306.5977 | 7236.5162 | [8 empty] | 7034.7283 | 6941 | 6989.6638 | 6994.4616 | 7306.5977 | 7236.5162
887 | 6940 | 6989.4937 | 6994.1602 | 7306.3053 | 7236.4228 | [8 empty] | 7034.5395 | 6940 | 6989.4937 | 6994.1602 | 7306.3053 | 7236.4228
888 | 6939 | 6989.0322 | 6993.9372 | 7305.8207 | 7235.417 | [8 empty] | 7032.7624 | 6939 | 6989.0322 | 6993.9372 | 7305.8207 | 7235.417
889 | 6939 | 6988.2195 | 6993.7939 | 7305.5933 | 7234.949 | [8 empty] | 7031.7842 | 6939 | 6988.2195 | 6993.7939 | 7305.5933 | 7234.949
890 | 6939 | 6987.7604 | 6993.5763 | 7305.0611 | 7234.5952 | [8 empty] | 7031.2843 | 6939 | 6987.7604 | 6993.5763 | 7305.0611 | 7234.5952
891 | 6938 | 6987.536 | 6993.3786 | 7303.9903 | 7234.3193 | [8 empty] | 7030.763 | 6938 | 6987.536 | 6993.3786 | 7303.9903 | 7234.3193
892 | 6938 | 6987.2875 | 6993.1494 | 7302.5961 | 7234.2436 | [8 empty] | 7030.6517 | 6938 | 6987.2875 | 6993.1494 | 7302.5961 | 7234.2436
893 | 6937 | 6987.0089 | 6992.6613 | 7302.2848 | 7233.4966 | [8 empty] | 7029.9819 | 6937 | 6987.0089 | 6992.6613 | 7302.2848 | 7233.4966
894 | 6936 | 6986.5179 | 6992.6233 | 7302.2115 | 7233.2734 | [8 empty] | 7028.9809 | 6936 | 6986.5179 | 6992.6233 | 7302.2115 | 7233.2734
895 | 6936 | 6985.1039 | 6992.4387 | 7301.6056 | 7232.8482 | [8 empty] | 7028.7497 | 6936 | 6985.1039 | 6992.4387 | 7301.6056 | 7232.8482
896 | 6935 | 6985.0943 | 6992.3798 | 7295.3336 | 7232.5693 | [8 empty] | 7025.6432 | 6935 | 6985.0943 | 6992.3798 | 7295.3336 | 7232.5693
897 | 6933 | 6984.8125 | 6991.4201 | 7294.3467 | 7232.445 | [8 empty] | 7025.1945 | 6933 | 6984.8125 | 6991.4201 | 7294.3467 | 7232.445
898 | 6933 | 6984.6424 | 6990.9868 | 7291.1694 | 7232.1512 | [8 empty] | 7024.7077 | 6933 | 6984.6424 | 6990.9868 | 7291.1694 | 7232.1512
899 | 6933 | 6983.8552 | 6988.61 | 7289.8241 | 7231.8896 | [8 empty] | 7023.6661 | 6933 | 6983.8552 | 6988.61 | 7289.8241 | 7231.8896
900 | 6932 | 6983.4245 | 6988.5417 | 7288.7898 | 7231.3189 | [8 empty] | 7023.4975 | 6932 | 6983.4245 | 6988.5417 | 7288.7898 | 7231.3189
901 | 6931 | 6983.2557 | 6987.7207 | 7288.4327 | 7228.6184 | [8 empty] | 7023.4608 | 6931 | 6983.2557 | 6987.7207 | 7288.4327 | 7228.6184
902 | 6931 | 6983.1508 | 6987.3639 | 7287.815 | 7227.7017 | [8 empty] | 7022.0404 | 6931 | 6983.1508 | 6987.3639 | 7287.815 | 7227.7017
903 | 6930 | 6982.4448 | 6987.3586 | 7287.7624 | 7227.3959 | [8 empty] | 7021.6062 | 6930 | 6982.4448 | 6987.3586 | 7287.7624 | 7227.3959
904 | 6929 | 6981.8036 | 6985.8371 | 7287.4123 | 7226.885 | [8 empty] | 7020.8638 | 6929 | 6981.8036 | 6985.8371 | 7287.4123 | 7226.885
905 | 6929 | 6981.798 | 6985.1903 | 7286.7396 | 7225.9714 | [8 empty] | 7020.0377 | 6929 | 6981.798 | 6985.1903 | 7286.7396 | 7225.9714
906 | 6929 | 6981.0629 | 6984.8573 | 7286.5025 | 7225.8888 | [8 empty] | 7019.7064 | 6929 | 6981.0629 | 6984.8573 | 7286.5025 | 7225.8888
907 | 6929 | 6981.0165 | 6983.6266 | 7285.9674 | 7224.2989 | [8 empty] | 7018.7185 | 6929 | 6981.0165 | 6983.6266 | 7285.9674 | 7224.2989
908 | 6928 | 6980.8195 | 6983.4489 | 7284.3837 | 7224.1127 | [8 empty] | 7018.506 | 6928 | 6980.8195 | 6983.4489 | 7284.3837 | 7224.1127
909 | 6928 | 6980.7821 | 6982.2002 | 7283.8404 | 7223.9952 | [8 empty] | 7018.2916 | 6928 | 6980.7821 | 6982.2002 | 7283.8404 | 7223.9952
910 | 6927 | 6980.213 | 6980.3858 | 7283.6557 | 7223.2061 | [8 empty] | 7018.0528 | 6927 | 6980.213 | 6980.3858 | 7283.6557 | 7223.2061
911 | 6927 | 6980.1347 | 6979.0653 | 7283.2771 | 7222.9383 | [8 empty] | 7017.0982 | 6927 | 6980.1347 | 6979.0653 | 7283.2771 | 7222.9383
912 | 6927 | 6979.9685 | 6979.045 | 7281.4363 | 7222.2308 | [8 empty] | 7015.7278 | 6927 | 6979.9685 | 6979.045 | 7281.4363 | 7222.2308
913 | 6926 | 6978.531 | 6978.9357 | 7280.3675 | 7221.0454 | [8 empty] | 7015.5309 | 6926 | 6978.531 | 6978.9357 | 7280.3675 | 7221.0454
914 | 6925 | 6978.127 | 6978.8635 | 7279.5053 | 7220.6086 | [8 empty] | 7015.4482 | 6925 | 6978.127 | 6978.8635 | 7279.5053 | 7220.6086
915 | 6924 | 6977.601 | 6978.2803 | 7278.8444 | 7220.5234 | [8 empty] | 7015.2602 | 6924 | 6977.601 | 6978.2803 | 7278.8444 | 7220.5234
916 | 6923 | 6976.7059 | 6978.1261 | 7277.7968 | 7220.4444 | [8 empty] | 7015.032 | 6923 | 6976.7059 | 6978.1261 | 7277.7968 | 7220.4444
917 | 6923 | 6976.5485 | 6977.6577 | 7275.2785 | 7220.4272 | [8 empty] | 7014.4733 | 6923 | 6976.5485 | 6977.6577 | 7275.2785 | 7220.4272
918 | 6923 | 6976.1935 | 6977.2005 | 7274.6785 | 7220.1399 | [8 empty] | 7014.1538 | 6923 | 6976.1935 | 6977.2005 | 7274.6785 | 7220.1399
919 | 6923 | 6975.8249 | 6976.7697 | 7272.2849 | 7219.7506 | [8 empty] | 7014.0705 | 6923 | 6975.8249 | 6976.7697 | 7272.2849 | 7219.7506
920 | 6922 | 6975.31 | 6976.3699 | 7271.5527 | 7219.3586 | [8 empty] | 7013.2155 | 6922 | 6975.31 | 6976.3699 | 7271.5527 | 7219.3586
921 | 6922 | 6974.8974 | 6975.9655 | 7271.5296 | 7219.2837 | [8 empty] | 7013.1703 | 6922 | 6974.8974 | 6975.9655 | 7271.5296 | 7219.2837
922 | 6922 | 6974.0898 | 6975.3222 | 7270.1569 | 7218.8932 | [8 empty] | 7012.9382 | 6922 | 6974.0898 | 6975.3222 | 7270.1569 | 7218.8932
923 | 6921 | 6973.5504 | 6975.1229 | 7269.8039 | 7218.8819 | [8 empty] | 7012.5404 | 6921 | 6973.5504 | 6975.1229 | 7269.8039 | 7218.8819
924 | 6921 | 6973.5059 | 6975.0824 | 7269.6469 | 7218.7592 | [8 empty] | 7012.2578 | 6921 | 6973.5059 | 6975.0824 | 7269.6469 | 7218.7592
925 | 6921 | 6973.504 | 6974.6056 | 7269.283 | 7217.4846 | [8 empty] | 7011.8863 | 6921 | 6973.504 | 6974.6056 | 7269.283 | 7217.4846
926 | 6921 | 6973.2591 | 6973.0083 | 7268.375 | 7217.4266 | [8 empty] | 7011.8405 | 6921 | 6973.2591 | 6973.0083 | 7268.375 | 7217.4266
927 | 6921 | 6972.9455 | 6971.9571 | 7267.1405 | 7217.1354 | [8 empty] | 7011.8054 | 6921 | 6972.9455 | 6971.9571 | 7267.1405 | 7217.1354
928 | 6920 | 6972.8682 | 6969.4035 | 7267.0616 | 7216.9228 | [8 empty] | 7011.3344 | 6920 | 6972.8682 | 6969.4035 | 7267.0616 | 7216.9228
929 | 6920 | 6972.6927 | 6968.8421 | 7265.977 | 7214.5053 | [8 empty] | 7010.9711 | 6920 | 6972.6927 | 6968.8421 | 7265.977 | 7214.5053
930 | 6919 | 6972.1016 | 6968.1605 | 7264.9115 | 7214.3578 | [8 empty] | 7010.3377 | 6919 | 6972.1016 | 6968.1605 | 7264.9115 | 7214.3578
931 | 6919 | 6971.6355 | 6967.4596 | 7264.8649 | 7214.3199 | [8 empty] | 7009.7693 | 6919 | 6971.6355 | 6967.4596 | 7264.8649 | 7214.3199
932 | 6918 | 6970.9306 | 6966.4443 | 7264.4588 | 7214.2527 | [8 empty] | 7009.1621 | 6918 | 6970.9306 | 6966.4443 | 7264.4588 | 7214.2527
933 | 6918 | 6970.5064 | 6965.3556 | 7263.739 | 7214.1579 | [8 empty] | 7008.9589 | 6918 | 6970.5064 | 6965.3556 | 7263.739 | 7214.1579
934 | 6918 | 6970.3455 | 6963.3299 | 7263.3925 | 7213.3399 | [8 empty] | 7008.4438 | 6918 | 6970.3455 | 6963.3299 | 7263.3925 | 7213.3399
935 | 6918 | 6969.8931 | 6962.887 | 7263.1459 | 7213.0295 | [8 empty] | 7008.0626 | 6918 | 6969.8931 | 6962.887 | 7263.1459 | 7213.0295
936 | 6918 | 6969.3676 | 6962.8633 | 7263.1114 | 7212.36 | [8 empty] | 7007.8 | 6918 | 6969.3676 | 6962.8633 | 7263.1114 | 7212.36
937 | 6917 | 6968.4189 | 6961.5251 | 7262.5636 | 7212.34 | [8 empty] | 7007.3397 | 6917 | 6968.4189 | 6961.5251 | 7262.5636 | 7212.34
938 | 6916 | 6967.9419 | 6960.6874 | 7262.1912 | 7212.2984 | [8 empty] | 7007.1447 | 6916 | 6967.9419 | 6960.6874 | 7262.1912 | 7212.2984
939 | 6916 | 6967.7878 | 6960.1487 | 7262.1028 | 7212.2389 | [8 empty] | 7006.9286 | 6916 | 6967.7878 | 6960.1487 | 7262.1028 | 7212.2389
940 | 6916 | 6966.9525 | 6960.0085 | 7261.7256 | 7210.8794 | [8 empty] | 7006.2647 | 6916 | 6966.9525 | 6960.0085 | 7261.7256 | 7210.8794
941 | 6916 | 6966.8436 | 6959.4159 | 7260.9383 | 7210.658 | [8 empty] | 7005.598 | 6916 | 6966.8436 | 6959.4159 | 7260.9383 | 7210.658
942 | 6915 | 6966.8254 | 6958.6996 | 7260.0693 | 7210.2318 | [8 empty] | 7005.3002 | 6915 | 6966.8254 | 6958.6996 | 7260.0693 | 7210.2318
943 | 6915 | 6966.4987 | 6957.5923 | 7259.7741 | 7210.1232 | [8 empty] | 7003.7818 | 6915 | 6966.4987 | 6957.5923 | 7259.7741 | 7210.1232
944 | 6914 | 6966.4744 | 6957.321 | 7259.7295 | 7210.0167 | [8 empty] | 7003.6785 | 6914 | 6966.4744 | 6957.321 | 7259.7295 | 7210.0167
945 | 6913 | 6966.3252 | 6957.2299 | 7259.6136 | 7209.3306 | [8 empty] | 7002.7098 | 6913 | 6966.3252 | 6957.2299 | 7259.6136 | 7209.3306
946 | 6912 | 6966.1285 | 6956.4719 | 7259.491 | 7209.0787 | [8 empty] | 7002.1161 | 6912 | 6966.1285 | 6956.4719 | 7259.491 | 7209.0787
947 | 6912 | 6964.8026 | 6955.6843 | 7259.2971 | 7208.7378 | [8 empty] | 7001.3498 | 6912 | 6964.8026 | 6955.6843 | 7259.2971 | 7208.7378
948 | 6912 | 6964.4643 | 6955.4302 | 7258.5957 | 7208.6634 | [8 empty] | 7000.5909 | 6912 | 6964.4643 | 6955.4302 | 7258.5957 | 7208.6634
949 | 6911 | 6963.5991 | 6955.4289 | 7258.1138 | 7208.5314 | [8 empty] | 7000.4545 | 6911 | 6963.5991 | 6955.4289 | 7258.1138 | 7208.5314
950 | 6911 | 6963.3833 | 6955.4121 | 7257.8764 | 7207.3837 | [8 empty] | 6999.3219 | 6911 | 6963.3833 | 6955.4121 | 7257.8764 | 7207.3837
951 | 6911 | 6963.3655 | 6954.293 | 7257.1311 | 7207.2974 | [8 empty] | 6998.6689 | 6911 | 6963.3655 | 6954.293 | 7257.1311 | 7207.2974
952 | 6910 | 6963.2537 | 6954.1533 | 7257.1119 | 7207.2422 | [8 empty] | 6997.6662 | 6910 | 6963.2537 | 6954.1533 | 7257.1119 | 7207.2422
953 | 6910 | 6962.5805 | 6953.0251 | 7257.0495 | 7206.787 | [8 empty] | 6997.6193 | 6910 | 6962.5805 | 6953.0251 | 7257.0495 | 7206.787
954 | 6910 | 6962.5458 | 6952.7244 | 7256.2805 | 7205.6885 | [8 empty] | 6995.814 | 6910 | 6962.5458 | 6952.7244 | 7256.2805 | 7205.6885
955 | 6909 | 6960.3964 | 6952.5852 | 7256.0946 | 7205.4652 | [8 empty] | 6995.7156 | 6909 | 6960.3964 | 6952.5852 | 7256.0946 | 7205.4652
956 | 6909 | 6959.4293 | 6952.4292 | 7254.7734 | 7204.6139 | [8 empty] | 6995.3757 | 6909 | 6959.4293 | 6952.4292 | 7254.7734 | 7204.6139
957 | 6908 | 6959.4035 | 6950.1637 | 7254.1599 | 7204.5358 | [8 empty] | 6994.6674 | 6908 | 6959.4035 | 6950.1637 | 7254.1599 | 7204.5358
958 | 6908 | 6958.1612 | 6948.0753 | 7254.1333 | 7203.3925 | [8 empty] | 6993.2887 | 6908 | 6958.1612 | 6948.0753 | 7254.1333 | 7203.3925
959 | 6908 | 6957.473 | 6947.8316 | 7253.6787 | 7202.8833 | [8 empty] | 6992.6059 | 6908 | 6957.473 | 6947.8316 | 7253.6787 | 7202.8833
960 | 6908 | 6955.2556 | 6946.9158 | 7252.9486 | 7202.4591 | [8 empty] | 6992.0465 | 6908 | 6955.2556 | 6946.9158 | 7252.9486 | 7202.4591
961 | 6908 | 6954.6427 | 6946.7196 | 7251.2134 | 7201.2494 | [8 empty] | 6991.5932 | 6908 | 6954.6427 | 6946.7196 | 7251.2134 | 7201.2494
962 | 6907 | 6953.8393 | 6946.7076 | 7250.3524 | 7200.5271 | [8 empty] | 6991.2927 | 6907 | 6953.8393 | 6946.7076 | 7250.3524 | 7200.5271
963 | 6904 | 6953.8369 | 6945.9918 | 7249.7488 | 7200.1176 | [8 empty] | 6990.5472 | 6904 | 6953.8369 | 6945.9918 | 7249.7488 | 7200.1176
964 | 6904 | 6953.5842 | 6945.9233 | 7248.5785 | 7199.44 | [8 empty] | 6989.4325 | 6904 | 6953.5842 | 6945.9233 | 7248.5785 | 7199.44
965 | 6901 | 6953.3714 | 6945.8707 | 7247.399 | 7198.3297 | [8 empty] | 6988.7415 | 6901 | 6953.3714 | 6945.8707 | 7247.399 | 7198.3297
966 | 6900 | 6953.0055 | 6944.1944 | 7245.5532 | 7197.7909 | [8 empty] | 6988.7143 | 6900 | 6953.0055 | 6944.1944 | 7245.5532 | 7197.7909
967 | 6900 | 6952.9216 | 6943.0035 | 7244.7855 | 7196.7593 | [8 empty] | 6988.5459 | 6900 | 6952.9216 | 6943.0035 | 7244.7855 | 7196.7593
968 | 6900 | 6952.873 | 6942.8895 | 7244.0081 | 7196.4689 | [8 empty] | 6988.3116 | 6900 | 6952.873 | 6942.8895 | 7244.0081 | 7196.4689
969 | 6899 | 6952.8724 | 6942.8287 | 7243.8287 | 7196.0614 | [8 empty] | 6987.5378 | 6899 | 6952.8724 | 6942.8287 | 7243.8287 | 7196.0614
970 | 6899 | 6951.6738 | 6942.1029 | 7243.8092 | 7194.9252 | [8 empty] | 6987.2668 | 6899 | 6951.6738 | 6942.1029 | 7243.8092 | 7194.9252
971 | 6899 | 6950.4562 | 6940.3996 | 7242.8175 | 7193.7825 | [8 empty] | 6987.1918 | 6899 | 6950.4562 | 6940.3996 | 7242.8175 | 7193.7825
972 | 6898 | 6950.4118 | 6940.3412 | 7242.806 | 7192.9595 | [8 empty] | 6987.088 | 6898 | 6950.4118 | 6940.3412 | 7242.806 | 7192.9595
973 | 6898 | 6948.8145 | 6939.5974 | 7241.1621 | 7192.583 | [8 empty] | 6985.7885 | 6898 | 6948.8145 | 6939.5974 | 7241.1621 | 7192.583
974 | 6898 | 6948.8003 | 6939.5171 | 7241.1157 | 7192.2515 | [8 empty] | 6985.2527 | 6898 | 6948.8003 | 6939.5171 | 7241.1157 | 7192.2515
975 | 6897 | 6948.6107 | 6938.4251 | 7240.9254 | 7191.8004 | [8 empty] | 6985.0462 | 6897 | 6948.6107 | 6938.4251 | 7240.9254 | 7191.8004
976 | 6897 | 6948.2885 | 6937.6258 | 7240.6318 | 7191.6675 | [8 empty] | 6983.9759 | 6897 | 6948.2885 | 6937.6258 | 7240.6318 | 7191.6675
977 | 6896 | 6947.9888 | 6936.3207 | 7238.9091 | 7190.6609 | [8 empty] | 6983.9693 | 6896 | 6947.9888 | 6936.3207 | 7238.9091 | 7190.6609
978 | 6896 | 6947.7066 | 6935.26 | 7238.1363 | 7190.5528 | [8 empty] | 6983.8685 | 6896 | 6947.7066 | 6935.26 | 7238.1363 | 7190.5528
979 | 6896 | 6947.5755 | 6934.2618 | 7237.6497 | 7190.056 | [8 empty] | 6983.7618 | 6896 | 6947.5755 | 6934.2618 | 7237.6497 | 7190.056
980 | 6896 | 6947.3375 | 6934.0642 | 7236.775 | 7190.0478 | [8 empty] | 6983.638 | 6896 | 6947.3375 | 6934.0642 | 7236.775 | 7190.0478
981 | 6895 | 6947.2123 | 6932.7451 | 7235.9742 | 7190.0099 | [8 empty] | 6982.5447 | 6895 | 6947.2123 | 6932.7451 | 7235.9742 | 7190.0099
982 | 6894 | 6947.1834 | 6932.0049 | 7232.9328 | 7189.9263 | [8 empty] | 6982.2671 | 6894 | 6947.1834 | 6932.0049 | 7232.9328 | 7189.9263
983 | 6894 | 6946.9918 | 6931.7444 | 7232.8207 | 7189.0702 | [8 empty] | 6981.204 | 6894 | 6946.9918 | 6931.7444 | 7232.8207 | 7189.0702
984 | 6893 | 6946.4227 | 6931.7227 | 7232.6138 | 7189.0449 | [8 empty] | 6980.7676 | 6893 | 6946.4227 | 6931.7227 | 7232.6138 | 7189.0449
985 | 6893 | 6945.7003 | 6931.3584 | 7231.102 | 7188.8104 | [8 empty] | 6979.6499 | 6893 | 6945.7003 | 6931.3584 | 7231.102 | 7188.8104
986 | 6893 | 6945.6898 | 6931.1959 | 7230.381 | 7188.7018 | [8 empty] | 6978.186 | 6893 | 6945.6898 | 6931.1959 | 7230.381 | 7188.7018
987 | 6892 | 6945.6791 | 6930.8065 | 7229.1703 | 7188.0605 | [8 empty] | 6977.9127 | 6892 | 6945.6791 | 6930.8065 | 7229.1703 | 7188.0605
988 | 6891 | 6945.4555 | 6930.5554 | 7225.9889 | 7186.7519 | [8 empty] | 6977.6336 | 6891 | 6945.4555 | 6930.5554 | 7225.9889 | 7186.7519
989 | 6891 | 6945.0915 | 6930.3895 | 7225.6044 | 7185.6077 | [8 empty] | 6976.7417 | 6891 | 6945.0915 | 6930.3895 | 7225.6044 | 7185.6077
990 | 6890 | 6944.5545 | 6930.1609 | 7225.0094 | 7184.6947 | [8 empty] | 6975.7124 | 6890 | 6944.5545 | 6930.1609 | 7225.0094 | 7184.6947
991 | 6889 | 6944.1471 | 6929.5877 | 7224.8203 | 7184.3526 | [8 empty] | 6975.7095 | 6889 | 6944.1471 | 6929.5877 | 7224.8203 | 7184.3526
992 | 6889 | 6944.0354 | 6929.4248 | 7223.5985 | 7183.8881 | [8 empty] | 6975.6646 | 6889 | 6944.0354 | 6929.4248 | 7223.5985 | 7183.8881
993 | 6889 | 6943.9925 | 6929.1799 | 7221.9266 | 7183.1216 | [8 empty] | 6975.1742 | 6889 | 6943.9925 | 6929.1799 | 7221.9266 | 7183.1216
994 | 6888 | 6943.7637 | 6928.7657 | 7221.7981 | 7183.006 | [8 empty] | 6974.427 | 6888 | 6943.7637 | 6928.7657 | 7221.7981 | 7183.006
995 | 6888 | 6943.3409 | 6928.7031 | 7220.846 | 7181.4744 | [8 empty] | 6974.3494 | 6888 | 6943.3409 | 6928.7031 | 7220.846 | 7181.4744
996 | 6887 | 6942.7799 | 6928.0315 | 7220.7733 | 7181.2954 | [8 empty] | 6972.5143 | 6887 | 6942.7799 | 6928.0315 | 7220.7733 | 7181.2954
997 | 6887 | 6942.7715 | 6927.3214 | 7220.4775 | 7181.2917 | [8 empty] | 6971.9572 | 6887 | 6942.7715 | 6927.3214 | 7220.4775 | 7181.2917
998 | 6886 | 6942.1719 | 6927.1738 | 7219.8945 | 7181.2131 | [8 empty] | 6971.5688 | 6886 | 6942.1719 | 6927.1738 | 7219.8945 | 7181.2131
999 | 6886 | 6941.9123 | 6927.0818 | 7218.8718 | 7180.3035 | [8 empty] | 6971.2068 | 6886 | 6941.9123 | 6927.0818 | 7218.8718 | 7180.3035
1000 | 6885 | 6941.5549 | 6927.0205 | 7218.5051 | 7180.0371 | [8 empty] | 6970.907 | 6885 | 6941.5549 | 6927.0205 | 7218.5051 | 7180.0371
1001 | 6884 | 6941.2169 | 6926.966 | 7217.5399 | 7179.8031 | [8 empty] | 6970.6385 | 6884 | 6941.2169 | 6926.966 | 7217.5399 | 7179.8031
1002 | 6883 | 6941.1506 | 6926.8651 | 7217.287 | 7179.1324 | [8 empty] | 6970.4533 | 6883 | 6941.1506 | 6926.8651 | 7217.287 | 7179.1324
1003 | 6883 | 6941.0593 | 6926.8228 | 7216.7713 | 7178.5028 | [8 empty] | 6970.246 | 6883 | 6941.0593 | 6926.8228 | 7216.7713 | 7178.5028
1004 | 6882 | 6940.1676 | 6926.644 | 7216.1638 | 7177.4289 | [8 empty] | 6969.2148 | 6882 | 6940.1676 | 6926.644 | 7216.1638 | 7177.4289
1005 | 6882 | 6940.0083 | 6926.2221 | 7214.3671 | 7176.9304 | [8 empty] | 6968.3545 | 6882 | 6940.0083 | 6926.2221 | 7214.3671 | 7176.9304
1006 | 6882 | 6939.6758 | 6925.9728 | 7214.165 | 7176.859 | [8 empty] | 6968.2494 | 6882 | 6939.6758 | 6925.9728 | 7214.165 | 7176.859
1007 | 6881 | 6939.6235 | 6924.7332 | 7213.9936 | 7175.5658 | [8 empty] | 6967.3422 | 6881 | 6939.6235 | 6924.7332 | 7213.9936 | 7175.5658
1008 | 6881 | 6939.4908 | 6923.9897 | 7213.8978 | 7175.3472 | [8 empty] | 6966.956 | 6881 | 6939.4908 | 6923.9897 | 7213.8978 | 7175.3472
1009 | 6881 | 6939.3483 | 6923.0032 | 7213.8798 | 7173.8191 | [8 empty] | 6965.8455 | 6881 | 6939.3483 | 6923.0032 | 7213.8798 | 7173.8191
1010 | 6881 | 6939.1706 | 6922.2718 | 7213.3206 | 7173.7188 | [8 empty] | 6965.8347 | 6881 | 6939.1706 | 6922.2718 | 7213.3206 | 7173.7188
1011 | 6879 | 6938.6394 | 6920.8178 | 7213.2143 | 7173.4316 | [8 empty] | 6965.2376 | 6879 | 6938.6394 | 6920.8178 | 7213.2143 | 7173.4316
1012 | 6878 | 6937.5536 | 6920.0297 | 7212.9942 | 7173.1312 | [8 empty] | 6965.0922 | 6878 | 6937.5536 | 6920.0297 | 7212.9942 | 7173.1312
1013 | 6878 | 6937.3401 | 6920.004 | 7212.7254 | 7172.4315 | [8 empty] | 6963.3654 | 6878 | 6937.3401 | 6920.004 | 7212.7254 | 7172.4315
1014 | 6877 | 6937.2766 | 6919.9462 | 7211.8473 | 7172.4173 | [8 empty] | 6963.0321 | 6877 | 6937.2766 | 6919.9462 | 7211.8473 | 7172.4173
1015 | 6876 | 6937.1035 | 6919.7172 | 7211.7227 | 7172.1674 | [8 empty] | 6962.0058 | 6876 | 6937.1035 | 6919.7172 | 7211.7227 | 7172.1674
1016 | 6876 | 6935.9301 | 6919.5956 | 7211.5063 | 7171.0668 | [8 empty] | 6961.3568 | 6876 | 6935.9301 | 6919.5956 | 7211.5063 | 7171.0668
1017 | 6875 | 6935.882 | 6919.1728 | 7211.4867 | 7170.7761 | [8 empty] | 6959.7114 | 6875 | 6935.882 | 6919.1728 | 7211.4867 | 7170.7761
1018 | 6874 | 6935.5114 | 6919.1351 | 7210.7968 | 7169.9869 | [8 empty] | 6959.5344 | 6874 | 6935.5114 | 6919.1351 | 7210.7968 | 7169.9869
1019 | 6874 | 6935.355 | 6918.866 | 7210.7769 | 7168.6093 | [8 empty] | 6958.8679 | 6874 | 6935.355 | 6918.866 | 7210.7769 | 7168.6093
1020 | 6873 | 6935.2057 | 6918.5906 | 7209.9249 | 7167.9806 | [8 empty] | 6957.5243 | 6873 | 6935.2057 | 6918.5906 | 7209.9249 | 7167.9806
1021 | 6870 | 6935.1546 | 6918.2876 | 7209.1158 | 7167.7433 | [8 empty] | 6957.4745 | 6870 | 6935.1546 | 6918.2876 | 7209.1158 | 7167.7433
1022 | 6870 | 6934.9659 | 6916.824 | 7208.6908 | 7167.1167 | [8 empty] | 6956.5139 | 6870 | 6934.9659 | 6916.824 | 7208.6908 | 7167.1167
1023 | 6869 | 6934.7987 | 6916.2253 | 7207.6825 | 7166.2151 | [8 empty] | 6955.8061 | 6869 | 6934.7987 | 6916.2253 | 7207.6825 | 7166.2151
1024 | 6869 | 6934.5313 | 6915.8723 | 7206.6951 | 7165.5769 | [8 empty] | 6955.4239 | 6869 | 6934.5313 | 6915.8723 | 7206.6951 | 7165.5769
1025 | 6869 | 6934.2108 | 6915.7142 | 7205.803 | 7165.4026 | [8 empty] | 6955.3686 | 6869 | 6934.2108 | 6915.7142 | 7205.803 | 7165.4026
1026 | 6869 | 6932.572 | 6914.7006 | 7205.0152 | 7165.4016 | [8 empty] | 6955.228 | 6869 | 6932.572 | 6914.7006 | 7205.0152 | 7165.4016
1027 | 6869 | 6932.4265 | 6914.0335 | 7204.2461 | 7165.2991 | [8 empty] | 6954.9038 | 6869 | 6932.4265 | 6914.0335 | 7204.2461 | 7165.2991
1028 | 6869 | 6932.1401 | 6913.8947 | 7203.7061 | 7165.2073 | [8 empty] | 6953.846 | 6869 | 6932.1401 | 6913.8947 | 7203.7061 | 7165.2073
1029 | 6868 | 6931.7368 | 6913.5626 | 7203.3504 | 7164.6646 | [8 empty] | 6953.0359 | 6868 | 6931.7368 | 6913.5626 | 7203.3504 | 7164.6646
1030 | 6868 | 6931.6232 | 6912.9284 | 7203.016 | 7164.5799 | [8 empty] | 6951.8124 | 6868 | 6931.6232 | 6912.9284 | 7203.016 | 7164.5799
1031 | 6868 | 6931.3279 | 6912.4909 | 7201.9505 | 7163.4233 | [8 empty] | 6951.7256 | 6868 | 6931.3279 | 6912.4909 | 7201.9505 | 7163.4233
1032 | 6867 | 6930.6842 | 6912.1078 | 7201.3367 | 7163.1475 | [8 empty] | 6951.5598 | 6867 | 6930.6842 | 6912.1078 | 7201.3367 | 7163.1475
1033 | 6866 | 6930.6392 | 6911.9856 | 7201.169 | 7163.045 | [8 empty] | 6951.3852 | 6866 | 6930.6392 | 6911.9856 | 7201.169 | 7163.045
1034 | 6866 | 6930.5626 | 6911.808 | 7201.1264 | 7161.8356 | [8 empty] | 6949.9368 | 6866 | 6930.5626 | 6911.808 | 7201.1264 | 7161.8356
1035 | 6866 | 6930.2168 | 6911.648 | 7200.7419 | 7161.2307 | [8 empty] | 6949.924 | 6866 | 6930.2168 | 6911.648 | 7200.7419 | 7161.2307
1036 | 6866 | 6929.9991 | 6911.6016 | 7199.3499 | 7160.6325 | [8 empty] | 6949.7784 | 6866 | 6929.9991 | 6911.6016 | 7199.3499 | 7160.6325
1037 | 6865 | 6929.9871 | 6910.9806 | 7198.5467 | 7160.5217 | [8 empty] | 6949.2014 | 6865 | 6929.9871 | 6910.9806 | 7198.5467 | 7160.5217
1038 | 6865 | 6929.8643 | 6910.4157 | 7197.6723 | 7159.6856 | [8 empty] | 6949.0873 | 6865 | 6929.8643 | 6910.4157 | 7197.6723 | 7159.6856
1039 | 6864 | 6929.8335 | 6909.4668 | 7196.3739 | 7159.6564 | [8 empty] | 6948.9004 | 6864 | 6929.8335 | 6909.4668 | 7196.3739 | 7159.6564
1040 | 6864 | 6929.5716 | 6908.7413 | 7196.2101 | 7159.5367 | [8 empty] | 6948.0932 | 6864 | 6929.5716 | 6908.7413 | 7196.2101 | 7159.5367
1041 | 6863 | 6929.3372 | 6908.7352 | 7196.1273 | 7159.4812 | [8 empty] | 6947.9461 | 6863 | 6929.3372 | 6908.7352 | 7196.1273 | 7159.4812
1042 | 6862 | 6928.8046 | 6907.9927 | 7194.1313 | 7159.3467 | [8 empty] | 6947.567 | 6862 | 6928.8046 | 6907.9927 | 7194.1313 | 7159.3467
1043 | 6862 | 6928.2793 | 6907.2922 | 7190.3567 | 7159.2171 | [8 empty] | 6947.5173 | 6862 | 6928.2793 | 6907.2922 | 7190.3567 | 7159.2171
1044 | 6862 | 6927.8721 | 6906.5882 | 7187.2893 | 7158.8287 | [8 empty] | 6947.237 | 6862 | 6927.8721 | 6906.5882 | 7187.2893 | 7158.8287
1045 | 6861 | 6927.4945 | 6904.359 | 7186.1466 | 7158.3164 | [8 empty] | 6947.0862 | 6861 | 6927.4945 | 6904.359 | 7186.1466 | 7158.3164
1046 | 6861 | 6927.0035 | 6904.3245 | 7185.9194 | 7157.4377 | [8 empty] | 6947.0737 | 6861 | 6927.0035 | 6904.3245 | 7185.9194 | 7157.4377
1047 | 6861 | 6926.828 | 6903.9734 | 7185.1714 | 7157.3031 | [8 empty] | 6946.1245 | 6861 | 6926.828 | 6903.9734 | 7185.1714 | 7157.3031
1048 | 6861 | 6926.5664 | 6903.9525 | 7184.5258 | 7156.6386 | [8 empty] | 6946.0165 | 6861 | 6926.5664 | 6903.9525 | 7184.5258 | 7156.6386
1049 | 6860 | 6925.1799 | 6903.6525 | 7184.3316 | 7156.177 | [8 empty] | 6945.5601 | 6860 | 6925.1799 | 6903.6525 | 7184.3316 | 7156.177
1050 | 6860 | 6924.2553 | 6903.2901 | 7184.0094 | 7156.1662 | [8 empty] | 6944.6413 | 6860 | 6924.2553 | 6903.2901 | 7184.0094 | 7156.1662
1051 | 6859 | 6923.6751 | 6903.2079 | 7183.6044 | 7155.8198 | [8 empty] | 6943.1672 | 6859 | 6923.6751 | 6903.2079 | 7183.6044 | 7155.8198
1052 | 6859 | 6923.6246 | 6902.6079 | 7183.5703 | 7155.2786 | [8 empty] | 6942.1231 | 6859 | 6923.6246 | 6902.6079 | 7183.5703 | 7155.2786
1053 | 6858 | 6923.5357 | 6902.3448 | 7183.4536 | 7155.1929 | [8 empty] | 6939.4299 | 6858 | 6923.5357 | 6902.3448 | 7183.4536 | 7155.1929
1054 | 6857 | 6923.2699 | 6902.268 | 7182.9967 | 7154.9067 | [8 empty] | 6938.8089 | 6857 | 6923.2699 | 6902.268 | 7182.9967 | 7154.9067
1055 | 6857 | 6922.8615 | 6901.6467 | 7182.754 | 7154.6808 | [8 empty] | 6938.4252 | 6857 | 6922.8615 | 6901.6467 | 7182.754 | 7154.6808
1056 | 6857 | 6922.5449 | 6901.4805 | 7181.8274 | 7154.0299 | [8 empty] | 6936.7424 | 6857 | 6922.5449 | 6901.4805 | 7181.8274 | 7154.0299
1057 | 6857 | 6921.8008 | 6901.2621 | 7181.1811 | 7152.7292 | [8 empty] | 6936.3491 | 6857 | 6921.8008 | 6901.2621 | 7181.1811 | 7152.7292
1058 | 6856 | 6921.6092 | 6900.8066 | 7180.7292 | 7151.6662 | [8 empty] | 6936.3282 | 6856 | 6921.6092 | 6900.8066 | 7180.7292 | 7151.6662
1059 | 6856 | 6921.4642 | 6900.0879 | 7179.7438 | 7151.4242 | [8 empty] | 6935.2803 | 6856 | 6921.4642 | 6900.0879 | 7179.7438 | 7151.4242
1060 | 6856 | 6920.8404 | 6899.6704 | 7178.7772 | 7151.3361 | [8 empty] | 6934.4992 | 6856 | 6920.8404 | 6899.6704 | 7178.7772 | 7151.3361
1061 | 6855 | 6920.631 | 6898.7108 | 7178.775 | 7151.2009 | [8 empty] | 6934.3854 | 6855 | 6920.631 | 6898.7108 | 7178.775 | 7151.2009
1062 | 6855 | 6919.9554 | 6898.5415 | 7177.1549 | 7150.6201 | [8 empty] | 6933.4536 | 6855 | 6919.9554 | 6898.5415 | 7177.1549 | 7150.6201
1063 | 6855 | 6919.9182 | 6898.0997 | 7176.7522 | 7149.6625 | [8 empty] | 6933.2676 | 6855 | 6919.9182 | 6898.0997 | 7176.7522 | 7149.6625
1064 | 6855 | 6919.5879 | 6897.3891 | 7175.9175 | 7149.0344 | [8 empty] | 6932.8094 | 6855 | 6919.5879 | 6897.3891 | 7175.9175 | 7149.0344
1065 | 6854 | 6919.3513 | 6897.1248 | 7175.7874 | 7148.6427 | [8 empty] | 6930.7702 | 6854 | 6919.3513 | 6897.1248 | 7175.7874 | 7148.6427
1066 | 6854 | 6919.2041 | 6896.8203 | 7175.2801 | 7147.8705 | [8 empty] | 6930.5865 | 6854 | 6919.2041 | 6896.8203 | 7175.2801 | 7147.8705
1067 | 6854 | 6918.5471 | 6896.6726 | 7175.1635 | 7147.3955 | [8 empty] | 6929.8996 | 6854 | 6918.5471 | 6896.6726 | 7175.1635 | 7147.3955
1068 | 6854 | 6917.7464 | 6896.3505 | 7174.7894 | 7147.2521 | [8 empty] | 6929.414 | 6854 | 6917.7464 | 6896.3505 | 7174.7894 | 7147.2521
1069 | 6853 | 6917.7356 | 6895.8218 | 7174.3794 | 7146.4858 | [8 empty] | 6928.1094 | 6853 | 6917.7356 | 6895.8218 | 7174.3794 | 7146.4858
1070 | 6853 | 6917.5252 | 6895.7542 | 7174.2637 | 7146.4809 | [8 empty] | 6927.4367 | 6853 | 6917.5252 | 6895.7542 | 7174.2637 | 7146.4809
1071 | 6853 | 6916.9348 | 6895.6534 | 7173.1775 | 7146.3327 | [8 empty] | 6927.0413 | 6853 | 6916.9348 | 6895.6534 | 7173.1775 | 7146.3327
1072 | 6853 | 6916.4061 | 6895.4817 | 7171.8646 | 7145.4276 | [8 empty] | 6926.2326 | 6853 | 6916.4061 | 6895.4817 | 7171.8646 | 7145.4276
1073 | 6852 | 6915.9733 | 6895.3007 | 7171.1547 | 7144.107 | [8 empty] | 6924.6054 | 6852 | 6915.9733 | 6895.3007 | 7171.1547 | 7144.107
1074 | 6852 | 6914.081 | 6894.8589 | 7170.4921 | 7143.8039 | [8 empty] | 6924.1215 | 6852 | 6914.081 | 6894.8589 | 7170.4921 | 7143.8039
1075 | 6851 | 6912.6758 | 6894.61 | 7170.1728 | 7143.7287 | [8 empty] | 6923.0188 | 6851 | 6912.6758 | 6894.61 | 7170.1728 | 7143.7287
1076 | 6851 | 6912.6299 | 6893.7764 | 7169.5666 | 7143.5943 | [8 empty] | 6921.9348 | 6851 | 6912.6299 | 6893.7764 | 7169.5666 | 7143.5943
1077 | 6850 | 6911.7105 | 6893.3393 | 7169.3292 | 7143.2376 | [8 empty] | 6921.854 | 6850 | 6911.7105 | 6893.3393 | 7169.3292 | 7143.2376
1078 | 6850 | 6911.0351 | 6893.0294 | 7169.1605 | 7143.1574 | [8 empty] | 6921.3025 | 6850 | 6911.0351 | 6893.0294 | 7169.1605 | 7143.1574
1079 | 6850 | 6908.1323 | 6892.7669 | 7169.1313 | 7142.3088 | [8 empty] | 6921.006 | 6850 | 6908.1323 | 6892.7669 | 7169.1313 | 7142.3088
1080 | 6850 | 6907.4748 | 6892.5001 | 7168.7852 | 7141.1265 | [8 empty] | 6920.8921 | 6850 | 6907.4748 | 6892.5001 | 7168.7852 | 7141.1265
1081 | 6850 | 6907.4118 | 6892.1932 | 7168.4171 | 7140.6948 | [8 empty] | 6920.0818 | 6850 | 6907.4118 | 6892.1932 | 7168.4171 | 7140.6948
1082 | 6849 | 6907.2486 | 6892.0584 | 7166.9741 | 7140.6731 | [8 empty] | 6919.5432 | 6849 | 6907.2486 | 6892.0584 | 7166.9741 | 7140.6731
1083 | 6849 | 6906.5251 | 6890.6421 | 7166.6699 | 7139.795 | [8 empty] | 6919.0943 | 6849 | 6906.5251 | 6890.6421 | 7166.6699 | 7139.795
1084 | 6849 | 6906.2791 | 6888.7058 | 7166.6592 | 7139.7554 | [8 empty] | 6918.4003 | 6849 | 6906.2791 | 6888.7058 | 7166.6592 | 7139.7554
1085 | 6849 | 6905.8844 | 6888.486 | 7166.1832 | 7138.9242 | [8 empty] | 6918.2946 | 6849 | 6905.8844 | 6888.486 | 7166.1832 | 7138.9242
1086 | 6849 | 6905.2509 | 6888.2966 | 7165.9504 | 7138.7451 | [8 empty] | 6916.4501 | 6849 | 6905.2509 | 6888.2966 | 7165.9504 | 7138.7451
1087 | 6849 | 6905.1418 | 6887.9232 | 7165.6974 | 7138.3016 | [8 empty] | 6916.4186 | 6849 | 6905.1418 | 6887.9232 | 7165.6974 | 7138.3016
1088 | 6848 | 6904.7183 | 6887.664 | 7165.2474 | 7137.4877 | [8 empty] | 6916.312 | 6848 | 6904.7183 | 6887.664 | 7165.2474 | 7137.4877
1089 | 6848 | 6904.5488 | 6887.5647 | 7164.5295 | 7137.1819 | [8 empty] | 6916.1851 | 6848 | 6904.5488 | 6887.5647 | 7164.5295 | 7137.1819
1090 | 6847 | 6904.4481 | 6887.4325 | 7163.4105 | 7136.6901 | [8 empty] | 6916.1045 | 6847 | 6904.4481 | 6887.4325 | 7163.4105 | 7136.6901
1091 | 6845 | 6903.45 | 6887.3525 | 7161.9387 | 7136.4392 | [8 empty] | 6915.764 | 6845 | 6903.45 | 6887.3525 | 7161.9387 | 7136.4392
1092 | 6845 | 6903.3983 | 6887.2273 | 7161.8413 | 7135.9716 | [8 empty] | 6915.6536 | 6845 | 6903.3983 | 6887.2273 | 7161.8413 | 7135.9716
1093 | 6844 | 6903.1751 | 6886.6015 | 7160.0578 | 7135.7364 | [8 empty] | 6915.5059 | 6844 | 6903.1751 | 6886.6015 | 7160.0578 | 7135.7364
1094 | 6843 | 6902.4452 | 6886.3338 | 7158.4912 | 7133.9803 | [8 empty] | 6915.1406 | 6843 | 6902.4452 | 6886.3338 | 7158.4912 | 7133.9803
1095 | 6843 | 6902.3706 | 6886.2367 | 7156.8557 | 7133.9145 | [8 empty] | 6914.9907 | 6843 | 6902.3706 | 6886.2367 | 7156.8557 | 7133.9145
1096 | 6843 | 6901.9117 | 6885.8518 | 7156.7477 | 7133.5197 | [8 empty] | 6914.5335 | 6843 | 6901.9117 | 6885.8518 | 7156.7477 | 7133.5197
1097 | 6842 | 6900.8894 | 6885.5908 | 7156.5639 | 7131.8488 | [8 empty] | 6914.4742 | 6842 | 6900.8894 | 6885.5908 | 7156.5639 | 7131.8488
1098 | 6842 | 6900.8123 | 6885.2258 | 7155.0668 | 7131.835 | [8 empty] | 6914.0382 | 6842 | 6900.8123 | 6885.2258 | 7155.0668 | 7131.835
1099 | 6841 | 6900.5839 | 6884.1577 | 7154.7857 | 7131.4955 | [8 empty] | 6913.6728 | 6841 | 6900.5839 | 6884.1577 | 7154.7857 | 7131.4955
1100 | 6841 | 6900.3075 | 6884.0001 | 7154.4643 | 7131.4629 | [8 empty] | 6913.6436 | 6841 | 6900.3075 | 6884.0001 | 7154.4643 | 7131.4629
1101 | 6839 | 6900.2986 | 6883.7497 | 7152.2883 | 7131.3673 | [8 empty] | 6913.2145 | 6839 | 6900.2986 | 6883.7497 | 7152.2883 | 7131.3673
1102 | 6838 | 6899.4096 | 6883.4879 | 7151.0678 | 7130.6113 | [8 empty] | 6912.8353 | 6838 | 6899.4096 | 6883.4879 | 7151.0678 | 7130.6113
1103 | 6838 | 6899.3021 | 6883.2346 | 7149.4124 | 7130.5321 | [8 empty] | 6912.8208 | 6838 | 6899.3021 | 6883.2346 | 7149.4124 | 7130.5321
1104 | 6838 | 6899.1778 | 6883.2003 | 7149.3818 | 7130.2113 | [8 empty] | 6912.6658 | 6838 | 6899.1778 | 6883.2003 | 7149.3818 | 7130.2113
1105 | 6837 | 6898.2975 | 6883.0692 | 7148.4511 | 7129.4021 | [8 empty] | 6911.7389 | 6837 | 6898.2975 | 6883.0692 | 7148.4511 | 7129.4021
1106 | 6837 | 6897.1785 | 6882.8883 | 7147.1657 | 7128.5063 | [8 empty] | 6910.8951 | 6837 | 6897.1785 | 6882.8883 | 7147.1657 | 7128.5063
1107 | 6836 | 6896.6541 | 6882.1442 | 7146.6594 | 7126.2605 | [8 empty] | 6909.6934 | 6836 | 6896.6541 | 6882.1442 | 7146.6594 | 7126.2605
1108 | 6835 | 6896.4407 | 6881.4771 | 7146.5137 | 7126.1389 | [8 empty] | 6909.627 | 6835 | 6896.4407 | 6881.4771 | 7146.5137 | 7126.1389
1109 | 6834 | 6896.1538 | 6881.4241 | 7146.1447 | 7125.8697 | [8 empty] | 6908.562 | 6834 | 6896.1538 | 6881.4241 | 7146.1447 | 7125.8697
1110 | 6834 | 6895.9986 | 6879.615 | 7145.7462 | 7125.8308 | [8 empty] | 6908.402 | 6834 | 6895.9986 | 6879.615 | 7145.7462 | 7125.8308
1111 | 6834 | 6895.5228 | 6879.2321 | 7144.2723 | 7125.6548 | [8 empty] | 6907.7662 | 6834 | 6895.5228 | 6879.2321 | 7144.2723 | 7125.6548
1112 | 6833 | 6895.0765 | 6879.1173 | 7143.4527 | 7125.5373 | [8 empty] | 6907.7156 | 6833 | 6895.0765 | 6879.1173 | 7143.4527 | 7125.5373
1113 | 6833 | 6894.6675 | 6878.8766 | 7142.1273 | 7125.253 | [8 empty] | 6906.8704 | 6833 | 6894.6675 | 6878.8766 | 7142.1273 | 7125.253
1114 | 6833 | 6894.591 | 6878.7491 | 7141.9879 | 7125.1099 | [8 empty] | 6906.7662 | 6833 | 6894.591 | 6878.7491 | 7141.9879 | 7125.1099
1115 | 6831 | 6894.5356 | 6878.2033 | 7137.8256 | 7124.2791 | [8 empty] | 6906.7258 | 6831 | 6894.5356 | 6878.2033 | 7137.8256 | 7124.2791
1116 | 6831 | 6894.4861 | 6878.0699 | 7136.7497 | 7123.8462 | [8 empty] | 6906.7256 | 6831 | 6894.4861 | 6878.0699 | 7136.7497 | 7123.8462
1117 | 6831 | 6894.3818 | 6877.7244 | 7136.6974 | 7123.7626 | [8 empty] | 6906.537 | 6831 | 6894.3818 | 6877.7244 | 7136.6974 | 7123.7626
1118 | 6831 | 6894.2965 | 6877.5733 | 7136.5827 | 7123.236 | [8 empty] | 6905.7084 | 6831 | 6894.2965 | 6877.5733 | 7136.5827 | 7123.236
1119 | 6830 | 6892.9956 | 6877.3207 | 7136.5154 | 7123.2348 | [8 empty] | 6905.6536 | 6830 | 6892.9956 | 6877.3207 | 7136.5154 | 7123.2348
1120 | 6830 | 6892.9615 | 6877.1197 | 7136.2572 | 7122.8943 | [8 empty] | 6905.3509 | 6830 | 6892.9615 | 6877.1197 | 7136.2572 | 7122.8943
1121 | 6830 | 6892.7937 | 6876.6617 | 7135.7965 | 7122.7321 | [8 empty] | 6904.423 | 6830 | 6892.7937 | 6876.6617 | 7135.7965 | 7122.7321
1122 | 6830 | 6892.4012 | 6876.4316 | 7135.7694 | 7122.7187 | [8 empty] | 6903.7539 | 6830 | 6892.4012 | 6876.4316 | 7135.7694 | 7122.7187
1123 | 6829 | 6892.099 | 6876.1292 | 7135.7588 | 7122.6137 | [8 empty] | 6903.4627 | 6829 | 6892.099 | 6876.1292 | 7135.7588 | 7122.6137
1124 | 6827 | 6891.6848 | 6875.9043 | 7135.6981 | 7122.5926 | [8 empty] | 6903.4222 | 6827 | 6891.6848 | 6875.9043 | 7135.6981 | 7122.5926
1125 | 6827 | 6891.4297 | 6875.6397 | 7134.9518 | 7122.1829 | [8 empty] | 6902.9775 | 6827 | 6891.4297 | 6875.6397 | 7134.9518 | 7122.1829
1126 | 6827 | 6890.8218 | 6875.0971 | 7134.3349 | 7121.35 | [8 empty] | 6902.8145 | 6827 | 6890.8218 | 6875.0971 | 7134.3349 | 7121.35
1127 | 6827 | 6890.8146 | 6874.9334 | 7133.6571 | 7121.1688 | [8 empty] | 6901.1337 | 6827 | 6890.8146 | 6874.9334 | 7133.6571 | 7121.1688
1128 | 6826 | 6889.2296 | 6874.7562 | 7132.8751 | 7120.5939 | [8 empty] | 6901.0227 | 6826 | 6889.2296 | 6874.7562 | 7132.8751 | 7120.5939
1129 | 6825 | 6888.5658 | 6873.8195 | 7132.162 | 7120.2729 | [8 empty] | 6900.7328 | 6825 | 6888.5658 | 6873.8195 | 7132.162 | 7120.2729
1130 | 6824 | 6888.4466 | 6873.2287 | 7132.0039 | 7119.8369 | [8 empty] | 6900.7279 | 6824 | 6888.4466 | 6873.2287 | 7132.0039 | 7119.8369
1131 | 6824 | 6888.1596 | 6872.7159 | 7130.3215 | 7119.471 | [8 empty] | 6900.6349 | 6824 | 6888.1596 | 6872.7159 | 7130.3215 | 7119.471
1132 | 6823 | 6887.995 | 6872.0097 | 7129.4647 | 7119.4327 | [8 empty] | 6900.4831 | 6823 | 6887.995 | 6872.0097 | 7129.4647 | 7119.4327
1133 | 6822 | 6887.343 | 6871.9386 | 7129.1016 | 7118.3431 | [8 empty] | 6899.3248 | 6822 | 6887.343 | 6871.9386 | 7129.1016 | 7118.3431
1134 | 6822 | 6886.9427 | 6871.537 | 7128.5106 | 7117.9566 | [8 empty] | 6898.8803 | 6822 | 6886.9427 | 6871.537 | 7128.5106 | 7117.9566
1135 | 6821 | 6886.8895 | 6870.8183 | 7128.1411 | 7117.8374 | [8 empty] | 6898.7324 | 6821 | 6886.8895 | 6870.8183 | 7128.1411 | 7117.8374
1136 | 6820 | 6886.6965 | 6870.5337 | 7127.4016 | 7117.0183 | [8 empty] | 6898.0292 | 6820 | 6886.6965 | 6870.5337 | 7127.4016 | 7117.0183
1137 | 6820 | 6886.5498 | 6870.479 | 7126.8022 | 7116.0045 | [8 empty] | 6897.8468 | 6820 | 6886.5498 | 6870.479 | 7126.8022 | 7116.0045
1138 | 6820 | 6886.4769 | 6868.6735 | 7125.9481 | 7115.3739 | [8 empty] | 6897.6601 | 6820 | 6886.4769 | 6868.6735 | 7125.9481 | 7115.3739
1139 | 6820 | 6885.4685 | 6868.6055 | 7123.9697 | 7114.9707 | [8 empty] | 6897.5168 | 6820 | 6885.4685 | 6868.6055 | 7123.9697 | 7114.9707
1140 | 6820 | 6884.955 | 6868.5112 | 7123.8901 | 7114.9004 | [8 empty] | 6896.7572 | 6820 | 6884.955 | 6868.5112 | 7123.8901 | 7114.9004
1141 | 6819 | 6884.4044 | 6868.1483 | 7122.5425 | 7114.7802 | [8 empty] | 6896.7395 | 6819 | 6884.4044 | 6868.1483 | 7122.5425 | 7114.7802
1142 | 6819 | 6884.0577 | 6867.9918 | 7122.413 | 7114.6899 | [8 empty] | 6895.7731 | 6819 | 6884.0577 | 6867.9918 | 7122.413 | 7114.6899
1143 | 6819 | 6884.0084 | 6867.649 | 7121.7056 | 7114.2499 | [8 empty] | 6894.6967 | 6819 | 6884.0084 | 6867.649 | 7121.7056 | 7114.2499
1144 | 6818 | 6883.9793 | 6867.0049 | 7120.8194 | 7113.5734 | [8 empty] | 6894.6296 | 6818 | 6883.9793 | 6867.0049 | 7120.8194 | 7113.5734
1145 | 6817 | 6883.9782 | 6866.8592 | 7120.4062 | 7112.8631 | [8 empty] | 6894.357 | 6817 | 6883.9782 | 6866.8592 | 7120.4062 | 7112.8631
1146 | 6816 | 6883.5601 | 6866.4984 | 7119.8821 | 7111.7376 | [8 empty] | 6893.8299 | 6816 | 6883.5601 | 6866.4984 | 7119.8821 | 7111.7376
1147 | 6815 | 6880.2959 | 6865.9208 | 7119.0019 | 7111.1695 | [8 empty] | 6893.7145 | 6815 | 6880.2959 | 6865.9208 | 7119.0019 | 7111.1695
1148 | 6815 | 6880.2954 | 6865.6255 | 7116.7829 | 7111.1096 | [8 empty] | 6893.2861 | 6815 | 6880.2954 | 6865.6255 | 7116.7829 | 7111.1096
1149 | 6815 | 6878.8758 | 6865.412 | 7116.6261 | 7110.7631 | [8 empty] | 6892.8293 | 6815 | 6878.8758 | 6865.412 | 7116.6261 | 7110.7631
1150 | 6815 | 6878.7268 | 6864.3482 | 7115.9828 | 7110.7553 | [8 empty] | 6892.6909 | 6815 | 6878.7268 | 6864.3482 | 7115.9828 | 7110.7553
1151 | 6815 | 6878.0516 | 6863.0548 | 7114.6626 | 7110.6785 | [8 empty] | 6891.7093 | 6815 | 6878.0516 | 6863.0548 | 7114.6626 | 7110.6785
1152 | 6814 | 6878.02 | 6862.452 | 7114.2257 | 7109.8159 | [8 empty] | 6891.3847 | 6814 | 6878.02 | 6862.452 | 7114.2257 | 7109.8159
1153 | 6814 | 6877.8327 | 6862.1988 | 7114.186 | 7109.6288 | [8 empty] | 6889.8282 | 6814 | 6877.8327 | 6862.1988 | 7114.186 | 7109.6288
1154 | 6814 | 6876.2324 | 6862.1213 | 7113.9977 | 7109.4238 | [8 empty] | 6889.5709 | 6814 | 6876.2324 | 6862.1213 | 7113.9977 | 7109.4238
1155 | 6814 | 6876.0505 | 6861.8036 | 7113.4848 | 7108.6251 | [8 empty] | 6889.2733 | 6814 | 6876.0505 | 6861.8036 | 7113.4848 | 7108.6251
1156 | 6813 | 6875.7278 | 6861.5798 | 7112.8799 | 7107.7206 | [8 empty] | 6889.2704 | 6813 | 6875.7278 | 6861.5798 | 7112.8799 | 7107.7206
1157 | 6813 | 6874.5126 | 6861.303 | 7112.1323 | 7107.6328 | [8 empty] | 6889.1818 | 6813 | 6874.5126 | 6861.303 | 7112.1323 | 7107.6328
1158 | 6813 | 6873.5787 | 6860.9123 | 7110.6947 | 7107.4258 | [8 empty] | 6886.4686 | 6813 | 6873.5787 | 6860.9123 | 7110.6947 | 7107.4258
1159 | 6812 | 6873.3411 | 6860.8314 | 7109.9817 | 7106.7907 | [8 empty] | 6885.9184 | 6812 | 6873.3411 | 6860.8314 | 7109.9817 | 7106.7907
1160 | 6812 | 6873.1145 | 6860.642 | 7109.6637 | 7105.9558 | [8 empty] | 6885.5955 | 6812 | 6873.1145 | 6860.642 | 7109.6637 | 7105.9558
1161 | 6812 | 6873.0154 | 6859.2493 | 7107.4381 | 7105.4634 | [8 empty] | 6885.3542 | 6812 | 6873.0154 | 6859.2493 | 7107.4381 | 7105.4634
1162 | 6812 | 6872.9634 | 6858.8995 | 7107.0239 | 7105.4414 | [8 empty] | 6884.8226 | 6812 | 6872.9634 | 6858.8995 | 7107.0239 | 7105.4414
1163 | 6811 | 6872.6388 | 6857.6135 | 7106.8024 | 7104.8402 | [8 empty] | 6884.8223 | 6811 | 6872.6388 | 6857.6135 | 7106.8024 | 7104.8402
1164 | 6811 | 6871.3781 | 6857.4757 | 7104.8731 | 7104.5638 | [8 empty] | 6884.2761 | 6811 | 6871.3781 | 6857.4757 | 7104.8731 | 7104.5638
1165 | 6810 | 6869.7669 | 6856.9909 | 7104.6524 | 7103.9358 | [8 empty] | 6883.727 | 6810 | 6869.7669 | 6856.9909 | 7104.6524 | 7103.9358
1166 | 6810 | 6868.7967 | 6856.6598 | 7103.3882 | 7102.2069 | [8 empty] | 6882.9434 | 6810 | 6868.7967 | 6856.6598 | 7103.3882 | 7102.2069
1167 | 6809 | 6868.5251 | 6855.9232 | 7102.8835 | 7101.9957 | [8 empty] | 6882.4553 | 6809 | 6868.5251 | 6855.9232 | 7102.8835 | 7101.9957
1168 | 6809 | 6867.9309 | 6855.0622 | 7101.6648 | 7101.8279 | [8 empty] | 6882.3317 | 6809 | 6867.9309 | 6855.0622 | 7101.6648 | 7101.8279
1169 | 6809 | 6867.6012 | 6854.7621 | 7101.3341 | 7101.2321 | [8 empty] | 6880.62 | 6809 | 6867.6012 | 6854.7621 | 7101.3341 | 7101.2321
1170 | 6808 | 6866.59 | 6854.0643 | 7100.9367 | 7101.2193 | [8 empty] | 6880.4226 | 6808 | 6866.59 | 6854.0643 | 7100.9367 | 7101.2193
1171 | 6807 | 6866.2272 | 6853.4386 | 7100.5598 | 7101.158 | [8 empty] | 6878.7766 | 6807 | 6866.2272 | 6853.4386 | 7100.5598 | 7101.158
1172 | 6807 | 6865.9199 | 6851.9637 | 7100.0014 | 7101.0874 | [8 empty] | 6878.5285 | 6807 | 6865.9199 | 6851.9637 | 7100.0014 | 7101.0874
1173 | 6807 | 6865.5592 | 6851.7398 | 7099.9065 | 7100.7918 | [8 empty] | 6877.8989 | 6807 | 6865.5592 | 6851.7398 | 7099.9065 | 7100.7918
1174 | 6807 | 6864.8173 | 6851.571 | 7099.8604 | 7100.4308 | [8 empty] | 6877.8634 | 6807 | 6864.8173 | 6851.571 | 7099.8604 | 7100.4308
1175 | 6807 | 6864.6275 | 6851.3435 | 7099.2212 | 7100.4263 | [8 empty] | 6877.0035 | 6807 | 6864.6275 | 6851.3435 | 7099.2212 | 7100.4263
1176 | 6807 | 6864.3543 | 6851.1956 | 7098.4121 | 7099.9132 | [8 empty] | 6875.73 | 6807 | 6864.3543 | 6851.1956 | 7098.4121 | 7099.9132
1177 | 6806 | 6864.2619 | 6851.0096 | 7097.7945 | 7099.753 | [8 empty] | 6875.0023 | 6806 | 6864.2619 | 6851.0096 | 7097.7945 | 7099.753
1178 | 6805 | 6864.1334 | 6850.7928 | 7097.5107 | 7099.5161 | [8 empty] | 6874.9984 | 6805 | 6864.1334 | 6850.7928 | 7097.5107 | 7099.5161
1179 | 6805 | 6863.958 | 6850.6245 | 7096.0438 | 7099.4409 | [8 empty] | 6874.6299 | 6805 | 6863.958 | 6850.6245 | 7096.0438 | 7099.4409
1180 | 6804 | 6862.8119 | 6849.6881 | 7095.9859 | 7099.2132 | [8 empty] | 6874.4571 | 6804 | 6862.8119 | 6849.6881 | 7095.9859 | 7099.2132
1181 | 6804 | 6862.6602 | 6848.751 | 7094.4111 | 7099.0062 | [8 empty] | 6873.5728 | 6804 | 6862.6602 | 6848.751 | 7094.4111 | 7099.0062
1182 | 6804 | 6861.7712 | 6848.0398 | 7094.198 | 7098.3979 | [8 empty] | 6873.5586 | 6804 | 6861.7712 | 6848.0398 | 7094.198 | 7098.3979
1183 | 6804 | 6861.4382 | 6847.8767 | 7094.0729 | 7097.7431 | [8 empty] | 6873.3774 | 6804 | 6861.4382 | 6847.8767 | 7094.0729 | 7097.7431
1184 | 6804 | 6861.4169 | 6847.8763 | 7094.048 | 7097.6502 | [8 empty] | 6872.0374 | 6804 | 6861.4169 | 6847.8763 | 7094.048 | 7097.6502
1185 | 6803 | 6861.37 | 6847.6782 | 7093.7418 | 7097.6072 | [8 empty] | 6870.6885 | 6803 | 6861.37 | 6847.6782 | 7093.7418 | 7097.6072
1186 | 6803 | 6861.0727 | 6846.9895 | 7093.008 | 7097.1768 | [8 empty] | 6870.1943 | 6803 | 6861.0727 | 6846.9895 | 7093.008 | 7097.1768
1187 | 6803 | 6861.0708 | 6846.8912 | 7092.9221 | 7096.8207 | [8 empty] | 6870.0853 | 6803 | 6861.0708 | 6846.8912 | 7092.9221 | 7096.8207
1188 | 6803 | 6860.7847 | 6846.8113 | 7092.6898 | 7096.594 | [8 empty] | 6869.6295 | 6803 | 6860.7847 | 6846.8113 | 7092.6898 | 7096.594
1189 | 6802 | 6860.6923 | 6846.6286 | 7092.4532 | 7096.4651 | [8 empty] | 6869.4688 | 6802 | 6860.6923 | 6846.6286 | 7092.4532 | 7096.4651
1190 | 6802 | 6860.4134 | 6846.0605 | 7091.6594 | 7095.9371 | [8 empty] | 6868.5065 | 6802 | 6860.4134 | 6846.0605 | 7091.6594 | 7095.9371
1191 | 6802 | 6860.0147 | 6846.0474 | 7091.6181 | 7095.1658 | [8 empty] | 6868.487 | 6802 | 6860.0147 | 6846.0474 | 7091.6181 | 7095.1658
1192 | 6800 | 6860.0043 | 6845.6923 | 7089.9438 | 7095.117 | [8 empty] | 6868.0682 | 6800 | 6860.0043 | 6845.6923 | 7089.9438 | 7095.117
1193 | 6800 | 6859.3905 | 6845.4027 | 7088.7633 | 7094.6007 | [8 empty] | 6867.7922 | 6800 | 6859.3905 | 6845.4027 | 7088.7633 | 7094.6007
1194 | 6800 | 6858.3618 | 6845.0029 | 7088.0352 | 7094.3892 | [8 empty] | 6867.7229 | 6800 | 6858.3618 | 6845.0029 | 7088.0352 | 7094.3892
1195 | 6799 | 6857.5549 | 6844.8958 | 7085.8141 | 7094.1647 | [8 empty] | 6867.7184 | 6799 | 6857.5549 | 6844.8958 | 7085.8141 | 7094.1647
1196 | 6799 | 6857.2652 | 6844.4294 | 7085.4526 | 7094.1317 | [8 empty] | 6867.4931 | 6799 | 6857.2652 | 6844.4294 | 7085.4526 | 7094.1317
1197 | 6799 | 6856.8847 | 6844.424 | 7084.5949 | 7093.8192 | [8 empty] | 6867.1942 | 6799 | 6856.8847 | 6844.424 | 7084.5949 | 7093.8192
1198 | 6799 | 6856.3751 | 6844.1157 | 7084.2393 | 7092.7704 | [8 empty] | 6866.175 | 6799 | 6856.3751 | 6844.1157 | 7084.2393 | 7092.7704
1199 | 6799 | 6856.0544 | 6844.0142 | 7083.7415 | 7092.7589 | [8 empty] | 6865.0243 | 6799 | 6856.0544 | 6844.0142 | 7083.7415 | 7092.7589
1200 | 6798 | 6854.3067 | 6842.7257 | 7083.471 | 7092.5861 | [8 empty] | 6864.6305 | 6798 | 6854.3067 | 6842.7257 | 7083.471 | 7092.5861
1201 | 6798 | 6853.6616 | 6842.6702 | 7082.9741 | 7089.7964 | [8 empty] | 6864.54 | 6798 | 6853.6616 | 6842.6702 | 7082.9741 | 7089.7964
1202 | 6798 | 6853.6153 | 6842.0612 | 7082.6356 | 7089.3206 | [8 empty] | 6863.3241 | 6798 | 6853.6153 | 6842.0612 | 7082.6356 | 7089.3206
1203 | 6797 | 6852.7539 | 6841.8484 | 7080.9673 | 7089.1912 | [8 empty] | 6862.8488 | 6797 | 6852.7539 | 6841.8484 | 7080.9673 | 7089.1912
1204 | 6797 | 6852.5513 | 6841.7191 | 7080.5283 | 7088.9571 | [8 empty] | 6862.121 | 6797 | 6852.5513 | 6841.7191 | 7080.5283 | 7088.9571
1205 | 6797 | 6852.1849 | 6841.4925 | 7080.0852 | 7088.104 | [8 empty] | 6861.9994 | 6797 | 6852.1849 | 6841.4925 | 7080.0852 | 7088.104
1206 | 6796 | 6851.1375 | 6841.007 | 7079.1425 | 7087.9057 | [8 empty] | 6860.9786 | 6796 | 6851.1375 | 6841.007 | 7079.1425 | 7087.9057
1207 | 6795 | 6850.98 | 6840.853 | 7079.1419 | 7087.839 | [8 empty] | 6860.7107 | 6795 | 6850.98 | 6840.853 | 7079.1419 | 7087.839
1208 | 6795 | 6850.5547 | 6840.3521 | 7079.1409 | 7087.4598 | [8 empty] | 6860.1578 | 6795 | 6850.5547 | 6840.3521 | 7079.1409 | 7087.4598
1209 | 6794 | 6850.5066 | 6839.8046 | 7078.9311 | 7087.2314 | [8 empty] | 6859.2301 | 6794 | 6850.5066 | 6839.8046 | 7078.9311 | 7087.2314
1210 | 6793 | 6850.482 | 6838.7558 | 7078.8771 | 7087.2087 | [8 empty] | 6859.21 | 6793 | 6850.482 | 6838.7558 | 7078.8771 | 7087.2087
1211 | 6793 | 6849.8355 | 6838.5174 | 7078.7595 | 7087.1179 | [8 empty] | 6859.0427 | 6793 | 6849.8355 | 6838.5174 | 7078.7595 | 7087.1179
1212 | 6793 | 6849.5601 | 6838.0112 | 7078.6251 | 7086.9706 | [8 empty] | 6858.8305 | 6793 | 6849.5601 | 6838.0112 | 7078.6251 | 7086.9706
1213 | 6792 | 6849.2496 | 6837.2575 | 7078.3872 | 7086.8032 | [8 empty] | 6858.6328 | 6792 | 6849.2496 | 6837.2575 | 7078.3872 | 7086.8032
1214 | 6792 | 6848.3043 | 6837.1944 | 7077.953 | 7086.5478 | [8 empty] | 6858.3222 | 6792 | 6848.3043 | 6837.1944 | 7077.953 | 7086.5478
1215 | 6791 | 6847.7729 | 6837.1516 | 7077.6763 | 7086.5468 | [8 empty] | 6858.3027 | 6791 | 6847.7729 | 6837.1516 | 7077.6763 | 7086.5468
1216 | 6791 | 6847.6394 | 6836.8865 | 7075.9347 | 7085.9175 | [8 empty] | 6858.1993 | 6791 | 6847.6394 | 6836.8865 | 7075.9347 | 7085.9175
1217 | 6790 | 6847.4545 | 6836.7123 | 7075.7038 | 7085.6188 | [8 empty] | 6857.8072 | 6790 | 6847.4545 | 6836.7123 | 7075.7038 | 7085.6188
1218 | 6790 | 6846.8746 | 6836.6347 | 7074.8985 | 7085.4245 | [8 empty] | 6857.4745 | 6790 | 6846.8746 | 6836.6347 | 7074.8985 | 7085.4245
1219 | 6790 | 6846.7292 | 6835.8709 | 7073.6768 | 7085.1276 | [8 empty] | 6857.1561 | 6790 | 6846.7292 | 6835.8709 | 7073.6768 | 7085.1276
1220 | 6790 | 6846.693 | 6835.1753 | 7073.4531 | 7084.7003 | [8 empty] | 6856.884 | 6790 | 6846.693 | 6835.1753 | 7073.4531 | 7084.7003
1221 | 6790 | 6846.6558 | 6835.0311 | 7072.9997 | 7084.662 | [8 empty] | 6855.1767 | 6790 | 6846.6558 | 6835.0311 | 7072.9997 | 7084.662
1222 | 6789 | 6846.5976 | 6834.9566 | 7072.9781 | 7084.5151 | [8 empty] | 6853.8941 | 6789 | 6846.5976 | 6834.9566 | 7072.9781 | 7084.5151
1223 | 6788 | 6846.474 | 6834.7762 | 7072.7087 | 7084.4226 | [8 empty] | 6853.3948 | 6788 | 6846.474 | 6834.7762 | 7072.7087 | 7084.4226
1224 | 6788 | 6845.77 | 6834.706 | 7072.6299 | 7084.4013 | [8 empty] | 6852.206 | 6788 | 6845.77 | 6834.706 | 7072.6299 | 7084.4013
1225 | 6787 | 6845.6518 | 6834.409 | 7072.3906 | 7084.0084 | [8 empty] | 6851.1968 | 6787 | 6845.6518 | 6834.409 | 7072.3906 | 7084.0084
1226 | 6786 | 6845.0433 | 6833.5979 | 7072.3554 | 7083.2362 | [8 empty] | 6850.8551 | 6786 | 6845.0433 | 6833.5979 | 7072.3554 | 7083.2362
1227 | 6786 | 6844.5538 | 6833.2051 | 7071.6563 | 7082.7349 | [8 empty] | 6850.6924 | 6786 | 6844.5538 | 6833.2051 | 7071.6563 | 7082.7349
1228 | 6786 | 6843.7922 | 6832.4344 | 7071.2535 | 7081.2978 | [8 empty] | 6850.2088 | 6786 | 6843.7922 | 6832.4344 | 7071.2535 | 7081.2978
1229 | 6786 | 6843.1315 | 6831.9408 | 7070.7863 | 7080.9696 | [8 empty] | 6849.4748 | 6786 | 6843.1315 | 6831.9408 | 7070.7863 | 7080.9696
1230 | 6785 | 6842.9704 | 6831.5395 | 7070.2645 | 7080.1788 | [8 empty] | 6848.5516 | 6785 | 6842.9704 | 6831.5395 | 7070.2645 | 7080.1788
1231 | 6784 | 6842.6471 | 6831.4572 | 7069.8619 | 7080.0064 | [8 empty] | 6848.3178 | 6784 | 6842.6471 | 6831.4572 | 7069.8619 | 7080.0064
1232 | 6783 | 6842.5323 | 6831.241 | 7069.1743 | 7079.5482 | [8 empty] | 6848.0314 | 6783 | 6842.5323 | 6831.241 | 7069.1743 | 7079.5482
1233 | 6783 | 6841.5084 | 6831.2325 | 7067.3963 | 7078.8259 | [8 empty] | 6846.9838 | 6783 | 6841.5084 | 6831.2325 | 7067.3963 | 7078.8259
1234 | 6783 | 6840.4871 | 6830.8612 | 7066.7702 | 7078.7911 | [8 empty] | 6846.971 | 6783 | 6840.4871 | 6830.8612 | 7066.7702 | 7078.7911
1235 | 6783 | 6840.0415 | 6830.3496 | 7066.1497 | 7078.7537 | [8 empty] | 6846.1121 | 6783 | 6840.0415 | 6830.3496 | 7066.1497 | 7078.7537
1236 | 6783 | 6839.9411 | 6830.3481 | 7066.0383 | 7078.1364 | [8 empty] | 6845.0673 | 6783 | 6839.9411 | 6830.3481 | 7066.0383 | 7078.1364
1237 | 6782 | 6839.6285 | 6830.2612 | 7065.9217 | 7078.0863 | [8 empty] | 6844.7033 | 6782 | 6839.6285 | 6830.2612 | 7065.9217 | 7078.0863
1238 | 6781 | 6839.5965 | 6829.7057 | 7065.8073 | 7077.5746 | [8 empty] | 6844.4479 | 6781 | 6839.5965 | 6829.7057 | 7065.8073 | 7077.5746
1239 | 6781 | 6839.4557 | 6829.6926 | 7065.5925 | 7077.0041 | [8 empty] | 6843.9083 | 6781 | 6839.4557 | 6829.6926 | 7065.5925 | 7077.0041
1240 | 6780 | 6839.0984 | 6828.1938 | 7063.8519 | 7076.9419 | [8 empty] | 6843.6373 | 6780 | 6839.0984 | 6828.1938 | 7063.8519 | 7076.9419
1241 | 6780 | 6838.7784 | 6826.3405 | 7063.6883 | 7076.8908 | [8 empty] | 6843.1171 | 6780 | 6838.7784 | 6826.3405 | 7063.6883 | 7076.8908
1242 | 6779 | 6838.5986 | 6825.8461 | 7062.1478 | 7076.5525 | [8 empty] | 6842.8963 | 6779 | 6838.5986 | 6825.8461 | 7062.1478 | 7076.5525
1243 | 6779 | 6838.4151 | 6825.7736 | 7061.6398 | 7076.4116 | [8 empty] | 6842.6057 | 6779 | 6838.4151 | 6825.7736 | 7061.6398 | 7076.4116
1244 | 6779 | 6838.3437 | 6825.5756 | 7061.277 | 7076.3616 | [8 empty] | 6842.3306 | 6779 | 6838.3437 | 6825.5756 | 7061.277 | 7076.3616
1245 | 6778 | 6837.7009 | 6823.7981 | 7061.2692 | 7076.0382 | [8 empty] | 6842.125 | 6778 | 6837.7009 | 6823.7981 | 7061.2692 | 7076.0382
1246 | 6778 | 6837.5984 | 6823.5754 | 7060.0344 | 7075.7402 | [8 empty] | 6841.5584 | 6778 | 6837.5984 | 6823.5754 | 7060.0344 | 7075.7402
1247 | 6776 | 6837.4973 | 6822.4865 | 7060.0016 | 7075.5525 | [8 empty] | 6840.88 | 6776 | 6837.4973 | 6822.4865 | 7060.0016 | 7075.5525
1248 | 6776 | 6837.352 | 6821.9769 | 7059.9177 | 7075.0473 | [8 empty] | 6839.8123 | 6776 | 6837.352 | 6821.9769 | 7059.9177 | 7075.0473
1249 | 6776 | 6836.9814 | 6820.4396 | 7059.7963 | 7074.5281 | [8 empty] | 6839.7752 | 6776 | 6836.9814 | 6820.4396 | 7059.7963 | 7074.5281
1250 | 6776 | 6836.875 | 6819.6249 | 7059.7765 | 7074.3029 | [8 empty] | 6839.7091 | 6776 | 6836.875 | 6819.6249 | 7059.7765 | 7074.3029
1251 | 6775 | 6836.8099 | 6819.1257 | 7059.6802 | 7074.2732 | [8 empty] | 6839.3936 | 6775 | 6836.8099 | 6819.1257 | 7059.6802 | 7074.2732
1252 | 6775 | 6836.4755 | 6819.0086 | 7059.3855 | 7074.1817 | [8 empty] | 6838.277 | 6775 | 6836.4755 | 6819.0086 | 7059.3855 | 7074.1817
1253 | 6775 | 6835.9774 | 6818.7174 | 7059.2165 | 7072.9894 | [8 empty] | 6838.0358 | 6775 | 6835.9774 | 6818.7174 | 7059.2165 | 7072.9894
1254 | 6775 | 6835.3636 | 6818.6795 | 7059.0744 | 7072.4612 | [8 empty] | 6837.7426 | 6775 | 6835.3636 | 6818.6795 | 7059.0744 | 7072.4612
1255 | 6774 | 6834.8351 | 6818.4455 | 7058.8 | 7071.5041 | [8 empty] | 6837.06 | 6774 | 6834.8351 | 6818.4455 | 7058.8 | 7071.5041
1256 | 6774 | 6834.144 | 6817.9821 | 7058.5602 | 7071.2885 | [8 empty] | 6835.903 | 6774 | 6834.144 | 6817.9821 | 7058.5602 | 7071.2885
1257 | 6774 | 6833.5073 | 6817.9514 | 7058.189 | 7070.2945 | [8 empty] | 6835.7978 | 6774 | 6833.5073 | 6817.9514 | 7058.189 | 7070.2945
1258 | 6774 | 6833.2505 | 6817.9232 | 7057.6294 | 7069.3637 | [8 empty] | 6834.9312 | 6774 | 6833.2505 | 6817.9232 | 7057.6294 | 7069.3637
1259 | 6772 | 6831.606 | 6817.4936 | 7057.5979 | 7069.3178 | [8 empty] | 6833.9095 | 6772 | 6831.606 | 6817.4936 | 7057.5979 | 7069.3178
1260 | 6771 | 6831.574 | 6817.4714 | 7057.458 | 7068.8031 | [8 empty] | 6833.7752 | 6771 | 6831.574 | 6817.4714 | 7057.458 | 7068.8031
1261 | 6771 | 6831.5581 | 6816.9367 | 7057.1738 | 7068.6953 | [8 empty] | 6833.6101 | 6771 | 6831.5581 | 6816.9367 | 7057.1738 | 7068.6953
1262 | 6770 | 6831.4386 | 6816.2852 | 7057.0527 | 7068.0895 | [8 empty] | 6833.1162 | 6770 | 6831.4386 | 6816.2852 | 7057.0527 | 7068.0895
1263 | 6770 | 6831.3057 | 6816.0407 | 7055.5873 | 7067.98 | [8 empty] | 6832.8212 | 6770 | 6831.3057 | 6816.0407 | 7055.5873 | 7067.98
1264 | 6770 | 6831.2102 | 6815.9834 | 7055.0311 | 7065.6987 | [8 empty] | 6832.7879 | 6770 | 6831.2102 | 6815.9834 | 7055.0311 | 7065.6987
1265 | 6770 | 6830.8967 | 6815.7267 | 7054.1936 | 7065.1835 | [8 empty] | 6832.0519 | 6770 | 6830.8967 | 6815.7267 | 7054.1936 | 7065.1835
1266 | 6770 | 6830.7247 | 6815.1049 | 7052.7539 | 7064.5282 | [8 empty] | 6831.7616 | 6770 | 6830.7247 | 6815.1049 | 7052.7539 | 7064.5282
1267 | 6770 | 6830.3706 | 6814.5734 | 7052.6799 | 7064.2319 | [8 empty] | 6831.6766 | 6770 | 6830.3706 | 6814.5734 | 7052.6799 | 7064.2319
1268 | 6769 | 6830.1205 | 6813.6874 | 7052.5089 | 7064.0864 | [8 empty] | 6831.4091 | 6769 | 6830.1205 | 6813.6874 | 7052.5089 | 7064.0864
1269 | 6769 | 6829.4192 | 6813.3959 | 7051.8437 | 7063.5119 | [8 empty] | 6830.9548 | 6769 | 6829.4192 | 6813.3959 | 7051.8437 | 7063.5119
1270 | 6769 | 6829.3272 | 6813.0449 | 7051.4313 | 7063.4689 | [8 empty] | 6830.9002 | 6769 | 6829.3272 | 6813.0449 | 7051.4313 | 7063.4689
1271 | 6769 | 6828.8091 | 6812.7963 | 7051.3197 | 7063.217 | [8 empty] | 6830.6994 | 6769 | 6828.8091 | 6812.7963 | 7051.3197 | 7063.217
1272 | 6769 | 6828.6807 | 6812.7094 | 7050.9055 | 7062.7905 | [8 empty] | 6830.5379 | 6769 | 6828.6807 | 6812.7094 | 7050.9055 | 7062.7905
1273 | 6769 | 6828.4371 | 6812.2417 | 7050.8355 | 7062.3088 | [8 empty] | 6829.8797 | 6769 | 6828.4371 | 6812.2417 | 7050.8355 | 7062.3088
1274 | 6768 | 6828.415 | 6812.0843 | 7050.6427 | 7062.2193 | [8 empty] | 6829.4537 | 6768 | 6828.415 | 6812.0843 | 7050.6427 | 7062.2193
1275 | 6768 | 6827.3903 | 6811.3298 | 7050.2544 | 7061.4164 | [8 empty] | 6829.1713 | 6768 | 6827.3903 | 6811.3298 | 7050.2544 | 7061.4164
1276 | 6767 | 6827.2746 | 6810.2063 | 7049.8896 | 7060.6236 | [8 empty] | 6828.2213 | 6767 | 6827.2746 | 6810.2063 | 7049.8896 | 7060.6236
1277 | 6767 | 6827.2494 | 6809.9932 | 7049.7718 | 7060.085 | [8 empty] | 6826.5296 | 6767 | 6827.2494 | 6809.9932 | 7049.7718 | 7060.085
1278 | 6767 | 6827.1446 | 6809.9504 | 7049.6895 | 7059.2279 | [8 empty] | 6826.3579 | 6767 | 6827.1446 | 6809.9504 | 7049.6895 | 7059.2279
1279 | 6767 | 6826.4794 | 6809.5326 | 7049.3909 | 7058.5371 | [8 empty] | 6826.1196 | 6767 | 6826.4794 | 6809.5326 | 7049.3909 | 7058.5371
1280 | 6766 | 6826.4136 | 6809.4969 | 7049.1416 | 7058.0991 | [8 empty] | 6826.0261 | 6766 | 6826.4136 | 6809.4969 | 7049.1416 | 7058.0991
1281 | 6766 | 6826.2736 | 6808.4427 | 7048.4462 | 7057.723 | [8 empty] | 6825.8376 | 6766 | 6826.2736 | 6808.4427 | 7048.4462 | 7057.723
1282 | 6766 | 6826.1172 | 6808.107 | 7048.1283 | 7057.658 | [8 empty] | 6825.5975 | 6766 | 6826.1172 | 6808.107 | 7048.1283 | 7057.658
1283 | 6765 | 6825.6461 | 6808.0124 | 7047.9851 | 7057.2525 | [8 empty] | 6824.7458 | 6765 | 6825.6461 | 6808.0124 | 7047.9851 | 7057.2525
1284 | 6765 | 6825.3883 | 6807.905 | 7046.6006 | 7057.1552 | [8 empty] | 6824.7165 | 6765 | 6825.3883 | 6807.905 | 7046.6006 | 7057.1552
1285 | 6764 | 6824.9334 | 6807.4883 | 7045.7744 | 7056.9605 | [8 empty] | 6824.4549 | 6764 | 6824.9334 | 6807.4883 | 7045.7744 | 7056.9605
1286 | 6764 | 6824.0646 | 6806.7683 | 7045.5796 | 7056.359 | [8 empty] | 6823.8106 | 6764 | 6824.0646 | 6806.7683 | 7045.5796 | 7056.359
1287 | 6764 | 6823.8952 | 6806.6665 | 7045.3867 | 7056.1876 | [8 empty] | 6823.7672 | 6764 | 6823.8952 | 6806.6665 | 7045.3867 | 7056.1876
1288 | 6763 | 6823.7809 | 6806.5356 | 7045.1308 | 7056.0527 | [8 empty] | 6821.9532 | 6763 | 6823.7809 | 6806.5356 | 7045.1308 | 7056.0527
1289 | 6763 | 6823.6045 | 6805.7612 | 7045.0198 | 7055.2089 | [8 empty] | 6821.4465 | 6763 | 6823.6045 | 6805.7612 | 7045.0198 | 7055.2089
1290 | 6762 | 6823.4842 | 6805.3922 | 7044.4436 | 7055.0709 | [8 empty] | 6820.9474 | 6762 | 6823.4842 | 6805.3922 | 7044.4436 | 7055.0709
1291 | 6761 | 6823.4816 | 6805.3727 | 7044.0996 | 7054.2807 | [8 empty] | 6818.4111 | 6761 | 6823.4816 | 6805.3727 | 7044.0996 | 7054.2807
1292 | 6760 | 6823.0716 | 6805.2548 | 7044.0822 | 7054.21 | [8 empty] | 6817.8747 | 6760 | 6823.0716 | 6805.2548 | 7044.0822 | 7054.21
1293 | 6760 | 6822.8567 | 6805.2415 | 7043.6114 | 7053.7029 | [8 empty] | 6817.033 | 6760 | 6822.8567 | 6805.2415 | 7043.6114 | 7053.7029
1294 | 6760 | 6822.4559 | 6805.1646 | 7042.6195 | 7053.0926 | [8 empty] | 6817.0141 | 6760 | 6822.4559 | 6805.1646 | 7042.6195 | 7053.0926
1295 | 6758 | 6822.4385 | 6804.4109 | 7042.5671 | 7052.0911 | [8 empty] | 6816.1284 | 6758 | 6822.4385 | 6804.4109 | 7042.5671 | 7052.0911
1296 | 6758 | 6822.1122 | 6804.4033 | 7042.5269 | 7052.0162 | [8 empty] | 6815.7585 | 6758 | 6822.1122 | 6804.4033 | 7042.5269 | 7052.0162
1297 | 6757 | 6821.549 | 6804.3719 | 7041.969 | 7051.9304 | [8 empty] | 6815.6619 | 6757 | 6821.549 | 6804.3719 | 7041.969 | 7051.9304
1298 | 6757 | 6821.3004 | 6803.5088 | 7041.4369 | 7051.645 | [8 empty] | 6815.315 | 6757 | 6821.3004 | 6803.5088 | 7041.4369 | 7051.645
1299 | 6757 | 6821.289 | 6803.4728 | 7040.9675 | 7051.3735 | [8 empty] | 6814.9205 | 6757 | 6821.289 | 6803.4728 | 7040.9675 | 7051.3735
1300 | 6757 | 6820.4496 | 6803.3811 | 7039.9919 | 7051.1152 | [8 empty] | 6814.8788 | 6757 | 6820.4496 | 6803.3811 | 7039.9919 | 7051.1152
1301 | 6755 | 6819.9142 | 6803.3376 | 7039.0236 | 7050.0888 | [8 empty] | 6814.8511 | 6755 | 6819.9142 | 6803.3376 | 7039.0236 | 7050.0888
1302 | 6755 | 6819.9063 | 6802.2957 | 7038.7201 | 7049.3948 | [8 empty] | 6814.3591 | 6755 | 6819.9063 | 6802.2957 | 7038.7201 | 7049.3948
1303 | 6755 | 6819.7203 | 6802.141 | 7037.4626 | 7048.5157 | [8 empty] | 6813.6324 | 6755 | 6819.7203 | 6802.141 | 7037.4626 | 7048.5157
1304 | 6753 | 6819.6186 | 6801.906 | 7036.543 | 7048.4159 | [8 empty] | 6812.3906 | 6753 | 6819.6186 | 6801.906 | 7036.543 | 7048.4159
1305 | 6753 | 6819.4072 | 6800.4063 | 7034.5575 | 7048.178 | [8 empty] | 6811.0622 | 6753 | 6819.4072 | 6800.4063 | 7034.5575 | 7048.178
1306 | 6752 | 6819.0038 | 6799.9115 | 7034.5064 | 7048.021 | [8 empty] | 6810.6194 | 6752 | 6819.0038 | 6799.9115 | 7034.5064 | 7048.021
1307 | 6752 | 6818.7389 | 6799.9007 | 7033.5373 | 7046.9916 | [8 empty] | 6810.6052 | 6752 | 6818.7389 | 6799.9007 | 7033.5373 | 7046.9916
1308 | 6752 | 6818.513 | 6799.8471 | 7033.2091 | 7046.7357 | [8 empty] | 6810.138 | 6752 | 6818.513 | 6799.8471 | 7033.2091 | 7046.7357
1309 | 6752 | 6818.08 | 6799.7645 | 7033.0683 | 7046.2005 | [8 empty] | 6809.5671 | 6752 | 6818.08 | 6799.7645 | 7033.0683 | 7046.2005
1310 | 6752 | 6817.5866 | 6799.6508 | 7032.9916 | 7046.1467 | [8 empty] | 6809.4145 | 6752 | 6817.5866 | 6799.6508 | 7032.9916 | 7046.1467
1311 | 6751 | 6817.3074 | 6799.2563 | 7032.4855 | 7045.9058 | [8 empty] | 6808.9678 | 6751 | 6817.3074 | 6799.2563 | 7032.4855 | 7045.9058
1312 | 6750 | 6817.0432 | 6798.9388 | 7032.1236 | 7045.7627 | [8 empty] | 6808.758 | 6750 | 6817.0432 | 6798.9388 | 7032.1236 | 7045.7627
1313 | 6749 | 6816.7658 | 6798.8036 | 7030.8195 | 7045.2628 | [8 empty] | 6808.3978 | 6749 | 6816.7658 | 6798.8036 | 7030.8195 | 7045.2628
1314 | 6749 | 6816.5367 | 6798.7283 | 7030.796 | 7045.1906 | [8 empty] | 6807.8402 | 6749 | 6816.5367 | 6798.7283 | 7030.796 | 7045.1906
1315 | 6749 | 6816.0577 | 6797.4527 | 7030.6959 | 7044.3288 | [8 empty] | 6807.133 | 6749 | 6816.0577 | 6797.4527 | 7030.6959 | 7044.3288
1316 | 6747 | 6815.7927 | 6796.9006 | 7030.6896 | 7043.6555 | [8 empty] | 6806.9179 | 6747 | 6815.7927 | 6796.9006 | 7030.6896 | 7043.6555
1317 | 6746 | 6815.7734 | 6796.3048 | 7030.4213 | 7043.4866 | [8 empty] | 6806.9096 | 6746 | 6815.7734 | 6796.3048 | 7030.4213 | 7043.4866
1318 | 6746 | 6815.6339 | 6795.9988 | 7028.3829 | 7043.4393 | [8 empty] | 6805.2163 | 6746 | 6815.6339 | 6795.9988 | 7028.3829 | 7043.4393
1319 | 6746 | 6814.6976 | 6795.8833 | 7027.5487 | 7042.7935 | [8 empty] | 6804.9827 | 6746 | 6814.6976 | 6795.8833 | 7027.5487 | 7042.7935
1320 | 6745 | 6814.3937 | 6794.8388 | 7025.2426 | 7042.5448 | [8 empty] | 6804.2323 | 6745 | 6814.3937 | 6794.8388 | 7025.2426 | 7042.5448
1321 | 6745 | 6814.3209 | 6794.7895 | 7025.1708 | 7042.1861 | [8 empty] | 6803.6784 | 6745 | 6814.3209 | 6794.7895 | 7025.1708 | 7042.1861
1322 | 6745 | 6814.0787 | 6794.5828 | 7025.0812 | 7041.5004 | [8 empty] | 6803.5325 | 6745 | 6814.0787 | 6794.5828 | 7025.0812 | 7041.5004
1323 | 6744 | 6812.9046 | 6794.5259 | 7024.4589 | 7041.0085 | [8 empty] | 6802.9883 | 6744 | 6812.9046 | 6794.5259 | 7024.4589 | 7041.0085
1324 | 6744 | 6812.8583 | 6794.2945 | 7023.9294 | 7041.0047 | [8 empty] | 6802.8156 | 6744 | 6812.8583 | 6794.2945 | 7023.9294 | 7041.0047
1325 | 6743 | 6812.6638 | 6794.2225 | 7023.8549 | 7039.1755 | [8 empty] | 6802.3404 | 6743 | 6812.6638 | 6794.2225 | 7023.8549 | 7039.1755
1326 | 6743 | 6812.4354 | 6793.9607 | 7023.5649 | 7038.4422 | [8 empty] | 6801.628 | 6743 | 6812.4354 | 6793.9607 | 7023.5649 | 7038.4422
1327 | 6743 | 6812.3538 | 6793.4361 | 7023.4293 | 7037.9809 | [8 empty] | 6800.8355 | 6743 | 6812.3538 | 6793.4361 | 7023.4293 | 7037.9809
1328 | 6743 | 6811.932 | 6793.0397 | 7022.6329 | 7037.256 | [8 empty] | 6800.5721 | 6743 | 6811.932 | 6793.0397 | 7022.6329 | 7037.256
1329 | 6743 | 6811.2638 | 6792.9189 | 7021.7314 | 7037.067 | [8 empty] | 6800.4911 | 6743 | 6811.2638 | 6792.9189 | 7021.7314 | 7037.067
1330 | 6743 | 6810.6892 | 6792.6504 | 7021.3321 | 7035.9941 | [8 empty] | 6800.3224 | 6743 | 6810.6892 | 6792.6504 | 7021.3321 | 7035.9941
1331 | 6742 | 6810.6615 | 6792.6397 | 7021.2698 | 7035.3647 | [8 empty] | 6800.251 | 6742 | 6810.6615 | 6792.6397 | 7021.2698 | 7035.3647
1332 | 6742 | 6810.3219 | 6791.872 | 7021.2078 | 7035.0778 | [8 empty] | 6799.9886 | 6742 | 6810.3219 | 6791.872 | 7021.2078 | 7035.0778
1333 | 6742 | 6810.0786 | 6791.7679 | 7020.8113 | 7034.9626 | [8 empty] | 6799.0895 | 6742 | 6810.0786 | 6791.7679 | 7020.8113 | 7034.9626
1334 | 6741 | 6809.8374 | 6790.2951 | 7020.4767 | 7034.8507 | [8 empty] | 6798.4147 | 6741 | 6809.8374 | 6790.2951 | 7020.4767 | 7034.8507
1335 | 6741 | 6809.4582 | 6790.0675 | 7020.3631 | 7034.5686 | [8 empty] | 6798.4068 | 6741 | 6809.4582 | 6790.0675 | 7020.3631 | 7034.5686
1336 | 6741 | 6808.7282 | 6789.8895 | 7019.9581 | 7034.144 | [8 empty] | 6798.0258 | 6741 | 6808.7282 | 6789.8895 | 7019.9581 | 7034.144
1337 | 6741 | 6807.6586 | 6789.6395 | 7019.6893 | 7033.7433 | [8 empty] | 6797.933 | 6741 | 6807.6586 | 6789.6395 | 7019.6893 | 7033.7433
1338 | 6741 | 6806.7942 | 6789.5338 | 7019.3249 | 7033.6403 | [8 empty] | 6797.2608 | 6741 | 6806.7942 | 6789.5338 | 7019.3249 | 7033.6403
1339 | 6741 | 6806.7195 | 6789.2168 | 7019.0235 | 7033.2721 | [8 empty] | 6796.6435 | 6741 | 6806.7195 | 6789.2168 | 7019.0235 | 7033.2721
1340 | 6740 | 6806.3133 | 6788.6603 | 7018.674 | 7033.1163 | [8 empty] | 6796.3662 | 6740 | 6806.3133 | 6788.6603 | 7018.674 | 7033.1163
1341 | 6740 | 6806.0313 | 6788.5409 | 7017.6046 | 7032.2177 | [8 empty] | 6796.1181 | 6740 | 6806.0313 | 6788.5409 | 7017.6046 | 7032.2177
1342 | 6739 | 6805.9464 | 6788.072 | 7017.4001 | 7032.0746 | [8 empty] | 6795.5282 | 6739 | 6805.9464 | 6788.072 | 7017.4001 | 7032.0746
1343 | 6739 | 6805.8558 | 6787.8722 | 7017.1682 | 7032.0672 | [8 empty] | 6794.9644 | 6739 | 6805.8558 | 6787.8722 | 7017.1682 | 7032.0672
1344 | 6739 | 6804.6887 | 6787.7014 | 7017.1203 | 7031.4968 | [8 empty] | 6794.8533 | 6739 | 6804.6887 | 6787.7014 | 7017.1203 | 7031.4968
1345 | 6738 | 6804.0295 | 6787.5975 | 7016.9078 | 7031.2504 | [8 empty] | 6794.807 | 6738 | 6804.0295 | 6787.5975 | 7016.9078 | 7031.2504
1346 | 6738 | 6803.9068 | 6787.5006 | 7016.8178 | 7031.205 | [8 empty] | 6794.6175 | 6738 | 6803.9068 | 6787.5006 | 7016.8178 | 7031.205
1347 | 6738 | 6803.7087 | 6787.0874 | 7015.7804 | 7030.5962 | [8 empty] | 6794.4051 | 6738 | 6803.7087 | 6787.0874 | 7015.7804 | 7030.5962
1348 | 6738 | 6802.6499 | 6786.5778 | 7015.6618 | 7029.4145 | [8 empty] | 6793.2485 | 6738 | 6802.6499 | 6786.5778 | 7015.6618 | 7029.4145
1349 | 6738 | 6802.4766 | 6786.0848 | 7015.6157 | 7029.3102 | [8 empty] | 6792.8639 | 6738 | 6802.4766 | 6786.0848 | 7015.6157 | 7029.3102
1350 | 6737 | 6802.3889 | 6785.9074 | 7015.2055 | 7029.2513 | [8 empty] | 6792.7554 | 6737 | 6802.3889 | 6785.9074 | 7015.2055 | 7029.2513
1351 | 6737 | 6802.0805 | 6785.8152 | 7014.9139 | 7028.7845 | [8 empty] | 6792.6325 | 6737 | 6802.0805 | 6785.8152 | 7014.9139 | 7028.7845
1352 | 6736 | 6801.9718 | 6784.9116 | 7014.4796 | 7028.6659 | [8 empty] | 6792.1442 | 6736 | 6801.9718 | 6784.9116 | 7014.4796 | 7028.6659
1353 | 6736 | 6801.8645 | 6784.5997 | 7014.3464 | 7028.6633 | [8 empty] | 6790.9508 | 6736 | 6801.8645 | 6784.5997 | 7014.3464 | 7028.6633
1354 | 6736 | 6801.8504 | 6782.5834 | 7012.9427 | 7028.5946 | [8 empty] | 6789.709 | 6736 | 6801.8504 | 6782.5834 | 7012.9427 | 7028.5946
1355 | 6736 | 6801.2394 | 6782.583 | 7012.5848 | 7028.2382 | [8 empty] | 6789.0532 | 6736 | 6801.2394 | 6782.583 | 7012.5848 | 7028.2382
1356 | 6735 | 6800.9934 | 6782.2673 | 7011.4248 | 7027.9461 | [8 empty] | 6788.9429 | 6735 | 6800.9934 | 6782.2673 | 7011.4248 | 7027.9461
1357 | 6735 | 6800.7543 | 6782.1873 | 7011.3022 | 7027.4597 | [8 empty] | 6788.8313 | 6735 | 6800.7543 | 6782.1873 | 7011.3022 | 7027.4597
1358 | 6735 | 6800.5241 | 6781.9972 | 7010.9097 | 7027.4481 | [8 empty] | 6788.682 | 6735 | 6800.5241 | 6781.9972 | 7010.9097 | 7027.4481
1359 | 6735 | 6800.336 | 6781.3014 | 7010.7924 | 7026.7526 | [8 empty] | 6786.8184 | 6735 | 6800.336 | 6781.3014 | 7010.7924 | 7026.7526
1360 | 6734 | 6800.1758 | 6781.2431 | 7010.2621 | 7026.6811 | [8 empty] | 6786.5605 | 6734 | 6800.1758 | 6781.2431 | 7010.2621 | 7026.6811
1361 | 6734 | 6799.9688 | 6781.1935 | 7010.0558 | 7026.5573 | [8 empty] | 6783.8933 | 6734 | 6799.9688 | 6781.1935 | 7010.0558 | 7026.5573
1362 | 6733 | 6799.2568 | 6780.4821 | 7008.9717 | 7026.2929 | [8 empty] | 6783.4999 | 6733 | 6799.2568 | 6780.4821 | 7008.9717 | 7026.2929
1363 | 6733 | 6799.2141 | 6779.6409 | 7008.7683 | 7026.0959 | [8 empty] | 6782.9985 | 6733 | 6799.2141 | 6779.6409 | 7008.7683 | 7026.0959
1364 | 6733 | 6799.0498 | 6779.3826 | 7005.8124 | 7025.7635 | [8 empty] | 6782.7428 | 6733 | 6799.0498 | 6779.3826 | 7005.8124 | 7025.7635
1365 | 6732 | 6798.3342 | 6779.2086 | 7005.5684 | 7025.5693 | [8 empty] | 6782.1978 | 6732 | 6798.3342 | 6779.2086 | 7005.5684 | 7025.5693
1366 | 6732 | 6797.2857 | 6778.854 | 7005.3629 | 7025.2729 | [8 empty] | 6781.3063 | 6732 | 6797.2857 | 6778.854 | 7005.3629 | 7025.2729
1367 | 6732 | 6797.0712 | 6778.6883 | 7005.114 | 7025.1813 | [8 empty] | 6781.1874 | 6732 | 6797.0712 | 6778.6883 | 7005.114 | 7025.1813
1368 | 6732 | 6796.3915 | 6777.8722 | 7003.2555 | 7024.8874 | [8 empty] | 6780.861 | 6732 | 6796.3915 | 6777.8722 | 7003.2555 | 7024.8874
1369 | 6731 | 6796.1824 | 6777.466 | 7003.2032 | 7024.6046 | [8 empty] | 6780.5969 | 6731 | 6796.1824 | 6777.466 | 7003.2032 | 7024.6046
1370 | 6730 | 6795.9736 | 6777.4144 | 7002.3005 | 7023.881 | [8 empty] | 6779.87 | 6730 | 6795.9736 | 6777.4144 | 7002.3005 | 7023.881
1371 | 6730 | 6795.2375 | 6777.4076 | 7002.1708 | 7023.5417 | [8 empty] | 6779.5975 | 6730 | 6795.2375 | 6777.4076 | 7002.1708 | 7023.5417
1372 | 6730 | 6795.1403 | 6776.5028 | 7001.2287 | 7023.1614 | [8 empty] | 6779.4907 | 6730 | 6795.1403 | 6776.5028 | 7001.2287 | 7023.1614
1373 | 6730 | 6795.0175 | 6776.0545 | 7000.9295 | 7023.1338 | [8 empty] | 6779.1983 | 6730 | 6795.0175 | 6776.0545 | 7000.9295 | 7023.1338
1374 | 6729 | 6794.966 | 6775.9552 | 7000.8827 | 7023.0735 | [8 empty] | 6778.7053 | 6729 | 6794.966 | 6775.9552 | 7000.8827 | 7023.0735
1375 | 6729 | 6794.6339 | 6775.8155 | 7000.4824 | 7022.6255 | [8 empty] | 6778.2437 | 6729 | 6794.6339 | 6775.8155 | 7000.4824 | 7022.6255
1376 | 6728 | 6794.1817 | 6775.4644 | 6999.8123 | 7022.5011 | [8 empty] | 6777.8462 | 6728 | 6794.1817 | 6775.4644 | 6999.8123 | 7022.5011
1377 | 6727 | 6794.0078 | 6775.3833 | 6999.7568 | 7022.4802 | [8 empty] | 6777.4796 | 6727 | 6794.0078 | 6775.3833 | 6999.7568 | 7022.4802
1378 | 6727 | 6793.5874 | 6774.9255 | 6998.7579 | 7022.2863 | [8 empty] | 6777.3066 | 6727 | 6793.5874 | 6774.9255 | 6998.7579 | 7022.2863
1379 | 6727 | 6793.5152 | 6774.8191 | 6998.6543 | 7021.7701 | [8 empty] | 6776.7951 | 6727 | 6793.5152 | 6774.8191 | 6998.6543 | 7021.7701
1380 | 6726 | 6792.6373 | 6774.3929 | 6998.5207 | 7021.5886 | [8 empty] | 6775.6504 | 6726 | 6792.6373 | 6774.3929 | 6998.5207 | 7021.5886
1381 | 6726 | 6792.5079 | 6774.3798 | 6997.7993 | 7021.2903 | [8 empty] | 6775.6323 | 6726 | 6792.5079 | 6774.3798 | 6997.7993 | 7021.2903
1382 | 6726 | 6792.4971 | 6773.0282 | 6997.7311 | 7020.7055 | [8 empty] | 6773.7046 | 6726 | 6792.4971 | 6773.0282 | 6997.7311 | 7020.7055
1383 | 6726 | 6792.4946 | 6771.362 | 6997.6857 | 7020.5863 | [8 empty] | 6773.681 | 6726 | 6792.4946 | 6771.362 | 6997.6857 | 7020.5863
1384 | 6725 | 6792.4109 | 6771.2693 | 6996.3861 | 7020.352 | [8 empty] | 6773.5787 | 6725 | 6792.4109 | 6771.2693 | 6996.3861 | 7020.352
1385 | 6725 | 6792.2233 | 6770.9021 | 6995.8671 | 7019.5809 | [8 empty] | 6773.2802 | 6725 | 6792.2233 | 6770.9021 | 6995.8671 | 7019.5809
1386 | 6724 | 6792.1283 | 6770.8544 | 6995.0336 | 7019.3856 | [8 empty] | 6772.9428 | 6724 | 6792.1283 | 6770.8544 | 6995.0336 | 7019.3856
1387 | 6724 | 6791.9476 | 6770.1898 | 6994.7247 | 7019.2225 | [8 empty] | 6772.5008 | 6724 | 6791.9476 | 6770.1898 | 6994.7247 | 7019.2225
1388 | 6723 | 6791.7313 | 6769.5682 | 6994.5127 | 7018.6768 | [8 empty] | 6771.5993 | 6723 | 6791.7313 | 6769.5682 | 6994.5127 | 7018.6768
1389 | 6723 | 6791.6197 | 6768.7345 | 6994.0222 | 7018.5993 | [8 empty] | 6771.2481 | 6723 | 6791.6197 | 6768.7345 | 6994.0222 | 7018.5993
1390 | 6722 | 6791.3641 | 6768.7223 | 6993.042 | 7018.3677 | [8 empty] | 6771.24 | 6722 | 6791.3641 | 6768.7223 | 6993.042 | 7018.3677
1391 | 6722 | 6790.9453 | 6768.1601 | 6992.8072 | 7018.293 | [8 empty] | 6771.071 | 6722 | 6790.9453 | 6768.1601 | 6992.8072 | 7018.293
1392 | 6722 | 6789.0423 | 6767.6073 | 6991.9101 | 7017.4343 | [8 empty] | 6770.8282 | 6722 | 6789.0423 | 6767.6073 | 6991.9101 | 7017.4343
1393 | 6721 | 6788.8936 | 6767.5432 | 6991.3094 | 7017.0809 | [8 empty] | 6770.4728 | 6721 | 6788.8936 | 6767.5432 | 6991.3094 | 7017.0809
1394 | 6721 | 6788.7298 | 6767.4182 | 6991.1029 | 7016.7314 | [8 empty] | 6770.1645 | 6721 | 6788.7298 | 6767.4182 | 6991.1029 | 7016.7314
1395 | 6721 | 6788.5418 | 6766.4465 | 6990.9716 | 7016.4632 | [8 empty] | 6769.3871 | 6721 | 6788.5418 | 6766.4465 | 6990.9716 | 7016.4632
1396 | 6720 | 6788.3881 | 6765.6641 | 6990.9353 | 7016.1731 | [8 empty] | 6769.0502 | 6720 | 6788.3881 | 6765.6641 | 6990.9353 | 7016.1731
1397 | 6720 | 6788.107 | 6765.5493 | 6990.7828 | 7016.1585 | [8 empty] | 6768.7386 | 6720 | 6788.107 | 6765.5493 | 6990.7828 | 7016.1585
1398 | 6720 | 6788.0317 | 6764.2829 | 6990.6209 | 7016.1561 | [8 empty] | 6767.8667 | 6720 | 6788.0317 | 6764.2829 | 6990.6209 | 7016.1561
1399 | 6719 | 6787.9009 | 6763.977 | 6990.5303 | 7016.1153 | [8 empty] | 6767.3768 | 6719 | 6787.9009 | 6763.977 | 6990.5303 | 7016.1153
1400 | 6718 | 6787.8559 | 6763.2803 | 6989.9697 | 7015.5541 | [8 empty] | 6767.2769 | 6718 | 6787.8559 | 6763.2803 | 6989.9697 | 7015.5541
1401 | 6718 | 6787.6059 | 6763.0252 | 6989.7304 | 7015.3939 | [8 empty] | 6766.247 | 6718 | 6787.6059 | 6763.0252 | 6989.7304 | 7015.3939
1402 | 6718 | 6787.493 | 6762.7031 | 6989.1707 | 7015.1997 | [8 empty] | 6766.0392 | 6718 | 6787.493 | 6762.7031 | 6989.1707 | 7015.1997
1403 | 6717 | 6787.4856 | 6762.472 | 6988.98 | 7014.8513 | [8 empty] | 6765.6518 | 6717 | 6787.4856 | 6762.472 | 6988.98 | 7014.8513
1404 | 6716 | 6787.252 | 6762.0501 | 6988.8732 | 7014.7898 | [8 empty] | 6765.2492 | 6716 | 6787.252 | 6762.0501 | 6988.8732 | 7014.7898
1405 | 6716 | 6787.0983 | 6761.3931 | 6988.6193 | 7014.658 | [8 empty] | 6765.1867 | 6716 | 6787.0983 | 6761.3931 | 6988.6193 | 7014.658
1406 | 6716 | 6786.5348 | 6760.5237 | 6988.2935 | 7014.3165 | [8 empty] | 6765.0074 | 6716 | 6786.5348 | 6760.5237 | 6988.2935 | 7014.3165
1407 | 6716 | 6786.4053 | 6760.0548 | 6987.9518 | 7014.1783 | [8 empty] | 6764.8558 | 6716 | 6786.4053 | 6760.0548 | 6987.9518 | 7014.1783
1408 | 6715 | 6786.0918 | 6759.867 | 6987.4323 | 7014.016 | [8 empty] | 6764.3583 | 6715 | 6786.0918 | 6759.867 | 6987.4323 | 7014.016
1409 | 6714 | 6785.8854 | 6759.7895 | 6986.8841 | 7013.7988 | [8 empty] | 6764.1949 | 6714 | 6785.8854 | 6759.7895 | 6986.8841 | 7013.7988
1410 | 6714 | 6785.4267 | 6759.6805 | 6986.6571 | 7012.9249 | [8 empty] | 6764.0212 | 6714 | 6785.4267 | 6759.6805 | 6986.6571 | 7012.9249
1411 | 6714 | 6785.2992 | 6759.6048 | 6986.6328 | 7011.7902 | [8 empty] | 6763.8817 | 6714 | 6785.2992 | 6759.6048 | 6986.6328 | 7011.7902
1412 | 6714 | 6785.2541 | 6759.2016 | 6985.5865 | 7011.038 | [8 empty] | 6763.4042 | 6714 | 6785.2541 | 6759.2016 | 6985.5865 | 7011.038
1413 | 6714 | 6785.1658 | 6758.9848 | 6984.5085 | 7010.6762 | [8 empty] | 6763.2599 | 6714 | 6785.1658 | 6758.9848 | 6984.5085 | 7010.6762
1414 | 6714 | 6784.8821 | 6758.622 | 6984.0206 | 7010.6376 | [8 empty] | 6762.8663 | 6714 | 6784.8821 | 6758.622 | 6984.0206 | 7010.6376
1415 | 6713 | 6784.5372 | 6757.9664 | 6982.2269 | 7010.3306 | [8 empty] | 6762.4701 | 6713 | 6784.5372 | 6757.9664 | 6982.2269 | 7010.3306
1416 | 6712 | 6784.0245 | 6757.4273 | 6981.8218 | 7010.2093 | [8 empty] | 6762.005 | 6712 | 6784.0245 | 6757.4273 | 6981.8218 | 7010.2093
1417 | 6712 | 6783.0956 | 6756.6957 | 6981.7041 | 7009.6867 | [8 empty] | 6761.6041 | 6712 | 6783.0956 | 6756.6957 | 6981.7041 | 7009.6867
1418 | 6712 | 6782.9472 | 6756.4617 | 6980.7127 | 7009.4382 | [8 empty] | 6761.0725 | 6712 | 6782.9472 | 6756.4617 | 6980.7127 | 7009.4382
1419 | 6711 | 6782.7116 | 6756.0637 | 6980.4151 | 7009.0195 | [8 empty] | 6760.4882 | 6711 | 6782.7116 | 6756.0637 | 6980.4151 | 7009.0195
1420 | 6711 | 6782.1148 | 6755.814 | 6980.3862 | 7008.9779 | [8 empty] | 6760.4316 | 6711 | 6782.1148 | 6755.814 | 6980.3862 | 7008.9779
1421 | 6711 | 6781.8548 | 6755.3489 | 6979.869 | 7008.559 | [8 empty] | 6760.0343 | 6711 | 6781.8548 | 6755.3489 | 6979.869 | 7008.559
1422 | 6710 | 6781.7435 | 6754.9297 | 6979.4506 | 7007.8935 | [8 empty] | 6759.6482 | 6710 | 6781.7435 | 6754.9297 | 6979.4506 | 7007.8935
1423 | 6710 | 6781.3749 | 6754.8054 | 6979.2891 | 7007.8689 | [8 empty] | 6759.5881 | 6710 | 6781.3749 | 6754.8054 | 6979.2891 | 7007.8689
1424 | 6709 | 6779.7641 | 6754.6398 | 6978.6027 | 7007.8379 | [8 empty] | 6759.0766 | 6709 | 6779.7641 | 6754.6398 | 6978.6027 | 7007.8379
1425 | 6709 | 6778.6322 | 6754.5724 | 6978.31 | 7007.6354 | [8 empty] | 6757.6635 | 6709 | 6778.6322 | 6754.5724 | 6978.31 | 7007.6354
1426 | 6709 | 6778.539 | 6753.9666 | 6978.0075 | 7007.3044 | [8 empty] | 6756.9007 | 6709 | 6778.539 | 6753.9666 | 6978.0075 | 7007.3044
1427 | 6709 | 6778.1259 | 6753.8768 | 6977.8435 | 7007.1626 | [8 empty] | 6756.8058 | 6709 | 6778.1259 | 6753.8768 | 6977.8435 | 7007.1626
1428 | 6708 | 6778.0391 | 6753.638 | 6977.7523 | 7006.0429 | [8 empty] | 6756.1052 | 6708 | 6778.0391 | 6753.638 | 6977.7523 | 7006.0429
1429 | 6708 | 6777.7977 | 6753.2474 | 6977.271 | 7005.7286 | [8 empty] | 6755.8485 | 6708 | 6777.7977 | 6753.2474 | 6977.271 | 7005.7286
1430 | 6708 | 6777.7798 | 6753.0823 | 6977.2114 | 7005.7282 | [8 empty] | 6755.83 | 6708 | 6777.7798 | 6753.0823 | 6977.2114 | 7005.7282
1431 | 6707 | 6777.3647 | 6752.9273 | 6977.1684 | 7005.509 | [8 empty] | 6755.332 | 6707 | 6777.3647 | 6752.9273 | 6977.1684 | 7005.509
1432 | 6707 | 6776.7275 | 6752.5417 | 6977.1593 | 7004.9334 | [8 empty] | 6754.574 | 6707 | 6776.7275 | 6752.5417 | 6977.1593 | 7004.9334
1433 | 6707 | 6776.3483 | 6752.5344 | 6977.0379 | 7004.17 | [8 empty] | 6754.5542 | 6707 | 6776.3483 | 6752.5344 | 6977.0379 | 7004.17
1434 | 6707 | 6775.4283 | 6752.4177 | 6976.9831 | 7003.6922 | [8 empty] | 6754.3634 | 6707 | 6775.4283 | 6752.4177 | 6976.9831 | 7003.6922
1435 | 6706 | 6774.8234 | 6752.3187 | 6976.7633 | 7002.9536 | [8 empty] | 6753.4335 | 6706 | 6774.8234 | 6752.3187 | 6976.7633 | 7002.9536
1436 | 6706 | 6774.8174 | 6751.9255 | 6976.0774 | 7002.9444 | [8 empty] | 6752.9561 | 6706 | 6774.8174 | 6751.9255 | 6976.0774 | 7002.9444
1437 | 6706 | 6774.6178 | 6751.7796 | 6976.0253 | 7001.9876 | [8 empty] | 6752.955 | 6706 | 6774.6178 | 6751.7796 | 6976.0253 | 7001.9876
1438 | 6705 | 6774.2873 | 6751.573 | 6975.3731 | 7001.9417 | [8 empty] | 6752.5184 | 6705 | 6774.2873 | 6751.573 | 6975.3731 | 7001.9417
1439 | 6705 | 6773.8924 | 6751.2764 | 6974.8911 | 7001.688 | [8 empty] | 6752.4447 | 6705 | 6773.8924 | 6751.2764 | 6974.8911 | 7001.688
1440 | 6705 | 6773.6601 | 6751.2162 | 6974.5105 | 7000.9984 | [8 empty] | 6752.4395 | 6705 | 6773.6601 | 6751.2162 | 6974.5105 | 7000.9984
1441 | 6705 | 6773.5278 | 6751.2027 | 6973.3353 | 7000.888 | [8 empty] | 6752.436 | 6705 | 6773.5278 | 6751.2027 | 6973.3353 | 7000.888
1442 | 6704 | 6773.4563 | 6750.2897 | 6973.2706 | 7000.7747 | [8 empty] | 6752.4333 | 6704 | 6773.4563 | 6750.2897 | 6973.2706 | 7000.7747
1443 | 6703 | 6773.3248 | 6749.1102 | 6972.962 | 7000.6806 | [8 empty] | 6750.544 | 6703 | 6773.3248 | 6749.1102 | 6972.962 | 7000.6806
1444 | 6702 | 6773.163 | 6748.9856 | 6972.0754 | 6999.7789 | [8 empty] | 6749.8993 | 6702 | 6773.163 | 6748.9856 | 6972.0754 | 6999.7789
1445 | 6700 | 6772.8729 | 6748.9006 | 6971.4371 | 6999.562 | [8 empty] | 6749.7869 | 6700 | 6772.8729 | 6748.9006 | 6971.4371 | 6999.562
1446 | 6700 | 6772.4844 | 6748.0716 | 6971.4296 | 6998.7195 | [8 empty] | 6749.615 | 6700 | 6772.4844 | 6748.0716 | 6971.4296 | 6998.7195
1447 | 6700 | 6771.9741 | 6747.9472 | 6971.294 | 6998.5019 | [8 empty] | 6749.0464 | 6700 | 6771.9741 | 6747.9472 | 6971.294 | 6998.5019
1448 | 6700 | 6771.8007 | 6747.9429 | 6970.4148 | 6998.0392 | [8 empty] | 6748.995 | 6700 | 6771.8007 | 6747.9429 | 6970.4148 | 6998.0392
1449 | 6700 | 6771.5905 | 6747.9206 | 6969.9424 | 6997.8486 | [8 empty] | 6748.7221 | 6700 | 6771.5905 | 6747.9206 | 6969.9424 | 6997.8486
1450 | 6699 | 6771.4141 | 6747.5888 | 6969.9071 | 6997.5463 | [8 empty] | 6747.866 | 6699 | 6771.4141 | 6747.5888 | 6969.9071 | 6997.5463
1451 | 6699 | 6770.8175 | 6747.3148 | 6969.7739 | 6997.3984 | [8 empty] | 6747.7468 | 6699 | 6770.8175 | 6747.3148 | 6969.7739 | 6997.3984
1452 | 6699 | 6770.6211 | 6747.0951 | 6969.7468 | 6997.0871 | [8 empty] | 6747.7206 | 6699 | 6770.6211 | 6747.0951 | 6969.7468 | 6997.0871
1453 | 6699 | 6770.2908 | 6746.8481 | 6969.737 | 6997.0354 | [8 empty] | 6747.6104 | 6699 | 6770.2908 | 6746.8481 | 6969.737 | 6997.0354
1454 | 6699 | 6770.2128 | 6746.4915 | 6969.1849 | 6996.7445 | [8 empty] | 6745.6586 | 6699 | 6770.2128 | 6746.4915 | 6969.1849 | 6996.7445
1455 | 6698 | 6769.6393 | 6746.3321 | 6969.0935 | 6996.7275 | [8 empty] | 6745.4437 | 6698 | 6769.6393 | 6746.3321 | 6969.0935 | 6996.7275
1456 | 6697 | 6769.392 | 6746.2376 | 6968.627 | 6996.5434 | [8 empty] | 6745.3738 | 6697 | 6769.392 | 6746.2376 | 6968.627 | 6996.5434
1457 | 6697 | 6769.1968 | 6746.1275 | 6968.4185 | 6996.4945 | [8 empty] | 6745.3152 | 6697 | 6769.1968 | 6746.1275 | 6968.4185 | 6996.4945
1458 | 6696 | 6768.7096 | 6746.0348 | 6967.6815 | 6995.8814 | [8 empty] | 6745.0927 | 6696 | 6768.7096 | 6746.0348 | 6967.6815 | 6995.8814
1459 | 6696 | 6768.3961 | 6745.5329 | 6966.6254 | 6995.7186 | [8 empty] | 6744.9988 | 6696 | 6768.3961 | 6745.5329 | 6966.6254 | 6995.7186
1460 | 6696 | 6768.217 | 6744.8163 | 6966.531 | 6995.5144 | [8 empty] | 6744.9678 | 6696 | 6768.217 | 6744.8163 | 6966.531 | 6995.5144
1461 | 6696 | 6768.2116 | 6744.6815 | 6964.9076 | 6994.8765 | [8 empty] | 6744.8925 | 6696 | 6768.2116 | 6744.6815 | 6964.9076 | 6994.8765
1462 | 6695 | 6768.0923 | 6744.3594 | 6964.3999 | 6994.6996 | [8 empty] | 6744.0075 | 6695 | 6768.0923 | 6744.3594 | 6964.3999 | 6994.6996
1463 | 6695 | 6767.7589 | 6744.2234 | 6963.7601 | 6994.5708 | [8 empty] | 6743.484 | 6695 | 6767.7589 | 6744.2234 | 6963.7601 | 6994.5708
1464 | 6695 | 6767.4482 | 6744.1705 | 6963.2706 | 6994.4426 | [8 empty] | 6743.1576 | 6695 | 6767.4482 | 6744.1705 | 6963.2706 | 6994.4426
1465 | 6695 | 6767.3289 | 6743.6802 | 6963.206 | 6994.438 | [8 empty] | 6742.9007 | 6695 | 6767.3289 | 6743.6802 | 6963.206 | 6994.438
1466 | 6694 | 6766.5467 | 6743.1798 | 6961.7176 | 6994.2074 | [8 empty] | 6742.5241 | 6694 | 6766.5467 | 6743.1798 | 6961.7176 | 6994.2074
1467 | 6694 | 6766.4304 | 6743.0723 | 6960.6728 | 6993.7036 | [8 empty] | 6741.747 | 6694 | 6766.4304 | 6743.0723 | 6960.6728 | 6993.7036
1468 | 6694 | 6766.4261 | 6742.7911 | 6960.5541 | 6993.2603 | [8 empty] | 6741.6713 | 6694 | 6766.4261 | 6742.7911 | 6960.5541 | 6993.2603
1469 | 6693 | 6766.2602 | 6742.6779 | 6959.8113 | 6992.828 | [8 empty] | 6741.456 | 6693 | 6766.2602 | 6742.6779 | 6959.8113 | 6992.828
1470 | 6693 | 6765.9518 | 6742.5028 | 6959.635 | 6992.7019 | [8 empty] | 6741.0475 | 6693 | 6765.9518 | 6742.5028 | 6959.635 | 6992.7019
1471 | 6693 | 6765.1659 | 6742.1448 | 6959.5459 | 6992.1655 | [8 empty] | 6740.5649 | 6693 | 6765.1659 | 6742.1448 | 6959.5459 | 6992.1655
1472 | 6693 | 6765.1484 | 6741.833 | 6958.971 | 6992.1097 | [8 empty] | 6739.7625 | 6693 | 6765.1484 | 6741.833 | 6958.971 | 6992.1097
1473 | 6693 | 6765.023 | 6741.6257 | 6957.2445 | 6991.4391 | [8 empty] | 6739.6479 | 6693 | 6765.023 | 6741.6257 | 6957.2445 | 6991.4391
1474 | 6692 | 6764.8309 | 6740.7864 | 6957.0755 | 6991.3758 | [8 empty] | 6739.4962 | 6692 | 6764.8309 | 6740.7864 | 6957.0755 | 6991.3758
1475 | 6692 | 6764.7396 | 6740.335 | 6955.9978 | 6991.2449 | [8 empty] | 6739.4651 | 6692 | 6764.7396 | 6740.335 | 6955.9978 | 6991.2449
1476 | 6691 | 6764.6439 | 6740.2009 | 6955.9573 | 6991.1656 | [8 empty] | 6739.0987 | 6691 | 6764.6439 | 6740.2009 | 6955.9573 | 6991.1656
1477 | 6691 | 6764.2772 | 6740.1679 | 6955.7154 | 6991.0623 | [8 empty] | 6738.427 | 6691 | 6764.2772 | 6740.1679 | 6955.7154 | 6991.0623
1478 | 6691 | 6763.5261 | 6739.9914 | 6954.9858 | 6990.0037 | [8 empty] | 6738.3264 | 6691 | 6763.5261 | 6739.9914 | 6954.9858 | 6990.0037
1479 | 6691 | 6762.2102 | 6739.2999 | 6954.8736 | 6989.8836 | [8 empty] | 6738.0677 | 6691 | 6762.2102 | 6739.2999 | 6954.8736 | 6989.8836
1480 | 6691 | 6762.1394 | 6739.0447 | 6954.8335 | 6989.6379 | [8 empty] | 6737.5785 | 6691 | 6762.1394 | 6739.0447 | 6954.8335 | 6989.6379
1481 | 6691 | 6761.3533 | 6738.1495 | 6954.555 | 6988.6845 | [8 empty] | 6736.6459 | 6691 | 6761.3533 | 6738.1495 | 6954.555 | 6988.6845
1482 | 6691 | 6761.2328 | 6737.7016 | 6953.7404 | 6988.3908 | [8 empty] | 6736.5109 | 6691 | 6761.2328 | 6737.7016 | 6953.7404 | 6988.3908
1483 | 6690 | 6761.1778 | 6737.2974 | 6953.3245 | 6987.8791 | [8 empty] | 6735.4792 | 6690 | 6761.1778 | 6737.2974 | 6953.3245 | 6987.8791
1484 | 6690 | 6760.8431 | 6737.1385 | 6953.1354 | 6987.692 | [8 empty] | 6735.3598 | 6690 | 6760.8431 | 6737.1385 | 6953.1354 | 6987.692
1485 | 6690 | 6760.5879 | 6736.9161 | 6952.7941 | 6987.0865 | [8 empty] | 6735.1275 | 6690 | 6760.5879 | 6736.9161 | 6952.7941 | 6987.0865
1486 | 6689 | 6760.1109 | 6735.799 | 6951.8307 | 6986.5547 | [8 empty] | 6734.9682 | 6689 | 6760.1109 | 6735.799 | 6951.8307 | 6986.5547
1487 | 6689 | 6759.8374 | 6735.7871 | 6950.6934 | 6985.4664 | [8 empty] | 6734.5422 | 6689 | 6759.8374 | 6735.7871 | 6950.6934 | 6985.4664
1488 | 6689 | 6759.7408 | 6735.6174 | 6950.5422 | 6984.1061 | [8 empty] | 6734.5383 | 6689 | 6759.7408 | 6735.6174 | 6950.5422 | 6984.1061
1489 | 6689 | 6759.3771 | 6735.2756 | 6950.1291 | 6983.0044 | [8 empty] | 6734.2447 | 6689 | 6759.3771 | 6735.2756 | 6950.1291 | 6983.0044
1490 | 6688 | 6758.8609 | 6735.2752 | 6949.5865 | 6982.4111 | [8 empty] | 6732.0897 | 6688 | 6758.8609 | 6735.2752 | 6949.5865 | 6982.4111
1491 | 6688 | 6758.7573 | 6735.1633 | 6949.5212 | 6982.2845 | [8 empty] | 6731.1058 | 6688 | 6758.7573 | 6735.1633 | 6949.5212 | 6982.2845
1492 | 6687 | 6758.6051 | 6734.7007 | 6949.3898 | 6982.1363 | [8 empty] | 6731.0239 | 6687 | 6758.6051 | 6734.7007 | 6949.3898 | 6982.1363
1493 | 6687 | 6758.3614 | 6734.3812 | 6949.1542 | 6981.7018 | [8 empty] | 6730.5051 | 6687 | 6758.3614 | 6734.3812 | 6949.1542 | 6981.7018
1494 | 6686 | 6758.2646 | 6734.2983 | 6948.972 | 6981.6839 | [8 empty] | 6730.1816 | 6686 | 6758.2646 | 6734.2983 | 6948.972 | 6981.6839
1495 | 6685 | 6757.5832 | 6734.2342 | 6948.3921 | 6981.5471 | [8 empty] | 6729.7099 | 6685 | 6757.5832 | 6734.2342 | 6948.3921 | 6981.5471
1496 | 6685 | 6757.1794 | 6734.0825 | 6947.8148 | 6980.7598 | [8 empty] | 6729.4032 | 6685 | 6757.1794 | 6734.0825 | 6947.8148 | 6980.7598
1497 | 6684 | 6756.0744 | 6734.0573 | 6947.2588 | 6980.1598 | [8 empty] | 6729.2387 | 6684 | 6756.0744 | 6734.0573 | 6947.2588 | 6980.1598
1498 | 6684 | 6755.6827 | 6733.8943 | 6947.0241 | 6980.0078 | [8 empty] | 6728.8866 | 6684 | 6755.6827 | 6733.8943 | 6947.0241 | 6980.0078
1499 | 6683 | 6755.3328 | 6733.8527 | 6946.0151 | 6978.7262 | [8 empty] | 6727.8837 | 6683 | 6755.3328 | 6733.8527 | 6946.0151 | 6978.7262
1500 | 6683 | 6754.9647 | 6733.8109 | 6945.999 | 6978.4783 | [8 empty] | 6726.7467 | 6683 | 6754.9647 | 6733.8109 | 6945.999 | 6978.4783
1501 | 6682 | 6754.7822 | 6733.2832 | 6945.9477 | 6978.1968 | [8 empty] | 6726.4504 | 6682 | 6754.7822 | 6733.2832 | 6945.9477 | 6978.1968
1502 | 6682 | 6754.0339 | 6732.2015 | 6945.6731 | 6978.0675 | [8 empty] | 6726.1348 | 6682 | 6754.0339 | 6732.2015 | 6945.6731 | 6978.0675
1503 | 6682 | 6754.001 | 6732.0972 | 6945.4088 | 6977.9456 | [8 empty] | 6725.0936 | 6682 | 6754.001 | 6732.0972 | 6945.4088 | 6977.9456
1504 | 6681 | 6753.9536 | 6731.4561 | 6945.0834 | 6977.5537 | [8 empty] | 6724.9142 | 6681 | 6753.9536 | 6731.4561 | 6945.0834 | 6977.5537
1505 | 6681 | 6753.9495 | 6731.0958 | 6945.0219 | 6977.1264 | [8 empty] | 6724.3583 | 6681 | 6753.9495 | 6731.0958 | 6945.0219 | 6977.1264
1506 | 6681 | 6753.5634 | 6730.3862 | 6944.9949 | 6976.8778 | [8 empty] | 6724.128 | 6681 | 6753.5634 | 6730.3862 | 6944.9949 | 6976.8778
1507 | 6680 | 6753.166 | 6730.2018 | 6944.0761 | 6975.7003 | [8 empty] | 6723.8076 | 6680 | 6753.166 | 6730.2018 | 6944.0761 | 6975.7003
1508 | 6680 | 6752.7332 | 6729.1051 | 6943.6263 | 6975.2146 | [8 empty] | 6723.7615 | 6680 | 6752.7332 | 6729.1051 | 6943.6263 | 6975.2146
1509 | 6680 | 6752.7238 | 6728.3619 | 6943.1965 | 6974.6753 | [8 empty] | 6723.6132 | 6680 | 6752.7238 | 6728.3619 | 6943.1965 | 6974.6753
1510 | 6680 | 6752.6407 | 6728.3555 | 6942.2625 | 6974.5257 | [8 empty] | 6721.8055 | 6680 | 6752.6407 | 6728.3555 | 6942.2625 | 6974.5257
1511 | 6680 | 6752.4944 | 6728.2568 | 6942.2167 | 6974.0862 | [8 empty] | 6721.6319 | 6680 | 6752.4944 | 6728.2568 | 6942.2167 | 6974.0862
1512 | 6680 | 6752.348 | 6728.178 | 6941.6846 | 6973.4845 | [8 empty] | 6721.5457 | 6680 | 6752.348 | 6728.178 | 6941.6846 | 6973.4845
1513 | 6679 | 6751.7986 | 6727.9714 | 6941.6798 | 6973.4137 | [8 empty] | 6720.9388 | 6679 | 6751.7986 | 6727.9714 | 6941.6798 | 6973.4137
1514 | 6679 | 6751.7713 | 6727.8267 | 6941.5888 | 6973.3591 | [8 empty] | 6720.4595 | 6679 | 6751.7713 | 6727.8267 | 6941.5888 | 6973.3591
1515 | 6679 | 6751.7564 | 6727.6491 | 6941.1117 | 6973.1633 | [8 empty] | 6720.0699 | 6679 | 6751.7564 | 6727.6491 | 6941.1117 | 6973.1633
1516 | 6679 | 6751.5958 | 6727.1129 | 6940.7732 | 6972.9838 | [8 empty] | 6719.6827 | 6679 | 6751.5958 | 6727.1129 | 6940.7732 | 6972.9838
1517 | 6679 | 6751.56 | 6726.4262 | 6940.719 | 6972.8386 | [8 empty] | 6718.6058 | 6679 | 6751.56 | 6726.4262 | 6940.719 | 6972.8386
1518 | 6678 | 6751.4171 | 6726.1616 | 6940.6109 | 6972.1341 | [8 empty] | 6718.4451 | 6678 | 6751.4171 | 6726.1616 | 6940.6109 | 6972.1341
1519 | 6678 | 6751.3605 | 6726.1485 | 6939.6185 | 6971.8694 | [8 empty] | 6717.7955 | 6678 | 6751.3605 | 6726.1485 | 6939.6185 | 6971.8694
1520 | 6677 | 6750.8753 | 6725.7897 | 6939.2777 | 6971.7393 | [8 empty] | 6717.732 | 6677 | 6750.8753 | 6725.7897 | 6939.2777 | 6971.7393
1521 | 6677 | 6750.6757 | 6725.3122 | 6939.2677 | 6971.3343 | [8 empty] | 6715.527 | 6677 | 6750.6757 | 6725.3122 | 6939.2677 | 6971.3343
1522 | 6676 | 6750.6697 | 6725.1801 | 6939.1468 | 6970.699 | [8 empty] | 6715.4014 | 6676 | 6750.6697 | 6725.1801 | 6939.1468 | 6970.699
1523 | 6676 | 6749.9223 | 6724.5877 | 6938.5419 | 6970.6121 | [8 empty] | 6714.8483 | 6676 | 6749.9223 | 6724.5877 | 6938.5419 | 6970.6121
1524 | 6676 | 6749.6266 | 6724.4808 | 6937.9056 | 6970.202 | [8 empty] | 6714.753 | 6676 | 6749.6266 | 6724.4808 | 6937.9056 | 6970.202
1525 | 6676 | 6748.802 | 6724.304 | 6937.3886 | 6968.8882 | [8 empty] | 6713.9455 | 6676 | 6748.802 | 6724.304 | 6937.3886 | 6968.8882
1526 | 6675 | 6748.7431 | 6724.2093 | 6936.8524 | 6968.4176 | [8 empty] | 6713.8916 | 6675 | 6748.7431 | 6724.2093 | 6936.8524 | 6968.4176
1527 | 6675 | 6748.6105 | 6723.7376 | 6936.3491 | 6967.965 | [8 empty] | 6713.3468 | 6675 | 6748.6105 | 6723.7376 | 6936.3491 | 6967.965
1528 | 6675 | 6748.4188 | 6723.6588 | 6935.9071 | 6967.5576 | [8 empty] | 6713.0865 | 6675 | 6748.4188 | 6723.6588 | 6935.9071 | 6967.5576
1529 | 6673 | 6748.3561 | 6723.553 | 6935.4634 | 6966.8135 | [8 empty] | 6713.0329 | 6673 | 6748.3561 | 6723.553 | 6935.4634 | 6966.8135
1530 | 6673 | 6748.0289 | 6723.5378 | 6935.423 | 6966.6021 | [8 empty] | 6712.5398 | 6673 | 6748.0289 | 6723.5378 | 6935.423 | 6966.6021
1531 | 6673 | 6747.6996 | 6723.2004 | 6935.2186 | 6966.3479 | [8 empty] | 6712.4642 | 6673 | 6747.6996 | 6723.2004 | 6935.2186 | 6966.3479
1532 | 6672 | 6746.761 | 6722.4162 | 6934.8033 | 6966.1229 | [8 empty] | 6711.733 | 6672 | 6746.761 | 6722.4162 | 6934.8033 | 6966.1229
1533 | 6672 | 6746.4857 | 6721.7975 | 6934.7771 | 6966.0452 | [8 empty] | 6711.7201 | 6672 | 6746.4857 | 6721.7975 | 6934.7771 | 6966.0452
1534 | 6671 | 6746.3899 | 6721.6489 | 6934.6018 | 6964.9938 | [8 empty] | 6711.4792 | 6671 | 6746.3899 | 6721.6489 | 6934.6018 | 6964.9938
1535 | 6671 | 6745.911 | 6721.6361 | 6934.5486 | 6964.9063 | [8 empty] | 6711.3458 | 6671 | 6745.911 | 6721.6361 | 6934.5486 | 6964.9063
1536 | 6670 | 6745.785 | 6721.4303 | 6934.4762 | 6964.8243 | [8 empty] | 6710.8283 | 6670 | 6745.785 | 6721.4303 | 6934.4762 | 6964.8243
1537 | 6670 | 6745.751 | 6721.4297 | 6934.104 | 6964.7613 | [8 empty] | 6710.672 | 6670 | 6745.751 | 6721.4297 | 6934.104 | 6964.7613
1538 | 6670 | 6745.5656 | 6721.186 | 6933.5845 | 6964.7408 | [8 empty] | 6710.555 | 6670 | 6745.5656 | 6721.186 | 6933.5845 | 6964.7408
1539 | 6670 | 6745.547 | 6721.1128 | 6932.5825 | 6964.6423 | [8 empty] | 6710.2029 | 6670 | 6745.547 | 6721.1128 | 6932.5825 | 6964.6423
1540 | 6669 | 6745.4901 | 6720.9403 | 6932.3653 | 6964.1625 | [8 empty] | 6710.07 | 6669 | 6745.4901 | 6720.9403 | 6932.3653 | 6964.1625
1541 | 6669 | 6745.3641 | 6720.1182 | 6932.015 | 6964.1009 | [8 empty] | 6709.0375 | 6669 | 6745.3641 | 6720.1182 | 6932.015 | 6964.1009
1542 | 6669 | 6745.286 | 6720.0657 | 6931.6661 | 6963.4345 | [8 empty] | 6708.7058 | 6669 | 6745.286 | 6720.0657 | 6931.6661 | 6963.4345
1543 | 6668 | 6745.2753 | 6718.8354 | 6931.1763 | 6963.2345 | [8 empty] | 6708.6308 | 6668 | 6745.2753 | 6718.8354 | 6931.1763 | 6963.2345
1544 | 6668 | 6744.6808 | 6717.9316 | 6930.5225 | 6962.8384 | [8 empty] | 6708.3935 | 6668 | 6744.6808 | 6717.9316 | 6930.5225 | 6962.8384
1545 | 6668 | 6744.3535 | 6717.853 | 6930.3995 | 6962.6474 | [8 empty] | 6708.224 | 6668 | 6744.3535 | 6717.853 | 6930.3995 | 6962.6474
1546 | 6667 | 6744.0861 | 6716.2561 | 6930.3818 | 6962.5659 | [8 empty] | 6708.185 | 6667 | 6744.0861 | 6716.2561 | 6930.3818 | 6962.5659
1547 | 6667 | 6743.9371 | 6716.243 | 6929.9246 | 6962.3844 | [8 empty] | 6707.6042 | 6667 | 6743.9371 | 6716.243 | 6929.9246 | 6962.3844
1548 | 6667 | 6743.7044 | 6715.4356 | 6928.1242 | 6962.0532 | [8 empty] | 6707.3203 | 6667 | 6743.7044 | 6715.4356 | 6928.1242 | 6962.0532
1549 | 6667 | 6743.4434 | 6715.386 | 6927.3872 | 6961.426 | [8 empty] | 6707.1414 | 6667 | 6743.4434 | 6715.386 | 6927.3872 | 6961.426
1550 | 6667 | 6743.1961 | 6714.9805 | 6927.2374 | 6960.9179 | [8 empty] | 6706.1833 | 6667 | 6743.1961 | 6714.9805 | 6927.2374 | 6960.9179
1551 | 6667 | 6742.8866 | 6714.7474 | 6927.1592 | 6960.8256 | [8 empty] | 6705.9025 | 6667 | 6742.8866 | 6714.7474 | 6927.1592 | 6960.8256
1552 | 6666 | 6742.8478 | 6714.2735 | 6926.0564 | 6959.7531 | [8 empty] | 6705.5579 | 6666 | 6742.8478 | 6714.2735 | 6926.0564 | 6959.7531
1553 | 6666 | 6742.7433 | 6713.0014 | 6925.0629 | 6959.744 | [8 empty] | 6704.8434 | 6666 | 6742.7433 | 6713.0014 | 6925.0629 | 6959.744
1554 | 6666 | 6742.209 | 6713.0014 | 6925.0124 | 6959.7177 | [8 empty] | 6704.7449 | 6666 | 6742.209 | 6713.0014 | 6925.0124 | 6959.7177
1555 | 6666 | 6741.3344 | 6712.4683 | 6924.5668 | 6958.4038 | [8 empty] | 6704.1367 | 6666 | 6741.3344 | 6712.4683 | 6924.5668 | 6958.4038
1556 | 6665 | 6741.2722 | 6712.2246 | 6924.1146 | 6957.178 | [8 empty] | 6703.6 | 6665 | 6741.2722 | 6712.2246 | 6924.1146 | 6957.178
1557 | 6665 | 6740.8828 | 6711.9102 | 6924.0368 | 6957.0892 | [8 empty] | 6703.0703 | 6665 | 6740.8828 | 6711.9102 | 6924.0368 | 6957.0892
1558 | 6665 | 6740.8784 | 6711.6087 | 6923.8666 | 6957.0019 | [8 empty] | 6702.9032 | 6665 | 6740.8784 | 6711.6087 | 6923.8666 | 6957.0019
1559 | 6665 | 6740.5041 | 6711.3475 | 6922.3955 | 6956.2736 | [8 empty] | 6701.1401 | 6665 | 6740.5041 | 6711.3475 | 6922.3955 | 6956.2736
1560 | 6665 | 6740.4793 | 6711.1603 | 6922.3261 | 6956.2065 | [8 empty] | 6701.0494 | 6665 | 6740.4793 | 6711.1603 | 6922.3261 | 6956.2065
1561 | 6665 | 6740.4193 | 6711.1008 | 6922.2581 | 6955.6185 | [8 empty] | 6700.6122 | 6665 | 6740.4193 | 6711.1008 | 6922.2581 | 6955.6185
1562 | 6665 | 6740.2788 | 6711.0698 | 6922.2289 | 6955.4685 | [8 empty] | 6699.6397 | 6665 | 6740.2788 | 6711.0698 | 6922.2289 | 6955.4685
1563 | 6664 | 6740.1464 | 6710.7191 | 6921.9148 | 6955.1862 | [8 empty] | 6699.4395 | 6664 | 6740.1464 | 6710.7191 | 6921.9148 | 6955.1862
1564 | 6664 | 6740.1154 | 6710.272 | 6921.8702 | 6954.772 | [8 empty] | 6699.4053 | 6664 | 6740.1154 | 6710.272 | 6921.8702 | 6954.772
1565 | 6663 | 6740.0877 | 6709.7134 | 6921.5048 | 6954.2346 | [8 empty] | 6698.8929 | 6663 | 6740.0877 | 6709.7134 | 6921.5048 | 6954.2346
1566 | 6663 | 6740.08 | 6709.2445 | 6921.1164 | 6953.4822 | [8 empty] | 6698.7364 | 6663 | 6740.08 | 6709.2445 | 6921.1164 | 6953.4822
1567 | 6663 | 6739.8558 | 6708.6575 | 6920.7879 | 6953.3455 | [8 empty] | 6698.4605 | 6663 | 6739.8558 | 6708.6575 | 6920.7879 | 6953.3455
1568 | 6663 | 6739.6795 | 6708.1903 | 6920.4513 | 6953.3311 | [8 empty] | 6698.2449 | 6663 | 6739.6795 | 6708.1903 | 6920.4513 | 6953.3311
1569 | 6663 | 6739.1643 | 6708.1337 | 6920.2025 | 6952.9568 | [8 empty] | 6698.0893 | 6663 | 6739.1643 | 6708.1337 | 6920.2025 | 6952.9568
1570 | 6663 | 6738.916 | 6708.1253 | 6919.581 | 6952.1298 | [8 empty] | 6697.8256 | 6663 | 6738.916 | 6708.1253 | 6919.581 | 6952.1298
1571 | 6663 | 6738.6048 | 6707.9664 | 6919.1992 | 6951.5648 | [8 empty] | 6697.5084 | 6663 | 6738.6048 | 6707.9664 | 6919.1992 | 6951.5648
1572 | 6662 | 6738.3486 | 6707.5432 | 6918.8559 | 6951.1676 | [8 empty] | 6697.4574 | 6662 | 6738.3486 | 6707.5432 | 6918.8559 | 6951.1676
1573 | 6662 | 6738.0887 | 6707.4611 | 6918.8331 | 6951.0575 | [8 empty] | 6697.3038 | 6662 | 6738.0887 | 6707.4611 | 6918.8331 | 6951.0575
1574 | 6662 | 6738.0079 | 6707.2197 | 6918.4442 | 6950.8911 | [8 empty] | 6696.4197 | 6662 | 6738.0079 | 6707.2197 | 6918.4442 | 6950.8911
1575 | 6661 | 6737.8773 | 6707.1534 | 6918.4353 | 6950.8102 | [8 empty] | 6695.5598 | 6661 | 6737.8773 | 6707.1534 | 6918.4353 | 6950.8102
1576 | 6661 | 6737.8087 | 6706.0037 | 6918.1599 | 6950.7501 | [8 empty] | 6695.2827 | 6661 | 6737.8087 | 6706.0037 | 6918.1599 | 6950.7501
1577 | 6660 | 6737.7482 | 6704.7238 | 6917.5765 | 6950.1637 | [8 empty] | 6694.7559 | 6660 | 6737.7482 | 6704.7238 | 6917.5765 | 6950.1637
1578 | 6660 | 6737.4925 | 6704.0764 | 6916.9986 | 6950.0746 | [8 empty] | 6694.5994 | 6660 | 6737.4925 | 6704.0764 | 6916.9986 | 6950.0746
1579 | 6658 | 6736.8994 | 6704.0584 | 6916.9327 | 6949.875 | [8 empty] | 6694.5391 | 6658 | 6736.8994 | 6704.0584 | 6916.9327 | 6949.875
1580 | 6658 | 6736.7151 | 6703.9277 | 6916.6035 | 6949.8243 | [8 empty] | 6694.1985 | 6658 | 6736.7151 | 6703.9277 | 6916.6035 | 6949.8243
1581 | 6658 | 6736.2987 | 6703.9051 | 6916.5708 | 6949.4372 | [8 empty] | 6694.0083 | 6658 | 6736.2987 | 6703.9051 | 6916.5708 | 6949.4372
1582 | 6658 | 6735.974 | 6703.1789 | 6914.4539 | 6949.4031 | [8 empty] | 6693.7946 | 6658 | 6735.974 | 6703.1789 | 6914.4539 | 6949.4031
1583 | 6658 | 6735.8408 | 6703.1145 | 6914.1278 | 6949.3628 | [8 empty] | 6692.1162 | 6658 | 6735.8408 | 6703.1145 | 6914.1278 | 6949.3628
1584 | 6657 | 6734.9457 | 6702.9793 | 6913.9051 | 6949.032 | [8 empty] | 6691.5626 | 6657 | 6734.9457 | 6702.9793 | 6913.9051 | 6949.032
1585 | 6657 | 6734.8641 | 6702.7587 | 6913.5274 | 6948.3677 | [8 empty] | 6691.1831 | 6657 | 6734.8641 | 6702.7587 | 6913.5274 | 6948.3677
1586 | 6657 | 6734.8032 | 6702.6926 | 6912.8926 | 6948.0544 | [8 empty] | 6690.8018 | 6657 | 6734.8032 | 6702.6926 | 6912.8926 | 6948.0544
1587 | 6657 | 6734.7671 | 6702.6908 | 6912.5376 | 6947.2668 | [8 empty] | 6690.7444 | 6657 | 6734.7671 | 6702.6908 | 6912.5376 | 6947.2668
1588 | 6657 | 6734.5452 | 6702.3846 | 6911.9633 | 6947.1959 | [8 empty] | 6689.7059 | 6657 | 6734.5452 | 6702.3846 | 6911.9633 | 6947.1959
1589 | 6657 | 6734.5335 | 6702.214 | 6911.2768 | 6947.0645 | [8 empty] | 6689.2017 | 6657 | 6734.5335 | 6702.214 | 6911.2768 | 6947.0645
1590 | 6656 | 6734.2671 | 6701.1817 | 6910.9808 | 6946.9941 | [8 empty] | 6688.4355 | 6656 | 6734.2671 | 6701.1817 | 6910.9808 | 6946.9941
1591 | 6656 | 6733.5354 | 6700.8781 | 6910.9164 | 6946.8895 | [8 empty] | 6687.1636 | 6656 | 6733.5354 | 6700.8781 | 6910.9164 | 6946.8895
1592 | 6656 | 6733.3094 | 6700.4914 | 6910.5288 | 6946.7187 | [8 empty] | 6686.1037 | 6656 | 6733.3094 | 6700.4914 | 6910.5288 | 6946.7187
1593 | 6655 | 6733.0538 | 6700.1011 | 6910.5009 | 6946.5366 | [8 empty] | 6686.0855 | 6655 | 6733.0538 | 6700.1011 | 6910.5009 | 6946.5366
1594 | 6654 | 6732.6102 | 6700.0203 | 6909.8992 | 6946.2718 | [8 empty] | 6685.5631 | 6654 | 6732.6102 | 6700.0203 | 6909.8992 | 6946.2718
1595 | 6654 | 6732.5566 | 6699.6009 | 6909.495 | 6945.5983 | [8 empty] | 6685.0348 | 6654 | 6732.5566 | 6699.6009 | 6909.495 | 6945.5983
1596 | 6653 | 6732.496 | 6699.0844 | 6909.2948 | 6945.2519 | [8 empty] | 6684.5539 | 6653 | 6732.496 | 6699.0844 | 6909.2948 | 6945.2519
1597 | 6653 | 6732.3506 | 6698.9385 | 6909.1304 | 6944.8219 | [8 empty] | 6684.4513 | 6653 | 6732.3506 | 6698.9385 | 6909.1304 | 6944.8219
1598 | 6653 | 6732.3026 | 6698.78 | 6907.219 | 6944.2104 | [8 empty] | 6684.4506 | 6653 | 6732.3026 | 6698.78 | 6907.219 | 6944.2104
1599 | 6652 | 6732.102 | 6698.4168 | 6906.7854 | 6943.6949 | [8 empty] | 6684.2015 | 6652 | 6732.102 | 6698.4168 | 6906.7854 | 6943.6949
1600 | 6652 | 6732.0998 | 6698.4001 | 6906.0093 | 6943.6291 | [8 empty] | 6683.9477 | 6652 | 6732.0998 | 6698.4001 | 6906.0093 | 6943.6291
1601 | 6651 | 6732.0072 | 6698.1959 | 6905.7031 | 6943.3337 | [8 empty] | 6682.5523 | 6651 | 6732.0072 | 6698.1959 | 6905.7031 | 6943.3337
1602 | 6651 | 6731.8716 | 6698.0888 | 6905.6326 | 6943.0982 | [8 empty] | 6682.017 | 6651 | 6731.8716 | 6698.0888 | 6905.6326 | 6943.0982
1603 | 6650 | 6731.7021 | 6697.9873 | 6905.4856 | 6943.0552 | [8 empty] | 6681.2603 | 6650 | 6731.7021 | 6697.9873 | 6905.4856 | 6943.0552
1604 | 6650 | 6731.6194 | 6697.747 | 6905.3875 | 6942.7907 | [8 empty] | 6681.2107 | 6650 | 6731.6194 | 6697.747 | 6905.3875 | 6942.7907
1605 | 6650 | 6731.3194 | 6697.7121 | 6904.9736 | 6942.5952 | [8 empty] | 6681.0131 | 6650 | 6731.3194 | 6697.7121 | 6904.9736 | 6942.5952
1606 | 6650 | 6730.9686 | 6697.4758 | 6904.5837 | 6942.4992 | [8 empty] | 6680.0526 | 6650 | 6730.9686 | 6697.4758 | 6904.5837 | 6942.4992
1607 | 6650 | 6729.3855 | 6696.6622 | 6903.5224 | 6941.8469 | [8 empty] | 6679.9434 | 6650 | 6729.3855 | 6696.6622 | 6903.5224 | 6941.8469
1608 | 6649 | 6729.319 | 6695.8494 | 6901.4762 | 6941.5902 | [8 empty] | 6679.2356 | 6649 | 6729.319 | 6695.8494 | 6901.4762 | 6941.5902
1609 | 6649 | 6729.2626 | 6695.1633 | 6900.3584 | 6940.3914 | [8 empty] | 6679.1836 | 6649 | 6729.2626 | 6695.1633 | 6900.3584 | 6940.3914
1610 | 6649 | 6728.9528 | 6694.7795 | 6899.165 | 6940.0172 | [8 empty] | 6678.6286 | 6649 | 6728.9528 | 6694.7795 | 6899.165 | 6940.0172
1611 | 6649 | 6728.8836 | 6693.4943 | 6898.6561 | 6939.8803 | [8 empty] | 6678.3825 | 6649 | 6728.8836 | 6693.4943 | 6898.6561 | 6939.8803
1612 | 6648 | 6728.8561 | 6693.4152 | 6897.3987 | 6939.7857 | [8 empty] | 6677.7107 | 6648 | 6728.8561 | 6693.4152 | 6897.3987 | 6939.7857
1613 | 6648 | 6728.7099 | 6692.9794 | 6897.064 | 6939.52 | [8 empty] | 6677.6535 | 6648 | 6728.7099 | 6692.9794 | 6897.064 | 6939.52
1614 | 6648 | 6728.1391 | 6692.6221 | 6896.9224 | 6939.4745 | [8 empty] | 6677.2443 | 6648 | 6728.1391 | 6692.6221 | 6896.9224 | 6939.4745
1615 | 6648 | 6727.4965 | 6692.5058 | 6896.1262 | 6939.2107 | [8 empty] | 6676.127 | 6648 | 6727.4965 | 6692.5058 | 6896.1262 | 6939.2107
1616 | 6647 | 6727.3153 | 6692.3338 | 6895.7341 | 6939.1483 | [8 empty] | 6676.0228 | 6647 | 6727.3153 | 6692.3338 | 6895.7341 | 6939.1483
1617 | 6647 | 6727.2547 | 6692.3232 | 6895.7292 | 6938.0585 | [8 empty] | 6674.8008 | 6647 | 6727.2547 | 6692.3232 | 6895.7292 | 6938.0585
1618 | 6646 | 6727.233 | 6691.1771 | 6895.3223 | 6937.7294 | [8 empty] | 6674.0459 | 6646 | 6727.233 | 6691.1771 | 6895.3223 | 6937.7294
1619 | 6646 | 6726.8121 | 6691.0496 | 6893.9171 | 6937.2265 | [8 empty] | 6673.9146 | 6646 | 6726.8121 | 6691.0496 | 6893.9171 | 6937.2265
1620 | 6645 | 6726.2555 | 6690.3843 | 6892.99 | 6937.052 | [8 empty] | 6673.8078 | 6645 | 6726.2555 | 6690.3843 | 6892.99 | 6937.052
1621 | 6645 | 6726.2062 | 6689.5762 | 6892.9047 | 6936.5256 | [8 empty] | 6673.4022 | 6645 | 6726.2062 | 6689.5762 | 6892.9047 | 6936.5256
1622 | 6644 | 6726.0916 | 6689.3479 | 6892.477 | 6936.4236 | [8 empty] | 6673.357 | 6644 | 6726.0916 | 6689.3479 | 6892.477 | 6936.4236
1623 | 6644 | 6725.962 | 6689.2979 | 6892.2402 | 6936.3709 | [8 empty] | 6673.3545 | 6644 | 6725.962 | 6689.2979 | 6892.2402 | 6936.3709
1624 | 6644 | 6725.8908 | 6689.2928 | 6891.7288 | 6935.7092 | [8 empty] | 6672.4253 | 6644 | 6725.8908 | 6689.2928 | 6891.7288 | 6935.7092
1625 | 6644 | 6724.7882 | 6688.7597 | 6891.3056 | 6935.0603 | [8 empty] | 6672.1576 | 6644 | 6724.7882 | 6688.7597 | 6891.3056 | 6935.0603
1626 | 6644 | 6724.6187 | 6688.7444 | 6890.8754 | 6934.8425 | [8 empty] | 6672.0932 | 6644 | 6724.6187 | 6688.7444 | 6890.8754 | 6934.8425
1627 | 6643 | 6724.5558 | 6688.7307 | 6890.5494 | 6934.6256 | [8 empty] | 6671.7064 | 6643 | 6724.5558 | 6688.7307 | 6890.5494 | 6934.6256
1628 | 6643 | 6724.3019 | 6688.3771 | 6889.7463 | 6933.966 | [8 empty] | 6670.6235 | 6643 | 6724.3019 | 6688.3771 | 6889.7463 | 6933.966
1629 | 6643 | 6724.0801 | 6688.1683 | 6889.5874 | 6933.5 | [8 empty] | 6670.5506 | 6643 | 6724.0801 | 6688.1683 | 6889.5874 | 6933.5
1630 | 6642 | 6723.6794 | 6687.7883 | 6889.4961 | 6933.1309 | [8 empty] | 6669.9245 | 6642 | 6723.6794 | 6687.7883 | 6889.4961 | 6933.1309
1631 | 6642 | 6723.5538 | 6687.78 | 6889.3464 | 6932.9733 | [8 empty] | 6669.2271 | 6642 | 6723.5538 | 6687.78 | 6889.3464 | 6932.9733
1632 | 6641 | 6723.3552 | 6687.5899 | 6888.3546 | 6931.5165 | [8 empty] | 6668.8592 | 6641 | 6723.3552 | 6687.5899 | 6888.3546 | 6931.5165
1633 | 6641 | 6723.2448 | 6687.5555 | 6888.1287 | 6930.8134 | [8 empty] | 6668.7256 | 6641 | 6723.2448 | 6687.5555 | 6888.1287 | 6930.8134
1634 | 6641 | 6722.9422 | 6687.2317 | 6888.0279 | 6929.9308 | [8 empty] | 6668.5499 | 6641 | 6722.9422 | 6687.2317 | 6888.0279 | 6929.9308
1635 | 6640 | 6722.7672 | 6686.4121 | 6887.6603 | 6929.6683 | [8 empty] | 6668.3538 | 6640 | 6722.7672 | 6686.4121 | 6887.6603 | 6929.6683
1636 | 6640 | 6722.7098 | 6686.0727 | 6887.2849 | 6928.7584 | [8 empty] | 6668.1807 | 6640 | 6722.7098 | 6686.0727 | 6887.2849 | 6928.7584
1637 | 6640 | 6722.6677 | 6685.6706 | 6887.2255 | 6928.5882 | [8 empty] | 6668.0486 | 6640 | 6722.6677 | 6685.6706 | 6887.2255 | 6928.5882
1638 | 6639 | 6722.2844 | 6685.2366 | 6887.1296 | 6927.9797 | [8 empty] | 6667.3883 | 6639 | 6722.2844 | 6685.2366 | 6887.1296 | 6927.9797
1639 | 6639 | 6722.225 | 6684.5499 | 6887.0879 | 6927.7675 | [8 empty] | 6667.2085 | 6639 | 6722.225 | 6684.5499 | 6887.0879 | 6927.7675
1640 | 6639 | 6721.7643 | 6684.5116 | 6886.7674 | 6927.3996 | [8 empty] | 6666.7609 | 6639 | 6721.7643 | 6684.5116 | 6886.7674 | 6927.3996
1641 | 6639 | 6721.5205 | 6684.238 | 6886.0824 | 6926.5018 | [8 empty] | 6666.3346 | 6639 | 6721.5205 | 6684.238 | 6886.0824 | 6926.5018
1642 | 6638 | 6721.2157 | 6684.1459 | 6885.5785 | 6926.4443 | [8 empty] | 6665.9417 | 6638 | 6721.2157 | 6684.1459 | 6885.5785 | 6926.4443
1643 | 6638 | 6721.1984 | 6683.9637 | 6885.0392 | 6925.8636 | [8 empty] | 6665.4356 | 6638 | 6721.1984 | 6683.9637 | 6885.0392 | 6925.8636
1644 | 6637 | 6720.8309 | 6683.2764 | 6884.6919 | 6925.3512 | [8 empty] | 6665.1048 | 6637 | 6720.8309 | 6683.2764 | 6884.6919 | 6925.3512
1645 | 6636 | 6720.6298 | 6683.1764 | 6884.5788 | 6924.6541 | [8 empty] | 6665.0919 | 6636 | 6720.6298 | 6683.1764 | 6884.5788 | 6924.6541
1646 | 6636 | 6720.4556 | 6682.4672 | 6883.6999 | 6923.9671 | [8 empty] | 6665.0106 | 6636 | 6720.4556 | 6682.4672 | 6883.6999 | 6923.9671
1647 | 6636 | 6719.6126 | 6682.3678 | 6883.105 | 6923.8897 | [8 empty] | 6664.2319 | 6636 | 6719.6126 | 6682.3678 | 6883.105 | 6923.8897
1648 | 6635 | 6719.5726 | 6682.2447 | 6882.7698 | 6923.0186 | [8 empty] | 6664.2039 | 6635 | 6719.5726 | 6682.2447 | 6882.7698 | 6923.0186
1649 | 6635 | 6719.4024 | 6681.9568 | 6882.1364 | 6922.5868 | [8 empty] | 6663.2217 | 6635 | 6719.4024 | 6681.9568 | 6882.1364 | 6922.5868
1650 | 6635 | 6718.8236 | 6681.7857 | 6881.8633 | 6922.3786 | [8 empty] | 6662.459 | 6635 | 6718.8236 | 6681.7857 | 6881.8633 | 6922.3786
1651 | 6635 | 6718.1241 | 6681.0466 | 6881.7952 | 6922.3261 | [8 empty] | 6662.0566 | 6635 | 6718.1241 | 6681.0466 | 6881.7952 | 6922.3261
1652 | 6634 | 6717.9151 | 6680.7426 | 6881.5128 | 6921.9512 | [8 empty] | 6660.9633 | 6634 | 6717.9151 | 6680.7426 | 6881.5128 | 6921.9512
1653 | 6634 | 6717.608 | 6680.4139 | 6881.4383 | 6921.8058 | [8 empty] | 6660.1398 | 6634 | 6717.608 | 6680.4139 | 6881.4383 | 6921.8058
1654 | 6634 | 6717.5364 | 6680.0239 | 6879.5178 | 6921.7475 | [8 empty] | 6660.081 | 6634 | 6717.5364 | 6680.0239 | 6879.5178 | 6921.7475
1655 | 6634 | 6717.4441 | 6679.8983 | 6879.4143 | 6921.4186 | [8 empty] | 6658.8327 | 6634 | 6717.4441 | 6679.8983 | 6879.4143 | 6921.4186
1656 | 6634 | 6717.3183 | 6679.6021 | 6879.0133 | 6921.3258 | [8 empty] | 6658.7372 | 6634 | 6717.3183 | 6679.6021 | 6879.0133 | 6921.3258
1657 | 6634 | 6716.8218 | 6679.5629 | 6878.7395 | 6920.6361 | [8 empty] | 6658.0042 | 6634 | 6716.8218 | 6679.5629 | 6878.7395 | 6920.6361
1658 | 6634 | 6715.4314 | 6678.8997 | 6878.3846 | 6920.0611 | [8 empty] | 6657.9147 | 6634 | 6715.4314 | 6678.8997 | 6878.3846 | 6920.0611
1659 | 6634 | 6715.2784 | 6678.7205 | 6878.3504 | 6919.7692 | [8 empty] | 6657.8816 | 6634 | 6715.2784 | 6678.7205 | 6878.3504 | 6919.7692
1660 | 6633 | 6715.2761 | 6678.6092 | 6877.8691 | 6919.5877 | [8 empty] | 6657.7546 | 6633 | 6715.2761 | 6678.6092 | 6877.8691 | 6919.5877
1661 | 6632 | 6715.1533 | 6678.1346 | 6877.5348 | 6919.4157 | [8 empty] | 6656.7188 | 6632 | 6715.1533 | 6678.1346 | 6877.5348 | 6919.4157
1662 | 6632 | 6714.8374 | 6677.9962 | 6876.9814 | 6919.1973 | [8 empty] | 6656.5187 | 6632 | 6714.8374 | 6677.9962 | 6876.9814 | 6919.1973
1663 | 6632 | 6714.6351 | 6677.8229 | 6876.8008 | 6918.7446 | [8 empty] | 6656.3518 | 6632 | 6714.6351 | 6677.8229 | 6876.8008 | 6918.7446
1664 | 6631 | 6714.3051 | 6677.7973 | 6874.8558 | 6918.4692 | [8 empty] | 6656.0056 | 6631 | 6714.3051 | 6677.7973 | 6874.8558 | 6918.4692
1665 | 6631 | 6714.0349 | 6677.4779 | 6874.5568 | 6918.241 | [8 empty] | 6655.7595 | 6631 | 6714.0349 | 6677.4779 | 6874.5568 | 6918.241
1666 | 6631 | 6713.9287 | 6677.398 | 6874.1405 | 6918.0517 | [8 empty] | 6655.5117 | 6631 | 6713.9287 | 6677.398 | 6874.1405 | 6918.0517
1667 | 6630 | 6713.6999 | 6677.3488 | 6874.0666 | 6916.9881 | [8 empty] | 6655.4877 | 6630 | 6713.6999 | 6677.3488 | 6874.0666 | 6916.9881
1668 | 6630 | 6713.6944 | 6677.1681 | 6873.6598 | 6916.6122 | [8 empty] | 6655.082 | 6630 | 6713.6944 | 6677.1681 | 6873.6598 | 6916.6122
1669 | 6629 | 6713.5112 | 6676.6324 | 6872.744 | 6916.3504 | [8 empty] | 6654.7997 | 6629 | 6713.5112 | 6676.6324 | 6872.744 | 6916.3504
1670 | 6629 | 6712.6113 | 6676.2442 | 6872.6886 | 6916.2221 | [8 empty] | 6654.5342 | 6629 | 6712.6113 | 6676.2442 | 6872.6886 | 6916.2221
1671 | 6629 | 6712.3264 | 6676.2053 | 6872.6825 | 6916.1107 | [8 empty] | 6653.9373 | 6629 | 6712.3264 | 6676.2053 | 6872.6825 | 6916.1107
1672 | 6629 | 6712.1989 | 6676.0427 | 6872.082 | 6915.7668 | [8 empty] | 6653.783 | 6629 | 6712.1989 | 6676.0427 | 6872.082 | 6915.7668
1673 | 6629 | 6711.9739 | 6675.9097 | 6871.5876 | 6915.6167 | [8 empty] | 6653.3554 | 6629 | 6711.9739 | 6675.9097 | 6871.5876 | 6915.6167
1674 | 6628 | 6711.943 | 6675.6049 | 6871.3836 | 6915.4082 | [8 empty] | 6652.6993 | 6628 | 6711.943 | 6675.6049 | 6871.3836 | 6915.4082
1675 | 6628 | 6711.6172 | 6675.2618 | 6871.229 | 6915.2636 | [8 empty] | 6651.0538 | 6628 | 6711.6172 | 6675.2618 | 6871.229 | 6915.2636
1676 | 6628 | 6711.097 | 6675.0533 | 6871.1173 | 6915.082 | [8 empty] | 6651.014 | 6628 | 6711.097 | 6675.0533 | 6871.1173 | 6915.082
1677 | 6627 | 6710.7287 | 6674.7256 | 6871.1061 | 6915.0611 | [8 empty] | 6650.4384 | 6627 | 6710.7287 | 6674.7256 | 6871.1061 | 6915.0611
1678 | 6627 | 6710.3907 | 6673.704 | 6871.0629 | 6912.7782 | [8 empty] | 6650.0166 | 6627 | 6710.3907 | 6673.704 | 6871.0629 | 6912.7782
1679 | 6626 | 6710.205 | 6673.5371 | 6870.8557 | 6912.3547 | [8 empty] | 6649.9072 | 6626 | 6710.205 | 6673.5371 | 6870.8557 | 6912.3547
1680 | 6626 | 6709.7049 | 6673.3187 | 6870.3684 | 6912.0387 | [8 empty] | 6649.4997 | 6626 | 6709.7049 | 6673.3187 | 6870.3684 | 6912.0387
1681 | 6626 | 6709.5502 | 6673.255 | 6869.9178 | 6911.6951 | [8 empty] | 6649.4558 | 6626 | 6709.5502 | 6673.255 | 6869.9178 | 6911.6951
1682 | 6625 | 6709.4778 | 6673.2115 | 6869.836 | 6910.2962 | [8 empty] | 6649.4308 | 6625 | 6709.4778 | 6673.2115 | 6869.836 | 6910.2962
1683 | 6625 | 6709.3997 | 6673.174 | 6869.7303 | 6910.0494 | [8 empty] | 6649.0669 | 6625 | 6709.3997 | 6673.174 | 6869.7303 | 6910.0494
1684 | 6624 | 6709.3094 | 6673.1097 | 6869.7183 | 6909.9869 | [8 empty] | 6648.7849 | 6624 | 6709.3094 | 6673.1097 | 6869.7183 | 6909.9869
1685 | 6624 | 6709.0801 | 6672.8707 | 6869.5957 | 6909.6625 | [8 empty] | 6648.6191 | 6624 | 6709.0801 | 6672.8707 | 6869.5957 | 6909.6625
1686 | 6624 | 6708.9078 | 6672.8078 | 6869.0571 | 6909.6394 | [8 empty] | 6647.5859 | 6624 | 6708.9078 | 6672.8078 | 6869.0571 | 6909.6394
1687 | 6623 | 6708.7389 | 6672.6473 | 6868.2517 | 6909.2327 | [8 empty] | 6647.4745 | 6623 | 6708.7389 | 6672.6473 | 6868.2517 | 6909.2327
1688 | 6623 | 6708.5356 | 6671.6024 | 6867.7996 | 6909.0383 | [8 empty] | 6646.9016 | 6623 | 6708.5356 | 6671.6024 | 6867.7996 | 6909.0383
1689 | 6623 | 6708.2852 | 6669.6499 | 6867.2095 | 6908.5386 | [8 empty] | 6646.8707 | 6623 | 6708.2852 | 6669.6499 | 6867.2095 | 6908.5386
1690 | 6622 | 6708.2009 | 6668.9759 | 6866.5788 | 6908.3128 | [8 empty] | 6646.4206 | 6622 | 6708.2009 | 6668.9759 | 6866.5788 | 6908.3128
1691 | 6622 | 6708.0722 | 6668.9439 | 6866.362 | 6907.8976 | [8 empty] | 6646.2694 | 6622 | 6708.0722 | 6668.9439 | 6866.362 | 6907.8976
1692 | 6622 | 6707.9675 | 6667.8361 | 6865.9396 | 6907.3942 | [8 empty] | 6646.158 | 6622 | 6707.9675 | 6667.8361 | 6865.9396 | 6907.3942
1693 | 6622 | 6707.9096 | 6667.7375 | 6865.7035 | 6906.9047 | [8 empty] | 6645.7078 | 6622 | 6707.9096 | 6667.7375 | 6865.7035 | 6906.9047
1694 | 6622 | 6707.6522 | 6667.6557 | 6865.3013 | 6906.8042 | [8 empty] | 6645.3818 | 6622 | 6707.6522 | 6667.6557 | 6865.3013 | 6906.8042
1695 | 6622 | 6707.5926 | 6667.6423 | 6865.2466 | 6906.6227 | [8 empty] | 6644.7391 | 6622 | 6707.5926 | 6667.6423 | 6865.2466 | 6906.6227
1696 | 6622 | 6706.9947 | 6667.4674 | 6864.7102 | 6906.4954 | [8 empty] | 6644.4588 | 6622 | 6706.9947 | 6667.4674 | 6864.7102 | 6906.4954
1697 | 6622 | 6706.5203 | 6667.299 | 6864.2873 | 6905.9548 | [8 empty] | 6643.8281 | 6622 | 6706.5203 | 6667.299 | 6864.2873 | 6905.9548
1698 | 6621 | 6705.5235 | 6667.2356 | 6864.2837 | 6905.8042 | [8 empty] | 6643.5744 | 6621 | 6705.5235 | 6667.2356 | 6864.2837 | 6905.8042
1699 | 6621 | 6705.329 | 6667.228 | 6863.9271 | 6905.6879 | [8 empty] | 6643.4914 | 6621 | 6705.329 | 6667.228 | 6863.9271 | 6905.6879
1700 | 6621 | 6705.2299 | 6666.4483 | 6862.5608 | 6905.2717 | [8 empty] | 6643.3794 | 6621 | 6705.2299 | 6666.4483 | 6862.5608 | 6905.2717
1701 | 6621 | 6704.2779 | 6666.3395 | 6862.3848 | 6905.2193 | [8 empty] | 6642.8093 | 6621 | 6704.2779 | 6666.3395 | 6862.3848 | 6905.2193
1702 | 6620 | 6703.4877 | 6666.1715 | 6862.1355 | 6905.0334 | [8 empty] | 6642.1174 | 6620 | 6703.4877 | 6666.1715 | 6862.1355 | 6905.0334
1703 | 6620 | 6703.4741 | 6666.045 | 6862.106 | 6904.8069 | [8 empty] | 6642.0206 | 6620 | 6703.4741 | 6666.045 | 6862.106 | 6904.8069
1704 | 6620 | 6703.1628 | 6665.9597 | 6861.0831 | 6904.7438 | [8 empty] | 6641.7191 | 6620 | 6703.1628 | 6665.9597 | 6861.0831 | 6904.7438
1705 | 6619 | 6702.1287 | 6665.8344 | 6860.8243 | 6904.6834 | [8 empty] | 6641.2531 | 6619 | 6702.1287 | 6665.8344 | 6860.8243 | 6904.6834
1706 | 6619 | 6701.9812 | 6665.4064 | 6860.6537 | 6904.5069 | [8 empty] | 6641.1407 | 6619 | 6701.9812 | 6665.4064 | 6860.6537 | 6904.5069
1707 | 6619 | 6701.9496 | 6665.3889 | 6860.5429 | 6904.2745 | [8 empty] | 6640.8907 | 6619 | 6701.9496 | 6665.3889 | 6860.5429 | 6904.2745
1708 | 6619 | 6701.6122 | 6665.313 | 6860.0601 | 6902.3594 | [8 empty] | 6640.5067 | 6619 | 6701.6122 | 6665.313 | 6860.0601 | 6902.3594
1709 | 6618 | 6701.5939 | 6665.2517 | 6859.4836 | 6901.9093 | [8 empty] | 6639.92 | 6618 | 6701.5939 | 6665.2517 | 6859.4836 | 6901.9093
1710 | 6618 | 6700.7705 | 6665.1228 | 6859.0061 | 6901.6238 | [8 empty] | 6639.4271 | 6618 | 6700.7705 | 6665.1228 | 6859.0061 | 6901.6238
1711 | 6618 | 6700.7395 | 6665.0278 | 6858.9649 | 6901.2528 | [8 empty] | 6639.2874 | 6618 | 6700.7395 | 6665.0278 | 6858.9649 | 6901.2528
1712 | 6618 | 6700.3391 | 6664.7113 | 6858.6999 | 6900.762 | [8 empty] | 6639.0834 | 6618 | 6700.3391 | 6664.7113 | 6858.6999 | 6900.762
1713 | 6618 | 6700.2895 | 6664.1149 | 6858.3944 | 6900.5607 | [8 empty] | 6638.9507 | 6618 | 6700.2895 | 6664.1149 | 6858.3944 | 6900.5607
1714 | 6617 | 6700.2244 | 6663.8439 | 6858.1781 | 6900.282 | [8 empty] | 6638.6688 | 6617 | 6700.2244 | 6663.8439 | 6858.1781 | 6900.282
1715 | 6617 | 6699.1661 | 6663.7982 | 6858.1715 | 6899.4937 | [8 empty] | 6638.599 | 6617 | 6699.1661 | 6663.7982 | 6858.1715 | 6899.4937
1716 | 6617 | 6699.1576 | 6663.7499 | 6857.9239 | 6899.0731 | [8 empty] | 6637.6841 | 6617 | 6699.1576 | 6663.7499 | 6857.9239 | 6899.0731
1717 | 6617 | 6698.9953 | 6663.5555 | 6856.9359 | 6899.0034 | [8 empty] | 6637.5672 | 6617 | 6698.9953 | 6663.5555 | 6856.9359 | 6899.0034
1718 | 6617 | 6698.9494 | 6663.4383 | 6856.4284 | 6898.8274 | [8 empty] | 6637.4915 | 6617 | 6698.9494 | 6663.4383 | 6856.4284 | 6898.8274
1719 | 6617 | 6698.3237 | 6663.434 | 6855.7238 | 6898.6421 | [8 empty] | 6637.4801 | 6617 | 6698.3237 | 6663.434 | 6855.7238 | 6898.6421
1720 | 6616 | 6698.2162 | 6663.1916 | 6855.0365 | 6898.6123 | [8 empty] | 6637.4757 | 6616 | 6698.2162 | 6663.1916 | 6855.0365 | 6898.6123
1721 | 6616 | 6697.7166 | 6662.9392 | 6854.9321 | 6896.5048 | [8 empty] | 6637.4643 | 6616 | 6697.7166 | 6662.9392 | 6854.9321 | 6896.5048
1722 | 6616 | 6697.6982 | 6662.813 | 6854.9122 | 6896.421 | [8 empty] | 6637.0671 | 6616 | 6697.6982 | 6662.813 | 6854.9122 | 6896.421
1723 | 6615 | 6697.2154 | 6662.2826 | 6854.6236 | 6896.2489 | [8 empty] | 6636.9525 | 6615 | 6697.2154 | 6662.2826 | 6854.6236 | 6896.2489
1724 | 6615 | 6697.176 | 6661.4479 | 6854.0108 | 6895.335 | [8 empty] | 6635.758 | 6615 | 6697.176 | 6661.4479 | 6854.0108 | 6895.335
1725 | 6615 | 6696.9955 | 6661.3951 | 6853.7428 | 6895.1655 | [8 empty] | 6634.9658 | 6615 | 6696.9955 | 6661.3951 | 6853.7428 | 6895.1655
1726 | 6614 | 6696.313 | 6660.349 | 6853.2995 | 6895.1257 | [8 empty] | 6634.6184 | 6614 | 6696.313 | 6660.349 | 6853.2995 | 6895.1257
1727 | 6613 | 6695.9264 | 6660.1759 | 6852.1829 | 6894.9624 | [8 empty] | 6634.1716 | 6613 | 6695.9264 | 6660.1759 | 6852.1829 | 6894.9624
1728 | 6613 | 6695.906 | 6659.7407 | 6851.323 | 6894.6097 | [8 empty] | 6633.9311 | 6613 | 6695.906 | 6659.7407 | 6851.323 | 6894.6097
1729 | 6613 | 6695.7814 | 6659.6965 | 6850.9731 | 6894.3887 | [8 empty] | 6633.4705 | 6613 | 6695.7814 | 6659.6965 | 6850.9731 | 6894.3887
1730 | 6612 | 6695.097 | 6659.5194 | 6850.807 | 6894.2349 | [8 empty] | 6632.5854 | 6612 | 6695.097 | 6659.5194 | 6850.807 | 6894.2349
1731 | 6611 | 6695.0932 | 6659.2463 | 6850.3986 | 6894.2346 | [8 empty] | 6632.2902 | 6611 | 6695.0932 | 6659.2463 | 6850.3986 | 6894.2346
1732 | 6611 | 6694.946 | 6658.801 | 6850.3541 | 6893.6867 | [8 empty] | 6630.6603 | 6611 | 6694.946 | 6658.801 | 6850.3541 | 6893.6867
1733 | 6611 | 6693.8035 | 6658.6137 | 6850.1493 | 6893.6519 | [8 empty] | 6630.3423 | 6611 | 6693.8035 | 6658.6137 | 6850.1493 | 6893.6519
1734 | 6611 | 6693.6225 | 6658.2909 | 6850.1434 | 6892.9328 | [8 empty] | 6629.2667 | 6611 | 6693.6225 | 6658.2909 | 6850.1434 | 6892.9328
1735 | 6610 | 6693.5372 | 6658.2482 | 6849.7625 | 6891.7456 | [8 empty] | 6628.6588 | 6610 | 6693.5372 | 6658.2482 | 6849.7625 | 6891.7456
1736 | 6610 | 6693.1029 | 6657.7663 | 6849.593 | 6891.7274 | [8 empty] | 6628.6065 | 6610 | 6693.1029 | 6657.7663 | 6849.593 | 6891.7274
1737 | 6610 | 6692.9746 | 6657.6179 | 6847.9147 | 6891.6781 | [8 empty] | 6628.5595 | 6610 | 6692.9746 | 6657.6179 | 6847.9147 | 6891.6781
1738 | 6610 | 6692.9709 | 6657.5637 | 6847.8016 | 6890.3036 | [8 empty] | 6627.7613 | 6610 | 6692.9709 | 6657.5637 | 6847.8016 | 6890.3036
1739 | 6609 | 6692.815 | 6657.3401 | 6847.4561 | 6890.1841 | [8 empty] | 6627.6855 | 6609 | 6692.815 | 6657.3401 | 6847.4561 | 6890.1841
1740 | 6609 | 6692.5535 | 6657.25 | 6847.2558 | 6890.1773 | [8 empty] | 6627.6828 | 6609 | 6692.5535 | 6657.25 | 6847.2558 | 6890.1773
1741 | 6609 | 6692.4919 | 6657.1131 | 6847.1766 | 6889.4958 | [8 empty] | 6627.027 | 6609 | 6692.4919 | 6657.1131 | 6847.1766 | 6889.4958
1742 | 6609 | 6692.3201 | 6656.4419 | 6846.9654 | 6889.2075 | [8 empty] | 6626.9459 | 6609 | 6692.3201 | 6656.4419 | 6846.9654 | 6889.2075
1743 | 6609 | 6692.29 | 6656.4257 | 6846.3281 | 6889.1341 | [8 empty] | 6626.4963 | 6609 | 6692.29 | 6656.4257 | 6846.3281 | 6889.1341
1744 | 6608 | 6691.8798 | 6655.499 | 6846.0123 | 6887.9339 | [8 empty] | 6626.3888 | 6608 | 6691.8798 | 6655.499 | 6846.0123 | 6887.9339
1745 | 6608 | 6691.7056 | 6655.3221 | 6846.0022 | 6887.7779 | [8 empty] | 6626.3596 | 6608 | 6691.7056 | 6655.3221 | 6846.0022 | 6887.7779
1746 | 6607 | 6691.6475 | 6655.2928 | 6845.8649 | 6887.5554 | [8 empty] | 6625.0383 | 6607 | 6691.6475 | 6655.2928 | 6845.8649 | 6887.5554
1747 | 6607 | 6691.4327 | 6655.0292 | 6845.4256 | 6887.3836 | [8 empty] | 6623.8857 | 6607 | 6691.4327 | 6655.0292 | 6845.4256 | 6887.3836
1748 | 6606 | 6691.4091 | 6654.8243 | 6843.5062 | 6887.3658 | [8 empty] | 6623.7339 | 6606 | 6691.4091 | 6654.8243 | 6843.5062 | 6887.3658
1749 | 6606 | 6691.3595 | 6654.5967 | 6843.2025 | 6887.056 | [8 empty] | 6623.6479 | 6606 | 6691.3595 | 6654.5967 | 6843.2025 | 6887.056
1750 | 6606 | 6691.2788 | 6654.5331 | 6843.1797 | 6886.4021 | [8 empty] | 6622.6965 | 6606 | 6691.2788 | 6654.5331 | 6843.1797 | 6886.4021
1751 | 6605 | 6689.7785 | 6654.2904 | 6842.4886 | 6885.904 | [8 empty] | 6622.5947 | 6605 | 6689.7785 | 6654.2904 | 6842.4886 | 6885.904
1752 | 6605 | 6689.4216 | 6653.8415 | 6841.7681 | 6885.5612 | [8 empty] | 6622.3221 | 6605 | 6689.4216 | 6653.8415 | 6841.7681 | 6885.5612
1753 | 6605 | 6689.1148 | 6653.6554 | 6841.6602 | 6885.161 | [8 empty] | 6622.152 | 6605 | 6689.1148 | 6653.6554 | 6841.6602 | 6885.161
1754 | 6605 | 6689.0308 | 6652.6685 | 6841.4515 | 6884.7321 | [8 empty] | 6621.8704 | 6605 | 6689.0308 | 6652.6685 | 6841.4515 | 6884.7321
1755 | 6604 | 6689.0219 | 6652.6135 | 6841.0607 | 6883.7028 | [8 empty] | 6621.7708 | 6604 | 6689.0219 | 6652.6135 | 6841.0607 | 6883.7028
1756 | 6604 | 6688.8382 | 6652.25 | 6840.8895 | 6883.4858 | [8 empty] | 6621.6743 | 6604 | 6688.8382 | 6652.25 | 6840.8895 | 6883.4858
1757 | 6604 | 6688.5999 | 6651.9798 | 6840.8072 | 6883.294 | [8 empty] | 6621.0159 | 6604 | 6688.5999 | 6651.9798 | 6840.8072 | 6883.294
1758 | 6604 | 6688.2196 | 6651.9312 | 6840.6862 | 6883.1169 | [8 empty] | 6620.945 | 6604 | 6688.2196 | 6651.9312 | 6840.6862 | 6883.1169
1759 | 6604 | 6688.1152 | 6651.7485 | 6840.4803 | 6883.0046 | [8 empty] | 6620.5105 | 6604 | 6688.1152 | 6651.7485 | 6840.4803 | 6883.0046
1760 | 6603 | 6688.0493 | 6651.3488 | 6840.3679 | 6882.9774 | [8 empty] | 6619.9257 | 6603 | 6688.0493 | 6651.3488 | 6840.3679 | 6882.9774
1761 | 6603 | 6687.5258 | 6651.2298 | 6840.1041 | 6882.9059 | [8 empty] | 6619.5683 | 6603 | 6687.5258 | 6651.2298 | 6840.1041 | 6882.9059
1762 | 6603 | 6687.4937 | 6651.0674 | 6839.9014 | 6882.3808 | [8 empty] | 6619.2983 | 6603 | 6687.4937 | 6651.0674 | 6839.9014 | 6882.3808
1763 | 6603 | 6687.4201 | 6650.4911 | 6839.8461 | 6881.9335 | [8 empty] | 6619.1408 | 6603 | 6687.4201 | 6650.4911 | 6839.8461 | 6881.9335
1764 | 6603 | 6687.1948 | 6650.2139 | 6838.5956 | 6881.2781 | [8 empty] | 6618.5689 | 6603 | 6687.1948 | 6650.2139 | 6838.5956 | 6881.2781
1765 | 6603 | 6687.1271 | 6650.1161 | 6838.3957 | 6880.9545 | [8 empty] | 6618.2383 | 6603 | 6687.1271 | 6650.1161 | 6838.3957 | 6880.9545
1766 | 6602 | 6687.0502 | 6650.0141 | 6837.9338 | 6880.7081 | [8 empty] | 6617.9671 | 6602 | 6687.0502 | 6650.0141 | 6837.9338 | 6880.7081
1767 | 6602 | 6686.9673 | 6649.8763 | 6837.9287 | 6880.4921 | [8 empty] | 6617.8666 | 6602 | 6686.9673 | 6649.8763 | 6837.9287 | 6880.4921
1768 | 6601 | 6686.6183 | 6649.4114 | 6837.6852 | 6880.3628 | [8 empty] | 6617.8365 | 6601 | 6686.6183 | 6649.4114 | 6837.6852 | 6880.3628
1769 | 6601 | 6686.2178 | 6648.7364 | 6836.8911 | 6879.9491 | [8 empty] | 6617.5549 | 6601 | 6686.2178 | 6648.7364 | 6836.8911 | 6879.9491
1770 | 6601 | 6686.0201 | 6648.6943 | 6836.8377 | 6879.8591 | [8 empty] | 6617.5318 | 6601 | 6686.0201 | 6648.6943 | 6836.8377 | 6879.8591
1771 | 6601 | 6685.558 | 6648.6866 | 6836.5591 | 6879.8471 | [8 empty] | 6617.4321 | 6601 | 6685.558 | 6648.6866 | 6836.5591 | 6879.8471
1772 | 6600 | 6685.3993 | 6648.6558 | 6835.0514 | 6879.7353 | [8 empty] | 6617.3481 | 6600 | 6685.3993 | 6648.6558 | 6835.0514 | 6879.7353
1773 | 6600 | 6683.7872 | 6648.4199 | 6834.8085 | 6879.6994 | [8 empty] | 6617.1194 | 6600 | 6683.7872 | 6648.4199 | 6834.8085 | 6879.6994
1774 | 6600 | 6683.1827 | 6648.2589 | 6834.5314 | 6879.6742 | [8 empty] | 6616.9251 | 6600 | 6683.1827 | 6648.2589 | 6834.5314 | 6879.6742
1775 | 6600 | 6683.0373 | 6647.5324 | 6834.1306 | 6879.1531 | [8 empty] | 6616.5457 | 6600 | 6683.0373 | 6647.5324 | 6834.1306 | 6879.1531
1776 | 6600 | 6683.0053 | 6647.401 | 6833.8069 | 6878.8915 | [8 empty] | 6616.4822 | 6600 | 6683.0053 | 6647.401 | 6833.8069 | 6878.8915
1777 | 6600 | 6682.944 | 6646.9637 | 6833.3495 | 6878.7806 | [8 empty] | 6616.3094 | 6600 | 6682.944 | 6646.9637 | 6833.3495 | 6878.7806
1778 | 6600 | 6682.8267 | 6646.835 | 6833.2176 | 6878.3051 | [8 empty] | 6616.1531 | 6600 | 6682.8267 | 6646.835 | 6833.2176 | 6878.3051
1779 | 6599 | 6682.7153 | 6646.8238 | 6832.992 | 6877.99 | [8 empty] | 6615.6249 | 6599 | 6682.7153 | 6646.8238 | 6832.992 | 6877.99
1780 | 6599 | 6682.6109 | 6646.6599 | 6832.9555 | 6877.4621 | [8 empty] | 6614.8932 | 6599 | 6682.6109 | 6646.6599 | 6832.9555 | 6877.4621
1781 | 6599 | 6682.3399 | 6646.6599 | 6832.7699 | 6877.4298 | [8 empty] | 6614.8662 | 6599 | 6682.3399 | 6646.6599 | 6832.7699 | 6877.4298
1782 | 6599 | 6682.0519 | 6646.5403 | 6832.5128 | 6877.1983 | [8 empty] | 6614.8016 | 6599 | 6682.0519 | 6646.5403 | 6832.5128 | 6877.1983
1783 | 6599 | 6682.0011 | 6646.4628 | 6832.0174 | 6876.8786 | [8 empty] | 6614.6948 | 6599 | 6682.0011 | 6646.4628 | 6832.0174 | 6876.8786
1784 | 6598 | 6681.8626 | 6646.258 | 6831.643 | 6876.7698 | [8 empty] | 6614.6122 | 6598 | 6681.8626 | 6646.258 | 6831.643 | 6876.7698
1785 | 6598 | 6681.6726 | 6645.5103 | 6830.2435 | 6876.5911 | [8 empty] | 6614.611 | 6598 | 6681.6726 | 6645.5103 | 6830.2435 | 6876.5911
1786 | 6597 | 6681.4968 | 6644.972 | 6829.9775 | 6876.5091 | [8 empty] | 6614.5781 | 6597 | 6681.4968 | 6644.972 | 6829.9775 | 6876.5091
1787 | 6597 | 6681.4844 | 6644.8528 | 6829.5481 | 6876.5069 | [8 empty] | 6613.7252 | 6597 | 6681.4844 | 6644.8528 | 6829.5481 | 6876.5069
1788 | 6597 | 6681.4718 | 6644.2513 | 6829.1001 | 6876.4983 | [8 empty] | 6613.723 | 6597 | 6681.4718 | 6644.2513 | 6829.1001 | 6876.4983
1789 | 6597 | 6681.3917 | 6644.1512 | 6828.7512 | 6876.0759 | [8 empty] | 6613.4348 | 6597 | 6681.3917 | 6644.1512 | 6828.7512 | 6876.0759
1790 | 6596 | 6681.0038 | 6644.0752 | 6828.4381 | 6875.569 | [8 empty] | 6613.4057 | 6596 | 6681.0038 | 6644.0752 | 6828.4381 | 6875.569
1791 | 6596 | 6680.9449 | 6643.2977 | 6828.2553 | 6875.4813 | [8 empty] | 6612.6433 | 6596 | 6680.9449 | 6643.2977 | 6828.2553 | 6875.4813
1792 | 6595 | 6680.5558 | 6643.0209 | 6827.8983 | 6874.744 | [8 empty] | 6612.4811 | 6595 | 6680.5558 | 6643.0209 | 6827.8983 | 6874.744
1793 | 6595 | 6680.4067 | 6642.9244 | 6827.5222 | 6874.6833 | [8 empty] | 6612.4649 | 6595 | 6680.4067 | 6642.9244 | 6827.5222 | 6874.6833
1794 | 6595 | 6680.3281 | 6642.7774 | 6826.8554 | 6874.1459 | [8 empty] | 6612.2321 | 6595 | 6680.3281 | 6642.7774 | 6826.8554 | 6874.1459
1795 | 6595 | 6680.2729 | 6642.7423 | 6826.7764 | 6873.4688 | [8 empty] | 6611.4254 | 6595 | 6680.2729 | 6642.7423 | 6826.7764 | 6873.4688
1796 | 6594 | 6679.5255 | 6642.0974 | 6826.6736 | 6873.3146 | [8 empty] | 6611.1474 | 6594 | 6679.5255 | 6642.0974 | 6826.6736 | 6873.3146
1797 | 6594 | 6679.4986 | 6642.0504 | 6826.3967 | 6872.8871 | [8 empty] | 6611.1346 | 6594 | 6679.4986 | 6642.0504 | 6826.3967 | 6872.8871
1798 | 6594 | 6679.3769 | 6641.9161 | 6826.2626 | 6872.7259 | [8 empty] | 6611.1303 | 6594 | 6679.3769 | 6641.9161 | 6826.2626 | 6872.7259
1799 | 6593 | 6679.3452 | 6641.7049 | 6825.8389 | 6872.6247 | [8 empty] | 6611.104 | 6593 | 6679.3452 | 6641.7049 | 6825.8389 | 6872.6247
1800 | 6593 | 6678.3324 | 6641.3757 | 6825.804 | 6871.7822 | [8 empty] | 6611.0294 | 6593 | 6678.3324 | 6641.3757 | 6825.804 | 6871.7822
1801 | 6593 | 6678.2549 | 6641.3598 | 6825.6291 | 6871.4708 | [8 empty] | 6610.8003 | 6593 | 6678.2549 | 6641.3598 | 6825.6291 | 6871.4708
1802 | 6593 | 6677.7367 | 6641.3464 | 6822.8198 | 6871.4408 | [8 empty] | 6610.7778 | 6593 | 6677.7367 | 6641.3464 | 6822.8198 | 6871.4408
1803 | 6592 | 6677.1437 | 6641.2572 | 6822.7337 | 6871.1937 | [8 empty] | 6610.4869 | 6592 | 6677.1437 | 6641.2572 | 6822.7337 | 6871.1937
1804 | 6592 | 6677.0536 | 6640.6575 | 6822.3737 | 6871.0385 | [8 empty] | 6610.2544 | 6592 | 6677.0536 | 6640.6575 | 6822.3737 | 6871.0385
1805 | 6592 | 6676.8214 | 6640.4546 | 6822.1277 | 6870.9588 | [8 empty] | 6609.2806 | 6592 | 6676.8214 | 6640.4546 | 6822.1277 | 6870.9588
1806 | 6592 | 6676.1247 | 6640.3102 | 6821.4363 | 6870.7834 | [8 empty] | 6609.1437 | 6592 | 6676.1247 | 6640.3102 | 6821.4363 | 6870.7834
1807 | 6592 | 6676.0633 | 6640.2578 | 6820.8483 | 6870.476 | [8 empty] | 6608.6865 | 6592 | 6676.0633 | 6640.2578 | 6820.8483 | 6870.476
1808 | 6592 | 6675.731 | 6639.7141 | 6820.8413 | 6870.2314 | [8 empty] | 6608.6085 | 6592 | 6675.731 | 6639.7141 | 6820.8413 | 6870.2314
1809 | 6591 | 6675.233 | 6639.5253 | 6820.7603 | 6870.0009 | [8 empty] | 6608.5021 | 6591 | 6675.233 | 6639.5253 | 6820.7603 | 6870.0009
1810 | 6590 | 6675.1383 | 6639.2968 | 6820.4337 | 6869.5898 | [8 empty] | 6608.0908 | 6590 | 6675.1383 | 6639.2968 | 6820.4337 | 6869.5898
1811 | 6590 | 6674.9876 | 6639.1148 | 6820.3026 | 6868.7205 | [8 empty] | 6608.0269 | 6590 | 6674.9876 | 6639.1148 | 6820.3026 | 6868.7205
1812 | 6590 | 6674.9403 | 6638.2716 | 6820.2779 | 6868.7174 | [8 empty] | 6607.3842 | 6590 | 6674.9403 | 6638.2716 | 6820.2779 | 6868.7174
1813 | 6590 | 6674.936 | 6638.1199 | 6818.8136 | 6868.1179 | [8 empty] | 6607.0034 | 6590 | 6674.936 | 6638.1199 | 6818.8136 | 6868.1179
1814 | 6589 | 6674.5726 | 6638.0094 | 6818.5319 | 6868.1078 | [8 empty] | 6606.8851 | 6589 | 6674.5726 | 6638.0094 | 6818.5319 | 6868.1078
1815 | 6589 | 6674.5644 | 6637.8019 | 6818.4693 | 6867.9999 | [8 empty] | 6606.835 | 6589 | 6674.5644 | 6637.8019 | 6818.4693 | 6867.9999
1816 | 6589 | 6674.2078 | 6637.7076 | 6818.196 | 6867.1083 | [8 empty] | 6606.8213 | 6589 | 6674.2078 | 6637.7076 | 6818.196 | 6867.1083
1817 | 6588 | 6673.5664 | 6637.6236 | 6817.6313 | 6866.315 | [8 empty] | 6606.5682 | 6588 | 6673.5664 | 6637.6236 | 6817.6313 | 6866.315
1818 | 6588 | 6673.1133 | 6637.4545 | 6817.0982 | 6866.1278 | [8 empty] | 6606.2114 | 6588 | 6673.1133 | 6637.4545 | 6817.0982 | 6866.1278
1819 | 6587 | 6673.1073 | 6637.1942 | 6817.0732 | 6865.723 | [8 empty] | 6606.0501 | 6587 | 6673.1073 | 6637.1942 | 6817.0732 | 6865.723
1820 | 6587 | 6672.9925 | 6636.1582 | 6816.2551 | 6865.6401 | [8 empty] | 6605.969 | 6587 | 6672.9925 | 6636.1582 | 6816.2551 | 6865.6401
1821 | 6587 | 6672.7579 | 6635.7507 | 6816.1052 | 6865.627 | [8 empty] | 6605.9376 | 6587 | 6672.7579 | 6635.7507 | 6816.1052 | 6865.627
1822 | 6587 | 6672.4321 | 6635.3823 | 6815.9449 | 6865.3885 | [8 empty] | 6605.731 | 6587 | 6672.4321 | 6635.3823 | 6815.9449 | 6865.3885
1823 | 6586 | 6672.17 | 6634.9075 | 6815.7956 | 6865.213 | [8 empty] | 6605.653 | 6586 | 6672.17 | 6634.9075 | 6815.7956 | 6865.213
1824 | 6586 | 6671.9161 | 6633.7098 | 6815.7107 | 6865.0036 | [8 empty] | 6605.5902 | 6586 | 6671.9161 | 6633.7098 | 6815.7107 | 6865.0036
1825 | 6586 | 6671.0797 | 6633.5438 | 6814.6354 | 6864.319 | [8 empty] | 6605.4762 | 6586 | 6671.0797 | 6633.5438 | 6814.6354 | 6864.319
1826 | 6586 | 6671.0411 | 6633.3788 | 6814.2167 | 6864.0297 | [8 empty] | 6605.0776 | 6586 | 6671.0411 | 6633.3788 | 6814.2167 | 6864.0297
1827 | 6585 | 6670.6087 | 6632.6707 | 6813.9966 | 6863.8522 | [8 empty] | 6604.9871 | 6585 | 6670.6087 | 6632.6707 | 6813.9966 | 6863.8522
1828 | 6585 | 6670.5542 | 6632.188 | 6813.8951 | 6863.2404 | [8 empty] | 6604.9837 | 6585 | 6670.5542 | 6632.188 | 6813.8951 | 6863.2404
1829 | 6585 | 6670.0039 | 6631.8111 | 6813.755 | 6863.1629 | [8 empty] | 6604.6135 | 6585 | 6670.0039 | 6631.8111 | 6813.755 | 6863.1629
1830 | 6584 | 6669.9655 | 6631.6075 | 6813.3765 | 6863.017 | [8 empty] | 6604.1307 | 6584 | 6669.9655 | 6631.6075 | 6813.3765 | 6863.017
1831 | 6584 | 6669.7973 | 6631.5768 | 6813.3523 | 6862.8547 | [8 empty] | 6603.9097 | 6584 | 6669.7973 | 6631.5768 | 6813.3523 | 6862.8547
1832 | 6584 | 6669.7753 | 6631.3852 | 6812.7965 | 6862.6731 | [8 empty] | 6603.6916 | 6584 | 6669.7753 | 6631.3852 | 6812.7965 | 6862.6731
1833 | 6584 | 6669.3791 | 6631.3761 | 6812.6071 | 6862.1644 | [8 empty] | 6603.679 | 6584 | 6669.3791 | 6631.3761 | 6812.6071 | 6862.1644
1834 | 6584 | 6669.3446 | 6631.3672 | 6812.4444 | 6861.7751 | [8 empty] | 6603.5669 | 6584 | 6669.3446 | 6631.3672 | 6812.4444 | 6861.7751
1835 | 6584 | 6669.2924 | 6631.2708 | 6811.4852 | 6861.4408 | [8 empty] | 6603.4737 | 6584 | 6669.2924 | 6631.2708 | 6811.4852 | 6861.4408
1836 | 6583 | 6669.2223 | 6631.1988 | 6810.9923 | 6861.2796 | [8 empty] | 6603.4187 | 6583 | 6669.2223 | 6631.1988 | 6810.9923 | 6861.2796
1837 | 6583 | 6669.0469 | 6631.1345 | 6810.6346 | 6860.9938 | [8 empty] | 6603.3035 | 6583 | 6669.0469 | 6631.1345 | 6810.6346 | 6860.9938
1838 | 6583 | 6668.2088 | 6631.0697 | 6810.4674 | 6860.9747 | [8 empty] | 6603.1028 | 6583 | 6668.2088 | 6631.0697 | 6810.4674 | 6860.9747
1839 | 6582 | 6667.7231 | 6630.7462 | 6810.107 | 6860.3887 | [8 empty] | 6602.9102 | 6582 | 6667.7231 | 6630.7462 | 6810.107 | 6860.3887
1840 | 6582 | 6667.5188 | 6630.7381 | 6809.8406 | 6858.8868 | [8 empty] | 6602.7699 | 6582 | 6667.5188 | 6630.7381 | 6809.8406 | 6858.8868
1841 | 6582 | 6667.4641 | 6630.5646 | 6809.6026 | 6858.8736 | [8 empty] | 6602.635 | 6582 | 6667.4641 | 6630.5646 | 6809.6026 | 6858.8736
1842 | 6581 | 6667.1886 | 6630.3405 | 6809.3485 | 6858.6684 | [8 empty] | 6602.5062 | 6581 | 6667.1886 | 6630.3405 | 6809.3485 | 6858.6684
1843 | 6581 | 6667.0291 | 6629.8348 | 6808.8728 | 6858.3536 | [8 empty] | 6601.3869 | 6581 | 6667.0291 | 6629.8348 | 6808.8728 | 6858.3536
1844 | 6581 | 6666.8828 | 6629.7044 | 6808.5318 | 6857.8365 | [8 empty] | 6601.3837 | 6581 | 6666.8828 | 6629.7044 | 6808.5318 | 6857.8365
1845 | 6581 | 6666.2733 | 6629.3245 | 6808.1101 | 6856.7825 | [8 empty] | 6601.3249 | 6581 | 6666.2733 | 6629.3245 | 6808.1101 | 6856.7825
1846 | 6580 | 6666.1208 | 6629.0783 | 6808.0832 | 6856.5983 | [8 empty] | 6601.2848 | 6580 | 6666.1208 | 6629.0783 | 6808.0832 | 6856.5983
1847 | 6580 | 6665.7912 | 6629.0591 | 6807.6328 | 6856.0318 | [8 empty] | 6601.2226 | 6580 | 6665.7912 | 6629.0591 | 6807.6328 | 6856.0318
1848 | 6580 | 6665.7612 | 6629.0313 | 6807.5276 | 6855.7462 | [8 empty] | 6601.0403 | 6580 | 6665.7612 | 6629.0313 | 6807.5276 | 6855.7462
1849 | 6579 | 6665.7553 | 6628.5461 | 6807.1183 | 6855.48 | [8 empty] | 6600.7882 | 6579 | 6665.7553 | 6628.5461 | 6807.1183 | 6855.48
1850 | 6579 | 6665.5121 | 6628.4928 | 6807.0397 | 6855.0673 | [8 empty] | 6600.6548 | 6579 | 6665.5121 | 6628.4928 | 6807.0397 | 6855.0673
1851 | 6579 | 6665.4758 | 6627.8265 | 6806.4745 | 6854.7274 | [8 empty] | 6600.5958 | 6579 | 6665.4758 | 6627.8265 | 6806.4745 | 6854.7274
1852 | 6578 | 6665.2283 | 6627.39 | 6806.3971 | 6854.2085 | [8 empty] | 6600.593 | 6578 | 6665.2283 | 6627.39 | 6806.3971 | 6854.2085
1853 | 6578 | 6664.9641 | 6627.0459 | 6806.3369 | 6853.9037 | [8 empty] | 6600.562 | 6578 | 6664.9641 | 6627.0459 | 6806.3369 | 6853.9037
1854 | 6577 | 6664.9478 | 6626.3672 | 6805.6641 | 6853.4728 | [8 empty] | 6600.4922 | 6577 | 6664.9478 | 6626.3672 | 6805.6641 | 6853.4728
1855 | 6577 | 6664.1683 | 6626.2573 | 6805.521 | 6853.1633 | [8 empty] | 6600.3539 | 6577 | 6664.1683 | 6626.2573 | 6805.521 | 6853.1633
1856 | 6577 | 6663.9112 | 6625.8366 | 6805.4968 | 6852.6524 | [8 empty] | 6600.1874 | 6577 | 6663.9112 | 6625.8366 | 6805.4968 | 6852.6524
1857 | 6576 | 6663.182 | 6625.6487 | 6805.47 | 6852.4937 | [8 empty] | 6600.18 | 6576 | 6663.182 | 6625.6487 | 6805.47 | 6852.4937
1858 | 6576 | 6662.9127 | 6625.4733 | 6804.9811 | 6851.9446 | [8 empty] | 6599.9566 | 6576 | 6662.9127 | 6625.4733 | 6804.9811 | 6851.9446
1859 | 6575 | 6662.6249 | 6625.4324 | 6804.9749 | 6851.4748 | [8 empty] | 6599.3073 | 6575 | 6662.6249 | 6625.4324 | 6804.9749 | 6851.4748
1860 | 6575 | 6662.5584 | 6625.2791 | 6804.8964 | 6851.2404 | [8 empty] | 6599.2376 | 6575 | 6662.5584 | 6625.2791 | 6804.8964 | 6851.2404
1861 | 6575 | 6662.0385 | 6624.9963 | 6804.8687 | 6851.0855 | [8 empty] | 6599.2112 | 6575 | 6662.0385 | 6624.9963 | 6804.8687 | 6851.0855
1862 | 6575 | 6661.3506 | 6624.8932 | 6804.6996 | 6850.8731 | [8 empty] | 6599.0597 | 6575 | 6661.3506 | 6624.8932 | 6804.6996 | 6850.8731
1863 | 6575 | 6661.1876 | 6624.2486 | 6804.44 | 6850.8477 | [8 empty] | 6598.9522 | 6575 | 6661.1876 | 6624.2486 | 6804.44 | 6850.8477
1864 | 6575 | 6660.9789 | 6623.4846 | 6803.9559 | 6850.7841 | [8 empty] | 6598.947 | 6575 | 6660.9789 | 6623.4846 | 6803.9559 | 6850.7841
1865 | 6574 | 6660.9652 | 6623.4243 | 6803.902 | 6850.6908 | [8 empty] | 6598.8497 | 6574 | 6660.9652 | 6623.4243 | 6803.902 | 6850.6908
1866 | 6574 | 6660.6572 | 6623.3041 | 6803.8907 | 6850.6258 | [8 empty] | 6598.1298 | 6574 | 6660.6572 | 6623.3041 | 6803.8907 | 6850.6258
1867 | 6574 | 6660.4195 | 6623.0958 | 6803.516 | 6850.3426 | [8 empty] | 6597.6541 | 6574 | 6660.4195 | 6623.0958 | 6803.516 | 6850.3426
1868 | 6574 | 6660.1042 | 6622.7042 | 6803.3605 | 6849.6623 | [8 empty] | 6597.5891 | 6574 | 6660.1042 | 6622.7042 | 6803.3605 | 6849.6623
1869 | 6574 | 6659.9221 | 6622.4387 | 6803.1503 | 6849.6065 | [8 empty] | 6597.4738 | 6574 | 6659.9221 | 6622.4387 | 6803.1503 | 6849.6065
1870 | 6573 | 6659.5674 | 6622.1286 | 6803.1237 | 6848.3148 | [8 empty] | 6597.4684 | 6573 | 6659.5674 | 6622.1286 | 6803.1237 | 6848.3148
1871 | 6572 | 6659.1999 | 6622.0259 | 6802.9155 | 6848.2314 | [8 empty] | 6597.3609 | 6572 | 6659.1999 | 6622.0259 | 6802.9155 | 6848.2314
1872 | 6571 | 6659.0242 | 6621.6744 | 6802.5503 | 6847.4043 | [8 empty] | 6597.275 | 6571 | 6659.0242 | 6621.6744 | 6802.5503 | 6847.4043
1873 | 6571 | 6658.6439 | 6621.6702 | 6802.2304 | 6846.7772 | [8 empty] | 6597.1042 | 6571 | 6658.6439 | 6621.6702 | 6802.2304 | 6846.7772
1874 | 6570 | 6658.5032 | 6621.6508 | 6799.3682 | 6846.7655 | [8 empty] | 6596.9219 | 6570 | 6658.5032 | 6621.6508 | 6799.3682 | 6846.7655
1875 | 6570 | 6657.6541 | 6621.61 | 6799.1221 | 6846.5116 | [8 empty] | 6596.4321 | 6570 | 6657.6541 | 6621.61 | 6799.1221 | 6846.5116
1876 | 6570 | 6657.3847 | 6621.4947 | 6798.9757 | 6846.1835 | [8 empty] | 6596.3975 | 6570 | 6657.3847 | 6621.4947 | 6798.9757 | 6846.1835
1877 | 6570 | 6656.9037 | 6621.2891 | 6798.9495 | 6846.1684 | [8 empty] | 6596.207 | 6570 | 6656.9037 | 6621.2891 | 6798.9495 | 6846.1684
1878 | 6570 | 6656.7392 | 6620.9701 | 6798.5279 | 6845.6561 | [8 empty] | 6596.165 | 6570 | 6656.7392 | 6620.9701 | 6798.5279 | 6845.6561
1879 | 6570 | 6656.6344 | 6620.942 | 6798.4374 | 6845.6204 | [8 empty] | 6596.077 | 6570 | 6656.6344 | 6620.942 | 6798.4374 | 6845.6204
1880 | 6569 | 6656.6098 | 6620.7735 | 6797.9857 | 6845.4901 | [8 empty] | 6595.7321 | 6569 | 6656.6098 | 6620.7735 | 6797.9857 | 6845.4901
1881 | 6569 | 6656.5025 | 6620.645 | 6797.7222 | 6844.7655 | [8 empty] | 6595.5056 | 6569 | 6656.5025 | 6620.645 | 6797.7222 | 6844.7655
1882 | 6569 | 6656.0274 | 6620.4113 | 6797.0146 | 6844.5382 | [8 empty] | 6595.3709 | 6569 | 6656.0274 | 6620.4113 | 6797.0146 | 6844.5382
1883 | 6569 | 6655.9984 | 6620.2504 | 6796.5004 | 6844.3094 | [8 empty] | 6595.2013 | 6569 | 6655.9984 | 6620.2504 | 6796.5004 | 6844.3094
1884 | 6568 | 6655.8955 | 6619.6482 | 6795.6465 | 6843.6948 | [8 empty] | 6595.0376 | 6568 | 6655.8955 | 6619.6482 | 6795.6465 | 6843.6948
1885 | 6568 | 6655.3699 | 6619.5966 | 6795.5365 | 6843.6871 | [8 empty] | 6594.8633 | 6568 | 6655.3699 | 6619.5966 | 6795.5365 | 6843.6871
1886 | 6568 | 6655.1052 | 6619.1904 | 6795.4583 | 6843.6309 | [8 empty] | 6594.6448 | 6568 | 6655.1052 | 6619.1904 | 6795.4583 | 6843.6309
1887 | 6568 | 6654.8428 | 6619.147 | 6795.4441 | 6843.489 | [8 empty] | 6594.5692 | 6568 | 6654.8428 | 6619.147 | 6795.4441 | 6843.489
1888 | 6567 | 6654.3418 | 6619.0237 | 6794.551 | 6843.4882 | [8 empty] | 6594.2627 | 6567 | 6654.3418 | 6619.0237 | 6794.551 | 6843.4882
1889 | 6567 | 6654.2247 | 6618.7832 | 6794.4745 | 6843.3721 | [8 empty] | 6593.789 | 6567 | 6654.2247 | 6618.7832 | 6794.4745 | 6843.3721
1890 | 6567 | 6653.6704 | 6618.6865 | 6793.4207 | 6842.822 | [8 empty] | 6593.7888 | 6567 | 6653.6704 | 6618.6865 | 6793.4207 | 6842.822
1891 | 6567 | 6653.6077 | 6618.6637 | 6792.9408 | 6842.6047 | [8 empty] | 6593.7578 | 6567 | 6653.6077 | 6618.6637 | 6792.9408 | 6842.6047
1892 | 6567 | 6653.4083 | 6618.5503 | 6792.9125 | 6842.25 | [8 empty] | 6593.4189 | 6567 | 6653.4083 | 6618.5503 | 6792.9125 | 6842.25
1893 | 6565 | 6653.3333 | 6617.7911 | 6792.8475 | 6842.2174 | [8 empty] | 6593.2721 | 6565 | 6653.3333 | 6617.7911 | 6792.8475 | 6842.2174
1894 | 6565 | 6653.0641 | 6617.5939 | 6792.845 | 6841.1179 | [8 empty] | 6593.0909 | 6565 | 6653.0641 | 6617.5939 | 6792.845 | 6841.1179
1895 | 6565 | 6652.9596 | 6617.4117 | 6792.8331 | 6841.0773 | [8 empty] | 6592.965 | 6565 | 6652.9596 | 6617.4117 | 6792.8331 | 6841.0773
1896 | 6565 | 6652.79 | 6617.3215 | 6792.7446 | 6840.9356 | [8 empty] | 6592.8646 | 6565 | 6652.79 | 6617.3215 | 6792.7446 | 6840.9356
1897 | 6565 | 6652.4378 | 6616.3226 | 6791.4155 | 6840.8391 | [8 empty] | 6592.7734 | 6565 | 6652.4378 | 6616.3226 | 6791.4155 | 6840.8391
1898 | 6564 | 6652.3874 | 6616.2095 | 6791.0031 | 6840.1636 | [8 empty] | 6592.568 | 6564 | 6652.3874 | 6616.2095 | 6791.0031 | 6840.1636
1899 | 6564 | 6651.9636 | 6616.0636 | 6790.7351 | 6838.7795 | [8 empty] | 6592.5571 | 6564 | 6651.9636 | 6616.0636 | 6790.7351 | 6838.7795
1900 | 6564 | 6651.9601 | 6615.2582 | 6790.3317 | 6838.5936 | [8 empty] | 6592.4941 | 6564 | 6651.9601 | 6615.2582 | 6790.3317 | 6838.5936
1901 | 6563 | 6651.7924 | 6614.8672 | 6790.0381 | 6838.1807 | [8 empty] | 6592.2937 | 6563 | 6651.7924 | 6614.8672 | 6790.0381 | 6838.1807
1902 | 6563 | 6651.2875 | 6613.8463 | 6789.7364 | 6838.1515 | [8 empty] | 6592.0654 | 6563 | 6651.2875 | 6613.8463 | 6789.7364 | 6838.1515
1903 | 6563 | 6650.4284 | 6613.492 | 6789.5774 | 6837.9725 | [8 empty] | 6591.4037 | 6563 | 6650.4284 | 6613.492 | 6789.5774 | 6837.9725
1904 | 6563 | 6650.242 | 6613.4145 | 6789.1029 | 6837.6386 | [8 empty] | 6591.0357 | 6563 | 6650.242 | 6613.4145 | 6789.1029 | 6837.6386
1905 | 6563 | 6650.1484 | 6612.616 | 6788.7869 | 6837.6216 | [8 empty] | 6590.6453 | 6563 | 6650.1484 | 6612.616 | 6788.7869 | 6837.6216
1906 | 6562 | 6650.0386 | 6612.595 | 6788.7136 | 6837.5604 | [8 empty] | 6590.5089 | 6562 | 6650.0386 | 6612.595 | 6788.7136 | 6837.5604
1907 | 6562 | 6649.8885 | 6612.2781 | 6787.5694 | 6836.9373 | [8 empty] | 6590.3323 | 6562 | 6649.8885 | 6612.2781 | 6787.5694 | 6836.9373
1908 | 6562 | 6648.3997 | 6612.2449 | 6787.4087 | 6836.108 | [8 empty] | 6589.635 | 6562 | 6648.3997 | 6612.2449 | 6787.4087 | 6836.108
1909 | 6561 | 6648.3553 | 6611.9936 | 6786.4468 | 6836.0189 | [8 empty] | 6589.4255 | 6561 | 6648.3553 | 6611.9936 | 6786.4468 | 6836.0189
1910 | 6561 | 6648.3266 | 6611.9895 | 6786.0977 | 6835.6567 | [8 empty] | 6589.2377 | 6561 | 6648.3266 | 6611.9895 | 6786.0977 | 6835.6567
1911 | 6561 | 6648.1103 | 6611.6482 | 6785.9065 | 6834.6855 | [8 empty] | 6589.229 | 6561 | 6648.1103 | 6611.6482 | 6785.9065 | 6834.6855
1912 | 6561 | 6647.3674 | 6611.3772 | 6785.7317 | 6834.5956 | [8 empty] | 6588.7406 | 6561 | 6647.3674 | 6611.3772 | 6785.7317 | 6834.5956
1913 | 6561 | 6646.8434 | 6611.3342 | 6785.5287 | 6834.1867 | [8 empty] | 6588.0947 | 6561 | 6646.8434 | 6611.3342 | 6785.5287 | 6834.1867
1914 | 6560 | 6646.3806 | 6610.354 | 6785.2235 | 6833.7492 | [8 empty] | 6587.9577 | 6560 | 6646.3806 | 6610.354 | 6785.2235 | 6833.7492
1915 | 6560 | 6646.3699 | 6608.1264 | 6785.0514 | 6833.1565 | [8 empty] | 6587.9156 | 6560 | 6646.3699 | 6608.1264 | 6785.0514 | 6833.1565
1916 | 6560 | 6646.3318 | 6607.8246 | 6785.0483 | 6832.5747 | [8 empty] | 6587.6775 | 6560 | 6646.3318 | 6607.8246 | 6785.0483 | 6832.5747
1917 | 6560 | 6646.206 | 6607.7997 | 6785.0058 | 6832.5216 | [8 empty] | 6587.5323 | 6560 | 6646.206 | 6607.7997 | 6785.0058 | 6832.5216
1918 | 6560 | 6645.8637 | 6607.4555 | 6784.3216 | 6832.2251 | [8 empty] | 6587.4807 | 6560 | 6645.8637 | 6607.4555 | 6784.3216 | 6832.2251
1919 | 6559 | 6644.2197 | 6607.2939 | 6784.2987 | 6831.7748 | [8 empty] | 6587.2463 | 6559 | 6644.2197 | 6607.2939 | 6784.2987 | 6831.7748
1920 | 6559 | 6644.0235 | 6606.4557 | 6783.5853 | 6831.7239 | [8 empty] | 6586.5814 | 6559 | 6644.0235 | 6606.4557 | 6783.5853 | 6831.7239
1921 | 6559 | 6644.0231 | 6606.3153 | 6783.5428 | 6831.576 | [8 empty] | 6586.3281 | 6559 | 6644.0231 | 6606.3153 | 6783.5428 | 6831.576
1922 | 6558 | 6643.8622 | 6605.9144 | 6783.5064 | 6831.3853 | [8 empty] | 6586.1973 | 6558 | 6643.8622 | 6605.9144 | 6783.5064 | 6831.3853
1923 | 6558 | 6643.6549 | 6605.8442 | 6783.2585 | 6831.2407 | [8 empty] | 6585.6213 | 6558 | 6643.6549 | 6605.8442 | 6783.2585 | 6831.2407
1924 | 6558 | 6643.0447 | 6605.7061 | 6783.0807 | 6830.5887 | [8 empty] | 6585.5881 | 6558 | 6643.0447 | 6605.7061 | 6783.0807 | 6830.5887
1925 | 6558 | 6643.0302 | 6605.5826 | 6783.0335 | 6830.2838 | [8 empty] | 6585.5867 | 6558 | 6643.0302 | 6605.5826 | 6783.0335 | 6830.2838
1926 | 6557 | 6642.6546 | 6605.158 | 6782.8637 | 6829.9683 | [8 empty] | 6584.4986 | 6557 | 6642.6546 | 6605.158 | 6782.8637 | 6829.9683
1927 | 6557 | 6642.3385 | 6604.6872 | 6782.3824 | 6829.7511 | [8 empty] | 6584.1143 | 6557 | 6642.3385 | 6604.6872 | 6782.3824 | 6829.7511
1928 | 6557 | 6642.322 | 6604.136 | 6782.244 | 6829.4272 | [8 empty] | 6584.1018 | 6557 | 6642.322 | 6604.136 | 6782.244 | 6829.4272
1929 | 6556 | 6642.1792 | 6603.4959 | 6782.1039 | 6828.7467 | [8 empty] | 6584.0688 | 6556 | 6642.1792 | 6603.4959 | 6782.1039 | 6828.7467
1930 | 6556 | 6641.8981 | 6603.4492 | 6782.0731 | 6828.0159 | [8 empty] | 6583.0206 | 6556 | 6641.8981 | 6603.4492 | 6782.0731 | 6828.0159
1931 | 6556 | 6641.5773 | 6602.5231 | 6781.6868 | 6827.6915 | [8 empty] | 6582.8968 | 6556 | 6641.5773 | 6602.5231 | 6781.6868 | 6827.6915
1932 | 6555 | 6641.4897 | 6602.3214 | 6781.4635 | 6827.5248 | [8 empty] | 6582.8292 | 6555 | 6641.4897 | 6602.3214 | 6781.4635 | 6827.5248
1933 | 6555 | 6641.4843 | 6602.2481 | 6781.2408 | 6827.2319 | [8 empty] | 6582.3742 | 6555 | 6641.4843 | 6602.2481 | 6781.2408 | 6827.2319
1934 | 6555 | 6641.459 | 6602.2166 | 6781.0868 | 6827.108 | [8 empty] | 6582.0844 | 6555 | 6641.459 | 6602.2166 | 6781.0868 | 6827.108
1935 | 6554 | 6641.071 | 6602.1961 | 6780.7224 | 6827.0592 | [8 empty] | 6581.095 | 6554 | 6641.071 | 6602.1961 | 6780.7224 | 6827.0592
1936 | 6554 | 6640.5978 | 6602.0179 | 6780.6032 | 6826.6315 | [8 empty] | 6580.5263 | 6554 | 6640.5978 | 6602.0179 | 6780.6032 | 6826.6315
1937 | 6554 | 6640.4661 | 6601.8233 | 6780.1943 | 6826.593 | [8 empty] | 6580.3314 | 6554 | 6640.4661 | 6601.8233 | 6780.1943 | 6826.593
1938 | 6554 | 6640.2028 | 6601.5471 | 6780.1581 | 6826.0525 | [8 empty] | 6580.0494 | 6554 | 6640.2028 | 6601.5471 | 6780.1581 | 6826.0525
1939 | 6554 | 6640.031 | 6601.4927 | 6780.1487 | 6825.5634 | [8 empty] | 6579.9422 | 6554 | 6640.031 | 6601.4927 | 6780.1487 | 6825.5634
1940 | 6553 | 6639.9903 | 6601.1155 | 6779.7875 | 6825.4391 | [8 empty] | 6579.9362 | 6553 | 6639.9903 | 6601.1155 | 6779.7875 | 6825.4391
1941 | 6553 | 6639.6457 | 6600.9085 | 6779.1917 | 6825.1078 | [8 empty] | 6579.7192 | 6553 | 6639.6457 | 6600.9085 | 6779.1917 | 6825.1078
1942 | 6553 | 6639.645 | 6600.1216 | 6778.7763 | 6825.0945 | [8 empty] | 6579.4068 | 6553 | 6639.645 | 6600.1216 | 6778.7763 | 6825.0945
1943 | 6553 | 6639.4063 | 6599.952 | 6778.4914 | 6824.9992 | [8 empty] | 6579.3061 | 6553 | 6639.4063 | 6599.952 | 6778.4914 | 6824.9992
1944 | 6553 | 6639.4035 | 6599.8375 | 6778.2771 | 6824.8224 | [8 empty] | 6578.866 | 6553 | 6639.4035 | 6599.8375 | 6778.2771 | 6824.8224
1945 | 6553 | 6639.2725 | 6599.1894 | 6777.6923 | 6824.5159 | [8 empty] | 6578.729 | 6553 | 6639.2725 | 6599.1894 | 6777.6923 | 6824.5159
1946 | 6553 | 6639.1586 | 6598.81 | 6777.2063 | 6824.5038 | [8 empty] | 6578.2928 | 6553 | 6639.1586 | 6598.81 | 6777.2063 | 6824.5038
1947 | 6552 | 6638.6183 | 6598.4556 | 6776.0469 | 6824.2439 | [8 empty] | 6577.4399 | 6552 | 6638.6183 | 6598.4556 | 6776.0469 | 6824.2439
1948 | 6551 | 6638.5857 | 6598.2065 | 6776.0149 | 6823.2872 | [8 empty] | 6577.0308 | 6551 | 6638.5857 | 6598.2065 | 6776.0149 | 6823.2872
1949 | 6551 | 6638.4837 | 6598.0917 | 6775.6819 | 6823.2303 | [8 empty] | 6576.9587 | 6551 | 6638.4837 | 6598.0917 | 6775.6819 | 6823.2303
1950 | 6550 | 6638.4375 | 6597.2452 | 6775.4711 | 6821.9548 | [8 empty] | 6576.9579 | 6550 | 6638.4375 | 6597.2452 | 6775.4711 | 6821.9548
1951 | 6550 | 6638.3346 | 6597.1028 | 6774.5808 | 6821.8711 | [8 empty] | 6576.8046 | 6550 | 6638.3346 | 6597.1028 | 6774.5808 | 6821.8711
1952 | 6550 | 6638.1006 | 6596.9574 | 6773.2743 | 6821.7702 | [8 empty] | 6576.6599 | 6550 | 6638.1006 | 6596.9574 | 6773.2743 | 6821.7702
1953 | 6550 | 6637.7964 | 6596.9358 | 6773.1685 | 6820.9239 | [8 empty] | 6576.6592 | 6550 | 6637.7964 | 6596.9358 | 6773.1685 | 6820.9239
1954 | 6549 | 6637.5567 | 6596.8233 | 6772.537 | 6820.7428 | [8 empty] | 6576.607 | 6549 | 6637.5567 | 6596.8233 | 6772.537 | 6820.7428
1955 | 6549 | 6637.4758 | 6596.0698 | 6772.3688 | 6820.7064 | [8 empty] | 6576.4436 | 6549 | 6637.4758 | 6596.0698 | 6772.3688 | 6820.7064
1956 | 6549 | 6637.4189 | 6595.7015 | 6772.1006 | 6819.7665 | [8 empty] | 6576.3872 | 6549 | 6637.4189 | 6595.7015 | 6772.1006 | 6819.7665
1957 | 6549 | 6637.1371 | 6595.2585 | 6771.7281 | 6819.4486 | [8 empty] | 6576.0025 | 6549 | 6637.1371 | 6595.2585 | 6771.7281 | 6819.4486
1958 | 6548 | 6637.1269 | 6595.2312 | 6771.6905 | 6819.0861 | [8 empty] | 6575.3721 | 6548 | 6637.1269 | 6595.2312 | 6771.6905 | 6819.0861
1959 | 6547 | 6637.0634 | 6593.7917 | 6771.4897 | 6818.4021 | [8 empty] | 6575.284 | 6547 | 6637.0634 | 6593.7917 | 6771.4897 | 6818.4021
1960 | 6547 | 6636.9236 | 6593.7036 | 6771.4738 | 6818.3806 | [8 empty] | 6575.2498 | 6547 | 6636.9236 | 6593.7036 | 6771.4738 | 6818.3806
1961 | 6547 | 6636.6789 | 6593.6956 | 6771.327 | 6818.3123 | [8 empty] | 6574.5673 | 6547 | 6636.6789 | 6593.6956 | 6771.327 | 6818.3123
1962 | 6547 | 6636.5795 | 6592.2979 | 6771.2677 | 6818.2963 | [8 empty] | 6574.1098 | 6547 | 6636.5795 | 6592.2979 | 6771.2677 | 6818.2963
1963 | 6547 | 6636.5649 | 6592.1428 | 6771.1394 | 6818.1767 | [8 empty] | 6573.5304 | 6547 | 6636.5649 | 6592.1428 | 6771.1394 | 6818.1767
1964 | 6546 | 6636.2485 | 6591.5057 | 6770.7448 | 6817.7999 | [8 empty] | 6573.3881 | 6546 | 6636.2485 | 6591.5057 | 6770.7448 | 6817.7999
1965 | 6546 | 6636.1835 | 6590.8475 | 6770.3179 | 6817.4529 | [8 empty] | 6573.0678 | 6546 | 6636.1835 | 6590.8475 | 6770.3179 | 6817.4529
1966 | 6546 | 6635.8453 | 6590.7988 | 6770.1346 | 6817.254 | [8 empty] | 6573.0438 | 6546 | 6635.8453 | 6590.7988 | 6770.1346 | 6817.254
1967 | 6546 | 6635.7628 | 6590.7498 | 6769.8486 | 6817.1893 | [8 empty] | 6572.5081 | 6546 | 6635.7628 | 6590.7498 | 6769.8486 | 6817.1893
1968 | 6545 | 6635.5971 | 6590.7341 | 6769.5234 | 6816.4162 | [8 empty] | 6572.4812 | 6545 | 6635.5971 | 6590.7341 | 6769.5234 | 6816.4162
1969 | 6545 | 6635.5859 | 6590.6037 | 6768.9461 | 6816.2933 | [8 empty] | 6572.3144 | 6545 | 6635.5859 | 6590.6037 | 6768.9461 | 6816.2933
1970 | 6545 | 6635.3899 | 6590.4837 | 6768.8775 | 6816.0596 | [8 empty] | 6571.6981 | 6545 | 6635.3899 | 6590.4837 | 6768.8775 | 6816.0596
1971 | 6544 | 6635.1656 | 6590.0603 | 6768.6042 | 6815.9711 | [8 empty] | 6571.6259 | 6544 | 6635.1656 | 6590.0603 | 6768.6042 | 6815.9711
1972 | 6544 | 6634.5889 | 6589.9317 | 6768.5597 | 6815.7906 | [8 empty] | 6571.3704 | 6544 | 6634.5889 | 6589.9317 | 6768.5597 | 6815.7906
1973 | 6543 | 6634.4849 | 6589.5971 | 6768.4686 | 6815.3522 | [8 empty] | 6571.2491 | 6543 | 6634.4849 | 6589.5971 | 6768.4686 | 6815.3522
1974 | 6543 | 6634.427 | 6589.4448 | 6768.4168 | 6815.139 | [8 empty] | 6570.8061 | 6543 | 6634.427 | 6589.4448 | 6768.4168 | 6815.139
1975 | 6543 | 6634.4185 | 6589.2671 | 6768.3725 | 6815.0337 | [8 empty] | 6570.6478 | 6543 | 6634.4185 | 6589.2671 | 6768.3725 | 6815.0337
1976 | 6543 | 6634.3852 | 6588.841 | 6767.8324 | 6815.0039 | [8 empty] | 6570.5621 | 6543 | 6634.3852 | 6588.841 | 6767.8324 | 6815.0039
1977 | 6542 | 6634.377 | 6588.5683 | 6767.5095 | 6814.8664 | [8 empty] | 6569.9799 | 6542 | 6634.377 | 6588.5683 | 6767.5095 | 6814.8664
1978 | 6542 | 6633.6333 | 6588.4534 | 6767.3302 | 6814.6947 | [8 empty] | 6569.5999 | 6542 | 6633.6333 | 6588.4534 | 6767.3302 | 6814.6947
1979 | 6542 | 6633.534 | 6587.6381 | 6766.5673 | 6814.1671 | [8 empty] | 6569.5627 | 6542 | 6633.534 | 6587.6381 | 6766.5673 | 6814.1671
1980 | 6542 | 6632.6096 | 6586.8603 | 6766.2363 | 6814.1059 | [8 empty] | 6569.4858 | 6542 | 6632.6096 | 6586.8603 | 6766.2363 | 6814.1059
1981 | 6542 | 6632.2216 | 6586.6461 | 6766.122 | 6813.783 | [8 empty] | 6569.323 | 6542 | 6632.2216 | 6586.6461 | 6766.122 | 6813.783
1982 | 6541 | 6632.0153 | 6586.4284 | 6766.1048 | 6813.1792 | [8 empty] | 6569.2133 | 6541 | 6632.0153 | 6586.4284 | 6766.1048 | 6813.1792
1983 | 6541 | 6631.9649 | 6586.2236 | 6765.8604 | 6813.1718 | [8 empty] | 6569.1121 | 6541 | 6631.9649 | 6586.2236 | 6765.8604 | 6813.1718
1984 | 6541 | 6630.9499 | 6585.4939 | 6765.4468 | 6812.753 | [8 empty] | 6569.0695 | 6541 | 6630.9499 | 6585.4939 | 6765.4468 | 6812.753
1985 | 6540 | 6630.8455 | 6585.4282 | 6764.934 | 6812.3988 | [8 empty] | 6569.0605 | 6540 | 6630.8455 | 6585.4282 | 6764.934 | 6812.3988
1986 | 6540 | 6630.797 | 6585.3879 | 6764.9037 | 6812.1659 | [8 empty] | 6568.8163 | 6540 | 6630.797 | 6585.3879 | 6764.9037 | 6812.1659
1987 | 6540 | 6630.6928 | 6584.8281 | 6763.4415 | 6812.1439 | [8 empty] | 6568.3021 | 6540 | 6630.6928 | 6584.8281 | 6763.4415 | 6812.1439
1988 | 6539 | 6630.1047 | 6583.7189 | 6763.3454 | 6811.9839 | [8 empty] | 6567.6236 | 6539 | 6630.1047 | 6583.7189 | 6763.3454 | 6811.9839
1989 | 6539 | 6629.966 | 6583.6433 | 6763.3038 | 6811.583 | [8 empty] | 6567.6117 | 6539 | 6629.966 | 6583.6433 | 6763.3038 | 6811.583
1990 | 6539 | 6629.6144 | 6583.5781 | 6763.1369 | 6810.2896 | [8 empty] | 6567.6077 | 6539 | 6629.6144 | 6583.5781 | 6763.1369 | 6810.2896
1991 | 6539 | 6629.0442 | 6583.5699 | 6762.4356 | 6809.6786 | [8 empty] | 6567.3785 | 6539 | 6629.0442 | 6583.5699 | 6762.4356 | 6809.6786
1992 | 6538 | 6628.1303 | 6583.3031 | 6762.3686 | 6809.5069 | [8 empty] | 6566.4625 | 6538 | 6628.1303 | 6583.3031 | 6762.3686 | 6809.5069
1993 | 6538 | 6628.1098 | 6582.9065 | 6762.2455 | 6809.3383 | [8 empty] | 6566.165 | 6538 | 6628.1098 | 6582.9065 | 6762.2455 | 6809.3383
1994 | 6538 | 6627.9526 | 6582.8567 | 6761.8877 | 6809.2083 | [8 empty] | 6565.5323 | 6538 | 6627.9526 | 6582.8567 | 6761.8877 | 6809.2083
1995 | 6538 | 6627.7574 | 6582.5077 | 6761.5631 | 6808.951 | [8 empty] | 6565.159 | 6538 | 6627.7574 | 6582.5077 | 6761.5631 | 6808.951
1996 | 6538 | 6627.586 | 6582.3011 | 6760.5219 | 6808.8807 | [8 empty] | 6562.7698 | 6538 | 6627.586 | 6582.3011 | 6760.5219 | 6808.8807
1997 | 6537 | 6627.107 | 6582.1196 | 6759.7585 | 6808.7094 | [8 empty] | 6562.4704 | 6537 | 6627.107 | 6582.1196 | 6759.7585 | 6808.7094
1998 | 6537 | 6626.9571 | 6581.5599 | 6759.2744 | 6808.4312 | [8 empty] | 6562.4554 | 6537 | 6626.9571 | 6581.5599 | 6759.2744 | 6808.4312
1999 | 6537 | 6626.8512 | 6581.3935 | 6758.5071 | 6808.3979 | [8 empty] | 6562.2931 | 6537 | 6626.8512 | 6581.3935 | 6758.5071 | 6808.3979
2000 | 6537 | 6626.7838 | 6581.3742 | 6758.386 | 6808.3518 | [8 empty] | 6561.7838 | 6537 | 6626.7838 | 6581.3742 | 6758.386 | 6808.3518
2001 | 6537 | 6626.7288 | 6581.3647 | 6758.0748 | 6808.0894 | [8 empty] | 6561.696 | 6537 | 6626.7288 | 6581.3647 | 6758.0748 | 6808.0894
2002 | 6537 | 6625.9615 | 6581.3485 | 6757.9031 | 6807.9043 | [8 empty] | 6561.6911 | 6537 | 6625.9615 | 6581.3485 | 6757.9031 | 6807.9043
2003 | 6536 | 6625.7484 | 6581.0452 | 6757.2014 | 6807.8405 | [8 empty] | 6561.1763 | 6536 | 6625.7484 | 6581.0452 | 6757.2014 | 6807.8405
2004 | 6536 | 6625.4731 | 6580.9518 | 6757.1713 | 6807.6528 | [8 empty] | 6561.0817 | 6536 | 6625.4731 | 6580.9518 | 6757.1713 | 6807.6528
2005 | 6536 | 6624.1395 | 6580.4368 | 6756.4181 | 6807.1387 | [8 empty] | 6560.7618 | 6536 | 6624.1395 | 6580.4368 | 6756.4181 | 6807.1387
2006 | 6535 | 6623.6978 | 6580.4066 | 6755.5521 | 6806.9798 | [8 empty] | 6560.6924 | 6535 | 6623.6978 | 6580.4066 | 6755.5521 | 6806.9798
2007 | 6535 | 6623.1565 | 6580.2758 | 6755.2372 | 6806.8464 | [8 empty] | 6560.691 | 6535 | 6623.1565 | 6580.2758 | 6755.2372 | 6806.8464
2008 | 6535 | 6623.0875 | 6580.1972 | 6754.6175 | 6806.8165 | [8 empty] | 6560.2877 | 6535 | 6623.0875 | 6580.1972 | 6754.6175 | 6806.8165
2009 | 6535 | 6622.9406 | 6579.9889 | 6754.342 | 6806.7244 | [8 empty] | 6560.1792 | 6535 | 6622.9406 | 6579.9889 | 6754.342 | 6806.7244
2010 | 6535 | 6622.7884 | 6579.4249 | 6754.3311 | 6806.63 | [8 empty] | 6560.138 | 6535 | 6622.7884 | 6579.4249 | 6754.3311 | 6806.63
2011 | 6534 | 6622.111 | 6578.9146 | 6754.1135 | 6806.5603 | [8 empty] | 6559.8921 | 6534 | 6622.111 | 6578.9146 | 6754.1135 | 6806.5603
2012 | 6534 | 6622.0035 | 6578.29 | 6754.0276 | 6805.8404 | [8 empty] | 6559.6402 | 6534 | 6622.0035 | 6578.29 | 6754.0276 | 6805.8404
2013 | 6534 | 6621.8533 | 6578.1535 | 6753.9988 | 6805.3613 | [8 empty] | 6559.0281 | 6534 | 6621.8533 | 6578.1535 | 6753.9988 | 6805.3613
2014 | 6533 | 6621.731 | 6578.1262 | 6753.8022 | 6805.2187 | [8 empty] | 6558.2335 | 6533 | 6621.731 | 6578.1262 | 6753.8022 | 6805.2187
2015 | 6533 | 6621.6381 | 6578.0897 | 6753.5368 | 6805.1606 | [8 empty] | 6558.1938 | 6533 | 6621.6381 | 6578.0897 | 6753.5368 | 6805.1606
2016 | 6533 | 6621.5284 | 6577.2242 | 6753.2893 | 6805.0966 | [8 empty] | 6557.218 | 6533 | 6621.5284 | 6577.2242 | 6753.2893 | 6805.0966
2017 | 6533 | 6621.5169 | 6576.9768 | 6753.2395 | 6804.4765 | [8 empty] | 6557.0793 | 6533 | 6621.5169 | 6576.9768 | 6753.2395 | 6804.4765
2018 | 6532 | 6621.3903 | 6576.6632 | 6752.9359 | 6804.0072 | [8 empty] | 6556.7313 | 6532 | 6621.3903 | 6576.6632 | 6752.9359 | 6804.0072
2019 | 6531 | 6621.3379 | 6575.6798 | 6752.9043 | 6803.2908 | [8 empty] | 6556.5152 | 6531 | 6621.3379 | 6575.6798 | 6752.9043 | 6803.2908
2020 | 6531 | 6621.1509 | 6575.4172 | 6752.2794 | 6802.5369 | [8 empty] | 6556.2191 | 6531 | 6621.1509 | 6575.4172 | 6752.2794 | 6802.5369
2021 | 6531 | 6620.8772 | 6574.6817 | 6751.7296 | 6802.0576 | [8 empty] | 6555.9812 | 6531 | 6620.8772 | 6574.6817 | 6751.7296 | 6802.0576
2022 | 6530 | 6620.73 | 6574.2399 | 6751.2728 | 6801.4147 | [8 empty] | 6555.9484 | 6530 | 6620.73 | 6574.2399 | 6751.2728 | 6801.4147
2023 | 6530 | 6620.3824 | 6574.0413 | 6751.0449 | 6801.1726 | [8 empty] | 6555.7729 | 6530 | 6620.3824 | 6574.0413 | 6751.0449 | 6801.1726
2024 | 6530 | 6619.7821 | 6573.4959 | 6750.9543 | 6800.9228 | [8 empty] | 6555.3392 | 6530 | 6619.7821 | 6573.4959 | 6750.9543 | 6800.9228
2025 | 6530 | 6619.7075 | 6570.8302 | 6750.847 | 6800.0281 | [8 empty] | 6555.209 | 6530 | 6619.7075 | 6570.8302 | 6750.847 | 6800.0281
2026 | 6530 | 6619.6298 | 6570.372 | 6750.4889 | 6799.6896 | [8 empty] | 6554.6099 | 6530 | 6619.6298 | 6570.372 | 6750.4889 | 6799.6896
2027 | 6529 | 6619.6187 | 6570.3704 | 6750.3007 | 6799.6598 | [8 empty] | 6554.5872 | 6529 | 6619.6187 | 6570.3704 | 6750.3007 | 6799.6598
2028 | 6529 | 6618.4445 | 6570.3665 | 6749.4765 | 6799.1628 | [8 empty] | 6554.4584 | 6529 | 6618.4445 | 6570.3665 | 6749.4765 | 6799.1628
2029 | 6529 | 6618.3392 | 6570.1966 | 6749.4252 | 6798.8167 | [8 empty] | 6553.9654 | 6529 | 6618.3392 | 6570.1966 | 6749.4252 | 6798.8167
2030 | 6528 | 6617.9679 | 6570.07 | 6747.6998 | 6798.5495 | [8 empty] | 6553.8553 | 6528 | 6617.9679 | 6570.07 | 6747.6998 | 6798.5495
2031 | 6528 | 6617.8913 | 6569.3178 | 6747.6953 | 6798.3312 | [8 empty] | 6553.8257 | 6528 | 6617.8913 | 6569.3178 | 6747.6953 | 6798.3312
2032 | 6528 | 6617.8696 | 6568.9901 | 6747.1962 | 6798.296 | [8 empty] | 6553.7372 | 6528 | 6617.8696 | 6568.9901 | 6747.1962 | 6798.296
2033 | 6528 | 6617.7801 | 6568.9768 | 6746.417 | 6798.2544 | [8 empty] | 6553.2226 | 6528 | 6617.7801 | 6568.9768 | 6746.417 | 6798.2544
2034 | 6528 | 6617.2776 | 6568.5992 | 6746.2959 | 6798.205 | [8 empty] | 6552.6539 | 6528 | 6617.2776 | 6568.5992 | 6746.2959 | 6798.205
2035 | 6528 | 6617.2701 | 6568.465 | 6746.2065 | 6797.6921 | [8 empty] | 6552.2048 | 6528 | 6617.2701 | 6568.465 | 6746.2065 | 6797.6921
2036 | 6527 | 6616.9967 | 6567.6351 | 6745.9834 | 6797.6547 | [8 empty] | 6551.5524 | 6527 | 6616.9967 | 6567.6351 | 6745.9834 | 6797.6547
2037 | 6527 | 6616.8479 | 6567.5618 | 6745.6316 | 6797.424 | [8 empty] | 6551.2149 | 6527 | 6616.8479 | 6567.5618 | 6745.6316 | 6797.424
2038 | 6527 | 6616.7898 | 6567.4392 | 6745.1811 | 6797.1791 | [8 empty] | 6551.1783 | 6527 | 6616.7898 | 6567.4392 | 6745.1811 | 6797.1791
2039 | 6527 | 6616.5978 | 6567.3005 | 6745.0648 | 6797.1005 | [8 empty] | 6551.1614 | 6527 | 6616.5978 | 6567.3005 | 6745.0648 | 6797.1005
2040 | 6526 | 6616.503 | 6566.2992 | 6744.9987 | 6796.8669 | [8 empty] | 6550.8439 | 6526 | 6616.503 | 6566.2992 | 6744.9987 | 6796.8669
2041 | 6526 | 6616.4425 | 6566.195 | 6744.9076 | 6796.4818 | [8 empty] | 6550.3006 | 6526 | 6616.4425 | 6566.195 | 6744.9076 | 6796.4818
2042 | 6526 | 6615.3439 | 6565.6873 | 6744.4209 | 6796.3038 | [8 empty] | 6549.2811 | 6526 | 6615.3439 | 6565.6873 | 6744.4209 | 6796.3038
2043 | 6526 | 6615.2961 | 6565.5689 | 6744.3244 | 6796.1281 | [8 empty] | 6549.0881 | 6526 | 6615.2961 | 6565.5689 | 6744.3244 | 6796.1281
2044 | 6525 | 6614.9178 | 6565.1613 | 6744.0458 | 6795.9602 | [8 empty] | 6548.5079 | 6525 | 6614.9178 | 6565.1613 | 6744.0458 | 6795.9602
2045 | 6525 | 6614.3144 | 6565.0889 | 6743.6663 | 6795.7465 | [8 empty] | 6548.223 | 6525 | 6614.3144 | 6565.0889 | 6743.6663 | 6795.7465
2046 | 6525 | 6614.2774 | 6565.0264 | 6743.5701 | 6795.6879 | [8 empty] | 6547.7321 | 6525 | 6614.2774 | 6565.0264 | 6743.5701 | 6795.6879
2047 | 6525 | 6614.2451 | 6564.9878 | 6743.0256 | 6795.0831 | [8 empty] | 6547.4139 | 6525 | 6614.2451 | 6564.9878 | 6743.0256 | 6795.0831
2048 | 6525 | 6614.2136 | 6564.9831 | 6742.54 | 6794.8269 | [8 empty] | 6547.4119 | 6525 | 6614.2136 | 6564.9831 | 6742.54 | 6794.8269
2049 | 6525 | 6614.0083 | 6563.9437 | 6742.4709 | 6794.647 | [8 empty] | 6546.6835 | 6525 | 6614.0083 | 6563.9437 | 6742.4709 | 6794.647
2050 | 6525 | 6613.8902 | 6563.4602 | 6742.1063 | 6793.7588 | [8 empty] | 6546.3579 | 6525 | 6613.8902 | 6563.4602 | 6742.1063 | 6793.7588
2051 | 6524 | 6613.3088 | 6563.3394 | 6740.9616 | 6793.6597 | [8 empty] | 6546.1709 | 6524 | 6613.3088 | 6563.3394 | 6740.9616 | 6793.6597
2052 | 6524 | 6612.6621 | 6563.0651 | 6740.8819 | 6793.5337 | [8 empty] | 6545.6913 | 6524 | 6612.6621 | 6563.0651 | 6740.8819 | 6793.5337
2053 | 6524 | 6612.5644 | 6562.9793 | 6740.4924 | 6792.9814 | [8 empty] | 6545.6294 | 6524 | 6612.5644 | 6562.9793 | 6740.4924 | 6792.9814
2054 | 6524 | 6612.4633 | 6562.2368 | 6740.464 | 6792.4296 | [8 empty] | 6545.4753 | 6524 | 6612.4633 | 6562.2368 | 6740.464 | 6792.4296
2055 | 6524 | 6611.8314 | 6562.0346 | 6740.0231 | 6792.309 | [8 empty] | 6545.421 | 6524 | 6611.8314 | 6562.0346 | 6740.0231 | 6792.309
2056 | 6524 | 6611.7192 | 6561.8388 | 6739.7286 | 6792.1409 | [8 empty] | 6545.3528 | 6524 | 6611.7192 | 6561.8388 | 6739.7286 | 6792.1409
2057 | 6523 | 6611.2802 | 6561.6104 | 6739.635 | 6792.0944 | [8 empty] | 6544.9636 | 6523 | 6611.2802 | 6561.6104 | 6739.635 | 6792.0944
2058 | 6523 | 6611.1596 | 6560.9923 | 6738.6545 | 6791.3614 | [8 empty] | 6544.8188 | 6523 | 6611.1596 | 6560.9923 | 6738.6545 | 6791.3614
2059 | 6522 | 6610.9844 | 6560.8724 | 6738.36 | 6791.1523 | [8 empty] | 6544.036 | 6522 | 6610.9844 | 6560.8724 | 6738.36 | 6791.1523
2060 | 6522 | 6610.9077 | 6560.6417 | 6738.1445 | 6790.8887 | [8 empty] | 6542.8685 | 6522 | 6610.9077 | 6560.6417 | 6738.1445 | 6790.8887
2061 | 6522 | 6610.9053 | 6560.4947 | 6737.9525 | 6790.8285 | [8 empty] | 6542.6618 | 6522 | 6610.9053 | 6560.4947 | 6737.9525 | 6790.8285
2062 | 6521 | 6610.8965 | 6560.4866 | 6737.6902 | 6790.7064 | [8 empty] | 6542.4366 | 6521 | 6610.8965 | 6560.4866 | 6737.6902 | 6790.7064
2063 | 6521 | 6610.8954 | 6560.4865 | 6737.6826 | 6789.9115 | [8 empty] | 6542.3955 | 6521 | 6610.8954 | 6560.4865 | 6737.6826 | 6789.9115
2064 | 6521 | 6610.1037 | 6560.3941 | 6737.3393 | 6789.8107 | [8 empty] | 6541.9258 | 6521 | 6610.1037 | 6560.3941 | 6737.3393 | 6789.8107
2065 | 6521 | 6609.6757 | 6560.3565 | 6737.329 | 6788.944 | [8 empty] | 6541.2718 | 6521 | 6609.6757 | 6560.3565 | 6737.329 | 6788.944
2066 | 6520 | 6609.5361 | 6560.1615 | 6737.1372 | 6788.118 | [8 empty] | 6541.1113 | 6520 | 6609.5361 | 6560.1615 | 6737.1372 | 6788.118
2067 | 6519 | 6609.2522 | 6559.9117 | 6736.687 | 6787.5966 | [8 empty] | 6540.8701 | 6519 | 6609.2522 | 6559.9117 | 6736.687 | 6787.5966
2068 | 6519 | 6609.2324 | 6559.5194 | 6735.3347 | 6787.2002 | [8 empty] | 6540.8396 | 6519 | 6609.2324 | 6559.5194 | 6735.3347 | 6787.2002
2069 | 6519 | 6609.0174 | 6558.8581 | 6735.1768 | 6786.8846 | [8 empty] | 6540.3364 | 6519 | 6609.0174 | 6558.8581 | 6735.1768 | 6786.8846
2070 | 6518 | 6608.5489 | 6558.0756 | 6734.9158 | 6786.0317 | [8 empty] | 6538.9045 | 6518 | 6608.5489 | 6558.0756 | 6734.9158 | 6786.0317
2071 | 6518 | 6608.3205 | 6558.0101 | 6734.7245 | 6785.4627 | [8 empty] | 6538.3291 | 6518 | 6608.3205 | 6558.0101 | 6734.7245 | 6785.4627
2072 | 6518 | 6607.974 | 6557.9405 | 6733.8353 | 6785.3241 | [8 empty] | 6538.3093 | 6518 | 6607.974 | 6557.9405 | 6733.8353 | 6785.3241
2073 | 6518 | 6607.7003 | 6557.7639 | 6733.6683 | 6785.2995 | [8 empty] | 6537.5599 | 6518 | 6607.7003 | 6557.7639 | 6733.6683 | 6785.2995
2074 | 6518 | 6607.2993 | 6557.5432 | 6733.6196 | 6785.1781 | [8 empty] | 6537.1019 | 6518 | 6607.2993 | 6557.5432 | 6733.6196 | 6785.1781
2075 | 6518 | 6607.2489 | 6557.4464 | 6732.714 | 6784.9373 | [8 empty] | 6536.9426 | 6518 | 6607.2489 | 6557.4464 | 6732.714 | 6784.9373
2076 | 6518 | 6607.2093 | 6557.3326 | 6732.0465 | 6784.8596 | [8 empty] | 6536.8125 | 6518 | 6607.2093 | 6557.3326 | 6732.0465 | 6784.8596
2077 | 6518 | 6607.1786 | 6557.059 | 6731.9752 | 6784.1772 | [8 empty] | 6536.8114 | 6518 | 6607.1786 | 6557.059 | 6731.9752 | 6784.1772
2078 | 6517 | 6607.0549 | 6556.7444 | 6731.9665 | 6784.1606 | [8 empty] | 6536.6181 | 6517 | 6607.0549 | 6556.7444 | 6731.9665 | 6784.1606
2079 | 6517 | 6606.9672 | 6556.6988 | 6731.8549 | 6784.1009 | [8 empty] | 6535.4415 | 6517 | 6606.9672 | 6556.6988 | 6731.8549 | 6784.1009
2080 | 6517 | 6606.836 | 6556.1959 | 6731.797 | 6783.8195 | [8 empty] | 6533.9097 | 6517 | 6606.836 | 6556.1959 | 6731.797 | 6783.8195
2081 | 6517 | 6606.6388 | 6556.1155 | 6731.6656 | 6783.5593 | [8 empty] | 6533.8971 | 6517 | 6606.6388 | 6556.1155 | 6731.6656 | 6783.5593
2082 | 6517 | 6605.9223 | 6556.0728 | 6731.0324 | 6782.8676 | [8 empty] | 6533.6846 | 6517 | 6605.9223 | 6556.0728 | 6731.0324 | 6782.8676
2083 | 6517 | 6605.8677 | 6556.036 | 6730.7884 | 6782.8391 | [8 empty] | 6533.6223 | 6517 | 6605.8677 | 6556.036 | 6730.7884 | 6782.8391
2084 | 6517 | 6605.5348 | 6555.6453 | 6730.5502 | 6782.7129 | [8 empty] | 6533.6049 | 6517 | 6605.5348 | 6555.6453 | 6730.5502 | 6782.7129
2085 | 6516 | 6604.3755 | 6555.5553 | 6730.2178 | 6781.6828 | [8 empty] | 6533.3212 | 6516 | 6604.3755 | 6555.5553 | 6730.2178 | 6781.6828
2086 | 6516 | 6604.3397 | 6555.1901 | 6729.8456 | 6781.4622 | [8 empty] | 6533.1213 | 6516 | 6604.3397 | 6555.1901 | 6729.8456 | 6781.4622
2087 | 6516 | 6604.2137 | 6554.5762 | 6729.5342 | 6781.3568 | [8 empty] | 6532.9942 | 6516 | 6604.2137 | 6554.5762 | 6729.5342 | 6781.3568
2088 | 6516 | 6603.9583 | 6554.4179 | 6728.9613 | 6781.1764 | [8 empty] | 6532.9029 | 6516 | 6603.9583 | 6554.4179 | 6728.9613 | 6781.1764
2089 | 6515 | 6603.3488 | 6554.2859 | 6728.536 | 6780.7929 | [8 empty] | 6532.5427 | 6515 | 6603.3488 | 6554.2859 | 6728.536 | 6780.7929
2090 | 6515 | 6603.219 | 6553.9807 | 6728.2581 | 6779.7342 | [8 empty] | 6532.1314 | 6515 | 6603.219 | 6553.9807 | 6728.2581 | 6779.7342
2091 | 6515 | 6603.0883 | 6553.9799 | 6728.144 | 6778.8915 | [8 empty] | 6531.9339 | 6515 | 6603.0883 | 6553.9799 | 6728.144 | 6778.8915
2092 | 6514 | 6602.9153 | 6553.8372 | 6728.0685 | 6778.5615 | [8 empty] | 6531.8486 | 6514 | 6602.9153 | 6553.8372 | 6728.0685 | 6778.5615
2093 | 6514 | 6602.6887 | 6553.4135 | 6727.9991 | 6778.4136 | [8 empty] | 6531.7926 | 6514 | 6602.6887 | 6553.4135 | 6727.9991 | 6778.4136
2094 | 6514 | 6602.6502 | 6553.2999 | 6727.9942 | 6777.8181 | [8 empty] | 6531.7451 | 6514 | 6602.6502 | 6553.2999 | 6727.9942 | 6777.8181
2095 | 6514 | 6602.4537 | 6552.8847 | 6726.9836 | 6777.5373 | [8 empty] | 6531.3611 | 6514 | 6602.4537 | 6552.8847 | 6726.9836 | 6777.5373
2096 | 6513 | 6602.1283 | 6552.7868 | 6726.7604 | 6777.3549 | [8 empty] | 6531.3061 | 6513 | 6602.1283 | 6552.7868 | 6726.7604 | 6777.3549
2097 | 6513 | 6601.9929 | 6552.5082 | 6726.3247 | 6777.2416 | [8 empty] | 6531.0239 | 6513 | 6601.9929 | 6552.5082 | 6726.3247 | 6777.2416
2098 | 6513 | 6601.9252 | 6552.4865 | 6726.2771 | 6777.036 | [8 empty] | 6530.6956 | 6513 | 6601.9252 | 6552.4865 | 6726.2771 | 6777.036
2099 | 6513 | 6601.3587 | 6552.4493 | 6725.0778 | 6775.5245 | [8 empty] | 6530.6573 | 6513 | 6601.3587 | 6552.4493 | 6725.0778 | 6775.5245
2100 | 6512 | 6600.9508 | 6552.0629 | 6724.8419 | 6775.3125 | [8 empty] | 6530.5789 | 6512 | 6600.9508 | 6552.0629 | 6724.8419 | 6775.3125
2101 | 6512 | 6600.1507 | 6552.044 | 6724.8394 | 6775.0709 | [8 empty] | 6530.3655 | 6512 | 6600.1507 | 6552.044 | 6724.8394 | 6775.0709
2102 | 6512 | 6600.1011 | 6551.9526 | 6724.8386 | 6772.7512 | [8 empty] | 6530.2405 | 6512 | 6600.1011 | 6551.9526 | 6724.8386 | 6772.7512
2103 | 6512 | 6600.0026 | 6551.8815 | 6724.7771 | 6772.4367 | [8 empty] | 6530.1452 | 6512 | 6600.0026 | 6551.8815 | 6724.7771 | 6772.4367
2104 | 6511 | 6599.7875 | 6551.7215 | 6724.5215 | 6772.3948 | [8 empty] | 6528.0357 | 6511 | 6599.7875 | 6551.7215 | 6724.5215 | 6772.3948
2105 | 6511 | 6599.6975 | 6551.675 | 6724.5134 | 6772.1316 | [8 empty] | 6527.9855 | 6511 | 6599.6975 | 6551.675 | 6724.5134 | 6772.1316
2106 | 6511 | 6599.3303 | 6551.2507 | 6724.0035 | 6772.0823 | [8 empty] | 6527.9096 | 6511 | 6599.3303 | 6551.2507 | 6724.0035 | 6772.0823
2107 | 6510 | 6599.0318 | 6550.988 | 6724.003 | 6771.8815 | [8 empty] | 6527.6718 | 6510 | 6599.0318 | 6550.988 | 6724.003 | 6771.8815
2108 | 6510 | 6598.7105 | 6550.9066 | 6723.7365 | 6771.868 | [8 empty] | 6527.1786 | 6510 | 6598.7105 | 6550.9066 | 6723.7365 | 6771.868
2109 | 6510 | 6597.7556 | 6550.543 | 6723.2011 | 6771.8538 | [8 empty] | 6527.1506 | 6510 | 6597.7556 | 6550.543 | 6723.2011 | 6771.8538
2110 | 6510 | 6597.7121 | 6550.4168 | 6722.8349 | 6771.8148 | [8 empty] | 6526.6308 | 6510 | 6597.7121 | 6550.4168 | 6722.8349 | 6771.8148
2111 | 6509 | 6597.4829 | 6549.9726 | 6722.8207 | 6771.2613 | [8 empty] | 6526.1853 | 6509 | 6597.4829 | 6549.9726 | 6722.8207 | 6771.2613
2112 | 6509 | 6597.2412 | 6549.5017 | 6722.6605 | 6771.2517 | [8 empty] | 6526.1485 | 6509 | 6597.2412 | 6549.5017 | 6722.6605 | 6771.2517
2113 | 6509 | 6596.7742 | 6548.6912 | 6722.6056 | 6770.9894 | [8 empty] | 6525.6395 | 6509 | 6596.7742 | 6548.6912 | 6722.6056 | 6770.9894
2114 | 6509 | 6596.7708 | 6548.5303 | 6722.465 | 6770.9242 | [8 empty] | 6525.6229 | 6509 | 6596.7708 | 6548.5303 | 6722.465 | 6770.9242
2115 | 6508 | 6595.4768 | 6548.4284 | 6721.9464 | 6770.843 | [8 empty] | 6525.5747 | 6508 | 6595.4768 | 6548.4284 | 6721.9464 | 6770.843
2116 | 6508 | 6595.4346 | 6548.2827 | 6721.913 | 6770.633 | [8 empty] | 6524.7932 | 6508 | 6595.4346 | 6548.2827 | 6721.913 | 6770.633
2117 | 6507 | 6595.1852 | 6548.149 | 6721.4783 | 6770.5395 | [8 empty] | 6524.5755 | 6507 | 6595.1852 | 6548.149 | 6721.4783 | 6770.5395
2118 | 6506 | 6595.0694 | 6547.8625 | 6721.1848 | 6769.7393 | [8 empty] | 6524.29 | 6506 | 6595.0694 | 6547.8625 | 6721.1848 | 6769.7393
2119 | 6506 | 6594.9298 | 6547.5035 | 6720.9403 | 6769.5856 | [8 empty] | 6523.9309 | 6506 | 6594.9298 | 6547.5035 | 6720.9403 | 6769.5856
2120 | 6506 | 6594.7467 | 6547.3814 | 6719.8204 | 6769.3851 | [8 empty] | 6523.7943 | 6506 | 6594.7467 | 6547.3814 | 6719.8204 | 6769.3851
2121 | 6506 | 6594.6672 | 6547.2455 | 6719.3063 | 6769.3248 | [8 empty] | 6523.0488 | 6506 | 6594.6672 | 6547.2455 | 6719.3063 | 6769.3248
2122 | 6506 | 6594.456 | 6546.87 | 6719.2714 | 6769.0657 | [8 empty] | 6522.8319 | 6506 | 6594.456 | 6546.87 | 6719.2714 | 6769.0657
2123 | 6506 | 6594.2824 | 6546.7909 | 6718.9565 | 6768.8281 | [8 empty] | 6522.4752 | 6506 | 6594.2824 | 6546.7909 | 6718.9565 | 6768.8281
2124 | 6505 | 6594.0554 | 6546.4385 | 6718.8111 | 6768.6476 | [8 empty] | 6521.0757 | 6505 | 6594.0554 | 6546.4385 | 6718.8111 | 6768.6476
2125 | 6505 | 6593.8113 | 6546.1843 | 6718.3868 | 6768.1612 | [8 empty] | 6520.7712 | 6505 | 6593.8113 | 6546.1843 | 6718.3868 | 6768.1612
2126 | 6505 | 6592.9739 | 6546.0926 | 6718.2905 | 6768.0156 | [8 empty] | 6520.7446 | 6505 | 6592.9739 | 6546.0926 | 6718.2905 | 6768.0156
2127 | 6505 | 6592.9029 | 6545.8466 | 6718.2388 | 6767.8969 | [8 empty] | 6520.3742 | 6505 | 6592.9029 | 6545.8466 | 6718.2388 | 6767.8969
2128 | 6504 | 6592.8799 | 6545.2509 | 6718.1994 | 6767.7622 | [8 empty] | 6519.9452 | 6504 | 6592.8799 | 6545.2509 | 6718.1994 | 6767.7622
2129 | 6504 | 6592.8199 | 6545.0862 | 6717.7508 | 6766.6444 | [8 empty] | 6519.7756 | 6504 | 6592.8199 | 6545.0862 | 6717.7508 | 6766.6444
2130 | 6504 | 6592.4827 | 6545.003 | 6717.1188 | 6766.5424 | [8 empty] | 6519.747 | 6504 | 6592.4827 | 6545.003 | 6717.1188 | 6766.5424
2131 | 6503 | 6592.1295 | 6544.9838 | 6716.7228 | 6766.5295 | [8 empty] | 6519.6644 | 6503 | 6592.1295 | 6544.9838 | 6716.7228 | 6766.5295
2132 | 6502 | 6591.7462 | 6544.513 | 6716.3076 | 6765.9698 | [8 empty] | 6519.5564 | 6502 | 6591.7462 | 6544.513 | 6716.3076 | 6765.9698
2133 | 6502 | 6591.0589 | 6544.4863 | 6715.9786 | 6765.7611 | [8 empty] | 6519.3058 | 6502 | 6591.0589 | 6544.4863 | 6715.9786 | 6765.7611
2134 | 6502 | 6591.0587 | 6544.3939 | 6715.9065 | 6765.6311 | [8 empty] | 6519.2019 | 6502 | 6591.0587 | 6544.3939 | 6715.9065 | 6765.6311
2135 | 6502 | 6590.5881 | 6542.9332 | 6715.3713 | 6764.8876 | [8 empty] | 6518.6787 | 6502 | 6590.5881 | 6542.9332 | 6715.3713 | 6764.8876
2136 | 6502 | 6590.09 | 6542.7117 | 6714.8873 | 6764.8438 | [8 empty] | 6518.4448 | 6502 | 6590.09 | 6542.7117 | 6714.8873 | 6764.8438
2137 | 6502 | 6589.4177 | 6542.3804 | 6714.8629 | 6764.6457 | [8 empty] | 6518.059 | 6502 | 6589.4177 | 6542.3804 | 6714.8629 | 6764.6457
2138 | 6502 | 6589.4085 | 6542.3461 | 6714.5344 | 6764.5538 | [8 empty] | 6517.8183 | 6502 | 6589.4085 | 6542.3461 | 6714.5344 | 6764.5538
2139 | 6502 | 6589.2041 | 6541.8003 | 6713.5295 | 6764.5523 | [8 empty] | 6517.7266 | 6502 | 6589.2041 | 6541.8003 | 6713.5295 | 6764.5523
2140 | 6501 | 6589.1044 | 6541.6366 | 6713.5222 | 6763.6906 | [8 empty] | 6517.6954 | 6501 | 6589.1044 | 6541.6366 | 6713.5222 | 6763.6906
2141 | 6501 | 6588.9487 | 6541.606 | 6713.2753 | 6762.8678 | [8 empty] | 6517.5922 | 6501 | 6588.9487 | 6541.606 | 6713.2753 | 6762.8678
2142 | 6501 | 6588.8777 | 6541.5774 | 6712.9004 | 6762.5655 | [8 empty] | 6517.495 | 6501 | 6588.8777 | 6541.5774 | 6712.9004 | 6762.5655
2143 | 6501 | 6588.6129 | 6541.2819 | 6712.6293 | 6761.8869 | [8 empty] | 6517.1346 | 6501 | 6588.6129 | 6541.2819 | 6712.6293 | 6761.8869
2144 | 6501 | 6588.4878 | 6540.9218 | 6712.5274 | 6761.886 | [8 empty] | 6517.1001 | 6501 | 6588.4878 | 6540.9218 | 6712.5274 | 6761.886
2145 | 6501 | 6588.3274 | 6540.477 | 6711.9405 | 6761.4748 | [8 empty] | 6517.0132 | 6501 | 6588.3274 | 6540.477 | 6711.9405 | 6761.4748
2146 | 6501 | 6588.2439 | 6540.4488 | 6711.8121 | 6761.2306 | [8 empty] | 6516.602 | 6501 | 6588.2439 | 6540.4488 | 6711.8121 | 6761.2306
2147 | 6501 | 6587.2393 | 6540.1146 | 6711.5958 | 6760.8962 | [8 empty] | 6516.1847 | 6501 | 6587.2393 | 6540.1146 | 6711.5958 | 6760.8962
2148 | 6501 | 6587.146 | 6539.9588 | 6711.0869 | 6760.5696 | [8 empty] | 6515.5651 | 6501 | 6587.146 | 6539.9588 | 6711.0869 | 6760.5696
2149 | 6500 | 6586.4567 | 6539.8931 | 6710.5029 | 6760.3481 | [8 empty] | 6515.5504 | 6500 | 6586.4567 | 6539.8931 | 6710.5029 | 6760.3481
2150 | 6499 | 6585.9701 | 6539.2152 | 6710.4705 | 6760.0908 | [8 empty] | 6515.404 | 6499 | 6585.9701 | 6539.2152 | 6710.4705 | 6760.0908
2151 | 6499 | 6585.7601 | 6539.0706 | 6710.3537 | 6760.0101 | [8 empty] | 6515.1727 | 6499 | 6585.7601 | 6539.0706 | 6710.3537 | 6760.0101
2152 | 6499 | 6585.3238 | 6538.6928 | 6710.1732 | 6759.5669 | [8 empty] | 6514.9597 | 6499 | 6585.3238 | 6538.6928 | 6710.1732 | 6759.5669
2153 | 6499 | 6584.9508 | 6538.5642 | 6710.1206 | 6759.4775 | [8 empty] | 6514.9392 | 6499 | 6584.9508 | 6538.5642 | 6710.1206 | 6759.4775
2154 | 6498 | 6584.4897 | 6538.5492 | 6710.0332 | 6759.2412 | [8 empty] | 6514.8944 | 6498 | 6584.4897 | 6538.5492 | 6710.0332 | 6759.2412
2155 | 6498 | 6584.2972 | 6538.2334 | 6709.3236 | 6758.5467 | [8 empty] | 6514.7746 | 6498 | 6584.2972 | 6538.2334 | 6709.3236 | 6758.5467
2156 | 6498 | 6584.0791 | 6537.928 | 6708.6912 | 6758.3764 | [8 empty] | 6514.7712 | 6498 | 6584.0791 | 6537.928 | 6708.6912 | 6758.3764
2157 | 6498 | 6583.8489 | 6537.7684 | 6708.6876 | 6757.8867 | [8 empty] | 6514.4712 | 6498 | 6583.8489 | 6537.7684 | 6708.6876 | 6757.8867
2158 | 6498 | 6583.7694 | 6537.3295 | 6708.5893 | 6757.4947 | [8 empty] | 6514.4568 | 6498 | 6583.7694 | 6537.3295 | 6708.5893 | 6757.4947
2159 | 6497 | 6583.4561 | 6537.3038 | 6708.4031 | 6757.3859 | [8 empty] | 6514.4317 | 6497 | 6583.4561 | 6537.3038 | 6708.4031 | 6757.3859
2160 | 6497 | 6582.9529 | 6537.1399 | 6708.3191 | 6757.1996 | [8 empty] | 6514.0746 | 6497 | 6582.9529 | 6537.1399 | 6708.3191 | 6757.1996
2161 | 6497 | 6582.8191 | 6537.1175 | 6708.0935 | 6757.0247 | [8 empty] | 6513.5187 | 6497 | 6582.8191 | 6537.1175 | 6708.0935 | 6757.0247
2162 | 6497 | 6582.6449 | 6537.019 | 6708.0905 | 6756.788 | [8 empty] | 6513.4604 | 6497 | 6582.6449 | 6537.019 | 6708.0905 | 6756.788
2163 | 6496 | 6582.6176 | 6536.4848 | 6707.2837 | 6756.739 | [8 empty] | 6513.3717 | 6496 | 6582.6176 | 6536.4848 | 6707.2837 | 6756.739
2164 | 6496 | 6582.3229 | 6536.4653 | 6707.1815 | 6756.6254 | [8 empty] | 6512.8912 | 6496 | 6582.3229 | 6536.4653 | 6707.1815 | 6756.6254
2165 | 6495 | 6582.2909 | 6536.2898 | 6706.7393 | 6756.5609 | [8 empty] | 6512.4873 | 6495 | 6582.2909 | 6536.2898 | 6706.7393 | 6756.5609
2166 | 6495 | 6581.993 | 6535.6294 | 6706.7039 | 6756.4944 | [8 empty] | 6512.3945 | 6495 | 6581.993 | 6535.6294 | 6706.7039 | 6756.4944
2167 | 6495 | 6581.8917 | 6535.1857 | 6706.5945 | 6756.3231 | [8 empty] | 6512.2616 | 6495 | 6581.8917 | 6535.1857 | 6706.5945 | 6756.3231
2168 | 6495 | 6581.514 | 6535.0742 | 6705.7022 | 6756.3084 | [8 empty] | 6512.2285 | 6495 | 6581.514 | 6535.0742 | 6705.7022 | 6756.3084
2169 | 6495 | 6581.3096 | 6535.0428 | 6705.5387 | 6756.112 | [8 empty] | 6512.0087 | 6495 | 6581.3096 | 6535.0428 | 6705.5387 | 6756.112
2170 | 6495 | 6580.6119 | 6534.93 | 6705.1968 | 6755.886 | [8 empty] | 6511.9462 | 6495 | 6580.6119 | 6534.93 | 6705.1968 | 6755.886
2171 | 6495 | 6580.3153 | 6534.8822 | 6705.096 | 6755.54 | [8 empty] | 6511.9307 | 6495 | 6580.3153 | 6534.8822 | 6705.096 | 6755.54
2172 | 6495 | 6580.1364 | 6534.7573 | 6704.6696 | 6755.5348 | [8 empty] | 6511.8022 | 6495 | 6580.1364 | 6534.7573 | 6704.6696 | 6755.5348
2173 | 6495 | 6580.0895 | 6534.4305 | 6704.1406 | 6755.3134 | [8 empty] | 6511.4903 | 6495 | 6580.0895 | 6534.4305 | 6704.1406 | 6755.3134
2174 | 6495 | 6580.0196 | 6533.9824 | 6703.5425 | 6755.233 | [8 empty] | 6511.4297 | 6495 | 6580.0196 | 6533.9824 | 6703.5425 | 6755.233
2175 | 6494 | 6579.7569 | 6533.7307 | 6703.2017 | 6755.2035 | [8 empty] | 6511.2067 | 6494 | 6579.7569 | 6533.7307 | 6703.2017 | 6755.2035
2176 | 6494 | 6579.5521 | 6533.0825 | 6703.1037 | 6754.7408 | [8 empty] | 6510.9629 | 6494 | 6579.5521 | 6533.0825 | 6703.1037 | 6754.7408
2177 | 6494 | 6579.3889 | 6533.0625 | 6702.9324 | 6754.4976 | [8 empty] | 6510.8332 | 6494 | 6579.3889 | 6533.0625 | 6702.9324 | 6754.4976
2178 | 6493 | 6579.3433 | 6533.0326 | 6702.7916 | 6754.4217 | [8 empty] | 6510.6992 | 6493 | 6579.3433 | 6533.0326 | 6702.7916 | 6754.4217
2179 | 6493 | 6579.1855 | 6532.7888 | 6702.6639 | 6754.3344 | [8 empty] | 6510.6545 | 6493 | 6579.1855 | 6532.7888 | 6702.6639 | 6754.3344
2180 | 6493 | 6578.741 | 6532.6485 | 6702.1816 | 6754.2588 | [8 empty] | 6509.9511 | 6493 | 6578.741 | 6532.6485 | 6702.1816 | 6754.2588
2181 | 6492 | 6578.2748 | 6532.6034 | 6701.7112 | 6754.092 | [8 empty] | 6509.779 | 6492 | 6578.2748 | 6532.6034 | 6701.7112 | 6754.092
2182 | 6492 | 6578.0611 | 6532.5248 | 6701.4908 | 6753.9213 | [8 empty] | 6509.6443 | 6492 | 6578.0611 | 6532.5248 | 6701.4908 | 6753.9213
2183 | 6492 | 6577.9322 | 6532.055 | 6701.3184 | 6753.4192 | [8 empty] | 6508.7318 | 6492 | 6577.9322 | 6532.055 | 6701.3184 | 6753.4192
2184 | 6491 | 6577.4882 | 6531.9792 | 6701.0726 | 6753.2069 | [8 empty] | 6508.648 | 6491 | 6577.4882 | 6531.9792 | 6701.0726 | 6753.2069
2185 | 6491 | 6577.2936 | 6531.8069 | 6701.0153 | 6753.137 | [8 empty] | 6508.4136 | 6491 | 6577.2936 | 6531.8069 | 6701.0153 | 6753.137
2186 | 6491 | 6576.9439 | 6531.6914 | 6699.9348 | 6752.999 | [8 empty] | 6507.4458 | 6491 | 6576.9439 | 6531.6914 | 6699.9348 | 6752.999
2187 | 6491 | 6576.7949 | 6531.5114 | 6699.7527 | 6752.0981 | [8 empty] | 6507.2212 | 6491 | 6576.7949 | 6531.5114 | 6699.7527 | 6752.0981
2188 | 6491 | 6576.5937 | 6531.3742 | 6699.7255 | 6751.3788 | [8 empty] | 6507.0042 | 6491 | 6576.5937 | 6531.3742 | 6699.7255 | 6751.3788
2189 | 6491 | 6576.2371 | 6531.3462 | 6699.6053 | 6751.181 | [8 empty] | 6506.851 | 6491 | 6576.2371 | 6531.3462 | 6699.6053 | 6751.181
2190 | 6491 | 6576.161 | 6531.3184 | 6699.0379 | 6751.1522 | [8 empty] | 6506.4849 | 6491 | 6576.161 | 6531.3184 | 6699.0379 | 6751.1522
2191 | 6490 | 6575.0844 | 6531.2756 | 6698.8922 | 6750.8168 | [8 empty] | 6506.365 | 6490 | 6575.0844 | 6531.2756 | 6698.8922 | 6750.8168
2192 | 6490 | 6574.8721 | 6531.2373 | 6698.2611 | 6750.1429 | [8 empty] | 6505.0701 | 6490 | 6574.8721 | 6531.2373 | 6698.2611 | 6750.1429
2193 | 6490 | 6574.7798 | 6531.0706 | 6697.8573 | 6750.0455 | [8 empty] | 6504.93 | 6490 | 6574.7798 | 6531.0706 | 6697.8573 | 6750.0455
2194 | 6490 | 6574.7401 | 6530.6237 | 6697.8133 | 6749.6139 | [8 empty] | 6504.7884 | 6490 | 6574.7401 | 6530.6237 | 6697.8133 | 6749.6139
2195 | 6488 | 6573.7945 | 6530.5969 | 6697.2533 | 6749.3274 | [8 empty] | 6504.6928 | 6488 | 6573.7945 | 6530.5969 | 6697.2533 | 6749.3274
2196 | 6488 | 6573.2811 | 6530.3888 | 6697.2209 | 6748.5919 | [8 empty] | 6504.4868 | 6488 | 6573.2811 | 6530.3888 | 6697.2209 | 6748.5919
2197 | 6488 | 6573.0728 | 6530.0945 | 6697.2042 | 6748.5032 | [8 empty] | 6504.3149 | 6488 | 6573.0728 | 6530.0945 | 6697.2042 | 6748.5032
2198 | 6488 | 6572.7584 | 6530.0264 | 6697.0463 | 6748.3176 | [8 empty] | 6504.3064 | 6488 | 6572.7584 | 6530.0264 | 6697.0463 | 6748.3176
2199 | 6487 | 6572.6827 | 6529.1099 | 6696.9495 | 6748.2426 | [8 empty] | 6504.1363 | 6487 | 6572.6827 | 6529.1099 | 6696.9495 | 6748.2426
2200 | 6487 | 6572.1083 | 6528.5497 | 6696.4904 | 6748.1614 | [8 empty] | 6504.1278 | 6487 | 6572.1083 | 6528.5497 | 6696.4904 | 6748.1614
2201 | 6487 | 6571.903 | 6527.9975 | 6696.4846 | 6748.0938 | [8 empty] | 6503.8219 | 6487 | 6571.903 | 6527.9975 | 6696.4846 | 6748.0938
2202 | 6486 | 6571.8531 | 6527.9575 | 6695.9079 | 6747.9102 | [8 empty] | 6503.4704 | 6486 | 6571.8531 | 6527.9575 | 6695.9079 | 6747.9102
2203 | 6486 | 6571.6847 | 6527.1382 | 6695.8735 | 6747.4885 | [8 empty] | 6503.2098 | 6486 | 6571.6847 | 6527.1382 | 6695.8735 | 6747.4885
2204 | 6486 | 6570.8107 | 6526.7982 | 6695.6387 | 6747.264 | [8 empty] | 6503.1986 | 6486 | 6570.8107 | 6526.7982 | 6695.6387 | 6747.264
2205 | 6485 | 6570.3979 | 6526.5613 | 6695.524 | 6747.1154 | [8 empty] | 6502.9544 | 6485 | 6570.3979 | 6526.5613 | 6695.524 | 6747.1154
2206 | 6485 | 6569.8895 | 6525.7128 | 6695.2686 | 6746.7772 | [8 empty] | 6502.7713 | 6485 | 6569.8895 | 6525.7128 | 6695.2686 | 6746.7772
2207 | 6484 | 6569.7663 | 6525.7001 | 6695.0569 | 6746.4011 | [8 empty] | 6502.4975 | 6484 | 6569.7663 | 6525.7001 | 6695.0569 | 6746.4011
2208 | 6484 | 6569.5884 | 6525.2168 | 6694.4565 | 6746.3147 | [8 empty] | 6502.3443 | 6484 | 6569.5884 | 6525.2168 | 6694.4565 | 6746.3147
2209 | 6484 | 6569.1638 | 6525.1217 | 6693.725 | 6745.2554 | [8 empty] | 6502.0527 | 6484 | 6569.1638 | 6525.1217 | 6693.725 | 6745.2554
2210 | 6484 | 6568.7595 | 6524.9403 | 6693.3417 | 6745.1607 | [8 empty] | 6501.7116 | 6484 | 6568.7595 | 6524.9403 | 6693.3417 | 6745.1607
2211 | 6484 | 6568.6572 | 6524.6351 | 6693.2593 | 6744.7264 | [8 empty] | 6501.5058 | 6484 | 6568.6572 | 6524.6351 | 6693.2593 | 6744.7264
2212 | 6484 | 6568.5007 | 6524.5319 | 6692.9706 | 6744.7221 | [8 empty] | 6501.455 | 6484 | 6568.5007 | 6524.5319 | 6692.9706 | 6744.7221
2213 | 6484 | 6568.3417 | 6524.3811 | 6692.7393 | 6744.6943 | [8 empty] | 6501.3442 | 6484 | 6568.3417 | 6524.3811 | 6692.7393 | 6744.6943
2214 | 6484 | 6567.6086 | 6524.3066 | 6692.6986 | 6743.9915 | [8 empty] | 6500.4361 | 6484 | 6567.6086 | 6524.3066 | 6692.6986 | 6743.9915
2215 | 6484 | 6567.6059 | 6523.7283 | 6692.517 | 6743.037 | [8 empty] | 6500.3975 | 6484 | 6567.6059 | 6523.7283 | 6692.517 | 6743.037
2216 | 6483 | 6567.5317 | 6523.145 | 6692.2771 | 6742.756 | [8 empty] | 6499.4782 | 6483 | 6567.5317 | 6523.145 | 6692.2771 | 6742.756
2217 | 6483 | 6567.0745 | 6523.0224 | 6692.1847 | 6742.574 | [8 empty] | 6499.3254 | 6483 | 6567.0745 | 6523.0224 | 6692.1847 | 6742.574
2218 | 6483 | 6566.2593 | 6522.8632 | 6691.9337 | 6741.9879 | [8 empty] | 6499.0977 | 6483 | 6566.2593 | 6522.8632 | 6691.9337 | 6741.9879
2219 | 6483 | 6566.0163 | 6522.5552 | 6691.431 | 6741.6535 | [8 empty] | 6498.6984 | 6483 | 6566.0163 | 6522.5552 | 6691.431 | 6741.6535
2220 | 6483 | 6565.3966 | 6522.5371 | 6691.4013 | 6740.8792 | [8 empty] | 6497.7808 | 6483 | 6565.3966 | 6522.5371 | 6691.4013 | 6740.8792
2221 | 6482 | 6564.9242 | 6522.4596 | 6691.131 | 6740.8699 | [8 empty] | 6497.5661 | 6482 | 6564.9242 | 6522.4596 | 6691.131 | 6740.8699
2222 | 6482 | 6564.0135 | 6522.4571 | 6691.0024 | 6740.8137 | [8 empty] | 6497.2571 | 6482 | 6564.0135 | 6522.4571 | 6691.0024 | 6740.8137
2223 | 6482 | 6563.7018 | 6522.3807 | 6689.8731 | 6740.8011 | [8 empty] | 6497.2478 | 6482 | 6563.7018 | 6522.3807 | 6689.8731 | 6740.8011
2224 | 6482 | 6563.6135 | 6522.2193 | 6689.8203 | 6739.5166 | [8 empty] | 6496.3842 | 6482 | 6563.6135 | 6522.2193 | 6689.8203 | 6739.5166
2225 | 6482 | 6563.227 | 6521.974 | 6689.521 | 6739.2491 | [8 empty] | 6496.299 | 6482 | 6563.227 | 6521.974 | 6689.521 | 6739.2491
2226 | 6481 | 6563.0208 | 6521.9032 | 6689.0989 | 6739.0325 | [8 empty] | 6496.0315 | 6481 | 6563.0208 | 6521.9032 | 6689.0989 | 6739.0325
2227 | 6481 | 6562.9274 | 6521.8031 | 6688.3964 | 6738.377 | [8 empty] | 6495.9308 | 6481 | 6562.9274 | 6521.8031 | 6688.3964 | 6738.377
2228 | 6481 | 6562.8934 | 6521.647 | 6687.672 | 6737.5836 | [8 empty] | 6495.9238 | 6481 | 6562.8934 | 6521.647 | 6687.672 | 6737.5836
2229 | 6481 | 6562.8186 | 6521.5126 | 6687.6598 | 6737.3426 | [8 empty] | 6495.2967 | 6481 | 6562.8186 | 6521.5126 | 6687.6598 | 6737.3426
2230 | 6481 | 6562.4894 | 6521.2522 | 6687.5862 | 6737.0877 | [8 empty] | 6495.2389 | 6481 | 6562.4894 | 6521.2522 | 6687.5862 | 6737.0877
2231 | 6480 | 6561.6328 | 6521.2202 | 6687.4703 | 6736.9512 | [8 empty] | 6494.8802 | 6480 | 6561.6328 | 6521.2202 | 6687.4703 | 6736.9512
2232 | 6480 | 6560.7698 | 6521.1034 | 6686.876 | 6736.9206 | [8 empty] | 6494.8224 | 6480 | 6560.7698 | 6521.1034 | 6686.876 | 6736.9206
2233 | 6480 | 6560.6873 | 6521.0247 | 6686.8185 | 6736.4963 | [8 empty] | 6494.7266 | 6480 | 6560.6873 | 6521.0247 | 6686.8185 | 6736.4963
2234 | 6480 | 6560.6212 | 6520.9823 | 6686.2716 | 6736.1699 | [8 empty] | 6494.657 | 6480 | 6560.6212 | 6520.9823 | 6686.2716 | 6736.1699
2235 | 6480 | 6560.5905 | 6520.8976 | 6686.1488 | 6734.9548 | [8 empty] | 6494.4793 | 6480 | 6560.5905 | 6520.8976 | 6686.1488 | 6734.9548
2236 | 6480 | 6560.363 | 6520.7409 | 6685.9676 | 6734.8405 | [8 empty] | 6494.3516 | 6480 | 6560.363 | 6520.7409 | 6685.9676 | 6734.8405
2237 | 6479 | 6559.504 | 6520.716 | 6685.9301 | 6734.6433 | [8 empty] | 6494.3213 | 6479 | 6559.504 | 6520.716 | 6685.9301 | 6734.6433
2238 | 6479 | 6559.3258 | 6520.6206 | 6685.4359 | 6733.942 | [8 empty] | 6494.2198 | 6479 | 6559.3258 | 6520.6206 | 6685.4359 | 6733.942
2239 | 6479 | 6559.2917 | 6520.3195 | 6685.0099 | 6733.8683 | [8 empty] | 6493.8717 | 6479 | 6559.2917 | 6520.3195 | 6685.0099 | 6733.8683
2240 | 6479 | 6558.8356 | 6520.3156 | 6684.3664 | 6733.6754 | [8 empty] | 6493.6707 | 6479 | 6558.8356 | 6520.3156 | 6684.3664 | 6733.6754
2241 | 6479 | 6558.4435 | 6520.2747 | 6684.1772 | 6733.5785 | [8 empty] | 6493.5197 | 6479 | 6558.4435 | 6520.2747 | 6684.1772 | 6733.5785
2242 | 6479 | 6558.401 | 6520.1174 | 6683.8367 | 6733.4334 | [8 empty] | 6493.512 | 6479 | 6558.401 | 6520.1174 | 6683.8367 | 6733.4334
2243 | 6478 | 6558.3824 | 6519.9941 | 6683.5593 | 6733.3668 | [8 empty] | 6493.4229 | 6478 | 6558.3824 | 6519.9941 | 6683.5593 | 6733.3668
2244 | 6477 | 6558.073 | 6519.9741 | 6683.1458 | 6733.3267 | [8 empty] | 6492.4099 | 6477 | 6558.073 | 6519.9741 | 6683.1458 | 6733.3267
2245 | 6477 | 6558.0259 | 6519.7818 | 6682.394 | 6733.17 | [8 empty] | 6492.2873 | 6477 | 6558.0259 | 6519.7818 | 6682.394 | 6733.17
2246 | 6477 | 6558.0259 | 6519.6888 | 6682.3534 | 6733.1214 | [8 empty] | 6491.9715 | 6477 | 6558.0259 | 6519.6888 | 6682.3534 | 6733.1214
2247 | 6477 | 6557.7741 | 6519.6417 | 6682.1331 | 6732.6389 | [8 empty] | 6491.7124 | 6477 | 6557.7741 | 6519.6417 | 6682.1331 | 6732.6389
2248 | 6477 | 6557.7007 | 6519.3626 | 6682.098 | 6731.8571 | [8 empty] | 6491.6903 | 6477 | 6557.7007 | 6519.3626 | 6682.098 | 6731.8571
2249 | 6476 | 6557.5623 | 6519.3002 | 6682.0013 | 6731.6148 | [8 empty] | 6491.6229 | 6476 | 6557.5623 | 6519.3002 | 6682.0013 | 6731.6148
2250 | 6476 | 6557.0815 | 6519.0384 | 6681.8758 | 6731.482 | [8 empty] | 6491.6145 | 6476 | 6557.0815 | 6519.0384 | 6681.8758 | 6731.482
2251 | 6476 | 6556.523 | 6518.9223 | 6681.8332 | 6731.3295 | [8 empty] | 6491.5436 | 6476 | 6556.523 | 6518.9223 | 6681.8332 | 6731.3295
2252 | 6476 | 6556.3805 | 6518.8112 | 6681.7938 | 6731.2947 | [8 empty] | 6491.4931 | 6476 | 6556.3805 | 6518.8112 | 6681.7938 | 6731.2947
2253 | 6476 | 6556.2618 | 6518.6374 | 6681.1487 | 6730.9765 | [8 empty] | 6491.0249 | 6476 | 6556.2618 | 6518.6374 | 6681.1487 | 6730.9765
2254 | 6475 | 6555.9089 | 6518.312 | 6680.7969 | 6730.6353 | [8 empty] | 6490.7696 | 6475 | 6555.9089 | 6518.312 | 6680.7969 | 6730.6353
2255 | 6475 | 6555.7366 | 6518.2265 | 6680.6506 | 6730.5218 | [8 empty] | 6490.6904 | 6475 | 6555.7366 | 6518.2265 | 6680.6506 | 6730.5218
2256 | 6474 | 6554.8627 | 6516.9288 | 6680.1409 | 6730.3917 | [8 empty] | 6490.4786 | 6474 | 6554.8627 | 6516.9288 | 6680.1409 | 6730.3917
2257 | 6474 | 6554.4143 | 6516.7311 | 6679.4683 | 6729.6943 | [8 empty] | 6489.9161 | 6474 | 6554.4143 | 6516.7311 | 6679.4683 | 6729.6943
2258 | 6474 | 6553.5664 | 6516.296 | 6678.9672 | 6729.4759 | [8 empty] | 6489.8595 | 6474 | 6553.5664 | 6516.296 | 6678.9672 | 6729.4759
2259 | 6474 | 6553.4811 | 6515.7614 | 6678.7857 | 6728.8776 | [8 empty] | 6489.6496 | 6474 | 6553.4811 | 6515.7614 | 6678.7857 | 6728.8776
2260 | 6473 | 6553.104 | 6515.2037 | 6678.3704 | 6728.1866 | [8 empty] | 6489.5195 | 6473 | 6553.104 | 6515.2037 | 6678.3704 | 6728.1866
2261 | 6473 | 6552.947 | 6514.9294 | 6678.1293 | 6728.1265 | [8 empty] | 6488.9012 | 6473 | 6552.947 | 6514.9294 | 6678.1293 | 6728.1265
2262 | 6473 | 6552.6426 | 6514.8713 | 6677.9651 | 6727.9848 | [8 empty] | 6488.7147 | 6473 | 6552.6426 | 6514.8713 | 6677.9651 | 6727.9848
2263 | 6473 | 6551.956 | 6514.6744 | 6677.8462 | 6727.6514 | [8 empty] | 6488.3355 | 6473 | 6551.956 | 6514.6744 | 6677.8462 | 6727.6514
2264 | 6472 | 6551.8657 | 6514.1628 | 6677.5305 | 6726.8265 | [8 empty] | 6488.0002 | 6472 | 6551.8657 | 6514.1628 | 6677.5305 | 6726.8265
2265 | 6472 | 6551.8206 | 6514.1481 | 6677.3699 | 6726.6542 | [8 empty] | 6487.9892 | 6472 | 6551.8206 | 6514.1481 | 6677.3699 | 6726.6542
2266 | 6472 | 6551.6858 | 6514.1445 | 6677.2732 | 6726.5805 | [8 empty] | 6487.9105 | 6472 | 6551.6858 | 6514.1445 | 6677.2732 | 6726.5805
2267 | 6472 | 6551.5785 | 6513.2764 | 6676.4491 | 6726.4956 | [8 empty] | 6487.8226 | 6472 | 6551.5785 | 6513.2764 | 6676.4491 | 6726.4956
2268 | 6472 | 6551.4052 | 6512.9876 | 6676.3515 | 6726.4631 | [8 empty] | 6487.4426 | 6472 | 6551.4052 | 6512.9876 | 6676.3515 | 6726.4631
2269 | 6471 | 6551.4016 | 6512.9163 | 6676.0144 | 6725.5527 | [8 empty] | 6487.3957 | 6471 | 6551.4016 | 6512.9163 | 6676.0144 | 6725.5527
2270 | 6471 | 6551.3024 | 6512.8833 | 6675.7904 | 6725.4723 | [8 empty] | 6487.3606 | 6471 | 6551.3024 | 6512.8833 | 6675.7904 | 6725.4723
2271 | 6471 | 6551.181 | 6512.8828 | 6675.4758 | 6725.2843 | [8 empty] | 6487.2228 | 6471 | 6551.181 | 6512.8828 | 6675.4758 | 6725.2843
2272 | 6471 | 6551.0501 | 6512.7769 | 6675.3844 | 6725.0922 | [8 empty] | 6486.9675 | 6471 | 6551.0501 | 6512.7769 | 6675.3844 | 6725.0922
2273 | 6470 | 6550.7728 | 6512.6747 | 6675.2916 | 6725.0605 | [8 empty] | 6486.9028 | 6470 | 6550.7728 | 6512.6747 | 6675.2916 | 6725.0605
2274 | 6470 | 6550.7508 | 6512.5718 | 6674.9269 | 6724.8794 | [8 empty] | 6486.8817 | 6470 | 6550.7508 | 6512.5718 | 6674.9269 | 6724.8794
2275 | 6469 | 6550.633 | 6512.0983 | 6674.8076 | 6724.8 | [8 empty] | 6486.6554 | 6469 | 6550.633 | 6512.0983 | 6674.8076 | 6724.8
2276 | 6469 | 6550.3302 | 6511.691 | 6674.6065 | 6724.1914 | [8 empty] | 6486.3669 | 6469 | 6550.3302 | 6511.691 | 6674.6065 | 6724.1914
2277 | 6468 | 6550.1268 | 6511.5351 | 6674.4848 | 6723.6923 | [8 empty] | 6486.1503 | 6468 | 6550.1268 | 6511.5351 | 6674.4848 | 6723.6923
2278 | 6468 | 6549.9019 | 6511.2279 | 6673.8181 | 6723.5223 | [8 empty] | 6485.5721 | 6468 | 6549.9019 | 6511.2279 | 6673.8181 | 6723.5223
2279 | 6468 | 6549.8359 | 6511.0832 | 6672.7644 | 6723.2246 | [8 empty] | 6485.4565 | 6468 | 6549.8359 | 6511.0832 | 6672.7644 | 6723.2246
2280 | 6467 | 6549.6769 | 6510.9663 | 6672.3444 | 6721.7739 | [8 empty] | 6485.3719 | 6467 | 6549.6769 | 6510.9663 | 6672.3444 | 6721.7739
2281 | 6467 | 6549.4252 | 6510.8501 | 6671.0715 | 6721.4396 | [8 empty] | 6485.2575 | 6467 | 6549.4252 | 6510.8501 | 6671.0715 | 6721.4396
2282 | 6467 | 6549.3543 | 6510.7874 | 6670.7652 | 6721.3519 | [8 empty] | 6485.2427 | 6467 | 6549.3543 | 6510.7874 | 6670.7652 | 6721.3519
2283 | 6467 | 6549.344 | 6510.7205 | 6669.8068 | 6721.0961 | [8 empty] | 6485.0099 | 6467 | 6549.344 | 6510.7205 | 6669.8068 | 6721.0961
2284 | 6467 | 6548.6789 | 6510.2434 | 6669.4974 | 6720.5521 | [8 empty] | 6484.4561 | 6467 | 6548.6789 | 6510.2434 | 6669.4974 | 6720.5521
2285 | 6467 | 6548.3299 | 6510.1809 | 6669.3282 | 6719.9657 | [8 empty] | 6484.3191 | 6467 | 6548.3299 | 6510.1809 | 6669.3282 | 6719.9657
2286 | 6467 | 6548.1378 | 6509.9207 | 6668.4 | 6719.2634 | [8 empty] | 6484.1252 | 6467 | 6548.1378 | 6509.9207 | 6668.4 | 6719.2634
2287 | 6467 | 6547.959 | 6509.7332 | 6668.3904 | 6718.6311 | [8 empty] | 6484.04 | 6467 | 6547.959 | 6509.7332 | 6668.3904 | 6718.6311
2288 | 6467 | 6547.9535 | 6509.2558 | 6668.2124 | 6718.4297 | [8 empty] | 6483.865 | 6467 | 6547.9535 | 6509.2558 | 6668.2124 | 6718.4297
2289 | 6466 | 6547.9364 | 6509.1739 | 6667.9955 | 6717.8988 | [8 empty] | 6483.7082 | 6466 | 6547.9364 | 6509.1739 | 6667.9955 | 6717.8988
2290 | 6466 | 6547.7407 | 6508.4599 | 6667.8227 | 6717.2261 | [8 empty] | 6483.0752 | 6466 | 6547.7407 | 6508.4599 | 6667.8227 | 6717.2261
2291 | 6466 | 6547.7332 | 6508.4497 | 6667.7865 | 6716.9714 | [8 empty] | 6482.8753 | 6466 | 6547.7332 | 6508.4497 | 6667.7865 | 6716.9714
2292 | 6465 | 6547.6942 | 6508.191 | 6667.4731 | 6716.5729 | [8 empty] | 6482.7912 | 6465 | 6547.6942 | 6508.191 | 6667.4731 | 6716.5729
2293 | 6465 | 6547.2918 | 6508.1506 | 6667.033 | 6716.1272 | [8 empty] | 6482.2127 | 6465 | 6547.2918 | 6508.1506 | 6667.033 | 6716.1272
2294 | 6465 | 6547.0691 | 6507.9312 | 6666.8596 | 6715.3918 | [8 empty] | 6482.1457 | 6465 | 6547.0691 | 6507.9312 | 6666.8596 | 6715.3918
2295 | 6465 | 6546.9932 | 6507.903 | 6666.6586 | 6715.2554 | [8 empty] | 6481.5889 | 6465 | 6546.9932 | 6507.903 | 6666.6586 | 6715.2554
2296 | 6465 | 6546.9726 | 6507.8415 | 6666.6519 | 6714.475 | [8 empty] | 6481.5506 | 6465 | 6546.9726 | 6507.8415 | 6666.6519 | 6714.475
2297 | 6465 | 6546.8447 | 6507.6838 | 6666.3336 | 6714.4287 | [8 empty] | 6481.1067 | 6465 | 6546.8447 | 6507.6838 | 6666.3336 | 6714.4287
2298 | 6464 | 6546.585 | 6507.2951 | 6665.7032 | 6714.1887 | [8 empty] | 6480.9693 | 6464 | 6546.585 | 6507.2951 | 6665.7032 | 6714.1887
2299 | 6464 | 6546.479 | 6506.1265 | 6665.6724 | 6714.0881 | [8 empty] | 6480.9213 | 6464 | 6546.479 | 6506.1265 | 6665.6724 | 6714.0881
2300 | 6464 | 6546.2816 | 6505.9885 | 6665.4875 | 6713.885 | [8 empty] | 6480.9177 | 6464 | 6546.2816 | 6505.9885 | 6665.4875 | 6713.885
2301 | 6463 | 6546.1093 | 6505.5764 | 6665.2935 | 6713.6998 | [8 empty] | 6480.9174 | 6463 | 6546.1093 | 6505.5764 | 6665.2935 | 6713.6998
2302 | 6463 | 6546.0203 | 6505.3085 | 6665.0288 | 6713.6871 | [8 empty] | 6480.9133 | 6463 | 6546.0203 | 6505.3085 | 6665.0288 | 6713.6871
2303 | 6463 | 6545.8938 | 6505.2375 | 6664.7334 | 6713.1398 | [8 empty] | 6480.2197 | 6463 | 6545.8938 | 6505.2375 | 6664.7334 | 6713.1398
2304 | 6463 | 6545.7051 | 6505.138 | 6664.7264 | 6713.1138 | [8 empty] | 6480.1197 | 6463 | 6545.7051 | 6505.138 | 6664.7264 | 6713.1138
2305 | 6463 | 6545.5104 | 6504.8888 | 6664.7121 | 6713.0617 | [8 empty] | 6480.0626 | 6463 | 6545.5104 | 6504.8888 | 6664.7121 | 6713.0617
2306 | 6463 | 6545.2584 | 6504.6124 | 6664.5817 | 6712.8964 | [8 empty] | 6480.0568 | 6463 | 6545.2584 | 6504.6124 | 6664.5817 | 6712.8964
2307 | 6462 | 6545.059 | 6503.4772 | 6664.4674 | 6712.4819 | [8 empty] | 6479.8269 | 6462 | 6545.059 | 6503.4772 | 6664.4674 | 6712.4819
2308 | 6461 | 6544.9364 | 6503.3978 | 6664.3193 | 6712.3493 | [8 empty] | 6479.0622 | 6461 | 6544.9364 | 6503.3978 | 6664.3193 | 6712.3493
2309 | 6461 | 6543.6392 | 6503.3826 | 6663.9352 | 6712.3001 | [8 empty] | 6479.0262 | 6461 | 6543.6392 | 6503.3826 | 6663.9352 | 6712.3001
2310 | 6461 | 6543.4626 | 6502.8481 | 6663.6011 | 6711.9827 | [8 empty] | 6478.5725 | 6461 | 6543.4626 | 6502.8481 | 6663.6011 | 6711.9827
2311 | 6461 | 6543.1341 | 6502.8007 | 6663.5094 | 6711.6776 | [8 empty] | 6478.5451 | 6461 | 6543.1341 | 6502.8007 | 6663.5094 | 6711.6776
2312 | 6461 | 6542.8281 | 6502.6096 | 6662.9572 | 6711.5658 | [8 empty] | 6478.4408 | 6461 | 6542.8281 | 6502.6096 | 6662.9572 | 6711.5658
2313 | 6461 | 6542.6138 | 6502.4377 | 6662.9504 | 6711.499 | [8 empty] | 6478.3425 | 6461 | 6542.6138 | 6502.4377 | 6662.9504 | 6711.499
2314 | 6461 | 6542.5737 | 6502.3625 | 6662.6718 | 6711.2622 | [8 empty] | 6478.2048 | 6461 | 6542.5737 | 6502.3625 | 6662.6718 | 6711.2622
2315 | 6460 | 6542.4457 | 6502.2933 | 6662.6026 | 6710.8908 | [8 empty] | 6478.1873 | 6460 | 6542.4457 | 6502.2933 | 6662.6026 | 6710.8908
2316 | 6460 | 6542.1377 | 6501.7647 | 6662.3557 | 6710.8226 | [8 empty] | 6477.9224 | 6460 | 6542.1377 | 6501.7647 | 6662.3557 | 6710.8226
2317 | 6458 | 6542.0465 | 6501.7252 | 6662.2641 | 6710.5874 | [8 empty] | 6477.6442 | 6458 | 6542.0465 | 6501.7252 | 6662.2641 | 6710.5874
2318 | 6458 | 6541.8967 | 6500.9648 | 6662.0985 | 6710.5673 | [8 empty] | 6477.6242 | 6458 | 6541.8967 | 6500.9648 | 6662.0985 | 6710.5673
2319 | 6458 | 6541.8626 | 6500.9541 | 6661.9909 | 6710.2193 | [8 empty] | 6477.5332 | 6458 | 6541.8626 | 6500.9541 | 6661.9909 | 6710.2193
2320 | 6458 | 6541.6257 | 6500.7041 | 6661.6908 | 6710.1096 | [8 empty] | 6477.2737 | 6458 | 6541.6257 | 6500.7041 | 6661.6908 | 6710.1096
2321 | 6457 | 6541.4926 | 6499.8033 | 6661.6009 | 6710.0995 | [8 empty] | 6477.2637 | 6457 | 6541.4926 | 6499.8033 | 6661.6009 | 6710.0995
2322 | 6457 | 6541.4139 | 6499.766 | 6661.3444 | 6709.5907 | [8 empty] | 6476.643 | 6457 | 6541.4139 | 6499.766 | 6661.3444 | 6709.5907
2323 | 6456 | 6541.3511 | 6498.694 | 6660.9397 | 6708.3284 | [8 empty] | 6476.4537 | 6456 | 6541.3511 | 6498.694 | 6660.9397 | 6708.3284
2324 | 6456 | 6541.325 | 6498.5682 | 6660.9178 | 6708.2795 | [8 empty] | 6476.4274 | 6456 | 6541.325 | 6498.5682 | 6660.9178 | 6708.2795
2325 | 6455 | 6541.2661 | 6498.2222 | 6660.7601 | 6708.2777 | [8 empty] | 6475.9975 | 6455 | 6541.2661 | 6498.2222 | 6660.7601 | 6708.2777
2326 | 6455 | 6541.2278 | 6498.1884 | 6660.6344 | 6707.5415 | [8 empty] | 6475.2092 | 6455 | 6541.2278 | 6498.1884 | 6660.6344 | 6707.5415
2327 | 6455 | 6541.1534 | 6498.0215 | 6660.5158 | 6707.4134 | [8 empty] | 6474.8212 | 6455 | 6541.1534 | 6498.0215 | 6660.5158 | 6707.4134
2328 | 6455 | 6541.1409 | 6497.7904 | 6659.848 | 6707.08 | [8 empty] | 6474.117 | 6455 | 6541.1409 | 6497.7904 | 6659.848 | 6707.08
2329 | 6455 | 6541.0393 | 6497.5598 | 6659.5386 | 6707.0755 | [8 empty] | 6473.8356 | 6455 | 6541.0393 | 6497.5598 | 6659.5386 | 6707.0755
2330 | 6455 | 6540.902 | 6496.8818 | 6659.0944 | 6707.026 | [8 empty] | 6473.5782 | 6455 | 6540.902 | 6496.8818 | 6659.0944 | 6707.026
2331 | 6455 | 6540.4083 | 6496.6682 | 6659.0188 | 6706.748 | [8 empty] | 6473.1844 | 6455 | 6540.4083 | 6496.6682 | 6659.0188 | 6706.748
2332 | 6455 | 6540.1985 | 6496.635 | 6658.8402 | 6706.4577 | [8 empty] | 6472.8184 | 6455 | 6540.1985 | 6496.635 | 6658.8402 | 6706.4577
2333 | 6454 | 6540.1965 | 6496.5839 | 6658.6014 | 6705.1731 | [8 empty] | 6472.7763 | 6454 | 6540.1965 | 6496.5839 | 6658.6014 | 6705.1731
2334 | 6453 | 6540.1606 | 6496.426 | 6658.0025 | 6704.8601 | [8 empty] | 6471.8404 | 6453 | 6540.1606 | 6496.426 | 6658.0025 | 6704.8601
2335 | 6453 | 6539.9878 | 6496.1487 | 6657.8974 | 6704.7432 | [8 empty] | 6471.7447 | 6453 | 6539.9878 | 6496.1487 | 6657.8974 | 6704.7432
2336 | 6453 | 6539.6361 | 6496.1021 | 6657.3369 | 6704.4924 | [8 empty] | 6471.6875 | 6453 | 6539.6361 | 6496.1021 | 6657.3369 | 6704.4924
2337 | 6453 | 6539.3261 | 6495.8075 | 6657.3103 | 6704.0559 | [8 empty] | 6471.3534 | 6453 | 6539.3261 | 6495.8075 | 6657.3103 | 6704.0559
2338 | 6452 | 6539.0143 | 6495.6889 | 6656.998 | 6703.9861 | [8 empty] | 6471.2324 | 6452 | 6539.0143 | 6495.6889 | 6656.998 | 6703.9861
2339 | 6452 | 6539.0072 | 6495.4981 | 6656.8113 | 6703.6412 | [8 empty] | 6471.2049 | 6452 | 6539.0072 | 6495.4981 | 6656.8113 | 6703.6412
2340 | 6452 | 6538.8013 | 6495.1002 | 6656.6473 | 6703.539 | [8 empty] | 6471.0592 | 6452 | 6538.8013 | 6495.1002 | 6656.6473 | 6703.539
2341 | 6452 | 6538.7637 | 6495.0656 | 6656.2067 | 6702.8495 | [8 empty] | 6471.0339 | 6452 | 6538.7637 | 6495.0656 | 6656.2067 | 6702.8495
2342 | 6451 | 6538.6849 | 6495.0028 | 6656.192 | 6702.3268 | [8 empty] | 6470.9563 | 6451 | 6538.6849 | 6495.0028 | 6656.192 | 6702.3268
2343 | 6450 | 6538.5588 | 6494.6347 | 6655.6763 | 6702.1009 | [8 empty] | 6469.6313 | 6450 | 6538.5588 | 6494.6347 | 6655.6763 | 6702.1009
2344 | 6450 | 6538.3283 | 6494.3406 | 6655.5394 | 6701.8644 | [8 empty] | 6469.4776 | 6450 | 6538.3283 | 6494.3406 | 6655.5394 | 6701.8644
2345 | 6450 | 6538.2531 | 6494.2844 | 6655.4214 | 6701.7775 | [8 empty] | 6468.9899 | 6450 | 6538.2531 | 6494.2844 | 6655.4214 | 6701.7775
2346 | 6450 | 6537.7951 | 6494.1873 | 6655.2965 | 6701.3744 | [8 empty] | 6468.9253 | 6450 | 6537.7951 | 6494.1873 | 6655.2965 | 6701.3744
2347 | 6450 | 6537.1871 | 6494.1223 | 6655.2938 | 6700.9928 | [8 empty] | 6468.8452 | 6450 | 6537.1871 | 6494.1223 | 6655.2938 | 6700.9928
2348 | 6450 | 6537.1624 | 6493.0785 | 6655.2779 | 6700.7654 | [8 empty] | 6468.8177 | 6450 | 6537.1624 | 6493.0785 | 6655.2779 | 6700.7654
2349 | 6450 | 6536.4265 | 6493.0644 | 6654.8805 | 6700.4047 | [8 empty] | 6468.7263 | 6450 | 6536.4265 | 6493.0644 | 6654.8805 | 6700.4047
2350 | 6449 | 6536.344 | 6492.8945 | 6654.7064 | 6699.5872 | [8 empty] | 6468.3087 | 6449 | 6536.344 | 6492.8945 | 6654.7064 | 6699.5872
2351 | 6449 | 6536.2905 | 6492.7282 | 6654.6973 | 6699.4058 | [8 empty] | 6467.4553 | 6449 | 6536.2905 | 6492.7282 | 6654.6973 | 6699.4058
2352 | 6449 | 6536.1095 | 6492.492 | 6654.2435 | 6699.2077 | [8 empty] | 6467.316 | 6449 | 6536.1095 | 6492.492 | 6654.2435 | 6699.2077
2353 | 6449 | 6536.0402 | 6492.4484 | 6653.8406 | 6698.897 | [8 empty] | 6467.2002 | 6449 | 6536.0402 | 6492.4484 | 6653.8406 | 6698.897
2354 | 6449 | 6536.0305 | 6491.6496 | 6653.7311 | 6698.1858 | [8 empty] | 6466.7267 | 6449 | 6536.0305 | 6491.6496 | 6653.7311 | 6698.1858
2355 | 6448 | 6535.7598 | 6491.5322 | 6652.6469 | 6697.009 | [8 empty] | 6466.3029 | 6448 | 6535.7598 | 6491.5322 | 6652.6469 | 6697.009
2356 | 6448 | 6535.5842 | 6491.4383 | 6652.2811 | 6696.8581 | [8 empty] | 6466.2402 | 6448 | 6535.5842 | 6491.4383 | 6652.2811 | 6696.8581
2357 | 6448 | 6535.5365 | 6491.2063 | 6652.0583 | 6696.6058 | [8 empty] | 6465.9836 | 6448 | 6535.5365 | 6491.2063 | 6652.0583 | 6696.6058
2358 | 6448 | 6534.921 | 6490.8768 | 6652.0088 | 6695.4993 | [8 empty] | 6465.9748 | 6448 | 6534.921 | 6490.8768 | 6652.0088 | 6695.4993
2359 | 6448 | 6534.8732 | 6490.5665 | 6651.9028 | 6694.4053 | [8 empty] | 6465.7714 | 6448 | 6534.8732 | 6490.5665 | 6651.9028 | 6694.4053
2360 | 6448 | 6534.8481 | 6490.4028 | 6651.6794 | 6694.3761 | [8 empty] | 6465.5727 | 6448 | 6534.8481 | 6490.4028 | 6651.6794 | 6694.3761
2361 | 6447 | 6534.8401 | 6489.8954 | 6651.6136 | 6694.3164 | [8 empty] | 6465.4854 | 6447 | 6534.8401 | 6489.8954 | 6651.6136 | 6694.3164
2362 | 6447 | 6534.7203 | 6489.8697 | 6651.5845 | 6694.2014 | [8 empty] | 6464.8578 | 6447 | 6534.7203 | 6489.8697 | 6651.5845 | 6694.2014
2363 | 6447 | 6534.6881 | 6489.8642 | 6651.4539 | 6693.9587 | [8 empty] | 6464.4919 | 6447 | 6534.6881 | 6489.8642 | 6651.4539 | 6693.9587
2364 | 6447 | 6534.5958 | 6489.7002 | 6650.7166 | 6693.9119 | [8 empty] | 6464.4055 | 6447 | 6534.5958 | 6489.7002 | 6650.7166 | 6693.9119
2365 | 6446 | 6534.5739 | 6489.5175 | 6650.4791 | 6693.8538 | [8 empty] | 6464.2233 | 6446 | 6534.5739 | 6489.5175 | 6650.4791 | 6693.8538
2366 | 6446 | 6534.451 | 6489.3742 | 6649.8578 | 6693.591 | [8 empty] | 6463.8102 | 6446 | 6534.451 | 6489.3742 | 6649.8578 | 6693.591
2367 | 6445 | 6534.2799 | 6489.0259 | 6649.5347 | 6693.1209 | [8 empty] | 6463.5444 | 6445 | 6534.2799 | 6489.0259 | 6649.5347 | 6693.1209
2368 | 6445 | 6534.0774 | 6488.7018 | 6649.2226 | 6692.6229 | [8 empty] | 6463.5053 | 6445 | 6534.0774 | 6488.7018 | 6649.2226 | 6692.6229
2369 | 6445 | 6534.064 | 6488.347 | 6648.8298 | 6691.6966 | [8 empty] | 6463.4445 | 6445 | 6534.064 | 6488.347 | 6648.8298 | 6691.6966
2370 | 6444 | 6533.8242 | 6487.9623 | 6648.2362 | 6691.2481 | [8 empty] | 6463.3925 | 6444 | 6533.8242 | 6487.9623 | 6648.2362 | 6691.2481
2371 | 6444 | 6533.7391 | 6487.8832 | 6647.9782 | 6690.9757 | [8 empty] | 6463.3417 | 6444 | 6533.7391 | 6487.8832 | 6647.9782 | 6690.9757
2372 | 6444 | 6533.6625 | 6487.6019 | 6647.9567 | 6690.6957 | [8 empty] | 6463.1839 | 6444 | 6533.6625 | 6487.6019 | 6647.9567 | 6690.6957
2373 | 6444 | 6533.6533 | 6487.1288 | 6647.7184 | 6690.1673 | [8 empty] | 6463.0127 | 6444 | 6533.6533 | 6487.1288 | 6647.7184 | 6690.1673
2374 | 6444 | 6533.5363 | 6486.9595 | 6647.4986 | 6689.7744 | [8 empty] | 6462.48 | 6444 | 6533.5363 | 6486.9595 | 6647.4986 | 6689.7744
2375 | 6444 | 6533.4664 | 6486.7892 | 6647.1281 | 6688.7906 | [8 empty] | 6462.0782 | 6444 | 6533.4664 | 6486.7892 | 6647.1281 | 6688.7906
2376 | 6443 | 6533.2477 | 6486.4215 | 6646.7435 | 6688.6246 | [8 empty] | 6461.9539 | 6443 | 6533.2477 | 6486.4215 | 6646.7435 | 6688.6246
2377 | 6443 | 6532.7161 | 6486.3782 | 6646.7197 | 6688.4696 | [8 empty] | 6461.6266 | 6443 | 6532.7161 | 6486.3782 | 6646.7197 | 6688.4696
2378 | 6443 | 6532.3084 | 6486.091 | 6646.4056 | 6688.4004 | [8 empty] | 6461.4143 | 6443 | 6532.3084 | 6486.091 | 6646.4056 | 6688.4004
2379 | 6443 | 6530.5205 | 6485.5235 | 6645.4874 | 6688.3038 | [8 empty] | 6461.2461 | 6443 | 6530.5205 | 6485.5235 | 6645.4874 | 6688.3038
2380 | 6442 | 6530.4053 | 6485.1712 | 6645.2553 | 6688.2689 | [8 empty] | 6461.0064 | 6442 | 6530.4053 | 6485.1712 | 6645.2553 | 6688.2689
2381 | 6442 | 6530.3028 | 6485.0262 | 6644.6518 | 6686.6224 | [8 empty] | 6460.7904 | 6442 | 6530.3028 | 6485.0262 | 6644.6518 | 6686.6224
2382 | 6442 | 6530.2564 | 6484.9304 | 6644.5994 | 6686.2664 | [8 empty] | 6460.7211 | 6442 | 6530.2564 | 6484.9304 | 6644.5994 | 6686.2664
2383 | 6442 | 6530.2236 | 6484.4856 | 6644.4322 | 6686.2174 | [8 empty] | 6460.7046 | 6442 | 6530.2236 | 6484.4856 | 6644.4322 | 6686.2174
2384 | 6442 | 6529.9677 | 6484.0756 | 6644.3048 | 6685.979 | [8 empty] | 6460.292 | 6442 | 6529.9677 | 6484.0756 | 6644.3048 | 6685.979
2385 | 6442 | 6529.8609 | 6484.0216 | 6644.1266 | 6685.6372 | [8 empty] | 6460.0805 | 6442 | 6529.8609 | 6484.0216 | 6644.1266 | 6685.6372
2386 | 6441 | 6529.8579 | 6483.7092 | 6643.9363 | 6685.2761 | [8 empty] | 6459.808 | 6441 | 6529.8579 | 6483.7092 | 6643.9363 | 6685.2761
2387 | 6441 | 6529.7603 | 6483.2959 | 6643.6462 | 6684.6761 | [8 empty] | 6459.6741 | 6441 | 6529.7603 | 6483.2959 | 6643.6462 | 6684.6761
2388 | 6441 | 6529.7379 | 6482.9827 | 6643.5367 | 6684.5199 | [8 empty] | 6459.4772 | 6441 | 6529.7379 | 6482.9827 | 6643.5367 | 6684.5199
2389 | 6441 | 6529.4904 | 6482.8158 | 6643.4158 | 6683.731 | [8 empty] | 6459.3474 | 6441 | 6529.4904 | 6482.8158 | 6643.4158 | 6683.731
2390 | 6441 | 6529.3424 | 6482.2967 | 6643.1354 | 6683.5922 | [8 empty] | 6459.2177 | 6441 | 6529.3424 | 6482.2967 | 6643.1354 | 6683.5922
2391 | 6441 | 6529.217 | 6482.1729 | 6642.6206 | 6683.532 | [8 empty] | 6459.1859 | 6441 | 6529.217 | 6482.1729 | 6642.6206 | 6683.532
2392 | 6441 | 6528.3437 | 6481.9553 | 6642.3844 | 6683.5114 | [8 empty] | 6458.751 | 6441 | 6528.3437 | 6481.9553 | 6642.3844 | 6683.5114
2393 | 6441 | 6527.9337 | 6481.9031 | 6642.2244 | 6683.4672 | [8 empty] | 6458.4739 | 6441 | 6527.9337 | 6481.9031 | 6642.2244 | 6683.4672
2394 | 6440 | 6527.7185 | 6481.7493 | 6641.9771 | 6682.9681 | [8 empty] | 6458.077 | 6440 | 6527.7185 | 6481.7493 | 6641.9771 | 6682.9681
2395 | 6440 | 6527.5429 | 6481.5375 | 6641.7971 | 6682.7667 | [8 empty] | 6458.044 | 6440 | 6527.5429 | 6481.5375 | 6641.7971 | 6682.7667
2396 | 6440 | 6527.3848 | 6481.4526 | 6641.2111 | 6682.668 | [8 empty] | 6457.9342 | 6440 | 6527.3848 | 6481.4526 | 6641.2111 | 6682.668
2397 | 6440 | 6527.2784 | 6481.4265 | 6641.1034 | 6682.5778 | [8 empty] | 6457.7488 | 6440 | 6527.2784 | 6481.4265 | 6641.1034 | 6682.5778
2398 | 6440 | 6527.1266 | 6481.1055 | 6640.7076 | 6682.5124 | [8 empty] | 6457.5023 | 6440 | 6527.1266 | 6481.1055 | 6640.7076 | 6682.5124
2399 | 6440 | 6527.0909 | 6481.056 | 6640.1549 | 6682.4019 | [8 empty] | 6456.531 | 6440 | 6527.0909 | 6481.056 | 6640.1549 | 6682.4019
2400 | 6440 | 6526.5863 | 6480.8942 | 6640.1166 | 6682.3422 | [8 empty] | 6456.4411 | 6440 | 6526.5863 | 6480.8942 | 6640.1166 | 6682.3422
2401 | 6439 | 6526.5352 | 6480.8503 | 6640.0453 | 6682.1532 | [8 empty] | 6456.3364 | 6439 | 6526.5352 | 6480.8503 | 6640.0453 | 6682.1532
2402 | 6439 | 6526.4915 | 6480.0867 | 6640.0336 | 6682.1148 | [8 empty] | 6456.3158 | 6439 | 6526.4915 | 6480.0867 | 6640.0336 | 6682.1148
2403 | 6439 | 6526.4307 | 6479.7676 | 6638.4358 | 6681.5051 | [8 empty] | 6456.3121 | 6439 | 6526.4307 | 6479.7676 | 6638.4358 | 6681.5051
2404 | 6439 | 6526.0146 | 6479.541 | 6638.008 | 6681.3889 | [8 empty] | 6455.5454 | 6439 | 6526.0146 | 6479.541 | 6638.008 | 6681.3889
2405 | 6439 | 6525.8677 | 6479.1963 | 6636.6603 | 6681.2129 | [8 empty] | 6455.2755 | 6439 | 6525.8677 | 6479.1963 | 6636.6603 | 6681.2129
2406 | 6439 | 6525.4245 | 6478.9054 | 6636.315 | 6681.1611 | [8 empty] | 6455.2235 | 6439 | 6525.4245 | 6478.9054 | 6636.315 | 6681.1611
2407 | 6439 | 6524.9752 | 6478.2115 | 6636.2 | 6681.132 | [8 empty] | 6455.1934 | 6439 | 6524.9752 | 6478.2115 | 6636.2 | 6681.132
2408 | 6438 | 6524.9012 | 6477.8572 | 6635.1398 | 6680.7793 | [8 empty] | 6455.137 | 6438 | 6524.9012 | 6477.8572 | 6635.1398 | 6680.7793
2409 | 6438 | 6524.4303 | 6476.8246 | 6634.5235 | 6680.7699 | [8 empty] | 6455.1338 | 6438 | 6524.4303 | 6476.8246 | 6634.5235 | 6680.7699
2410 | 6437 | 6524.0259 | 6476.6402 | 6633.99 | 6680.398 | [8 empty] | 6454.5141 | 6437 | 6524.0259 | 6476.6402 | 6633.99 | 6680.398
2411 | 6437 | 6523.86 | 6476.5317 | 6633.4011 | 6680.1741 | [8 empty] | 6453.7648 | 6437 | 6523.86 | 6476.5317 | 6633.4011 | 6680.1741
2412 | 6437 | 6523.7716 | 6476.3326 | 6633.2035 | 6679.544 | [8 empty] | 6453.6408 | 6437 | 6523.7716 | 6476.3326 | 6633.2035 | 6679.544
2413 | 6437 | 6523.7679 | 6475.6396 | 6633.0664 | 6679.4033 | [8 empty] | 6453.4778 | 6437 | 6523.7679 | 6475.6396 | 6633.0664 | 6679.4033
2414 | 6437 | 6523.6388 | 6475.5925 | 6633.039 | 6679.3134 | [8 empty] | 6453.1469 | 6437 | 6523.6388 | 6475.5925 | 6633.039 | 6679.3134
2415 | 6436 | 6523.5709 | 6475.3887 | 6632.8091 | 6678.9566 | [8 empty] | 6453.102 | 6436 | 6523.5709 | 6475.3887 | 6632.8091 | 6678.9566
2416 | 6436 | 6523.4754 | 6475.316 | 6632.8052 | 6678.8763 | [8 empty] | 6452.7241 | 6436 | 6523.4754 | 6475.316 | 6632.8052 | 6678.8763
2417 | 6436 | 6522.9107 | 6475.2406 | 6632.7878 | 6678.6023 | [8 empty] | 6452.6794 | 6436 | 6522.9107 | 6475.2406 | 6632.7878 | 6678.6023
2418 | 6435 | 6522.8452 | 6475.1127 | 6632.703 | 6677.7875 | [8 empty] | 6451.7142 | 6435 | 6522.8452 | 6475.1127 | 6632.703 | 6677.7875
2419 | 6435 | 6522.6504 | 6475.1073 | 6632.5198 | 6677.3396 | [8 empty] | 6451.703 | 6435 | 6522.6504 | 6475.1073 | 6632.5198 | 6677.3396
2420 | 6434 | 6522.5752 | 6475.1002 | 6631.806 | 6677.2804 | [8 empty] | 6451.3253 | 6434 | 6522.5752 | 6475.1002 | 6631.806 | 6677.2804
2421 | 6434 | 6522.4555 | 6475.0162 | 6630.9536 | 6676.6499 | [8 empty] | 6451.1133 | 6434 | 6522.4555 | 6475.0162 | 6630.9536 | 6676.6499
2422 | 6434 | 6522.3345 | 6474.9265 | 6630.9409 | 6675.6501 | [8 empty] | 6450.381 | 6434 | 6522.3345 | 6474.9265 | 6630.9409 | 6675.6501
2423 | 6434 | 6522.3053 | 6474.8655 | 6630.7145 | 6675.3739 | [8 empty] | 6449.7241 | 6434 | 6522.3053 | 6474.8655 | 6630.7145 | 6675.3739
2424 | 6434 | 6522.2814 | 6474.7005 | 6630.4245 | 6675.2123 | [8 empty] | 6449.3161 | 6434 | 6522.2814 | 6474.7005 | 6630.4245 | 6675.2123
2425 | 6433 | 6521.8185 | 6474.0147 | 6630.0968 | 6674.6874 | [8 empty] | 6449.2039 | 6433 | 6521.8185 | 6474.0147 | 6630.0968 | 6674.6874
2426 | 6433 | 6521.4417 | 6473.6658 | 6629.595 | 6674.5192 | [8 empty] | 6449.1567 | 6433 | 6521.4417 | 6473.6658 | 6629.595 | 6674.5192
2427 | 6433 | 6521.2776 | 6473.4456 | 6629.5425 | 6674.1615 | [8 empty] | 6448.5004 | 6433 | 6521.2776 | 6473.4456 | 6629.5425 | 6674.1615
2428 | 6433 | 6520.964 | 6472.9949 | 6629.4245 | 6674.1383 | [8 empty] | 6448.3719 | 6433 | 6520.964 | 6472.9949 | 6629.4245 | 6674.1383
2429 | 6433 | 6520.6789 | 6472.7246 | 6629.192 | 6674.054 | [8 empty] | 6447.5926 | 6433 | 6520.6789 | 6472.7246 | 6629.192 | 6674.054
2430 | 6432 | 6520.6549 | 6472.376 | 6628.6873 | 6673.5527 | [8 empty] | 6446.9376 | 6432 | 6520.6549 | 6472.376 | 6628.6873 | 6673.5527
2431 | 6432 | 6520.2387 | 6472.3497 | 6628.5585 | 6673.5237 | [8 empty] | 6446.565 | 6432 | 6520.2387 | 6472.3497 | 6628.5585 | 6673.5237
2432 | 6432 | 6519.9806 | 6471.9187 | 6628.0708 | 6673.3993 | [8 empty] | 6446.2181 | 6432 | 6519.9806 | 6471.9187 | 6628.0708 | 6673.3993
2433 | 6431 | 6519.7551 | 6471.8748 | 6627.5712 | 6673.0921 | [8 empty] | 6446.2085 | 6431 | 6519.7551 | 6471.8748 | 6627.5712 | 6673.0921
2434 | 6431 | 6519.408 | 6471.8279 | 6627.3825 | 6672.6907 | [8 empty] | 6446.0373 | 6431 | 6519.408 | 6471.8279 | 6627.3825 | 6672.6907
2435 | 6431 | 6518.972 | 6471.6856 | 6627.2301 | 6672.5945 | [8 empty] | 6445.8464 | 6431 | 6518.972 | 6471.6856 | 6627.2301 | 6672.5945
2436 | 6430 | 6518.9206 | 6470.9411 | 6627.1957 | 6672.5207 | [8 empty] | 6445.698 | 6430 | 6518.9206 | 6470.9411 | 6627.1957 | 6672.5207
2437 | 6430 | 6518.7109 | 6470.9061 | 6627.163 | 6671.3445 | [8 empty] | 6445.5096 | 6430 | 6518.7109 | 6470.9061 | 6627.163 | 6671.3445
2438 | 6430 | 6518.5601 | 6470.5527 | 6626.8269 | 6671.089 | [8 empty] | 6444.4628 | 6430 | 6518.5601 | 6470.5527 | 6626.8269 | 6671.089
2439 | 6430 | 6518.2888 | 6470.2568 | 6626.3882 | 6671.0604 | [8 empty] | 6444.4355 | 6430 | 6518.2888 | 6470.2568 | 6626.3882 | 6671.0604
2440 | 6429 | 6517.3 | 6470.1447 | 6626.2216 | 6670.6032 | [8 empty] | 6444.2308 | 6429 | 6517.3 | 6470.1447 | 6626.2216 | 6670.6032
2441 | 6429 | 6516.7243 | 6469.9322 | 6626.2015 | 6670.5943 | [8 empty] | 6444.0013 | 6429 | 6516.7243 | 6469.9322 | 6626.2015 | 6670.5943
2442 | 6429 | 6516.5121 | 6469.7378 | 6625.867 | 6670.4997 | [8 empty] | 6443.8982 | 6429 | 6516.5121 | 6469.7378 | 6625.867 | 6670.4997
2443 | 6429 | 6516.5028 | 6469.5673 | 6625.1639 | 6670.1275 | [8 empty] | 6443.7556 | 6429 | 6516.5028 | 6469.5673 | 6625.1639 | 6670.1275
2444 | 6429 | 6516.2777 | 6469.4876 | 6624.788 | 6670.1165 | [8 empty] | 6443.663 | 6429 | 6516.2777 | 6469.4876 | 6624.788 | 6670.1165
2445 | 6429 | 6516.1374 | 6469.4175 | 6624.0962 | 6669.9361 | [8 empty] | 6443.6017 | 6429 | 6516.1374 | 6469.4175 | 6624.0962 | 6669.9361
2446 | 6429 | 6515.9689 | 6468.6224 | 6624.085 | 6669.8536 | [8 empty] | 6443.1215 | 6429 | 6515.9689 | 6468.6224 | 6624.085 | 6669.8536
2447 | 6428 | 6515.6417 | 6468.5456 | 6623.4524 | 6669.7756 | [8 empty] | 6442.9183 | 6428 | 6515.6417 | 6468.5456 | 6623.4524 | 6669.7756
2448 | 6427 | 6515.5487 | 6468.2319 | 6623.1814 | 6669.6708 | [8 empty] | 6441.8004 | 6427 | 6515.5487 | 6468.2319 | 6623.1814 | 6669.6708
2449 | 6427 | 6515.1531 | 6467.8268 | 6622.3369 | 6669.4829 | [8 empty] | 6441.7105 | 6427 | 6515.1531 | 6467.8268 | 6622.3369 | 6669.4829
2450 | 6427 | 6514.9836 | 6467.7497 | 6622.2073 | 6669.4076 | [8 empty] | 6441.505 | 6427 | 6514.9836 | 6467.7497 | 6622.2073 | 6669.4076
2451 | 6427 | 6514.2527 | 6467.139 | 6621.8908 | 6669.3182 | [8 empty] | 6441.3421 | 6427 | 6514.2527 | 6467.139 | 6621.8908 | 6669.3182
2452 | 6427 | 6514.0631 | 6466.5392 | 6621.7303 | 6667.9898 | [8 empty] | 6441.1379 | 6427 | 6514.0631 | 6466.5392 | 6621.7303 | 6667.9898
2453 | 6427 | 6513.9836 | 6466.445 | 6621.2497 | 6667.7282 | [8 empty] | 6441.0564 | 6427 | 6513.9836 | 6466.445 | 6621.2497 | 6667.7282
2454 | 6425 | 6513.7522 | 6465.862 | 6620.9659 | 6667.6826 | [8 empty] | 6440.6052 | 6425 | 6513.7522 | 6465.862 | 6620.9659 | 6667.6826
2455 | 6425 | 6513.5479 | 6465.8196 | 6620.6103 | 6667.541 | [8 empty] | 6439.8331 | 6425 | 6513.5479 | 6465.8196 | 6620.6103 | 6667.541
2456 | 6425 | 6513.3722 | 6465.7036 | 6620.2676 | 6666.6778 | [8 empty] | 6439.6091 | 6425 | 6513.3722 | 6465.7036 | 6620.2676 | 6666.6778
2457 | 6425 | 6513.3697 | 6465.6024 | 6620.1968 | 6666.6065 | [8 empty] | 6439.3969 | 6425 | 6513.3697 | 6465.6024 | 6620.1968 | 6666.6065
2458 | 6425 | 6513.2924 | 6465.4527 | 6620.1046 | 6665.979 | [8 empty] | 6438.3379 | 6425 | 6513.2924 | 6465.4527 | 6620.1046 | 6665.979
2459 | 6425 | 6512.9278 | 6464.6937 | 6619.792 | 6665.5753 | [8 empty] | 6438.1225 | 6425 | 6512.9278 | 6464.6937 | 6619.792 | 6665.5753
2460 | 6424 | 6512.6426 | 6464.6376 | 6619.4199 | 6665.4412 | [8 empty] | 6437.9454 | 6424 | 6512.6426 | 6464.6376 | 6619.4199 | 6665.4412
2461 | 6424 | 6512.589 | 6463.7085 | 6619.286 | 6665.3398 | [8 empty] | 6437.4628 | 6424 | 6512.589 | 6463.7085 | 6619.286 | 6665.3398
2462 | 6424 | 6512.5188 | 6463.4081 | 6619.1835 | 6665.2617 | [8 empty] | 6437.2991 | 6424 | 6512.5188 | 6463.4081 | 6619.1835 | 6665.2617
2463 | 6424 | 6511.6393 | 6463.3925 | 6618.8829 | 6665.1773 | [8 empty] | 6437.0169 | 6424 | 6511.6393 | 6463.3925 | 6618.8829 | 6665.1773
2464 | 6423 | 6511.5301 | 6463.3082 | 6618.8475 | 6664.9219 | [8 empty] | 6436.9862 | 6423 | 6511.5301 | 6463.3082 | 6618.8475 | 6664.9219
2465 | 6423 | 6511.4711 | 6463.0935 | 6618.6145 | 6664.6003 | [8 empty] | 6436.9065 | 6423 | 6511.4711 | 6463.0935 | 6618.6145 | 6664.6003
2466 | 6423 | 6511.3017 | 6462.8417 | 6618.3836 | 6664.3262 | [8 empty] | 6436.8727 | 6423 | 6511.3017 | 6462.8417 | 6618.3836 | 6664.3262
2467 | 6423 | 6510.9987 | 6462.5855 | 6618.3115 | 6664.2155 | [8 empty] | 6436.7821 | 6423 | 6510.9987 | 6462.5855 | 6618.3115 | 6664.2155
2468 | 6423 | 6510.6312 | 6462.547 | 6617.8324 | 6664.1679 | [8 empty] | 6436.3849 | 6423 | 6510.6312 | 6462.547 | 6617.8324 | 6664.1679
2469 | 6423 | 6510.5944 | 6462.162 | 6617.7782 | 6663.9882 | [8 empty] | 6435.625 | 6423 | 6510.5944 | 6462.162 | 6617.7782 | 6663.9882
2470 | 6422 | 6510.55 | 6461.9828 | 6617.3904 | 6663.9591 | [8 empty] | 6435.6202 | 6422 | 6510.55 | 6461.9828 | 6617.3904 | 6663.9591
2471 | 6421 | 6510.3173 | 6461.4986 | 6617.1762 | 6663.5295 | [8 empty] | 6435.3695 | 6421 | 6510.3173 | 6461.4986 | 6617.1762 | 6663.5295
2472 | 6421 | 6510.1315 | 6461.1113 | 6616.8067 | 6662.8294 | [8 empty] | 6435.3492 | 6421 | 6510.1315 | 6461.1113 | 6616.8067 | 6662.8294
2473 | 6421 | 6510.0856 | 6460.9759 | 6616.6426 | 6662.807 | [8 empty] | 6434.2361 | 6421 | 6510.0856 | 6460.9759 | 6616.6426 | 6662.807
2474 | 6420 | 6510.0705 | 6460.546 | 6615.396 | 6662.5654 | [8 empty] | 6434.1455 | 6420 | 6510.0705 | 6460.546 | 6615.396 | 6662.5654
2475 | 6420 | 6509.784 | 6460.4905 | 6615.2775 | 6662.4142 | [8 empty] | 6434.0372 | 6420 | 6509.784 | 6460.4905 | 6615.2775 | 6662.4142
2476 | 6420 | 6509.1553 | 6460.2119 | 6614.4209 | 6662.3152 | [8 empty] | 6433.5942 | 6420 | 6509.1553 | 6460.2119 | 6614.4209 | 6662.3152
2477 | 6420 | 6508.8448 | 6460.1045 | 6613.9506 | 6661.9133 | [8 empty] | 6433.1977 | 6420 | 6508.8448 | 6460.1045 | 6613.9506 | 6661.9133
2478 | 6420 | 6508.3862 | 6459.7557 | 6613.7578 | 6661.9111 | [8 empty] | 6432.804 | 6420 | 6508.3862 | 6459.7557 | 6613.7578 | 6661.9111
2479 | 6420 | 6508.383 | 6459.7231 | 6613.2802 | 6661.6133 | [8 empty] | 6432.6177 | 6420 | 6508.383 | 6459.7231 | 6613.2802 | 6661.6133
2480 | 6420 | 6507.9039 | 6459.6967 | 6613.0856 | 6661.4892 | [8 empty] | 6432.3261 | 6420 | 6507.9039 | 6459.6967 | 6613.0856 | 6661.4892
2481 | 6420 | 6507.0183 | 6459.5935 | 6612.7294 | 6661.4128 | [8 empty] | 6432.137 | 6420 | 6507.0183 | 6459.5935 | 6612.7294 | 6661.4128
2482 | 6419 | 6506.8719 | 6459.5783 | 6612.6263 | 6661.2256 | [8 empty] | 6431.9688 | 6419 | 6506.8719 | 6459.5783 | 6612.6263 | 6661.2256
2483 | 6419 | 6506.529 | 6459.2771 | 6612.4224 | 6661.0334 | [8 empty] | 6431.5747 | 6419 | 6506.529 | 6459.2771 | 6612.4224 | 6661.0334
2484 | 6419 | 6505.8807 | 6459.0895 | 6612.1153 | 6661.0255 | [8 empty] | 6431.1452 | 6419 | 6505.8807 | 6459.0895 | 6612.1153 | 6661.0255
2485 | 6419 | 6505.7424 | 6459.0144 | 6612.0562 | 6660.2341 | [8 empty] | 6430.7981 | 6419 | 6505.7424 | 6459.0144 | 6612.0562 | 6660.2341
2486 | 6418 | 6505.672 | 6458.1595 | 6611.9459 | 6659.9847 | [8 empty] | 6430.7925 | 6418 | 6505.672 | 6458.1595 | 6611.9459 | 6659.9847
2487 | 6418 | 6505.5499 | 6457.1529 | 6611.8979 | 6659.4803 | [8 empty] | 6430.5829 | 6418 | 6505.5499 | 6457.1529 | 6611.8979 | 6659.4803
2488 | 6418 | 6505.4443 | 6456.874 | 6611.079 | 6659.21 | [8 empty] | 6430.2248 | 6418 | 6505.4443 | 6456.874 | 6611.079 | 6659.21
2489 | 6418 | 6505.2683 | 6456.7274 | 6610.7187 | 6659.1527 | [8 empty] | 6430.2082 | 6418 | 6505.2683 | 6456.7274 | 6610.7187 | 6659.1527
2490 | 6417 | 6505.2334 | 6456.7114 | 6610.5183 | 6658.687 | [8 empty] | 6430.1832 | 6417 | 6505.2334 | 6456.7114 | 6610.5183 | 6658.687
2491 | 6417 | 6505.0887 | 6456.5995 | 6609.8984 | 6658.13 | [8 empty] | 6429.9651 | 6417 | 6505.0887 | 6456.5995 | 6609.8984 | 6658.13
2492 | 6417 | 6504.5807 | 6456.5001 | 6609.7233 | 6657.5206 | [8 empty] | 6429.8076 | 6417 | 6504.5807 | 6456.5001 | 6609.7233 | 6657.5206
2493 | 6417 | 6503.4487 | 6455.2444 | 6609.6647 | 6657.3975 | [8 empty] | 6429.7215 | 6417 | 6503.4487 | 6455.2444 | 6609.6647 | 6657.3975
2494 | 6417 | 6502.8733 | 6455.1886 | 6609.6159 | 6656.4306 | [8 empty] | 6429.6301 | 6417 | 6502.8733 | 6455.1886 | 6609.6159 | 6656.4306
2495 | 6417 | 6502.4475 | 6455.0324 | 6609.5146 | 6655.9134 | [8 empty] | 6429.627 | 6417 | 6502.4475 | 6455.0324 | 6609.5146 | 6655.9134
2496 | 6417 | 6502.3478 | 6454.562 | 6609.5043 | 6655.8359 | [8 empty] | 6428.8273 | 6417 | 6502.3478 | 6454.562 | 6609.5043 | 6655.8359
2497 | 6416 | 6501.641 | 6454.4781 | 6609.3621 | 6655.78 | [8 empty] | 6428.801 | 6416 | 6501.641 | 6454.4781 | 6609.3621 | 6655.78
2498 | 6416 | 6501.6202 | 6453.9245 | 6608.4554 | 6655.6456 | [8 empty] | 6428.5937 | 6416 | 6501.6202 | 6453.9245 | 6608.4554 | 6655.6456
2499 | 6416 | 6501.0114 | 6453.8649 | 6608.3827 | 6655.4712 | [8 empty] | 6428.537 | 6416 | 6501.0114 | 6453.8649 | 6608.3827 | 6655.4712
2500 | 6416 | 6500.2557 | 6453.8134 | 6607.778 | 6655.4479 | [8 empty] | 6428.4092 | 6416 | 6500.2557 | 6453.8134 | 6607.778 | 6655.4479
2501 | 6416 | 6499.9801 | 6453.6318 | 6606.8479 | 6655.1966 | [8 empty] | 6428.2759 | 6416 | 6499.9801 | 6453.6318 | 6606.8479 | 6655.1966
2502 | 6416 | 6499.6002 | 6453.4228 | 6606.7192 | 6655.1927 | [8 empty] | 6427.8679 | 6416 | 6499.6002 | 6453.4228 | 6606.7192 | 6655.1927
2503 | 6415 | 6499.2846 | 6453.199 | 6606.3608 | 6654.8939 | [8 empty] | 6427.7689 | 6415 | 6499.2846 | 6453.199 | 6606.3608 | 6654.8939
2504 | 6415 | 6499.2842 | 6452.8453 | 6605.8283 | 6654.8044 | [8 empty] | 6427.6159 | 6415 | 6499.2842 | 6452.8453 | 6605.8283 | 6654.8044
2505 | 6415 | 6499.0718 | 6452.4841 | 6605.6575 | 6654.7354 | [8 empty] | 6427.5673 | 6415 | 6499.0718 | 6452.4841 | 6605.6575 | 6654.7354
2506 | 6414 | 6498.637 | 6452.4347 | 6605.1082 | 6654.6345 | [8 empty] | 6427.2555 | 6414 | 6498.637 | 6452.4347 | 6605.1082 | 6654.6345
2507 | 6414 | 6498.2633 | 6452.2091 | 6604.8634 | 6654.2376 | [8 empty] | 6427.0948 | 6414 | 6498.2633 | 6452.2091 | 6604.8634 | 6654.2376
2508 | 6414 | 6498.1506 | 6451.8724 | 6604.4695 | 6653.1383 | [8 empty] | 6426.5606 | 6414 | 6498.1506 | 6451.8724 | 6604.4695 | 6653.1383
2509 | 6414 | 6497.3128 | 6451.1906 | 6604.4079 | 6652.9199 | [8 empty] | 6426.0478 | 6414 | 6497.3128 | 6451.1906 | 6604.4079 | 6652.9199
2510 | 6414 | 6496.4212 | 6450.9916 | 6604.165 | 6652.063 | [8 empty] | 6425.5628 | 6414 | 6496.4212 | 6450.9916 | 6604.165 | 6652.063
2511 | 6413 | 6495.9524 | 6450.8275 | 6603.8525 | 6651.9347 | [8 empty] | 6425.4964 | 6413 | 6495.9524 | 6450.8275 | 6603.8525 | 6651.9347
2512 | 6412 | 6495.8955 | 6450.6357 | 6603.6129 | 6651.8672 | [8 empty] | 6425.3382 | 6412 | 6495.8955 | 6450.6357 | 6603.6129 | 6651.8672
2513 | 6412 | 6495.7646 | 6450.5109 | 6603.5223 | 6651.4336 | [8 empty] | 6425.3051 | 6412 | 6495.7646 | 6450.5109 | 6603.5223 | 6651.4336
2514 | 6412 | 6495.2925 | 6450.4517 | 6602.7185 | 6650.8024 | [8 empty] | 6425.1724 | 6412 | 6495.2925 | 6450.4517 | 6602.7185 | 6650.8024
2515 | 6411 | 6494.9856 | 6450.1662 | 6602.3588 | 6650.4925 | [8 empty] | 6425.1086 | 6411 | 6494.9856 | 6450.1662 | 6602.3588 | 6650.4925
2516 | 6411 | 6494.9417 | 6450.1405 | 6601.8696 | 6649.9482 | [8 empty] | 6425.0192 | 6411 | 6494.9417 | 6450.1405 | 6601.8696 | 6649.9482
2517 | 6411 | 6494.6479 | 6449.9175 | 6601.6708 | 6649.8212 | [8 empty] | 6425.0116 | 6411 | 6494.6479 | 6449.9175 | 6601.6708 | 6649.8212
2518 | 6411 | 6493.9749 | 6449.7205 | 6601.5589 | 6649.7387 | [8 empty] | 6424.7304 | 6411 | 6493.9749 | 6449.7205 | 6601.5589 | 6649.7387
2519 | 6411 | 6493.7723 | 6449.4982 | 6601.41 | 6649.7322 | [8 empty] | 6424.6698 | 6411 | 6493.7723 | 6449.4982 | 6601.41 | 6649.7322
2520 | 6411 | 6493.675 | 6448.658 | 6601.1255 | 6648.6532 | [8 empty] | 6424.378 | 6411 | 6493.675 | 6448.658 | 6601.1255 | 6648.6532
2521 | 6411 | 6493.5316 | 6448.4408 | 6600.991 | 6648.5334 | [8 empty] | 6422.9516 | 6411 | 6493.5316 | 6448.4408 | 6600.991 | 6648.5334
2522 | 6411 | 6493.0085 | 6448.064 | 6600.5188 | 6647.7405 | [8 empty] | 6422.9122 | 6411 | 6493.0085 | 6448.064 | 6600.5188 | 6647.7405
2523 | 6411 | 6492.8972 | 6447.4191 | 6600.312 | 6647.4037 | [8 empty] | 6422.8679 | 6411 | 6492.8972 | 6447.4191 | 6600.312 | 6647.4037
2524 | 6410 | 6492.7374 | 6447.4024 | 6600.1914 | 6647.19 | [8 empty] | 6422.7274 | 6410 | 6492.7374 | 6447.4024 | 6600.1914 | 6647.19
2525 | 6410 | 6492.3009 | 6446.0986 | 6600.1567 | 6646.9627 | [8 empty] | 6422.1613 | 6410 | 6492.3009 | 6446.0986 | 6600.1567 | 6646.9627
2526 | 6410 | 6492.1103 | 6446.069 | 6599.9794 | 6646.6559 | [8 empty] | 6422.0653 | 6410 | 6492.1103 | 6446.069 | 6599.9794 | 6646.6559
2527 | 6410 | 6491.9357 | 6445.9574 | 6599.3922 | 6646.2465 | [8 empty] | 6421.0563 | 6410 | 6491.9357 | 6445.9574 | 6599.3922 | 6646.2465
2528 | 6410 | 6491.8637 | 6445.8592 | 6599.364 | 6646.1699 | [8 empty] | 6420.9563 | 6410 | 6491.8637 | 6445.8592 | 6599.364 | 6646.1699
2529 | 6409 | 6491.7956 | 6445.574 | 6599.1299 | 6645.4538 | [8 empty] | 6420.8075 | 6409 | 6491.7956 | 6445.574 | 6599.1299 | 6645.4538
2530 | 6408 | 6491.72 | 6445.2192 | 6598.8856 | 6645.178 | [8 empty] | 6420.6202 | 6408 | 6491.72 | 6445.2192 | 6598.8856 | 6645.178
2531 | 6408 | 6491.7067 | 6445.0938 | 6598.6192 | 6644.684 | [8 empty] | 6420.4729 | 6408 | 6491.7067 | 6445.0938 | 6598.6192 | 6644.684
2532 | 6408 | 6491.6756 | 6444.4702 | 6598.4311 | 6644.6386 | [8 empty] | 6420.296 | 6408 | 6491.6756 | 6444.4702 | 6598.4311 | 6644.6386
2533 | 6408 | 6491.6356 | 6444.3531 | 6598.2617 | 6644.2183 | [8 empty] | 6420.0281 | 6408 | 6491.6356 | 6444.3531 | 6598.2617 | 6644.2183
2534 | 6408 | 6491.5917 | 6444.2475 | 6598.2426 | 6643.9232 | [8 empty] | 6419.8193 | 6408 | 6491.5917 | 6444.2475 | 6598.2426 | 6643.9232
2535 | 6408 | 6491.4823 | 6443.6598 | 6598.0105 | 6643.3456 | [8 empty] | 6419.6411 | 6408 | 6491.4823 | 6443.6598 | 6598.0105 | 6643.3456
2536 | 6408 | 6491.2626 | 6443.6141 | 6597.7617 | 6642.4082 | [8 empty] | 6419.2362 | 6408 | 6491.2626 | 6443.6141 | 6597.7617 | 6642.4082
2537 | 6408 | 6490.8454 | 6443.0791 | 6597.4485 | 6642.3642 | [8 empty] | 6418.6981 | 6408 | 6490.8454 | 6443.0791 | 6597.4485 | 6642.3642
2538 | 6407 | 6490.7638 | 6443.0072 | 6597.1746 | 6642.3534 | [8 empty] | 6418.4268 | 6407 | 6490.7638 | 6443.0072 | 6597.1746 | 6642.3534
2539 | 6407 | 6490.5274 | 6442.9817 | 6596.7649 | 6642.0447 | [8 empty] | 6417.5457 | 6407 | 6490.5274 | 6442.9817 | 6596.7649 | 6642.0447
2540 | 6407 | 6490.2485 | 6442.9224 | 6596.3296 | 6641.6177 | [8 empty] | 6417.4749 | 6407 | 6490.2485 | 6442.9224 | 6596.3296 | 6641.6177
2541 | 6406 | 6490.1089 | 6442.4944 | 6596.0521 | 6640.898 | [8 empty] | 6417.4178 | 6406 | 6490.1089 | 6442.4944 | 6596.0521 | 6640.898
2542 | 6406 | 6489.9338 | 6442.1417 | 6595.4323 | 6640.5024 | [8 empty] | 6417.0752 | 6406 | 6489.9338 | 6442.1417 | 6595.4323 | 6640.5024
2543 | 6406 | 6489.8784 | 6441.8475 | 6595.3835 | 6640.0306 | [8 empty] | 6416.9614 | 6406 | 6489.8784 | 6441.8475 | 6595.3835 | 6640.0306
2544 | 6406 | 6489.7339 | 6441.7797 | 6595.1616 | 6639.9314 | [8 empty] | 6416.8866 | 6406 | 6489.7339 | 6441.7797 | 6595.1616 | 6639.9314
2545 | 6405 | 6489.3129 | 6441.5869 | 6595.105 | 6639.1352 | [8 empty] | 6416.8759 | 6405 | 6489.3129 | 6441.5869 | 6595.105 | 6639.1352
2546 | 6405 | 6488.7674 | 6441.4542 | 6594.9565 | 6639.1277 | [8 empty] | 6416.8267 | 6405 | 6488.7674 | 6441.4542 | 6594.9565 | 6639.1277
2547 | 6405 | 6488.7496 | 6441.4421 | 6594.8627 | 6639.025 | [8 empty] | 6416.6754 | 6405 | 6488.7496 | 6441.4421 | 6594.8627 | 6639.025
2548 | 6405 | 6488.5002 | 6441.2581 | 6594.827 | 6638.8656 | [8 empty] | 6416.5102 | 6405 | 6488.5002 | 6441.2581 | 6594.827 | 6638.8656
2549 | 6405 | 6488.0463 | 6441.0729 | 6594.6673 | 6638.7769 | [8 empty] | 6416.439 | 6405 | 6488.0463 | 6441.0729 | 6594.6673 | 6638.7769
2550 | 6405 | 6488.0388 | 6441.0459 | 6594.3249 | 6638.6585 | [8 empty] | 6415.8358 | 6405 | 6488.0388 | 6441.0459 | 6594.3249 | 6638.6585
2551 | 6405 | 6487.9861 | 6440.9264 | 6593.0385 | 6638.0133 | [8 empty] | 6415.8106 | 6405 | 6487.9861 | 6440.9264 | 6593.0385 | 6638.0133
2552 | 6405 | 6487.6576 | 6440.1384 | 6592.8275 | 6637.9584 | [8 empty] | 6415.2839 | 6405 | 6487.6576 | 6440.1384 | 6592.8275 | 6637.9584
2553 | 6405 | 6487.3285 | 6439.8543 | 6592.3596 | 6637.839 | [8 empty] | 6415.1287 | 6405 | 6487.3285 | 6439.8543 | 6592.3596 | 6637.839
2554 | 6404 | 6486.8271 | 6439.8332 | 6592.1508 | 6637.7092 | [8 empty] | 6415.0448 | 6404 | 6486.8271 | 6439.8332 | 6592.1508 | 6637.7092
2555 | 6404 | 6486.4955 | 6439.4141 | 6591.9706 | 6636.9879 | [8 empty] | 6413.7867 | 6404 | 6486.4955 | 6439.4141 | 6591.9706 | 6636.9879
2556 | 6404 | 6486.1387 | 6438.6294 | 6591.8137 | 6636.8314 | [8 empty] | 6413.608 | 6404 | 6486.1387 | 6438.6294 | 6591.8137 | 6636.8314
2557 | 6404 | 6485.9653 | 6438.5726 | 6591.6177 | 6636.7882 | [8 empty] | 6413.5577 | 6404 | 6485.9653 | 6438.5726 | 6591.6177 | 6636.7882
2558 | 6404 | 6485.7777 | 6438.4469 | 6591.3609 | 6636.7522 | [8 empty] | 6413.4826 | 6404 | 6485.7777 | 6438.4469 | 6591.3609 | 6636.7522
2559 | 6404 | 6485.6196 | 6437.6933 | 6591.1087 | 6636.3656 | [8 empty] | 6412.8815 | 6404 | 6485.6196 | 6437.6933 | 6591.1087 | 6636.3656
2560 | 6403 | 6485.4407 | 6437.4965 | 6590.6129 | 6636.2896 | [8 empty] | 6412.8515 | 6403 | 6485.4407 | 6437.4965 | 6590.6129 | 6636.2896
2561 | 6403 | 6485.0787 | 6436.8938 | 6590.2071 | 6635.9425 | [8 empty] | 6412.8068 | 6403 | 6485.0787 | 6436.8938 | 6590.2071 | 6635.9425
2562 | 6403 | 6485.0613 | 6436.2905 | 6590.2047 | 6635.7497 | [8 empty] | 6412.5228 | 6403 | 6485.0613 | 6436.2905 | 6590.2047 | 6635.7497
2563 | 6403 | 6484.978 | 6435.7288 | 6589.9886 | 6635.041 | [8 empty] | 6412.3948 | 6403 | 6484.978 | 6435.7288 | 6589.9886 | 6635.041
2564 | 6402 | 6484.5556 | 6435.6487 | 6589.8442 | 6634.8792 | [8 empty] | 6411.347 | 6402 | 6484.5556 | 6435.6487 | 6589.8442 | 6634.8792
2565 | 6402 | 6484.5067 | 6435.2172 | 6589.8168 | 6634.5785 | [8 empty] | 6410.7926 | 6402 | 6484.5067 | 6435.2172 | 6589.8168 | 6634.5785
2566 | 6401 | 6484.1109 | 6435.0762 | 6589.6084 | 6634.3094 | [8 empty] | 6410.4643 | 6401 | 6484.1109 | 6435.0762 | 6589.6084 | 6634.3094
2567 | 6401 | 6484.0276 | 6434.9827 | 6589.3661 | 6634.1964 | [8 empty] | 6410.2065 | 6401 | 6484.0276 | 6434.9827 | 6589.3661 | 6634.1964
2568 | 6401 | 6483.8381 | 6434.6794 | 6589.0383 | 6634.1654 | [8 empty] | 6410.2026 | 6401 | 6483.8381 | 6434.6794 | 6589.0383 | 6634.1654
2569 | 6401 | 6483.6664 | 6434.637 | 6588.8612 | 6633.4814 | [8 empty] | 6409.3698 | 6401 | 6483.6664 | 6434.637 | 6588.8612 | 6633.4814
2570 | 6401 | 6483.4174 | 6434.3494 | 6588.3965 | 6633.3694 | [8 empty] | 6409.1155 | 6401 | 6483.4174 | 6434.3494 | 6588.3965 | 6633.3694
2571 | 6401 | 6483.1701 | 6434.0766 | 6587.8488 | 6633.1683 | [8 empty] | 6408.9837 | 6401 | 6483.1701 | 6434.0766 | 6587.8488 | 6633.1683
2572 | 6400 | 6483.0466 | 6434.0506 | 6587.779 | 6632.9805 | [8 empty] | 6408.9671 | 6400 | 6483.0466 | 6434.0506 | 6587.779 | 6632.9805
2573 | 6400 | 6482.9716 | 6433.8168 | 6587.542 | 6631.7839 | [8 empty] | 6408.3695 | 6400 | 6482.9716 | 6433.8168 | 6587.542 | 6631.7839
2574 | 6400 | 6482.855 | 6432.5024 | 6587.2888 | 6631.3092 | [8 empty] | 6408.1144 | 6400 | 6482.855 | 6432.5024 | 6587.2888 | 6631.3092
2575 | 6399 | 6482.8537 | 6432.3524 | 6586.6795 | 6631.0853 | [8 empty] | 6408.0815 | 6399 | 6482.8537 | 6432.3524 | 6586.6795 | 6631.0853
2576 | 6399 | 6482.7684 | 6432.2248 | 6586.5833 | 6630.989 | [8 empty] | 6408.067 | 6399 | 6482.7684 | 6432.2248 | 6586.5833 | 6630.989
2577 | 6399 | 6482.4444 | 6431.9049 | 6586.2261 | 6630.7848 | [8 empty] | 6407.7924 | 6399 | 6482.4444 | 6431.9049 | 6586.2261 | 6630.7848
2578 | 6399 | 6481.8512 | 6431.7299 | 6585.6022 | 6630.7086 | [8 empty] | 6407.7354 | 6399 | 6481.8512 | 6431.7299 | 6585.6022 | 6630.7086
2579 | 6399 | 6481.7007 | 6431.5881 | 6585.3363 | 6630.4199 | [8 empty] | 6407.2595 | 6399 | 6481.7007 | 6431.5881 | 6585.3363 | 6630.4199
2580 | 6399 | 6481.6795 | 6431.3238 | 6585.2119 | 6630.2107 | [8 empty] | 6407.0744 | 6399 | 6481.6795 | 6431.3238 | 6585.2119 | 6630.2107
2581 | 6399 | 6481.2387 | 6431.1266 | 6585.0042 | 6629.9667 | [8 empty] | 6407.0714 | 6399 | 6481.2387 | 6431.1266 | 6585.0042 | 6629.9667
2582 | 6399 | 6481.1894 | 6430.6371 | 6584.1146 | 6629.7854 | [8 empty] | 6406.9807 | 6399 | 6481.1894 | 6430.6371 | 6584.1146 | 6629.7854
2583 | 6399 | 6480.6851 | 6430.2402 | 6584.0782 | 6629.607 | [8 empty] | 6406.8526 | 6399 | 6480.6851 | 6430.2402 | 6584.0782 | 6629.607
2584 | 6398 | 6478.8311 | 6430.1631 | 6583.5536 | 6629.3161 | [8 empty] | 6406.5333 | 6398 | 6478.8311 | 6430.1631 | 6583.5536 | 6629.3161
2585 | 6398 | 6478.7978 | 6430.1002 | 6582.5873 | 6628.9362 | [8 empty] | 6406.4475 | 6398 | 6478.7978 | 6430.1002 | 6582.5873 | 6628.9362
2586 | 6398 | 6478.6573 | 6430.0726 | 6582.5469 | 6628.9076 | [8 empty] | 6406.2531 | 6398 | 6478.6573 | 6430.0726 | 6582.5469 | 6628.9076
2587 | 6398 | 6478.5541 | 6429.6744 | 6582.3984 | 6628.748 | [8 empty] | 6406.2364 | 6398 | 6478.5541 | 6429.6744 | 6582.3984 | 6628.748
2588 | 6398 | 6478.1709 | 6429.486 | 6582.1877 | 6628.6017 | [8 empty] | 6406.086 | 6398 | 6478.1709 | 6429.486 | 6582.1877 | 6628.6017
2589 | 6398 | 6478.0915 | 6429.4254 | 6581.5151 | 6628.1583 | [8 empty] | 6406.0355 | 6398 | 6478.0915 | 6429.4254 | 6581.5151 | 6628.1583
2590 | 6397 | 6477.9444 | 6429.419 | 6581.2908 | 6628.0723 | [8 empty] | 6406.0084 | 6397 | 6477.9444 | 6429.419 | 6581.2908 | 6628.0723
2591 | 6397 | 6477.5998 | 6429.3942 | 6580.7554 | 6627.9494 | [8 empty] | 6405.9401 | 6397 | 6477.5998 | 6429.3942 | 6580.7554 | 6627.9494
2592 | 6397 | 6477.4225 | 6428.2839 | 6580.5284 | 6627.8818 | [8 empty] | 6405.8456 | 6397 | 6477.4225 | 6428.2839 | 6580.5284 | 6627.8818
2593 | 6396 | 6476.6161 | 6428.0729 | 6580.1252 | 6627.8471 | [8 empty] | 6405.8098 | 6396 | 6476.6161 | 6428.0729 | 6580.1252 | 6627.8471
2594 | 6396 | 6476.442 | 6427.5747 | 6579.4337 | 6627.8105 | [8 empty] | 6405.6663 | 6396 | 6476.442 | 6427.5747 | 6579.4337 | 6627.8105
2595 | 6396 | 6476.2479 | 6427.3897 | 6579.421 | 6627.7406 | [8 empty] | 6405.3405 | 6396 | 6476.2479 | 6427.3897 | 6579.421 | 6627.7406
2596 | 6396 | 6476.1129 | 6427.3016 | 6579.3233 | 6627.43 | [8 empty] | 6405.0957 | 6396 | 6476.1129 | 6427.3016 | 6579.3233 | 6627.43
2597 | 6395 | 6476.0198 | 6427.2195 | 6579.1479 | 6627.1926 | [8 empty] | 6405.0333 | 6395 | 6476.0198 | 6427.2195 | 6579.1479 | 6627.1926
2598 | 6395 | 6475.8711 | 6427.0433 | 6578.6854 | 6626.853 | [8 empty] | 6404.8228 | 6395 | 6475.8711 | 6427.0433 | 6578.6854 | 6626.853
2599 | 6394 | 6475.3992 | 6426.9033 | 6577.978 | 6626.2024 | [8 empty] | 6404.4474 | 6394 | 6475.3992 | 6426.9033 | 6577.978 | 6626.2024
2600 | 6394 | 6475.2606 | 6426.8226 | 6577.7485 | 6625.9854 | [8 empty] | 6404.3929 | 6394 | 6475.2606 | 6426.8226 | 6577.7485 | 6625.9854
2601 | 6394 | 6475.053 | 6425.4519 | 6576.9759 | 6625.7426 | [8 empty] | 6404.1981 | 6394 | 6475.053 | 6425.4519 | 6576.9759 | 6625.7426
2602 | 6393 | 6475.0312 | 6425.3313 | 6576.9622 | 6625.6589 | [8 empty] | 6404.1929 | 6393 | 6475.0312 | 6425.3313 | 6576.9622 | 6625.6589
2603 | 6393 | 6474.942 | 6425.1789 | 6576.7065 | 6625.6547 | [8 empty] | 6404.127 | 6393 | 6474.942 | 6425.1789 | 6576.7065 | 6625.6547
2604 | 6393 | 6474.1215 | 6425.1344 | 6576.6467 | 6625.5597 | [8 empty] | 6404.0961 | 6393 | 6474.1215 | 6425.1344 | 6576.6467 | 6625.5597
2605 | 6393 | 6473.2925 | 6425.0969 | 6576.1546 | 6625.1346 | [8 empty] | 6404.0881 | 6393 | 6473.2925 | 6425.0969 | 6576.1546 | 6625.1346
2606 | 6393 | 6473.2904 | 6425.0671 | 6576.0606 | 6625.1266 | [8 empty] | 6403.3765 | 6393 | 6473.2904 | 6425.0671 | 6576.0606 | 6625.1266
2607 | 6393 | 6473.2222 | 6424.7702 | 6575.9953 | 6625.0499 | [8 empty] | 6403.2723 | 6393 | 6473.2222 | 6424.7702 | 6575.9953 | 6625.0499
2608 | 6393 | 6472.9662 | 6424.7667 | 6575.1793 | 6624.9289 | [8 empty] | 6403.1076 | 6393 | 6472.9662 | 6424.7667 | 6575.1793 | 6624.9289
2609 | 6393 | 6472.8229 | 6424.0689 | 6575.0839 | 6624.6341 | [8 empty] | 6403.0927 | 6393 | 6472.8229 | 6424.0689 | 6575.0839 | 6624.6341
2610 | 6393 | 6472.6191 | 6423.9297 | 6574.2275 | 6624.3351 | [8 empty] | 6403.0112 | 6393 | 6472.6191 | 6423.9297 | 6574.2275 | 6624.3351
2611 | 6393 | 6472.2874 | 6423.9128 | 6574.1101 | 6624.1112 | [8 empty] | 6402.9367 | 6393 | 6472.2874 | 6423.9128 | 6574.1101 | 6624.1112
2612 | 6392 | 6472.281 | 6423.1582 | 6573.8899 | 6624.0044 | [8 empty] | 6402.9112 | 6392 | 6472.281 | 6423.1582 | 6573.8899 | 6624.0044
2613 | 6392 | 6472.096 | 6422.9341 | 6573.7868 | 6623.8458 | [8 empty] | 6402.8265 | 6392 | 6472.096 | 6422.9341 | 6573.7868 | 6623.8458
2614 | 6392 | 6472.0831 | 6422.3205 | 6573.6686 | 6623.6842 | [8 empty] | 6402.6935 | 6392 | 6472.0831 | 6422.3205 | 6573.6686 | 6623.6842
2615 | 6391 | 6471.8144 | 6422.2582 | 6573.6088 | 6623.2172 | [8 empty] | 6402.6348 | 6391 | 6471.8144 | 6422.2582 | 6573.6088 | 6623.2172
2616 | 6391 | 6471.6175 | 6422.1475 | 6573.5514 | 6622.4846 | [8 empty] | 6402.4904 | 6391 | 6471.6175 | 6422.1475 | 6573.5514 | 6622.4846
2617 | 6391 | 6471.386 | 6421.7896 | 6573.393 | 6622.019 | [8 empty] | 6402.2275 | 6391 | 6471.386 | 6421.7896 | 6573.393 | 6622.019
2618 | 6390 | 6471.3697 | 6421.7757 | 6573.2964 | 6621.5647 | [8 empty] | 6401.3752 | 6390 | 6471.3697 | 6421.7757 | 6573.2964 | 6621.5647
2619 | 6390 | 6471.3697 | 6421.1833 | 6573.1913 | 6620.5121 | [8 empty] | 6401.2643 | 6390 | 6471.3697 | 6421.1833 | 6573.1913 | 6620.5121
2620 | 6390 | 6471.3083 | 6421.1829 | 6572.8887 | 6619.8336 | [8 empty] | 6400.8603 | 6390 | 6471.3083 | 6421.1829 | 6572.8887 | 6619.8336
2621 | 6390 | 6470.77 | 6420.004 | 6571.4539 | 6619.4604 | [8 empty] | 6400.8129 | 6390 | 6470.77 | 6420.004 | 6571.4539 | 6619.4604
2622 | 6390 | 6470.1784 | 6419.9692 | 6571.1277 | 6619.3161 | [8 empty] | 6399.7606 | 6390 | 6470.1784 | 6419.9692 | 6571.1277 | 6619.3161
2623 | 6390 | 6470.0439 | 6419.7087 | 6570.7642 | 6618.8333 | [8 empty] | 6399.6918 | 6390 | 6470.0439 | 6419.7087 | 6570.7642 | 6618.8333
2624 | 6389 | 6469.8227 | 6419.688 | 6570.7116 | 6618.6413 | [8 empty] | 6399.6662 | 6389 | 6469.8227 | 6419.688 | 6570.7116 | 6618.6413
2625 | 6389 | 6469.7707 | 6419.3723 | 6570.6149 | 6617.7893 | [8 empty] | 6399.5459 | 6389 | 6469.7707 | 6419.3723 | 6570.6149 | 6617.7893
2626 | 6389 | 6468.8842 | 6419.053 | 6570.5196 | 6617.6424 | [8 empty] | 6399.2596 | 6389 | 6468.8842 | 6419.053 | 6570.5196 | 6617.6424
2627 | 6388 | 6468.1882 | 6419.0361 | 6570.1486 | 6617.605 | [8 empty] | 6398.8973 | 6388 | 6468.1882 | 6419.0361 | 6570.1486 | 6617.605
2628 | 6388 | 6468.0993 | 6418.9362 | 6569.9369 | 6617.4904 | [8 empty] | 6398.5672 | 6388 | 6468.0993 | 6418.9362 | 6569.9369 | 6617.4904
2629 | 6388 | 6467.6733 | 6418.9197 | 6569.863 | 6617.0405 | [8 empty] | 6398.2142 | 6388 | 6467.6733 | 6418.9197 | 6569.863 | 6617.0405
2630 | 6388 | 6467.4426 | 6417.86 | 6569.6279 | 6617.0056 | [8 empty] | 6398.0073 | 6388 | 6467.4426 | 6417.86 | 6569.6279 | 6617.0056
2631 | 6387 | 6467.3775 | 6417.8366 | 6569.4419 | 6616.5979 | [8 empty] | 6397.7563 | 6387 | 6467.3775 | 6417.8366 | 6569.4419 | 6616.5979
2632 | 6387 | 6467.0162 | 6416.9654 | 6569.1046 | 6616.5796 | [8 empty] | 6397.5844 | 6387 | 6467.0162 | 6416.9654 | 6569.1046 | 6616.5796
2633 | 6387 | 6466.7486 | 6416.9181 | 6568.8898 | 6616.4457 | [8 empty] | 6397.1594 | 6387 | 6466.7486 | 6416.9181 | 6568.8898 | 6616.4457
2634 | 6386 | 6466.7195 | 6416.879 | 6568.8056 | 6615.6837 | [8 empty] | 6397.1566 | 6386 | 6466.7195 | 6416.879 | 6568.8056 | 6615.6837
2635 | 6386 | 6466.4164 | 6416.3673 | 6568.3887 | 6615.6693 | [8 empty] | 6397.0187 | 6386 | 6466.4164 | 6416.3673 | 6568.3887 | 6615.6693
2636 | 6386 | 6465.3223 | 6416.1965 | 6568.1113 | 6615.5284 | [8 empty] | 6396.9817 | 6386 | 6465.3223 | 6416.1965 | 6568.1113 | 6615.5284
2637 | 6386 | 6464.8303 | 6416.0446 | 6568.0599 | 6615.2427 | [8 empty] | 6396.6247 | 6386 | 6464.8303 | 6416.0446 | 6568.0599 | 6615.2427
2638 | 6386 | 6464.6216 | 6415.6372 | 6567.9886 | 6614.5216 | [8 empty] | 6396.5399 | 6386 | 6464.6216 | 6415.6372 | 6567.9886 | 6614.5216
2639 | 6386 | 6464.563 | 6415.5075 | 6567.7492 | 6614.2516 | [8 empty] | 6396.4774 | 6386 | 6464.563 | 6415.5075 | 6567.7492 | 6614.2516
2640 | 6385 | 6464.4402 | 6415.5062 | 6567.5598 | 6614.2234 | [8 empty] | 6396.2649 | 6385 | 6464.4402 | 6415.5062 | 6567.5598 | 6614.2234
2641 | 6385 | 6464.413 | 6415.4416 | 6566.9127 | 6613.689 | [8 empty] | 6396.113 | 6385 | 6464.413 | 6415.4416 | 6566.9127 | 6613.689
2642 | 6385 | 6464.0261 | 6415.2877 | 6566.5089 | 6613.2578 | [8 empty] | 6396.0711 | 6385 | 6464.0261 | 6415.2877 | 6566.5089 | 6613.2578
2643 | 6385 | 6463.7679 | 6415.2473 | 6566.4924 | 6613.2508 | [8 empty] | 6396.0461 | 6385 | 6463.7679 | 6415.2473 | 6566.4924 | 6613.2508
2644 | 6384 | 6463.4795 | 6414.9267 | 6566.2794 | 6613.0924 | [8 empty] | 6395.7588 | 6384 | 6463.4795 | 6414.9267 | 6566.2794 | 6613.0924
2645 | 6384 | 6463.39 | 6414.7278 | 6566.0107 | 6612.5137 | [8 empty] | 6395.5285 | 6384 | 6463.39 | 6414.7278 | 6566.0107 | 6612.5137
2646 | 6384 | 6463.3138 | 6414.5428 | 6565.5836 | 6612.0549 | [8 empty] | 6395.4737 | 6384 | 6463.3138 | 6414.5428 | 6565.5836 | 6612.0549
2647 | 6384 | 6463.2993 | 6414.4249 | 6565.4938 | 6612.0257 | [8 empty] | 6395.3588 | 6384 | 6463.2993 | 6414.4249 | 6565.4938 | 6612.0257
2648 | 6383 | 6463.267 | 6414.3151 | 6564.9138 | 6611.9544 | [8 empty] | 6395.0864 | 6383 | 6463.267 | 6414.3151 | 6564.9138 | 6611.9544
2649 | 6383 | 6462.9743 | 6414.1151 | 6564.7134 | 6610.712 | [8 empty] | 6394.9285 | 6383 | 6462.9743 | 6414.1151 | 6564.7134 | 6610.712
2650 | 6383 | 6462.2759 | 6413.74 | 6564.6401 | 6610.5439 | [8 empty] | 6394.8988 | 6383 | 6462.2759 | 6413.74 | 6564.6401 | 6610.5439
2651 | 6382 | 6462.1749 | 6413.6776 | 6564.3117 | 6610.4953 | [8 empty] | 6394.7396 | 6382 | 6462.1749 | 6413.6776 | 6564.3117 | 6610.4953
2652 | 6382 | 6462.1603 | 6413.6228 | 6564.3083 | 6610.0447 | [8 empty] | 6394.661 | 6382 | 6462.1603 | 6413.6228 | 6564.3083 | 6610.0447
2653 | 6382 | 6461.9815 | 6413.4257 | 6564.3034 | 6609.5236 | [8 empty] | 6394.4882 | 6382 | 6461.9815 | 6413.4257 | 6564.3034 | 6609.5236
2654 | 6382 | 6461.8801 | 6413.402 | 6563.8292 | 6609.4056 | [8 empty] | 6394.4745 | 6382 | 6461.8801 | 6413.402 | 6563.8292 | 6609.4056
2655 | 6381 | 6461.5055 | 6413.2593 | 6563.822 | 6609.1645 | [8 empty] | 6394.474 | 6381 | 6461.5055 | 6413.2593 | 6563.822 | 6609.1645
2656 | 6381 | 6461.1819 | 6413.253 | 6563.2605 | 6608.9597 | [8 empty] | 6394.4253 | 6381 | 6461.1819 | 6413.253 | 6563.2605 | 6608.9597
2657 | 6381 | 6460.6611 | 6412.9619 | 6563.1676 | 6608.5498 | [8 empty] | 6394.2957 | 6381 | 6460.6611 | 6412.9619 | 6563.1676 | 6608.5498
2658 | 6381 | 6460.3234 | 6412.919 | 6563.1346 | 6608.5169 | [8 empty] | 6394.2754 | 6381 | 6460.3234 | 6412.919 | 6563.1346 | 6608.5169
2659 | 6381 | 6459.748 | 6412.2402 | 6562.9476 | 6607.6585 | [8 empty] | 6394.212 | 6381 | 6459.748 | 6412.2402 | 6562.9476 | 6607.6585
2660 | 6381 | 6459.705 | 6412.1611 | 6561.7239 | 6606.8522 | [8 empty] | 6393.7532 | 6381 | 6459.705 | 6412.1611 | 6561.7239 | 6606.8522
2661 | 6381 | 6459.6431 | 6412.0975 | 6561.3937 | 6606.6352 | [8 empty] | 6393.6928 | 6381 | 6459.6431 | 6412.0975 | 6561.3937 | 6606.6352
2662 | 6380 | 6459.4641 | 6411.7039 | 6560.6981 | 6606.1192 | [8 empty] | 6393.0348 | 6380 | 6459.4641 | 6411.7039 | 6560.6981 | 6606.1192
2663 | 6380 | 6457.9609 | 6411.006 | 6560.3243 | 6605.9577 | [8 empty] | 6392.5376 | 6380 | 6457.9609 | 6411.006 | 6560.3243 | 6605.9577
2664 | 6380 | 6457.9279 | 6410.9238 | 6560.2826 | 6605.8674 | [8 empty] | 6392.5182 | 6380 | 6457.9279 | 6410.9238 | 6560.2826 | 6605.8674
2665 | 6380 | 6457.7431 | 6410.8671 | 6560.2012 | 6605.8536 | [8 empty] | 6392.4426 | 6380 | 6457.7431 | 6410.8671 | 6560.2012 | 6605.8536
2666 | 6380 | 6457.6924 | 6410.7481 | 6560.1611 | 6605.8213 | [8 empty] | 6392.3073 | 6380 | 6457.6924 | 6410.7481 | 6560.1611 | 6605.8213
2667 | 6379 | 6457.6667 | 6410.024 | 6560.0913 | 6605.7281 | [8 empty] | 6392.1926 | 6379 | 6457.6667 | 6410.024 | 6560.0913 | 6605.7281
2668 | 6379 | 6457.6034 | 6409.774 | 6560.0742 | 6604.6478 | [8 empty] | 6392.1176 | 6379 | 6457.6034 | 6409.774 | 6560.0742 | 6604.6478
2669 | 6379 | 6457.5938 | 6409.746 | 6559.8244 | 6604.568 | [8 empty] | 6391.9564 | 6379 | 6457.5938 | 6409.746 | 6559.8244 | 6604.568
2670 | 6379 | 6457.4018 | 6409.707 | 6559.5058 | 6604.3764 | [8 empty] | 6391.8745 | 6379 | 6457.4018 | 6409.707 | 6559.5058 | 6604.3764
2671 | 6379 | 6457.1213 | 6409.5153 | 6559.3342 | 6604.3492 | [8 empty] | 6391.7993 | 6379 | 6457.1213 | 6409.5153 | 6559.3342 | 6604.3492
2672 | 6379 | 6457.0306 | 6409.1713 | 6559.2858 | 6604.2384 | [8 empty] | 6391.3982 | 6379 | 6457.0306 | 6409.1713 | 6559.2858 | 6604.2384
2673 | 6379 | 6456.9839 | 6409.0778 | 6559.0716 | 6603.5022 | [8 empty] | 6391.3884 | 6379 | 6456.9839 | 6409.0778 | 6559.0716 | 6603.5022
2674 | 6378 | 6456.9292 | 6408.7953 | 6558.9968 | 6603.3768 | [8 empty] | 6391.2562 | 6378 | 6456.9292 | 6408.7953 | 6558.9968 | 6603.3768
2675 | 6378 | 6456.4141 | 6408.7858 | 6558.941 | 6603.1264 | [8 empty] | 6391.0413 | 6378 | 6456.4141 | 6408.7858 | 6558.941 | 6603.1264
2676 | 6378 | 6456.0869 | 6408.5828 | 6558.8058 | 6603.0047 | [8 empty] | 6390.6591 | 6378 | 6456.0869 | 6408.5828 | 6558.8058 | 6603.0047
2677 | 6378 | 6455.8466 | 6408.319 | 6558.6974 | 6602.8366 | [8 empty] | 6390.4928 | 6378 | 6455.8466 | 6408.319 | 6558.6974 | 6602.8366
2678 | 6378 | 6455.4236 | 6408.1168 | 6558.3058 | 6602.06 | [8 empty] | 6390.4438 | 6378 | 6455.4236 | 6408.1168 | 6558.3058 | 6602.06
2679 | 6377 | 6455.1755 | 6407.9039 | 6558.2843 | 6601.8729 | [8 empty] | 6390.2215 | 6377 | 6455.1755 | 6407.9039 | 6558.2843 | 6601.8729
2680 | 6376 | 6454.5328 | 6407.5507 | 6558.1641 | 6601.6888 | [8 empty] | 6388.844 | 6376 | 6454.5328 | 6407.5507 | 6558.1641 | 6601.6888
2681 | 6376 | 6454.4313 | 6407.487 | 6557.7877 | 6601.1704 | [8 empty] | 6388.7454 | 6376 | 6454.4313 | 6407.487 | 6557.7877 | 6601.1704
2682 | 6376 | 6454.2504 | 6407.4686 | 6557.4706 | 6601.0744 | [8 empty] | 6388.6504 | 6376 | 6454.2504 | 6407.4686 | 6557.4706 | 6601.0744
2683 | 6376 | 6453.6808 | 6407.374 | 6556.4499 | 6600.8942 | [8 empty] | 6388.6275 | 6376 | 6453.6808 | 6407.374 | 6556.4499 | 6600.8942
2684 | 6376 | 6453.599 | 6406.9511 | 6556.4291 | 6600.7812 | [8 empty] | 6388.6059 | 6376 | 6453.599 | 6406.9511 | 6556.4291 | 6600.7812
2685 | 6376 | 6453.3914 | 6406.0571 | 6556.4018 | 6600.7764 | [8 empty] | 6388.4906 | 6376 | 6453.3914 | 6406.0571 | 6556.4018 | 6600.7764
2686 | 6376 | 6452.8903 | 6405.666 | 6556.2778 | 6599.9567 | [8 empty] | 6387.9946 | 6376 | 6452.8903 | 6405.666 | 6556.2778 | 6599.9567
2687 | 6376 | 6452.5756 | 6405.1518 | 6555.9248 | 6599.9314 | [8 empty] | 6387.5251 | 6376 | 6452.5756 | 6405.1518 | 6555.9248 | 6599.9314
2688 | 6376 | 6452.0409 | 6405.1281 | 6555.3337 | 6599.5038 | [8 empty] | 6387.4445 | 6376 | 6452.0409 | 6405.1281 | 6555.3337 | 6599.5038
2689 | 6375 | 6451.9509 | 6405.0059 | 6555.1909 | 6599.4552 | [8 empty] | 6387.2642 | 6375 | 6451.9509 | 6405.0059 | 6555.1909 | 6599.4552
2690 | 6375 | 6450.852 | 6404.6029 | 6555.1055 | 6599.3631 | [8 empty] | 6387.2212 | 6375 | 6450.852 | 6404.6029 | 6555.1055 | 6599.3631
2691 | 6375 | 6450.5371 | 6404.5048 | 6554.8854 | 6598.9959 | [8 empty] | 6386.8818 | 6375 | 6450.5371 | 6404.5048 | 6554.8854 | 6598.9959
2692 | 6375 | 6450.1764 | 6404.206 | 6554.063 | 6598.902 | [8 empty] | 6386.756 | 6375 | 6450.1764 | 6404.206 | 6554.063 | 6598.902
2693 | 6375 | 6450.0648 | 6404.1882 | 6553.7521 | 6598.721 | [8 empty] | 6386.6581 | 6375 | 6450.0648 | 6404.1882 | 6553.7521 | 6598.721
2694 | 6375 | 6449.9919 | 6403.953 | 6553.7297 | 6598.696 | [8 empty] | 6386.594 | 6375 | 6449.9919 | 6403.953 | 6553.7297 | 6598.696
2695 | 6374 | 6449.9556 | 6403.9436 | 6553.7211 | 6598.5606 | [8 empty] | 6386.3978 | 6374 | 6449.9556 | 6403.9436 | 6553.7211 | 6598.5606
2696 | 6374 | 6449.9334 | 6403.9309 | 6553.2996 | 6597.3144 | [8 empty] | 6386.1711 | 6374 | 6449.9334 | 6403.9309 | 6553.2996 | 6597.3144
2697 | 6374 | 6449.9173 | 6403.7437 | 6553.2218 | 6597.0253 | [8 empty] | 6385.7132 | 6374 | 6449.9173 | 6403.7437 | 6553.2218 | 6597.0253
2698 | 6373 | 6449.1937 | 6403.6082 | 6552.9871 | 6596.703 | [8 empty] | 6385.1896 | 6373 | 6449.1937 | 6403.6082 | 6552.9871 | 6596.703
2699 | 6373 | 6449.1632 | 6403.1499 | 6552.7997 | 6596.4932 | [8 empty] | 6384.8938 | 6373 | 6449.1632 | 6403.1499 | 6552.7997 | 6596.4932
2700 | 6372 | 6448.8918 | 6403.0617 | 6552.7157 | 6596.4208 | [8 empty] | 6384.834 | 6372 | 6448.8918 | 6403.0617 | 6552.7157 | 6596.4208
2701 | 6372 | 6448.0665 | 6402.8718 | 6552.6279 | 6596.3217 | [8 empty] | 6384.7772 | 6372 | 6448.0665 | 6402.8718 | 6552.6279 | 6596.3217
2702 | 6371 | 6447.7586 | 6402.8619 | 6552.5927 | 6596.1825 | [8 empty] | 6384.7039 | 6371 | 6447.7586 | 6402.8619 | 6552.5927 | 6596.1825
2703 | 6371 | 6447.7097 | 6402.8546 | 6552.0073 | 6595.9531 | [8 empty] | 6384.5298 | 6371 | 6447.7097 | 6402.8546 | 6552.0073 | 6595.9531
2704 | 6371 | 6447.6597 | 6402.7536 | 6551.9243 | 6595.7591 | [8 empty] | 6384.4496 | 6371 | 6447.6597 | 6402.7536 | 6551.9243 | 6595.7591
2705 | 6370 | 6447.5998 | 6402.6677 | 6551.7429 | 6595.7222 | [8 empty] | 6384.4032 | 6370 | 6447.5998 | 6402.6677 | 6551.7429 | 6595.7222
2706 | 6370 | 6447.59 | 6402.5424 | 6551.4828 | 6595.5974 | [8 empty] | 6384.2562 | 6370 | 6447.59 | 6402.5424 | 6551.4828 | 6595.5974
2707 | 6370 | 6447.5472 | 6402.2594 | 6551.421 | 6594.6633 | [8 empty] | 6384.151 | 6370 | 6447.5472 | 6402.2594 | 6551.421 | 6594.6633
2708 | 6369 | 6447.391 | 6402.0511 | 6551.3431 | 6593.8881 | [8 empty] | 6384.0886 | 6369 | 6447.391 | 6402.0511 | 6551.3431 | 6593.8881
2709 | 6369 | 6447.2945 | 6402.0289 | 6551.1615 | 6593.8201 | [8 empty] | 6383.9863 | 6369 | 6447.2945 | 6402.0289 | 6551.1615 | 6593.8201
2710 | 6369 | 6447.0612 | 6401.5266 | 6550.8335 | 6593.5725 | [8 empty] | 6383.6271 | 6369 | 6447.0612 | 6401.5266 | 6550.8335 | 6593.5725
2711 | 6368 | 6446.9178 | 6401.2817 | 6550.4518 | 6593.4177 | [8 empty] | 6383.2162 | 6368 | 6446.9178 | 6401.2817 | 6550.4518 | 6593.4177
2712 | 6368 | 6446.7405 | 6401.1915 | 6550.429 | 6593.3896 | [8 empty] | 6382.6616 | 6368 | 6446.7405 | 6401.1915 | 6550.429 | 6593.3896
2713 | 6368 | 6446.6356 | 6400.917 | 6550.0942 | 6593.1894 | [8 empty] | 6382.2952 | 6368 | 6446.6356 | 6400.917 | 6550.0942 | 6593.1894
2714 | 6368 | 6446.5231 | 6400.7989 | 6549.781 | 6593.1394 | [8 empty] | 6382.2205 | 6368 | 6446.5231 | 6400.7989 | 6549.781 | 6593.1394
2715 | 6367 | 6446.4303 | 6399.8013 | 6549.6014 | 6593.0828 | [8 empty] | 6381.945 | 6367 | 6446.4303 | 6399.8013 | 6549.6014 | 6593.0828
2716 | 6367 | 6446.3566 | 6399.5655 | 6549.4097 | 6592.935 | [8 empty] | 6381.8134 | 6367 | 6446.3566 | 6399.5655 | 6549.4097 | 6592.935
2717 | 6367 | 6446.3234 | 6399.5036 | 6549.2496 | 6592.9258 | [8 empty] | 6381.691 | 6367 | 6446.3234 | 6399.5036 | 6549.2496 | 6592.9258
2718 | 6367 | 6446.1169 | 6399.3506 | 6549.1608 | 6592.8906 | [8 empty] | 6381.6479 | 6367 | 6446.1169 | 6399.3506 | 6549.1608 | 6592.8906
2719 | 6367 | 6445.7356 | 6399.3152 | 6549.078 | 6592.8118 | [8 empty] | 6381.2781 | 6367 | 6445.7356 | 6399.3152 | 6549.078 | 6592.8118
2720 | 6366 | 6445.3667 | 6398.9954 | 6548.744 | 6592.7674 | [8 empty] | 6381.0215 | 6366 | 6445.3667 | 6398.9954 | 6548.744 | 6592.7674
2721 | 6366 | 6445.2102 | 6398.6794 | 6548.6639 | 6592.7126 | [8 empty] | 6381.0061 | 6366 | 6445.2102 | 6398.6794 | 6548.6639 | 6592.7126
2722 | 6366 | 6444.6271 | 6398.5017 | 6548.5078 | 6592.2772 | [8 empty] | 6380.9489 | 6366 | 6444.6271 | 6398.5017 | 6548.5078 | 6592.2772
2723 | 6366 | 6444.5263 | 6397.8354 | 6548.0455 | 6592.1052 | [8 empty] | 6380.9077 | 6366 | 6444.5263 | 6397.8354 | 6548.0455 | 6592.1052
2724 | 6366 | 6444.1225 | 6397.4586 | 6547.8172 | 6591.196 | [8 empty] | 6380.8967 | 6366 | 6444.1225 | 6397.4586 | 6547.8172 | 6591.196
2725 | 6365 | 6443.7423 | 6397.2731 | 6547.7014 | 6591.1722 | [8 empty] | 6380.7734 | 6365 | 6443.7423 | 6397.2731 | 6547.7014 | 6591.1722
2726 | 6365 | 6443.0563 | 6397.1027 | 6547.5546 | 6591.1204 | [8 empty] | 6380.3622 | 6365 | 6443.0563 | 6397.1027 | 6547.5546 | 6591.1204
2727 | 6364 | 6442.9041 | 6397.087 | 6547.5325 | 6589.3269 | [8 empty] | 6380.1913 | 6364 | 6442.9041 | 6397.087 | 6547.5325 | 6589.3269
2728 | 6364 | 6442.2027 | 6396.9098 | 6547.3309 | 6588.3826 | [8 empty] | 6380.1199 | 6364 | 6442.2027 | 6396.9098 | 6547.3309 | 6588.3826
2729 | 6364 | 6442.1719 | 6396.6673 | 6547.3262 | 6588.1077 | [8 empty] | 6379.5453 | 6364 | 6442.1719 | 6396.6673 | 6547.3262 | 6588.1077
2730 | 6363 | 6442.0401 | 6396.6458 | 6546.8192 | 6588.033 | [8 empty] | 6379.385 | 6363 | 6442.0401 | 6396.6458 | 6546.8192 | 6588.033
2731 | 6363 | 6441.4037 | 6396.3155 | 6546.7346 | 6587.8158 | [8 empty] | 6379.2208 | 6363 | 6441.4037 | 6396.3155 | 6546.7346 | 6587.8158
2732 | 6363 | 6441.1913 | 6396.3063 | 6546.6082 | 6587.5984 | [8 empty] | 6378.9549 | 6363 | 6441.1913 | 6396.3063 | 6546.6082 | 6587.5984
2733 | 6363 | 6441.1109 | 6395.9121 | 6546.4594 | 6587.3427 | [8 empty] | 6378.7913 | 6363 | 6441.1109 | 6395.9121 | 6546.4594 | 6587.3427
2734 | 6363 | 6440.7467 | 6395.866 | 6546.304 | 6587.2001 | [8 empty] | 6378.3509 | 6363 | 6440.7467 | 6395.866 | 6546.304 | 6587.2001
2735 | 6363 | 6440.7302 | 6395.8304 | 6546.2192 | 6587.1665 | [8 empty] | 6377.3223 | 6363 | 6440.7302 | 6395.8304 | 6546.2192 | 6587.1665
2736 | 6362 | 6440.6358 | 6395.4509 | 6546.0845 | 6586.8098 | [8 empty] | 6377.2452 | 6362 | 6440.6358 | 6395.4509 | 6546.0845 | 6586.8098
2737 | 6362 | 6440.5846 | 6395.1638 | 6545.982 | 6586.7911 | [8 empty] | 6376.9413 | 6362 | 6440.5846 | 6395.1638 | 6545.982 | 6586.7911
2738 | 6362 | 6440.5444 | 6394.5739 | 6545.7614 | 6586.3465 | [8 empty] | 6376.8758 | 6362 | 6440.5444 | 6394.5739 | 6545.7614 | 6586.3465
2739 | 6361 | 6440.3882 | 6394.4095 | 6545.4076 | 6586.1291 | [8 empty] | 6376.3026 | 6361 | 6440.3882 | 6394.4095 | 6545.4076 | 6586.1291
2740 | 6361 | 6439.6116 | 6394.2503 | 6545.2673 | 6585.9036 | [8 empty] | 6376.1804 | 6361 | 6439.6116 | 6394.2503 | 6545.2673 | 6585.9036
2741 | 6361 | 6439.5657 | 6393.5296 | 6545.1994 | 6585.6675 | [8 empty] | 6375.9284 | 6361 | 6439.5657 | 6393.5296 | 6545.1994 | 6585.6675
2742 | 6361 | 6438.973 | 6392.6875 | 6544.8921 | 6585.5755 | [8 empty] | 6375.5934 | 6361 | 6438.973 | 6392.6875 | 6544.8921 | 6585.5755
2743 | 6361 | 6438.7989 | 6392.5102 | 6544.7282 | 6584.847 | [8 empty] | 6375.5717 | 6361 | 6438.7989 | 6392.5102 | 6544.7282 | 6584.847
2744 | 6361 | 6438.2708 | 6392.2919 | 6544.6453 | 6584.6695 | [8 empty] | 6375.5664 | 6361 | 6438.2708 | 6392.2919 | 6544.6453 | 6584.6695
2745 | 6361 | 6438.1983 | 6392.2102 | 6544.5871 | 6584.6486 | [8 empty] | 6375.4722 | 6361 | 6438.1983 | 6392.2102 | 6544.5871 | 6584.6486
2746 | 6361 | 6437.8911 | 6391.8692 | 6544.3481 | 6584.5045 | [8 empty] | 6375.2652 | 6361 | 6437.8911 | 6391.8692 | 6544.3481 | 6584.5045
2747 | 6361 | 6437.1995 | 6391.1983 | 6544.3259 | 6584.4561 | [8 empty] | 6375.1024 | 6361 | 6437.1995 | 6391.1983 | 6544.3259 | 6584.4561
2748 | 6360 | 6436.7491 | 6390.4255 | 6544.3013 | 6584.3191 | [8 empty] | 6375.078 | 6360 | 6436.7491 | 6390.4255 | 6544.3013 | 6584.3191
2749 | 6360 | 6436.6744 | 6390.2961 | 6544.195 | 6583.8531 | [8 empty] | 6375.0526 | 6360 | 6436.6744 | 6390.2961 | 6544.195 | 6583.8531
2750 | 6360 | 6436.6184 | 6390.0427 | 6543.712 | 6583.3257 | [8 empty] | 6374.9813 | 6360 | 6436.6184 | 6390.0427 | 6543.712 | 6583.3257
2751 | 6360 | 6436.3398 | 6389.7833 | 6543.6595 | 6583.1479 | [8 empty] | 6374.8867 | 6360 | 6436.3398 | 6389.7833 | 6543.6595 | 6583.1479
2752 | 6359 | 6435.8708 | 6389.738 | 6543.6578 | 6582.7897 | [8 empty] | 6374.8862 | 6359 | 6435.8708 | 6389.738 | 6543.6578 | 6582.7897
2753 | 6359 | 6435.5029 | 6389.7005 | 6543.6512 | 6582.602 | [8 empty] | 6374.6351 | 6359 | 6435.5029 | 6389.7005 | 6543.6512 | 6582.602
2754 | 6358 | 6435.015 | 6389.6778 | 6542.8209 | 6582.4866 | [8 empty] | 6373.9337 | 6358 | 6435.015 | 6389.6778 | 6542.8209 | 6582.4866
2755 | 6358 | 6434.6106 | 6389.2685 | 6542.7269 | 6582.4568 | [8 empty] | 6373.8643 | 6358 | 6434.6106 | 6389.2685 | 6542.7269 | 6582.4568
2756 | 6358 | 6434.3489 | 6389.1718 | 6542.725 | 6581.8255 | [8 empty] | 6373.7914 | 6358 | 6434.3489 | 6389.1718 | 6542.725 | 6581.8255
2757 | 6358 | 6434.3346 | 6388.7981 | 6542.4795 | 6581.3634 | [8 empty] | 6373.1307 | 6358 | 6434.3346 | 6388.7981 | 6542.4795 | 6581.3634
2758 | 6357 | 6434.2921 | 6388.5044 | 6541.1811 | 6581.2993 | [8 empty] | 6373.0644 | 6357 | 6434.2921 | 6388.5044 | 6541.1811 | 6581.2993
2759 | 6357 | 6434.0628 | 6388.3981 | 6541.0206 | 6581.1899 | [8 empty] | 6372.1955 | 6357 | 6434.0628 | 6388.3981 | 6541.0206 | 6581.1899
2760 | 6356 | 6433.5827 | 6388.2719 | 6540.8519 | 6580.6961 | [8 empty] | 6371.9238 | 6356 | 6433.5827 | 6388.2719 | 6540.8519 | 6580.6961
2761 | 6356 | 6433.4495 | 6388.2145 | 6540.6298 | 6580.5419 | [8 empty] | 6371.4968 | 6356 | 6433.4495 | 6388.2145 | 6540.6298 | 6580.5419
2762 | 6356 | 6433.4054 | 6388.0746 | 6540.5788 | 6580.2439 | [8 empty] | 6371.3638 | 6356 | 6433.4054 | 6388.0746 | 6540.5788 | 6580.2439
2763 | 6356 | 6433.3753 | 6387.2852 | 6539.6377 | 6580.0754 | [8 empty] | 6371.3011 | 6356 | 6433.3753 | 6387.2852 | 6539.6377 | 6580.0754
2764 | 6356 | 6433.3507 | 6387.2305 | 6539.2348 | 6580.0632 | [8 empty] | 6370.9012 | 6356 | 6433.3507 | 6387.2305 | 6539.2348 | 6580.0632
2765 | 6355 | 6433.1536 | 6386.1644 | 6539.1757 | 6579.8655 | [8 empty] | 6370.6186 | 6355 | 6433.1536 | 6386.1644 | 6539.1757 | 6579.8655
2766 | 6355 | 6433.1357 | 6386.0843 | 6539.1232 | 6579.6131 | [8 empty] | 6370.4827 | 6355 | 6433.1357 | 6386.0843 | 6539.1232 | 6579.6131
2767 | 6355 | 6433.0043 | 6385.4904 | 6539.0715 | 6579.6087 | [8 empty] | 6370.0697 | 6355 | 6433.0043 | 6385.4904 | 6539.0715 | 6579.6087
2768 | 6355 | 6432.9865 | 6385.2723 | 6538.7801 | 6579.5812 | [8 empty] | 6370.0272 | 6355 | 6432.9865 | 6385.2723 | 6538.7801 | 6579.5812
2769 | 6354 | 6432.9017 | 6385.1598 | 6538.7304 | 6578.7736 | [8 empty] | 6369.8656 | 6354 | 6432.9017 | 6385.1598 | 6538.7304 | 6578.7736
2770 | 6354 | 6432.6876 | 6385.106 | 6538.0094 | 6578.7665 | [8 empty] | 6369.7638 | 6354 | 6432.6876 | 6385.106 | 6538.0094 | 6578.7665
2771 | 6354 | 6432.5272 | 6385.0764 | 6537.8338 | 6578.488 | [8 empty] | 6369.5471 | 6354 | 6432.5272 | 6385.0764 | 6537.8338 | 6578.488
2772 | 6354 | 6432.0832 | 6384.8802 | 6537.5465 | 6578.3885 | [8 empty] | 6369.4652 | 6354 | 6432.0832 | 6384.8802 | 6537.5465 | 6578.3885
2773 | 6353 | 6431.9749 | 6384.8221 | 6537.0195 | 6578.2243 | [8 empty] | 6369.403 | 6353 | 6431.9749 | 6384.8221 | 6537.0195 | 6578.2243
2774 | 6353 | 6431.8857 | 6384.7556 | 6537.0134 | 6578.009 | [8 empty] | 6369.3408 | 6353 | 6431.8857 | 6384.7556 | 6537.0134 | 6578.009
2775 | 6353 | 6431.7548 | 6384.5267 | 6536.9975 | 6577.9717 | [8 empty] | 6369.2343 | 6353 | 6431.7548 | 6384.5267 | 6536.9975 | 6577.9717
2776 | 6353 | 6431.6228 | 6383.8097 | 6536.7214 | 6577.8004 | [8 empty] | 6368.9299 | 6353 | 6431.6228 | 6383.8097 | 6536.7214 | 6577.8004
2777 | 6353 | 6431.4402 | 6383.7839 | 6536.2475 | 6576.9593 | [8 empty] | 6368.8355 | 6353 | 6431.4402 | 6383.7839 | 6536.2475 | 6576.9593
2778 | 6352 | 6431.3897 | 6383.4871 | 6536.2396 | 6576.6623 | [8 empty] | 6368.3939 | 6352 | 6431.3897 | 6383.4871 | 6536.2396 | 6576.6623
2779 | 6352 | 6430.9294 | 6382.971 | 6536.2347 | 6576.4007 | [8 empty] | 6367.5799 | 6352 | 6430.9294 | 6382.971 | 6536.2347 | 6576.4007
2780 | 6352 | 6430.6204 | 6382.9617 | 6536.0543 | 6575.8231 | [8 empty] | 6367.5515 | 6352 | 6430.6204 | 6382.9617 | 6536.0543 | 6575.8231
2781 | 6352 | 6430.4614 | 6382.9107 | 6535.8906 | 6575.7806 | [8 empty] | 6367.3361 | 6352 | 6430.4614 | 6382.9107 | 6535.8906 | 6575.7806
2782 | 6352 | 6430.0665 | 6382.7136 | 6535.0878 | 6575.7122 | [8 empty] | 6367.2774 | 6352 | 6430.0665 | 6382.7136 | 6535.0878 | 6575.7122
2783 | 6352 | 6429.6298 | 6382.6181 | 6534.8146 | 6575.7045 | [8 empty] | 6367.2408 | 6352 | 6429.6298 | 6382.6181 | 6534.8146 | 6575.7045
2784 | 6352 | 6429.6183 | 6381.8875 | 6534.6512 | 6575.5444 | [8 empty] | 6366.7703 | 6352 | 6429.6183 | 6381.8875 | 6534.6512 | 6575.5444
2785 | 6352 | 6429.0119 | 6381.0578 | 6534.5323 | 6574.8699 | [8 empty] | 6366.7157 | 6352 | 6429.0119 | 6381.0578 | 6534.5323 | 6574.8699
2786 | 6351 | 6428.4805 | 6381.033 | 6534.492 | 6574.2357 | [8 empty] | 6366.4782 | 6351 | 6428.4805 | 6381.033 | 6534.492 | 6574.2357
2787 | 6351 | 6428.4098 | 6380.9499 | 6533.4652 | 6574.1664 | [8 empty] | 6366.1023 | 6351 | 6428.4098 | 6380.9499 | 6533.4652 | 6574.1664
2788 | 6351 | 6428.2796 | 6380.702 | 6533.3903 | 6574.0738 | [8 empty] | 6364.9684 | 6351 | 6428.2796 | 6380.702 | 6533.3903 | 6574.0738
2789 | 6351 | 6428.2109 | 6380.3227 | 6533.3256 | 6574.0398 | [8 empty] | 6364.8583 | 6351 | 6428.2109 | 6380.3227 | 6533.3256 | 6574.0398
2790 | 6351 | 6428.1145 | 6380.081 | 6533.2587 | 6573.9803 | [8 empty] | 6364.8582 | 6351 | 6428.1145 | 6380.081 | 6533.2587 | 6573.9803
2791 | 6351 | 6427.9386 | 6379.8301 | 6533.1522 | 6573.7834 | [8 empty] | 6364.373 | 6351 | 6427.9386 | 6379.8301 | 6533.1522 | 6573.7834
2792 | 6351 | 6427.9257 | 6379.8137 | 6532.9595 | 6573.7508 | [8 empty] | 6363.9868 | 6351 | 6427.9257 | 6379.8137 | 6532.9595 | 6573.7508
2793 | 6351 | 6427.4065 | 6379.6013 | 6532.9197 | 6573.118 | [8 empty] | 6363.8922 | 6351 | 6427.4065 | 6379.6013 | 6532.9197 | 6573.118
2794 | 6350 | 6426.9798 | 6379.5121 | 6532.8386 | 6572.462 | [8 empty] | 6363.833 | 6350 | 6426.9798 | 6379.5121 | 6532.8386 | 6572.462
2795 | 6350 | 6426.7375 | 6379.29 | 6532.7614 | 6571.8686 | [8 empty] | 6363.7104 | 6350 | 6426.7375 | 6379.29 | 6532.7614 | 6571.8686
2796 | 6350 | 6426.4642 | 6379.2691 | 6532.6936 | 6571.6315 | [8 empty] | 6363.2527 | 6350 | 6426.4642 | 6379.2691 | 6532.6936 | 6571.6315
2797 | 6349 | 6426.3293 | 6379.1406 | 6532.0258 | 6571.4247 | [8 empty] | 6363.1576 | 6349 | 6426.3293 | 6379.1406 | 6532.0258 | 6571.4247
2798 | 6349 | 6426.0522 | 6379.0947 | 6532.0235 | 6570.7735 | [8 empty] | 6362.7859 | 6349 | 6426.0522 | 6379.0947 | 6532.0235 | 6570.7735
2799 | 6349 | 6426.0292 | 6379.0696 | 6531.6069 | 6570.446 | [8 empty] | 6362.7467 | 6349 | 6426.0292 | 6379.0696 | 6531.6069 | 6570.446
2800 | 6349 | 6425.9358 | 6379.0003 | 6531.4238 | 6570.1422 | [8 empty] | 6362.0143 | 6349 | 6425.9358 | 6379.0003 | 6531.4238 | 6570.1422
2801 | 6349 | 6425.8523 | 6378.9783 | 6530.9659 | 6570.121 | [8 empty] | 6361.8475 | 6349 | 6425.8523 | 6378.9783 | 6530.9659 | 6570.121
2802 | 6349 | 6425.8478 | 6378.6217 | 6530.542 | 6569.6846 | [8 empty] | 6361.7827 | 6349 | 6425.8478 | 6378.6217 | 6530.542 | 6569.6846
2803 | 6349 | 6425.2114 | 6378.555 | 6530.1783 | 6569.6397 | [8 empty] | 6361.7692 | 6349 | 6425.2114 | 6378.555 | 6530.1783 | 6569.6397
2804 | 6348 | 6425.0579 | 6378.4881 | 6529.6885 | 6569.5159 | [8 empty] | 6361.4504 | 6348 | 6425.0579 | 6378.4881 | 6529.6885 | 6569.5159
2805 | 6348 | 6424.9382 | 6378.2437 | 6528.6821 | 6569.3259 | [8 empty] | 6361.4195 | 6348 | 6424.9382 | 6378.2437 | 6528.6821 | 6569.3259
2806 | 6348 | 6424.9222 | 6378.0354 | 6528.4809 | 6568.7586 | [8 empty] | 6361.0899 | 6348 | 6424.9222 | 6378.0354 | 6528.4809 | 6568.7586
2807 | 6348 | 6424.6951 | 6377.913 | 6527.6681 | 6568.5072 | [8 empty] | 6360.972 | 6348 | 6424.6951 | 6377.913 | 6527.6681 | 6568.5072
2808 | 6348 | 6424.3111 | 6377.6319 | 6527.1888 | 6568.3798 | [8 empty] | 6360.8463 | 6348 | 6424.3111 | 6377.6319 | 6527.1888 | 6568.3798
2809 | 6348 | 6423.8145 | 6377.5184 | 6527.1241 | 6568.2397 | [8 empty] | 6360.5253 | 6348 | 6423.8145 | 6377.5184 | 6527.1241 | 6568.2397
2810 | 6348 | 6423.636 | 6377.39 | 6526.3783 | 6568.1625 | [8 empty] | 6360.5163 | 6348 | 6423.636 | 6377.39 | 6526.3783 | 6568.1625
2811 | 6348 | 6423.4751 | 6376.8842 | 6526.1473 | 6568.06 | [8 empty] | 6360.0044 | 6348 | 6423.4751 | 6376.8842 | 6526.1473 | 6568.06
2812 | 6348 | 6423.468 | 6376.6917 | 6525.3777 | 6568.0318 | [8 empty] | 6359.9739 | 6348 | 6423.468 | 6376.6917 | 6525.3777 | 6568.0318
2813 | 6347 | 6423.4152 | 6376.6091 | 6525.3074 | 6567.4384 | [8 empty] | 6359.7718 | 6347 | 6423.4152 | 6376.6091 | 6525.3074 | 6567.4384
2814 | 6347 | 6423.133 | 6376.599 | 6524.1249 | 6566.7479 | [8 empty] | 6359.7114 | 6347 | 6423.133 | 6376.599 | 6524.1249 | 6566.7479
2815 | 6347 | 6422.8932 | 6376.5498 | 6524.0547 | 6566.6754 | [8 empty] | 6359.6816 | 6347 | 6422.8932 | 6376.5498 | 6524.0547 | 6566.6754
2816 | 6347 | 6422.145 | 6376.2604 | 6524.0339 | 6566.4491 | [8 empty] | 6359.5333 | 6347 | 6422.145 | 6376.2604 | 6524.0339 | 6566.4491
2817 | 6347 | 6421.9427 | 6375.8492 | 6524.006 | 6566.2356 | [8 empty] | 6359.3741 | 6347 | 6421.9427 | 6375.8492 | 6524.006 | 6566.2356
2818 | 6347 | 6421.5784 | 6375.5517 | 6523.6486 | 6565.9024 | [8 empty] | 6359.3011 | 6347 | 6421.5784 | 6375.5517 | 6523.6486 | 6565.9024
2819 | 6346 | 6421.5036 | 6374.6294 | 6523.5481 | 6565.5365 | [8 empty] | 6359.0528 | 6346 | 6421.5036 | 6374.6294 | 6523.5481 | 6565.5365
2820 | 6346 | 6421.2631 | 6374.5525 | 6523.5428 | 6565.3694 | [8 empty] | 6358.9647 | 6346 | 6421.2631 | 6374.5525 | 6523.5428 | 6565.3694
2821 | 6346 | 6421.0367 | 6374.1052 | 6523.129 | 6565.2936 | [8 empty] | 6357.9402 | 6346 | 6421.0367 | 6374.1052 | 6523.129 | 6565.2936
2822 | 6346 | 6420.7996 | 6373.8055 | 6522.7231 | 6565.1048 | [8 empty] | 6357.6443 | 6346 | 6420.7996 | 6373.8055 | 6522.7231 | 6565.1048
2823 | 6346 | 6420.7596 | 6373.5437 | 6522.6808 | 6564.9911 | [8 empty] | 6356.6853 | 6346 | 6420.7596 | 6373.5437 | 6522.6808 | 6564.9911
2824 | 6345 | 6420.2118 | 6373.2803 | 6522.2795 | 6564.952 | [8 empty] | 6356.5252 | 6345 | 6420.2118 | 6373.2803 | 6522.2795 | 6564.952
2825 | 6345 | 6420.0999 | 6373.0408 | 6522.2082 | 6564.8963 | [8 empty] | 6356.2732 | 6345 | 6420.0999 | 6373.0408 | 6522.2082 | 6564.8963
2826 | 6345 | 6420.0539 | 6372.9395 | 6522.1787 | 6564.3819 | [8 empty] | 6356.0635 | 6345 | 6420.0539 | 6372.9395 | 6522.1787 | 6564.3819
2827 | 6345 | 6419.9089 | 6372.7784 | 6522.1537 | 6563.4159 | [8 empty] | 6355.9158 | 6345 | 6419.9089 | 6372.7784 | 6522.1537 | 6563.4159
2828 | 6344 | 6419.8851 | 6372.5914 | 6522.132 | 6563.1506 | [8 empty] | 6355.8619 | 6344 | 6419.8851 | 6372.5914 | 6522.132 | 6563.1506
2829 | 6344 | 6419.7775 | 6372.4674 | 6522.0122 | 6563.1186 | [8 empty] | 6355.7662 | 6344 | 6419.7775 | 6372.4674 | 6522.0122 | 6563.1186
2830 | 6344 | 6419.5538 | 6372.446 | 6521.4291 | 6563.0903 | [8 empty] | 6355.663 | 6344 | 6419.5538 | 6372.446 | 6521.4291 | 6563.0903
2831 | 6344 | 6419.5507 | 6372.3314 | 6521.1335 | 6562.0052 | [8 empty] | 6355.5502 | 6344 | 6419.5507 | 6372.3314 | 6521.1335 | 6562.0052
2832 | 6344 | 6419.5094 | 6371.7649 | 6520.8761 | 6561.9995 | [8 empty] | 6355.2656 | 6344 | 6419.5094 | 6371.7649 | 6520.8761 | 6561.9995
2833 | 6344 | 6419.4634 | 6371.6701 | 6520.8445 | 6561.9602 | [8 empty] | 6355.1835 | 6344 | 6419.4634 | 6371.6701 | 6520.8445 | 6561.9602
2834 | 6343 | 6419.1036 | 6371.4013 | 6520.5425 | 6561.8664 | [8 empty] | 6355.1603 | 6343 | 6419.1036 | 6371.4013 | 6520.5425 | 6561.8664
2835 | 6343 | 6418.5665 | 6371.1141 | 6519.2096 | 6561.535 | [8 empty] | 6354.8673 | 6343 | 6418.5665 | 6371.1141 | 6519.2096 | 6561.535
2836 | 6343 | 6418.4392 | 6370.6593 | 6519.1183 | 6560.1451 | [8 empty] | 6354.6342 | 6343 | 6418.4392 | 6370.6593 | 6519.1183 | 6560.1451
2837 | 6342 | 6418.115 | 6370.5903 | 6518.9982 | 6559.5732 | [8 empty] | 6354.4837 | 6342 | 6418.115 | 6370.5903 | 6518.9982 | 6559.5732
2838 | 6342 | 6417.3814 | 6369.9802 | 6518.7155 | 6559.5631 | [8 empty] | 6354.2966 | 6342 | 6417.3814 | 6369.9802 | 6518.7155 | 6559.5631
2839 | 6342 | 6417.2891 | 6369.296 | 6518.5797 | 6559.4835 | [8 empty] | 6354.2819 | 6342 | 6417.2891 | 6369.296 | 6518.5797 | 6559.4835
2840 | 6342 | 6417.1814 | 6368.527 | 6517.9745 | 6559.0851 | [8 empty] | 6353.9531 | 6342 | 6417.1814 | 6368.527 | 6517.9745 | 6559.0851
2841 | 6341 | 6417.138 | 6368.2196 | 6517.8227 | 6558.6476 | [8 empty] | 6353.9419 | 6341 | 6417.138 | 6368.2196 | 6517.8227 | 6558.6476
2842 | 6341 | 6416.5878 | 6367.387 | 6517.1643 | 6558.3749 | [8 empty] | 6353.9041 | 6341 | 6416.5878 | 6367.387 | 6517.1643 | 6558.3749
2843 | 6341 | 6416.5323 | 6366.5223 | 6516.3818 | 6557.6601 | [8 empty] | 6353.7114 | 6341 | 6416.5323 | 6366.5223 | 6516.3818 | 6557.6601
2844 | 6341 | 6416.5249 | 6366.4829 | 6515.558 | 6557.6015 | [8 empty] | 6353.7104 | 6341 | 6416.5249 | 6366.4829 | 6515.558 | 6557.6015
2845 | 6341 | 6416.2922 | 6365.8208 | 6514.6823 | 6557.3583 | [8 empty] | 6353.5898 | 6341 | 6416.2922 | 6365.8208 | 6514.6823 | 6557.3583
2846 | 6341 | 6416.2854 | 6365.6135 | 6514.2674 | 6557.3569 | [8 empty] | 6353.1618 | 6341 | 6416.2854 | 6365.6135 | 6514.2674 | 6557.3569
2847 | 6340 | 6415.9896 | 6365.5472 | 6512.9811 | 6556.6643 | [8 empty] | 6352.8519 | 6340 | 6415.9896 | 6365.5472 | 6512.9811 | 6556.6643
2848 | 6340 | 6415.7347 | 6365.3821 | 6512.3306 | 6556.4324 | [8 empty] | 6352.6819 | 6340 | 6415.7347 | 6365.3821 | 6512.3306 | 6556.4324
2849 | 6340 | 6415.1567 | 6365.1788 | 6512.2898 | 6556.2999 | [8 empty] | 6351.6609 | 6340 | 6415.1567 | 6365.1788 | 6512.2898 | 6556.2999
2850 | 6340 | 6415.049 | 6365.0492 | 6512.0334 | 6555.889 | [8 empty] | 6351.4581 | 6340 | 6415.049 | 6365.0492 | 6512.0334 | 6555.889
2851 | 6339 | 6414.8009 | 6364.8546 | 6511.9913 | 6555.8221 | [8 empty] | 6351.1814 | 6339 | 6414.8009 | 6364.8546 | 6511.9913 | 6555.8221
2852 | 6339 | 6414.4924 | 6363.9316 | 6511.9251 | 6555.571 | [8 empty] | 6350.5773 | 6339 | 6414.4924 | 6363.9316 | 6511.9251 | 6555.571
2853 | 6339 | 6414.4924 | 6363.8804 | 6511.8479 | 6555.035 | [8 empty] | 6350.4423 | 6339 | 6414.4924 | 6363.8804 | 6511.8479 | 6555.035
2854 | 6339 | 6414.4901 | 6363.8481 | 6511.5068 | 6554.8821 | [8 empty] | 6350.2845 | 6339 | 6414.4901 | 6363.8481 | 6511.5068 | 6554.8821
2855 | 6339 | 6414.4707 | 6363.8063 | 6511.3418 | 6554.59 | [8 empty] | 6350.1419 | 6339 | 6414.4707 | 6363.8063 | 6511.3418 | 6554.59
2856 | 6338 | 6414.3918 | 6363.2002 | 6511.3095 | 6554.5726 | [8 empty] | 6349.9702 | 6338 | 6414.3918 | 6363.2002 | 6511.3095 | 6554.5726
2857 | 6338 | 6414.297 | 6363.0085 | 6510.673 | 6554.3079 | [8 empty] | 6349.9154 | 6338 | 6414.297 | 6363.0085 | 6510.673 | 6554.3079
2858 | 6338 | 6414.0871 | 6362.6316 | 6509.9357 | 6554.2863 | [8 empty] | 6349.7531 | 6338 | 6414.0871 | 6362.6316 | 6509.9357 | 6554.2863
2859 | 6338 | 6413.6937 | 6362.555 | 6509.7463 | 6554.1234 | [8 empty] | 6349.6771 | 6338 | 6413.6937 | 6362.555 | 6509.7463 | 6554.1234
2860 | 6337 | 6413.2903 | 6362.1498 | 6509.5548 | 6554.0861 | [8 empty] | 6349.4482 | 6337 | 6413.2903 | 6362.1498 | 6509.5548 | 6554.0861
2861 | 6337 | 6412.9184 | 6361.0273 | 6508.8374 | 6553.818 | [8 empty] | 6349.1993 | 6337 | 6412.9184 | 6361.0273 | 6508.8374 | 6553.818
2862 | 6336 | 6412.4351 | 6361.0244 | 6508.6076 | 6553.6253 | [8 empty] | 6349.1539 | 6336 | 6412.4351 | 6361.0244 | 6508.6076 | 6553.6253
2863 | 6336 | 6412.4094 | 6360.819 | 6508.2505 | 6553.5136 | [8 empty] | 6348.5228 | 6336 | 6412.4094 | 6360.819 | 6508.2505 | 6553.5136
2864 | 6336 | 6412.3889 | 6360.8101 | 6508.1159 | 6553.361 | [8 empty] | 6348.068 | 6336 | 6412.3889 | 6360.8101 | 6508.1159 | 6553.361
2865 | 6336 | 6411.918 | 6360.5882 | 6508.0377 | 6553.0026 | [8 empty] | 6347.9884 | 6336 | 6411.918 | 6360.5882 | 6508.0377 | 6553.0026
2866 | 6336 | 6411.7413 | 6360.3202 | 6507.996 | 6552.7656 | [8 empty] | 6347.9095 | 6336 | 6411.7413 | 6360.3202 | 6507.996 | 6552.7656
2867 | 6336 | 6411.4941 | 6360.311 | 6507.9741 | 6552.3901 | [8 empty] | 6347.8147 | 6336 | 6411.4941 | 6360.311 | 6507.9741 | 6552.3901
2868 | 6336 | 6411.4371 | 6360.1597 | 6507.4086 | 6551.8704 | [8 empty] | 6347.5885 | 6336 | 6411.4371 | 6360.1597 | 6507.4086 | 6551.8704
2869 | 6336 | 6411.3855 | 6359.7919 | 6506.974 | 6550.9483 | [8 empty] | 6346.9175 | 6336 | 6411.3855 | 6359.7919 | 6506.974 | 6550.9483
2870 | 6335 | 6410.7761 | 6359.7292 | 6506.7853 | 6550.3076 | [8 empty] | 6346.7082 | 6335 | 6410.7761 | 6359.7292 | 6506.7853 | 6550.3076
2871 | 6335 | 6409.8571 | 6359.7028 | 6505.9984 | 6550.2687 | [8 empty] | 6346.6084 | 6335 | 6409.8571 | 6359.7028 | 6505.9984 | 6550.2687
2872 | 6335 | 6409.8484 | 6358.8865 | 6505.7454 | 6550.0118 | [8 empty] | 6346.49 | 6335 | 6409.8484 | 6358.8865 | 6505.7454 | 6550.0118
2873 | 6335 | 6409.7451 | 6358.5873 | 6505.2079 | 6549.1654 | [8 empty] | 6346.091 | 6335 | 6409.7451 | 6358.5873 | 6505.2079 | 6549.1654
2874 | 6334 | 6409.4686 | 6358.4538 | 6504.9879 | 6549.1449 | [8 empty] | 6345.5933 | 6334 | 6409.4686 | 6358.4538 | 6504.9879 | 6549.1449
2875 | 6334 | 6409.3211 | 6358.0685 | 6504.6151 | 6548.4485 | [8 empty] | 6345.2465 | 6334 | 6409.3211 | 6358.0685 | 6504.6151 | 6548.4485
2876 | 6334 | 6409.2821 | 6358.0456 | 6504.3569 | 6548.3928 | [8 empty] | 6345.0937 | 6334 | 6409.2821 | 6358.0456 | 6504.3569 | 6548.3928
2877 | 6334 | 6409.2156 | 6357.8865 | 6503.8351 | 6548.2587 | [8 empty] | 6344.7502 | 6334 | 6409.2156 | 6357.8865 | 6503.8351 | 6548.2587
2878 | 6334 | 6409.1241 | 6357.7976 | 6503.8254 | 6548.2069 | [8 empty] | 6344.6831 | 6334 | 6409.1241 | 6357.7976 | 6503.8254 | 6548.2069
2879 | 6333 | 6408.6496 | 6357.6111 | 6503.7633 | 6547.7271 | [8 empty] | 6344.5743 | 6333 | 6408.6496 | 6357.6111 | 6503.7633 | 6547.7271
2880 | 6333 | 6408.6359 | 6357.4186 | 6503.3482 | 6546.8251 | [8 empty] | 6344.2814 | 6333 | 6408.6359 | 6357.4186 | 6503.3482 | 6546.8251
2881 | 6333 | 6408.4251 | 6357.3492 | 6503.3061 | 6546.3021 | [8 empty] | 6344.04 | 6333 | 6408.4251 | 6357.3492 | 6503.3061 | 6546.3021
2882 | 6333 | 6408.2718 | 6356.933 | 6503.2772 | 6546.2132 | [8 empty] | 6344.0023 | 6333 | 6408.2718 | 6356.933 | 6503.2772 | 6546.2132
2883 | 6333 | 6407.3584 | 6356.883 | 6503.241 | 6546.0269 | [8 empty] | 6343.6427 | 6333 | 6407.3584 | 6356.883 | 6503.241 | 6546.0269
2884 | 6333 | 6407.0322 | 6356.758 | 6502.9795 | 6544.4847 | [8 empty] | 6342.2803 | 6333 | 6407.0322 | 6356.758 | 6502.9795 | 6544.4847
2885 | 6333 | 6407.026 | 6356.3693 | 6502.4722 | 6544.4815 | [8 empty] | 6342.278 | 6333 | 6407.026 | 6356.3693 | 6502.4722 | 6544.4815
2886 | 6333 | 6406.7124 | 6356.3665 | 6502.1316 | 6544.0326 | [8 empty] | 6342.2161 | 6333 | 6406.7124 | 6356.3665 | 6502.1316 | 6544.0326
2887 | 6333 | 6406.7074 | 6356.3547 | 6501.7211 | 6543.932 | [8 empty] | 6342.09 | 6333 | 6406.7074 | 6356.3547 | 6501.7211 | 6543.932
2888 | 6333 | 6406.4035 | 6355.9891 | 6501.3463 | 6543.5791 | [8 empty] | 6341.9509 | 6333 | 6406.4035 | 6355.9891 | 6501.3463 | 6543.5791
2889 | 6332 | 6406.3228 | 6355.8486 | 6500.2413 | 6543.3867 | [8 empty] | 6341.7817 | 6332 | 6406.3228 | 6355.8486 | 6500.2413 | 6543.3867
2890 | 6332 | 6406.2641 | 6355.7777 | 6500.2387 | 6543.1053 | [8 empty] | 6341.6661 | 6332 | 6406.2641 | 6355.7777 | 6500.2387 | 6543.1053
2891 | 6331 | 6406.1324 | 6355.7765 | 6500.0718 | 6542.655 | [8 empty] | 6341.3472 | 6331 | 6406.1324 | 6355.7765 | 6500.0718 | 6542.655
2892 | 6331 | 6406.0751 | 6355.7348 | 6499.7586 | 6542.4521 | [8 empty] | 6341.2219 | 6331 | 6406.0751 | 6355.7348 | 6499.7586 | 6542.4521
2893 | 6331 | 6405.8033 | 6355.6298 | 6499.6888 | 6542.201 | [8 empty] | 6341.0496 | 6331 | 6405.8033 | 6355.6298 | 6499.6888 | 6542.201
2894 | 6331 | 6405.6019 | 6355.0758 | 6499.2865 | 6540.9733 | [8 empty] | 6340.9882 | 6331 | 6405.6019 | 6355.0758 | 6499.2865 | 6540.9733
2895 | 6330 | 6405.4633 | 6354.863 | 6499.2646 | 6540.9546 | [8 empty] | 6340.9773 | 6330 | 6405.4633 | 6354.863 | 6499.2646 | 6540.9546
2896 | 6330 | 6405.1267 | 6354.8459 | 6499.1771 | 6540.9133 | [8 empty] | 6340.9383 | 6330 | 6405.1267 | 6354.8459 | 6499.1771 | 6540.9133
2897 | 6330 | 6405.1163 | 6354.5469 | 6499.0974 | 6540.8935 | [8 empty] | 6340.8521 | 6330 | 6405.1163 | 6354.5469 | 6499.0974 | 6540.8935
2898 | 6330 | 6405.0033 | 6354.5297 | 6499.0774 | 6540.2887 | [8 empty] | 6340.6506 | 6330 | 6405.0033 | 6354.5297 | 6499.0774 | 6540.2887
2899 | 6330 | 6404.7936 | 6354.4507 | 6499.0491 | 6540.1809 | [8 empty] | 6340.4722 | 6330 | 6404.7936 | 6354.4507 | 6499.0491 | 6540.1809
2900 | 6329 | 6404.6971 | 6354.3443 | 6498.7694 | 6540.1685 | [8 empty] | 6339.9075 | 6329 | 6404.6971 | 6354.3443 | 6498.7694 | 6540.1685
2901 | 6329 | 6404.3952 | 6354.1663 | 6498.6832 | 6540.1 | [8 empty] | 6339.7433 | 6329 | 6404.3952 | 6354.1663 | 6498.6832 | 6540.1
2902 | 6329 | 6404.3817 | 6353.9605 | 6498.6637 | 6540.0756 | [8 empty] | 6339.5866 | 6329 | 6404.3817 | 6353.9605 | 6498.6637 | 6540.0756
2903 | 6329 | 6403.4795 | 6353.9105 | 6498.6235 | 6539.9094 | [8 empty] | 6339.3203 | 6329 | 6403.4795 | 6353.9105 | 6498.6235 | 6539.9094
2904 | 6329 | 6403.2951 | 6353.369 | 6498.4249 | 6539.7034 | [8 empty] | 6339.2393 | 6329 | 6403.2951 | 6353.369 | 6498.4249 | 6539.7034
2905 | 6328 | 6403.0749 | 6353.3505 | 6498.2535 | 6539.1315 | [8 empty] | 6338.821 | 6328 | 6403.0749 | 6353.3505 | 6498.2535 | 6539.1315
2906 | 6327 | 6402.5624 | 6353.0765 | 6498.2495 | 6539.0321 | [8 empty] | 6338.1941 | 6327 | 6402.5624 | 6353.0765 | 6498.2495 | 6539.0321
2907 | 6327 | 6402.4206 | 6352.4464 | 6497.9 | 6538.3924 | [8 empty] | 6338.0958 | 6327 | 6402.4206 | 6352.4464 | 6497.9 | 6538.3924
2908 | 6327 | 6402.3401 | 6351.9218 | 6497.8749 | 6537.8248 | [8 empty] | 6337.9858 | 6327 | 6402.3401 | 6351.9218 | 6497.8749 | 6537.8248
2909 | 6327 | 6402.1939 | 6351.7486 | 6496.9764 | 6537.1517 | [8 empty] | 6337.804 | 6327 | 6402.1939 | 6351.7486 | 6496.9764 | 6537.1517
2910 | 6327 | 6401.7469 | 6351.6208 | 6496.7864 | 6536.7694 | [8 empty] | 6337.7589 | 6327 | 6401.7469 | 6351.6208 | 6496.7864 | 6536.7694
2911 | 6326 | 6401.629 | 6351.3589 | 6496.5734 | 6536.4094 | [8 empty] | 6337.5751 | 6326 | 6401.629 | 6351.3589 | 6496.5734 | 6536.4094
2912 | 6326 | 6401.3946 | 6351.0195 | 6496.1944 | 6536.3885 | [8 empty] | 6337.3326 | 6326 | 6401.3946 | 6351.0195 | 6496.1944 | 6536.3885
2913 | 6326 | 6401.1709 | 6350.4733 | 6495.4155 | 6535.9736 | [8 empty] | 6337.2653 | 6326 | 6401.1709 | 6350.4733 | 6495.4155 | 6535.9736
2914 | 6326 | 6400.7678 | 6350.2734 | 6495.1415 | 6535.756 | [8 empty] | 6337.0718 | 6326 | 6400.7678 | 6350.2734 | 6495.1415 | 6535.756
2915 | 6326 | 6400.7279 | 6350.0654 | 6494.8576 | 6535.7369 | [8 empty] | 6336.7832 | 6326 | 6400.7279 | 6350.0654 | 6494.8576 | 6535.7369
2916 | 6326 | 6400.632 | 6349.6116 | 6494.7659 | 6535.106 | [8 empty] | 6336.7228 | 6326 | 6400.632 | 6349.6116 | 6494.7659 | 6535.106
2917 | 6326 | 6400.4663 | 6348.8861 | 6493.9952 | 6534.2831 | [8 empty] | 6336.7218 | 6326 | 6400.4663 | 6348.8861 | 6493.9952 | 6534.2831
2918 | 6325 | 6400.3393 | 6348.8366 | 6493.9241 | 6533.8823 | [8 empty] | 6336.6262 | 6325 | 6400.3393 | 6348.8366 | 6493.9241 | 6533.8823
2919 | 6325 | 6400.1832 | 6348.7483 | 6493.836 | 6533.5837 | [8 empty] | 6335.9201 | 6325 | 6400.1832 | 6348.7483 | 6493.836 | 6533.5837
2920 | 6325 | 6399.9128 | 6348.7267 | 6493.4778 | 6533.5262 | [8 empty] | 6335.6414 | 6325 | 6399.9128 | 6348.7267 | 6493.4778 | 6533.5262
2921 | 6324 | 6399.6594 | 6348.6318 | 6493.2993 | 6533.2589 | [8 empty] | 6335.621 | 6324 | 6399.6594 | 6348.6318 | 6493.2993 | 6533.2589
2922 | 6324 | 6398.1546 | 6348.5128 | 6493.1382 | 6533.0808 | [8 empty] | 6335.4875 | 6324 | 6398.1546 | 6348.5128 | 6493.1382 | 6533.0808
2923 | 6324 | 6397.8755 | 6348.4943 | 6492.7812 | 6532.5005 | [8 empty] | 6335.3228 | 6324 | 6397.8755 | 6348.4943 | 6492.7812 | 6532.5005
2924 | 6324 | 6397.3151 | 6347.9754 | 6492.7067 | 6532.4699 | [8 empty] | 6334.9797 | 6324 | 6397.3151 | 6347.9754 | 6492.7067 | 6532.4699
2925 | 6323 | 6397.0248 | 6347.9613 | 6492.6357 | 6532.176 | [8 empty] | 6334.4124 | 6323 | 6397.0248 | 6347.9613 | 6492.6357 | 6532.176
2926 | 6323 | 6396.8529 | 6347.8598 | 6492.3364 | 6531.8751 | [8 empty] | 6334.3975 | 6323 | 6396.8529 | 6347.8598 | 6492.3364 | 6531.8751
2927 | 6323 | 6396.8162 | 6347.7679 | 6492.2476 | 6531.7579 | [8 empty] | 6334.3564 | 6323 | 6396.8162 | 6347.7679 | 6492.2476 | 6531.7579
2928 | 6323 | 6396.8099 | 6347.6601 | 6492.217 | 6531.6894 | [8 empty] | 6334.3226 | 6323 | 6396.8099 | 6347.6601 | 6492.217 | 6531.6894
2929 | 6323 | 6396.6375 | 6347.6192 | 6491.6356 | 6531.1942 | [8 empty] | 6334.3077 | 6323 | 6396.6375 | 6347.6192 | 6491.6356 | 6531.1942
2930 | 6323 | 6396.3423 | 6347.5598 | 6491.4186 | 6530.4539 | [8 empty] | 6334.1306 | 6323 | 6396.3423 | 6347.5598 | 6491.4186 | 6530.4539
2931 | 6323 | 6395.5838 | 6347.542 | 6490.8095 | 6530.3578 | [8 empty] | 6333.8025 | 6323 | 6395.5838 | 6347.542 | 6490.8095 | 6530.3578
2932 | 6322 | 6395.2162 | 6347.2025 | 6489.9547 | 6529.6454 | [8 empty] | 6333.7873 | 6322 | 6395.2162 | 6347.2025 | 6489.9547 | 6529.6454
2933 | 6322 | 6395.1355 | 6347.0588 | 6489.8391 | 6529.268 | [8 empty] | 6333.5688 | 6322 | 6395.1355 | 6347.0588 | 6489.8391 | 6529.268
2934 | 6322 | 6395.0671 | 6346.6024 | 6489.1423 | 6529.0747 | [8 empty] | 6333.1572 | 6322 | 6395.0671 | 6346.6024 | 6489.1423 | 6529.0747
2935 | 6322 | 6395.0232 | 6346.3697 | 6489.1003 | 6529.069 | [8 empty] | 6333.0732 | 6322 | 6395.0232 | 6346.3697 | 6489.1003 | 6529.069
2936 | 6322 | 6394.9368 | 6346.2083 | 6488.8279 | 6528.8381 | [8 empty] | 6331.5431 | 6322 | 6394.9368 | 6346.2083 | 6488.8279 | 6528.8381
2937 | 6321 | 6394.6693 | 6345.8793 | 6488.8116 | 6528.7662 | [8 empty] | 6331.4397 | 6321 | 6394.6693 | 6345.8793 | 6488.8116 | 6528.7662
2938 | 6321 | 6394.5219 | 6345.6829 | 6488.6794 | 6528.7024 | [8 empty] | 6331.2132 | 6321 | 6394.5219 | 6345.6829 | 6488.6794 | 6528.7024
2939 | 6321 | 6394.5206 | 6345.45 | 6488.0584 | 6528.5615 | [8 empty] | 6330.9221 | 6321 | 6394.5206 | 6345.45 | 6488.0584 | 6528.5615
2940 | 6321 | 6394.438 | 6345.2296 | 6487.5685 | 6528.4491 | [8 empty] | 6330.7896 | 6321 | 6394.438 | 6345.2296 | 6487.5685 | 6528.4491
2941 | 6320 | 6394.1702 | 6345.0671 | 6487.216 | 6528.339 | [8 empty] | 6330.1334 | 6320 | 6394.1702 | 6345.0671 | 6487.216 | 6528.339
2942 | 6320 | 6394.062 | 6345.0522 | 6487.1759 | 6528.0142 | [8 empty] | 6330.0212 | 6320 | 6394.062 | 6345.0522 | 6487.1759 | 6528.0142
2943 | 6320 | 6393.861 | 6344.7401 | 6487.0679 | 6527.8329 | [8 empty] | 6329.7086 | 6320 | 6393.861 | 6344.7401 | 6487.0679 | 6527.8329
2944 | 6319 | 6393.8163 | 6344.5831 | 6486.2506 | 6527.4979 | [8 empty] | 6329.608 | 6319 | 6393.8163 | 6344.5831 | 6486.2506 | 6527.4979
2945 | 6319 | 6393.3642 | 6344.4925 | 6485.929 | 6527.4561 | [8 empty] | 6329.5239 | 6319 | 6393.3642 | 6344.4925 | 6485.929 | 6527.4561
2946 | 6319 | 6393.1027 | 6344.4178 | 6485.8881 | 6527.3048 | [8 empty] | 6329.23 | 6319 | 6393.1027 | 6344.4178 | 6485.8881 | 6527.3048
2947 | 6318 | 6393.0966 | 6344.2735 | 6485.7231 | 6527.0533 | [8 empty] | 6329.1957 | 6318 | 6393.0966 | 6344.2735 | 6485.7231 | 6527.0533
2948 | 6318 | 6393.0871 | 6344.2684 | 6485.6431 | 6526.6738 | [8 empty] | 6328.6774 | 6318 | 6393.0871 | 6344.2684 | 6485.6431 | 6526.6738
2949 | 6318 | 6392.6657 | 6344.0793 | 6485.6339 | 6526.0197 | [8 empty] | 6328.6151 | 6318 | 6392.6657 | 6344.0793 | 6485.6339 | 6526.0197
2950 | 6318 | 6392.4183 | 6343.8289 | 6485.5827 | 6525.9897 | [8 empty] | 6328.2772 | 6318 | 6392.4183 | 6343.8289 | 6485.5827 | 6525.9897
2951 | 6317 | 6392.3114 | 6343.4418 | 6485.4904 | 6525.7315 | [8 empty] | 6327.1273 | 6317 | 6392.3114 | 6343.4418 | 6485.4904 | 6525.7315
2952 | 6317 | 6392.2908 | 6342.6565 | 6485.4525 | 6525.4222 | [8 empty] | 6326.9423 | 6317 | 6392.2908 | 6342.6565 | 6485.4525 | 6525.4222
2953 | 6317 | 6391.8471 | 6342.6422 | 6485.3563 | 6525.2428 | [8 empty] | 6326.8714 | 6317 | 6391.8471 | 6342.6422 | 6485.3563 | 6525.2428
2954 | 6317 | 6391.5992 | 6342.5721 | 6485.2173 | 6525.206 | [8 empty] | 6326.4351 | 6317 | 6391.5992 | 6342.5721 | 6485.2173 | 6525.206
2955 | 6317 | 6391.4243 | 6342.4037 | 6484.9163 | 6524.9508 | [8 empty] | 6326.4251 | 6317 | 6391.4243 | 6342.4037 | 6484.9163 | 6524.9508
2956 | 6317 | 6390.8758 | 6342.3917 | 6484.7957 | 6524.6145 | [8 empty] | 6326.2326 | 6317 | 6390.8758 | 6342.3917 | 6484.7957 | 6524.6145
2957 | 6317 | 6390.8698 | 6341.5249 | 6484.3319 | 6524.329 | [8 empty] | 6325.8744 | 6317 | 6390.8698 | 6341.5249 | 6484.3319 | 6524.329
2958 | 6317 | 6390.8091 | 6341.4449 | 6484.3181 | 6524.3255 | [8 empty] | 6325.7294 | 6317 | 6390.8091 | 6341.4449 | 6484.3181 | 6524.3255
2959 | 6316 | 6390.6967 | 6341.2545 | 6483.8124 | 6523.5943 | [8 empty] | 6325.4966 | 6316 | 6390.6967 | 6341.2545 | 6483.8124 | 6523.5943
2960 | 6316 | 6390.4997 | 6341.0507 | 6483.4461 | 6523.3877 | [8 empty] | 6325.2789 | 6316 | 6390.4997 | 6341.0507 | 6483.4461 | 6523.3877
2961 | 6316 | 6390.3539 | 6340.9634 | 6482.7119 | 6523.3259 | [8 empty] | 6325.2211 | 6316 | 6390.3539 | 6340.9634 | 6482.7119 | 6523.3259
2962 | 6316 | 6389.8773 | 6340.8923 | 6482.6791 | 6523.1272 | [8 empty] | 6325.0125 | 6316 | 6389.8773 | 6340.8923 | 6482.6791 | 6523.1272
2963 | 6316 | 6389.8729 | 6340.8534 | 6482.6477 | 6522.983 | [8 empty] | 6324.7578 | 6316 | 6389.8729 | 6340.8534 | 6482.6477 | 6522.983
2964 | 6315 | 6389.8371 | 6340.6 | 6482.4724 | 6522.9211 | [8 empty] | 6323.9356 | 6315 | 6389.8371 | 6340.6 | 6482.4724 | 6522.9211
2965 | 6315 | 6389.2673 | 6340.4854 | 6480.6382 | 6522.5823 | [8 empty] | 6323.7684 | 6315 | 6389.2673 | 6340.4854 | 6480.6382 | 6522.5823
2966 | 6315 | 6389.1529 | 6340.4174 | 6480.1331 | 6522.4832 | [8 empty] | 6323.4475 | 6315 | 6389.1529 | 6340.4174 | 6480.1331 | 6522.4832
2967 | 6314 | 6389.1121 | 6339.7012 | 6479.9554 | 6521.9934 | [8 empty] | 6323.4202 | 6314 | 6389.1121 | 6339.7012 | 6479.9554 | 6521.9934
2968 | 6314 | 6388.6647 | 6339.6612 | 6479.8353 | 6521.9695 | [8 empty] | 6322.9048 | 6314 | 6388.6647 | 6339.6612 | 6479.8353 | 6521.9695
2969 | 6314 | 6388.6281 | 6339.5894 | 6479.8179 | 6521.5607 | [8 empty] | 6322.5568 | 6314 | 6388.6281 | 6339.5894 | 6479.8179 | 6521.5607
2970 | 6314 | 6388.403 | 6339.3317 | 6479.7324 | 6521.4378 | [8 empty] | 6322.5408 | 6314 | 6388.403 | 6339.3317 | 6479.7324 | 6521.4378
2971 | 6314 | 6387.7259 | 6339.0956 | 6479.1155 | 6521.3718 | [8 empty] | 6322.537 | 6314 | 6387.7259 | 6339.0956 | 6479.1155 | 6521.3718
2972 | 6314 | 6387.5216 | 6338.8588 | 6479.0798 | 6521.0594 | [8 empty] | 6322.5139 | 6314 | 6387.5216 | 6338.8588 | 6479.0798 | 6521.0594
2973 | 6313 | 6386.8582 | 6338.3363 | 6479.0767 | 6521.0312 | [8 empty] | 6322.1954 | 6313 | 6386.8582 | 6338.3363 | 6479.0767 | 6521.0312
2974 | 6313 | 6386.5155 | 6338.099 | 6478.9561 | 6520.9019 | [8 empty] | 6321.421 | 6313 | 6386.5155 | 6338.099 | 6478.9561 | 6520.9019
2975 | 6313 | 6386.397 | 6337.7539 | 6478.6474 | 6520.3534 | [8 empty] | 6321.3986 | 6313 | 6386.397 | 6337.7539 | 6478.6474 | 6520.3534
2976 | 6313 | 6386.2983 | 6337.4222 | 6478.4816 | 6520.3156 | [8 empty] | 6321.3449 | 6313 | 6386.2983 | 6337.4222 | 6478.4816 | 6520.3156
2977 | 6313 | 6386.2256 | 6337.2052 | 6478.435 | 6520.1122 | [8 empty] | 6321.1762 | 6313 | 6386.2256 | 6337.2052 | 6478.435 | 6520.1122
2978 | 6313 | 6385.9725 | 6336.8877 | 6477.8857 | 6519.9238 | [8 empty] | 6321.112 | 6313 | 6385.9725 | 6336.8877 | 6477.8857 | 6519.9238
2979 | 6313 | 6385.6801 | 6336.5712 | 6477.3127 | 6519.5955 | [8 empty] | 6321.0996 | 6313 | 6385.6801 | 6336.5712 | 6477.3127 | 6519.5955
2980 | 6313 | 6385.6456 | 6335.7597 | 6477.1636 | 6519.4444 | [8 empty] | 6320.9444 | 6313 | 6385.6456 | 6335.7597 | 6477.1636 | 6519.4444
2981 | 6312 | 6384.7565 | 6335.3189 | 6477.1336 | 6518.7603 | [8 empty] | 6320.8431 | 6312 | 6384.7565 | 6335.3189 | 6477.1336 | 6518.7603
2982 | 6312 | 6384.6834 | 6335.0656 | 6477.0916 | 6518.7543 | [8 empty] | 6320.6499 | 6312 | 6384.6834 | 6335.0656 | 6477.0916 | 6518.7543
2983 | 6312 | 6384.6231 | 6334.9723 | 6476.8818 | 6518.1684 | [8 empty] | 6320.6153 | 6312 | 6384.6231 | 6334.9723 | 6476.8818 | 6518.1684
2984 | 6312 | 6384.4906 | 6334.2614 | 6476.5771 | 6517.8189 | [8 empty] | 6320.2413 | 6312 | 6384.4906 | 6334.2614 | 6476.5771 | 6517.8189
2985 | 6312 | 6384.4764 | 6334.2376 | 6476.0807 | 6517.751 | [8 empty] | 6320.0995 | 6312 | 6384.4764 | 6334.2376 | 6476.0807 | 6517.751
2986 | 6311 | 6384.0003 | 6333.4065 | 6476.054 | 6517.7458 | [8 empty] | 6320.0478 | 6311 | 6384.0003 | 6333.4065 | 6476.054 | 6517.7458
2987 | 6311 | 6383.8961 | 6332.8093 | 6475.9087 | 6517.6979 | [8 empty] | 6319.0734 | 6311 | 6383.8961 | 6332.8093 | 6475.9087 | 6517.6979
2988 | 6311 | 6383.6721 | 6332.5264 | 6475.8973 | 6517.5584 | [8 empty] | 6318.8363 | 6311 | 6383.6721 | 6332.5264 | 6475.8973 | 6517.5584
2989 | 6310 | 6383.4657 | 6332.2345 | 6475.4443 | 6517.229 | [8 empty] | 6318.6661 | 6310 | 6383.4657 | 6332.2345 | 6475.4443 | 6517.229
2990 | 6310 | 6383.4383 | 6332.2083 | 6475.3519 | 6516.8004 | [8 empty] | 6318.3762 | 6310 | 6383.4383 | 6332.2083 | 6475.3519 | 6516.8004
2991 | 6310 | 6383.2104 | 6332.1554 | 6473.9877 | 6516.5795 | [8 empty] | 6318.2159 | 6310 | 6383.2104 | 6332.1554 | 6473.9877 | 6516.5795
2992 | 6310 | 6383.117 | 6331.8855 | 6473.7641 | 6515.974 | [8 empty] | 6317.61 | 6310 | 6383.117 | 6331.8855 | 6473.7641 | 6515.974
2993 | 6309 | 6382.3693 | 6331.764 | 6473.5134 | 6515.9163 | [8 empty] | 6317.5931 | 6309 | 6382.3693 | 6331.764 | 6473.5134 | 6515.9163
2994 | 6309 | 6381.9701 | 6331.3286 | 6473.1847 | 6514.7526 | [8 empty] | 6317.4001 | 6309 | 6381.9701 | 6331.3286 | 6473.1847 | 6514.7526
2995 | 6309 | 6381.3835 | 6331.3046 | 6472.8176 | 6514.4875 | [8 empty] | 6317.3365 | 6309 | 6381.3835 | 6331.3046 | 6472.8176 | 6514.4875
2996 | 6309 | 6380.2665 | 6331.1556 | 6472.7417 | 6514.4051 | [8 empty] | 6317.3141 | 6309 | 6380.2665 | 6331.1556 | 6472.7417 | 6514.4051
2997 | 6309 | 6380.0474 | 6330.8716 | 6472.6667 | 6513.5727 | [8 empty] | 6317.0964 | 6309 | 6380.0474 | 6330.8716 | 6472.6667 | 6513.5727
2998 | 6309 | 6380.0161 | 6330.8528 | 6472.6467 | 6513.0649 | [8 empty] | 6316.8729 | 6309 | 6380.0161 | 6330.8528 | 6472.6467 | 6513.0649
2999 | 6309 | 6379.59 | 6330.8098 | 6472.094 | 6512.9833 | [8 empty] | 6316.4713 | 6309 | 6379.59 | 6330.8098 | 6472.094 | 6512.9833
3000 | 6308 | 6379.3513 | 6330.7376 | 6471.8312 | 6512.8505 | [8 empty] | 6316.2549 | 6308 | 6379.3513 | 6330.7376 | 6471.8312 | 6512.8505
3001 | 6308 | 6379.0804 | 6330.7155 | 6471.7494 | 6512.5844 | [8 empty] | 6315.6943 | 6308 | 6379.0804 | 6330.7155 | 6471.7494 | 6512.5844
3002 | 6308 | 6378.9873 | 6330.6283 | 6471.5597 | 6512.3604 | [8 empty] | 6315.437 | 6308 | 6378.9873 | 6330.6283 | 6471.5597 | 6512.3604
3003 | 6307 | 6378.7138 | 6330.4541 | 6471.532 | 6512.1885 | [8 empty] | 6315.2995 | 6307 | 6378.7138 | 6330.4541 | 6471.532 | 6512.1885
3004 | 6307 | 6378.6606 | 6330.2864 | 6471.4247 | 6511.5883 | [8 empty] | 6315.1412 | 6307 | 6378.6606 | 6330.2864 | 6471.4247 | 6511.5883
3005 | 6307 | 6378.4695 | 6329.9741 | 6471.3529 | 6511.5289 | [8 empty] | 6315.0798 | 6307 | 6378.4695 | 6329.9741 | 6471.3529 | 6511.5289
3006 | 6307 | 6378.3435 | 6329.9146 | 6470.9498 | 6511.4831 | [8 empty] | 6315.0319 | 6307 | 6378.3435 | 6329.9146 | 6470.9498 | 6511.4831
3007 | 6307 | 6378.2152 | 6329.6655 | 6470.7613 | 6511.444 | [8 empty] | 6315.0263 | 6307 | 6378.2152 | 6329.6655 | 6470.7613 | 6511.444
3008 | 6307 | 6378.0698 | 6329.6086 | 6470.0981 | 6511.0481 | [8 empty] | 6314.8112 | 6307 | 6378.0698 | 6329.6086 | 6470.0981 | 6511.0481
3009 | 6306 | 6376.8896 | 6329.3265 | 6470.0626 | 6510.9787 | [8 empty] | 6314.6459 | 6306 | 6376.8896 | 6329.3265 | 6470.0626 | 6510.9787
3010 | 6306 | 6376.4531 | 6329.3042 | 6469.0517 | 6510.9541 | [8 empty] | 6314.5376 | 6306 | 6376.4531 | 6329.3042 | 6469.0517 | 6510.9541
3011 | 6305 | 6376.0462 | 6329.1266 | 6468.8837 | 6510.7338 | [8 empty] | 6314.5118 | 6305 | 6376.0462 | 6329.1266 | 6468.8837 | 6510.7338
3012 | 6305 | 6375.9591 | 6328.5304 | 6468.8172 | 6510.6151 | [8 empty] | 6314.3127 | 6305 | 6375.9591 | 6328.5304 | 6468.8172 | 6510.6151
3013 | 6305 | 6375.9237 | 6328.4165 | 6467.9659 | 6510.1502 | [8 empty] | 6313.949 | 6305 | 6375.9237 | 6328.4165 | 6467.9659 | 6510.1502
3014 | 6305 | 6375.9198 | 6328.1907 | 6467.8909 | 6510.0365 | [8 empty] | 6313.648 | 6305 | 6375.9198 | 6328.1907 | 6467.8909 | 6510.0365
3015 | 6304 | 6375.5808 | 6328.03 | 6467.8557 | 6509.5664 | [8 empty] | 6313.44 | 6304 | 6375.5808 | 6328.03 | 6467.8557 | 6509.5664
3016 | 6304 | 6374.8351 | 6327.6127 | 6467.3979 | 6509.0954 | [8 empty] | 6313.4393 | 6304 | 6374.8351 | 6327.6127 | 6467.3979 | 6509.0954
3017 | 6304 | 6374.3415 | 6327.5454 | 6466.9926 | 6508.8677 | [8 empty] | 6313.4337 | 6304 | 6374.3415 | 6327.5454 | 6466.9926 | 6508.8677
3018 | 6304 | 6374.2431 | 6326.6861 | 6466.2634 | 6508.5154 | [8 empty] | 6313.366 | 6304 | 6374.2431 | 6326.6861 | 6466.2634 | 6508.5154
3019 | 6303 | 6373.4744 | 6326.6813 | 6466.1764 | 6508.3409 | [8 empty] | 6313.1865 | 6303 | 6373.4744 | 6326.6813 | 6466.1764 | 6508.3409
3020 | 6303 | 6373.2475 | 6326.6604 | 6465.421 | 6508.0968 | [8 empty] | 6313.0886 | 6303 | 6373.2475 | 6326.6604 | 6465.421 | 6508.0968
3021 | 6302 | 6372.6524 | 6326.4986 | 6465.398 | 6507.9912 | [8 empty] | 6313.0656 | 6302 | 6372.6524 | 6326.4986 | 6465.398 | 6507.9912
3022 | 6302 | 6372.1621 | 6326.4716 | 6465.3777 | 6507.914 | [8 empty] | 6312.9751 | 6302 | 6372.1621 | 6326.4716 | 6465.3777 | 6507.914
3023 | 6302 | 6372.1137 | 6325.8238 | 6465.2047 | 6507.7661 | [8 empty] | 6312.7784 | 6302 | 6372.1137 | 6325.8238 | 6465.2047 | 6507.7661
3024 | 6301 | 6371.3505 | 6325.6884 | 6464.9428 | 6507.6664 | [8 empty] | 6312.5805 | 6301 | 6371.3505 | 6325.6884 | 6464.9428 | 6507.6664
3025 | 6301 | 6370.894 | 6325.4591 | 6464.778 | 6507.4715 | [8 empty] | 6312.5356 | 6301 | 6370.894 | 6325.4591 | 6464.778 | 6507.4715
3026 | 6301 | 6370.3755 | 6325.3943 | 6464.5562 | 6507.3293 | [8 empty] | 6312.4 | 6301 | 6370.3755 | 6325.3943 | 6464.5562 | 6507.3293
3027 | 6300 | 6370.3479 | 6325.3162 | 6464.5404 | 6507.2189 | [8 empty] | 6312.2236 | 6300 | 6370.3479 | 6325.3162 | 6464.5404 | 6507.2189
3028 | 6300 | 6370.3015 | 6324.8069 | 6464.5068 | 6507.126 | [8 empty] | 6312.1855 | 6300 | 6370.3015 | 6324.8069 | 6464.5068 | 6507.126
3029 | 6299 | 6370.1012 | 6324.2588 | 6464.123 | 6507.0817 | [8 empty] | 6311.649 | 6299 | 6370.1012 | 6324.2588 | 6464.123 | 6507.0817
3030 | 6298 | 6369.8584 | 6324.1374 | 6464.1046 | 6506.8456 | [8 empty] | 6311.5515 | 6298 | 6369.8584 | 6324.1374 | 6464.1046 | 6506.8456
3031 | 6298 | 6369.6556 | 6324.0549 | 6463.9167 | 6506.2583 | [8 empty] | 6311.4789 | 6298 | 6369.6556 | 6324.0549 | 6463.9167 | 6506.2583
3032 | 6298 | 6369.1877 | 6324.005 | 6463.8976 | 6506.1817 | [8 empty] | 6311.4241 | 6298 | 6369.1877 | 6324.005 | 6463.8976 | 6506.1817
3033 | 6298 | 6369.0672 | 6323.5183 | 6463.1784 | 6506.0221 | [8 empty] | 6311.1969 | 6298 | 6369.0672 | 6323.5183 | 6463.1784 | 6506.0221
3034 | 6298 | 6368.5805 | 6323.4835 | 6463.0928 | 6505.3849 | [8 empty] | 6311.0655 | 6298 | 6368.5805 | 6323.4835 | 6463.0928 | 6505.3849
3035 | 6298 | 6368.0079 | 6323.2925 | 6462.3645 | 6504.9086 | [8 empty] | 6310.8847 | 6298 | 6368.0079 | 6323.2925 | 6462.3645 | 6504.9086
3036 | 6297 | 6367.7327 | 6323.1993 | 6462.3517 | 6504.876 | [8 empty] | 6309.7919 | 6297 | 6367.7327 | 6323.1993 | 6462.3517 | 6504.876
3037 | 6297 | 6367.5747 | 6323.1749 | 6462.2931 | 6504.7986 | [8 empty] | 6309.7129 | 6297 | 6367.5747 | 6323.1749 | 6462.2931 | 6504.7986
3038 | 6297 | 6366.8095 | 6323.1394 | 6461.9657 | 6504.7243 | [8 empty] | 6309.5305 | 6297 | 6366.8095 | 6323.1394 | 6461.9657 | 6504.7243
3039 | 6297 | 6366.1897 | 6322.0863 | 6461.939 | 6504.5283 | [8 empty] | 6309.4123 | 6297 | 6366.1897 | 6322.0863 | 6461.939 | 6504.5283
3040 | 6297 | 6366.0464 | 6322.035 | 6461.731 | 6504.4605 | [8 empty] | 6309.2407 | 6297 | 6366.0464 | 6322.035 | 6461.731 | 6504.4605
3041 | 6297 | 6366.0366 | 6321.4263 | 6461.5796 | 6503.8787 | [8 empty] | 6309.1969 | 6297 | 6366.0366 | 6321.4263 | 6461.5796 | 6503.8787
3042 | 6297 | 6365.971 | 6321.3663 | 6461.3254 | 6503.7195 | [8 empty] | 6308.9918 | 6297 | 6365.971 | 6321.3663 | 6461.3254 | 6503.7195
3043 | 6296 | 6365.949 | 6321.2247 | 6461.0144 | 6503.6437 | [8 empty] | 6308.8372 | 6296 | 6365.949 | 6321.2247 | 6461.0144 | 6503.6437
3044 | 6296 | 6365.3891 | 6320.8792 | 6460.8076 | 6503.5064 | [8 empty] | 6308.6316 | 6296 | 6365.3891 | 6320.8792 | 6460.8076 | 6503.5064
3045 | 6296 | 6364.9196 | 6320.8148 | 6460.6477 | 6502.345 | [8 empty] | 6308.6194 | 6296 | 6364.9196 | 6320.8148 | 6460.6477 | 6502.345
3046 | 6296 | 6364.8544 | 6320.6002 | 6460.3845 | 6502.2019 | [8 empty] | 6308.4704 | 6296 | 6364.8544 | 6320.6002 | 6460.3845 | 6502.2019
3047 | 6295 | 6364.7517 | 6320.3206 | 6460.0104 | 6502.1833 | [8 empty] | 6308.324 | 6295 | 6364.7517 | 6320.3206 | 6460.0104 | 6502.1833
3048 | 6295 | 6364.3468 | 6320.244 | 6459.9149 | 6501.9006 | [8 empty] | 6307.9283 | 6295 | 6364.3468 | 6320.244 | 6459.9149 | 6501.9006
3049 | 6294 | 6363.9044 | 6319.304 | 6459.4075 | 6501.8994 | [8 empty] | 6307.2614 | 6294 | 6363.9044 | 6319.304 | 6459.4075 | 6501.8994
3050 | 6294 | 6363.6849 | 6319.1021 | 6459.3848 | 6501.3917 | [8 empty] | 6307.0324 | 6294 | 6363.6849 | 6319.1021 | 6459.3848 | 6501.3917
3051 | 6294 | 6363.1503 | 6319.0718 | 6459.2777 | 6501.2597 | [8 empty] | 6306.7781 | 6294 | 6363.1503 | 6319.0718 | 6459.2777 | 6501.2597
3052 | 6293 | 6362.9447 | 6318.9811 | 6458.8758 | 6500.6962 | [8 empty] | 6306.706 | 6293 | 6362.9447 | 6318.9811 | 6458.8758 | 6500.6962
3053 | 6293 | 6362.7688 | 6318.9541 | 6458.7535 | 6499.8728 | [8 empty] | 6306.6524 | 6293 | 6362.7688 | 6318.9541 | 6458.7535 | 6499.8728
3054 | 6293 | 6361.8637 | 6318.8881 | 6458.6782 | 6499.7264 | [8 empty] | 6306.5183 | 6293 | 6361.8637 | 6318.8881 | 6458.6782 | 6499.7264
3055 | 6293 | 6361.8455 | 6318.7582 | 6458.5979 | 6499.6152 | [8 empty] | 6306.3807 | 6293 | 6361.8455 | 6318.7582 | 6458.5979 | 6499.6152
3056 | 6292 | 6361.8123 | 6318.2363 | 6458.3 | 6499.6014 | [8 empty] | 6306.1409 | 6292 | 6361.8123 | 6318.2363 | 6458.3 | 6499.6014
3057 | 6292 | 6361.5959 | 6318.1593 | 6457.9667 | 6499.5257 | [8 empty] | 6306.1063 | 6292 | 6361.5959 | 6318.1593 | 6457.9667 | 6499.5257
3058 | 6292 | 6361.1123 | 6318.138 | 6457.8063 | 6499.2743 | [8 empty] | 6305.7415 | 6292 | 6361.1123 | 6318.138 | 6457.8063 | 6499.2743
3059 | 6291 | 6360.9178 | 6317.6865 | 6457.5562 | 6499.1273 | [8 empty] | 6305.1862 | 6291 | 6360.9178 | 6317.6865 | 6457.5562 | 6499.1273
3060 | 6291 | 6360.6015 | 6317.5961 | 6457.2037 | 6498.6469 | [8 empty] | 6305.1103 | 6291 | 6360.6015 | 6317.5961 | 6457.2037 | 6498.6469
3061 | 6291 | 6360.2873 | 6317.3376 | 6456.7369 | 6497.378 | [8 empty] | 6305.1089 | 6291 | 6360.2873 | 6317.3376 | 6456.7369 | 6497.378
3062 | 6291 | 6360.0826 | 6316.92 | 6456.5567 | 6497.1434 | [8 empty] | 6305.0007 | 6291 | 6360.0826 | 6316.92 | 6456.5567 | 6497.1434
3063 | 6291 | 6359.5242 | 6316.1648 | 6455.7401 | 6496.6867 | [8 empty] | 6304.7912 | 6291 | 6359.5242 | 6316.1648 | 6455.7401 | 6496.6867
3064 | 6290 | 6359.2505 | 6315.7312 | 6455.1922 | 6496.5131 | [8 empty] | 6304.3371 | 6290 | 6359.2505 | 6315.7312 | 6455.1922 | 6496.5131
3065 | 6290 | 6359.0529 | 6315.4623 | 6453.9745 | 6496.2749 | [8 empty] | 6304.1089 | 6290 | 6359.0529 | 6315.4623 | 6453.9745 | 6496.2749
3066 | 6290 | 6358.962 | 6315.4473 | 6453.949 | 6495.5045 | [8 empty] | 6303.9573 | 6290 | 6358.962 | 6315.4473 | 6453.949 | 6495.5045
3067 | 6289 | 6358.3105 | 6315.4368 | 6453.8192 | 6495.4682 | [8 empty] | 6303.9499 | 6289 | 6358.3105 | 6315.4368 | 6453.8192 | 6495.4682
3068 | 6289 | 6357.7978 | 6315.3222 | 6453.7128 | 6495.4144 | [8 empty] | 6303.6458 | 6289 | 6357.7978 | 6315.3222 | 6453.7128 | 6495.4144
3069 | 6289 | 6357.7641 | 6315.0326 | 6453.7041 | 6495.3438 | [8 empty] | 6303.6025 | 6289 | 6357.7641 | 6315.0326 | 6453.7041 | 6495.3438
3070 | 6289 | 6357.6303 | 6314.8412 | 6453.2616 | 6495.2612 | [8 empty] | 6302.8936 | 6289 | 6357.6303 | 6314.8412 | 6453.2616 | 6495.2612
3071 | 6288 | 6357.3056 | 6314.5621 | 6453.1637 | 6495.0835 | [8 empty] | 6302.8525 | 6288 | 6357.3056 | 6314.5621 | 6453.1637 | 6495.0835
3072 | 6288 | 6357.0453 | 6314.4045 | 6452.8629 | 6494.8901 | [8 empty] | 6302.6488 | 6288 | 6357.0453 | 6314.4045 | 6452.8629 | 6494.8901
3073 | 6288 | 6356.9325 | 6314.3687 | 6452.6706 | 6494.5029 | [8 empty] | 6302.2378 | 6288 | 6356.9325 | 6314.3687 | 6452.6706 | 6494.5029
3074 | 6287 | 6356.6311 | 6314.2296 | 6452.5725 | 6494.4476 | [8 empty] | 6302.1694 | 6287 | 6356.6311 | 6314.2296 | 6452.5725 | 6494.4476
3075 | 6287 | 6356.1993 | 6313.177 | 6451.9819 | 6493.8872 | [8 empty] | 6302.065 | 6287 | 6356.1993 | 6313.177 | 6451.9819 | 6493.8872
3076 | 6287 | 6356.1135 | 6313.1689 | 6451.9429 | 6493.0495 | [8 empty] | 6301.9847 | 6287 | 6356.1135 | 6313.1689 | 6451.9429 | 6493.0495
3077 | 6287 | 6355.8599 | 6313.0962 | 6451.7517 | 6492.9154 | [8 empty] | 6301.8667 | 6287 | 6355.8599 | 6313.0962 | 6451.7517 | 6492.9154
3078 | 6287 | 6355.8317 | 6312.4004 | 6451.526 | 6492.433 | [8 empty] | 6301.2047 | 6287 | 6355.8317 | 6312.4004 | 6451.526 | 6492.433
3079 | 6287 | 6355.5963 | 6312.3883 | 6451.121 | 6491.2746 | [8 empty] | 6301.1001 | 6287 | 6355.5963 | 6312.3883 | 6451.121 | 6491.2746
3080 | 6287 | 6355.3074 | 6311.6726 | 6450.6041 | 6490.9997 | [8 empty] | 6300.5531 | 6287 | 6355.3074 | 6311.6726 | 6450.6041 | 6490.9997
3081 | 6286 | 6355.0676 | 6311.4956 | 6450.2168 | 6490.6419 | [8 empty] | 6300.4385 | 6286 | 6355.0676 | 6311.4956 | 6450.2168 | 6490.6419
3082 | 6286 | 6354.8037 | 6311.2464 | 6449.9547 | 6490.4163 | [8 empty] | 6300.4093 | 6286 | 6354.8037 | 6311.2464 | 6449.9547 | 6490.4163
3083 | 6285 | 6354.7953 | 6311.1008 | 6449.8959 | 6490.351 | [8 empty] | 6300.3318 | 6285 | 6354.7953 | 6311.1008 | 6449.8959 | 6490.351
3084 | 6285 | 6354.779 | 6310.8223 | 6449.7866 | 6490.3195 | [8 empty] | 6300.2272 | 6285 | 6354.779 | 6310.8223 | 6449.7866 | 6490.3195
3085 | 6285 | 6354.6219 | 6309.9824 | 6449.6673 | 6490.3173 | [8 empty] | 6299.7314 | 6285 | 6354.6219 | 6309.9824 | 6449.6673 | 6490.3173
3086 | 6285 | 6354.3721 | 6309.8382 | 6449.5153 | 6490.2012 | [8 empty] | 6299.6884 | 6285 | 6354.3721 | 6309.8382 | 6449.5153 | 6490.2012
3087 | 6285 | 6354.0281 | 6309.6135 | 6449.4733 | 6489.8759 | [8 empty] | 6299.2083 | 6285 | 6354.0281 | 6309.6135 | 6449.4733 | 6489.8759
3088 | 6284 | 6353.8491 | 6309.4245 | 6449.1998 | 6489.7287 | [8 empty] | 6298.7409 | 6284 | 6353.8491 | 6309.4245 | 6449.1998 | 6489.7287
3089 | 6284 | 6353.6471 | 6309.3191 | 6448.9702 | 6489.1697 | [8 empty] | 6298.7159 | 6284 | 6353.6471 | 6309.3191 | 6448.9702 | 6489.1697
3090 | 6284 | 6353.6439 | 6309.2059 | 6448.6493 | 6488.9471 | [8 empty] | 6298.4912 | 6284 | 6353.6439 | 6309.2059 | 6448.6493 | 6488.9471
3091 | 6284 | 6353.396 | 6309.0699 | 6448.5641 | 6488.6443 | [8 empty] | 6298.453 | 6284 | 6353.396 | 6309.0699 | 6448.5641 | 6488.6443
3092 | 6282 | 6353.2298 | 6308.7807 | 6448.4375 | 6488.5426 | [8 empty] | 6298.3787 | 6282 | 6353.2298 | 6308.7807 | 6448.4375 | 6488.5426
3093 | 6282 | 6353.1101 | 6307.8244 | 6448.1531 | 6488.451 | [8 empty] | 6298.1633 | 6282 | 6353.1101 | 6307.8244 | 6448.1531 | 6488.451
3094 | 6282 | 6353.1021 | 6307.6012 | 6448.1199 | 6488.2326 | [8 empty] | 6297.7917 | 6282 | 6353.1021 | 6307.6012 | 6448.1199 | 6488.2326
3095 | 6281 | 6352.9972 | 6307.3113 | 6448.073 | 6487.7411 | [8 empty] | 6297.7471 | 6281 | 6352.9972 | 6307.3113 | 6448.073 | 6487.7411
3096 | 6281 | 6352.5452 | 6307.1938 | 6447.1358 | 6487.6632 | [8 empty] | 6297.5146 | 6281 | 6352.5452 | 6307.1938 | 6447.1358 | 6487.6632
3097 | 6281 | 6352.3128 | 6306.9941 | 6447.0299 | 6487.1159 | [8 empty] | 6297.4788 | 6281 | 6352.3128 | 6306.9941 | 6447.0299 | 6487.1159
3098 | 6281 | 6352.0938 | 6306.9649 | 6446.8487 | 6487.1148 | [8 empty] | 6297.3388 | 6281 | 6352.0938 | 6306.9649 | 6446.8487 | 6487.1148
3099 | 6281 | 6351.9818 | 6306.8702 | 6446.6375 | 6486.5956 | [8 empty] | 6296.7735 | 6281 | 6351.9818 | 6306.8702 | 6446.6375 | 6486.5956
3100 | 6280 | 6351.9314 | 6306.7095 | 6446.1754 | 6486.5723 | [8 empty] | 6296.6719 | 6280 | 6351.9314 | 6306.7095 | 6446.1754 | 6486.5723
3101 | 6280 | 6351.8836 | 6306.6025 | 6446.1615 | 6485.5558 | [8 empty] | 6296.4777 | 6280 | 6351.8836 | 6306.6025 | 6446.1615 | 6485.5558
3102 | 6280 | 6351.7217 | 6306.3551 | 6445.9937 | 6485.484 | [8 empty] | 6296.1746 | 6280 | 6351.7217 | 6306.3551 | 6445.9937 | 6485.484
3103 | 6280 | 6351.4781 | 6306.2331 | 6445.3774 | 6485.2785 | [8 empty] | 6295.8554 | 6280 | 6351.4781 | 6306.2331 | 6445.3774 | 6485.2785
3104 | 6279 | 6351.2882 | 6306.1966 | 6445.0592 | 6485.0293 | [8 empty] | 6295.547 | 6279 | 6351.2882 | 6306.1966 | 6445.0592 | 6485.0293
3105 | 6279 | 6351.0569 | 6306.1567 | 6444.8017 | 6484.9238 | [8 empty] | 6295.0354 | 6279 | 6351.0569 | 6306.1567 | 6444.8017 | 6484.9238
3106 | 6279 | 6350.8962 | 6305.692 | 6444.6801 | 6484.7263 | [8 empty] | 6294.9268 | 6279 | 6350.8962 | 6305.692 | 6444.6801 | 6484.7263
3107 | 6279 | 6350.7832 | 6305.1664 | 6444.1215 | 6484.1749 | [8 empty] | 6294.8466 | 6279 | 6350.7832 | 6305.1664 | 6444.1215 | 6484.1749
3108 | 6279 | 6350.7157 | 6304.9912 | 6444.1118 | 6484.1229 | [8 empty] | 6294.8422 | 6279 | 6350.7157 | 6304.9912 | 6444.1118 | 6484.1229
3109 | 6279 | 6350.5113 | 6304.8794 | 6444.083 | 6483.1906 | [8 empty] | 6294.7748 | 6279 | 6350.5113 | 6304.8794 | 6444.083 | 6483.1906
3110 | 6278 | 6350.341 | 6304.7591 | 6443.9028 | 6483.1073 | [8 empty] | 6294.6328 | 6278 | 6350.341 | 6304.7591 | 6443.9028 | 6483.1073
3111 | 6278 | 6350.1931 | 6304.6112 | 6443.3796 | 6482.9838 | [8 empty] | 6294.5647 | 6278 | 6350.1931 | 6304.6112 | 6443.3796 | 6482.9838
3112 | 6277 | 6350.0761 | 6304.4542 | 6442.8817 | 6482.9699 | [8 empty] | 6294.3938 | 6277 | 6350.0761 | 6304.4542 | 6442.8817 | 6482.9699
3113 | 6277 | 6349.8062 | 6304.3793 | 6442.7506 | 6482.7558 | [8 empty] | 6294.3795 | 6277 | 6349.8062 | 6304.3793 | 6442.7506 | 6482.7558
3114 | 6277 | 6349.6761 | 6304.1337 | 6442.7234 | 6482.0012 | [8 empty] | 6294.3577 | 6277 | 6349.6761 | 6304.1337 | 6442.7234 | 6482.0012
3115 | 6277 | 6349.6448 | 6303.7964 | 6442.5247 | 6481.7605 | [8 empty] | 6294.2796 | 6277 | 6349.6448 | 6303.7964 | 6442.5247 | 6481.7605
3116 | 6277 | 6349.4202 | 6303.0729 | 6441.9954 | 6481.2191 | [8 empty] | 6294.0865 | 6277 | 6349.4202 | 6303.0729 | 6441.9954 | 6481.2191
3117 | 6277 | 6348.9321 | 6302.7505 | 6441.449 | 6479.88 | [8 empty] | 6294.0067 | 6277 | 6348.9321 | 6302.7505 | 6441.449 | 6479.88
3118 | 6276 | 6348.6931 | 6302.4725 | 6441.44 | 6479.3997 | [8 empty] | 6293.5084 | 6276 | 6348.6931 | 6302.4725 | 6441.44 | 6479.3997
3119 | 6276 | 6347.5032 | 6302.3441 | 6440.3276 | 6479.3598 | [8 empty] | 6293.3867 | 6276 | 6347.5032 | 6302.3441 | 6440.3276 | 6479.3598
3120 | 6276 | 6347.2078 | 6302.2842 | 6440.2017 | 6478.8829 | [8 empty] | 6293.3561 | 6276 | 6347.2078 | 6302.2842 | 6440.2017 | 6478.8829
3121 | 6276 | 6347.0948 | 6302.0977 | 6438.8482 | 6478.5074 | [8 empty] | 6293.085 | 6276 | 6347.0948 | 6302.0977 | 6438.8482 | 6478.5074
3122 | 6276 | 6347.0104 | 6301.7793 | 6438.8259 | 6477.7784 | [8 empty] | 6292.9084 | 6276 | 6347.0104 | 6301.7793 | 6438.8259 | 6477.7784
3123 | 6276 | 6346.9402 | 6301.5228 | 6438.665 | 6477.5262 | [8 empty] | 6292.9015 | 6276 | 6346.9402 | 6301.5228 | 6438.665 | 6477.5262
3124 | 6276 | 6346.8685 | 6301.4979 | 6438.2339 | 6477.3355 | [8 empty] | 6292.6953 | 6276 | 6346.8685 | 6301.4979 | 6438.2339 | 6477.3355
3125 | 6276 | 6346.3904 | 6301.3316 | 6438.0075 | 6477.331 | [8 empty] | 6292.6168 | 6276 | 6346.3904 | 6301.3316 | 6438.0075 | 6477.331
3126 | 6276 | 6346.2663 | 6301.0948 | 6437.8324 | 6477.2359 | [8 empty] | 6292.5809 | 6276 | 6346.2663 | 6301.0948 | 6437.8324 | 6477.2359
3127 | 6276 | 6346.2474 | 6300.5387 | 6437.7004 | 6477.2275 | [8 empty] | 6292.3893 | 6276 | 6346.2474 | 6300.5387 | 6437.7004 | 6477.2275
3128 | 6275 | 6345.9185 | 6300.0928 | 6437.1297 | 6477.0039 | [8 empty] | 6292.0409 | 6275 | 6345.9185 | 6300.0928 | 6437.1297 | 6477.0039
3129 | 6275 | 6345.8881 | 6299.9922 | 6437.0801 | 6476.7286 | [8 empty] | 6291.9652 | 6275 | 6345.8881 | 6299.9922 | 6437.0801 | 6476.7286
3130 | 6275 | 6345.7619 | 6299.7058 | 6436.7512 | 6476.7028 | [8 empty] | 6290.9922 | 6275 | 6345.7619 | 6299.7058 | 6436.7512 | 6476.7028
3131 | 6275 | 6345.5929 | 6299.511 | 6436.6529 | 6476.477 | [8 empty] | 6290.9067 | 6275 | 6345.5929 | 6299.511 | 6436.6529 | 6476.477
3132 | 6275 | 6345.4945 | 6299.4642 | 6436.6435 | 6476.3078 | [8 empty] | 6290.895 | 6275 | 6345.4945 | 6299.4642 | 6436.6435 | 6476.3078
3133 | 6275 | 6345.0144 | 6299.4469 | 6436.4325 | 6475.902 | [8 empty] | 6290.8185 | 6275 | 6345.0144 | 6299.4469 | 6436.4325 | 6475.902
3134 | 6274 | 6344.782 | 6299.2243 | 6435.9948 | 6475.7734 | [8 empty] | 6290.81 | 6274 | 6344.782 | 6299.2243 | 6435.9948 | 6475.7734
3135 | 6274 | 6344.709 | 6298.6233 | 6435.8432 | 6475.4982 | [8 empty] | 6290.3329 | 6274 | 6344.709 | 6298.6233 | 6435.8432 | 6475.4982
3136 | 6274 | 6344.6678 | 6298.4915 | 6435.7536 | 6475.0547 | [8 empty] | 6290.2081 | 6274 | 6344.6678 | 6298.4915 | 6435.7536 | 6475.0547
3137 | 6274 | 6344.4677 | 6298.3781 | 6435.667 | 6474.4191 | [8 empty] | 6290.1889 | 6274 | 6344.4677 | 6298.3781 | 6435.667 | 6474.4191
3138 | 6274 | 6344.1099 | 6298.1863 | 6435.3293 | 6474.4184 | [8 empty] | 6289.9923 | 6274 | 6344.1099 | 6298.1863 | 6435.3293 | 6474.4184
3139 | 6273 | 6344.0968 | 6297.8058 | 6435.3021 | 6474.3072 | [8 empty] | 6289.631 | 6273 | 6344.0968 | 6297.8058 | 6435.3021 | 6474.3072
3140 | 6273 | 6343.5904 | 6297.782 | 6434.8473 | 6474.2983 | [8 empty] | 6289.5938 | 6273 | 6343.5904 | 6297.782 | 6434.8473 | 6474.2983
3141 | 6273 | 6343.0965 | 6296.9951 | 6434.8403 | 6474.1599 | [8 empty] | 6289.5794 | 6273 | 6343.0965 | 6296.9951 | 6434.8403 | 6474.1599
3142 | 6273 | 6342.494 | 6296.6501 | 6434.6646 | 6474.0377 | [8 empty] | 6289.5139 | 6273 | 6342.494 | 6296.6501 | 6434.6646 | 6474.0377
3143 | 6272 | 6342.466 | 6296.5285 | 6434.2107 | 6473.7138 | [8 empty] | 6289.5116 | 6272 | 6342.466 | 6296.5285 | 6434.2107 | 6473.7138
3144 | 6272 | 6342.374 | 6295.4085 | 6433.6566 | 6473.6406 | [8 empty] | 6289.1732 | 6272 | 6342.374 | 6295.4085 | 6433.6566 | 6473.6406
3145 | 6272 | 6342.373 | 6295.4084 | 6433.4214 | 6473.4234 | [8 empty] | 6289.1685 | 6272 | 6342.373 | 6295.4084 | 6433.4214 | 6473.4234
3146 | 6272 | 6342.3193 | 6295.2116 | 6433.2516 | 6473.143 | [8 empty] | 6289.0085 | 6272 | 6342.3193 | 6295.2116 | 6433.2516 | 6473.143
3147 | 6271 | 6341.5416 | 6294.7019 | 6433.2267 | 6472.5906 | [8 empty] | 6288.9736 | 6271 | 6341.5416 | 6294.7019 | 6433.2267 | 6472.5906
3148 | 6271 | 6341.4652 | 6294.3979 | 6432.7737 | 6472.2762 | [8 empty] | 6288.4296 | 6271 | 6341.4652 | 6294.3979 | 6432.7737 | 6472.2762
3149 | 6271 | 6341.3408 | 6294.1032 | 6432.3563 | 6472.2158 | [8 empty] | 6288.3975 | 6271 | 6341.3408 | 6294.1032 | 6432.3563 | 6472.2158
3150 | 6271 | 6341.1292 | 6293.8852 | 6430.5995 | 6472.0166 | [8 empty] | 6288.3975 | 6271 | 6341.1292 | 6293.8852 | 6430.5995 | 6472.0166
3151 | 6271 | 6340.6713 | 6293.7 | 6430.559 | 6471.9869 | [8 empty] | 6288.2681 | 6271 | 6340.6713 | 6293.7 | 6430.559 | 6471.9869
3152 | 6270 | 6340.2752 | 6292.9879 | 6429.4699 | 6471.8838 | [8 empty] | 6287.7063 | 6270 | 6340.2752 | 6292.9879 | 6429.4699 | 6471.8838
3153 | 6270 | 6340.1961 | 6292.7466 | 6429.4031 | 6471.1624 | [8 empty] | 6287.5302 | 6270 | 6340.1961 | 6292.7466 | 6429.4031 | 6471.1624
3154 | 6270 | 6339.927 | 6292.6765 | 6429.2446 | 6471.0245 | [8 empty] | 6287.5165 | 6270 | 6339.927 | 6292.6765 | 6429.2446 | 6471.0245
3155 | 6270 | 6339.7317 | 6292.5906 | 6429.2342 | 6470.8899 | [8 empty] | 6287.3712 | 6270 | 6339.7317 | 6292.5906 | 6429.2342 | 6470.8899
3156 | 6270 | 6339.6316 | 6292.4767 | 6429.1924 | 6470.5261 | [8 empty] | 6286.9439 | 6270 | 6339.6316 | 6292.4767 | 6429.1924 | 6470.5261
3157 | 6270 | 6339.1324 | 6292.172 | 6429.1723 | 6470.1076 | [8 empty] | 6286.6872 | 6270 | 6339.1324 | 6292.172 | 6429.1723 | 6470.1076
3158 | 6270 | 6338.8954 | 6292.0576 | 6428.9403 | 6470.095 | [8 empty] | 6286.6712 | 6270 | 6338.8954 | 6292.0576 | 6428.9403 | 6470.095
3159 | 6270 | 6338.5375 | 6292.0339 | 6428.7881 | 6470.007 | [8 empty] | 6286.586 | 6270 | 6338.5375 | 6292.0339 | 6428.7881 | 6470.007
3160 | 6270 | 6338.0906 | 6291.9474 | 6428.5675 | 6469.5527 | [8 empty] | 6286.1047 | 6270 | 6338.0906 | 6291.9474 | 6428.5675 | 6469.5527
3161 | 6269 | 6338.0335 | 6291.9365 | 6428.2436 | 6468.9558 | [8 empty] | 6285.7279 | 6269 | 6338.0335 | 6291.9365 | 6428.2436 | 6468.9558
3162 | 6269 | 6337.7554 | 6291.7941 | 6428.1688 | 6468.112 | [8 empty] | 6285.4203 | 6269 | 6337.7554 | 6291.7941 | 6428.1688 | 6468.112
3163 | 6269 | 6337.2148 | 6291.5035 | 6428.0776 | 6467.8068 | [8 empty] | 6285.1636 | 6269 | 6337.2148 | 6291.5035 | 6428.0776 | 6467.8068
3164 | 6269 | 6336.9582 | 6291.2076 | 6428.0685 | 6467.6676 | [8 empty] | 6285.1265 | 6269 | 6336.9582 | 6291.2076 | 6428.0685 | 6467.6676
3165 | 6269 | 6336.3201 | 6291.033 | 6427.849 | 6467.6224 | [8 empty] | 6284.8896 | 6269 | 6336.3201 | 6291.033 | 6427.849 | 6467.6224
3166 | 6269 | 6336.0323 | 6290.471 | 6427.8302 | 6467.6182 | [8 empty] | 6284.7123 | 6269 | 6336.0323 | 6290.471 | 6427.8302 | 6467.6182
3167 | 6269 | 6335.8753 | 6290.2442 | 6427.6552 | 6466.8033 | [8 empty] | 6284.6996 | 6269 | 6335.8753 | 6290.2442 | 6427.6552 | 6466.8033
3168 | 6269 | 6335.2397 | 6290.1073 | 6427.6062 | 6466.7587 | [8 empty] | 6284.5561 | 6269 | 6335.2397 | 6290.1073 | 6427.6062 | 6466.7587
3169 | 6269 | 6333.3837 | 6289.7078 | 6427.086 | 6466.3464 | [8 empty] | 6284.3343 | 6269 | 6333.3837 | 6289.7078 | 6427.086 | 6466.3464
3170 | 6268 | 6332.9903 | 6289.6692 | 6426.9676 | 6466.0732 | [8 empty] | 6284.3142 | 6268 | 6332.9903 | 6289.6692 | 6426.9676 | 6466.0732
3171 | 6268 | 6332.9509 | 6289.4484 | 6426.8119 | 6465.9803 | [8 empty] | 6284.1645 | 6268 | 6332.9509 | 6289.4484 | 6426.8119 | 6465.9803
3172 | 6268 | 6332.6445 | 6289.4255 | 6426.3426 | 6465.7064 | [8 empty] | 6284.0022 | 6268 | 6332.6445 | 6289.4255 | 6426.3426 | 6465.7064
3173 | 6268 | 6332.6152 | 6289.3692 | 6426.1725 | 6465.4371 | [8 empty] | 6283.9043 | 6268 | 6332.6152 | 6289.3692 | 6426.1725 | 6465.4371
3174 | 6268 | 6332.4711 | 6289.2358 | 6426.0732 | 6464.9616 | [8 empty] | 6283.8908 | 6268 | 6332.4711 | 6289.2358 | 6426.0732 | 6464.9616
3175 | 6267 | 6332.4202 | 6288.9565 | 6425.9655 | 6464.7004 | [8 empty] | 6283.627 | 6267 | 6332.4202 | 6288.9565 | 6425.9655 | 6464.7004
3176 | 6267 | 6332.2719 | 6288.8961 | 6425.9349 | 6464.5083 | [8 empty] | 6283.4327 | 6267 | 6332.2719 | 6288.8961 | 6425.9349 | 6464.5083
3177 | 6267 | 6332.0217 | 6288.8056 | 6425.7691 | 6463.7006 | [8 empty] | 6283.1902 | 6267 | 6332.0217 | 6288.8056 | 6425.7691 | 6463.7006
3178 | 6267 | 6331.8083 | 6288.7653 | 6425.5865 | 6463.1696 | [8 empty] | 6282.9475 | 6267 | 6331.8083 | 6288.7653 | 6425.5865 | 6463.1696
3179 | 6267 | 6331.369 | 6288.6159 | 6425.567 | 6463.0825 | [8 empty] | 6282.709 | 6267 | 6331.369 | 6288.6159 | 6425.567 | 6463.0825
3180 | 6266 | 6331.0176 | 6288.4485 | 6424.8568 | 6462.8898 | [8 empty] | 6282.6512 | 6266 | 6331.0176 | 6288.4485 | 6424.8568 | 6462.8898
3181 | 6266 | 6330.9149 | 6288.3927 | 6423.5339 | 6462.2132 | [8 empty] | 6282.4498 | 6266 | 6330.9149 | 6288.3927 | 6423.5339 | 6462.2132
3182 | 6265 | 6330.8487 | 6287.7336 | 6423.3671 | 6461.562 | [8 empty] | 6281.8759 | 6265 | 6330.8487 | 6287.7336 | 6423.3671 | 6461.562
3183 | 6265 | 6330.725 | 6287.6521 | 6423.3066 | 6461.4718 | [8 empty] | 6281.821 | 6265 | 6330.725 | 6287.6521 | 6423.3066 | 6461.4718
3184 | 6265 | 6330.5035 | 6287.5169 | 6423.0553 | 6461.1473 | [8 empty] | 6281.4424 | 6265 | 6330.5035 | 6287.5169 | 6423.0553 | 6461.1473
3185 | 6265 | 6330.1355 | 6287.2905 | 6423.0407 | 6461.1317 | [8 empty] | 6281.4287 | 6265 | 6330.1355 | 6287.2905 | 6423.0407 | 6461.1317
3186 | 6265 | 6330.114 | 6287.1423 | 6422.4942 | 6461.0871 | [8 empty] | 6281.1512 | 6265 | 6330.114 | 6287.1423 | 6422.4942 | 6461.0871
3187 | 6265 | 6329.8124 | 6286.6809 | 6422.2809 | 6460.9809 | [8 empty] | 6280.8438 | 6265 | 6329.8124 | 6286.6809 | 6422.2809 | 6460.9809
3188 | 6264 | 6329.773 | 6286.4151 | 6422.1337 | 6460.5135 | [8 empty] | 6280.5014 | 6264 | 6329.773 | 6286.4151 | 6422.1337 | 6460.5135
3189 | 6264 | 6329.7023 | 6286.2122 | 6421.993 | 6460.4257 | [8 empty] | 6280.4665 | 6264 | 6329.7023 | 6286.2122 | 6421.993 | 6460.4257
3190 | 6264 | 6329.5985 | 6285.9232 | 6421.6447 | 6460.4034 | [8 empty] | 6280.2708 | 6264 | 6329.5985 | 6285.9232 | 6421.6447 | 6460.4034
3191 | 6264 | 6329.5875 | 6285.7213 | 6421.61 | 6460.2678 | [8 empty] | 6280.0097 | 6264 | 6329.5875 | 6285.7213 | 6421.61 | 6460.2678
3192 | 6263 | 6329.4443 | 6285.6163 | 6421.0411 | 6460.1671 | [8 empty] | 6279.4088 | 6263 | 6329.4443 | 6285.6163 | 6421.0411 | 6460.1671
3193 | 6263 | 6329.0005 | 6285.2276 | 6421.0337 | 6460.1298 | [8 empty] | 6279.1165 | 6263 | 6329.0005 | 6285.2276 | 6421.0337 | 6460.1298
3194 | 6263 | 6328.535 | 6285.0911 | 6420.8695 | 6459.6302 | [8 empty] | 6279.0247 | 6263 | 6328.535 | 6285.0911 | 6420.8695 | 6459.6302
3195 | 6262 | 6328.2721 | 6284.7819 | 6420.0144 | 6459.4866 | [8 empty] | 6278.8122 | 6262 | 6328.2721 | 6284.7819 | 6420.0144 | 6459.4866
3196 | 6262 | 6328.2053 | 6284.5308 | 6419.3917 | 6459.1568 | [8 empty] | 6278.6883 | 6262 | 6328.2053 | 6284.5308 | 6419.3917 | 6459.1568
3197 | 6262 | 6328.0067 | 6284.427 | 6418.4406 | 6459.1093 | [8 empty] | 6278.2124 | 6262 | 6328.0067 | 6284.427 | 6418.4406 | 6459.1093
3198 | 6262 | 6327.9819 | 6284.2544 | 6418.4018 | 6458.9233 | [8 empty] | 6278.1398 | 6262 | 6327.9819 | 6284.2544 | 6418.4018 | 6458.9233
3199 | 6262 | 6326.6771 | 6284.2063 | 6418.293 | 6458.9184 | [8 empty] | 6277.6804 | 6262 | 6326.6771 | 6284.2063 | 6418.293 | 6458.9184
3200 | 6262 | 6326.6663 | 6284.1055 | 6418.244 | 6458.4467 | [8 empty] | 6277.3291 | 6262 | 6326.6663 | 6284.1055 | 6418.244 | 6458.4467
3201 | 6262 | 6326.5111 | 6283.9094 | 6418.1148 | 6458.4175 | [8 empty] | 6277.1368 | 6262 | 6326.5111 | 6283.9094 | 6418.1148 | 6458.4175
3202 | 6261 | 6326.3221 | 6283.8957 | 6418.0755 | 6458.3561 | [8 empty] | 6276.9071 | 6261 | 6326.3221 | 6283.8957 | 6418.0755 | 6458.3561
3203 | 6261 | 6326.278 | 6283.6653 | 6417.968 | 6458.2096 | [8 empty] | 6276.8657 | 6261 | 6326.278 | 6283.6653 | 6417.968 | 6458.2096
3204 | 6261 | 6326.1837 | 6283.5144 | 6417.8903 | 6457.9829 | [8 empty] | 6276.8288 | 6261 | 6326.1837 | 6283.5144 | 6417.8903 | 6457.9829
3205 | 6261 | 6325.9581 | 6283.3051 | 6417.2857 | 6457.9762 | [8 empty] | 6276.6822 | 6261 | 6325.9581 | 6283.3051 | 6417.2857 | 6457.9762
3206 | 6261 | 6325.3009 | 6283.072 | 6416.5106 | 6457.7871 | [8 empty] | 6276.6711 | 6261 | 6325.3009 | 6283.072 | 6416.5106 | 6457.7871
3207 | 6261 | 6324.9439 | 6282.5404 | 6416.3841 | 6457.7376 | [8 empty] | 6276.3028 | 6261 | 6324.9439 | 6282.5404 | 6416.3841 | 6457.7376
3208 | 6260 | 6324.5224 | 6282.4074 | 6416.3256 | 6457.4446 | [8 empty] | 6276.3006 | 6260 | 6324.5224 | 6282.4074 | 6416.3256 | 6457.4446
3209 | 6259 | 6324.4507 | 6282.3501 | 6416.1005 | 6457.226 | [8 empty] | 6276.2895 | 6259 | 6324.4507 | 6282.3501 | 6416.1005 | 6457.226
3210 | 6259 | 6323.6718 | 6282.2884 | 6415.9851 | 6456.368 | [8 empty] | 6276.2216 | 6259 | 6323.6718 | 6282.2884 | 6415.9851 | 6456.368
3211 | 6259 | 6323.6064 | 6281.8561 | 6415.4601 | 6456.1759 | [8 empty] | 6276.073 | 6259 | 6323.6064 | 6281.8561 | 6415.4601 | 6456.1759
3212 | 6259 | 6323.2401 | 6281.6606 | 6415.3184 | 6456.1565 | [8 empty] | 6276.0466 | 6259 | 6323.2401 | 6281.6606 | 6415.3184 | 6456.1565
3213 | 6259 | 6323.2201 | 6281.4339 | 6415.1965 | 6455.7509 | [8 empty] | 6276.0352 | 6259 | 6323.2201 | 6281.4339 | 6415.1965 | 6455.7509
3214 | 6258 | 6323.13 | 6281.3652 | 6414.776 | 6455.7134 | [8 empty] | 6275.6236 | 6258 | 6323.13 | 6281.3652 | 6414.776 | 6455.7134
3215 | 6258 | 6322.618 | 6280.8837 | 6414.7631 | 6455.3124 | [8 empty] | 6275.2813 | 6258 | 6322.618 | 6280.8837 | 6414.7631 | 6455.3124
3216 | 6258 | 6322.3909 | 6280.6498 | 6414.665 | 6455.0387 | [8 empty] | 6274.9165 | 6258 | 6322.3909 | 6280.6498 | 6414.665 | 6455.0387
3217 | 6258 | 6322.2566 | 6280.5561 | 6414.4771 | 6454.9732 | [8 empty] | 6274.7204 | 6258 | 6322.2566 | 6280.5561 | 6414.4771 | 6454.9732
3218 | 6257 | 6321.7992 | 6280.5333 | 6414.3005 | 6454.6715 | [8 empty] | 6274.6601 | 6257 | 6321.7992 | 6280.5333 | 6414.3005 | 6454.6715
3219 | 6256 | 6321.6975 | 6280.5068 | 6414.2003 | 6454.6232 | [8 empty] | 6274.6051 | 6256 | 6321.6975 | 6280.5068 | 6414.2003 | 6454.6232
3220 | 6256 | 6321.5048 | 6280.4845 | 6413.6592 | 6454.6122 | [8 empty] | 6274.4366 | 6256 | 6321.5048 | 6280.4845 | 6413.6592 | 6454.6122
3221 | 6256 | 6320.7882 | 6280.3216 | 6413.3354 | 6454.4231 | [8 empty] | 6274.4133 | 6256 | 6320.7882 | 6280.3216 | 6413.3354 | 6454.4231
3222 | 6255 | 6320.1827 | 6280.3028 | 6413.282 | 6454.272 | [8 empty] | 6274.1734 | 6255 | 6320.1827 | 6280.3028 | 6413.282 | 6454.272
3223 | 6255 | 6320.1766 | 6279.3507 | 6413.2353 | 6454.2411 | [8 empty] | 6274.1259 | 6255 | 6320.1766 | 6279.3507 | 6413.2353 | 6454.2411
3224 | 6255 | 6320.1195 | 6279.2857 | 6411.9876 | 6453.9402 | [8 empty] | 6273.8366 | 6255 | 6320.1195 | 6279.2857 | 6411.9876 | 6453.9402
3225 | 6254 | 6320.0989 | 6279.045 | 6411.5579 | 6453.7511 | [8 empty] | 6273.4451 | 6254 | 6320.0989 | 6279.045 | 6411.5579 | 6453.7511
3226 | 6254 | 6319.9331 | 6279.0367 | 6411.5539 | 6453.6998 | [8 empty] | 6273.2123 | 6254 | 6319.9331 | 6279.0367 | 6411.5539 | 6453.6998
3227 | 6254 | 6319.732 | 6278.4549 | 6411.4115 | 6453.4637 | [8 empty] | 6273.0195 | 6254 | 6319.732 | 6278.4549 | 6411.4115 | 6453.4637
3228 | 6254 | 6319.4128 | 6278.3733 | 6410.8659 | 6452.8646 | [8 empty] | 6272.9545 | 6254 | 6319.4128 | 6278.3733 | 6410.8659 | 6452.8646
3229 | 6254 | 6319.3721 | 6278.1432 | 6410.7114 | 6452.4204 | [8 empty] | 6272.9395 | 6254 | 6319.3721 | 6278.1432 | 6410.7114 | 6452.4204
3230 | 6254 | 6319.1742 | 6277.7998 | 6410.3727 | 6451.6559 | [8 empty] | 6272.7913 | 6254 | 6319.1742 | 6277.7998 | 6410.3727 | 6451.6559
3231 | 6254 | 6319.096 | 6277.7764 | 6410.3223 | 6451.3741 | [8 empty] | 6272.7013 | 6254 | 6319.096 | 6277.7764 | 6410.3223 | 6451.3741
3232 | 6253 | 6319.0171 | 6277.4376 | 6410.2328 | 6451.3723 | [8 empty] | 6272.6387 | 6253 | 6319.0171 | 6277.4376 | 6410.2328 | 6451.3723
3233 | 6253 | 6318.9864 | 6277.4246 | 6409.5017 | 6450.3624 | [8 empty] | 6272.6253 | 6253 | 6318.9864 | 6277.4246 | 6409.5017 | 6450.3624
3234 | 6253 | 6318.7508 | 6277.3301 | 6409.3146 | 6449.3654 | [8 empty] | 6272.3074 | 6253 | 6318.7508 | 6277.3301 | 6409.3146 | 6449.3654
3235 | 6253 | 6318.5935 | 6277.3097 | 6409.0682 | 6449.1569 | [8 empty] | 6272.2908 | 6253 | 6318.5935 | 6277.3097 | 6409.0682 | 6449.1569
3236 | 6252 | 6318.5713 | 6276.8273 | 6408.9578 | 6448.5044 | [8 empty] | 6272.2293 | 6252 | 6318.5713 | 6276.8273 | 6408.9578 | 6448.5044
3237 | 6252 | 6318.1006 | 6276.7299 | 6408.909 | 6448.1274 | [8 empty] | 6272.2084 | 6252 | 6318.1006 | 6276.7299 | 6408.909 | 6448.1274
3238 | 6252 | 6317.9728 | 6276.7008 | 6407.8733 | 6447.834 | [8 empty] | 6271.6868 | 6252 | 6317.9728 | 6276.7008 | 6407.8733 | 6447.834
3239 | 6252 | 6317.676 | 6276.4765 | 6407.4449 | 6447.6907 | [8 empty] | 6271.5384 | 6252 | 6317.676 | 6276.4765 | 6407.4449 | 6447.6907
3240 | 6252 | 6317.5295 | 6276.428 | 6407.0526 | 6446.5235 | [8 empty] | 6271.3753 | 6252 | 6317.5295 | 6276.428 | 6407.0526 | 6446.5235
3241 | 6252 | 6317.5018 | 6275.9048 | 6406.8705 | 6446.3894 | [8 empty] | 6271.1016 | 6252 | 6317.5018 | 6275.9048 | 6406.8705 | 6446.3894
3242 | 6251 | 6316.7476 | 6275.8163 | 6406.3838 | 6446.2932 | [8 empty] | 6270.9075 | 6251 | 6316.7476 | 6275.8163 | 6406.3838 | 6446.2932
3243 | 6250 | 6316.6402 | 6274.9708 | 6405.69 | 6446.0903 | [8 empty] | 6270.7567 | 6250 | 6316.6402 | 6274.9708 | 6405.69 | 6446.0903
3244 | 6250 | 6316.0573 | 6274.5484 | 6405.2202 | 6444.7716 | [8 empty] | 6270.7092 | 6250 | 6316.0573 | 6274.5484 | 6405.2202 | 6444.7716
3245 | 6250 | 6315.6654 | 6274.2055 | 6405.2067 | 6444.6888 | [8 empty] | 6270.2563 | 6250 | 6315.6654 | 6274.2055 | 6405.2067 | 6444.6888
3246 | 6249 | 6315.6248 | 6274.0353 | 6405.1836 | 6444.5925 | [8 empty] | 6269.8544 | 6249 | 6315.6248 | 6274.0353 | 6405.1836 | 6444.5925
3247 | 6249 | 6314.9584 | 6273.4462 | 6405.128 | 6444.1188 | [8 empty] | 6269.8347 | 6249 | 6314.9584 | 6273.4462 | 6405.128 | 6444.1188
3248 | 6249 | 6314.6221 | 6273.0464 | 6405.1167 | 6443.2153 | [8 empty] | 6269.8294 | 6249 | 6314.6221 | 6273.0464 | 6405.1167 | 6443.2153
3249 | 6249 | 6314.5204 | 6273.0306 | 6404.9355 | 6443.0022 | [8 empty] | 6269.4627 | 6249 | 6314.5204 | 6273.0306 | 6404.9355 | 6443.0022
3250 | 6249 | 6314.4487 | 6272.9483 | 6404.841 | 6442.7828 | [8 empty] | 6269.4064 | 6249 | 6314.4487 | 6272.9483 | 6404.841 | 6442.7828
3251 | 6248 | 6314.3814 | 6272.8627 | 6404.8126 | 6442.5353 | [8 empty] | 6269.3496 | 6248 | 6314.3814 | 6272.8627 | 6404.8126 | 6442.5353
3252 | 6248 | 6314.2943 | 6272.6106 | 6404.4846 | 6441.597 | [8 empty] | 6268.8452 | 6248 | 6314.2943 | 6272.6106 | 6404.4846 | 6441.597
3253 | 6248 | 6314.078 | 6272.3931 | 6404.469 | 6441.3221 | [8 empty] | 6268.2452 | 6248 | 6314.078 | 6272.3931 | 6404.469 | 6441.3221
3254 | 6247 | 6313.715 | 6272.3632 | 6403.973 | 6440.9176 | [8 empty] | 6268.2435 | 6247 | 6313.715 | 6272.3632 | 6403.973 | 6440.9176
3255 | 6247 | 6313.1709 | 6272.2746 | 6403.7975 | 6440.9145 | [8 empty] | 6268.021 | 6247 | 6313.1709 | 6272.2746 | 6403.7975 | 6440.9145
3256 | 6246 | 6312.934 | 6272.039 | 6403.4241 | 6440.7015 | [8 empty] | 6267.9862 | 6246 | 6312.934 | 6272.039 | 6403.4241 | 6440.7015
3257 | 6246 | 6312.8353 | 6271.9752 | 6403.1052 | 6440.1926 | [8 empty] | 6267.7168 | 6246 | 6312.8353 | 6271.9752 | 6403.1052 | 6440.1926
3258 | 6245 | 6312.4989 | 6271.854 | 6402.9294 | 6439.9104 | [8 empty] | 6267.6923 | 6245 | 6312.4989 | 6271.854 | 6402.9294 | 6439.9104
3259 | 6245 | 6312.1222 | 6271.6918 | 6402.8089 | 6439.6135 | [8 empty] | 6267.5326 | 6245 | 6312.1222 | 6271.6918 | 6402.8089 | 6439.6135
3260 | 6245 | 6312.0767 | 6271.5304 | 6402.749 | 6439.5383 | [8 empty] | 6267.38 | 6245 | 6312.0767 | 6271.5304 | 6402.749 | 6439.5383
3261 | 6245 | 6311.9749 | 6271.3458 | 6402.5731 | 6438.8894 | [8 empty] | 6267.3591 | 6245 | 6311.9749 | 6271.3458 | 6402.5731 | 6438.8894
3262 | 6245 | 6311.9619 | 6271.3049 | 6402.5363 | 6438.8732 | [8 empty] | 6267.1248 | 6245 | 6311.9619 | 6271.3049 | 6402.5363 | 6438.8732
3263 | 6244 | 6311.9461 | 6271.2395 | 6402.2476 | 6438.7573 | [8 empty] | 6267.055 | 6244 | 6311.9461 | 6271.2395 | 6402.2476 | 6438.7573
3264 | 6244 | 6311.845 | 6271.2352 | 6401.876 | 6438.4467 | [8 empty] | 6267.0217 | 6244 | 6311.845 | 6271.2352 | 6401.876 | 6438.4467
3265 | 6244 | 6311.8382 | 6270.8004 | 6401.7391 | 6438.2441 | [8 empty] | 6266.5485 | 6244 | 6311.8382 | 6270.8004 | 6401.7391 | 6438.2441
3266 | 6244 | 6311.7748 | 6270.7668 | 6401.5835 | 6436.6613 | [8 empty] | 6266.2463 | 6244 | 6311.7748 | 6270.7668 | 6401.5835 | 6436.6613
3267 | 6243 | 6311.5742 | 6270.6182 | 6401.567 | 6436.6038 | [8 empty] | 6265.7429 | 6243 | 6311.5742 | 6270.6182 | 6401.567 | 6436.6038
3268 | 6243 | 6311.4053 | 6270.2093 | 6401.4459 | 6436.4896 | [8 empty] | 6265.4615 | 6243 | 6311.4053 | 6270.2093 | 6401.4459 | 6436.4896
3269 | 6243 | 6311.3319 | 6269.1804 | 6400.9761 | 6436.4852 | [8 empty] | 6265.3466 | 6243 | 6311.3319 | 6269.1804 | 6400.9761 | 6436.4852
3270 | 6243 | 6310.8869 | 6269.0102 | 6400.7889 | 6436.395 | [8 empty] | 6264.9892 | 6243 | 6310.8869 | 6269.0102 | 6400.7889 | 6436.395
3271 | 6243 | 6310.4591 | 6268.9824 | 6400.6617 | 6436.129 | [8 empty] | 6264.8695 | 6243 | 6310.4591 | 6268.9824 | 6400.6617 | 6436.129
3272 | 6242 | 6310.4341 | 6268.6051 | 6400.5221 | 6436.0058 | [8 empty] | 6264.0911 | 6242 | 6310.4341 | 6268.6051 | 6400.5221 | 6436.0058
3273 | 6242 | 6310.3987 | 6268.5583 | 6399.8976 | 6435.079 | [8 empty] | 6263.7781 | 6242 | 6310.3987 | 6268.5583 | 6399.8976 | 6435.079
3274 | 6242 | 6310.3624 | 6268.3757 | 6399.7632 | 6434.871 | [8 empty] | 6263.729 | 6242 | 6310.3624 | 6268.3757 | 6399.7632 | 6434.871
3275 | 6242 | 6310.1675 | 6267.8033 | 6399.3266 | 6434.3273 | [8 empty] | 6263.7171 | 6242 | 6310.1675 | 6267.8033 | 6399.3266 | 6434.3273
3276 | 6242 | 6310.1038 | 6267.7695 | 6399.0198 | 6434.2078 | [8 empty] | 6263.3018 | 6242 | 6310.1038 | 6267.7695 | 6399.0198 | 6434.2078
3277 | 6241 | 6310.0795 | 6267.6406 | 6398.6781 | 6433.7551 | [8 empty] | 6263.2892 | 6241 | 6310.0795 | 6267.6406 | 6398.6781 | 6433.7551
3278 | 6241 | 6309.1913 | 6267.5539 | 6398.6642 | 6433.5572 | [8 empty] | 6263.2635 | 6241 | 6309.1913 | 6267.5539 | 6398.6642 | 6433.5572
3279 | 6241 | 6309.0607 | 6267.2872 | 6398.1598 | 6433.1484 | [8 empty] | 6263.1028 | 6241 | 6309.0607 | 6267.2872 | 6398.1598 | 6433.1484
3280 | 6241 | 6308.6972 | 6266.9629 | 6398.0059 | 6433.1434 | [8 empty] | 6262.7948 | 6241 | 6308.6972 | 6266.9629 | 6398.0059 | 6433.1434
3281 | 6241 | 6308.1427 | 6266.8613 | 6397.7897 | 6433.113 | [8 empty] | 6262.6094 | 6241 | 6308.1427 | 6266.8613 | 6397.7897 | 6433.113
3282 | 6240 | 6307.2359 | 6266.4641 | 6397.7582 | 6432.7649 | [8 empty] | 6262.5918 | 6240 | 6307.2359 | 6266.4641 | 6397.7582 | 6432.7649
3283 | 6240 | 6307.1266 | 6266.3673 | 6397.7442 | 6432.6653 | [8 empty] | 6262.3523 | 6240 | 6307.1266 | 6266.3673 | 6397.7442 | 6432.6653
3284 | 6240 | 6306.7237 | 6266.1879 | 6396.9971 | 6432.5939 | [8 empty] | 6261.6728 | 6240 | 6306.7237 | 6266.1879 | 6396.9971 | 6432.5939
3285 | 6240 | 6306.4461 | 6266.1316 | 6396.9861 | 6432.1242 | [8 empty] | 6261.4737 | 6240 | 6306.4461 | 6266.1316 | 6396.9861 | 6432.1242
3286 | 6240 | 6306.2925 | 6265.656 | 6396.4945 | 6431.7051 | [8 empty] | 6261.0846 | 6240 | 6306.2925 | 6265.656 | 6396.4945 | 6431.7051
3287 | 6240 | 6305.82 | 6265.6028 | 6396.4834 | 6431.6171 | [8 empty] | 6260.7624 | 6240 | 6305.82 | 6265.6028 | 6396.4834 | 6431.6171
3288 | 6239 | 6305.7652 | 6265.4483 | 6395.994 | 6429.5378 | [8 empty] | 6260.7091 | 6239 | 6305.7652 | 6265.4483 | 6395.994 | 6429.5378
3289 | 6239 | 6305.5013 | 6264.7706 | 6395.187 | 6429.2552 | [8 empty] | 6260.571 | 6239 | 6305.5013 | 6264.7706 | 6395.187 | 6429.2552
3290 | 6239 | 6305.2405 | 6264.1165 | 6395.1861 | 6429.0449 | [8 empty] | 6260.5618 | 6239 | 6305.2405 | 6264.1165 | 6395.1861 | 6429.0449
3291 | 6239 | 6304.827 | 6264.0936 | 6394.9527 | 6428.8668 | [8 empty] | 6260.5323 | 6239 | 6304.827 | 6264.0936 | 6394.9527 | 6428.8668
3292 | 6238 | 6304.4837 | 6263.737 | 6394.8546 | 6428.8544 | [8 empty] | 6260.3811 | 6238 | 6304.4837 | 6263.737 | 6394.8546 | 6428.8544
3293 | 6238 | 6304.3271 | 6263.6746 | 6394.5667 | 6428.4982 | [8 empty] | 6260.1927 | 6238 | 6304.3271 | 6263.6746 | 6394.5667 | 6428.4982
3294 | 6238 | 6304.2332 | 6263.1448 | 6394.381 | 6428.1311 | [8 empty] | 6260.1615 | 6238 | 6304.2332 | 6263.1448 | 6394.381 | 6428.1311
3295 | 6238 | 6303.815 | 6263.0143 | 6394.3611 | 6428.062 | [8 empty] | 6259.9798 | 6238 | 6303.815 | 6263.0143 | 6394.3611 | 6428.062
3296 | 6238 | 6303.7991 | 6262.4906 | 6394.3602 | 6427.8327 | [8 empty] | 6259.9692 | 6238 | 6303.7991 | 6262.4906 | 6394.3602 | 6427.8327
3297 | 6238 | 6303.7954 | 6262.415 | 6394.2398 | 6427.7146 | [8 empty] | 6259.8576 | 6238 | 6303.7954 | 6262.415 | 6394.2398 | 6427.7146
3298 | 6237 | 6303.164 | 6262.3791 | 6394.2194 | 6427.7018 | [8 empty] | 6259.7876 | 6237 | 6303.164 | 6262.3791 | 6394.2194 | 6427.7018
3299 | 6237 | 6302.8401 | 6262.3193 | 6394.2179 | 6427.4732 | [8 empty] | 6259.7049 | 6237 | 6302.8401 | 6262.3193 | 6394.2179 | 6427.4732
3300 | 6237 | 6302.6523 | 6262.2425 | 6393.9259 | 6427.3809 | [8 empty] | 6259.5871 | 6237 | 6302.6523 | 6262.2425 | 6393.9259 | 6427.3809
3301 | 6236 | 6301.4941 | 6262.1708 | 6393.6652 | 6427.3441 | [8 empty] | 6259.3669 | 6236 | 6301.4941 | 6262.1708 | 6393.6652 | 6427.3441
3302 | 6236 | 6301.3896 | 6262.0704 | 6393.3356 | 6426.7303 | [8 empty] | 6258.9404 | 6236 | 6301.3896 | 6262.0704 | 6393.3356 | 6426.7303
3303 | 6236 | 6301.3031 | 6262.0381 | 6393.1101 | 6426.633 | [8 empty] | 6258.4346 | 6236 | 6301.3031 | 6262.0381 | 6393.1101 | 6426.633
3304 | 6235 | 6300.4701 | 6261.6669 | 6392.7924 | 6426.1052 | [8 empty] | 6258.2947 | 6235 | 6300.4701 | 6261.6669 | 6392.7924 | 6426.1052
3305 | 6235 | 6300.3508 | 6261.6018 | 6392.3804 | 6426.0459 | [8 empty] | 6258.0584 | 6235 | 6300.3508 | 6261.6018 | 6392.3804 | 6426.0459
3306 | 6235 | 6300.0913 | 6261.4627 | 6392.1219 | 6425.7333 | [8 empty] | 6257.5013 | 6235 | 6300.0913 | 6261.4627 | 6392.1219 | 6425.7333
3307 | 6235 | 6300.0139 | 6261.3946 | 6391.849 | 6425.6416 | [8 empty] | 6257.2046 | 6235 | 6300.0139 | 6261.3946 | 6391.849 | 6425.6416
3308 | 6235 | 6299.9408 | 6261.2668 | 6391.7475 | 6424.9455 | [8 empty] | 6256.4972 | 6235 | 6299.9408 | 6261.2668 | 6391.7475 | 6424.9455
3309 | 6234 | 6299.7863 | 6261.0851 | 6391.697 | 6424.8898 | [8 empty] | 6256.4901 | 6234 | 6299.7863 | 6261.0851 | 6391.697 | 6424.8898
3310 | 6234 | 6299.445 | 6260.715 | 6391.3879 | 6424.7985 | [8 empty] | 6256.2931 | 6234 | 6299.445 | 6260.715 | 6391.3879 | 6424.7985
3311 | 6234 | 6298.8279 | 6260.4443 | 6391.1696 | 6424.7138 | [8 empty] | 6256.2591 | 6234 | 6298.8279 | 6260.4443 | 6391.1696 | 6424.7138
3312 | 6234 | 6298.6905 | 6260.1117 | 6390.8569 | 6424.4185 | [8 empty] | 6256.1541 | 6234 | 6298.6905 | 6260.1117 | 6390.8569 | 6424.4185
3313 | 6234 | 6298.6241 | 6259.8514 | 6390.6238 | 6424.0923 | [8 empty] | 6255.6204 | 6234 | 6298.6241 | 6259.8514 | 6390.6238 | 6424.0923
3314 | 6234 | 6298.4883 | 6259.3463 | 6390.3944 | 6423.8228 | [8 empty] | 6255.5907 | 6234 | 6298.4883 | 6259.3463 | 6390.3944 | 6423.8228
3315 | 6234 | 6298.3359 | 6259.3375 | 6390.3341 | 6423.4497 | [8 empty] | 6255.3449 | 6234 | 6298.3359 | 6259.3375 | 6390.3341 | 6423.4497
3316 | 6233 | 6298.1668 | 6259.2732 | 6390.0434 | 6423.3881 | [8 empty] | 6255.2056 | 6233 | 6298.1668 | 6259.2732 | 6390.0434 | 6423.3881
3317 | 6233 | 6297.7474 | 6258.5438 | 6389.6419 | 6423.3127 | [8 empty] | 6255.1501 | 6233 | 6297.7474 | 6258.5438 | 6389.6419 | 6423.3127
3318 | 6233 | 6296.8822 | 6258.2905 | 6389.2527 | 6423.2963 | [8 empty] | 6255.0069 | 6233 | 6296.8822 | 6258.2905 | 6389.2527 | 6423.2963
3319 | 6233 | 6296.7769 | 6257.7746 | 6388.988 | 6422.7709 | [8 empty] | 6254.6747 | 6233 | 6296.7769 | 6257.7746 | 6388.988 | 6422.7709
3320 | 6233 | 6296.5906 | 6257.6195 | 6388.7747 | 6422.7005 | [8 empty] | 6254.5683 | 6233 | 6296.5906 | 6257.6195 | 6388.7747 | 6422.7005
3321 | 6232 | 6296.2178 | 6257.3601 | 6388.7082 | 6422.5173 | [8 empty] | 6254.2961 | 6232 | 6296.2178 | 6257.3601 | 6388.7082 | 6422.5173
3322 | 6232 | 6296.215 | 6256.9766 | 6388.5026 | 6422.5091 | [8 empty] | 6254.248 | 6232 | 6296.215 | 6256.9766 | 6388.5026 | 6422.5091
3323 | 6232 | 6295.6742 | 6256.8792 | 6388.4889 | 6422.4782 | [8 empty] | 6254.2045 | 6232 | 6295.6742 | 6256.8792 | 6388.4889 | 6422.4782
3324 | 6232 | 6295.5456 | 6256.746 | 6388.1474 | 6420.667 | [8 empty] | 6253.7483 | 6232 | 6295.5456 | 6256.746 | 6388.1474 | 6420.667
3325 | 6231 | 6295.5424 | 6255.9877 | 6388.0686 | 6420.3209 | [8 empty] | 6253.073 | 6231 | 6295.5424 | 6255.9877 | 6388.0686 | 6420.3209
3326 | 6231 | 6295.4178 | 6255.6221 | 6387.7625 | 6420.2068 | [8 empty] | 6251.4012 | 6231 | 6295.4178 | 6255.6221 | 6387.7625 | 6420.2068
3327 | 6231 | 6295.2002 | 6255.4769 | 6387.7219 | 6419.1431 | [8 empty] | 6251.3909 | 6231 | 6295.2002 | 6255.4769 | 6387.7219 | 6419.1431
3328 | 6231 | 6294.4772 | 6255.3102 | 6387.6138 | 6417.8586 | [8 empty] | 6251.3207 | 6231 | 6294.4772 | 6255.3102 | 6387.6138 | 6417.8586
3329 | 6231 | 6294.2978 | 6255.1867 | 6387.3866 | 6417.6706 | [8 empty] | 6251.136 | 6231 | 6294.2978 | 6255.1867 | 6387.3866 | 6417.6706
3330 | 6230 | 6294.0777 | 6254.7141 | 6387.2241 | 6417.4091 | [8 empty] | 6251.0161 | 6230 | 6294.0777 | 6254.7141 | 6387.2241 | 6417.4091
3331 | 6230 | 6293.7464 | 6254.5197 | 6387.1326 | 6417.0668 | [8 empty] | 6250.8555 | 6230 | 6293.7464 | 6254.5197 | 6387.1326 | 6417.0668
3332 | 6229 | 6293.5635 | 6254.0559 | 6386.8807 | 6417.0411 | [8 empty] | 6250.0392 | 6229 | 6293.5635 | 6254.0559 | 6386.8807 | 6417.0411
3333 | 6229 | 6293.1239 | 6254.0083 | 6386.5467 | 6416.8218 | [8 empty] | 6249.6577 | 6229 | 6293.1239 | 6254.0083 | 6386.5467 | 6416.8218
3334 | 6229 | 6292.9986 | 6253.9479 | 6386.3612 | 6416.7793 | [8 empty] | 6249.5225 | 6229 | 6292.9986 | 6253.9479 | 6386.3612 | 6416.7793
3335 | 6229 | 6292.2961 | 6253.898 | 6386.223 | 6416.332 | [8 empty] | 6249.368 | 6229 | 6292.2961 | 6253.898 | 6386.223 | 6416.332
3336 | 6229 | 6292.24 | 6253.812 | 6385.7586 | 6416.1527 | [8 empty] | 6249.3111 | 6229 | 6292.24 | 6253.812 | 6385.7586 | 6416.1527
3337 | 6229 | 6292.137 | 6253.3902 | 6385.2437 | 6416.1463 | [8 empty] | 6248.8476 | 6229 | 6292.137 | 6253.3902 | 6385.2437 | 6416.1463
3338 | 6229 | 6291.9309 | 6253.3782 | 6384.7182 | 6415.9011 | [8 empty] | 6248.3924 | 6229 | 6291.9309 | 6253.3782 | 6384.7182 | 6415.9011
3339 | 6229 | 6291.8542 | 6253.2655 | 6384.2826 | 6415.8364 | [8 empty] | 6248.0579 | 6229 | 6291.8542 | 6253.2655 | 6384.2826 | 6415.8364
3340 | 6228 | 6291.8498 | 6252.8239 | 6384.2688 | 6415.8124 | [8 empty] | 6247.7223 | 6228 | 6291.8498 | 6252.8239 | 6384.2688 | 6415.8124
3341 | 6228 | 6291.6373 | 6252.3332 | 6383.9998 | 6414.6516 | [8 empty] | 6247.4793 | 6228 | 6291.6373 | 6252.3332 | 6383.9998 | 6414.6516
3342 | 6228 | 6291.4643 | 6252.2894 | 6383.5616 | 6414.5613 | [8 empty] | 6247.455 | 6228 | 6291.4643 | 6252.2894 | 6383.5616 | 6414.5613
3343 | 6228 | 6291.3689 | 6252.1105 | 6383.4173 | 6414.5485 | [8 empty] | 6247.3436 | 6228 | 6291.3689 | 6252.1105 | 6383.4173 | 6414.5485
3344 | 6227 | 6291.0486 | 6251.7045 | 6383.3648 | 6414.251 | [8 empty] | 6247.1566 | 6227 | 6291.0486 | 6251.7045 | 6383.3648 | 6414.251
3345 | 6227 | 6290.9501 | 6251.5821 | 6383.2524 | 6414.1671 | [8 empty] | 6246.8666 | 6227 | 6290.9501 | 6251.5821 | 6383.2524 | 6414.1671
3346 | 6227 | 6290.865 | 6251.5206 | 6382.7463 | 6414.1625 | [8 empty] | 6246.382 | 6227 | 6290.865 | 6251.5206 | 6382.7463 | 6414.1625
3347 | 6227 | 6290.8598 | 6251.5101 | 6382.3882 | 6414.0579 | [8 empty] | 6246.336 | 6227 | 6290.8598 | 6251.5101 | 6382.3882 | 6414.0579
3348 | 6227 | 6290.8587 | 6250.9046 | 6382.1717 | 6413.9492 | [8 empty] | 6246.2813 | 6227 | 6290.8587 | 6250.9046 | 6382.1717 | 6413.9492
3349 | 6227 | 6290.7075 | 6250.8404 | 6382.1707 | 6413.4528 | [8 empty] | 6245.8704 | 6227 | 6290.7075 | 6250.8404 | 6382.1707 | 6413.4528
3350 | 6227 | 6290.6301 | 6250.4641 | 6382.0334 | 6413.4113 | [8 empty] | 6245.6427 | 6227 | 6290.6301 | 6250.4641 | 6382.0334 | 6413.4113
3351 | 6226 | 6290.5304 | 6250.2556 | 6382.0222 | 6413.0444 | [8 empty] | 6245.4714 | 6226 | 6290.5304 | 6250.2556 | 6382.0222 | 6413.0444
3352 | 6226 | 6290.181 | 6249.5594 | 6381.9065 | 6412.8561 | [8 empty] | 6245.3621 | 6226 | 6290.181 | 6249.5594 | 6381.9065 | 6412.8561
3353 | 6226 | 6289.2775 | 6249.4454 | 6381.8009 | 6412.6554 | [8 empty] | 6245.0368 | 6226 | 6289.2775 | 6249.4454 | 6381.8009 | 6412.6554
3354 | 6226 | 6289.2633 | 6249.1743 | 6381.6524 | 6412.5837 | [8 empty] | 6244.7709 | 6226 | 6289.2633 | 6249.1743 | 6381.6524 | 6412.5837
3355 | 6226 | 6289.239 | 6248.9255 | 6381.6157 | 6412.5426 | [8 empty] | 6244.6187 | 6226 | 6289.239 | 6248.9255 | 6381.6157 | 6412.5426
3356 | 6225 | 6288.781 | 6248.5563 | 6381.4951 | 6412.4331 | [8 empty] | 6244.1505 | 6225 | 6288.781 | 6248.5563 | 6381.4951 | 6412.4331
3357 | 6225 | 6288.0723 | 6248.4151 | 6381.471 | 6412.3109 | [8 empty] | 6243.998 | 6225 | 6288.0723 | 6248.4151 | 6381.471 | 6412.3109
3358 | 6225 | 6288.0336 | 6248.2193 | 6381.2107 | 6412.1382 | [8 empty] | 6243.1416 | 6225 | 6288.0336 | 6248.2193 | 6381.2107 | 6412.1382
3359 | 6225 | 6287.7945 | 6247.8475 | 6381.1393 | 6412.1057 | [8 empty] | 6243.1353 | 6225 | 6287.7945 | 6247.8475 | 6381.1393 | 6412.1057
3360 | 6225 | 6286.9756 | 6247.745 | 6380.6751 | 6411.7602 | [8 empty] | 6242.8277 | 6225 | 6286.9756 | 6247.745 | 6380.6751 | 6411.7602
3361 | 6225 | 6286.9404 | 6246.9661 | 6380.4418 | 6411.104 | [8 empty] | 6242.7868 | 6225 | 6286.9404 | 6246.9661 | 6380.4418 | 6411.104
3362 | 6225 | 6286.6152 | 6246.8101 | 6380.1268 | 6410.4523 | [8 empty] | 6242.7491 | 6225 | 6286.6152 | 6246.8101 | 6380.1268 | 6410.4523
3363 | 6225 | 6286.5215 | 6246.6301 | 6379.1625 | 6410.4503 | [8 empty] | 6242.7296 | 6225 | 6286.5215 | 6246.6301 | 6379.1625 | 6410.4503
3364 | 6224 | 6286.4783 | 6246.3165 | 6379.0082 | 6410.3545 | [8 empty] | 6242.1252 | 6224 | 6286.4783 | 6246.3165 | 6379.0082 | 6410.3545
3365 | 6224 | 6286.1016 | 6246.1479 | 6378.9192 | 6410.1425 | [8 empty] | 6241.9578 | 6224 | 6286.1016 | 6246.1479 | 6378.9192 | 6410.1425
3366 | 6223 | 6285.8703 | 6245.9646 | 6378.7199 | 6409.8299 | [8 empty] | 6241.8648 | 6223 | 6285.8703 | 6245.9646 | 6378.7199 | 6409.8299
3367 | 6223 | 6285.7899 | 6245.8974 | 6378.5574 | 6409.6615 | [8 empty] | 6241.4021 | 6223 | 6285.7899 | 6245.8974 | 6378.5574 | 6409.6615
3368 | 6223 | 6285.6539 | 6244.9068 | 6377.9426 | 6409.5654 | [8 empty] | 6241.3816 | 6223 | 6285.6539 | 6244.9068 | 6377.9426 | 6409.5654
3369 | 6223 | 6285.5718 | 6244.4019 | 6377.7344 | 6408.9851 | [8 empty] | 6240.9874 | 6223 | 6285.5718 | 6244.4019 | 6377.7344 | 6408.9851
3370 | 6222 | 6285.3795 | 6244.2847 | 6376.721 | 6408.9345 | [8 empty] | 6240.3758 | 6222 | 6285.3795 | 6244.2847 | 6376.721 | 6408.9345
3371 | 6222 | 6285.3347 | 6244.2623 | 6376.2978 | 6408.8795 | [8 empty] | 6240.2832 | 6222 | 6285.3347 | 6244.2623 | 6376.2978 | 6408.8795
3372 | 6222 | 6285.1305 | 6244.2109 | 6376.1456 | 6408.2699 | [8 empty] | 6239.6359 | 6222 | 6285.1305 | 6244.2109 | 6376.1456 | 6408.2699
3373 | 6222 | 6284.7622 | 6244.201 | 6375.998 | 6408.218 | [8 empty] | 6239.5594 | 6222 | 6284.7622 | 6244.201 | 6375.998 | 6408.218
3374 | 6222 | 6284.6754 | 6243.5569 | 6375.7404 | 6408.1245 | [8 empty] | 6238.6213 | 6222 | 6284.6754 | 6243.5569 | 6375.7404 | 6408.1245
3375 | 6222 | 6284.6653 | 6243.5472 | 6375.6498 | 6407.9273 | [8 empty] | 6237.4693 | 6222 | 6284.6653 | 6243.5472 | 6375.6498 | 6407.9273
3376 | 6222 | 6284.6503 | 6243.338 | 6375.5867 | 6407.856 | [8 empty] | 6237.1384 | 6222 | 6284.6503 | 6243.338 | 6375.5867 | 6407.856
3377 | 6221 | 6284.3876 | 6243.3004 | 6375.4878 | 6407.7741 | [8 empty] | 6237.1368 | 6221 | 6284.3876 | 6243.3004 | 6375.4878 | 6407.7741
3378 | 6221 | 6284.1349 | 6243.1956 | 6375.0887 | 6407.1888 | [8 empty] | 6236.9832 | 6221 | 6284.1349 | 6243.1956 | 6375.0887 | 6407.1888
3379 | 6221 | 6284.033 | 6243.1517 | 6374.9568 | 6407.0228 | [8 empty] | 6236.8271 | 6221 | 6284.033 | 6243.1517 | 6374.9568 | 6407.0228
3380 | 6221 | 6283.3884 | 6242.879 | 6374.2244 | 6406.7619 | [8 empty] | 6236.6764 | 6221 | 6283.3884 | 6242.879 | 6374.2244 | 6406.7619
3381 | 6221 | 6283.3392 | 6242.8311 | 6374.1505 | 6406.7474 | [8 empty] | 6236.5619 | 6221 | 6283.3392 | 6242.8311 | 6374.1505 | 6406.7474
3382 | 6221 | 6283.3368 | 6242.6952 | 6373.7736 | 6406.2986 | [8 empty] | 6236.4687 | 6221 | 6283.3368 | 6242.6952 | 6373.7736 | 6406.2986
3383 | 6221 | 6283.2711 | 6242.5511 | 6373.7036 | 6406.2652 | [8 empty] | 6236.4081 | 6221 | 6283.2711 | 6242.5511 | 6373.7036 | 6406.2652
3384 | 6221 | 6282.3835 | 6242.3166 | 6373.4104 | 6406.0738 | [8 empty] | 6235.9334 | 6221 | 6282.3835 | 6242.3166 | 6373.4104 | 6406.0738
3385 | 6220 | 6282.3518 | 6242.0885 | 6373.1506 | 6406.0311 | [8 empty] | 6235.5432 | 6220 | 6282.3518 | 6242.0885 | 6373.1506 | 6406.0311
3386 | 6220 | 6282.1075 | 6241.8434 | 6372.7592 | 6405.8447 | [8 empty] | 6235.4542 | 6220 | 6282.1075 | 6241.8434 | 6372.7592 | 6405.8447
3387 | 6220 | 6281.8527 | 6240.6405 | 6372.6235 | 6405.6314 | [8 empty] | 6235.1806 | 6220 | 6281.8527 | 6240.6405 | 6372.6235 | 6405.6314
3388 | 6219 | 6281.8484 | 6240.4827 | 6371.8195 | 6405.5832 | [8 empty] | 6235.1385 | 6219 | 6281.8484 | 6240.4827 | 6371.8195 | 6405.5832
3389 | 6219 | 6281.766 | 6240.3835 | 6371.4012 | 6405.557 | [8 empty] | 6234.8153 | 6219 | 6281.766 | 6240.3835 | 6371.4012 | 6405.557
3390 | 6219 | 6281.4519 | 6240.3161 | 6371.3539 | 6405.1644 | [8 empty] | 6234.8064 | 6219 | 6281.4519 | 6240.3161 | 6371.3539 | 6405.1644
3391 | 6219 | 6281.3904 | 6239.8976 | 6370.5301 | 6404.7153 | [8 empty] | 6234.4456 | 6219 | 6281.3904 | 6239.8976 | 6370.5301 | 6404.7153
3392 | 6218 | 6281.133 | 6239.315 | 6370.4345 | 6404.5173 | [8 empty] | 6233.9601 | 6218 | 6281.133 | 6239.315 | 6370.4345 | 6404.5173
3393 | 6218 | 6281.0747 | 6239.1503 | 6370.2387 | 6404.2817 | [8 empty] | 6233.2214 | 6218 | 6281.0747 | 6239.1503 | 6370.2387 | 6404.2817
3394 | 6218 | 6281.0115 | 6238.6816 | 6370.0093 | 6403.849 | [8 empty] | 6233.0627 | 6218 | 6281.0115 | 6238.6816 | 6370.0093 | 6403.849
3395 | 6218 | 6280.7632 | 6238.6032 | 6369.4797 | 6403.7814 | [8 empty] | 6233.0496 | 6218 | 6280.7632 | 6238.6032 | 6369.4797 | 6403.7814
3396 | 6218 | 6280.7104 | 6237.8499 | 6369.3436 | 6403.0139 | [8 empty] | 6232.9634 | 6218 | 6280.7104 | 6237.8499 | 6369.3436 | 6403.0139
3397 | 6218 | 6280.6125 | 6237.1536 | 6369.3225 | 6402.7603 | [8 empty] | 6232.8263 | 6218 | 6280.6125 | 6237.1536 | 6369.3225 | 6402.7603
3398 | 6218 | 6279.7521 | 6237.1399 | 6369.031 | 6402.752 | [8 empty] | 6232.4216 | 6218 | 6279.7521 | 6237.1399 | 6369.031 | 6402.752
3399 | 6218 | 6279.1972 | 6236.2164 | 6368.9788 | 6402.2413 | [8 empty] | 6232.4119 | 6218 | 6279.1972 | 6236.2164 | 6368.9788 | 6402.2413
3400 | 6217 | 6279.1073 | 6236.0293 | 6368.8001 | 6401.9486 | [8 empty] | 6232.2133 | 6217 | 6279.1073 | 6236.0293 | 6368.8001 | 6401.9486
3401 | 6217 | 6278.8686 | 6236.0179 | 6368.6346 | 6401.592 | [8 empty] | 6232.1638 | 6217 | 6278.8686 | 6236.0179 | 6368.6346 | 6401.592
3402 | 6217 | 6278.7392 | 6235.8599 | 6368.534 | 6401.4817 | [8 empty] | 6232.1573 | 6217 | 6278.7392 | 6235.8599 | 6368.534 | 6401.4817
3403 | 6217 | 6278.6484 | 6235.6736 | 6368.2941 | 6400.518 | [8 empty] | 6232.1311 | 6217 | 6278.6484 | 6235.6736 | 6368.2941 | 6400.518
3404 | 6217 | 6278.5481 | 6235.6669 | 6368.013 | 6399.9893 | [8 empty] | 6231.932 | 6217 | 6278.5481 | 6235.6669 | 6368.013 | 6399.9893
3405 | 6217 | 6278.2188 | 6235.6227 | 6367.6904 | 6398.6655 | [8 empty] | 6231.7001 | 6217 | 6278.2188 | 6235.6227 | 6367.6904 | 6398.6655
3406 | 6217 | 6277.7074 | 6235.3966 | 6367.2466 | 6398.4975 | [8 empty] | 6231.2145 | 6217 | 6277.7074 | 6235.3966 | 6367.2466 | 6398.4975
3407 | 6215 | 6277.4617 | 6235.1204 | 6367.1839 | 6397.4174 | [8 empty] | 6230.828 | 6215 | 6277.4617 | 6235.1204 | 6367.1839 | 6397.4174
3408 | 6215 | 6277.4343 | 6235.1198 | 6367.088 | 6397.3944 | [8 empty] | 6230.3898 | 6215 | 6277.4343 | 6235.1198 | 6367.088 | 6397.3944
3409 | 6214 | 6277.4001 | 6234.6477 | 6366.8206 | 6397.1768 | [8 empty] | 6230.2661 | 6214 | 6277.4001 | 6234.6477 | 6366.8206 | 6397.1768
3410 | 6214 | 6277.3047 | 6234.4886 | 6366.0433 | 6397.0402 | [8 empty] | 6230.129 | 6214 | 6277.3047 | 6234.4886 | 6366.0433 | 6397.0402
3411 | 6214 | 6277.0971 | 6234.1724 | 6366.0199 | 6396.4934 | [8 empty] | 6229.7929 | 6214 | 6277.0971 | 6234.1724 | 6366.0199 | 6396.4934
3412 | 6214 | 6277.0003 | 6233.992 | 6365.1697 | 6396.1439 | [8 empty] | 6229.7356 | 6214 | 6277.0003 | 6233.992 | 6365.1697 | 6396.1439
3413 | 6214 | 6276.9653 | 6233.5599 | 6364.8197 | 6395.6509 | [8 empty] | 6229.5858 | 6214 | 6276.9653 | 6233.5599 | 6364.8197 | 6395.6509
3414 | 6214 | 6276.7704 | 6233.4175 | 6364.7493 | 6395.6419 | [8 empty] | 6229.5813 | 6214 | 6276.7704 | 6233.4175 | 6364.7493 | 6395.6419
3415 | 6214 | 6276.6749 | 6233.3221 | 6364.1533 | 6395.4743 | [8 empty] | 6229.4003 | 6214 | 6276.6749 | 6233.3221 | 6364.1533 | 6395.4743
3416 | 6213 | 6276.402 | 6233.1128 | 6363.5147 | 6395.3929 | [8 empty] | 6228.9948 | 6213 | 6276.402 | 6233.1128 | 6363.5147 | 6395.3929
3417 | 6213 | 6276.3769 | 6232.7318 | 6363.2037 | 6395.172 | [8 empty] | 6228.7827 | 6213 | 6276.3769 | 6232.7318 | 6363.2037 | 6395.172
3418 | 6213 | 6276.1425 | 6232.4206 | 6363.2027 | 6395.1113 | [8 empty] | 6228.5359 | 6213 | 6276.1425 | 6232.4206 | 6363.2027 | 6395.1113
3419 | 6213 | 6275.9434 | 6232.0578 | 6363.1622 | 6395.0967 | [8 empty] | 6228.4759 | 6213 | 6275.9434 | 6232.0578 | 6363.1622 | 6395.0967
3420 | 6213 | 6275.9326 | 6231.9209 | 6363.1457 | 6394.9275 | [8 empty] | 6227.9093 | 6213 | 6275.9326 | 6231.9209 | 6363.1457 | 6394.9275
3421 | 6212 | 6275.5883 | 6231.7907 | 6362.9241 | 6394.6245 | [8 empty] | 6227.6426 | 6212 | 6275.5883 | 6231.7907 | 6362.9241 | 6394.6245
3422 | 6212 | 6275.5347 | 6231.3063 | 6362.6319 | 6394.6069 | [8 empty] | 6227.6249 | 6212 | 6275.5347 | 6231.3063 | 6362.6319 | 6394.6069
3423 | 6212 | 6275.3366 | 6231.0662 | 6362.6273 | 6394.0577 | [8 empty] | 6227.4713 | 6212 | 6275.3366 | 6231.0662 | 6362.6273 | 6394.0577
3424 | 6211 | 6275.1194 | 6230.7866 | 6362.5929 | 6394.0239 | [8 empty] | 6227.2244 | 6211 | 6275.1194 | 6230.7866 | 6362.5929 | 6394.0239
3425 | 6211 | 6274.9532 | 6230.6433 | 6362.2411 | 6393.826 | [8 empty] | 6226.9977 | 6211 | 6274.9532 | 6230.6433 | 6362.2411 | 6393.826
3426 | 6210 | 6274.6552 | 6230.2562 | 6362.1692 | 6393.7059 | [8 empty] | 6226.8777 | 6210 | 6274.6552 | 6230.2562 | 6362.1692 | 6393.7059
3427 | 6210 | 6274.0889 | 6230.1921 | 6361.6758 | 6393.5199 | [8 empty] | 6226.7205 | 6210 | 6274.0889 | 6230.1921 | 6361.6758 | 6393.5199
3428 | 6210 | 6274.0784 | 6230.1639 | 6361.6725 | 6393.4578 | [8 empty] | 6226.6451 | 6210 | 6274.0784 | 6230.1639 | 6361.6725 | 6393.4578
3429 | 6209 | 6273.7494 | 6229.4199 | 6361.5674 | 6393.1541 | [8 empty] | 6226.63 | 6209 | 6273.7494 | 6229.4199 | 6361.5674 | 6393.1541
3430 | 6209 | 6273.7179 | 6228.8084 | 6361.5501 | 6393.0785 | [8 empty] | 6225.8605 | 6209 | 6273.7179 | 6228.8084 | 6361.5501 | 6393.0785
3431 | 6209 | 6273.4376 | 6228.4068 | 6361.3655 | 6393.038 | [8 empty] | 6225.4629 | 6209 | 6273.4376 | 6228.4068 | 6361.3655 | 6393.038
3432 | 6209 | 6273.4332 | 6227.8542 | 6361.1143 | 6392.8834 | [8 empty] | 6225.2082 | 6209 | 6273.4332 | 6227.8542 | 6361.1143 | 6392.8834
3433 | 6208 | 6273.2788 | 6227.7883 | 6360.6853 | 6392.6299 | [8 empty] | 6225.0448 | 6208 | 6273.2788 | 6227.7883 | 6360.6853 | 6392.6299
3434 | 6208 | 6272.6638 | 6227.577 | 6360.6671 | 6392.3819 | [8 empty] | 6224.6881 | 6208 | 6272.6638 | 6227.577 | 6360.6671 | 6392.3819
3435 | 6208 | 6272.6286 | 6227.1784 | 6360.0528 | 6391.6395 | [8 empty] | 6224.4231 | 6208 | 6272.6286 | 6227.1784 | 6360.0528 | 6391.6395
3436 | 6208 | 6272.5844 | 6226.7201 | 6359.8994 | 6391.2434 | [8 empty] | 6224.2801 | 6208 | 6272.5844 | 6226.7201 | 6359.8994 | 6391.2434
3437 | 6208 | 6272.5539 | 6226.6041 | 6359.7616 | 6391.1787 | [8 empty] | 6224.2562 | 6208 | 6272.5539 | 6226.6041 | 6359.7616 | 6391.1787
3438 | 6208 | 6272.3415 | 6226.5436 | 6359.6082 | 6391.0849 | [8 empty] | 6224.0724 | 6208 | 6272.3415 | 6226.5436 | 6359.6082 | 6391.0849
3439 | 6207 | 6272.2244 | 6226.3733 | 6359.4301 | 6391.028 | [8 empty] | 6223.3071 | 6207 | 6272.2244 | 6226.3733 | 6359.4301 | 6391.028
3440 | 6206 | 6272.1036 | 6226.2943 | 6359.1471 | 6390.6022 | [8 empty] | 6223.2499 | 6206 | 6272.1036 | 6226.2943 | 6359.1471 | 6390.6022
3441 | 6206 | 6272.0458 | 6226.0839 | 6359.1372 | 6390.4786 | [8 empty] | 6223.1901 | 6206 | 6272.0458 | 6226.0839 | 6359.1372 | 6390.4786
3442 | 6206 | 6271.9928 | 6225.3354 | 6358.3173 | 6390.1313 | [8 empty] | 6223.1865 | 6206 | 6271.9928 | 6225.3354 | 6358.3173 | 6390.1313
3443 | 6206 | 6271.8628 | 6224.953 | 6358.1727 | 6390.1248 | [8 empty] | 6223.0538 | 6206 | 6271.8628 | 6224.953 | 6358.1727 | 6390.1248
3444 | 6205 | 6271.7797 | 6224.9032 | 6358.0477 | 6390.0413 | [8 empty] | 6222.8187 | 6205 | 6271.7797 | 6224.9032 | 6358.0477 | 6390.0413
3445 | 6205 | 6271.3084 | 6224.6466 | 6358.0253 | 6389.781 | [8 empty] | 6222.7766 | 6205 | 6271.3084 | 6224.6466 | 6358.0253 | 6389.781
3446 | 6205 | 6271.1371 | 6224.4897 | 6358.0037 | 6389.4959 | [8 empty] | 6222.237 | 6205 | 6271.1371 | 6224.4897 | 6358.0037 | 6389.4959
3447 | 6205 | 6270.9484 | 6224.1453 | 6357.9591 | 6389.3751 | [8 empty] | 6222.1359 | 6205 | 6270.9484 | 6224.1453 | 6357.9591 | 6389.3751
3448 | 6205 | 6270.44 | 6223.6593 | 6357.9338 | 6389.0646 | [8 empty] | 6222.0056 | 6205 | 6270.44 | 6223.6593 | 6357.9338 | 6389.0646
3449 | 6204 | 6270.2654 | 6223.564 | 6357.7357 | 6388.9403 | [8 empty] | 6221.606 | 6204 | 6270.2654 | 6223.564 | 6357.7357 | 6388.9403
3450 | 6204 | 6270.0955 | 6223.562 | 6357.5744 | 6388.9035 | [8 empty] | 6221.5595 | 6204 | 6270.0955 | 6223.562 | 6357.5744 | 6388.9035
3451 | 6204 | 6269.9875 | 6223.148 | 6357.2231 | 6388.4983 | [8 empty] | 6221.4311 | 6204 | 6269.9875 | 6223.148 | 6357.2231 | 6388.4983
3452 | 6204 | 6269.7092 | 6222.0302 | 6356.1977 | 6388.3591 | [8 empty] | 6221.3605 | 6204 | 6269.7092 | 6222.0302 | 6356.1977 | 6388.3591
3453 | 6204 | 6269.5529 | 6221.9064 | 6356.0768 | 6387.0218 | [8 empty] | 6221.3017 | 6204 | 6269.5529 | 6221.9064 | 6356.0768 | 6387.0218
3454 | 6204 | 6269.5233 | 6221.3838 | 6355.9992 | 6386.8873 | [8 empty] | 6221.2909 | 6204 | 6269.5233 | 6221.3838 | 6355.9992 | 6386.8873
3455 | 6204 | 6269.2359 | 6221.0435 | 6355.1375 | 6386.8076 | [8 empty] | 6221.2697 | 6204 | 6269.2359 | 6221.0435 | 6355.1375 | 6386.8076
3456 | 6203 | 6269.1096 | 6220.6199 | 6354.5403 | 6386.7778 | [8 empty] | 6221.2064 | 6203 | 6269.1096 | 6220.6199 | 6354.5403 | 6386.7778
3457 | 6202 | 6268.9418 | 6220.2831 | 6354.283 | 6386.662 | [8 empty] | 6220.9456 | 6202 | 6268.9418 | 6220.2831 | 6354.283 | 6386.662
3458 | 6202 | 6268.8286 | 6219.9813 | 6353.9003 | 6386.6175 | [8 empty] | 6220.9147 | 6202 | 6268.8286 | 6219.9813 | 6353.9003 | 6386.6175
3459 | 6202 | 6268.2829 | 6219.7311 | 6353.4897 | 6385.9788 | [8 empty] | 6220.823 | 6202 | 6268.2829 | 6219.7311 | 6353.4897 | 6385.9788
3460 | 6201 | 6268.0692 | 6219.1095 | 6353.4103 | 6385.5642 | [8 empty] | 6220.61 | 6201 | 6268.0692 | 6219.1095 | 6353.4103 | 6385.5642
3461 | 6201 | 6268.0094 | 6219.0704 | 6353.0967 | 6385.2385 | [8 empty] | 6220.4751 | 6201 | 6268.0094 | 6219.0704 | 6353.0967 | 6385.2385
3462 | 6201 | 6267.3357 | 6218.9719 | 6352.92 | 6384.9566 | [8 empty] | 6220.3405 | 6201 | 6267.3357 | 6218.9719 | 6352.92 | 6384.9566
3463 | 6200 | 6266.9004 | 6218.183 | 6352.8812 | 6384.7784 | [8 empty] | 6220.3387 | 6200 | 6266.9004 | 6218.183 | 6352.8812 | 6384.7784
3464 | 6200 | 6266.6366 | 6218.1409 | 6352.8033 | 6384.3845 | [8 empty] | 6219.8572 | 6200 | 6266.6366 | 6218.1409 | 6352.8033 | 6384.3845
3465 | 6200 | 6265.8987 | 6217.9845 | 6352.6092 | 6384.3719 | [8 empty] | 6219.733 | 6200 | 6265.8987 | 6217.9845 | 6352.6092 | 6384.3719
3466 | 6200 | 6265.7242 | 6217.3363 | 6352.4978 | 6384.3129 | [8 empty] | 6218.9884 | 6200 | 6265.7242 | 6217.3363 | 6352.4978 | 6384.3129
3467 | 6199 | 6265.5654 | 6217.2321 | 6352.2212 | 6384.0992 | [8 empty] | 6218.9056 | 6199 | 6265.5654 | 6217.2321 | 6352.2212 | 6384.0992
3468 | 6199 | 6265.5365 | 6217.2185 | 6351.8802 | 6383.4607 | [8 empty] | 6218.8225 | 6199 | 6265.5365 | 6217.2185 | 6351.8802 | 6383.4607
3469 | 6199 | 6265.4629 | 6217.0547 | 6351.0322 | 6383.2909 | [8 empty] | 6218.5747 | 6199 | 6265.4629 | 6217.0547 | 6351.0322 | 6383.2909
3470 | 6198 | 6265.2924 | 6216.6939 | 6350.5094 | 6383.1928 | [8 empty] | 6218.2816 | 6198 | 6265.2924 | 6216.6939 | 6350.5094 | 6383.1928
3471 | 6198 | 6265.1858 | 6216.6722 | 6350.1314 | 6382.6432 | [8 empty] | 6218.263 | 6198 | 6265.1858 | 6216.6722 | 6350.1314 | 6382.6432
3472 | 6198 | 6265.0176 | 6216.5099 | 6349.7857 | 6382.5689 | [8 empty] | 6217.9092 | 6198 | 6265.0176 | 6216.5099 | 6349.7857 | 6382.5689
3473 | 6198 | 6264.8625 | 6216.3086 | 6349.1467 | 6382.5264 | [8 empty] | 6217.4909 | 6198 | 6264.8625 | 6216.3086 | 6349.1467 | 6382.5264
3474 | 6198 | 6264.7106 | 6216.3045 | 6349.0788 | 6382.4807 | [8 empty] | 6217.4484 | 6198 | 6264.7106 | 6216.3045 | 6349.0788 | 6382.4807
3475 | 6198 | 6264.0522 | 6216.3014 | 6349.071 | 6382.1769 | [8 empty] | 6217.4256 | 6198 | 6264.0522 | 6216.3014 | 6349.071 | 6382.1769
3476 | 6198 | 6264.0522 | 6216.2975 | 6348.9434 | 6382.1731 | [8 empty] | 6216.8733 | 6198 | 6264.0522 | 6216.2975 | 6348.9434 | 6382.1731
3477 | 6197 | 6263.9541 | 6216.1136 | 6348.0802 | 6382.1378 | [8 empty] | 6216.6898 | 6197 | 6263.9541 | 6216.1136 | 6348.0802 | 6382.1378
3478 | 6197 | 6263.8162 | 6215.7382 | 6347.765 | 6381.8507 | [8 empty] | 6216.6138 | 6197 | 6263.8162 | 6215.7382 | 6347.765 | 6381.8507
3479 | 6197 | 6263.7623 | 6215.6848 | 6347.5041 | 6381.8401 | [8 empty] | 6216.588 | 6197 | 6263.7623 | 6215.6848 | 6347.5041 | 6381.8401
3480 | 6196 | 6263.7412 | 6215.5522 | 6347.3922 | 6381.764 | [8 empty] | 6216.1363 | 6196 | 6263.7412 | 6215.5522 | 6347.3922 | 6381.764
3481 | 6196 | 6263.4817 | 6215.2435 | 6347.0725 | 6381.6707 | [8 empty] | 6215.9749 | 6196 | 6263.4817 | 6215.2435 | 6347.0725 | 6381.6707
3482 | 6196 | 6262.9325 | 6215.0549 | 6346.649 | 6381.4765 | [8 empty] | 6215.9416 | 6196 | 6262.9325 | 6215.0549 | 6346.649 | 6381.4765
3483 | 6196 | 6262.615 | 6214.8458 | 6346.5363 | 6381.0139 | [8 empty] | 6215.4015 | 6196 | 6262.615 | 6214.8458 | 6346.5363 | 6381.0139
3484 | 6195 | 6262.5883 | 6214.7098 | 6346.0412 | 6380.7732 | [8 empty] | 6214.8925 | 6195 | 6262.5883 | 6214.7098 | 6346.0412 | 6380.7732
3485 | 6195 | 6262.4637 | 6214.5514 | 6345.7139 | 6380.5121 | [8 empty] | 6214.3226 | 6195 | 6262.4637 | 6214.5514 | 6345.7139 | 6380.5121
3486 | 6195 | 6262.4224 | 6213.2221 | 6345.5268 | 6380.478 | [8 empty] | 6214.0014 | 6195 | 6262.4224 | 6213.2221 | 6345.5268 | 6380.478
3487 | 6194 | 6262.3157 | 6212.9875 | 6345.2714 | 6380.2639 | [8 empty] | 6213.7887 | 6194 | 6262.3157 | 6212.9875 | 6345.2714 | 6380.2639
3488 | 6194 | 6262.2217 | 6212.6651 | 6345.2387 | 6380.2275 | [8 empty] | 6213.7247 | 6194 | 6262.2217 | 6212.6651 | 6345.2387 | 6380.2275
3489 | 6194 | 6261.5495 | 6212.6405 | 6345.0569 | 6380.0086 | [8 empty] | 6213.7058 | 6194 | 6261.5495 | 6212.6405 | 6345.0569 | 6380.0086
3490 | 6194 | 6261.1926 | 6212.2879 | 6344.7132 | 6379.7246 | [8 empty] | 6213.5717 | 6194 | 6261.1926 | 6212.2879 | 6344.7132 | 6379.7246
3491 | 6194 | 6260.865 | 6211.826 | 6344.5891 | 6379.4681 | [8 empty] | 6213.351 | 6194 | 6260.865 | 6211.826 | 6344.5891 | 6379.4681
3492 | 6194 | 6260.7925 | 6211.7568 | 6344.1217 | 6379.2597 | [8 empty] | 6213.2784 | 6194 | 6260.7925 | 6211.7568 | 6344.1217 | 6379.2597
3493 | 6193 | 6260.3815 | 6211.4998 | 6344.0576 | 6379.1954 | [8 empty] | 6213.2393 | 6193 | 6260.3815 | 6211.4998 | 6344.0576 | 6379.1954
3494 | 6193 | 6259.9964 | 6211.4759 | 6344.0413 | 6378.9265 | [8 empty] | 6213.0811 | 6193 | 6259.9964 | 6211.4759 | 6344.0413 | 6378.9265
3495 | 6193 | 6259.2731 | 6211.3146 | 6343.5332 | 6378.9075 | [8 empty] | 6212.9933 | 6193 | 6259.2731 | 6211.3146 | 6343.5332 | 6378.9075
3496 | 6193 | 6259.1543 | 6211.0545 | 6343.514 | 6378.5915 | [8 empty] | 6212.7484 | 6193 | 6259.1543 | 6211.0545 | 6343.514 | 6378.5915
3497 | 6192 | 6258.4841 | 6210.0826 | 6343.261 | 6378.008 | [8 empty] | 6212.1078 | 6192 | 6258.4841 | 6210.0826 | 6343.261 | 6378.008
3498 | 6192 | 6257.8158 | 6209.5625 | 6342.878 | 6377.9278 | [8 empty] | 6211.9489 | 6192 | 6257.8158 | 6209.5625 | 6342.878 | 6377.9278
3499 | 6192 | 6257.796 | 6209.5186 | 6342.8216 | 6377.7033 | [8 empty] | 6211.8997 | 6192 | 6257.796 | 6209.5186 | 6342.8216 | 6377.7033
3500 | 6191 | 6257.7338 | 6209.4176 | 6342.8202 | 6377.6694 | [8 empty] | 6211.5994 | 6191 | 6257.7338 | 6209.4176 | 6342.8202 | 6377.6694
3501 | 6191 | 6257.3879 | 6209.4025 | 6342.4072 | 6377.1104 | [8 empty] | 6211.3979 | 6191 | 6257.3879 | 6209.4025 | 6342.4072 | 6377.1104
3502 | 6191 | 6256.928 | 6209.0118 | 6342.377 | 6376.7546 | [8 empty] | 6211.2113 | 6191 | 6256.928 | 6209.0118 | 6342.377 | 6376.7546
3503 | 6191 | 6256.8757 | 6208.9525 | 6341.7789 | 6376.5984 | [8 empty] | 6210.9839 | 6191 | 6256.8757 | 6208.9525 | 6341.7789 | 6376.5984
3504 | 6191 | 6256.5495 | 6208.481 | 6341.5148 | 6376.5839 | [8 empty] | 6210.9254 | 6191 | 6256.5495 | 6208.481 | 6341.5148 | 6376.5839
3505 | 6191 | 6256.427 | 6208.4595 | 6341.1263 | 6376.3626 | [8 empty] | 6210.744 | 6191 | 6256.427 | 6208.4595 | 6341.1263 | 6376.3626
3506 | 6191 | 6256.0144 | 6208.3483 | 6341.0399 | 6376.3018 | [8 empty] | 6210.6091 | 6191 | 6256.0144 | 6208.3483 | 6341.0399 | 6376.3018
3507 | 6191 | 6255.1362 | 6208.0777 | 6340.2905 | 6376.1315 | [8 empty] | 6210.5376 | 6191 | 6255.1362 | 6208.0777 | 6340.2905 | 6376.1315
3508 | 6190 | 6254.9072 | 6208.0629 | 6340.2808 | 6376.1269 | [8 empty] | 6210.4727 | 6190 | 6254.9072 | 6208.0629 | 6340.2808 | 6376.1269
3509 | 6190 | 6254.8655 | 6207.684 | 6339.9159 | 6376.0103 | [8 empty] | 6210.4038 | 6190 | 6254.8655 | 6207.684 | 6339.9159 | 6376.0103
3510 | 6190 | 6254.7474 | 6207.6499 | 6339.8536 | 6375.9121 | [8 empty] | 6210.3799 | 6190 | 6254.7474 | 6207.6499 | 6339.8536 | 6375.9121
3511 | 6190 | 6254.6102 | 6207.3603 | 6339.8169 | 6375.5784 | [8 empty] | 6210.3704 | 6190 | 6254.6102 | 6207.3603 | 6339.8169 | 6375.5784
3512 | 6190 | 6254.3632 | 6206.8758 | 6339.4627 | 6375.3988 | [8 empty] | 6210.0521 | 6190 | 6254.3632 | 6206.8758 | 6339.4627 | 6375.3988
3513 | 6189 | 6253.9837 | 6206.8535 | 6339.3994 | 6375.0879 | [8 empty] | 6210.0396 | 6189 | 6253.9837 | 6206.8535 | 6339.3994 | 6375.0879
3514 | 6189 | 6253.6096 | 6206.6647 | 6339.314 | 6374.8922 | [8 empty] | 6209.8776 | 6189 | 6253.6096 | 6206.6647 | 6339.314 | 6374.8922
3515 | 6189 | 6253.2003 | 6206.4518 | 6339.2036 | 6374.7511 | [8 empty] | 6209.5369 | 6189 | 6253.2003 | 6206.4518 | 6339.2036 | 6374.7511
3516 | 6189 | 6252.6316 | 6206.3536 | 6338.9214 | 6374.236 | [8 empty] | 6209.2267 | 6189 | 6252.6316 | 6206.3536 | 6338.9214 | 6374.236
3517 | 6189 | 6252.6074 | 6206.214 | 6338.5925 | 6374.0819 | [8 empty] | 6208.901 | 6189 | 6252.6074 | 6206.214 | 6338.5925 | 6374.0819
3518 | 6188 | 6252.5361 | 6206.0888 | 6337.5243 | 6373.8564 | [8 empty] | 6208.6265 | 6188 | 6252.5361 | 6206.0888 | 6337.5243 | 6373.8564
3519 | 6188 | 6252.2069 | 6206.0662 | 6337.3694 | 6372.9378 | [8 empty] | 6208.5429 | 6188 | 6252.2069 | 6206.0662 | 6337.3694 | 6372.9378
3520 | 6188 | 6251.5016 | 6205.9608 | 6337.1988 | 6372.7852 | [8 empty] | 6208.1683 | 6188 | 6251.5016 | 6205.9608 | 6337.1988 | 6372.7852
3521 | 6188 | 6251.4983 | 6205.5214 | 6336.9305 | 6372.6763 | [8 empty] | 6208.0625 | 6188 | 6251.4983 | 6205.5214 | 6336.9305 | 6372.6763
3522 | 6187 | 6251.3727 | 6205.496 | 6336.6904 | 6372.4223 | [8 empty] | 6207.8389 | 6187 | 6251.3727 | 6205.496 | 6336.6904 | 6372.4223
3523 | 6186 | 6251.03 | 6205.4156 | 6336.4983 | 6372.1471 | [8 empty] | 6207.6479 | 6186 | 6251.03 | 6205.4156 | 6336.4983 | 6372.1471
3524 | 6186 | 6250.8461 | 6205.32 | 6336.3644 | 6371.8812 | [8 empty] | 6207.6466 | 6186 | 6250.8461 | 6205.32 | 6336.3644 | 6371.8812
3525 | 6186 | 6250.3605 | 6205.248 | 6336.1444 | 6371.7251 | [8 empty] | 6207.6158 | 6186 | 6250.3605 | 6205.248 | 6336.1444 | 6371.7251
3526 | 6186 | 6250.0618 | 6205.0855 | 6336.1352 | 6371.2377 | [8 empty] | 6207.0971 | 6186 | 6250.0618 | 6205.0855 | 6336.1352 | 6371.2377
3527 | 6186 | 6249.7485 | 6204.8473 | 6335.8732 | 6370.742 | [8 empty] | 6206.6667 | 6186 | 6249.7485 | 6204.8473 | 6335.8732 | 6370.742
3528 | 6186 | 6249.5434 | 6204.7349 | 6335.6945 | 6370.64 | [8 empty] | 6206.5504 | 6186 | 6249.5434 | 6204.7349 | 6335.6945 | 6370.64
3529 | 6186 | 6249.1717 | 6204.4597 | 6335.4154 | 6370.6106 | [8 empty] | 6206.5436 | 6186 | 6249.1717 | 6204.4597 | 6335.4154 | 6370.6106
3530 | 6186 | 6248.9471 | 6204.3405 | 6335.4153 | 6370.4545 | [8 empty] | 6206.513 | 6186 | 6248.9471 | 6204.3405 | 6335.4153 | 6370.4545
3531 | 6185 | 6248.8089 | 6203.8509 | 6335.2444 | 6370.4324 | [8 empty] | 6206.1814 | 6185 | 6248.8089 | 6203.8509 | 6335.2444 | 6370.4324
3532 | 6185 | 6248.7966 | 6203.6769 | 6335.1952 | 6370.0075 | [8 empty] | 6205.9549 | 6185 | 6248.7966 | 6203.6769 | 6335.1952 | 6370.0075
3533 | 6185 | 6248.6316 | 6203.2396 | 6335.0953 | 6369.7952 | [8 empty] | 6205.8286 | 6185 | 6248.6316 | 6203.2396 | 6335.0953 | 6369.7952
3534 | 6185 | 6248.5581 | 6203.0876 | 6335.0306 | 6369.7777 | [8 empty] | 6205.8177 | 6185 | 6248.5581 | 6203.0876 | 6335.0306 | 6369.7777
3535 | 6185 | 6248.5044 | 6202.8325 | 6334.9026 | 6369.5692 | [8 empty] | 6205.4627 | 6185 | 6248.5044 | 6202.8325 | 6334.9026 | 6369.5692
3536 | 6184 | 6248.492 | 6202.7943 | 6334.8133 | 6369.3776 | [8 empty] | 6205.1094 | 6184 | 6248.492 | 6202.7943 | 6334.8133 | 6369.3776
3537 | 6184 | 6247.8877 | 6202.6509 | 6334.3517 | 6368.8128 | [8 empty] | 6204.6691 | 6184 | 6247.8877 | 6202.6509 | 6334.3517 | 6368.8128
3538 | 6184 | 6247.712 | 6202.4259 | 6334.0611 | 6368.7411 | [8 empty] | 6204.6653 | 6184 | 6247.712 | 6202.4259 | 6334.0611 | 6368.7411
3539 | 6184 | 6247.2533 | 6201.8101 | 6333.4297 | 6368.7246 | [8 empty] | 6204.5364 | 6184 | 6247.2533 | 6201.8101 | 6333.4297 | 6368.7246
3540 | 6184 | 6247.0909 | 6201.7823 | 6333.2012 | 6368.4809 | [8 empty] | 6203.6937 | 6184 | 6247.0909 | 6201.7823 | 6333.2012 | 6368.4809
3541 | 6184 | 6246.9927 | 6201.6159 | 6333.1589 | 6367.8576 | [8 empty] | 6203.4847 | 6184 | 6246.9927 | 6201.6159 | 6333.1589 | 6367.8576
3542 | 6183 | 6246.9631 | 6201.5801 | 6333.1297 | 6367.8084 | [8 empty] | 6203.3312 | 6183 | 6246.9631 | 6201.5801 | 6333.1297 | 6367.8084
3543 | 6183 | 6246.9283 | 6201.4173 | 6333.0891 | 6367.7748 | [8 empty] | 6203.2268 | 6183 | 6246.9283 | 6201.4173 | 6333.0891 | 6367.7748
3544 | 6183 | 6246.9194 | 6201.171 | 6332.6398 | 6367.7389 | [8 empty] | 6202.7532 | 6183 | 6246.9194 | 6201.171 | 6332.6398 | 6367.7389
3545 | 6182 | 6246.7183 | 6200.9408 | 6332.5187 | 6367.6196 | [8 empty] | 6202.5227 | 6182 | 6246.7183 | 6200.9408 | 6332.5187 | 6367.6196
3546 | 6182 | 6246.6741 | 6200.5953 | 6332.4869 | 6367.3511 | [8 empty] | 6202.3277 | 6182 | 6246.6741 | 6200.5953 | 6332.4869 | 6367.3511
3547 | 6182 | 6246.4812 | 6200.5828 | 6331.6531 | 6367.2947 | [8 empty] | 6201.8331 | 6182 | 6246.4812 | 6200.5828 | 6331.6531 | 6367.2947
3548 | 6182 | 6245.9347 | 6200.3816 | 6331.2932 | 6367.0986 | [8 empty] | 6201.7507 | 6182 | 6245.9347 | 6200.3816 | 6331.2932 | 6367.0986
3549 | 6182 | 6245.7475 | 6200.2181 | 6331.132 | 6366.6171 | [8 empty] | 6201.6659 | 6182 | 6245.7475 | 6200.2181 | 6331.132 | 6366.6171
3550 | 6182 | 6245.4136 | 6200.1734 | 6331.0186 | 6366.5855 | [8 empty] | 6201.5458 | 6182 | 6245.4136 | 6200.1734 | 6331.0186 | 6366.5855
3551 | 6182 | 6245.1386 | 6200.1422 | 6330.8935 | 6366.5239 | [8 empty] | 6201.3761 | 6182 | 6245.1386 | 6200.1422 | 6330.8935 | 6366.5239
3552 | 6182 | 6244.9254 | 6200.0835 | 6330.7984 | 6366.4453 | [8 empty] | 6201.3164 | 6182 | 6244.9254 | 6200.0835 | 6330.7984 | 6366.4453
3553 | 6182 | 6244.7561 | 6199.5543 | 6330.7514 | 6365.7297 | [8 empty] | 6201.3001 | 6182 | 6244.7561 | 6199.5543 | 6330.7514 | 6365.7297
3554 | 6182 | 6244.7459 | 6199.5522 | 6330.646 | 6365.4575 | [8 empty] | 6201.1934 | 6182 | 6244.7459 | 6199.5522 | 6330.646 | 6365.4575
3555 | 6182 | 6244.4377 | 6199.4204 | 6330.5262 | 6365.4023 | [8 empty] | 6200.917 | 6182 | 6244.4377 | 6199.4204 | 6330.5262 | 6365.4023
3556 | 6182 | 6244.0867 | 6199.3785 | 6330.0309 | 6365.3375 | [8 empty] | 6200.6761 | 6182 | 6244.0867 | 6199.3785 | 6330.0309 | 6365.3375
3557 | 6181 | 6243.893 | 6198.9313 | 6330.0142 | 6365.3017 | [8 empty] | 6199.9869 | 6181 | 6243.893 | 6198.9313 | 6330.0142 | 6365.3017
3558 | 6181 | 6243.7106 | 6198.6354 | 6328.8563 | 6365.189 | [8 empty] | 6199.9579 | 6181 | 6243.7106 | 6198.6354 | 6328.8563 | 6365.189
3559 | 6181 | 6243.3801 | 6198.5839 | 6328.8305 | 6365.1437 | [8 empty] | 6199.8254 | 6181 | 6243.3801 | 6198.5839 | 6328.8305 | 6365.1437
3560 | 6181 | 6242.7218 | 6197.6102 | 6328.6396 | 6364.9256 | [8 empty] | 6198.562 | 6181 | 6242.7218 | 6197.6102 | 6328.6396 | 6364.9256
3561 | 6181 | 6242.574 | 6197.4677 | 6328.3429 | 6364.8445 | [8 empty] | 6198.372 | 6181 | 6242.574 | 6197.4677 | 6328.3429 | 6364.8445
3562 | 6181 | 6242.386 | 6197.0286 | 6328.2806 | 6364.8155 | [8 empty] | 6198.2459 | 6181 | 6242.386 | 6197.0286 | 6328.2806 | 6364.8155
3563 | 6180 | 6242.3846 | 6197.025 | 6328.0735 | 6364.6746 | [8 empty] | 6197.5479 | 6180 | 6242.3846 | 6197.025 | 6328.0735 | 6364.6746
3564 | 6179 | 6242.3077 | 6196.9955 | 6327.6577 | 6364.5506 | [8 empty] | 6197.5134 | 6179 | 6242.3077 | 6196.9955 | 6327.6577 | 6364.5506
3565 | 6179 | 6241.9583 | 6196.6018 | 6327.1755 | 6364.4595 | [8 empty] | 6197.358 | 6179 | 6241.9583 | 6196.6018 | 6327.1755 | 6364.4595
3566 | 6179 | 6241.918 | 6196.1035 | 6326.8344 | 6364.4029 | [8 empty] | 6197.3551 | 6179 | 6241.918 | 6196.1035 | 6326.8344 | 6364.4029
3567 | 6179 | 6241.8109 | 6195.8164 | 6326.7721 | 6364.3446 | [8 empty] | 6197.318 | 6179 | 6241.8109 | 6195.8164 | 6326.7721 | 6364.3446
3568 | 6179 | 6241.6103 | 6195.7583 | 6326.1801 | 6364.1578 | [8 empty] | 6197.3018 | 6179 | 6241.6103 | 6195.7583 | 6326.1801 | 6364.1578
3569 | 6179 | 6241.3495 | 6195.4327 | 6326.0919 | 6364.1141 | [8 empty] | 6197.0971 | 6179 | 6241.3495 | 6195.4327 | 6326.0919 | 6364.1141
3570 | 6178 | 6241.2177 | 6195.3271 | 6325.9276 | 6363.9889 | [8 empty] | 6197.0367 | 6178 | 6241.2177 | 6195.3271 | 6325.9276 | 6363.9889
3571 | 6178 | 6241.0933 | 6195.2474 | 6325.9173 | 6363.5864 | [8 empty] | 6196.6439 | 6178 | 6241.0933 | 6195.2474 | 6325.9173 | 6363.5864
3572 | 6178 | 6241.0519 | 6195.1923 | 6325.4673 | 6363.5339 | [8 empty] | 6196.6071 | 6178 | 6241.0519 | 6195.1923 | 6325.4673 | 6363.5339
3573 | 6177 | 6241.029 | 6194.7797 | 6324.7659 | 6363.3785 | [8 empty] | 6196.527 | 6177 | 6241.029 | 6194.7797 | 6324.7659 | 6363.3785
3574 | 6177 | 6240.9616 | 6194.6886 | 6324.4489 | 6363.2963 | [8 empty] | 6196.4434 | 6177 | 6240.9616 | 6194.6886 | 6324.4489 | 6363.2963
3575 | 6177 | 6240.9347 | 6194.2458 | 6324.0968 | 6363.1265 | [8 empty] | 6195.9205 | 6177 | 6240.9347 | 6194.2458 | 6324.0968 | 6363.1265
3576 | 6176 | 6240.7683 | 6193.8751 | 6323.2422 | 6363.0563 | [8 empty] | 6195.5909 | 6176 | 6240.7683 | 6193.8751 | 6323.2422 | 6363.0563
3577 | 6176 | 6240.705 | 6193.7798 | 6323.1524 | 6362.9536 | [8 empty] | 6195.4456 | 6176 | 6240.705 | 6193.7798 | 6323.1524 | 6362.9536
3578 | 6176 | 6240.4989 | 6193.6763 | 6322.923 | 6362.5982 | [8 empty] | 6195.093 | 6176 | 6240.4989 | 6193.6763 | 6322.923 | 6362.5982
3579 | 6176 | 6239.835 | 6193.6162 | 6322.5691 | 6362.5806 | [8 empty] | 6195.0444 | 6176 | 6239.835 | 6193.6162 | 6322.5691 | 6362.5806
3580 | 6176 | 6239.4927 | 6193.3571 | 6321.9053 | 6362.3116 | [8 empty] | 6194.8831 | 6176 | 6239.4927 | 6193.3571 | 6321.9053 | 6362.3116
3581 | 6176 | 6239.0721 | 6193.125 | 6321.8498 | 6362.3091 | [8 empty] | 6194.7305 | 6176 | 6239.0721 | 6193.125 | 6321.8498 | 6362.3091
3582 | 6175 | 6238.4046 | 6192.0368 | 6321.8458 | 6362.2764 | [8 empty] | 6194.6385 | 6175 | 6238.4046 | 6192.0368 | 6321.8458 | 6362.2764
3583 | 6175 | 6238.2467 | 6191.6908 | 6321.5681 | 6362.1631 | [8 empty] | 6194.5323 | 6175 | 6238.2467 | 6191.6908 | 6321.5681 | 6362.1631
3584 | 6175 | 6237.543 | 6191.5026 | 6321.5522 | 6361.7299 | [8 empty] | 6194.4254 | 6175 | 6237.543 | 6191.5026 | 6321.5522 | 6361.7299
3585 | 6175 | 6237.3556 | 6191.3037 | 6321.2591 | 6361.6501 | [8 empty] | 6194.3685 | 6175 | 6237.3556 | 6191.3037 | 6321.2591 | 6361.6501
3586 | 6175 | 6237.1388 | 6190.5502 | 6320.8487 | 6361.2914 | [8 empty] | 6194.2565 | 6175 | 6237.1388 | 6190.5502 | 6320.8487 | 6361.2914
3587 | 6175 | 6237.0647 | 6190.4465 | 6320.6051 | 6360.1393 | [8 empty] | 6194.1506 | 6175 | 6237.0647 | 6190.4465 | 6320.6051 | 6360.1393
3588 | 6175 | 6237.0035 | 6190.2072 | 6320.3943 | 6360.0967 | [8 empty] | 6193.986 | 6175 | 6237.0035 | 6190.2072 | 6320.3943 | 6360.0967
3589 | 6175 | 6236.77 | 6190.1928 | 6320.3888 | 6359.8467 | [8 empty] | 6193.8588 | 6175 | 6236.77 | 6190.1928 | 6320.3888 | 6359.8467
3590 | 6174 | 6236.7207 | 6190.0489 | 6320.209 | 6359.5099 | [8 empty] | 6193.6051 | 6174 | 6236.7207 | 6190.0489 | 6320.209 | 6359.5099
3591 | 6174 | 6235.9321 | 6189.9897 | 6319.6684 | 6359.0392 | [8 empty] | 6193.4383 | 6174 | 6235.9321 | 6189.9897 | 6319.6684 | 6359.0392
3592 | 6174 | 6235.6767 | 6189.8052 | 6319.2608 | 6358.9301 | [8 empty] | 6193.205 | 6174 | 6235.6767 | 6189.8052 | 6319.2608 | 6358.9301
3593 | 6174 | 6235.6452 | 6189.7528 | 6318.1507 | 6358.7198 | [8 empty] | 6193.1971 | 6174 | 6235.6452 | 6189.7528 | 6318.1507 | 6358.7198
3594 | 6174 | 6235.6221 | 6189.0716 | 6317.6406 | 6358.3276 | [8 empty] | 6193.1581 | 6174 | 6235.6221 | 6189.0716 | 6317.6406 | 6358.3276
3595 | 6174 | 6235.3189 | 6189.0395 | 6317.2847 | 6357.9563 | [8 empty] | 6193.1158 | 6174 | 6235.3189 | 6189.0395 | 6317.2847 | 6357.9563
3596 | 6174 | 6235.2555 | 6189.0248 | 6317.0053 | 6357.4469 | [8 empty] | 6192.9013 | 6174 | 6235.2555 | 6189.0248 | 6317.0053 | 6357.4469
3597 | 6174 | 6234.8396 | 6189.0004 | 6316.8424 | 6356.8453 | [8 empty] | 6192.871 | 6174 | 6234.8396 | 6189.0004 | 6316.8424 | 6356.8453
3598 | 6173 | 6234.7419 | 6188.6617 | 6316.384 | 6356.5149 | [8 empty] | 6192.8039 | 6173 | 6234.7419 | 6188.6617 | 6316.384 | 6356.5149
3599 | 6173 | 6234.1872 | 6188.6252 | 6316.3614 | 6355.8193 | [8 empty] | 6192.6401 | 6173 | 6234.1872 | 6188.6252 | 6316.3614 | 6355.8193
3600 | 6173 | 6234.1792 | 6188.618 | 6316.3418 | 6355.6221 | [8 empty] | 6192.4661 | 6173 | 6234.1792 | 6188.618 | 6316.3418 | 6355.6221
3601 | 6173 | 6234.1549 | 6188.4594 | 6315.7645 | 6355.571 | [8 empty] | 6192.3268 | 6173 | 6234.1549 | 6188.4594 | 6315.7645 | 6355.571
3602 | 6173 | 6233.8476 | 6188.4559 | 6315.2592 | 6355.3843 | [8 empty] | 6192.0502 | 6173 | 6233.8476 | 6188.4559 | 6315.2592 | 6355.3843
3603 | 6173 | 6233.7963 | 6187.9402 | 6315.1944 | 6355.2373 | [8 empty] | 6191.9995 | 6173 | 6233.7963 | 6187.9402 | 6315.1944 | 6355.2373
3604 | 6172 | 6233.7628 | 6187.9155 | 6315.0641 | 6355.0084 | [8 empty] | 6191.8306 | 6172 | 6233.7628 | 6187.9155 | 6315.0641 | 6355.0084
3605 | 6172 | 6233.4899 | 6187.8726 | 6315.0519 | 6354.8569 | [8 empty] | 6191.7991 | 6172 | 6233.4899 | 6187.8726 | 6315.0519 | 6354.8569
3606 | 6171 | 6232.9197 | 6187.7377 | 6314.4211 | 6354.5908 | [8 empty] | 6191.319 | 6171 | 6232.9197 | 6187.7377 | 6314.4211 | 6354.5908
3607 | 6171 | 6232.8954 | 6187.6549 | 6313.6272 | 6354.5907 | [8 empty] | 6191.0863 | 6171 | 6232.8954 | 6187.6549 | 6313.6272 | 6354.5907
3608 | 6171 | 6232.7447 | 6187.5929 | 6313.5172 | 6354.5192 | [8 empty] | 6190.8664 | 6171 | 6232.7447 | 6187.5929 | 6313.5172 | 6354.5192
3609 | 6171 | 6232.7366 | 6187.1315 | 6313.147 | 6353.9838 | [8 empty] | 6190.6686 | 6171 | 6232.7366 | 6187.1315 | 6313.147 | 6353.9838
3610 | 6171 | 6232.1246 | 6187.0849 | 6312.146 | 6353.9354 | [8 empty] | 6190.3542 | 6171 | 6232.1246 | 6187.0849 | 6312.146 | 6353.9354
3611 | 6171 | 6231.8154 | 6186.4204 | 6312.0926 | 6353.5591 | [8 empty] | 6190.2289 | 6171 | 6231.8154 | 6186.4204 | 6312.0926 | 6353.5591
3612 | 6171 | 6231.6468 | 6186.3517 | 6311.523 | 6352.8578 | [8 empty] | 6189.1014 | 6171 | 6231.6468 | 6186.3517 | 6311.523 | 6352.8578
3613 | 6170 | 6231.6012 | 6186.2194 | 6311.5179 | 6352.4555 | [8 empty] | 6189.0313 | 6170 | 6231.6012 | 6186.2194 | 6311.5179 | 6352.4555
3614 | 6170 | 6231.5103 | 6186.1267 | 6310.5409 | 6352.2509 | [8 empty] | 6188.9907 | 6170 | 6231.5103 | 6186.1267 | 6310.5409 | 6352.2509
3615 | 6170 | 6231.4579 | 6185.9498 | 6310.5336 | 6351.6134 | [8 empty] | 6188.5567 | 6170 | 6231.4579 | 6185.9498 | 6310.5336 | 6351.6134
3616 | 6170 | 6231.4195 | 6185.8417 | 6310.3745 | 6351.0507 | [8 empty] | 6188.3518 | 6170 | 6231.4195 | 6185.8417 | 6310.3745 | 6351.0507
3617 | 6170 | 6231.3361 | 6185.6308 | 6309.8155 | 6350.9953 | [8 empty] | 6188.3161 | 6170 | 6231.3361 | 6185.6308 | 6309.8155 | 6350.9953
3618 | 6169 | 6231.3317 | 6185.2707 | 6309.8024 | 6350.974 | [8 empty] | 6187.9761 | 6169 | 6231.3317 | 6185.2707 | 6309.8024 | 6350.974
3619 | 6169 | 6231.1893 | 6185.1743 | 6309.7781 | 6350.5351 | [8 empty] | 6187.8577 | 6169 | 6231.1893 | 6185.1743 | 6309.7781 | 6350.5351
3620 | 6169 | 6230.8422 | 6185.1718 | 6308.984 | 6350.5016 | [8 empty] | 6187.7518 | 6169 | 6230.8422 | 6185.1718 | 6308.984 | 6350.5016
3621 | 6168 | 6230.7789 | 6185.0745 | 6308.2318 | 6349.8441 | [8 empty] | 6187.4415 | 6168 | 6230.7789 | 6185.0745 | 6308.2318 | 6349.8441
3622 | 6168 | 6230.2723 | 6184.9079 | 6307.5861 | 6349.7296 | [8 empty] | 6186.8154 | 6168 | 6230.2723 | 6184.9079 | 6307.5861 | 6349.7296
3623 | 6168 | 6229.8675 | 6184.7075 | 6307.3245 | 6349.6492 | [8 empty] | 6186.7518 | 6168 | 6229.8675 | 6184.7075 | 6307.3245 | 6349.6492
3624 | 6168 | 6229.7466 | 6184.6341 | 6306.659 | 6348.6082 | [8 empty] | 6186.5764 | 6168 | 6229.7466 | 6184.6341 | 6306.659 | 6348.6082
3625 | 6168 | 6229.688 | 6184.4749 | 6306.4576 | 6347.6676 | [8 empty] | 6186.4304 | 6168 | 6229.688 | 6184.4749 | 6306.4576 | 6347.6676
3626 | 6168 | 6229.6149 | 6184.1224 | 6306.1869 | 6347.6459 | [8 empty] | 6185.7651 | 6168 | 6229.6149 | 6184.1224 | 6306.1869 | 6347.6459
3627 | 6168 | 6229.4762 | 6183.9752 | 6306.0233 | 6346.9206 | [8 empty] | 6185.7263 | 6168 | 6229.4762 | 6183.9752 | 6306.0233 | 6346.9206
3628 | 6167 | 6229.4612 | 6183.6895 | 6305.9945 | 6346.4982 | [8 empty] | 6185.6097 | 6167 | 6229.4612 | 6183.6895 | 6305.9945 | 6346.4982
3629 | 6167 | 6229.3976 | 6183.6588 | 6305.8941 | 6346.123 | [8 empty] | 6185.4625 | 6167 | 6229.3976 | 6183.6588 | 6305.8941 | 6346.123
3630 | 6167 | 6229.1103 | 6183.6555 | 6305.2083 | 6345.9336 | [8 empty] | 6185.3718 | 6167 | 6229.1103 | 6183.6555 | 6305.2083 | 6345.9336
3631 | 6167 | 6228.6069 | 6183.6252 | 6305.1606 | 6345.8499 | [8 empty] | 6185.0281 | 6167 | 6228.6069 | 6183.6252 | 6305.1606 | 6345.8499
3632 | 6166 | 6228.5773 | 6183.3297 | 6305.1273 | 6345.3838 | [8 empty] | 6184.7834 | 6166 | 6228.5773 | 6183.3297 | 6305.1273 | 6345.3838
3633 | 6166 | 6228.1998 | 6183.1788 | 6304.7031 | 6345.1558 | [8 empty] | 6184.4494 | 6166 | 6228.1998 | 6183.1788 | 6304.7031 | 6345.1558
3634 | 6165 | 6228.0229 | 6182.4837 | 6304.5922 | 6344.8024 | [8 empty] | 6184.4305 | 6165 | 6228.0229 | 6182.4837 | 6304.5922 | 6344.8024
3635 | 6165 | 6228.004 | 6182.3992 | 6304.5177 | 6344.6473 | [8 empty] | 6184.1058 | 6165 | 6228.004 | 6182.3992 | 6304.5177 | 6344.6473
3636 | 6165 | 6227.9126 | 6182.3681 | 6304.2626 | 6344.6468 | [8 empty] | 6184.1036 | 6165 | 6227.9126 | 6182.3681 | 6304.2626 | 6344.6468
3637 | 6165 | 6227.3984 | 6182.2633 | 6303.4733 | 6344.1946 | [8 empty] | 6183.773 | 6165 | 6227.3984 | 6182.2633 | 6303.4733 | 6344.1946
3638 | 6165 | 6227.0975 | 6181.8378 | 6302.9389 | 6343.9912 | [8 empty] | 6183.6966 | 6165 | 6227.0975 | 6181.8378 | 6302.9389 | 6343.9912
3639 | 6165 | 6226.4922 | 6181.7587 | 6302.34 | 6343.7494 | [8 empty] | 6183.5714 | 6165 | 6226.4922 | 6181.7587 | 6302.34 | 6343.7494
3640 | 6165 | 6226.2593 | 6181.4082 | 6302.2999 | 6343.2029 | [8 empty] | 6183.5115 | 6165 | 6226.2593 | 6181.4082 | 6302.2999 | 6343.2029
3641 | 6164 | 6226.2272 | 6181.246 | 6302.2939 | 6342.8936 | [8 empty] | 6182.6074 | 6164 | 6226.2272 | 6181.246 | 6302.2939 | 6342.8936
3642 | 6164 | 6225.7345 | 6181.0972 | 6302.2269 | 6342.7316 | [8 empty] | 6182.5537 | 6164 | 6225.7345 | 6181.0972 | 6302.2269 | 6342.7316
3643 | 6164 | 6224.9887 | 6181.0503 | 6302.2056 | 6342.4757 | [8 empty] | 6182.2302 | 6164 | 6224.9887 | 6181.0503 | 6302.2056 | 6342.4757
3644 | 6162 | 6224.7579 | 6181.0199 | 6301.3577 | 6341.9815 | [8 empty] | 6182.1629 | 6162 | 6224.7579 | 6181.0199 | 6301.3577 | 6341.9815
3645 | 6162 | 6224.1903 | 6180.338 | 6301.3181 | 6341.7424 | [8 empty] | 6182.0215 | 6162 | 6224.1903 | 6180.338 | 6301.3181 | 6341.7424
3646 | 6162 | 6223.8543 | 6179.9776 | 6301.0529 | 6341.4306 | [8 empty] | 6181.7488 | 6162 | 6223.8543 | 6179.9776 | 6301.0529 | 6341.4306
3647 | 6162 | 6223.6781 | 6179.3277 | 6300.9587 | 6341.3021 | [8 empty] | 6181.4359 | 6162 | 6223.6781 | 6179.3277 | 6300.9587 | 6341.3021
3648 | 6162 | 6223.0722 | 6179.0141 | 6300.8151 | 6341.2903 | [8 empty] | 6181.2314 | 6162 | 6223.0722 | 6179.0141 | 6300.8151 | 6341.2903
3649 | 6162 | 6222.6094 | 6178.9341 | 6300.6712 | 6340.9456 | [8 empty] | 6180.8636 | 6162 | 6222.6094 | 6178.9341 | 6300.6712 | 6340.9456
3650 | 6162 | 6222.4962 | 6178.2677 | 6300.6347 | 6340.7027 | [8 empty] | 6180.8589 | 6162 | 6222.4962 | 6178.2677 | 6300.6347 | 6340.7027
3651 | 6162 | 6222.1043 | 6178.2438 | 6300.4404 | 6340.6747 | [8 empty] | 6180.8343 | 6162 | 6222.1043 | 6178.2438 | 6300.4404 | 6340.6747
3652 | 6162 | 6221.1875 | 6177.8737 | 6300.344 | 6340.581 | [8 empty] | 6180.8292 | 6162 | 6221.1875 | 6177.8737 | 6300.344 | 6340.581
3653 | 6162 | 6221.0991 | 6177.4736 | 6300.0237 | 6340.1036 | [8 empty] | 6180.5974 | 6162 | 6221.0991 | 6177.4736 | 6300.0237 | 6340.1036
3654 | 6161 | 6221 | 6177.1312 | 6299.7626 | 6339.5507 | [8 empty] | 6180.5794 | 6161 | 6221 | 6177.1312 | 6299.7626 | 6339.5507
3655 | 6161 | 6220.8961 | 6177.1186 | 6299.6112 | 6339.1928 | [8 empty] | 6180.5652 | 6161 | 6220.8961 | 6177.1186 | 6299.6112 | 6339.1928
3656 | 6161 | 6220.6044 | 6176.7175 | 6299.5099 | 6339.1615 | [8 empty] | 6180.5034 | 6161 | 6220.6044 | 6176.7175 | 6299.5099 | 6339.1615
3657 | 6160 | 6220.5812 | 6176.5699 | 6299.3688 | 6338.7197 | [8 empty] | 6180.4865 | 6160 | 6220.5812 | 6176.5699 | 6299.3688 | 6338.7197
3658 | 6160 | 6220.571 | 6176.4506 | 6299.0487 | 6338.6717 | [8 empty] | 6180.3713 | 6160 | 6220.571 | 6176.4506 | 6299.0487 | 6338.6717
3659 | 6160 | 6219.9721 | 6176.2471 | 6298.8796 | 6338.2526 | [8 empty] | 6180.3325 | 6160 | 6219.9721 | 6176.2471 | 6298.8796 | 6338.2526
3660 | 6160 | 6219.8681 | 6176.1478 | 6298.542 | 6338.1395 | [8 empty] | 6180.1201 | 6160 | 6219.8681 | 6176.1478 | 6298.542 | 6338.1395
3661 | 6159 | 6219.5421 | 6176.0614 | 6298.5052 | 6337.927 | [8 empty] | 6180.0599 | 6159 | 6219.5421 | 6176.0614 | 6298.5052 | 6337.927
3662 | 6159 | 6219.5164 | 6176.0081 | 6297.8339 | 6337.9181 | [8 empty] | 6179.8557 | 6159 | 6219.5164 | 6176.0081 | 6297.8339 | 6337.9181
3663 | 6159 | 6219.3292 | 6175.9446 | 6297.8115 | 6337.7747 | [8 empty] | 6179.4169 | 6159 | 6219.3292 | 6175.9446 | 6297.8115 | 6337.7747
3664 | 6159 | 6219.3054 | 6175.4046 | 6297.5206 | 6337.0341 | [8 empty] | 6179.3948 | 6159 | 6219.3054 | 6175.4046 | 6297.5206 | 6337.0341
3665 | 6159 | 6219.1781 | 6174.6615 | 6297.3114 | 6336.9248 | [8 empty] | 6179.38 | 6159 | 6219.1781 | 6174.6615 | 6297.3114 | 6336.9248
3666 | 6158 | 6218.9505 | 6174.6062 | 6297.2132 | 6336.6372 | [8 empty] | 6179.1528 | 6158 | 6218.9505 | 6174.6062 | 6297.2132 | 6336.6372
3667 | 6158 | 6218.9298 | 6174.5054 | 6297.1708 | 6336.4365 | [8 empty] | 6178.2102 | 6158 | 6218.9298 | 6174.5054 | 6297.1708 | 6336.4365
3668 | 6158 | 6218.6054 | 6174.2584 | 6296.6517 | 6336.1295 | [8 empty] | 6178.1358 | 6158 | 6218.6054 | 6174.2584 | 6296.6517 | 6336.1295
3669 | 6158 | 6218.5143 | 6173.9964 | 6296.6118 | 6336.0484 | [8 empty] | 6178.1243 | 6158 | 6218.5143 | 6173.9964 | 6296.6118 | 6336.0484
3670 | 6158 | 6218.3328 | 6173.9073 | 6296.3821 | 6335.4426 | [8 empty] | 6177.7214 | 6158 | 6218.3328 | 6173.9073 | 6296.3821 | 6335.4426
3671 | 6158 | 6218.0332 | 6173.8547 | 6296.1242 | 6335.3166 | [8 empty] | 6177.5796 | 6158 | 6218.0332 | 6173.8547 | 6296.1242 | 6335.3166
3672 | 6158 | 6217.8279 | 6173.5163 | 6295.8937 | 6335.2164 | [8 empty] | 6177.5318 | 6158 | 6217.8279 | 6173.5163 | 6295.8937 | 6335.2164
3673 | 6157 | 6217.5141 | 6173.4703 | 6295.8317 | 6334.769 | [8 empty] | 6177.4478 | 6157 | 6217.5141 | 6173.4703 | 6295.8317 | 6334.769
3674 | 6157 | 6217.3903 | 6172.7835 | 6295.6459 | 6334.2464 | [8 empty] | 6177.4044 | 6157 | 6217.3903 | 6172.7835 | 6295.6459 | 6334.2464
3675 | 6157 | 6217.1416 | 6172.4696 | 6295.4731 | 6333.8245 | [8 empty] | 6177.3382 | 6157 | 6217.1416 | 6172.4696 | 6295.4731 | 6333.8245
3676 | 6157 | 6216.9359 | 6172.0366 | 6295.0229 | 6333.5649 | [8 empty] | 6177.2824 | 6157 | 6216.9359 | 6172.0366 | 6295.0229 | 6333.5649
3677 | 6156 | 6216.8107 | 6171.5696 | 6294.3602 | 6333.5361 | [8 empty] | 6177.223 | 6156 | 6216.8107 | 6171.5696 | 6294.3602 | 6333.5361
3678 | 6156 | 6216.7931 | 6171.5367 | 6294.1307 | 6333.2297 | [8 empty] | 6176.8035 | 6156 | 6216.7931 | 6171.5367 | 6294.1307 | 6333.2297
3679 | 6156 | 6216.4888 | 6171.5189 | 6294.0888 | 6332.8087 | [8 empty] | 6176.4453 | 6156 | 6216.4888 | 6171.5189 | 6294.0888 | 6332.8087
3680 | 6156 | 6216.4645 | 6171.4265 | 6293.8221 | 6332.6985 | [8 empty] | 6176.385 | 6156 | 6216.4645 | 6171.4265 | 6293.8221 | 6332.6985
3681 | 6155 | 6216.4364 | 6171.2523 | 6293.7733 | 6332.36 | [8 empty] | 6176.0154 | 6155 | 6216.4364 | 6171.2523 | 6293.7733 | 6332.36
3682 | 6155 | 6216.3946 | 6170.9951 | 6293.676 | 6332.2034 | [8 empty] | 6175.9132 | 6155 | 6216.3946 | 6170.9951 | 6293.676 | 6332.2034
3683 | 6155 | 6216.1015 | 6170.8401 | 6293.5662 | 6331.4074 | [8 empty] | 6175.8691 | 6155 | 6216.1015 | 6170.8401 | 6293.5662 | 6331.4074
3684 | 6155 | 6215.3922 | 6170.5967 | 6293.5331 | 6331.3513 | [8 empty] | 6175.6871 | 6155 | 6215.3922 | 6170.5967 | 6293.5331 | 6331.3513
3685 | 6155 | 6215.3252 | 6170.1082 | 6293.4989 | 6331.233 | [8 empty] | 6175.3187 | 6155 | 6215.3252 | 6170.1082 | 6293.4989 | 6331.233
3686 | 6155 | 6215.0606 | 6170.0628 | 6293.4863 | 6331.1145 | [8 empty] | 6174.7731 | 6155 | 6215.0606 | 6170.0628 | 6293.4863 | 6331.1145
3687 | 6155 | 6215.0603 | 6170.0239 | 6293.3826 | 6330.894 | [8 empty] | 6174.4195 | 6155 | 6215.0603 | 6170.0239 | 6293.3826 | 6330.894
3688 | 6154 | 6214.9994 | 6169.9758 | 6293.022 | 6330.5744 | [8 empty] | 6173.9988 | 6154 | 6214.9994 | 6169.9758 | 6293.022 | 6330.5744
3689 | 6154 | 6214.9359 | 6169.652 | 6292.9162 | 6330.4827 | [8 empty] | 6173.6309 | 6154 | 6214.9359 | 6169.652 | 6292.9162 | 6330.4827
3690 | 6154 | 6214.6494 | 6169.1854 | 6292.6219 | 6330.2073 | [8 empty] | 6173.3919 | 6154 | 6214.6494 | 6169.1854 | 6292.6219 | 6330.2073
3691 | 6153 | 6214.6135 | 6168.5845 | 6292.4509 | 6329.9323 | [8 empty] | 6173.0612 | 6153 | 6214.6135 | 6168.5845 | 6292.4509 | 6329.9323
3692 | 6153 | 6214.4474 | 6167.9275 | 6292.3109 | 6329.6509 | [8 empty] | 6172.9405 | 6153 | 6214.4474 | 6167.9275 | 6292.3109 | 6329.6509
3693 | 6152 | 6214.169 | 6167.7615 | 6292.1508 | 6329.6473 | [8 empty] | 6172.3966 | 6152 | 6214.169 | 6167.7615 | 6292.1508 | 6329.6473
3694 | 6152 | 6213.8097 | 6167.3699 | 6291.5304 | 6329.3054 | [8 empty] | 6172.2238 | 6152 | 6213.8097 | 6167.3699 | 6291.5304 | 6329.3054
3695 | 6152 | 6213.6468 | 6167.3636 | 6291.471 | 6329.2295 | [8 empty] | 6171.8995 | 6152 | 6213.6468 | 6167.3636 | 6291.471 | 6329.2295
3696 | 6151 | 6213.6094 | 6167.0401 | 6291.4666 | 6329.1317 | [8 empty] | 6171.4206 | 6151 | 6213.6094 | 6167.0401 | 6291.4666 | 6329.1317
3697 | 6151 | 6213.5519 | 6166.8396 | 6291.4633 | 6328.1957 | [8 empty] | 6170.6224 | 6151 | 6213.5519 | 6166.8396 | 6291.4633 | 6328.1957
3698 | 6151 | 6213.185 | 6166.7322 | 6290.9197 | 6328.0876 | [8 empty] | 6170.4706 | 6151 | 6213.185 | 6166.7322 | 6290.9197 | 6328.0876
3699 | 6151 | 6212.1255 | 6166.2676 | 6290.3207 | 6327.2082 | [8 empty] | 6170.0887 | 6151 | 6212.1255 | 6166.2676 | 6290.3207 | 6327.2082
3700 | 6151 | 6212.0953 | 6166.177 | 6289.6667 | 6326.6261 | [8 empty] | 6170.0324 | 6151 | 6212.0953 | 6166.177 | 6289.6667 | 6326.6261
3701 | 6151 | 6210.7265 | 6165.8879 | 6289.6424 | 6326.1712 | [8 empty] | 6169.6912 | 6151 | 6210.7265 | 6165.8879 | 6289.6424 | 6326.1712
3702 | 6151 | 6209.854 | 6165.7615 | 6289.6076 | 6325.6472 | [8 empty] | 6169.591 | 6151 | 6209.854 | 6165.7615 | 6289.6076 | 6325.6472
3703 | 6150 | 6209.6587 | 6165.2587 | 6289.3835 | 6325.3482 | [8 empty] | 6169.3353 | 6150 | 6209.6587 | 6165.2587 | 6289.3835 | 6325.3482
3704 | 6150 | 6209.4627 | 6165.238 | 6289.3632 | 6325.0522 | [8 empty] | 6168.8891 | 6150 | 6209.4627 | 6165.238 | 6289.3632 | 6325.0522
3705 | 6150 | 6209.4473 | 6165.1687 | 6289.2021 | 6324.9278 | [8 empty] | 6168.4869 | 6150 | 6209.4473 | 6165.1687 | 6289.2021 | 6324.9278
3706 | 6150 | 6209.3917 | 6164.9052 | 6288.1212 | 6324.6099 | [8 empty] | 6168.2263 | 6150 | 6209.3917 | 6164.9052 | 6288.1212 | 6324.6099
3707 | 6150 | 6208.9102 | 6164.8705 | 6287.9693 | 6324.5916 | [8 empty] | 6168.09 | 6150 | 6208.9102 | 6164.8705 | 6287.9693 | 6324.5916
3708 | 6149 | 6208.7842 | 6164.8635 | 6287.9616 | 6324.3634 | [8 empty] | 6168.0875 | 6149 | 6208.7842 | 6164.8635 | 6287.9616 | 6324.3634
3709 | 6149 | 6208.6939 | 6164.4236 | 6287.5897 | 6324.3499 | [8 empty] | 6168.0862 | 6149 | 6208.6939 | 6164.4236 | 6287.5897 | 6324.3499
3710 | 6149 | 6208.4772 | 6164.2085 | 6287.2697 | 6324.0945 | [8 empty] | 6167.8307 | 6149 | 6208.4772 | 6164.2085 | 6287.2697 | 6324.0945
3711 | 6149 | 6208.4017 | 6163.7307 | 6286.8859 | 6323.9862 | [8 empty] | 6167.7589 | 6149 | 6208.4017 | 6163.7307 | 6286.8859 | 6323.9862
3712 | 6149 | 6208.2119 | 6163.3983 | 6286.4157 | 6323.8382 | [8 empty] | 6167.6181 | 6149 | 6208.2119 | 6163.3983 | 6286.4157 | 6323.8382
3713 | 6148 | 6208.2 | 6163.1492 | 6286.1223 | 6323.3379 | [8 empty] | 6167.4535 | 6148 | 6208.2 | 6163.1492 | 6286.1223 | 6323.3379
3714 | 6148 | 6207.7416 | 6162.6655 | 6286.0508 | 6323.1508 | [8 empty] | 6167.4225 | 6148 | 6207.7416 | 6162.6655 | 6286.0508 | 6323.1508
3715 | 6148 | 6207.5036 | 6162.4734 | 6286.0333 | 6323.0317 | [8 empty] | 6167.3359 | 6148 | 6207.5036 | 6162.4734 | 6286.0333 | 6323.0317
3716 | 6148 | 6207.4818 | 6162.2513 | 6285.7487 | 6322.9959 | [8 empty] | 6167.0307 | 6148 | 6207.4818 | 6162.2513 | 6285.7487 | 6322.9959
3717 | 6147 | 6207.2777 | 6162.1022 | 6285.616 | 6322.8565 | [8 empty] | 6167.0132 | 6147 | 6207.2777 | 6162.1022 | 6285.616 | 6322.8565
3718 | 6147 | 6206.794 | 6161.9361 | 6285.5426 | 6322.8235 | [8 empty] | 6166.8948 | 6147 | 6206.794 | 6161.9361 | 6285.5426 | 6322.8235
3719 | 6147 | 6206.5729 | 6161.5626 | 6285.1662 | 6322.5017 | [8 empty] | 6166.8943 | 6147 | 6206.5729 | 6161.5626 | 6285.1662 | 6322.5017
3720 | 6147 | 6206.0881 | 6160.9208 | 6284.792 | 6322.0901 | [8 empty] | 6166.8399 | 6147 | 6206.0881 | 6160.9208 | 6284.792 | 6322.0901
3721 | 6147 | 6205.9936 | 6160.1914 | 6284.7199 | 6321.877 | [8 empty] | 6166.1077 | 6147 | 6205.9936 | 6160.1914 | 6284.7199 | 6321.877
3722 | 6147 | 6205.9822 | 6159.261 | 6284.708 | 6321.389 | [8 empty] | 6166.0623 | 6147 | 6205.9822 | 6159.261 | 6284.708 | 6321.389
3723 | 6147 | 6205.5051 | 6159.2464 | 6284.005 | 6320.7719 | [8 empty] | 6165.5379 | 6147 | 6205.5051 | 6159.2464 | 6284.005 | 6320.7719
3724 | 6147 | 6204.8676 | 6159.0418 | 6283.9783 | 6320.5243 | [8 empty] | 6165.4439 | 6147 | 6204.8676 | 6159.0418 | 6283.9783 | 6320.5243
3725 | 6146 | 6204.2595 | 6158.7815 | 6283.7421 | 6320.1891 | [8 empty] | 6165.3881 | 6146 | 6204.2595 | 6158.7815 | 6283.7421 | 6320.1891
3726 | 6146 | 6204.0538 | 6158.5389 | 6283.3404 | 6319.9727 | [8 empty] | 6164.9948 | 6146 | 6204.0538 | 6158.5389 | 6283.3404 | 6319.9727
3727 | 6146 | 6204.0475 | 6158.4545 | 6283.0774 | 6319.7035 | [8 empty] | 6164.655 | 6146 | 6204.0475 | 6158.4545 | 6283.0774 | 6319.7035
3728 | 6146 | 6203.6985 | 6158.031 | 6282.6698 | 6319.4717 | [8 empty] | 6164.5314 | 6146 | 6203.6985 | 6158.031 | 6282.6698 | 6319.4717
3729 | 6146 | 6203.0272 | 6157.9743 | 6282.5555 | 6319.0013 | [8 empty] | 6164.0785 | 6146 | 6203.0272 | 6157.9743 | 6282.5555 | 6319.0013
3730 | 6145 | 6202.5676 | 6157.4709 | 6282.5495 | 6318.77 | [8 empty] | 6163.965 | 6145 | 6202.5676 | 6157.4709 | 6282.5495 | 6318.77
3731 | 6145 | 6202.5482 | 6157.2238 | 6281.8784 | 6318.7584 | [8 empty] | 6163.7706 | 6145 | 6202.5482 | 6157.2238 | 6281.8784 | 6318.7584
3732 | 6145 | 6202.3923 | 6157.1464 | 6281.7604 | 6318.7033 | [8 empty] | 6163.5866 | 6145 | 6202.3923 | 6157.1464 | 6281.7604 | 6318.7033
3733 | 6145 | 6202.3843 | 6156.4552 | 6281.7122 | 6318.1343 | [8 empty] | 6163.4842 | 6145 | 6202.3843 | 6156.4552 | 6281.7122 | 6318.1343
3734 | 6145 | 6202.1814 | 6156.3411 | 6281.6748 | 6317.9661 | [8 empty] | 6163.1515 | 6145 | 6202.1814 | 6156.3411 | 6281.6748 | 6317.9661
3735 | 6145 | 6202.1569 | 6155.9788 | 6281.1301 | 6317.8387 | [8 empty] | 6162.9668 | 6145 | 6202.1569 | 6155.9788 | 6281.1301 | 6317.8387
3736 | 6145 | 6201.6308 | 6155.1679 | 6280.8726 | 6317.0029 | [8 empty] | 6162.9113 | 6145 | 6201.6308 | 6155.1679 | 6280.8726 | 6317.0029
3737 | 6145 | 6201.6091 | 6155.1629 | 6280.8639 | 6316.8827 | [8 empty] | 6162.4545 | 6145 | 6201.6091 | 6155.1629 | 6280.8639 | 6316.8827
3738 | 6145 | 6201.3964 | 6155.1354 | 6280.6956 | 6316.7147 | [8 empty] | 6162.3493 | 6145 | 6201.3964 | 6155.1354 | 6280.6956 | 6316.7147
3739 | 6144 | 6201.37 | 6154.9228 | 6280.4813 | 6316.5503 | [8 empty] | 6162.2417 | 6144 | 6201.37 | 6154.9228 | 6280.4813 | 6316.5503
3740 | 6144 | 6201.2881 | 6154.7933 | 6280.4617 | 6316.5434 | [8 empty] | 6161.9853 | 6144 | 6201.2881 | 6154.7933 | 6280.4617 | 6316.5434
3741 | 6144 | 6201.2108 | 6154.1066 | 6280.1471 | 6316.5363 | [8 empty] | 6161.9239 | 6144 | 6201.2108 | 6154.1066 | 6280.1471 | 6316.5363
3742 | 6144 | 6201.1825 | 6154.0264 | 6280.1354 | 6316.3221 | [8 empty] | 6161.9103 | 6144 | 6201.1825 | 6154.0264 | 6280.1354 | 6316.3221
3743 | 6143 | 6200.8939 | 6153.6368 | 6279.685 | 6315.735 | [8 empty] | 6161.5486 | 6143 | 6200.8939 | 6153.6368 | 6279.685 | 6315.735
3744 | 6143 | 6200.8694 | 6153.1651 | 6279.6102 | 6315.4694 | [8 empty] | 6161.2018 | 6143 | 6200.8694 | 6153.1651 | 6279.6102 | 6315.4694
3745 | 6143 | 6200.5788 | 6153.1649 | 6279.1728 | 6314.9441 | [8 empty] | 6161.1705 | 6143 | 6200.5788 | 6153.1649 | 6279.1728 | 6314.9441
3746 | 6143 | 6200.2515 | 6152.8978 | 6278.9189 | 6314.9116 | [8 empty] | 6161.1581 | 6143 | 6200.2515 | 6152.8978 | 6278.9189 | 6314.9116
3747 | 6142 | 6200.0368 | 6152.8217 | 6278.4954 | 6314.5949 | [8 empty] | 6160.6628 | 6142 | 6200.0368 | 6152.8217 | 6278.4954 | 6314.5949
3748 | 6142 | 6199.9024 | 6152.5818 | 6278.422 | 6314.5275 | [8 empty] | 6160.456 | 6142 | 6199.9024 | 6152.5818 | 6278.422 | 6314.5275
3749 | 6141 | 6199.6643 | 6152.2683 | 6278.302 | 6314.5099 | [8 empty] | 6160.0842 | 6141 | 6199.6643 | 6152.2683 | 6278.302 | 6314.5099
3750 | 6141 | 6199.6355 | 6152.2204 | 6278.2651 | 6314.2797 | [8 empty] | 6160.034 | 6141 | 6199.6355 | 6152.2204 | 6278.2651 | 6314.2797
3751 | 6141 | 6199.2826 | 6151.775 | 6278.2415 | 6314.224 | [8 empty] | 6160.0178 | 6141 | 6199.2826 | 6151.775 | 6278.2415 | 6314.224
3752 | 6140 | 6199.1655 | 6151.7709 | 6278.1829 | 6314.1092 | [8 empty] | 6159.7882 | 6140 | 6199.1655 | 6151.7709 | 6278.1829 | 6314.1092
3753 | 6140 | 6199.141 | 6151.2918 | 6278.0756 | 6313.9817 | [8 empty] | 6159.2396 | 6140 | 6199.141 | 6151.2918 | 6278.0756 | 6313.9817
3754 | 6140 | 6198.9821 | 6151.2181 | 6277.7621 | 6313.9476 | [8 empty] | 6159.1987 | 6140 | 6198.9821 | 6151.2181 | 6277.7621 | 6313.9476
3755 | 6140 | 6198.7475 | 6151.0536 | 6277.7525 | 6313.8972 | [8 empty] | 6159.0446 | 6140 | 6198.7475 | 6151.0536 | 6277.7525 | 6313.8972
3756 | 6140 | 6198.399 | 6150.635 | 6277.6714 | 6313.741 | [8 empty] | 6158.8375 | 6140 | 6198.399 | 6150.635 | 6277.6714 | 6313.741
3757 | 6139 | 6198.3039 | 6150.2037 | 6277.5963 | 6313.5684 | [8 empty] | 6158.6759 | 6139 | 6198.3039 | 6150.2037 | 6277.5963 | 6313.5684
3758 | 6139 | 6198.1876 | 6150.1065 | 6277.5892 | 6313.5083 | [8 empty] | 6158.6063 | 6139 | 6198.1876 | 6150.1065 | 6277.5892 | 6313.5083
3759 | 6139 | 6198.1834 | 6150.0942 | 6277.5334 | 6313.3877 | [8 empty] | 6158.4502 | 6139 | 6198.1834 | 6150.0942 | 6277.5334 | 6313.3877
3760 | 6139 | 6198.0012 | 6149.6332 | 6277.4204 | 6313.3101 | [8 empty] | 6158.3894 | 6139 | 6198.0012 | 6149.6332 | 6277.4204 | 6313.3101
3761 | 6139 | 6197.8786 | 6149.4406 | 6277.2195 | 6313.1317 | [8 empty] | 6158.3844 | 6139 | 6197.8786 | 6149.4406 | 6277.2195 | 6313.1317
3762 | 6139 | 6197.7573 | 6149.1999 | 6277.0968 | 6312.2111 | [8 empty] | 6158.3486 | 6139 | 6197.7573 | 6149.1999 | 6277.0968 | 6312.2111
3763 | 6139 | 6197.187 | 6148.4635 | 6276.9044 | 6311.8299 | [8 empty] | 6158.0652 | 6139 | 6197.187 | 6148.4635 | 6276.9044 | 6311.8299
3764 | 6139 | 6197.1608 | 6148.38 | 6276.7665 | 6311.7453 | [8 empty] | 6157.6946 | 6139 | 6197.1608 | 6148.38 | 6276.7665 | 6311.7453
3765 | 6138 | 6196.7654 | 6148.1131 | 6275.9531 | 6311.5956 | [8 empty] | 6157.5884 | 6138 | 6196.7654 | 6148.1131 | 6275.9531 | 6311.5956
3766 | 6138 | 6196.7429 | 6148.0583 | 6275.328 | 6311.368 | [8 empty] | 6156.9667 | 6138 | 6196.7429 | 6148.0583 | 6275.328 | 6311.368
3767 | 6138 | 6196.3551 | 6147.8537 | 6275.2806 | 6311.1062 | [8 empty] | 6156.7522 | 6138 | 6196.3551 | 6147.8537 | 6275.2806 | 6311.1062
3768 | 6138 | 6196.2717 | 6147.7101 | 6275.0609 | 6310.1847 | [8 empty] | 6155.6605 | 6138 | 6196.2717 | 6147.7101 | 6275.0609 | 6310.1847
3769 | 6138 | 6196.2423 | 6147.341 | 6274.288 | 6310.0049 | [8 empty] | 6154.9134 | 6138 | 6196.2423 | 6147.341 | 6274.288 | 6310.0049
3770 | 6137 | 6196.0161 | 6147.3084 | 6273.9933 | 6309.9994 | [8 empty] | 6154.3565 | 6137 | 6196.0161 | 6147.3084 | 6273.9933 | 6309.9994
3771 | 6137 | 6195.8936 | 6146.6119 | 6273.8669 | 6309.3305 | [8 empty] | 6154.2926 | 6137 | 6195.8936 | 6146.6119 | 6273.8669 | 6309.3305
3772 | 6137 | 6195.8012 | 6146.4687 | 6273.2641 | 6309.0002 | [8 empty] | 6154.122 | 6137 | 6195.8012 | 6146.4687 | 6273.2641 | 6309.0002
3773 | 6136 | 6195.7931 | 6146.3321 | 6273.1693 | 6308.9222 | [8 empty] | 6154.062 | 6136 | 6195.7931 | 6146.3321 | 6273.1693 | 6308.9222
3774 | 6136 | 6195.6543 | 6146.2046 | 6272.8842 | 6308.2851 | [8 empty] | 6154.0579 | 6136 | 6195.6543 | 6146.2046 | 6272.8842 | 6308.2851
3775 | 6136 | 6195.6402 | 6145.9083 | 6272.6132 | 6308.2842 | [8 empty] | 6153.9337 | 6136 | 6195.6402 | 6145.9083 | 6272.6132 | 6308.2842
3776 | 6136 | 6195.6341 | 6145.7983 | 6272.5413 | 6308.0957 | [8 empty] | 6153.9137 | 6136 | 6195.6341 | 6145.7983 | 6272.5413 | 6308.0957
3777 | 6136 | 6195.5019 | 6145.47 | 6272.4055 | 6307.8594 | [8 empty] | 6153.6223 | 6136 | 6195.5019 | 6145.47 | 6272.4055 | 6307.8594
3778 | 6135 | 6195.3512 | 6144.7487 | 6272.3219 | 6307.8003 | [8 empty] | 6153.3196 | 6135 | 6195.3512 | 6144.7487 | 6272.3219 | 6307.8003
3779 | 6135 | 6194.9466 | 6144.5229 | 6272.3043 | 6307.6723 | [8 empty] | 6153.1157 | 6135 | 6194.9466 | 6144.5229 | 6272.3043 | 6307.6723
3780 | 6135 | 6194.5474 | 6144.5177 | 6272.2001 | 6307.4204 | [8 empty] | 6152.6028 | 6135 | 6194.5474 | 6144.5177 | 6272.2001 | 6307.4204
3781 | 6135 | 6194.3049 | 6144.2701 | 6272.1739 | 6307.0417 | [8 empty] | 6152.1991 | 6135 | 6194.3049 | 6144.2701 | 6272.1739 | 6307.0417
3782 | 6134 | 6194.0388 | 6143.9389 | 6271.8216 | 6306.8095 | [8 empty] | 6151.884 | 6134 | 6194.0388 | 6143.9389 | 6271.8216 | 6306.8095
3783 | 6134 | 6193.6851 | 6143.9297 | 6270.4251 | 6306.7195 | [8 empty] | 6151.4209 | 6134 | 6193.6851 | 6143.9297 | 6270.4251 | 6306.7195
3784 | 6133 | 6193.5196 | 6143.7996 | 6270.4018 | 6306.6726 | [8 empty] | 6151.365 | 6133 | 6193.5196 | 6143.7996 | 6270.4018 | 6306.6726
3785 | 6133 | 6193.3014 | 6143.4276 | 6270.1763 | 6305.6156 | [8 empty] | 6151.2315 | 6133 | 6193.3014 | 6143.4276 | 6270.1763 | 6305.6156
3786 | 6133 | 6193.2915 | 6143.3742 | 6270.0633 | 6305.0491 | [8 empty] | 6151.0349 | 6133 | 6193.2915 | 6143.3742 | 6270.0633 | 6305.0491
3787 | 6132 | 6192.9284 | 6143.1022 | 6269.6678 | 6304.6879 | [8 empty] | 6150.8195 | 6132 | 6192.9284 | 6143.1022 | 6269.6678 | 6304.6879
3788 | 6132 | 6192.6113 | 6142.5341 | 6269.6452 | 6304.6134 | [8 empty] | 6150.3241 | 6132 | 6192.6113 | 6142.5341 | 6269.6452 | 6304.6134
3789 | 6132 | 6192.0188 | 6142.3767 | 6269.6164 | 6304.4257 | [8 empty] | 6150.0896 | 6132 | 6192.0188 | 6142.3767 | 6269.6164 | 6304.4257
3790 | 6132 | 6191.4753 | 6142.2687 | 6269.3096 | 6303.7958 | [8 empty] | 6149.9976 | 6132 | 6191.4753 | 6142.2687 | 6269.3096 | 6303.7958
3791 | 6132 | 6191.3862 | 6142.1576 | 6269.2276 | 6303.7794 | [8 empty] | 6149.9494 | 6132 | 6191.3862 | 6142.1576 | 6269.2276 | 6303.7794
3792 | 6132 | 6191.2404 | 6142.1542 | 6269.1753 | 6303.6012 | [8 empty] | 6149.8113 | 6132 | 6191.2404 | 6142.1542 | 6269.1753 | 6303.6012
3793 | 6132 | 6191.1763 | 6141.7093 | 6269.1137 | 6303.4584 | [8 empty] | 6149.564 | 6132 | 6191.1763 | 6141.7093 | 6269.1137 | 6303.4584
3794 | 6132 | 6191.153 | 6141.2035 | 6269.0243 | 6303.0949 | [8 empty] | 6149.0609 | 6132 | 6191.153 | 6141.2035 | 6269.0243 | 6303.0949
3795 | 6131 | 6191.0739 | 6141.2007 | 6268.918 | 6301.1143 | [8 empty] | 6148.7968 | 6131 | 6191.0739 | 6141.2007 | 6268.918 | 6301.1143
3796 | 6131 | 6190.757 | 6141.1325 | 6267.5687 | 6300.9509 | [8 empty] | 6148.6284 | 6131 | 6190.757 | 6141.1325 | 6267.5687 | 6300.9509
3797 | 6130 | 6190.7184 | 6141.0854 | 6266.8622 | 6300.836 | [8 empty] | 6148.5933 | 6130 | 6190.7184 | 6141.0854 | 6266.8622 | 6300.836
3798 | 6130 | 6190.5829 | 6141.0471 | 6266.6515 | 6300.7322 | [8 empty] | 6148.3982 | 6130 | 6190.5829 | 6141.0471 | 6266.6515 | 6300.7322
3799 | 6130 | 6190.2589 | 6140.9993 | 6266.6259 | 6300.7156 | [8 empty] | 6148.3402 | 6130 | 6190.2589 | 6140.9993 | 6266.6259 | 6300.7156
3800 | 6130 | 6190.0815 | 6140.9816 | 6266.0492 | 6300.2912 | [8 empty] | 6148.291 | 6130 | 6190.0815 | 6140.9816 | 6266.0492 | 6300.2912
3801 | 6130 | 6190.0745 | 6140.8995 | 6265.6358 | 6300.0972 | [8 empty] | 6148.2507 | 6130 | 6190.0745 | 6140.8995 | 6265.6358 | 6300.0972
3802 | 6130 | 6189.8865 | 6140.619 | 6265.6207 | 6298.883 | [8 empty] | 6148.1786 | 6130 | 6189.8865 | 6140.619 | 6265.6207 | 6298.883
3803 | 6130 | 6189.7989 | 6140.5936 | 6265.5836 | 6298.6898 | [8 empty] | 6148.1425 | 6130 | 6189.7989 | 6140.5936 | 6265.5836 | 6298.6898
3804 | 6129 | 6189.4881 | 6140.5339 | 6265.5789 | 6298.5174 | [8 empty] | 6148.1115 | 6129 | 6189.4881 | 6140.5339 | 6265.5789 | 6298.5174
3805 | 6129 | 6189.1889 | 6140.0019 | 6265.4789 | 6298.0828 | [8 empty] | 6147.7211 | 6129 | 6189.1889 | 6140.0019 | 6265.4789 | 6298.0828
3806 | 6129 | 6188.1577 | 6139.9851 | 6265.3831 | 6297.8701 | [8 empty] | 6147.5258 | 6129 | 6188.1577 | 6139.9851 | 6265.3831 | 6297.8701
3807 | 6129 | 6187.7103 | 6139.7949 | 6265.3237 | 6297.1851 | [8 empty] | 6147.4268 | 6129 | 6187.7103 | 6139.7949 | 6265.3237 | 6297.1851
3808 | 6128 | 6187.4459 | 6139.5513 | 6265.2821 | 6297.1493 | [8 empty] | 6147.3965 | 6128 | 6187.4459 | 6139.5513 | 6265.2821 | 6297.1493
3809 | 6128 | 6187.1302 | 6139.5212 | 6265.1759 | 6296.9448 | [8 empty] | 6147.001 | 6128 | 6187.1302 | 6139.5212 | 6265.1759 | 6296.9448
3810 | 6128 | 6186.7509 | 6139.1142 | 6265.1019 | 6296.8575 | [8 empty] | 6146.8497 | 6128 | 6186.7509 | 6139.1142 | 6265.1019 | 6296.8575
3811 | 6128 | 6186.3323 | 6139.0679 | 6264.4872 | 6296.7758 | [8 empty] | 6146.6126 | 6128 | 6186.3323 | 6139.0679 | 6264.4872 | 6296.7758
3812 | 6128 | 6186.1908 | 6138.9381 | 6264.3809 | 6296.5787 | [8 empty] | 6146.5283 | 6128 | 6186.1908 | 6138.9381 | 6264.3809 | 6296.5787
3813 | 6128 | 6186.1222 | 6137.648 | 6263.9824 | 6296.4488 | [8 empty] | 6146.5224 | 6128 | 6186.1222 | 6137.648 | 6263.9824 | 6296.4488
3814 | 6127 | 6185.8895 | 6137.2381 | 6263.768 | 6296.3995 | [8 empty] | 6146.2525 | 6127 | 6185.8895 | 6137.2381 | 6263.768 | 6296.3995
3815 | 6127 | 6185.8377 | 6137.1961 | 6263.0558 | 6296.1411 | [8 empty] | 6146.0471 | 6127 | 6185.8377 | 6137.1961 | 6263.0558 | 6296.1411
3816 | 6127 | 6185.7589 | 6136.3813 | 6262.853 | 6295.8185 | [8 empty] | 6145.9051 | 6127 | 6185.7589 | 6136.3813 | 6262.853 | 6295.8185
3817 | 6126 | 6185.5495 | 6135.4358 | 6262.3482 | 6295.6559 | [8 empty] | 6144.7469 | 6126 | 6185.5495 | 6135.4358 | 6262.3482 | 6295.6559
3818 | 6126 | 6185.3364 | 6135.2576 | 6262.2228 | 6295.4502 | [8 empty] | 6144.6816 | 6126 | 6185.3364 | 6135.2576 | 6262.2228 | 6295.4502
3819 | 6125 | 6185.2824 | 6134.8325 | 6262.1502 | 6295.2603 | [8 empty] | 6144.6114 | 6125 | 6185.2824 | 6134.8325 | 6262.1502 | 6295.2603
3820 | 6125 | 6185.2722 | 6134.7318 | 6261.6033 | 6294.663 | [8 empty] | 6144.4086 | 6125 | 6185.2722 | 6134.7318 | 6261.6033 | 6294.663
3821 | 6124 | 6184.9799 | 6134.6333 | 6261.4034 | 6294.3283 | [8 empty] | 6144.3425 | 6124 | 6184.9799 | 6134.6333 | 6261.4034 | 6294.3283
3822 | 6124 | 6184.702 | 6134.4952 | 6260.879 | 6294.1823 | [8 empty] | 6144.3028 | 6124 | 6184.702 | 6134.4952 | 6260.879 | 6294.1823
3823 | 6124 | 6184.6632 | 6134.0935 | 6260.7987 | 6294.0234 | [8 empty] | 6143.8903 | 6124 | 6184.6632 | 6134.0935 | 6260.7987 | 6294.0234
3824 | 6124 | 6183.7272 | 6133.76 | 6260.6126 | 6293.3262 | [8 empty] | 6143.8408 | 6124 | 6183.7272 | 6133.76 | 6260.6126 | 6293.3262
3825 | 6124 | 6183.5226 | 6133.7153 | 6260.3813 | 6293.3242 | [8 empty] | 6142.9925 | 6124 | 6183.5226 | 6133.7153 | 6260.3813 | 6293.3242
3826 | 6124 | 6183.0469 | 6133.2053 | 6260.1944 | 6293.2772 | [8 empty] | 6142.7796 | 6124 | 6183.0469 | 6133.2053 | 6260.1944 | 6293.2772
3827 | 6124 | 6182.946 | 6132.7052 | 6260.0979 | 6293.0424 | [8 empty] | 6142.7612 | 6124 | 6182.946 | 6132.7052 | 6260.0979 | 6293.0424
3828 | 6124 | 6182.1132 | 6132.3941 | 6258.8672 | 6292.9527 | [8 empty] | 6142.7212 | 6124 | 6182.1132 | 6132.3941 | 6258.8672 | 6292.9527
3829 | 6123 | 6182.1023 | 6132.1792 | 6258.1649 | 6292.5556 | [8 empty] | 6142.2269 | 6123 | 6182.1023 | 6132.1792 | 6258.1649 | 6292.5556
3830 | 6123 | 6182.0912 | 6131.4497 | 6258.099 | 6292.2764 | [8 empty] | 6142.128 | 6123 | 6182.0912 | 6131.4497 | 6258.099 | 6292.2764
3831 | 6123 | 6181.5876 | 6131.3348 | 6257.836 | 6292.1776 | [8 empty] | 6141.6307 | 6123 | 6181.5876 | 6131.3348 | 6257.836 | 6292.1776
3832 | 6123 | 6181.5218 | 6131.0881 | 6257.4993 | 6292.0983 | [8 empty] | 6141.5662 | 6123 | 6181.5218 | 6131.0881 | 6257.4993 | 6292.0983
3833 | 6123 | 6181.2821 | 6131.0303 | 6257.3187 | 6292.0963 | [8 empty] | 6141.5021 | 6123 | 6181.2821 | 6131.0303 | 6257.3187 | 6292.0963
3834 | 6122 | 6181.198 | 6130.8353 | 6257.2535 | 6291.2052 | [8 empty] | 6141.3857 | 6122 | 6181.198 | 6130.8353 | 6257.2535 | 6291.2052
3835 | 6122 | 6180.7456 | 6130.5876 | 6256.9512 | 6290.8134 | [8 empty] | 6141.3376 | 6122 | 6180.7456 | 6130.5876 | 6256.9512 | 6290.8134
3836 | 6122 | 6180.5371 | 6130.574 | 6256.9183 | 6290.3092 | [8 empty] | 6140.9057 | 6122 | 6180.5371 | 6130.574 | 6256.9183 | 6290.3092
3837 | 6122 | 6180.3742 | 6130.1659 | 6256.6894 | 6290.2769 | [8 empty] | 6140.516 | 6122 | 6180.3742 | 6130.1659 | 6256.6894 | 6290.2769
3838 | 6121 | 6179.9317 | 6130.1303 | 6256.254 | 6290.2541 | [8 empty] | 6140.2152 | 6121 | 6179.9317 | 6130.1303 | 6256.254 | 6290.2541
3839 | 6121 | 6179.7642 | 6130.1244 | 6256.0568 | 6289.9479 | [8 empty] | 6139.5283 | 6121 | 6179.7642 | 6130.1244 | 6256.0568 | 6289.9479
3840 | 6121 | 6179.7449 | 6129.7399 | 6256.033 | 6289.8881 | [8 empty] | 6139.2865 | 6121 | 6179.7449 | 6129.7399 | 6256.033 | 6289.8881
3841 | 6121 | 6179.2742 | 6129.7171 | 6256.0225 | 6289.7686 | [8 empty] | 6139.1255 | 6121 | 6179.2742 | 6129.7171 | 6256.0225 | 6289.7686
3842 | 6121 | 6179.2636 | 6129.6222 | 6255.8077 | 6289.3737 | [8 empty] | 6139.0325 | 6121 | 6179.2636 | 6129.6222 | 6255.8077 | 6289.3737
3843 | 6121 | 6179.1086 | 6129.5333 | 6255.724 | 6289.2342 | [8 empty] | 6139.032 | 6121 | 6179.1086 | 6129.5333 | 6255.724 | 6289.2342
3844 | 6120 | 6178.801 | 6129.4623 | 6255.1924 | 6288.9091 | [8 empty] | 6138.9744 | 6120 | 6178.801 | 6129.4623 | 6255.1924 | 6288.9091
3845 | 6120 | 6178.1958 | 6129.3218 | 6254.9349 | 6288.7713 | [8 empty] | 6138.6413 | 6120 | 6178.1958 | 6129.3218 | 6254.9349 | 6288.7713
3846 | 6120 | 6177.9114 | 6128.9378 | 6254.7446 | 6288.6957 | [8 empty] | 6138.3059 | 6120 | 6177.9114 | 6128.9378 | 6254.7446 | 6288.6957
3847 | 6120 | 6177.2309 | 6128.4234 | 6254.5541 | 6288.3513 | [8 empty] | 6138.0274 | 6120 | 6177.2309 | 6128.4234 | 6254.5541 | 6288.3513
3848 | 6120 | 6177.1509 | 6128.419 | 6254.1793 | 6287.9473 | [8 empty] | 6138.0048 | 6120 | 6177.1509 | 6128.419 | 6254.1793 | 6287.9473
3849 | 6120 | 6176.8256 | 6128.2751 | 6254.0576 | 6287.5812 | [8 empty] | 6137.903 | 6120 | 6176.8256 | 6128.2751 | 6254.0576 | 6287.5812
3850 | 6119 | 6176.6007 | 6127.84 | 6254.0275 | 6287.3365 | [8 empty] | 6137.873 | 6119 | 6176.6007 | 6127.84 | 6254.0275 | 6287.3365
3851 | 6119 | 6176.3846 | 6127.839 | 6253.6089 | 6287.2172 | [8 empty] | 6137.5893 | 6119 | 6176.3846 | 6127.839 | 6253.6089 | 6287.2172
3852 | 6119 | 6176.2566 | 6127.4284 | 6253.5458 | 6287.1203 | [8 empty] | 6137.5789 | 6119 | 6176.2566 | 6127.4284 | 6253.5458 | 6287.1203
3853 | 6119 | 6176.2021 | 6126.9567 | 6253.5072 | 6287.1027 | [8 empty] | 6137.3806 | 6119 | 6176.2021 | 6126.9567 | 6253.5072 | 6287.1027
3854 | 6119 | 6176.0739 | 6126.8363 | 6253.4378 | 6286.7435 | [8 empty] | 6137.2023 | 6119 | 6176.0739 | 6126.8363 | 6253.4378 | 6286.7435
3855 | 6119 | 6175.7784 | 6126.7931 | 6253.2903 | 6286.7366 | [8 empty] | 6137.0985 | 6119 | 6175.7784 | 6126.7931 | 6253.2903 | 6286.7366
3856 | 6119 | 6175.5855 | 6126.7754 | 6253.0439 | 6286.6193 | [8 empty] | 6135.7702 | 6119 | 6175.5855 | 6126.7754 | 6253.0439 | 6286.6193
3857 | 6119 | 6175.5226 | 6126.5759 | 6252.6568 | 6286.0872 | [8 empty] | 6135.7161 | 6119 | 6175.5226 | 6126.5759 | 6252.6568 | 6286.0872
3858 | 6119 | 6175.5075 | 6126.3356 | 6252.2148 | 6285.9644 | [8 empty] | 6135.6479 | 6119 | 6175.5075 | 6126.3356 | 6252.2148 | 6285.9644
3859 | 6118 | 6174.8616 | 6126.2926 | 6252.047 | 6285.811 | [8 empty] | 6135.5666 | 6118 | 6174.8616 | 6126.2926 | 6252.047 | 6285.811
3860 | 6118 | 6174.7954 | 6125.999 | 6251.8705 | 6285.6295 | [8 empty] | 6135.5151 | 6118 | 6174.7954 | 6125.999 | 6251.8705 | 6285.6295
3861 | 6118 | 6174.4053 | 6125.6854 | 6251.8536 | 6285.4472 | [8 empty] | 6135.5123 | 6118 | 6174.4053 | 6125.6854 | 6251.8536 | 6285.4472
3862 | 6118 | 6174.091 | 6125.4986 | 6251.7991 | 6285.2853 | [8 empty] | 6135.4392 | 6118 | 6174.091 | 6125.4986 | 6251.7991 | 6285.2853
3863 | 6118 | 6173.7721 | 6125.3336 | 6251.4864 | 6285.221 | [8 empty] | 6135.4332 | 6118 | 6173.7721 | 6125.3336 | 6251.4864 | 6285.221
3864 | 6117 | 6173.6192 | 6124.9179 | 6251.4606 | 6285.1495 | [8 empty] | 6134.8557 | 6117 | 6173.6192 | 6124.9179 | 6251.4606 | 6285.1495
3865 | 6117 | 6173.463 | 6124.8423 | 6251.4337 | 6284.462 | [8 empty] | 6134.7932 | 6117 | 6173.463 | 6124.8423 | 6251.4337 | 6284.462
3866 | 6117 | 6173.2154 | 6124.7881 | 6251.4281 | 6284.3385 | [8 empty] | 6134.2027 | 6117 | 6173.2154 | 6124.7881 | 6251.4281 | 6284.3385
3867 | 6117 | 6172.7475 | 6124.7068 | 6251.4258 | 6284.1778 | [8 empty] | 6134.1876 | 6117 | 6172.7475 | 6124.7068 | 6251.4258 | 6284.1778
3868 | 6117 | 6172.6429 | 6124.5854 | 6251.406 | 6283.9655 | [8 empty] | 6134.1719 | 6117 | 6172.6429 | 6124.5854 | 6251.406 | 6283.9655
3869 | 6117 | 6172.4824 | 6124.4242 | 6250.5906 | 6283.9438 | [8 empty] | 6134.1039 | 6117 | 6172.4824 | 6124.4242 | 6250.5906 | 6283.9438
3870 | 6116 | 6172.3576 | 6123.7224 | 6250.5463 | 6283.6699 | [8 empty] | 6133.7283 | 6116 | 6172.3576 | 6123.7224 | 6250.5463 | 6283.6699
3871 | 6116 | 6172.3433 | 6123.6484 | 6250.511 | 6283.4367 | [8 empty] | 6133.4109 | 6116 | 6172.3433 | 6123.6484 | 6250.511 | 6283.4367
3872 | 6116 | 6172.2885 | 6123.5295 | 6250.4911 | 6283.2793 | [8 empty] | 6133.3873 | 6116 | 6172.2885 | 6123.5295 | 6250.4911 | 6283.2793
3873 | 6115 | 6172.2666 | 6123.5276 | 6250.2861 | 6283.257 | [8 empty] | 6133.2058 | 6115 | 6172.2666 | 6123.5276 | 6250.2861 | 6283.257
3874 | 6115 | 6172.1292 | 6123.4022 | 6250.1713 | 6283.0887 | [8 empty] | 6132.4307 | 6115 | 6172.1292 | 6123.4022 | 6250.1713 | 6283.0887
3875 | 6115 | 6171.953 | 6123.1628 | 6250.1023 | 6282.978 | [8 empty] | 6132.0438 | 6115 | 6171.953 | 6123.1628 | 6250.1023 | 6282.978
3876 | 6115 | 6171.7495 | 6122.5245 | 6249.7716 | 6282.7756 | [8 empty] | 6131.8817 | 6115 | 6171.7495 | 6122.5245 | 6249.7716 | 6282.7756
3877 | 6115 | 6171.5661 | 6122.5014 | 6249.6289 | 6282.628 | [8 empty] | 6131.7738 | 6115 | 6171.5661 | 6122.5014 | 6249.6289 | 6282.628
3878 | 6115 | 6171.5316 | 6122.0835 | 6249.5623 | 6282.5108 | [8 empty] | 6131.3187 | 6115 | 6171.5316 | 6122.0835 | 6249.5623 | 6282.5108
3879 | 6115 | 6171.4835 | 6121.8978 | 6249.2068 | 6282.4544 | [8 empty] | 6131.2547 | 6115 | 6171.4835 | 6121.8978 | 6249.2068 | 6282.4544
3880 | 6114 | 6171.4254 | 6121.8786 | 6249.1163 | 6281.9371 | [8 empty] | 6131.2028 | 6114 | 6171.4254 | 6121.8786 | 6249.1163 | 6281.9371
3881 | 6114 | 6171.3893 | 6121.7827 | 6249.0178 | 6281.5263 | [8 empty] | 6130.9481 | 6114 | 6171.3893 | 6121.7827 | 6249.0178 | 6281.5263
3882 | 6114 | 6170.8281 | 6121.397 | 6248.6623 | 6281.0677 | [8 empty] | 6130.7687 | 6114 | 6170.8281 | 6121.397 | 6248.6623 | 6281.0677
3883 | 6114 | 6170.5507 | 6121.0771 | 6248.5849 | 6281.0637 | [8 empty] | 6129.6656 | 6114 | 6170.5507 | 6121.0771 | 6248.5849 | 6281.0637
3884 | 6113 | 6169.9165 | 6121.0566 | 6248.5269 | 6280.1917 | [8 empty] | 6129.6378 | 6113 | 6169.9165 | 6121.0566 | 6248.5269 | 6280.1917
3885 | 6113 | 6169.6048 | 6120.8532 | 6247.6622 | 6280.0716 | [8 empty] | 6129.6378 | 6113 | 6169.6048 | 6120.8532 | 6247.6622 | 6280.0716
3886 | 6112 | 6169.4999 | 6120.8464 | 6247.6114 | 6279.7023 | [8 empty] | 6129.4903 | 6112 | 6169.4999 | 6120.8464 | 6247.6114 | 6279.7023
3887 | 6111 | 6169.2059 | 6120.5472 | 6247.5577 | 6279.6316 | [8 empty] | 6129.3883 | 6111 | 6169.2059 | 6120.5472 | 6247.5577 | 6279.6316
3888 | 6111 | 6169.182 | 6120.4634 | 6247.2701 | 6278.2809 | [8 empty] | 6129.3366 | 6111 | 6169.182 | 6120.4634 | 6247.2701 | 6278.2809
3889 | 6111 | 6169.1499 | 6119.7537 | 6246.8342 | 6278.1572 | [8 empty] | 6129.0358 | 6111 | 6169.1499 | 6119.7537 | 6246.8342 | 6278.1572
3890 | 6110 | 6168.8964 | 6119.7461 | 6246.7779 | 6278.0036 | [8 empty] | 6128.5728 | 6110 | 6168.8964 | 6119.7461 | 6246.7779 | 6278.0036
3891 | 6110 | 6168.6914 | 6119.3645 | 6246.4845 | 6277.9969 | [8 empty] | 6128.3536 | 6110 | 6168.6914 | 6119.3645 | 6246.4845 | 6277.9969
3892 | 6110 | 6168.3879 | 6119.2572 | 6246.1913 | 6277.9668 | [8 empty] | 6127.6665 | 6110 | 6168.3879 | 6119.2572 | 6246.1913 | 6277.9668
3893 | 6110 | 6168.3635 | 6119.065 | 6246.0584 | 6277.9553 | [8 empty] | 6127.5298 | 6110 | 6168.3635 | 6119.065 | 6246.0584 | 6277.9553
3894 | 6110 | 6167.96 | 6117.7227 | 6245.9637 | 6277.4941 | [8 empty] | 6127.3705 | 6110 | 6167.96 | 6117.7227 | 6245.9637 | 6277.4941
3895 | 6110 | 6167.4718 | 6117.6478 | 6245.9349 | 6276.9216 | [8 empty] | 6127.3323 | 6110 | 6167.4718 | 6117.6478 | 6245.9349 | 6276.9216
3896 | 6109 | 6167.4369 | 6117.6044 | 6245.4821 | 6276.6548 | [8 empty] | 6127.2219 | 6109 | 6167.4369 | 6117.6044 | 6245.4821 | 6276.6548
3897 | 6109 | 6167.2239 | 6117.5222 | 6245.4697 | 6276.076 | [8 empty] | 6127.1636 | 6109 | 6167.2239 | 6117.5222 | 6245.4697 | 6276.076
3898 | 6109 | 6166.7704 | 6116.153 | 6245.434 | 6275.4613 | [8 empty] | 6126.9576 | 6109 | 6166.7704 | 6116.153 | 6245.434 | 6275.4613
3899 | 6109 | 6166.6593 | 6115.6048 | 6245.2401 | 6275.3678 | [8 empty] | 6126.9452 | 6109 | 6166.6593 | 6115.6048 | 6245.2401 | 6275.3678
3900 | 6109 | 6166.2945 | 6115.1554 | 6245.1015 | 6275.2475 | [8 empty] | 6126.9291 | 6109 | 6166.2945 | 6115.1554 | 6245.1015 | 6275.2475
3901 | 6109 | 6166.1499 | 6114.822 | 6245.0054 | 6275.0263 | [8 empty] | 6126.8797 | 6109 | 6166.1499 | 6114.822 | 6245.0054 | 6275.0263
3902 | 6109 | 6166.0509 | 6114.7765 | 6244.8872 | 6275.0128 | [8 empty] | 6126.8645 | 6109 | 6166.0509 | 6114.7765 | 6244.8872 | 6275.0128
3903 | 6108 | 6166.0229 | 6113.7813 | 6244.8404 | 6274.7578 | [8 empty] | 6126.8468 | 6108 | 6166.0229 | 6113.7813 | 6244.8404 | 6274.7578
3904 | 6107 | 6165.4327 | 6113.3758 | 6244.4713 | 6274.6547 | [8 empty] | 6126.6204 | 6107 | 6165.4327 | 6113.3758 | 6244.4713 | 6274.6547
3905 | 6107 | 6165.3898 | 6113.1428 | 6244.3606 | 6274.5702 | [8 empty] | 6126.434 | 6107 | 6165.3898 | 6113.1428 | 6244.3606 | 6274.5702
3906 | 6107 | 6165.2989 | 6112.9087 | 6244.0171 | 6273.8378 | [8 empty] | 6126.3414 | 6107 | 6165.2989 | 6112.9087 | 6244.0171 | 6273.8378
3907 | 6107 | 6164.9787 | 6112.8838 | 6243.385 | 6273.7532 | [8 empty] | 6126.0112 | 6107 | 6164.9787 | 6112.8838 | 6243.385 | 6273.7532
3908 | 6107 | 6164.9454 | 6112.579 | 6243.1615 | 6272.8562 | [8 empty] | 6125.9847 | 6107 | 6164.9454 | 6112.579 | 6243.1615 | 6272.8562
3909 | 6106 | 6164.9423 | 6112.3136 | 6243.0968 | 6272.7164 | [8 empty] | 6125.765 | 6106 | 6164.9423 | 6112.3136 | 6243.0968 | 6272.7164
3910 | 6106 | 6164.1253 | 6112.2007 | 6242.486 | 6272.4795 | [8 empty] | 6125.4256 | 6106 | 6164.1253 | 6112.2007 | 6242.486 | 6272.4795
3911 | 6106 | 6163.9679 | 6112.0674 | 6241.9633 | 6271.3471 | [8 empty] | 6124.9428 | 6106 | 6163.9679 | 6112.0674 | 6241.9633 | 6271.3471
3912 | 6106 | 6163.638 | 6111.6158 | 6241.9281 | 6271.135 | [8 empty] | 6124.9129 | 6106 | 6163.638 | 6111.6158 | 6241.9281 | 6271.135
3913 | 6106 | 6163.274 | 6111.4935 | 6241.6893 | 6271.0548 | [8 empty] | 6124.8286 | 6106 | 6163.274 | 6111.4935 | 6241.6893 | 6271.0548
3914 | 6106 | 6163.0464 | 6111.1605 | 6241.6162 | 6270.9903 | [8 empty] | 6124.7652 | 6106 | 6163.0464 | 6111.1605 | 6241.6162 | 6270.9903
3915 | 6106 | 6162.9172 | 6110.8738 | 6241.1353 | 6270.5652 | [8 empty] | 6124.6302 | 6106 | 6162.9172 | 6110.8738 | 6241.1353 | 6270.5652
3916 | 6106 | 6162.5955 | 6110.8616 | 6241.0734 | 6270.5351 | [8 empty] | 6124.1273 | 6106 | 6162.5955 | 6110.8616 | 6241.0734 | 6270.5351
3917 | 6106 | 6162.0361 | 6110.7614 | 6241.0545 | 6269.5943 | [8 empty] | 6123.9949 | 6106 | 6162.0361 | 6110.7614 | 6241.0545 | 6269.5943
3918 | 6105 | 6161.9912 | 6110.6819 | 6240.1992 | 6269.5278 | [8 empty] | 6123.8739 | 6105 | 6161.9912 | 6110.6819 | 6240.1992 | 6269.5278
3919 | 6105 | 6161.9895 | 6110.5717 | 6240.1914 | 6269.1673 | [8 empty] | 6123.0525 | 6105 | 6161.9895 | 6110.5717 | 6240.1914 | 6269.1673
3920 | 6105 | 6161.9031 | 6110.294 | 6240.1328 | 6268.1502 | [8 empty] | 6122.8306 | 6105 | 6161.9031 | 6110.294 | 6240.1328 | 6268.1502
3921 | 6105 | 6161.826 | 6109.6465 | 6240.1207 | 6267.7172 | [8 empty] | 6122.7704 | 6105 | 6161.826 | 6109.6465 | 6240.1207 | 6267.7172
3922 | 6104 | 6161.6194 | 6109.3016 | 6239.2855 | 6267.6686 | [8 empty] | 6122.7178 | 6104 | 6161.6194 | 6109.3016 | 6239.2855 | 6267.6686
3923 | 6104 | 6161.5624 | 6108.5185 | 6238.8747 | 6267.4535 | [8 empty] | 6122.6264 | 6104 | 6161.5624 | 6108.5185 | 6238.8747 | 6267.4535
3924 | 6104 | 6161.5043 | 6108.4971 | 6238.8372 | 6267.2815 | [8 empty] | 6122.5917 | 6104 | 6161.5043 | 6108.4971 | 6238.8372 | 6267.2815
3925 | 6104 | 6161.2252 | 6108.1716 | 6238.4687 | 6267.1342 | [8 empty] | 6121.9978 | 6104 | 6161.2252 | 6108.1716 | 6238.4687 | 6267.1342
3926 | 6104 | 6161.1321 | 6107.9608 | 6238.3725 | 6266.5637 | [8 empty] | 6121.8847 | 6104 | 6161.1321 | 6107.9608 | 6238.3725 | 6266.5637
3927 | 6104 | 6160.6238 | 6107.9581 | 6238.2249 | 6266.0191 | [8 empty] | 6121.7647 | 6104 | 6160.6238 | 6107.9581 | 6238.2249 | 6266.0191
3928 | 6104 | 6160.5088 | 6107.7664 | 6238.2042 | 6265.873 | [8 empty] | 6121.5629 | 6104 | 6160.5088 | 6107.7664 | 6238.2042 | 6265.873
3929 | 6104 | 6160.4499 | 6107.4455 | 6237.3611 | 6265.779 | [8 empty] | 6121.5257 | 6104 | 6160.4499 | 6107.4455 | 6237.3611 | 6265.779
3930 | 6103 | 6160.295 | 6106.93 | 6237.105 | 6265.6941 | [8 empty] | 6121.3841 | 6103 | 6160.295 | 6106.93 | 6237.105 | 6265.6941
3931 | 6103 | 6160.13 | 6106.8631 | 6236.9415 | 6265.5897 | [8 empty] | 6121.2401 | 6103 | 6160.13 | 6106.8631 | 6236.9415 | 6265.5897
3932 | 6103 | 6159.5474 | 6106.6929 | 6236.5169 | 6265.3948 | [8 empty] | 6121.1311 | 6103 | 6159.5474 | 6106.6929 | 6236.5169 | 6265.3948
3933 | 6103 | 6159.2787 | 6106.0843 | 6235.4269 | 6265.3086 | [8 empty] | 6120.6496 | 6103 | 6159.2787 | 6106.0843 | 6235.4269 | 6265.3086
3934 | 6103 | 6159.2119 | 6105.2058 | 6235.0533 | 6265.1675 | [8 empty] | 6120.5254 | 6103 | 6159.2119 | 6105.2058 | 6235.0533 | 6265.1675
3935 | 6103 | 6159.1212 | 6105.0735 | 6234.8953 | 6264.8927 | [8 empty] | 6120.2963 | 6103 | 6159.1212 | 6105.0735 | 6234.8953 | 6264.8927
3936 | 6103 | 6158.3935 | 6104.7407 | 6234.8324 | 6264.6616 | [8 empty] | 6120.2036 | 6103 | 6158.3935 | 6104.7407 | 6234.8324 | 6264.6616
3937 | 6102 | 6158.2507 | 6104.6248 | 6233.8356 | 6264.5365 | [8 empty] | 6120.1551 | 6102 | 6158.2507 | 6104.6248 | 6233.8356 | 6264.5365
3938 | 6102 | 6157.9989 | 6104.3931 | 6233.3623 | 6264.329 | [8 empty] | 6120.044 | 6102 | 6157.9989 | 6104.3931 | 6233.3623 | 6264.329
3939 | 6102 | 6157.7432 | 6103.5546 | 6232.7296 | 6264.3081 | [8 empty] | 6119.9636 | 6102 | 6157.7432 | 6103.5546 | 6232.7296 | 6264.3081
3940 | 6102 | 6157.593 | 6103.4571 | 6232.6654 | 6263.5268 | [8 empty] | 6119.8999 | 6102 | 6157.593 | 6103.4571 | 6232.6654 | 6263.5268
3941 | 6101 | 6157.4931 | 6103.3133 | 6231.579 | 6263.3832 | [8 empty] | 6119.7632 | 6101 | 6157.4931 | 6103.3133 | 6231.579 | 6263.3832
3942 | 6101 | 6157.1822 | 6103.2126 | 6231.0361 | 6263.3064 | [8 empty] | 6119.5742 | 6101 | 6157.1822 | 6103.2126 | 6231.0361 | 6263.3064
3943 | 6101 | 6157.1107 | 6103.118 | 6230.9654 | 6263.2129 | [8 empty] | 6119.5645 | 6101 | 6157.1107 | 6103.118 | 6230.9654 | 6263.2129
3944 | 6101 | 6157.0997 | 6102.9347 | 6230.8214 | 6262.858 | [8 empty] | 6119.1274 | 6101 | 6157.0997 | 6102.9347 | 6230.8214 | 6262.858
3945 | 6101 | 6156.8057 | 6102.4389 | 6230.8213 | 6262.578 | [8 empty] | 6119.1155 | 6101 | 6156.8057 | 6102.4389 | 6230.8213 | 6262.578
3946 | 6101 | 6156.3135 | 6102.3369 | 6230.3294 | 6262.571 | [8 empty] | 6119.0198 | 6101 | 6156.3135 | 6102.3369 | 6230.3294 | 6262.571
3947 | 6101 | 6156.1543 | 6102.1628 | 6230.2799 | 6262.5421 | [8 empty] | 6117.8161 | 6101 | 6156.1543 | 6102.1628 | 6230.2799 | 6262.5421
3948 | 6100 | 6156.1373 | 6101.8197 | 6230.2615 | 6261.825 | [8 empty] | 6117.6955 | 6100 | 6156.1373 | 6101.8197 | 6230.2615 | 6261.825
3949 | 6100 | 6155.9332 | 6101.2458 | 6230.1343 | 6261.8179 | [8 empty] | 6117.5212 | 6100 | 6155.9332 | 6101.2458 | 6230.1343 | 6261.8179
3950 | 6100 | 6155.9213 | 6101.2014 | 6229.7552 | 6261.8011 | [8 empty] | 6117.4237 | 6100 | 6155.9213 | 6101.2014 | 6229.7552 | 6261.8011
3951 | 6100 | 6155.7868 | 6101.0929 | 6229.0942 | 6261.679 | [8 empty] | 6116.8697 | 6100 | 6155.7868 | 6101.0929 | 6229.0942 | 6261.679
3952 | 6100 | 6155.5823 | 6101.0476 | 6228.8074 | 6261.5035 | [8 empty] | 6116.7039 | 6100 | 6155.5823 | 6101.0476 | 6228.8074 | 6261.5035
3953 | 6100 | 6155.4066 | 6100.9235 | 6228.7157 | 6261.3051 | [8 empty] | 6116.6525 | 6100 | 6155.4066 | 6100.9235 | 6228.7157 | 6261.3051
3954 | 6100 | 6155.2357 | 6100.9103 | 6228.3763 | 6261.1983 | [8 empty] | 6116.6106 | 6100 | 6155.2357 | 6100.9103 | 6228.3763 | 6261.1983
3955 | 6099 | 6155.2276 | 6100.7644 | 6228.291 | 6260.9317 | [8 empty] | 6116.4427 | 6099 | 6155.2276 | 6100.7644 | 6228.291 | 6260.9317
3956 | 6099 | 6155.0701 | 6100.5745 | 6228.2488 | 6260.7721 | [8 empty] | 6116.4302 | 6099 | 6155.0701 | 6100.5745 | 6228.2488 | 6260.7721
3957 | 6099 | 6154.8532 | 6100.5037 | 6227.3504 | 6260.0582 | [8 empty] | 6116.3876 | 6099 | 6154.8532 | 6100.5037 | 6227.3504 | 6260.0582
3958 | 6099 | 6154.6645 | 6100.1515 | 6227.3145 | 6259.9367 | [8 empty] | 6116.3471 | 6099 | 6154.6645 | 6100.1515 | 6227.3145 | 6259.9367
3959 | 6099 | 6154.5583 | 6100.1082 | 6227.3012 | 6259.4951 | [8 empty] | 6116.2674 | 6099 | 6154.5583 | 6100.1082 | 6227.3012 | 6259.4951
3960 | 6098 | 6154.3143 | 6099.9033 | 6227.2064 | 6258.8741 | [8 empty] | 6115.6616 | 6098 | 6154.3143 | 6099.9033 | 6227.2064 | 6258.8741
3961 | 6098 | 6154.1884 | 6099.6606 | 6227.0684 | 6258.7919 | [8 empty] | 6115.5583 | 6098 | 6154.1884 | 6099.6606 | 6227.0684 | 6258.7919
3962 | 6097 | 6153.9123 | 6099.6137 | 6226.3348 | 6257.3483 | [8 empty] | 6115.3155 | 6097 | 6153.9123 | 6099.6137 | 6226.3348 | 6257.3483
3963 | 6097 | 6153.5465 | 6099.5239 | 6226.3193 | 6256.0028 | [8 empty] | 6115.1399 | 6097 | 6153.5465 | 6099.5239 | 6226.3193 | 6256.0028
3964 | 6097 | 6153.5067 | 6099.4422 | 6225.8858 | 6255.7202 | [8 empty] | 6115.0266 | 6097 | 6153.5067 | 6099.4422 | 6225.8858 | 6255.7202
3965 | 6097 | 6153.1802 | 6098.7639 | 6225.8408 | 6255.665 | [8 empty] | 6114.7719 | 6097 | 6153.1802 | 6098.7639 | 6225.8408 | 6255.665
3966 | 6097 | 6152.9031 | 6098.7115 | 6225.6657 | 6255.43 | [8 empty] | 6114.5076 | 6097 | 6152.9031 | 6098.7115 | 6225.6657 | 6255.43
3967 | 6097 | 6152.6781 | 6098.3931 | 6225.395 | 6255.4132 | [8 empty] | 6114.4597 | 6097 | 6152.6781 | 6098.3931 | 6225.395 | 6255.4132
3968 | 6096 | 6152.5029 | 6098.2229 | 6225.3386 | 6255.2569 | [8 empty] | 6114.1619 | 6096 | 6152.5029 | 6098.2229 | 6225.3386 | 6255.2569
3969 | 6096 | 6152.394 | 6098.067 | 6225.1703 | 6255.1826 | [8 empty] | 6113.9265 | 6096 | 6152.394 | 6098.067 | 6225.1703 | 6255.1826
3970 | 6096 | 6151.7092 | 6097.9259 | 6224.9294 | 6254.3487 | [8 empty] | 6113.8206 | 6096 | 6151.7092 | 6097.9259 | 6224.9294 | 6254.3487
3971 | 6096 | 6151.5726 | 6097.8542 | 6224.8047 | 6254.0758 | [8 empty] | 6113.801 | 6096 | 6151.5726 | 6097.8542 | 6224.8047 | 6254.0758
3972 | 6096 | 6151.1735 | 6097.439 | 6224.6562 | 6253.3167 | [8 empty] | 6113.4302 | 6096 | 6151.1735 | 6097.439 | 6224.6562 | 6253.3167
3973 | 6096 | 6150.9814 | 6096.2459 | 6224.3296 | 6253.1889 | [8 empty] | 6112.4257 | 6096 | 6150.9814 | 6096.2459 | 6224.3296 | 6253.1889
3974 | 6096 | 6150.8307 | 6096.1993 | 6224.2423 | 6253.1362 | [8 empty] | 6112.2336 | 6096 | 6150.8307 | 6096.1993 | 6224.2423 | 6253.1362
3975 | 6096 | 6150.4868 | 6096.0348 | 6223.9661 | 6252.899 | [8 empty] | 6112.1178 | 6096 | 6150.4868 | 6096.0348 | 6223.9661 | 6252.899
3976 | 6096 | 6150.2379 | 6095.9886 | 6223.861 | 6252.7922 | [8 empty] | 6111.828 | 6096 | 6150.2379 | 6095.9886 | 6223.861 | 6252.7922
3977 | 6095 | 6150.1655 | 6095.9835 | 6223.7478 | 6252.7742 | [8 empty] | 6111.6753 | 6095 | 6150.1655 | 6095.9835 | 6223.7478 | 6252.7742
3978 | 6095 | 6149.626 | 6095.933 | 6223.6186 | 6252.5453 | [8 empty] | 6111.3644 | 6095 | 6149.626 | 6095.933 | 6223.6186 | 6252.5453
3979 | 6095 | 6149.2857 | 6095.9087 | 6222.6301 | 6252.4621 | [8 empty] | 6110.7977 | 6095 | 6149.2857 | 6095.9087 | 6222.6301 | 6252.4621
3980 | 6095 | 6149.0205 | 6095.8737 | 6222.4399 | 6252.3911 | [8 empty] | 6110.7447 | 6095 | 6149.0205 | 6095.8737 | 6222.4399 | 6252.3911
3981 | 6095 | 6148.7023 | 6095.45 | 6222.2967 | 6252.2834 | [8 empty] | 6110.5594 | 6095 | 6148.7023 | 6095.45 | 6222.2967 | 6252.2834
3982 | 6094 | 6148.2731 | 6095.4374 | 6222.2403 | 6252.1287 | [8 empty] | 6110.4937 | 6094 | 6148.2731 | 6095.4374 | 6222.2403 | 6252.1287
3983 | 6094 | 6148.2589 | 6095.4267 | 6222.1833 | 6252.1067 | [8 empty] | 6110.253 | 6094 | 6148.2589 | 6095.4267 | 6222.1833 | 6252.1067
3984 | 6094 | 6148.1426 | 6095.3843 | 6221.5178 | 6251.9012 | [8 empty] | 6110.017 | 6094 | 6148.1426 | 6095.3843 | 6221.5178 | 6251.9012
3985 | 6094 | 6147.9661 | 6095.2126 | 6221.5117 | 6249.6885 | [8 empty] | 6109.3696 | 6094 | 6147.9661 | 6095.2126 | 6221.5117 | 6249.6885
3986 | 6093 | 6147.8686 | 6095.099 | 6221.4256 | 6249.4703 | [8 empty] | 6109.0724 | 6093 | 6147.8686 | 6095.099 | 6221.4256 | 6249.4703
3987 | 6093 | 6147.6946 | 6094.9351 | 6220.7808 | 6249.3837 | [8 empty] | 6108.9909 | 6093 | 6147.6946 | 6094.9351 | 6220.7808 | 6249.3837
3988 | 6093 | 6147.5483 | 6094.8162 | 6220.6456 | 6249.3423 | [8 empty] | 6108.5169 | 6093 | 6147.5483 | 6094.8162 | 6220.6456 | 6249.3423
3989 | 6093 | 6147.0576 | 6094.7445 | 6220.5238 | 6248.923 | [8 empty] | 6108.0237 | 6093 | 6147.0576 | 6094.7445 | 6220.5238 | 6248.923
3990 | 6092 | 6146.9613 | 6094.7021 | 6220.3547 | 6248.6432 | [8 empty] | 6107.9616 | 6092 | 6146.9613 | 6094.7021 | 6220.3547 | 6248.6432
3991 | 6091 | 6146.0646 | 6094.2853 | 6220.1084 | 6247.802 | [8 empty] | 6107.9117 | 6091 | 6146.0646 | 6094.2853 | 6220.1084 | 6247.802
3992 | 6091 | 6145.8366 | 6094.2659 | 6219.7682 | 6247.5772 | [8 empty] | 6107.8361 | 6091 | 6145.8366 | 6094.2659 | 6219.7682 | 6247.5772
3993 | 6091 | 6145.1961 | 6094.0304 | 6219.6513 | 6247.5768 | [8 empty] | 6107.7287 | 6091 | 6145.1961 | 6094.0304 | 6219.6513 | 6247.5768
3994 | 6091 | 6144.8606 | 6093.9688 | 6219.185 | 6247.5516 | [8 empty] | 6107.6475 | 6091 | 6144.8606 | 6093.9688 | 6219.185 | 6247.5516
3995 | 6091 | 6144.6515 | 6093.8929 | 6218.8311 | 6247.2748 | [8 empty] | 6107.567 | 6091 | 6144.6515 | 6093.8929 | 6218.8311 | 6247.2748
3996 | 6090 | 6144.5494 | 6093.8416 | 6218.7055 | 6246.8974 | [8 empty] | 6107.4485 | 6090 | 6144.5494 | 6093.8416 | 6218.7055 | 6246.8974
3997 | 6090 | 6144.5408 | 6093.4512 | 6217.7817 | 6246.8483 | [8 empty] | 6107.1424 | 6090 | 6144.5408 | 6093.4512 | 6217.7817 | 6246.8483
3998 | 6090 | 6144.5013 | 6093.3785 | 6217.4387 | 6246.8149 | [8 empty] | 6107.1248 | 6090 | 6144.5013 | 6093.3785 | 6217.4387 | 6246.8149
3999 | 6090 | 6144.4667 | 6093.2535 | 6216.8 | 6246.5358 | [8 empty] | 6106.9937 | 6090 | 6144.4667 | 6093.2535 | 6216.8 | 6246.5358
4000 | 6090 | 6144.442 | 6092.813 | 6216.7312 | 6246.1916 | [8 empty] | 6106.9742 | 6090 | 6144.442 | 6092.813 | 6216.7312 | 6246.1916
4001 | 6089 | 6144.434 | 6092.6185 | 6216.6643 | 6245.8254 | [8 empty] | 6106.9395 | 6089 | 6144.434 | 6092.6185 | 6216.6643 | 6245.8254
4002 | 6089 | 6144.239 | 6092.5493 | 6216.6562 | 6245.5947 | [8 empty] | 6106.7388 | 6089 | 6144.239 | 6092.5493 | 6216.6562 | 6245.5947
4003 | 6089 | 6144.1571 | 6092.4466 | 6216.407 | 6244.8995 | [8 empty] | 6106.0008 | 6089 | 6144.1571 | 6092.4466 | 6216.407 | 6244.8995
4004 | 6089 | 6144.0917 | 6092.3239 | 6216.318 | 6244.8821 | [8 empty] | 6105.5499 | 6089 | 6144.0917 | 6092.3239 | 6216.318 | 6244.8821
4005 | 6089 | 6143.9197 | 6092.3171 | 6216.0446 | 6244.8706 | [8 empty] | 6105.4218 | 6089 | 6143.9197 | 6092.3171 | 6216.0446 | 6244.8706
4006 | 6088 | 6143.535 | 6092.1762 | 6214.8207 | 6244.8504 | [8 empty] | 6105.3956 | 6088 | 6143.535 | 6092.1762 | 6214.8207 | 6244.8504
4007 | 6088 | 6143.3689 | 6092.0258 | 6214.5118 | 6244.4139 | [8 empty] | 6105.3899 | 6088 | 6143.3689 | 6092.0258 | 6214.5118 | 6244.4139
4008 | 6088 | 6143.1531 | 6091.4733 | 6214.2448 | 6244.2423 | [8 empty] | 6105.3651 | 6088 | 6143.1531 | 6091.4733 | 6214.2448 | 6244.2423
4009 | 6088 | 6143.0233 | 6091.3149 | 6213.3122 | 6243.8273 | [8 empty] | 6105.2119 | 6088 | 6143.0233 | 6091.3149 | 6213.3122 | 6243.8273
4010 | 6088 | 6142.972 | 6091.2569 | 6213.1826 | 6243.2752 | [8 empty] | 6105.0968 | 6088 | 6142.972 | 6091.2569 | 6213.1826 | 6243.2752
4011 | 6088 | 6142.8961 | 6091.0538 | 6213.0346 | 6243.1195 | [8 empty] | 6105.0021 | 6088 | 6142.8961 | 6091.0538 | 6213.0346 | 6243.1195
4012 | 6087 | 6142.8073 | 6090.809 | 6212.9405 | 6242.9614 | [8 empty] | 6104.7864 | 6087 | 6142.8073 | 6090.809 | 6212.9405 | 6242.9614
4013 | 6086 | 6142.0605 | 6090.2925 | 6212.8634 | 6242.686 | [8 empty] | 6104.7756 | 6086 | 6142.0605 | 6090.2925 | 6212.8634 | 6242.686
4014 | 6086 | 6141.459 | 6090.0165 | 6212.3685 | 6242.4687 | [8 empty] | 6104.666 | 6086 | 6141.459 | 6090.0165 | 6212.3685 | 6242.4687
4015 | 6086 | 6141.1633 | 6089.9712 | 6212.3604 | 6242.2316 | [8 empty] | 6104.4091 | 6086 | 6141.1633 | 6089.9712 | 6212.3604 | 6242.2316
4016 | 6085 | 6141.0264 | 6089.8155 | 6212.3416 | 6241.9306 | [8 empty] | 6104.2717 | 6085 | 6141.0264 | 6089.8155 | 6212.3416 | 6241.9306
4017 | 6085 | 6140.6958 | 6089.7921 | 6211.8742 | 6240.3942 | [8 empty] | 6104.0481 | 6085 | 6140.6958 | 6089.7921 | 6211.8742 | 6240.3942
4018 | 6085 | 6140.3827 | 6089.3731 | 6211.8081 | 6240.2463 | [8 empty] | 6103.7304 | 6085 | 6140.3827 | 6089.3731 | 6211.8081 | 6240.2463
4019 | 6084 | 6140.3192 | 6089.0199 | 6211.6016 | 6240.1497 | [8 empty] | 6103.5224 | 6084 | 6140.3192 | 6089.0199 | 6211.6016 | 6240.1497
4020 | 6084 | 6140.1238 | 6088.8188 | 6211.44 | 6239.7336 | [8 empty] | 6103.1877 | 6084 | 6140.1238 | 6088.8188 | 6211.44 | 6239.7336
4021 | 6084 | 6140.0846 | 6088.4793 | 6211.0257 | 6239.2973 | [8 empty] | 6103.1746 | 6084 | 6140.0846 | 6088.4793 | 6211.0257 | 6239.2973
4022 | 6084 | 6139.7984 | 6088.4463 | 6210.8393 | 6239.2709 | [8 empty] | 6103.1368 | 6084 | 6139.7984 | 6088.4463 | 6210.8393 | 6239.2709
4023 | 6084 | 6139.3535 | 6088.1286 | 6210.7127 | 6239.1768 | [8 empty] | 6102.9733 | 6084 | 6139.3535 | 6088.1286 | 6210.7127 | 6239.1768
4024 | 6084 | 6139.1192 | 6088.0935 | 6210.1528 | 6239.1145 | [8 empty] | 6102.7746 | 6084 | 6139.1192 | 6088.0935 | 6210.1528 | 6239.1145
4025 | 6084 | 6138.6048 | 6088.0859 | 6209.7048 | 6238.9919 | [8 empty] | 6102.7535 | 6084 | 6138.6048 | 6088.0859 | 6209.7048 | 6238.9919
4026 | 6084 | 6138.329 | 6088.045 | 6209.5075 | 6238.5676 | [8 empty] | 6102.4711 | 6084 | 6138.329 | 6088.045 | 6209.5075 | 6238.5676
4027 | 6084 | 6138.3076 | 6087.8351 | 6208.8812 | 6238.5488 | [8 empty] | 6102.2736 | 6084 | 6138.3076 | 6087.8351 | 6208.8812 | 6238.5488
4028 | 6084 | 6137.9535 | 6087.7436 | 6208.8791 | 6238.5262 | [8 empty] | 6102.0591 | 6084 | 6137.9535 | 6087.7436 | 6208.8791 | 6238.5262
4029 | 6084 | 6137.7555 | 6087.61 | 6208.8076 | 6238.3943 | [8 empty] | 6101.5039 | 6084 | 6137.7555 | 6087.61 | 6208.8076 | 6238.3943
4030 | 6083 | 6137.6362 | 6087.5238 | 6208.5235 | 6238.2092 | [8 empty] | 6101.3392 | 6083 | 6137.6362 | 6087.5238 | 6208.5235 | 6238.2092
4031 | 6083 | 6137.457 | 6087.4266 | 6208.3094 | 6238.0659 | [8 empty] | 6101.0258 | 6083 | 6137.457 | 6087.4266 | 6208.3094 | 6238.0659
4032 | 6083 | 6137.4077 | 6086.9458 | 6207.6909 | 6237.9677 | [8 empty] | 6100.9718 | 6083 | 6137.4077 | 6086.9458 | 6207.6909 | 6237.9677
4033 | 6083 | 6137.3297 | 6086.8117 | 6207.6116 | 6237.682 | [8 empty] | 6100.9186 | 6083 | 6137.3297 | 6086.8117 | 6207.6116 | 6237.682
4034 | 6082 | 6136.9895 | 6086.7395 | 6207.1025 | 6236.9216 | [8 empty] | 6100.7895 | 6082 | 6136.9895 | 6086.7395 | 6207.1025 | 6236.9216
4035 | 6082 | 6136.8391 | 6086.7314 | 6207.0652 | 6236.7773 | [8 empty] | 6100.4506 | 6082 | 6136.8391 | 6086.7314 | 6207.0652 | 6236.7773
4036 | 6082 | 6136.8067 | 6086.6177 | 6206.9339 | 6236.2928 | [8 empty] | 6100.1938 | 6082 | 6136.8067 | 6086.6177 | 6206.9339 | 6236.2928
4037 | 6082 | 6136.6181 | 6086.1085 | 6206.6297 | 6236.0411 | [8 empty] | 6100.0801 | 6082 | 6136.6181 | 6086.1085 | 6206.6297 | 6236.0411
4038 | 6082 | 6136.412 | 6085.3448 | 6206.3752 | 6235.3918 | [8 empty] | 6099.442 | 6082 | 6136.412 | 6085.3448 | 6206.3752 | 6235.3918
4039 | 6081 | 6136.2528 | 6085.2587 | 6206.297 | 6235.2586 | [8 empty] | 6099.1345 | 6081 | 6136.2528 | 6085.2587 | 6206.297 | 6235.2586
4040 | 6081 | 6134.9 | 6085.1667 | 6206.2283 | 6235.1516 | [8 empty] | 6099.0174 | 6081 | 6134.9 | 6085.1667 | 6206.2283 | 6235.1516
4041 | 6081 | 6134.8176 | 6084.8406 | 6205.6642 | 6235.063 | [8 empty] | 6098.9755 | 6081 | 6134.8176 | 6084.8406 | 6205.6642 | 6235.063
4042 | 6081 | 6134.3255 | 6084.82 | 6205.3627 | 6234.9829 | [8 empty] | 6098.6284 | 6081 | 6134.3255 | 6084.82 | 6205.3627 | 6234.9829
4043 | 6081 | 6133.7787 | 6084.6623 | 6204.2429 | 6234.9441 | [8 empty] | 6098.5946 | 6081 | 6133.7787 | 6084.6623 | 6204.2429 | 6234.9441
4044 | 6081 | 6133.4043 | 6084.1553 | 6203.991 | 6234.0887 | [8 empty] | 6098.371 | 6081 | 6133.4043 | 6084.1553 | 6203.991 | 6234.0887
4045 | 6080 | 6133.3579 | 6084.0656 | 6203.9492 | 6234.0391 | [8 empty] | 6098.093 | 6080 | 6133.3579 | 6084.0656 | 6203.9492 | 6234.0391
4046 | 6080 | 6132.917 | 6083.8451 | 6203.7446 | 6234.0247 | [8 empty] | 6097.8284 | 6080 | 6132.917 | 6083.8451 | 6203.7446 | 6234.0247
4047 | 6080 | 6132.628 | 6083.828 | 6203.4982 | 6233.6629 | [8 empty] | 6097.7703 | 6080 | 6132.628 | 6083.828 | 6203.4982 | 6233.6629
4048 | 6080 | 6132.544 | 6083.4755 | 6203.4224 | 6233.6364 | [8 empty] | 6097.5626 | 6080 | 6132.544 | 6083.4755 | 6203.4224 | 6233.6364
4049 | 6080 | 6132.358 | 6083.0222 | 6203.2011 | 6233.5764 | [8 empty] | 6097.3935 | 6080 | 6132.358 | 6083.0222 | 6203.2011 | 6233.5764
4050 | 6079 | 6132.0409 | 6082.958 | 6202.9031 | 6233.4695 | [8 empty] | 6097.1298 | 6079 | 6132.0409 | 6082.958 | 6202.9031 | 6233.4695
4051 | 6079 | 6131.8639 | 6082.6538 | 6202.8886 | 6233.3276 | [8 empty] | 6097.1294 | 6079 | 6131.8639 | 6082.6538 | 6202.8886 | 6233.3276
4052 | 6079 | 6131.7549 | 6082.4347 | 6202.8096 | 6233.2497 | [8 empty] | 6096.9497 | 6079 | 6131.7549 | 6082.4347 | 6202.8096 | 6233.2497
4053 | 6079 | 6131.6321 | 6082.3414 | 6202.7848 | 6233.2414 | [8 empty] | 6096.8572 | 6079 | 6131.6321 | 6082.3414 | 6202.7848 | 6233.2414
4054 | 6079 | 6130.9195 | 6082.1783 | 6202.7484 | 6233.0355 | [8 empty] | 6096.7584 | 6079 | 6130.9195 | 6082.1783 | 6202.7484 | 6233.0355
4055 | 6079 | 6130.9141 | 6082.1685 | 6202.6789 | 6232.9344 | [8 empty] | 6096.5851 | 6079 | 6130.9141 | 6082.1685 | 6202.6789 | 6232.9344
4056 | 6079 | 6130.8772 | 6081.9615 | 6202.4009 | 6232.5333 | [8 empty] | 6096.4861 | 6079 | 6130.8772 | 6081.9615 | 6202.4009 | 6232.5333
4057 | 6079 | 6130.7876 | 6081.9284 | 6202.3881 | 6232.219 | [8 empty] | 6096.1484 | 6079 | 6130.7876 | 6081.9284 | 6202.3881 | 6232.219
4058 | 6079 | 6130.7703 | 6081.5335 | 6201.9739 | 6232.1629 | [8 empty] | 6096.1352 | 6079 | 6130.7703 | 6081.5335 | 6201.9739 | 6232.1629
4059 | 6079 | 6130.5323 | 6081.3599 | 6201.6447 | 6231.4582 | [8 empty] | 6096.0266 | 6079 | 6130.5323 | 6081.3599 | 6201.6447 | 6231.4582
4060 | 6078 | 6130.4125 | 6080.7874 | 6201.6309 | 6231.3527 | [8 empty] | 6095.7616 | 6078 | 6130.4125 | 6080.7874 | 6201.6309 | 6231.3527
4061 | 6078 | 6129.9427 | 6080.5197 | 6201.6072 | 6231.0998 | [8 empty] | 6095.638 | 6078 | 6129.9427 | 6080.5197 | 6201.6072 | 6231.0998
4062 | 6078 | 6129.6862 | 6080.2069 | 6201.4638 | 6231.0975 | [8 empty] | 6095.048 | 6078 | 6129.6862 | 6080.2069 | 6201.4638 | 6231.0975
4063 | 6078 | 6129.1267 | 6080.1722 | 6201.3206 | 6231.0217 | [8 empty] | 6094.9677 | 6078 | 6129.1267 | 6080.1722 | 6201.3206 | 6231.0217
4064 | 6078 | 6129.114 | 6079.7639 | 6201.0551 | 6230.7297 | [8 empty] | 6094.8499 | 6078 | 6129.114 | 6079.7639 | 6201.0551 | 6230.7297
4065 | 6078 | 6129.0285 | 6079.7381 | 6200.7172 | 6230.6718 | [8 empty] | 6094.7737 | 6078 | 6129.0285 | 6079.7381 | 6200.7172 | 6230.6718
4066 | 6077 | 6128.9711 | 6079.5543 | 6200.6082 | 6230.4056 | [8 empty] | 6094.5907 | 6077 | 6128.9711 | 6079.5543 | 6200.6082 | 6230.4056
4067 | 6077 | 6128.968 | 6079.4078 | 6200.4135 | 6229.5303 | [8 empty] | 6094.5072 | 6077 | 6128.968 | 6079.4078 | 6200.4135 | 6229.5303
4068 | 6077 | 6128.511 | 6079.1801 | 6200.2982 | 6229.4247 | [8 empty] | 6094.207 | 6077 | 6128.511 | 6079.1801 | 6200.2982 | 6229.4247
4069 | 6076 | 6127.5595 | 6079.1081 | 6199.9677 | 6228.9904 | [8 empty] | 6093.9655 | 6076 | 6127.5595 | 6079.1081 | 6199.9677 | 6228.9904
4070 | 6076 | 6127.5083 | 6079.0838 | 6199.8821 | 6228.6842 | [8 empty] | 6093.8902 | 6076 | 6127.5083 | 6079.0838 | 6199.8821 | 6228.6842
4071 | 6075 | 6127.1084 | 6078.9625 | 6199.6671 | 6228.3383 | [8 empty] | 6093.8058 | 6075 | 6127.1084 | 6078.9625 | 6199.6671 | 6228.3383
4072 | 6075 | 6127.0782 | 6078.9327 | 6199.3717 | 6228.2793 | [8 empty] | 6093.7962 | 6075 | 6127.0782 | 6078.9327 | 6199.3717 | 6228.2793
4073 | 6075 | 6126.9789 | 6078.538 | 6199.2803 | 6228.1865 | [8 empty] | 6093.7159 | 6075 | 6126.9789 | 6078.538 | 6199.2803 | 6228.1865
4074 | 6075 | 6126.1455 | 6078.4658 | 6199.0511 | 6227.9548 | [8 empty] | 6093.6469 | 6075 | 6126.1455 | 6078.4658 | 6199.0511 | 6227.9548
4075 | 6075 | 6126.065 | 6078.4434 | 6198.7865 | 6227.5213 | [8 empty] | 6093.431 | 6075 | 6126.065 | 6078.4434 | 6198.7865 | 6227.5213
4076 | 6075 | 6125.9089 | 6078.3103 | 6198.5383 | 6227.3879 | [8 empty] | 6093.3332 | 6075 | 6125.9089 | 6078.3103 | 6198.5383 | 6227.3879
4077 | 6075 | 6125.4937 | 6078.0254 | 6198.3953 | 6227.3826 | [8 empty] | 6093.2044 | 6075 | 6125.4937 | 6078.0254 | 6198.3953 | 6227.3826
4078 | 6074 | 6125.3951 | 6077.6172 | 6198.2576 | 6226.9144 | [8 empty] | 6093.133 | 6074 | 6125.3951 | 6077.6172 | 6198.2576 | 6226.9144
4079 | 6074 | 6125.1813 | 6077.2726 | 6198.0886 | 6226.4581 | [8 empty] | 6092.8258 | 6074 | 6125.1813 | 6077.2726 | 6198.0886 | 6226.4581
4080 | 6074 | 6124.8535 | 6076.9932 | 6198.0111 | 6226.1337 | [8 empty] | 6092.6827 | 6074 | 6124.8535 | 6076.9932 | 6198.0111 | 6226.1337
4081 | 6074 | 6124.6708 | 6076.8134 | 6197.7292 | 6225.8691 | [8 empty] | 6092.6757 | 6074 | 6124.6708 | 6076.8134 | 6197.7292 | 6225.8691
4082 | 6074 | 6124.6625 | 6076.5881 | 6197.4366 | 6225.4229 | [8 empty] | 6092.5755 | 6074 | 6124.6625 | 6076.5881 | 6197.4366 | 6225.4229
4083 | 6074 | 6124.6476 | 6076.4466 | 6197.3463 | 6225.3358 | [8 empty] | 6092.2671 | 6074 | 6124.6476 | 6076.4466 | 6197.3463 | 6225.3358
4084 | 6074 | 6124.621 | 6076.3651 | 6196.8837 | 6225.1785 | [8 empty] | 6092.0335 | 6074 | 6124.621 | 6076.3651 | 6196.8837 | 6225.1785
4085 | 6074 | 6124.5572 | 6075.7738 | 6196.816 | 6225.0692 | [8 empty] | 6091.5988 | 6074 | 6124.5572 | 6075.7738 | 6196.816 | 6225.0692
4086 | 6074 | 6124.5221 | 6075.6343 | 6196.5447 | 6224.2093 | [8 empty] | 6091.5625 | 6074 | 6124.5221 | 6075.6343 | 6196.5447 | 6224.2093
4087 | 6074 | 6123.8458 | 6075.3283 | 6196.1527 | 6224.1943 | [8 empty] | 6091.0779 | 6074 | 6123.8458 | 6075.3283 | 6196.1527 | 6224.1943
4088 | 6073 | 6123.7638 | 6074.3205 | 6195.8507 | 6224.1462 | [8 empty] | 6090.893 | 6073 | 6123.7638 | 6074.3205 | 6195.8507 | 6224.1462
4089 | 6073 | 6123.5189 | 6074.2353 | 6195.1927 | 6224.0869 | [8 empty] | 6090.8843 | 6073 | 6123.5189 | 6074.2353 | 6195.1927 | 6224.0869
4090 | 6073 | 6122.6431 | 6074.0814 | 6194.4914 | 6223.8731 | [8 empty] | 6090.8065 | 6073 | 6122.6431 | 6074.0814 | 6194.4914 | 6223.8731
4091 | 6073 | 6122.0688 | 6073.8426 | 6194.4346 | 6222.7848 | [8 empty] | 6090.6999 | 6073 | 6122.0688 | 6073.8426 | 6194.4346 | 6222.7848
4092 | 6073 | 6122.043 | 6073.7919 | 6194.1967 | 6221.9893 | [8 empty] | 6090.6866 | 6073 | 6122.043 | 6073.7919 | 6194.1967 | 6221.9893
4093 | 6073 | 6121.4632 | 6073.6733 | 6194.112 | 6221.8247 | [8 empty] | 6090.6319 | 6073 | 6121.4632 | 6073.6733 | 6194.112 | 6221.8247
4094 | 6073 | 6121.2695 | 6072.9572 | 6193.6017 | 6220.1588 | [8 empty] | 6090.5854 | 6073 | 6121.2695 | 6072.9572 | 6193.6017 | 6220.1588
4095 | 6072 | 6120.9341 | 6072.4951 | 6193.6014 | 6219.2814 | [8 empty] | 6089.9746 | 6072 | 6120.9341 | 6072.4951 | 6193.6014 | 6219.2814
4096 | 6072 | 6120.4584 | 6071.2789 | 6193.3309 | 6219.2155 | [8 empty] | 6089.952 | 6072 | 6120.4584 | 6071.2789 | 6193.3309 | 6219.2155
4097 | 6072 | 6119.983 | 6071.2448 | 6193.2399 | 6219.1997 | [8 empty] | 6089.6745 | 6072 | 6119.983 | 6071.2448 | 6193.2399 | 6219.1997
4098 | 6072 | 6119.891 | 6071.2046 | 6192.3615 | 6219.1341 | [8 empty] | 6089.5789 | 6072 | 6119.891 | 6071.2046 | 6192.3615 | 6219.1341
4099 | 6072 | 6119.7638 | 6070.7923 | 6192.3141 | 6219.0329 | [8 empty] | 6089.353 | 6072 | 6119.7638 | 6070.7923 | 6192.3141 | 6219.0329
4100 | 6071 | 6119.3055 | 6070.5487 | 6192.2595 | 6218.7187 | [8 empty] | 6089.3504 | 6071 | 6119.3055 | 6070.5487 | 6192.2595 | 6218.7187
4101 | 6071 | 6119.1547 | 6070.445 | 6192.105 | 6218.5523 | [8 empty] | 6089.3248 | 6071 | 6119.1547 | 6070.445 | 6192.105 | 6218.5523
4102 | 6071 | 6119.057 | 6070.4105 | 6192.1042 | 6218.4889 | [8 empty] | 6088.9091 | 6071 | 6119.057 | 6070.4105 | 6192.1042 | 6218.4889
4103 | 6071 | 6119.0314 | 6069.3589 | 6191.8691 | 6218.3106 | [8 empty] | 6088.5107 | 6071 | 6119.0314 | 6069.3589 | 6191.8691 | 6218.3106
4104 | 6071 | 6118.8934 | 6068.6775 | 6191.8661 | 6218.2117 | [8 empty] | 6088.4219 | 6071 | 6118.8934 | 6068.6775 | 6191.8661 | 6218.2117
4105 | 6071 | 6118.8739 | 6068.5599 | 6191.5438 | 6218.005 | [8 empty] | 6088.0221 | 6071 | 6118.8739 | 6068.5599 | 6191.5438 | 6218.005
4106 | 6071 | 6118.3563 | 6068.5553 | 6191.096 | 6217.3822 | [8 empty] | 6087.6805 | 6071 | 6118.3563 | 6068.5553 | 6191.096 | 6217.3822
4107 | 6071 | 6118.1571 | 6068.322 | 6190.3033 | 6217.1453 | [8 empty] | 6087.447 | 6071 | 6118.1571 | 6068.322 | 6190.3033 | 6217.1453
4108 | 6071 | 6117.6085 | 6068.0122 | 6190.2212 | 6216.5832 | [8 empty] | 6087.0998 | 6071 | 6117.6085 | 6068.0122 | 6190.2212 | 6216.5832
4109 | 6070 | 6117.2671 | 6067.8403 | 6190.2077 | 6215.838 | [8 empty] | 6086.9767 | 6070 | 6117.2671 | 6067.8403 | 6190.2077 | 6215.838
4110 | 6070 | 6116.873 | 6067.6338 | 6190.0482 | 6215.5246 | [8 empty] | 6086.6651 | 6070 | 6116.873 | 6067.6338 | 6190.0482 | 6215.5246
4111 | 6070 | 6116.6798 | 6067.2991 | 6190.0318 | 6215.2285 | [8 empty] | 6086.3397 | 6070 | 6116.6798 | 6067.2991 | 6190.0318 | 6215.2285
4112 | 6070 | 6116.5559 | 6067.1802 | 6189.9724 | 6215.1313 | [8 empty] | 6086.0538 | 6070 | 6116.5559 | 6067.1802 | 6189.9724 | 6215.1313
4113 | 6070 | 6115.8914 | 6066.8552 | 6189.9665 | 6214.6305 | [8 empty] | 6085.7098 | 6070 | 6115.8914 | 6066.8552 | 6189.9665 | 6214.6305
4114 | 6070 | 6115.851 | 6066.6943 | 6189.8448 | 6213.8034 | [8 empty] | 6085.6187 | 6070 | 6115.851 | 6066.6943 | 6189.8448 | 6213.8034
4115 | 6070 | 6115.7353 | 6066.6339 | 6189.6835 | 6213.7544 | [8 empty] | 6085.5666 | 6070 | 6115.7353 | 6066.6339 | 6189.6835 | 6213.7544
4116 | 6070 | 6115.5672 | 6066.4237 | 6189.5632 | 6213.1837 | [8 empty] | 6085.2136 | 6070 | 6115.5672 | 6066.4237 | 6189.5632 | 6213.1837
4117 | 6069 | 6115.3167 | 6066.2147 | 6189.3018 | 6213.0435 | [8 empty] | 6084.913 | 6069 | 6115.3167 | 6066.2147 | 6189.3018 | 6213.0435
4118 | 6069 | 6115.2595 | 6066.0297 | 6188.7181 | 6212.9552 | [8 empty] | 6084.7939 | 6069 | 6115.2595 | 6066.0297 | 6188.7181 | 6212.9552
4119 | 6069 | 6115.1896 | 6066.015 | 6188.3616 | 6212.8584 | [8 empty] | 6084.6412 | 6069 | 6115.1896 | 6066.015 | 6188.3616 | 6212.8584
4120 | 6069 | 6115.1883 | 6066.0061 | 6188.2804 | 6212.0451 | [8 empty] | 6084.2335 | 6069 | 6115.1883 | 6066.0061 | 6188.2804 | 6212.0451
4121 | 6069 | 6114.9275 | 6065.8909 | 6188.1202 | 6211.7756 | [8 empty] | 6084.0405 | 6069 | 6114.9275 | 6065.8909 | 6188.1202 | 6211.7756
4122 | 6069 | 6114.7884 | 6065.7609 | 6187.6913 | 6211.6739 | [8 empty] | 6083.8921 | 6069 | 6114.7884 | 6065.7609 | 6187.6913 | 6211.6739
4123 | 6069 | 6114.7824 | 6065.6107 | 6187.5389 | 6211.5927 | [8 empty] | 6083.206 | 6069 | 6114.7824 | 6065.6107 | 6187.5389 | 6211.5927
4124 | 6068 | 6114.6736 | 6065.3442 | 6187.5122 | 6211.4349 | [8 empty] | 6083.0771 | 6068 | 6114.6736 | 6065.3442 | 6187.5122 | 6211.4349
4125 | 6068 | 6114.5984 | 6064.9543 | 6187.3912 | 6210.8128 | [8 empty] | 6082.877 | 6068 | 6114.5984 | 6064.9543 | 6187.3912 | 6210.8128
4126 | 6068 | 6114.3687 | 6064.8804 | 6186.8085 | 6210.7582 | [8 empty] | 6082.5831 | 6068 | 6114.3687 | 6064.8804 | 6186.8085 | 6210.7582
4127 | 6068 | 6114.3365 | 6064.3602 | 6186.3929 | 6210.6179 | [8 empty] | 6082.445 | 6068 | 6114.3365 | 6064.3602 | 6186.3929 | 6210.6179
4128 | 6068 | 6114.22 | 6063.9767 | 6186.3129 | 6210.4089 | [8 empty] | 6081.8998 | 6068 | 6114.22 | 6063.9767 | 6186.3129 | 6210.4089
4129 | 6067 | 6114.1228 | 6063.5747 | 6186.0987 | 6210.1673 | [8 empty] | 6081.894 | 6067 | 6114.1228 | 6063.5747 | 6186.0987 | 6210.1673
4130 | 6067 | 6113.4966 | 6062.9741 | 6186.0474 | 6210.1319 | [8 empty] | 6081.834 | 6067 | 6113.4966 | 6062.9741 | 6186.0474 | 6210.1319
4131 | 6067 | 6113.4759 | 6062.7908 | 6185.9385 | 6210.0031 | [8 empty] | 6081.678 | 6067 | 6113.4759 | 6062.7908 | 6185.9385 | 6210.0031
4132 | 6066 | 6112.7577 | 6062.5588 | 6185.8956 | 6209.9558 | [8 empty] | 6081.6108 | 6066 | 6112.7577 | 6062.5588 | 6185.8956 | 6209.9558
4133 | 6066 | 6112.4342 | 6062.5576 | 6185.5647 | 6209.608 | [8 empty] | 6081.5576 | 6066 | 6112.4342 | 6062.5576 | 6185.5647 | 6209.608
4134 | 6066 | 6112.1743 | 6062.2578 | 6184.9681 | 6209.4978 | [8 empty] | 6081.4667 | 6066 | 6112.1743 | 6062.2578 | 6184.9681 | 6209.4978
4135 | 6066 | 6111.6967 | 6062.0302 | 6184.7883 | 6208.9873 | [8 empty] | 6081.3802 | 6066 | 6111.6967 | 6062.0302 | 6184.7883 | 6208.9873
4136 | 6065 | 6111.6858 | 6061.8013 | 6184.2565 | 6208.2785 | [8 empty] | 6081.3737 | 6065 | 6111.6858 | 6061.8013 | 6184.2565 | 6208.2785
4137 | 6065 | 6111.421 | 6061.5752 | 6183.963 | 6208.1045 | [8 empty] | 6081.2401 | 6065 | 6111.421 | 6061.5752 | 6183.963 | 6208.1045
4138 | 6065 | 6111.3305 | 6061.4961 | 6183.8226 | 6207.9931 | [8 empty] | 6081.212 | 6065 | 6111.3305 | 6061.4961 | 6183.8226 | 6207.9931
4139 | 6065 | 6111.2089 | 6061.3774 | 6183.2252 | 6207.8807 | [8 empty] | 6081.0855 | 6065 | 6111.2089 | 6061.3774 | 6183.2252 | 6207.8807
4140 | 6065 | 6110.0074 | 6061.1492 | 6183.0171 | 6207.8318 | [8 empty] | 6080.6095 | 6065 | 6110.0074 | 6061.1492 | 6183.0171 | 6207.8318
4141 | 6065 | 6109.9769 | 6060.8679 | 6182.9136 | 6207.6963 | [8 empty] | 6080.5944 | 6065 | 6109.9769 | 6060.8679 | 6182.9136 | 6207.6963
4142 | 6064 | 6109.7313 | 6060.7307 | 6182.7932 | 6207.6796 | [8 empty] | 6080.1529 | 6064 | 6109.7313 | 6060.7307 | 6182.7932 | 6207.6796
4143 | 6064 | 6109.3343 | 6059.9764 | 6182.4609 | 6207.4317 | [8 empty] | 6079.9944 | 6064 | 6109.3343 | 6059.9764 | 6182.4609 | 6207.4317
4144 | 6063 | 6109.3204 | 6059.9179 | 6182.1903 | 6207.3118 | [8 empty] | 6079.9448 | 6063 | 6109.3204 | 6059.9179 | 6182.1903 | 6207.3118
4145 | 6062 | 6109.2918 | 6059.8243 | 6181.452 | 6207.2509 | [8 empty] | 6079.9234 | 6062 | 6109.2918 | 6059.8243 | 6181.452 | 6207.2509
4146 | 6062 | 6109.1979 | 6059.7928 | 6181.3696 | 6206.8637 | [8 empty] | 6079.7914 | 6062 | 6109.1979 | 6059.7928 | 6181.3696 | 6206.8637
4147 | 6061 | 6109.1515 | 6059.7201 | 6181.2813 | 6206.7407 | [8 empty] | 6079.7872 | 6061 | 6109.1515 | 6059.7201 | 6181.2813 | 6206.7407
4148 | 6061 | 6109.0713 | 6059.5815 | 6181.0978 | 6206.5507 | [8 empty] | 6079.6951 | 6061 | 6109.0713 | 6059.5815 | 6181.0978 | 6206.5507
4149 | 6061 | 6108.862 | 6059.3551 | 6180.8672 | 6206.3169 | [8 empty] | 6079.1434 | 6061 | 6108.862 | 6059.3551 | 6180.8672 | 6206.3169
4150 | 6061 | 6108.2853 | 6059.1445 | 6180.7678 | 6206.298 | [8 empty] | 6079.1262 | 6061 | 6108.2853 | 6059.1445 | 6180.7678 | 6206.298
4151 | 6060 | 6107.4827 | 6058.8816 | 6180.4567 | 6205.9421 | [8 empty] | 6079.0426 | 6060 | 6107.4827 | 6058.8816 | 6180.4567 | 6205.9421
4152 | 6060 | 6107.2628 | 6058.8742 | 6180.2415 | 6205.8733 | [8 empty] | 6078.9977 | 6060 | 6107.2628 | 6058.8742 | 6180.2415 | 6205.8733
4153 | 6060 | 6107.1677 | 6058.5038 | 6180.0888 | 6205.82 | [8 empty] | 6078.6372 | 6060 | 6107.1677 | 6058.5038 | 6180.0888 | 6205.82
4154 | 6059 | 6106.956 | 6057.257 | 6180.0549 | 6205.6458 | [8 empty] | 6078.5079 | 6059 | 6106.956 | 6057.257 | 6180.0549 | 6205.6458
4155 | 6059 | 6106.8023 | 6056.9663 | 6179.6141 | 6205.2624 | [8 empty] | 6078.4752 | 6059 | 6106.8023 | 6056.9663 | 6179.6141 | 6205.2624
4156 | 6059 | 6106.6018 | 6056.9606 | 6179.076 | 6204.6123 | [8 empty] | 6078.3586 | 6059 | 6106.6018 | 6056.9606 | 6179.076 | 6204.6123
4157 | 6059 | 6106.5999 | 6056.8659 | 6178.9382 | 6204.5787 | [8 empty] | 6078.3085 | 6059 | 6106.5999 | 6056.8659 | 6178.9382 | 6204.5787
4158 | 6058 | 6106.2937 | 6056.8579 | 6178.6969 | 6204.3621 | [8 empty] | 6078.0137 | 6058 | 6106.2937 | 6056.8579 | 6178.6969 | 6204.3621
4159 | 6058 | 6106.1732 | 6056.8507 | 6178.6575 | 6204.2993 | [8 empty] | 6077.8971 | 6058 | 6106.1732 | 6056.8507 | 6178.6575 | 6204.2993
4160 | 6058 | 6106.0647 | 6056.2383 | 6178.395 | 6203.5973 | [8 empty] | 6077.8545 | 6058 | 6106.0647 | 6056.2383 | 6178.395 | 6203.5973
4161 | 6058 | 6105.6397 | 6055.6195 | 6178.307 | 6203.5054 | [8 empty] | 6077.5957 | 6058 | 6105.6397 | 6055.6195 | 6178.307 | 6203.5054
4162 | 6058 | 6105.5019 | 6055.2952 | 6178.204 | 6203.1454 | [8 empty] | 6077.4124 | 6058 | 6105.5019 | 6055.2952 | 6178.204 | 6203.1454
4163 | 6058 | 6105.3464 | 6055.25 | 6178.0714 | 6203.1068 | [8 empty] | 6077.315 | 6058 | 6105.3464 | 6055.25 | 6178.0714 | 6203.1068
4164 | 6058 | 6105.2791 | 6055.0955 | 6178.0674 | 6202.9755 | [8 empty] | 6076.7 | 6058 | 6105.2791 | 6055.0955 | 6178.0674 | 6202.9755
4165 | 6057 | 6105.1481 | 6054.9444 | 6176.5292 | 6202.9435 | [8 empty] | 6076.6664 | 6057 | 6105.1481 | 6054.9444 | 6176.5292 | 6202.9435
4166 | 6057 | 6105.1294 | 6054.7386 | 6176.1674 | 6202.5341 | [8 empty] | 6076.3609 | 6057 | 6105.1294 | 6054.7386 | 6176.1674 | 6202.5341
4167 | 6057 | 6105.0202 | 6053.2547 | 6176.1014 | 6202.3261 | [8 empty] | 6076.3174 | 6057 | 6105.0202 | 6053.2547 | 6176.1014 | 6202.3261
4168 | 6057 | 6104.6314 | 6053.1179 | 6176.0725 | 6202.3191 | [8 empty] | 6076.2605 | 6057 | 6104.6314 | 6053.1179 | 6176.0725 | 6202.3191
4169 | 6057 | 6104.4283 | 6053.0385 | 6175.2646 | 6202.0987 | [8 empty] | 6076.1194 | 6057 | 6104.4283 | 6053.0385 | 6175.2646 | 6202.0987
4170 | 6057 | 6104.425 | 6052.9633 | 6175.1077 | 6201.3218 | [8 empty] | 6075.8602 | 6057 | 6104.425 | 6052.9633 | 6175.1077 | 6201.3218
4171 | 6057 | 6104.3235 | 6052.94 | 6174.8992 | 6201.2914 | [8 empty] | 6075.6602 | 6057 | 6104.3235 | 6052.94 | 6174.8992 | 6201.2914
4172 | 6057 | 6104.1685 | 6052.7252 | 6174.8456 | 6201.2003 | [8 empty] | 6075.2815 | 6057 | 6104.1685 | 6052.7252 | 6174.8456 | 6201.2003
4173 | 6057 | 6103.6104 | 6051.835 | 6174.8321 | 6201.0073 | [8 empty] | 6075.0837 | 6057 | 6103.6104 | 6051.835 | 6174.8321 | 6201.0073
4174 | 6057 | 6103.2789 | 6051.5592 | 6174.7703 | 6200.9407 | [8 empty] | 6074.1797 | 6057 | 6103.2789 | 6051.5592 | 6174.7703 | 6200.9407
4175 | 6056 | 6102.9236 | 6051.5176 | 6174.5186 | 6200.5652 | [8 empty] | 6074.1443 | 6056 | 6102.9236 | 6051.5176 | 6174.5186 | 6200.5652
4176 | 6056 | 6102.9059 | 6050.7516 | 6174.1802 | 6199.8289 | [8 empty] | 6074.0743 | 6056 | 6102.9059 | 6050.7516 | 6174.1802 | 6199.8289
4177 | 6056 | 6102.6337 | 6050.7392 | 6173.9422 | 6199.6218 | [8 empty] | 6073.01 | 6056 | 6102.6337 | 6050.7392 | 6173.9422 | 6199.6218
4178 | 6056 | 6102.5313 | 6050.5337 | 6173.9073 | 6199.5854 | [8 empty] | 6072.8809 | 6056 | 6102.5313 | 6050.5337 | 6173.9073 | 6199.5854
4179 | 6056 | 6102.2378 | 6050.2562 | 6173.4668 | 6199.0965 | [8 empty] | 6072.4685 | 6056 | 6102.2378 | 6050.2562 | 6173.4668 | 6199.0965
4180 | 6056 | 6102.1067 | 6050.2058 | 6172.8367 | 6198.9048 | [8 empty] | 6072.4072 | 6056 | 6102.1067 | 6050.2058 | 6172.8367 | 6198.9048
4181 | 6055 | 6101.9579 | 6049.9183 | 6171.9334 | 6197.9336 | [8 empty] | 6072.291 | 6055 | 6101.9579 | 6049.9183 | 6171.9334 | 6197.9336
4182 | 6055 | 6101.7543 | 6049.8147 | 6171.906 | 6197.272 | [8 empty] | 6072.2105 | 6055 | 6101.7543 | 6049.8147 | 6171.906 | 6197.272
4183 | 6055 | 6101.4666 | 6049.6946 | 6171.7416 | 6197.176 | [8 empty] | 6071.9877 | 6055 | 6101.4666 | 6049.6946 | 6171.7416 | 6197.176
4184 | 6055 | 6101.451 | 6049.3514 | 6171.7013 | 6197.1095 | [8 empty] | 6071.8984 | 6055 | 6101.451 | 6049.3514 | 6171.7013 | 6197.1095
4185 | 6055 | 6101.1913 | 6049.2955 | 6171.1544 | 6196.9918 | [8 empty] | 6071.82 | 6055 | 6101.1913 | 6049.2955 | 6171.1544 | 6196.9918
4186 | 6055 | 6101.1037 | 6049.2216 | 6170.977 | 6196.9075 | [8 empty] | 6071.7175 | 6055 | 6101.1037 | 6049.2216 | 6170.977 | 6196.9075
4187 | 6054 | 6101.0545 | 6048.96 | 6170.872 | 6196.6863 | [8 empty] | 6071.5558 | 6054 | 6101.0545 | 6048.96 | 6170.872 | 6196.6863
4188 | 6054 | 6100.8544 | 6048.4336 | 6170.4312 | 6196.3196 | [8 empty] | 6070.719 | 6054 | 6100.8544 | 6048.4336 | 6170.4312 | 6196.3196
4189 | 6054 | 6100.624 | 6048.2698 | 6169.9446 | 6196.0292 | [8 empty] | 6070.5925 | 6054 | 6100.624 | 6048.2698 | 6169.9446 | 6196.0292
4190 | 6054 | 6100.4629 | 6048.1153 | 6169.8695 | 6195.8528 | [8 empty] | 6070.5664 | 6054 | 6100.4629 | 6048.1153 | 6169.8695 | 6195.8528
4191 | 6054 | 6100.4531 | 6048.0098 | 6169.494 | 6195.8458 | [8 empty] | 6070.5199 | 6054 | 6100.4531 | 6048.0098 | 6169.494 | 6195.8458
4192 | 6053 | 6100.4391 | 6047.6909 | 6169.4276 | 6194.8011 | [8 empty] | 6070.2265 | 6053 | 6100.4391 | 6047.6909 | 6169.4276 | 6194.8011
4193 | 6053 | 6100.2464 | 6047.6083 | 6168.863 | 6194.6558 | [8 empty] | 6070.0311 | 6053 | 6100.2464 | 6047.6083 | 6168.863 | 6194.6558
4194 | 6053 | 6100.1826 | 6047.538 | 6168.8127 | 6194.1933 | [8 empty] | 6069.5112 | 6053 | 6100.1826 | 6047.538 | 6168.8127 | 6194.1933
4195 | 6052 | 6100.0835 | 6046.8835 | 6168.7572 | 6194.1014 | [8 empty] | 6069.485 | 6052 | 6100.0835 | 6046.8835 | 6168.7572 | 6194.1014
4196 | 6052 | 6099.9108 | 6046.8317 | 6168.6865 | 6194.0679 | [8 empty] | 6069.0365 | 6052 | 6099.9108 | 6046.8317 | 6168.6865 | 6194.0679
4197 | 6052 | 6099.3971 | 6046.8315 | 6168.6024 | 6193.6977 | [8 empty] | 6068.9536 | 6052 | 6099.3971 | 6046.8315 | 6168.6024 | 6193.6977
4198 | 6052 | 6099.2757 | 6046.745 | 6168.2449 | 6193.2015 | [8 empty] | 6067.7876 | 6052 | 6099.2757 | 6046.745 | 6168.2449 | 6193.2015
4199 | 6052 | 6099.2342 | 6046.4337 | 6168.185 | 6193.1334 | [8 empty] | 6067.2803 | 6052 | 6099.2342 | 6046.4337 | 6168.185 | 6193.1334
4200 | 6052 | 6099.1781 | 6045.8173 | 6167.9907 | 6192.8225 | [8 empty] | 6067.1621 | 6052 | 6099.1781 | 6045.8173 | 6167.9907 | 6192.8225
4201 | 6051 | 6098.8407 | 6045.7238 | 6167.981 | 6192.5989 | [8 empty] | 6067.1135 | 6051 | 6098.8407 | 6045.7238 | 6167.981 | 6192.5989
4202 | 6051 | 6098.8367 | 6045.3534 | 6167.8664 | 6192.1913 | [8 empty] | 6066.9344 | 6051 | 6098.8367 | 6045.3534 | 6167.8664 | 6192.1913
4203 | 6051 | 6098.4293 | 6044.8414 | 6167.4442 | 6192.0378 | [8 empty] | 6066.8655 | 6051 | 6098.4293 | 6044.8414 | 6167.4442 | 6192.0378
4204 | 6051 | 6098.3618 | 6044.8106 | 6167.3796 | 6191.9722 | [8 empty] | 6066.5855 | 6051 | 6098.3618 | 6044.8106 | 6167.3796 | 6191.9722
4205 | 6051 | 6098.1142 | 6044.7605 | 6167.3062 | 6191.8376 | [8 empty] | 6066.4569 | 6051 | 6098.1142 | 6044.7605 | 6167.3062 | 6191.8376
4206 | 6050 | 6097.826 | 6044.7356 | 6167.1858 | 6190.9763 | [8 empty] | 6066.4308 | 6050 | 6097.826 | 6044.7356 | 6167.1858 | 6190.9763
4207 | 6050 | 6097.7154 | 6044.5225 | 6167.1446 | 6190.8971 | [8 empty] | 6066.2329 | 6050 | 6097.7154 | 6044.5225 | 6167.1446 | 6190.8971
4208 | 6050 | 6097.479 | 6044.3835 | 6167.0489 | 6190.8937 | [8 empty] | 6066.2323 | 6050 | 6097.479 | 6044.3835 | 6167.0489 | 6190.8937
4209 | 6050 | 6097.1179 | 6044.3136 | 6166.7184 | 6190.2272 | [8 empty] | 6066.038 | 6050 | 6097.1179 | 6044.3136 | 6166.7184 | 6190.2272
4210 | 6050 | 6097.0666 | 6044.0206 | 6166.6206 | 6190.1389 | [8 empty] | 6065.8901 | 6050 | 6097.0666 | 6044.0206 | 6166.6206 | 6190.1389
4211 | 6050 | 6096.8347 | 6044.0129 | 6166.3566 | 6189.5786 | [8 empty] | 6065.5998 | 6050 | 6096.8347 | 6044.0129 | 6166.3566 | 6189.5786
4212 | 6050 | 6096.2763 | 6043.7654 | 6166.356 | 6189.3125 | [8 empty] | 6065.5789 | 6050 | 6096.2763 | 6043.7654 | 6166.356 | 6189.3125
4213 | 6050 | 6096.0106 | 6043.1946 | 6165.9177 | 6189.0088 | [8 empty] | 6065.5178 | 6050 | 6096.0106 | 6043.1946 | 6165.9177 | 6189.0088
4214 | 6050 | 6095.9811 | 6043.073 | 6164.5106 | 6188.5001 | [8 empty] | 6065.366 | 6050 | 6095.9811 | 6043.073 | 6164.5106 | 6188.5001
4215 | 6050 | 6095.9194 | 6042.5334 | 6164.2319 | 6188.1385 | [8 empty] | 6065.1409 | 6050 | 6095.9194 | 6042.5334 | 6164.2319 | 6188.1385
4216 | 6050 | 6095.8507 | 6042.4766 | 6164.1489 | 6188.0254 | [8 empty] | 6064.7531 | 6050 | 6095.8507 | 6042.4766 | 6164.1489 | 6188.0254
4217 | 6049 | 6095.8115 | 6042.1843 | 6164.0854 | 6187.8979 | [8 empty] | 6064.4362 | 6049 | 6095.8115 | 6042.1843 | 6164.0854 | 6187.8979
4218 | 6049 | 6095.467 | 6042.0199 | 6163.9873 | 6187.7103 | [8 empty] | 6064.1539 | 6049 | 6095.467 | 6042.0199 | 6163.9873 | 6187.7103
4219 | 6049 | 6095.4317 | 6040.4482 | 6163.8716 | 6187.6874 | [8 empty] | 6063.7925 | 6049 | 6095.4317 | 6040.4482 | 6163.8716 | 6187.6874
4220 | 6049 | 6095.157 | 6040.4362 | 6163.7402 | 6187.5121 | [8 empty] | 6063.631 | 6049 | 6095.157 | 6040.4362 | 6163.7402 | 6187.5121
4221 | 6049 | 6095.1455 | 6040.2664 | 6163.6305 | 6187.5047 | [8 empty] | 6063.5404 | 6049 | 6095.1455 | 6040.2664 | 6163.6305 | 6187.5047
4222 | 6048 | 6095.1218 | 6039.8048 | 6163.2804 | 6187.3528 | [8 empty] | 6063.2944 | 6048 | 6095.1218 | 6039.8048 | 6163.2804 | 6187.3528
4223 | 6048 | 6094.648 | 6039.57 | 6163.1425 | 6187.0106 | [8 empty] | 6063.1356 | 6048 | 6094.648 | 6039.57 | 6163.1425 | 6187.0106
4224 | 6048 | 6093.9191 | 6039.5319 | 6163.1016 | 6186.9978 | [8 empty] | 6063.0655 | 6048 | 6093.9191 | 6039.5319 | 6163.1016 | 6186.9978
4225 | 6047 | 6093.8523 | 6039.0677 | 6162.9283 | 6186.7667 | [8 empty] | 6062.7755 | 6047 | 6093.8523 | 6039.0677 | 6162.9283 | 6186.7667
4226 | 6047 | 6093.848 | 6038.8972 | 6162.6664 | 6186.5537 | [8 empty] | 6062.7752 | 6047 | 6093.848 | 6038.8972 | 6162.6664 | 6186.5537
4227 | 6047 | 6093.8361 | 6038.8657 | 6162.6286 | 6186.4127 | [8 empty] | 6062.5761 | 6047 | 6093.8361 | 6038.8657 | 6162.6286 | 6186.4127
4228 | 6047 | 6093.5494 | 6038.3398 | 6162.2588 | 6186.4098 | [8 empty] | 6062.2182 | 6047 | 6093.5494 | 6038.3398 | 6162.2588 | 6186.4098
4229 | 6047 | 6093.326 | 6038.2241 | 6162.0792 | 6186.3483 | [8 empty] | 6061.9333 | 6047 | 6093.326 | 6038.2241 | 6162.0792 | 6186.3483
4230 | 6047 | 6092.8599 | 6038.0797 | 6162.0364 | 6186.2109 | [8 empty] | 6061.168 | 6047 | 6092.8599 | 6038.0797 | 6162.0364 | 6186.2109
4231 | 6047 | 6092.7218 | 6038.0701 | 6161.9429 | 6186.1248 | [8 empty] | 6060.9392 | 6047 | 6092.7218 | 6038.0701 | 6161.9429 | 6186.1248
4232 | 6047 | 6092.6734 | 6037.9199 | 6161.9255 | 6185.7091 | [8 empty] | 6060.7554 | 6047 | 6092.6734 | 6037.9199 | 6161.9255 | 6185.7091
4233 | 6047 | 6092.4005 | 6037.8579 | 6161.8016 | 6185.584 | [8 empty] | 6060.4768 | 6047 | 6092.4005 | 6037.8579 | 6161.8016 | 6185.584
4234 | 6047 | 6092.2893 | 6037.6483 | 6161.6016 | 6185.5303 | [8 empty] | 6060.1345 | 6047 | 6092.2893 | 6037.6483 | 6161.6016 | 6185.5303
4235 | 6047 | 6092.2556 | 6037.5694 | 6161.5774 | 6185.5176 | [8 empty] | 6060.0531 | 6047 | 6092.2556 | 6037.5694 | 6161.5774 | 6185.5176
4236 | 6046 | 6091.9326 | 6036.9677 | 6161.4559 | 6185.3565 | [8 empty] | 6059.7337 | 6046 | 6091.9326 | 6036.9677 | 6161.4559 | 6185.3565
4237 | 6046 | 6091.8132 | 6036.822 | 6161.1751 | 6184.9445 | [8 empty] | 6059.5618 | 6046 | 6091.8132 | 6036.822 | 6161.1751 | 6184.9445
4238 | 6046 | 6091.6289 | 6036.4245 | 6161.0755 | 6184.8545 | [8 empty] | 6059.0949 | 6046 | 6091.6289 | 6036.4245 | 6161.0755 | 6184.8545
4239 | 6046 | 6091.567 | 6035.5404 | 6160.8699 | 6184.4729 | [8 empty] | 6059.0928 | 6046 | 6091.567 | 6035.5404 | 6160.8699 | 6184.4729
4240 | 6046 | 6091.4905 | 6035.4344 | 6160.0838 | 6184.4185 | [8 empty] | 6058.7425 | 6046 | 6091.4905 | 6035.4344 | 6160.0838 | 6184.4185
4241 | 6046 | 6091.4443 | 6035.0141 | 6159.9016 | 6184.2148 | [8 empty] | 6058.7127 | 6046 | 6091.4443 | 6035.0141 | 6159.9016 | 6184.2148
4242 | 6045 | 6091.1236 | 6034.7818 | 6158.8458 | 6183.7544 | [8 empty] | 6058.578 | 6045 | 6091.1236 | 6034.7818 | 6158.8458 | 6183.7544
4243 | 6045 | 6090.4179 | 6034.6537 | 6158.653 | 6183.429 | [8 empty] | 6058.3792 | 6045 | 6090.4179 | 6034.6537 | 6158.653 | 6183.429
4244 | 6044 | 6090.2411 | 6034.5573 | 6158.5847 | 6183.4161 | [8 empty] | 6058.2081 | 6044 | 6090.2411 | 6034.5573 | 6158.5847 | 6183.4161
4245 | 6044 | 6089.3356 | 6034.536 | 6158.0381 | 6183.2937 | [8 empty] | 6058.1581 | 6044 | 6089.3356 | 6034.536 | 6158.0381 | 6183.2937
4246 | 6044 | 6089.3083 | 6034.3672 | 6157.8284 | 6182.6207 | [8 empty] | 6057.6938 | 6044 | 6089.3083 | 6034.3672 | 6157.8284 | 6182.6207
4247 | 6044 | 6089.1945 | 6034.1187 | 6157.7644 | 6182.2227 | [8 empty] | 6057.6874 | 6044 | 6089.1945 | 6034.1187 | 6157.7644 | 6182.2227
4248 | 6044 | 6089.0446 | 6034.0339 | 6157.4424 | 6181.8167 | [8 empty] | 6057.3208 | 6044 | 6089.0446 | 6034.0339 | 6157.4424 | 6181.8167
4249 | 6044 | 6089.0436 | 6033.8004 | 6157.384 | 6181.6188 | [8 empty] | 6057.0359 | 6044 | 6089.0436 | 6033.8004 | 6157.384 | 6181.6188
4250 | 6043 | 6089.0257 | 6033.7396 | 6157.3479 | 6181.4933 | [8 empty] | 6056.8374 | 6043 | 6089.0257 | 6033.7396 | 6157.3479 | 6181.4933
4251 | 6043 | 6088.9704 | 6033.7289 | 6157.1852 | 6181.4288 | [8 empty] | 6056.4274 | 6043 | 6088.9704 | 6033.7289 | 6157.1852 | 6181.4288
4252 | 6043 | 6088.8508 | 6033.6756 | 6157.1699 | 6181.0009 | [8 empty] | 6056.0802 | 6043 | 6088.8508 | 6033.6756 | 6157.1699 | 6181.0009
4253 | 6043 | 6088.7194 | 6033.539 | 6156.8836 | 6180.1349 | [8 empty] | 6056.0257 | 6043 | 6088.7194 | 6033.539 | 6156.8836 | 6180.1349
4254 | 6043 | 6087.8544 | 6033.4667 | 6156.8046 | 6180.1168 | [8 empty] | 6055.7052 | 6043 | 6087.8544 | 6033.4667 | 6156.8046 | 6180.1168
4255 | 6042 | 6087.804 | 6033.4396 | 6156.3099 | 6180.0703 | [8 empty] | 6055.5667 | 6042 | 6087.804 | 6033.4396 | 6156.3099 | 6180.0703
4256 | 6042 | 6087.7932 | 6033.2962 | 6156.0212 | 6179.7548 | [8 empty] | 6055.472 | 6042 | 6087.7932 | 6033.2962 | 6156.0212 | 6179.7548
4257 | 6042 | 6087.7446 | 6032.3786 | 6155.9548 | 6178.9675 | [8 empty] | 6055.2032 | 6042 | 6087.7446 | 6032.3786 | 6155.9548 | 6178.9675
4258 | 6042 | 6087.4461 | 6032.3075 | 6155.8999 | 6178.8077 | [8 empty] | 6055.1377 | 6042 | 6087.4461 | 6032.3075 | 6155.8999 | 6178.8077
4259 | 6042 | 6087.1893 | 6031.6873 | 6155.8507 | 6178.5613 | [8 empty] | 6054.9731 | 6042 | 6087.1893 | 6031.6873 | 6155.8507 | 6178.5613
4260 | 6042 | 6086.9555 | 6031.5358 | 6155.8462 | 6178.4427 | [8 empty] | 6054.7946 | 6042 | 6086.9555 | 6031.5358 | 6155.8462 | 6178.4427
4261 | 6041 | 6086.9418 | 6031.4603 | 6155.485 | 6178.4123 | [8 empty] | 6054.7302 | 6041 | 6086.9418 | 6031.4603 | 6155.485 | 6178.4123
4262 | 6041 | 6086.541 | 6031.1562 | 6155.4583 | 6178.0912 | [8 empty] | 6054.1545 | 6041 | 6086.541 | 6031.1562 | 6155.4583 | 6178.0912
4263 | 6041 | 6086.381 | 6031.0516 | 6155.451 | 6178.0297 | [8 empty] | 6054.1063 | 6041 | 6086.381 | 6031.0516 | 6155.451 | 6178.0297
4264 | 6041 | 6086.3384 | 6030.9154 | 6155.3907 | 6178.0094 | [8 empty] | 6053.6325 | 6041 | 6086.3384 | 6030.9154 | 6155.3907 | 6178.0094
4265 | 6040 | 6086.2858 | 6030.6091 | 6155.2144 | 6176.5646 | [8 empty] | 6053.4008 | 6040 | 6086.2858 | 6030.6091 | 6155.2144 | 6176.5646
4266 | 6039 | 6086.2274 | 6030.5992 | 6155.1919 | 6176.1123 | [8 empty] | 6053.1708 | 6039 | 6086.2274 | 6030.5992 | 6155.1919 | 6176.1123
4267 | 6039 | 6085.9208 | 6030.4397 | 6155.0548 | 6175.539 | [8 empty] | 6053.1523 | 6039 | 6085.9208 | 6030.4397 | 6155.0548 | 6175.539
4268 | 6039 | 6085.9181 | 6030.2982 | 6154.8502 | 6175.2538 | [8 empty] | 6053.1346 | 6039 | 6085.9181 | 6030.2982 | 6154.8502 | 6175.2538
4269 | 6039 | 6085.7774 | 6030.2908 | 6154.634 | 6174.989 | [8 empty] | 6053.1317 | 6039 | 6085.7774 | 6030.2908 | 6154.634 | 6174.989
4270 | 6039 | 6085.7204 | 6029.6252 | 6154.0178 | 6174.8687 | [8 empty] | 6052.9407 | 6039 | 6085.7204 | 6029.6252 | 6154.0178 | 6174.8687
4271 | 6039 | 6085.638 | 6029.4555 | 6153.9389 | 6174.7935 | [8 empty] | 6052.9375 | 6039 | 6085.638 | 6029.4555 | 6153.9389 | 6174.7935
4272 | 6039 | 6085.5545 | 6029.2727 | 6153.6889 | 6174.5717 | [8 empty] | 6052.9317 | 6039 | 6085.5545 | 6029.2727 | 6153.6889 | 6174.5717
4273 | 6039 | 6085.2643 | 6028.9694 | 6153.6874 | 6173.4178 | [8 empty] | 6052.6466 | 6039 | 6085.2643 | 6028.9694 | 6153.6874 | 6173.4178
4274 | 6038 | 6085.0347 | 6028.6204 | 6153.6388 | 6173.3683 | [8 empty] | 6052.5092 | 6038 | 6085.0347 | 6028.6204 | 6153.6388 | 6173.3683
4275 | 6038 | 6084.8176 | 6028.1352 | 6153.4239 | 6173.2958 | [8 empty] | 6052.2725 | 6038 | 6084.8176 | 6028.1352 | 6153.4239 | 6173.2958
4276 | 6038 | 6084.7562 | 6028.0574 | 6153.4192 | 6172.602 | [8 empty] | 6051.9572 | 6038 | 6084.7562 | 6028.0574 | 6153.4192 | 6172.602
4277 | 6038 | 6084.628 | 6028.0415 | 6153.3964 | 6172.574 | [8 empty] | 6051.8014 | 6038 | 6084.628 | 6028.0415 | 6153.3964 | 6172.574
4278 | 6038 | 6084.3654 | 6027.9036 | 6152.9852 | 6172.4562 | [8 empty] | 6051.723 | 6038 | 6084.3654 | 6027.9036 | 6152.9852 | 6172.4562
4279 | 6038 | 6084.0903 | 6027.5586 | 6152.9785 | 6172.278 | [8 empty] | 6051.6566 | 6038 | 6084.0903 | 6027.5586 | 6152.9785 | 6172.278
4280 | 6037 | 6083.92 | 6027.3949 | 6152.8623 | 6172.2042 | [8 empty] | 6051.4214 | 6037 | 6083.92 | 6027.3949 | 6152.8623 | 6172.2042
4281 | 6037 | 6083.8053 | 6027.1996 | 6152.8283 | 6172.017 | [8 empty] | 6051.3263 | 6037 | 6083.8053 | 6027.1996 | 6152.8283 | 6172.017
4282 | 6037 | 6083.4324 | 6027.0524 | 6152.6393 | 6171.973 | [8 empty] | 6050.9741 | 6037 | 6083.4324 | 6027.0524 | 6152.6393 | 6171.973
4283 | 6037 | 6083.3107 | 6027.0288 | 6152.6174 | 6171.9671 | [8 empty] | 6050.9349 | 6037 | 6083.3107 | 6027.0288 | 6152.6174 | 6171.9671
4284 | 6037 | 6083.1841 | 6026.8233 | 6152.2535 | 6171.7663 | [8 empty] | 6050.93 | 6037 | 6083.1841 | 6026.8233 | 6152.2535 | 6171.7663
4285 | 6037 | 6083.1577 | 6026.7579 | 6152.2232 | 6171.619 | [8 empty] | 6050.7135 | 6037 | 6083.1577 | 6026.7579 | 6152.2232 | 6171.619
4286 | 6036 | 6083.114 | 6026.6989 | 6152.1189 | 6171.4332 | [8 empty] | 6050.7024 | 6036 | 6083.114 | 6026.6989 | 6152.1189 | 6171.4332
4287 | 6036 | 6082.7793 | 6026.526 | 6151.8782 | 6171.4313 | [8 empty] | 6050.5134 | 6036 | 6082.7793 | 6026.526 | 6151.8782 | 6171.4313
4288 | 6036 | 6082.2361 | 6026.0751 | 6151.6202 | 6171.423 | [8 empty] | 6049.9821 | 6036 | 6082.2361 | 6026.0751 | 6151.6202 | 6171.423
4289 | 6036 | 6081.8505 | 6025.8466 | 6151.1093 | 6171.2359 | [8 empty] | 6049.762 | 6036 | 6081.8505 | 6025.8466 | 6151.1093 | 6171.2359
4290 | 6036 | 6081.756 | 6025.7828 | 6150.7823 | 6170.9097 | [8 empty] | 6049.6818 | 6036 | 6081.756 | 6025.7828 | 6150.7823 | 6170.9097
4291 | 6036 | 6081.331 | 6024.9851 | 6150.4623 | 6170.5977 | [8 empty] | 6049.2848 | 6036 | 6081.331 | 6024.9851 | 6150.4623 | 6170.5977
4292 | 6036 | 6081.2748 | 6024.8445 | 6149.7863 | 6170.2604 | [8 empty] | 6049.1615 | 6036 | 6081.2748 | 6024.8445 | 6149.7863 | 6170.2604
4293 | 6036 | 6081.165 | 6024.488 | 6149.7133 | 6169.1904 | [8 empty] | 6048.9818 | 6036 | 6081.165 | 6024.488 | 6149.7133 | 6169.1904
4294 | 6035 | 6081.1618 | 6024.435 | 6149.6604 | 6167.9366 | [8 empty] | 6048.9374 | 6035 | 6081.1618 | 6024.435 | 6149.6604 | 6167.9366
4295 | 6035 | 6081.0367 | 6024.1831 | 6149.4047 | 6167.6947 | [8 empty] | 6048.8703 | 6035 | 6081.0367 | 6024.1831 | 6149.4047 | 6167.6947
4296 | 6035 | 6080.3906 | 6024.0732 | 6149.1981 | 6167.0881 | [8 empty] | 6048.869 | 6035 | 6080.3906 | 6024.0732 | 6149.1981 | 6167.0881
4297 | 6035 | 6080.1836 | 6024.0146 | 6149.1134 | 6166.8642 | [8 empty] | 6048.2625 | 6035 | 6080.1836 | 6024.0146 | 6149.1134 | 6166.8642
4298 | 6035 | 6080.0867 | 6023.7776 | 6148.9263 | 6166.4015 | [8 empty] | 6047.7558 | 6035 | 6080.0867 | 6023.7776 | 6148.9263 | 6166.4015
4299 | 6035 | 6080.0188 | 6023.6051 | 6148.8898 | 6166.0765 | [8 empty] | 6047.7112 | 6035 | 6080.0188 | 6023.6051 | 6148.8898 | 6166.0765
4300 | 6035 | 6079.9987 | 6023.584 | 6148.8259 | 6166.0684 | [8 empty] | 6046.7387 | 6035 | 6079.9987 | 6023.584 | 6148.8259 | 6166.0684
4301 | 6034 | 6079.9052 | 6023.4174 | 6148.7679 | 6165.976 | [8 empty] | 6046.558 | 6034 | 6079.9052 | 6023.4174 | 6148.7679 | 6165.976
4302 | 6034 | 6079.5505 | 6022.9431 | 6148.596 | 6165.6039 | [8 empty] | 6046.3065 | 6034 | 6079.5505 | 6022.9431 | 6148.596 | 6165.6039
4303 | 6034 | 6079.3482 | 6022.9078 | 6148.5926 | 6165.582 | [8 empty] | 6046.287 | 6034 | 6079.3482 | 6022.9078 | 6148.5926 | 6165.582
4304 | 6034 | 6079.2942 | 6022.4193 | 6148.4406 | 6165.2567 | [8 empty] | 6045.6466 | 6034 | 6079.2942 | 6022.4193 | 6148.4406 | 6165.2567
4305 | 6034 | 6079.157 | 6022.1859 | 6148.2398 | 6165.0018 | [8 empty] | 6045.593 | 6034 | 6079.157 | 6022.1859 | 6148.2398 | 6165.0018
4306 | 6034 | 6079.1424 | 6021.9099 | 6148.2152 | 6164.9669 | [8 empty] | 6045.573 | 6034 | 6079.1424 | 6021.9099 | 6148.2152 | 6164.9669
4307 | 6034 | 6079.059 | 6021.8656 | 6148.0975 | 6164.9171 | [8 empty] | 6045.5186 | 6034 | 6079.059 | 6021.8656 | 6148.0975 | 6164.9171
4308 | 6033 | 6078.5975 | 6021.7468 | 6148.0831 | 6164.7692 | [8 empty] | 6045.3173 | 6033 | 6078.5975 | 6021.7468 | 6148.0831 | 6164.7692
4309 | 6033 | 6078.5956 | 6021.4346 | 6147.9478 | 6164.3065 | [8 empty] | 6045.1293 | 6033 | 6078.5956 | 6021.4346 | 6147.9478 | 6164.3065
4310 | 6032 | 6078.1311 | 6020.7992 | 6147.6762 | 6163.7179 | [8 empty] | 6044.9462 | 6032 | 6078.1311 | 6020.7992 | 6147.6762 | 6163.7179
4311 | 6032 | 6078.0873 | 6020.6499 | 6147.5275 | 6163.7083 | [8 empty] | 6044.8836 | 6032 | 6078.0873 | 6020.6499 | 6147.5275 | 6163.7083
4312 | 6032 | 6078.0234 | 6020.2982 | 6147.5261 | 6163.5131 | [8 empty] | 6044.6876 | 6032 | 6078.0234 | 6020.2982 | 6147.5261 | 6163.5131
4313 | 6032 | 6077.8863 | 6019.8429 | 6146.5445 | 6163.3793 | [8 empty] | 6044.5677 | 6032 | 6077.8863 | 6019.8429 | 6146.5445 | 6163.3793
4314 | 6031 | 6077.8795 | 6019.6676 | 6146.0822 | 6163.3239 | [8 empty] | 6044.4488 | 6031 | 6077.8795 | 6019.6676 | 6146.0822 | 6163.3239
4315 | 6031 | 6077.8742 | 6019.4401 | 6146.0371 | 6163.2963 | [8 empty] | 6044.0498 | 6031 | 6077.8742 | 6019.4401 | 6146.0371 | 6163.2963
4316 | 6031 | 6077.6144 | 6019.3798 | 6145.6152 | 6162.9235 | [8 empty] | 6043.8757 | 6031 | 6077.6144 | 6019.3798 | 6145.6152 | 6162.9235
4317 | 6031 | 6077.046 | 6019.1289 | 6145.072 | 6162.7913 | [8 empty] | 6043.6522 | 6031 | 6077.046 | 6019.1289 | 6145.072 | 6162.7913
4318 | 6030 | 6077.0124 | 6018.9434 | 6145.0272 | 6162.5516 | [8 empty] | 6043.5828 | 6030 | 6077.0124 | 6018.9434 | 6145.0272 | 6162.5516
4319 | 6030 | 6077.0031 | 6018.9076 | 6144.7508 | 6162.3143 | [8 empty] | 6043.5291 | 6030 | 6077.0031 | 6018.9076 | 6144.7508 | 6162.3143
4320 | 6030 | 6076.6352 | 6018.7913 | 6144.595 | 6162.3084 | [8 empty] | 6043.3267 | 6030 | 6076.6352 | 6018.7913 | 6144.595 | 6162.3084
4321 | 6030 | 6076.5577 | 6018.6963 | 6144.2399 | 6162.2025 | [8 empty] | 6043.2195 | 6030 | 6076.5577 | 6018.6963 | 6144.2399 | 6162.2025
4322 | 6030 | 6076.3999 | 6018.5212 | 6143.7891 | 6162.1413 | [8 empty] | 6043.141 | 6030 | 6076.3999 | 6018.5212 | 6143.7891 | 6162.1413
4323 | 6030 | 6076.2481 | 6018.4144 | 6143.4068 | 6161.7983 | [8 empty] | 6042.9204 | 6030 | 6076.2481 | 6018.4144 | 6143.4068 | 6161.7983
4324 | 6030 | 6076.1317 | 6017.6874 | 6142.7709 | 6161.7194 | [8 empty] | 6042.8312 | 6030 | 6076.1317 | 6017.6874 | 6142.7709 | 6161.7194
4325 | 6030 | 6075.9532 | 6017.2919 | 6142.7106 | 6160.9474 | [8 empty] | 6042.6359 | 6030 | 6075.9532 | 6017.2919 | 6142.7106 | 6160.9474
4326 | 6029 | 6075.5939 | 6017.1016 | 6142.5894 | 6160.7191 | [8 empty] | 6042.6303 | 6029 | 6075.5939 | 6017.1016 | 6142.5894 | 6160.7191
4327 | 6029 | 6075.2507 | 6017.0182 | 6142.4472 | 6160.4004 | [8 empty] | 6042.3075 | 6029 | 6075.2507 | 6017.0182 | 6142.4472 | 6160.4004
4328 | 6029 | 6074.8311 | 6016.9344 | 6142.2316 | 6160.0153 | [8 empty] | 6041.9654 | 6029 | 6074.8311 | 6016.9344 | 6142.2316 | 6160.0153
4329 | 6029 | 6074.6926 | 6016.7099 | 6141.9988 | 6159.5565 | [8 empty] | 6041.7797 | 6029 | 6074.6926 | 6016.7099 | 6141.9988 | 6159.5565
4330 | 6029 | 6074.5918 | 6016.1229 | 6141.6855 | 6159.4766 | [8 empty] | 6041.7522 | 6029 | 6074.5918 | 6016.1229 | 6141.6855 | 6159.4766
4331 | 6028 | 6074.5736 | 6016.0448 | 6141.6056 | 6159.1295 | [8 empty] | 6041.5402 | 6028 | 6074.5736 | 6016.0448 | 6141.6056 | 6159.1295
4332 | 6028 | 6074.529 | 6015.1717 | 6140.8772 | 6159.007 | [8 empty] | 6041.1928 | 6028 | 6074.529 | 6015.1717 | 6140.8772 | 6159.007
4333 | 6028 | 6074.5233 | 6014.7885 | 6140.8026 | 6158.9701 | [8 empty] | 6041.079 | 6028 | 6074.5233 | 6014.7885 | 6140.8026 | 6158.9701
4334 | 6028 | 6074.1095 | 6014.7212 | 6140.653 | 6158.646 | [8 empty] | 6041.0463 | 6028 | 6074.1095 | 6014.7212 | 6140.653 | 6158.646
4335 | 6028 | 6074.051 | 6014.7093 | 6140.6059 | 6158.5622 | [8 empty] | 6041.0203 | 6028 | 6074.051 | 6014.7093 | 6140.6059 | 6158.5622
4336 | 6028 | 6073.56 | 6014.4566 | 6140.3707 | 6158.4211 | [8 empty] | 6040.9716 | 6028 | 6073.56 | 6014.4566 | 6140.3707 | 6158.4211
4337 | 6027 | 6072.7443 | 6014.3649 | 6140.0858 | 6158.109 | [8 empty] | 6040.4971 | 6027 | 6072.7443 | 6014.3649 | 6140.0858 | 6158.109
4338 | 6027 | 6072.4457 | 6014.0582 | 6140.0743 | 6158.1011 | [8 empty] | 6040.1215 | 6027 | 6072.4457 | 6014.0582 | 6140.0743 | 6158.1011
4339 | 6027 | 6072.0545 | 6013.86 | 6139.821 | 6158.0947 | [8 empty] | 6039.714 | 6027 | 6072.0545 | 6013.86 | 6139.821 | 6158.0947
4340 | 6027 | 6072.0382 | 6013.2362 | 6139.7327 | 6157.7802 | [8 empty] | 6039.6043 | 6027 | 6072.0382 | 6013.2362 | 6139.7327 | 6157.7802
4341 | 6027 | 6071.9287 | 6013.1759 | 6139.6251 | 6157.3714 | [8 empty] | 6039.3839 | 6027 | 6071.9287 | 6013.1759 | 6139.6251 | 6157.3714
4342 | 6027 | 6071.9015 | 6011.9265 | 6138.6467 | 6157.3509 | [8 empty] | 6039.2876 | 6027 | 6071.9015 | 6011.9265 | 6138.6467 | 6157.3509
4343 | 6026 | 6071.6461 | 6010.9202 | 6138.6386 | 6156.9814 | [8 empty] | 6038.8694 | 6026 | 6071.6461 | 6010.9202 | 6138.6386 | 6156.9814
4344 | 6026 | 6071.4257 | 6010.857 | 6138.5989 | 6156.9663 | [8 empty] | 6038.7569 | 6026 | 6071.4257 | 6010.857 | 6138.5989 | 6156.9663
4345 | 6026 | 6071.3936 | 6010.7413 | 6138.3834 | 6156.5646 | [8 empty] | 6038.6256 | 6026 | 6071.3936 | 6010.7413 | 6138.3834 | 6156.5646
4346 | 6025 | 6070.655 | 6010.6428 | 6138.0032 | 6156.5047 | [8 empty] | 6038.5707 | 6025 | 6070.655 | 6010.6428 | 6138.0032 | 6156.5047
4347 | 6025 | 6070.6131 | 6010.6046 | 6137.8835 | 6155.7587 | [8 empty] | 6038.5568 | 6025 | 6070.6131 | 6010.6046 | 6137.8835 | 6155.7587
4348 | 6025 | 6070.1118 | 6010.5307 | 6137.6449 | 6155.3421 | [8 empty] | 6038.4883 | 6025 | 6070.1118 | 6010.5307 | 6137.6449 | 6155.3421
4349 | 6025 | 6069.9981 | 6010.0322 | 6137.6437 | 6154.6718 | [8 empty] | 6038.3935 | 6025 | 6069.9981 | 6010.0322 | 6137.6437 | 6154.6718
4350 | 6024 | 6069.461 | 6009.7304 | 6137.5486 | 6154.4884 | [8 empty] | 6037.7476 | 6024 | 6069.461 | 6009.7304 | 6137.5486 | 6154.4884
4351 | 6024 | 6069.3783 | 6009.7088 | 6137.1453 | 6154.3627 | [8 empty] | 6037.4784 | 6024 | 6069.3783 | 6009.7088 | 6137.1453 | 6154.3627
4352 | 6024 | 6069.3137 | 6009.6566 | 6136.9321 | 6154.2505 | [8 empty] | 6037.275 | 6024 | 6069.3137 | 6009.6566 | 6136.9321 | 6154.2505
4353 | 6024 | 6068.9237 | 6009.3206 | 6136.642 | 6154.2102 | [8 empty] | 6036.8869 | 6024 | 6068.9237 | 6009.3206 | 6136.642 | 6154.2102
4354 | 6024 | 6068.7674 | 6009.0346 | 6136.4995 | 6154.1391 | [8 empty] | 6036.8115 | 6024 | 6068.7674 | 6009.0346 | 6136.4995 | 6154.1391
4355 | 6023 | 6068.5649 | 6008.8808 | 6136.3643 | 6154.1284 | [8 empty] | 6036.7196 | 6023 | 6068.5649 | 6008.8808 | 6136.3643 | 6154.1284
4356 | 6023 | 6068.2238 | 6008.8429 | 6134.967 | 6153.8728 | [8 empty] | 6036.5349 | 6023 | 6068.2238 | 6008.8429 | 6134.967 | 6153.8728
4357 | 6023 | 6067.907 | 6008.2627 | 6134.9665 | 6153.4871 | [8 empty] | 6036.4697 | 6023 | 6067.907 | 6008.2627 | 6134.9665 | 6153.4871
4358 | 6023 | 6067.5607 | 6008.2079 | 6134.895 | 6153.1288 | [8 empty] | 6036.3115 | 6023 | 6067.5607 | 6008.2079 | 6134.895 | 6153.1288
4359 | 6023 | 6067.105 | 6007.583 | 6134.6893 | 6152.9136 | [8 empty] | 6036.2075 | 6023 | 6067.105 | 6007.583 | 6134.6893 | 6152.9136
4360 | 6023 | 6066.3834 | 6007.0916 | 6134.1461 | 6152.8928 | [8 empty] | 6035.6509 | 6023 | 6066.3834 | 6007.0916 | 6134.1461 | 6152.8928
4361 | 6023 | 6066.2959 | 6006.4907 | 6133.3641 | 6151.8337 | [8 empty] | 6035.5543 | 6023 | 6066.2959 | 6006.4907 | 6133.3641 | 6151.8337
4362 | 6023 | 6066.2403 | 6006.1555 | 6133.0375 | 6151.5635 | [8 empty] | 6035.4613 | 6023 | 6066.2403 | 6006.1555 | 6133.0375 | 6151.5635
4363 | 6022 | 6066.171 | 6005.7903 | 6132.7564 | 6151.1459 | [8 empty] | 6035.1703 | 6022 | 6066.171 | 6005.7903 | 6132.7564 | 6151.1459
4364 | 6022 | 6065.9204 | 6005.5309 | 6132.7138 | 6150.8208 | [8 empty] | 6035.0305 | 6022 | 6065.9204 | 6005.5309 | 6132.7138 | 6150.8208
4365 | 6021 | 6065.7638 | 6005.5166 | 6132.5255 | 6150.2637 | [8 empty] | 6034.4996 | 6021 | 6065.7638 | 6005.5166 | 6132.5255 | 6150.2637
4366 | 6021 | 6065.5663 | 6005.2267 | 6132.477 | 6150.1333 | [8 empty] | 6034.3194 | 6021 | 6065.5663 | 6005.2267 | 6132.477 | 6150.1333
4367 | 6021 | 6065.4173 | 6005.075 | 6132.2708 | 6149.6204 | [8 empty] | 6034.2493 | 6021 | 6065.4173 | 6005.075 | 6132.2708 | 6149.6204
4368 | 6021 | 6065.2178 | 6004.983 | 6132.2153 | 6149.4335 | [8 empty] | 6034.2238 | 6021 | 6065.2178 | 6004.983 | 6132.2153 | 6149.4335
4369 | 6021 | 6064.413 | 6004.8316 | 6132.1975 | 6149.1794 | [8 empty] | 6034.0067 | 6021 | 6064.413 | 6004.8316 | 6132.1975 | 6149.1794
4370 | 6021 | 6064.3389 | 6003.6913 | 6131.6035 | 6149.1601 | [8 empty] | 6033.8593 | 6021 | 6064.3389 | 6003.6913 | 6131.6035 | 6149.1601
4371 | 6021 | 6064.1012 | 6003.588 | 6130.9958 | 6149.1578 | [8 empty] | 6033.7252 | 6021 | 6064.1012 | 6003.588 | 6130.9958 | 6149.1578
4372 | 6020 | 6063.7405 | 6002.9196 | 6130.7784 | 6148.9227 | [8 empty] | 6033.3054 | 6020 | 6063.7405 | 6002.9196 | 6130.7784 | 6148.9227
4373 | 6020 | 6063.6526 | 6002.8845 | 6130.0396 | 6148.7798 | [8 empty] | 6033.0363 | 6020 | 6063.6526 | 6002.8845 | 6130.0396 | 6148.7798
4374 | 6019 | 6063.2878 | 6002.6983 | 6128.8356 | 6148.6317 | [8 empty] | 6033.0151 | 6019 | 6063.2878 | 6002.6983 | 6128.8356 | 6148.6317
4375 | 6019 | 6063.2757 | 6002.515 | 6128.7478 | 6148.2638 | [8 empty] | 6032.6796 | 6019 | 6063.2757 | 6002.515 | 6128.7478 | 6148.2638
4376 | 6019 | 6063.2441 | 6001.852 | 6128.2021 | 6148.2364 | [8 empty] | 6031.7669 | 6019 | 6063.2441 | 6001.852 | 6128.2021 | 6148.2364
4377 | 6019 | 6062.737 | 6001.4908 | 6128.1109 | 6148.175 | [8 empty] | 6031.6415 | 6019 | 6062.737 | 6001.4908 | 6128.1109 | 6148.175
4378 | 6019 | 6062.6968 | 6000.9955 | 6127.6133 | 6147.4228 | [8 empty] | 6031.5983 | 6019 | 6062.6968 | 6000.9955 | 6127.6133 | 6147.4228
4379 | 6019 | 6062.5943 | 6000.4214 | 6126.898 | 6147.0241 | [8 empty] | 6031.2879 | 6019 | 6062.5943 | 6000.4214 | 6126.898 | 6147.0241
4380 | 6018 | 6062.5759 | 6000.2979 | 6126.8527 | 6146.4473 | [8 empty] | 6031.2325 | 6018 | 6062.5759 | 6000.2979 | 6126.8527 | 6146.4473
4381 | 6018 | 6062.4775 | 6000.2 | 6126.8124 | 6146.4295 | [8 empty] | 6031.0178 | 6018 | 6062.4775 | 6000.2 | 6126.8124 | 6146.4295
4382 | 6018 | 6062.3822 | 5999.9044 | 6126.7252 | 6146.0404 | [8 empty] | 6030.9879 | 6018 | 6062.3822 | 5999.9044 | 6126.7252 | 6146.0404
4383 | 6018 | 6061.3192 | 5999.5976 | 6126.6086 | 6146.0053 | [8 empty] | 6030.9572 | 6018 | 6061.3192 | 5999.5976 | 6126.6086 | 6146.0053
4384 | 6018 | 6061.246 | 5999.5623 | 6126.2713 | 6145.9368 | [8 empty] | 6030.7375 | 6018 | 6061.246 | 5999.5623 | 6126.2713 | 6145.9368
4385 | 6018 | 6061.2119 | 5998.8032 | 6126.0705 | 6145.1097 | [8 empty] | 6030.343 | 6018 | 6061.2119 | 5998.8032 | 6126.0705 | 6145.1097
4386 | 6018 | 6060.8869 | 5998.6893 | 6125.9534 | 6145.0737 | [8 empty] | 6030.2768 | 6018 | 6060.8869 | 5998.6893 | 6125.9534 | 6145.0737
4387 | 6018 | 6060.8803 | 5998.5546 | 6125.9484 | 6144.9885 | [8 empty] | 6030.1657 | 6018 | 6060.8803 | 5998.5546 | 6125.9484 | 6144.9885
4388 | 6017 | 6060.5911 | 5998.2826 | 6125.8267 | 6144.8807 | [8 empty] | 6030.1406 | 6017 | 6060.5911 | 5998.2826 | 6125.8267 | 6144.8807
4389 | 6017 | 6060.375 | 5998.2643 | 6125.7961 | 6144.7758 | [8 empty] | 6030.0651 | 6017 | 6060.375 | 5998.2643 | 6125.7961 | 6144.7758
4390 | 6017 | 6059.6635 | 5998.0802 | 6125.5478 | 6144.2669 | [8 empty] | 6029.9962 | 6017 | 6059.6635 | 5998.0802 | 6125.5478 | 6144.2669
4391 | 6017 | 6059.5501 | 5997.7673 | 6125.3015 | 6144.0559 | [8 empty] | 6029.8829 | 6017 | 6059.5501 | 5997.7673 | 6125.3015 | 6144.0559
4392 | 6017 | 6059.4332 | 5997.7673 | 6125.2961 | 6144.0407 | [8 empty] | 6029.7689 | 6017 | 6059.4332 | 5997.7673 | 6125.2961 | 6144.0407
4393 | 6016 | 6059.3123 | 5997.2697 | 6125.171 | 6143.9518 | [8 empty] | 6029.7603 | 6016 | 6059.3123 | 5997.2697 | 6125.171 | 6143.9518
4394 | 6016 | 6059.0365 | 5996.726 | 6124.3875 | 6143.7123 | [8 empty] | 6029.7571 | 6016 | 6059.0365 | 5996.726 | 6124.3875 | 6143.7123
4395 | 6016 | 6058.9675 | 5996.4892 | 6123.5871 | 6143.2681 | [8 empty] | 6029.7554 | 6016 | 6058.9675 | 5996.4892 | 6123.5871 | 6143.2681
4396 | 6016 | 6058.9057 | 5996.2452 | 6122.71 | 6142.8248 | [8 empty] | 6029.2714 | 6016 | 6058.9057 | 5996.2452 | 6122.71 | 6142.8248
4397 | 6016 | 6058.623 | 5996.1108 | 6122.4467 | 6142.6241 | [8 empty] | 6029.1112 | 6016 | 6058.623 | 5996.1108 | 6122.4467 | 6142.6241
4398 | 6016 | 6058.163 | 5995.8342 | 6122.1631 | 6142.3491 | [8 empty] | 6028.4682 | 6016 | 6058.163 | 5995.8342 | 6122.1631 | 6142.3491
4399 | 6016 | 6057.7237 | 5995.2229 | 6121.5153 | 6141.8716 | [8 empty] | 6028.3348 | 6016 | 6057.7237 | 5995.2229 | 6121.5153 | 6141.8716
4400 | 6016 | 6057.4901 | 5995.1702 | 6121.4637 | 6140.8779 | [8 empty] | 6028.212 | 6016 | 6057.4901 | 5995.1702 | 6121.4637 | 6140.8779
4401 | 6015 | 6056.5402 | 5995.0476 | 6121.1317 | 6140.2977 | [8 empty] | 6028.1589 | 6015 | 6056.5402 | 5995.0476 | 6121.1317 | 6140.2977
4402 | 6015 | 6056.3316 | 5994.7608 | 6120.6733 | 6139.8864 | [8 empty] | 6028.1166 | 6015 | 6056.3316 | 5994.7608 | 6120.6733 | 6139.8864
4403 | 6015 | 6056.2885 | 5993.8471 | 6120.463 | 6138.5066 | [8 empty] | 6027.9391 | 6015 | 6056.2885 | 5993.8471 | 6120.463 | 6138.5066
4404 | 6015 | 6056.0646 | 5993.6259 | 6120.4172 | 6137.9791 | [8 empty] | 6027.7897 | 6015 | 6056.0646 | 5993.6259 | 6120.4172 | 6137.9791
4405 | 6015 | 6056.03 | 5993.554 | 6120.2934 | 6137.6085 | [8 empty] | 6027.7416 | 6015 | 6056.03 | 5993.554 | 6120.2934 | 6137.6085
4406 | 6015 | 6055.9785 | 5993.5268 | 6120.0223 | 6137.606 | [8 empty] | 6027.6817 | 6015 | 6055.9785 | 5993.5268 | 6120.0223 | 6137.606
4407 | 6014 | 6055.9485 | 5993.4662 | 6119.8873 | 6137.5901 | [8 empty] | 6027.4003 | 6014 | 6055.9485 | 5993.4662 | 6119.8873 | 6137.5901
4408 | 6014 | 6055.845 | 5993.0435 | 6119.8583 | 6137.5738 | [8 empty] | 6027.1096 | 6014 | 6055.845 | 5993.0435 | 6119.8583 | 6137.5738
4409 | 6014 | 6055.6751 | 5992.9674 | 6119.8049 | 6137.415 | [8 empty] | 6026.7823 | 6014 | 6055.6751 | 5992.9674 | 6119.8049 | 6137.415
4410 | 6014 | 6055.6577 | 5992.8157 | 6119.2021 | 6137.4004 | [8 empty] | 6026.6549 | 6014 | 6055.6577 | 5992.8157 | 6119.2021 | 6137.4004
4411 | 6013 | 6055.5004 | 5992.6833 | 6118.8869 | 6137.2771 | [8 empty] | 6026.4089 | 6013 | 6055.5004 | 5992.6833 | 6118.8869 | 6137.2771
4412 | 6013 | 6054.9974 | 5992.5928 | 6118.6226 | 6136.9585 | [8 empty] | 6026.2861 | 6013 | 6054.9974 | 5992.5928 | 6118.6226 | 6136.9585
4413 | 6013 | 6054.9144 | 5992.3773 | 6118.603 | 6136.6322 | [8 empty] | 6026.2632 | 6013 | 6054.9144 | 5992.3773 | 6118.603 | 6136.6322
4414 | 6013 | 6053.8292 | 5992.1968 | 6118.2433 | 6136.574 | [8 empty] | 6026.0724 | 6013 | 6053.8292 | 5992.1968 | 6118.2433 | 6136.574
4415 | 6012 | 6053.798 | 5992.0443 | 6118.1907 | 6136.415 | [8 empty] | 6025.1208 | 6012 | 6053.798 | 5992.0443 | 6118.1907 | 6136.415
4416 | 6012 | 6053.646 | 5991.9848 | 6117.5684 | 6136.1285 | [8 empty] | 6025.0928 | 6012 | 6053.646 | 5991.9848 | 6117.5684 | 6136.1285
4417 | 6012 | 6053.5626 | 5991.975 | 6117.355 | 6136.0948 | [8 empty] | 6024.9073 | 6012 | 6053.5626 | 5991.975 | 6117.355 | 6136.0948
4418 | 6012 | 6053.5023 | 5991.6784 | 6117.0131 | 6136.047 | [8 empty] | 6024.2897 | 6012 | 6053.5023 | 5991.6784 | 6117.0131 | 6136.047
4419 | 6012 | 6053.1693 | 5991.2049 | 6116.5428 | 6136.0358 | [8 empty] | 6024.2688 | 6012 | 6053.1693 | 5991.2049 | 6116.5428 | 6136.0358
4420 | 6012 | 6052.665 | 5990.3386 | 6115.9793 | 6136.0001 | [8 empty] | 6023.9888 | 6012 | 6052.665 | 5990.3386 | 6115.9793 | 6136.0001
4421 | 6011 | 6052.6602 | 5990.1754 | 6115.9222 | 6135.5103 | [8 empty] | 6023.9575 | 6011 | 6052.6602 | 5990.1754 | 6115.9222 | 6135.5103
4422 | 6011 | 6052.2899 | 5989.9443 | 6115.8615 | 6135.402 | [8 empty] | 6023.9002 | 6011 | 6052.2899 | 5989.9443 | 6115.8615 | 6135.402
4423 | 6011 | 6052.0806 | 5989.8904 | 6115.7786 | 6134.6922 | [8 empty] | 6023.8951 | 6011 | 6052.0806 | 5989.8904 | 6115.7786 | 6134.6922
4424 | 6010 | 6051.9746 | 5989.5572 | 6115.6018 | 6134.609 | [8 empty] | 6023.6875 | 6010 | 6051.9746 | 5989.5572 | 6115.6018 | 6134.609
4425 | 6010 | 6051.8708 | 5989.4632 | 6115.4599 | 6134.152 | [8 empty] | 6023.6495 | 6010 | 6051.8708 | 5989.4632 | 6115.4599 | 6134.152
4426 | 6010 | 6051.8373 | 5989.1534 | 6115.379 | 6133.2501 | [8 empty] | 6023.5058 | 6010 | 6051.8373 | 5989.1534 | 6115.379 | 6133.2501
4427 | 6010 | 6051.4391 | 5988.0936 | 6115.3667 | 6133.2342 | [8 empty] | 6023.4823 | 6010 | 6051.4391 | 5988.0936 | 6115.3667 | 6133.2342
4428 | 6010 | 6051.0128 | 5987.6533 | 6115.3182 | 6133.2023 | [8 empty] | 6022.8936 | 6010 | 6051.0128 | 5987.6533 | 6115.3182 | 6133.2023
4429 | 6010 | 6050.5807 | 5987.4071 | 6115.2505 | 6133.1941 | [8 empty] | 6022.8524 | 6010 | 6050.5807 | 5987.4071 | 6115.2505 | 6133.1941
4430 | 6010 | 6050.5201 | 5987.3139 | 6115.1546 | 6132.6154 | [8 empty] | 6022.7181 | 6010 | 6050.5201 | 5987.3139 | 6115.1546 | 6132.6154
4431 | 6010 | 6050.4221 | 5986.6534 | 6114.8606 | 6132.358 | [8 empty] | 6022.6602 | 6010 | 6050.4221 | 5986.6534 | 6114.8606 | 6132.358
4432 | 6010 | 6050.3998 | 5986.1502 | 6114.8094 | 6131.9884 | [8 empty] | 6022.6161 | 6010 | 6050.3998 | 5986.1502 | 6114.8094 | 6131.9884
4433 | 6010 | 6050.3424 | 5985.726 | 6113.9264 | 6131.6931 | [8 empty] | 6022.3988 | 6010 | 6050.3424 | 5985.726 | 6113.9264 | 6131.6931
4434 | 6010 | 6049.6304 | 5985.1425 | 6113.7408 | 6131.3836 | [8 empty] | 6021.9557 | 6010 | 6049.6304 | 5985.1425 | 6113.7408 | 6131.3836
4435 | 6009 | 6049.5028 | 5984.4929 | 6113.4403 | 6131.1468 | [8 empty] | 6021.7963 | 6009 | 6049.5028 | 5984.4929 | 6113.4403 | 6131.1468
4436 | 6009 | 6049.4998 | 5984.3346 | 6113.069 | 6130.6824 | [8 empty] | 6021.6829 | 6009 | 6049.4998 | 5984.3346 | 6113.069 | 6130.6824
4437 | 6009 | 6049.3606 | 5984.0108 | 6112.911 | 6130.6365 | [8 empty] | 6021.5458 | 6009 | 6049.3606 | 5984.0108 | 6112.911 | 6130.6365
4438 | 6009 | 6049.271 | 5984.0004 | 6112.8459 | 6130.5518 | [8 empty] | 6021.4026 | 6009 | 6049.271 | 5984.0004 | 6112.8459 | 6130.5518
4439 | 6009 | 6049.064 | 5983.9481 | 6112.671 | 6130.5186 | [8 empty] | 6021.158 | 6009 | 6049.064 | 5983.9481 | 6112.671 | 6130.5186
4440 | 6009 | 6048.4764 | 5983.8982 | 6111.8089 | 6130.2864 | [8 empty] | 6021.1113 | 6009 | 6048.4764 | 5983.8982 | 6111.8089 | 6130.2864
4441 | 6008 | 6048.299 | 5983.8158 | 6111.7406 | 6130.1797 | [8 empty] | 6021.1002 | 6008 | 6048.299 | 5983.8158 | 6111.7406 | 6130.1797
4442 | 6008 | 6048.1092 | 5983.6629 | 6111.6247 | 6129.9463 | [8 empty] | 6020.5477 | 6008 | 6048.1092 | 5983.6629 | 6111.6247 | 6129.9463
4443 | 6008 | 6047.9863 | 5983.5287 | 6111.38 | 6129.5361 | [8 empty] | 6020.2354 | 6008 | 6047.9863 | 5983.5287 | 6111.38 | 6129.5361
4444 | 6008 | 6047.7254 | 5983.4707 | 6111.1663 | 6128.9168 | [8 empty] | 6020.0967 | 6008 | 6047.7254 | 5983.4707 | 6111.1663 | 6128.9168
4445 | 6008 | 6047.723 | 5982.437 | 6110.6102 | 6128.6349 | [8 empty] | 6019.974 | 6008 | 6047.723 | 5982.437 | 6110.6102 | 6128.6349
4446 | 6008 | 6046.9518 | 5982.2024 | 6110.2457 | 6128.4292 | [8 empty] | 6019.8301 | 6008 | 6046.9518 | 5982.2024 | 6110.2457 | 6128.4292
4447 | 6008 | 6046.5699 | 5982.1139 | 6110.2455 | 6128.0978 | [8 empty] | 6019.5969 | 6008 | 6046.5699 | 5982.1139 | 6110.2455 | 6128.0978
4448 | 6007 | 6046.5491 | 5982.021 | 6110.049 | 6127.6258 | [8 empty] | 6019.5567 | 6007 | 6046.5491 | 5982.021 | 6110.049 | 6127.6258
4449 | 6007 | 6046.5048 | 5981.7207 | 6109.9772 | 6127.4681 | [8 empty] | 6019.4496 | 6007 | 6046.5048 | 5981.7207 | 6109.9772 | 6127.4681
4450 | 6007 | 6046.1458 | 5981.269 | 6109.8914 | 6126.4964 | [8 empty] | 6019.1909 | 6007 | 6046.1458 | 5981.269 | 6109.8914 | 6126.4964
4451 | 6007 | 6045.855 | 5981.2239 | 6109.8059 | 6126.4257 | [8 empty] | 6019.1591 | 6007 | 6045.855 | 5981.2239 | 6109.8059 | 6126.4257
4452 | 6007 | 6045.7737 | 5981.0574 | 6109.7657 | 6126.022 | [8 empty] | 6018.6525 | 6007 | 6045.7737 | 5981.0574 | 6109.7657 | 6126.022
4453 | 6006 | 6045.1661 | 5980.6506 | 6109.6826 | 6125.5851 | [8 empty] | 6018.6225 | 6006 | 6045.1661 | 5980.6506 | 6109.6826 | 6125.5851
4454 | 6006 | 6045.0942 | 5980.0771 | 6109.6471 | 6125.4801 | [8 empty] | 6018.613 | 6006 | 6045.0942 | 5980.0771 | 6109.6471 | 6125.4801
4455 | 6006 | 6044.815 | 5979.9698 | 6109.6457 | 6125.3218 | [8 empty] | 6018.292 | 6006 | 6044.815 | 5979.9698 | 6109.6457 | 6125.3218
4456 | 6006 | 6044.7473 | 5979.8185 | 6109.6282 | 6125.002 | [8 empty] | 6018.2606 | 6006 | 6044.7473 | 5979.8185 | 6109.6282 | 6125.002
4457 | 6006 | 6044.6313 | 5979.8117 | 6109.5688 | 6124.5819 | [8 empty] | 6017.7196 | 6006 | 6044.6313 | 5979.8117 | 6109.5688 | 6124.5819
4458 | 6006 | 6044.6029 | 5979.5794 | 6109.56 | 6124.5366 | [8 empty] | 6017.6249 | 6006 | 6044.6029 | 5979.5794 | 6109.56 | 6124.5366
4459 | 6006 | 6044.3503 | 5978.8994 | 6109.4324 | 6124.0588 | [8 empty] | 6017.5434 | 6006 | 6044.3503 | 5978.8994 | 6109.4324 | 6124.0588
4460 | 6005 | 6044.0914 | 5978.6536 | 6109.427 | 6123.5567 | [8 empty] | 6017.5254 | 6005 | 6044.0914 | 5978.6536 | 6109.427 | 6123.5567
4461 | 6005 | 6044.0488 | 5978.6437 | 6108.9558 | 6123.3558 | [8 empty] | 6017.4756 | 6005 | 6044.0488 | 5978.6437 | 6108.9558 | 6123.3558
4462 | 6005 | 6043.7516 | 5978.2754 | 6108.8618 | 6123.3173 | [8 empty] | 6017.1001 | 6005 | 6043.7516 | 5978.2754 | 6108.8618 | 6123.3173
4463 | 6005 | 6043.7086 | 5978.2283 | 6108.75 | 6122.7013 | [8 empty] | 6016.7704 | 6005 | 6043.7086 | 5978.2283 | 6108.75 | 6122.7013
4464 | 6004 | 6043.3357 | 5977.5337 | 6108.6712 | 6122.5986 | [8 empty] | 6016.6286 | 6004 | 6043.3357 | 5977.5337 | 6108.6712 | 6122.5986
4465 | 6004 | 6043.1566 | 5977.2673 | 6108.3649 | 6122.3976 | [8 empty] | 6016.5404 | 6004 | 6043.1566 | 5977.2673 | 6108.3649 | 6122.3976
4466 | 6004 | 6043.1219 | 5977.265 | 6108.3356 | 6122.0596 | [8 empty] | 6016.1215 | 6004 | 6043.1219 | 5977.265 | 6108.3356 | 6122.0596
4467 | 6004 | 6043.0605 | 5977.0514 | 6108.3335 | 6121.9976 | [8 empty] | 6016.0884 | 6004 | 6043.0605 | 5977.0514 | 6108.3335 | 6121.9976
4468 | 6003 | 6043.0549 | 5976.9906 | 6108.1887 | 6121.8459 | [8 empty] | 6015.6827 | 6003 | 6043.0549 | 5976.9906 | 6108.1887 | 6121.8459
4469 | 6003 | 6042.8873 | 5976.6576 | 6108.0802 | 6121.7625 | [8 empty] | 6015.1493 | 6003 | 6042.8873 | 5976.6576 | 6108.0802 | 6121.7625
4470 | 6003 | 6042.8254 | 5975.9214 | 6107.4124 | 6121.3765 | [8 empty] | 6015.0729 | 6003 | 6042.8254 | 5975.9214 | 6107.4124 | 6121.3765
4471 | 6002 | 6042.7648 | 5975.8358 | 6107.3707 | 6121.1803 | [8 empty] | 6014.9512 | 6002 | 6042.7648 | 5975.8358 | 6107.3707 | 6121.1803
4472 | 6002 | 6042.7206 | 5975.7263 | 6107.1586 | 6120.9628 | [8 empty] | 6014.9164 | 6002 | 6042.7206 | 5975.7263 | 6107.1586 | 6120.9628
4473 | 6002 | 6042.2326 | 5975.433 | 6106.265 | 6120.9079 | [8 empty] | 6014.8747 | 6002 | 6042.2326 | 5975.433 | 6106.265 | 6120.9079
4474 | 6002 | 6041.7689 | 5975.2823 | 6106.0316 | 6120.4188 | [8 empty] | 6014.6847 | 6002 | 6041.7689 | 5975.2823 | 6106.0316 | 6120.4188
4475 | 6002 | 6041.504 | 5975.2812 | 6105.8122 | 6120.3496 | [8 empty] | 6014.5966 | 6002 | 6041.504 | 5975.2812 | 6105.8122 | 6120.3496
4476 | 6002 | 6041.4581 | 5975.2181 | 6105.6921 | 6119.9003 | [8 empty] | 6014.1197 | 6002 | 6041.4581 | 5975.2181 | 6105.6921 | 6119.9003
4477 | 6001 | 6041.3607 | 5975.0091 | 6105.4347 | 6118.8493 | [8 empty] | 6014.0768 | 6001 | 6041.3607 | 5975.0091 | 6105.4347 | 6118.8493
4478 | 6001 | 6041.2177 | 5974.6677 | 6105.0443 | 6118.3931 | [8 empty] | 6014.049 | 6001 | 6041.2177 | 5974.6677 | 6105.0443 | 6118.3931
4479 | 6001 | 6040.8988 | 5974.6667 | 6104.7021 | 6118.123 | [8 empty] | 6013.9573 | 6001 | 6040.8988 | 5974.6667 | 6104.7021 | 6118.123
4480 | 6000 | 6040.8271 | 5974.232 | 6104.5241 | 6118.073 | [8 empty] | 6013.9228 | 6000 | 6040.8271 | 5974.232 | 6104.5241 | 6118.073
4481 | 6000 | 6040.7274 | 5974.0691 | 6104.4252 | 6117.9976 | [8 empty] | 6013.8143 | 6000 | 6040.7274 | 5974.0691 | 6104.4252 | 6117.9976
4482 | 6000 | 6040.6877 | 5973.6886 | 6103.598 | 6117.9513 | [8 empty] | 6013.6367 | 6000 | 6040.6877 | 5973.6886 | 6103.598 | 6117.9513
4483 | 6000 | 6040.3873 | 5973.5426 | 6103.4873 | 6117.7673 | [8 empty] | 6013.6027 | 6000 | 6040.3873 | 5973.5426 | 6103.4873 | 6117.7673
4484 | 6000 | 6040.354 | 5973.3857 | 6103.3618 | 6117.2657 | [8 empty] | 6013.5032 | 6000 | 6040.354 | 5973.3857 | 6103.3618 | 6117.2657
4485 | 6000 | 6040.342 | 5972.6291 | 6103.2654 | 6117.0583 | [8 empty] | 6013.2029 | 6000 | 6040.342 | 5972.6291 | 6103.2654 | 6117.0583
4486 | 5999 | 6040.3062 | 5972.2062 | 6102.8161 | 6116.5116 | [8 empty] | 6013.13 | 5999 | 6040.3062 | 5972.2062 | 6102.8161 | 6116.5116
4487 | 5999 | 6040.2832 | 5971.9436 | 6102.5586 | 6116.2923 | [8 empty] | 6013.0501 | 5999 | 6040.2832 | 5971.9436 | 6102.5586 | 6116.2923
4488 | 5999 | 6040.2014 | 5971.8819 | 6102.2868 | 6115.7675 | [8 empty] | 6012.9298 | 5999 | 6040.2014 | 5971.8819 | 6102.2868 | 6115.7675
4489 | 5999 | 6039.6477 | 5971.8067 | 6101.5556 | 6115.7047 | [8 empty] | 6012.4143 | 5999 | 6039.6477 | 5971.8067 | 6101.5556 | 6115.7047
4490 | 5999 | 6038.5851 | 5971.6479 | 6101.4232 | 6115.6972 | [8 empty] | 6012.315 | 5999 | 6038.5851 | 5971.6479 | 6101.4232 | 6115.6972
4491 | 5998 | 6038.4883 | 5971.6473 | 6101.1015 | 6115.4652 | [8 empty] | 6012.2079 | 5998 | 6038.4883 | 5971.6473 | 6101.1015 | 6115.4652
4492 | 5998 | 6037.7152 | 5971.0032 | 6101.0659 | 6115.4633 | [8 empty] | 6012.1069 | 5998 | 6037.7152 | 5971.0032 | 6101.0659 | 6115.4633
4493 | 5998 | 6037.6646 | 5970.979 | 6100.498 | 6114.826 | [8 empty] | 6012.0873 | 5998 | 6037.6646 | 5970.979 | 6100.498 | 6114.826
4494 | 5998 | 6037.625 | 5970.7512 | 6099.8336 | 6114.7665 | [8 empty] | 6011.0572 | 5998 | 6037.625 | 5970.7512 | 6099.8336 | 6114.7665
4495 | 5997 | 6037.0274 | 5970.4454 | 6099.7069 | 6114.5921 | [8 empty] | 6010.9685 | 5997 | 6037.0274 | 5970.4454 | 6099.7069 | 6114.5921
4496 | 5997 | 6037.0048 | 5970.2953 | 6099.4222 | 6114.3526 | [8 empty] | 6010.9177 | 5997 | 6037.0048 | 5970.2953 | 6099.4222 | 6114.3526
4497 | 5997 | 6036.7982 | 5969.8893 | 6099.2914 | 6114.1957 | [8 empty] | 6010.8738 | 5997 | 6036.7982 | 5969.8893 | 6099.2914 | 6114.1957
4498 | 5997 | 6036.4516 | 5969.7596 | 6098.9717 | 6113.5285 | [8 empty] | 6010.7848 | 5997 | 6036.4516 | 5969.7596 | 6098.9717 | 6113.5285
4499 | 5997 | 6036.1062 | 5969.7545 | 6098.2587 | 6113.4791 | [8 empty] | 6010.3964 | 5997 | 6036.1062 | 5969.7545 | 6098.2587 | 6113.4791
4500 | 5997 | 6036.0457 | 5969.6877 | 6098.2339 | 6113.3487 | [8 empty] | 6010.1904 | 5997 | 6036.0457 | 5969.6877 | 6098.2339 | 6113.3487
4501 | 5997 | 6035.9351 | 5968.9126 | 6097.2528 | 6113.0338 | [8 empty] | 6009.8957 | 5997 | 6035.9351 | 5968.9126 | 6097.2528 | 6113.0338
4502 | 5997 | 6035.8527 | 5967.9122 | 6096.9801 | 6112.9305 | [8 empty] | 6009.2631 | 5997 | 6035.8527 | 5967.9122 | 6096.9801 | 6112.9305
4503 | 5996 | 6035.4401 | 5967.6238 | 6096.6395 | 6112.825 | [8 empty] | 6009.2487 | 5996 | 6035.4401 | 5967.6238 | 6096.6395 | 6112.825
4504 | 5996 | 6035.1524 | 5967.5027 | 6096.4181 | 6112.2215 | [8 empty] | 6008.9357 | 5996 | 6035.1524 | 5967.5027 | 6096.4181 | 6112.2215
4505 | 5996 | 6034.9322 | 5966.8125 | 6095.6769 | 6112.0472 | [8 empty] | 6008.5528 | 5996 | 6034.9322 | 5966.8125 | 6095.6769 | 6112.0472
4506 | 5996 | 6034.5539 | 5966.598 | 6095.6445 | 6112.0352 | [8 empty] | 6008.3287 | 5996 | 6034.5539 | 5966.598 | 6095.6445 | 6112.0352
4507 | 5996 | 6034.375 | 5966.4027 | 6095.5588 | 6112.024 | [8 empty] | 6008.3239 | 5996 | 6034.375 | 5966.4027 | 6095.5588 | 6112.024
4508 | 5996 | 6034.1569 | 5966.122 | 6095.5141 | 6112.0138 | [8 empty] | 6008.1476 | 5996 | 6034.1569 | 5966.122 | 6095.5141 | 6112.0138
4509 | 5996 | 6034.0897 | 5965.6608 | 6095.0374 | 6111.9703 | [8 empty] | 6007.8381 | 5996 | 6034.0897 | 5965.6608 | 6095.0374 | 6111.9703
4510 | 5996 | 6034.0815 | 5965.6556 | 6094.9591 | 6111.928 | [8 empty] | 6007.7134 | 5996 | 6034.0815 | 5965.6556 | 6094.9591 | 6111.928
4511 | 5995 | 6033.7845 | 5965.4943 | 6094.4685 | 6111.8281 | [8 empty] | 6007.6172 | 5995 | 6033.7845 | 5965.4943 | 6094.4685 | 6111.8281
4512 | 5995 | 6033.7449 | 5965.4181 | 6094.1999 | 6111.4322 | [8 empty] | 6007.5451 | 5995 | 6033.7449 | 5965.4181 | 6094.1999 | 6111.4322
4513 | 5995 | 6033.5846 | 5965.2417 | 6093.6153 | 6111.1828 | [8 empty] | 6007.5315 | 5995 | 6033.5846 | 5965.2417 | 6093.6153 | 6111.1828
4514 | 5995 | 6033.5379 | 5964.8446 | 6093.3026 | 6110.626 | [8 empty] | 6007.4085 | 5995 | 6033.5379 | 5964.8446 | 6093.3026 | 6110.626
4515 | 5995 | 6033.4738 | 5964.7205 | 6092.8188 | 6110.5792 | [8 empty] | 6006.8036 | 5995 | 6033.4738 | 5964.7205 | 6092.8188 | 6110.5792
4516 | 5995 | 6033.0174 | 5964.6424 | 6092.8174 | 6110.519 | [8 empty] | 6006.5629 | 5995 | 6033.0174 | 5964.6424 | 6092.8174 | 6110.519
4517 | 5995 | 6032.9836 | 5964.4638 | 6092.7819 | 6110.3884 | [8 empty] | 6006.5172 | 5995 | 6032.9836 | 5964.4638 | 6092.7819 | 6110.3884
4518 | 5995 | 6032.1334 | 5964.2945 | 6092.6712 | 6110.207 | [8 empty] | 6006.3208 | 5995 | 6032.1334 | 5964.2945 | 6092.6712 | 6110.207
4519 | 5995 | 6031.8801 | 5963.321 | 6092.6376 | 6109.8671 | [8 empty] | 6006.2277 | 5995 | 6031.8801 | 5963.321 | 6092.6376 | 6109.8671
4520 | 5994 | 6031.7365 | 5963.3065 | 6092.4877 | 6109.718 | [8 empty] | 6006.1171 | 5994 | 6031.7365 | 5963.3065 | 6092.4877 | 6109.718
4521 | 5994 | 6031.4362 | 5963.2384 | 6091.8435 | 6109.4504 | [8 empty] | 6005.9354 | 5994 | 6031.4362 | 5963.2384 | 6091.8435 | 6109.4504
4522 | 5994 | 6030.9425 | 5963.0473 | 6091.7139 | 6108.7384 | [8 empty] | 6005.7734 | 5994 | 6030.9425 | 5963.0473 | 6091.7139 | 6108.7384
4523 | 5994 | 6030.1882 | 5962.7503 | 6091.7097 | 6108.3957 | [8 empty] | 6005.6996 | 5994 | 6030.1882 | 5962.7503 | 6091.7097 | 6108.3957
4524 | 5993 | 6030.0149 | 5962.6314 | 6091.6027 | 6108.1875 | [8 empty] | 6005.434 | 5993 | 6030.0149 | 5962.6314 | 6091.6027 | 6108.1875
4525 | 5993 | 6030.0134 | 5962.4201 | 6091.2514 | 6108.0534 | [8 empty] | 6005.3223 | 5993 | 6030.0134 | 5962.4201 | 6091.2514 | 6108.0534
4526 | 5993 | 6029.7969 | 5962.2581 | 6091.2393 | 6107.8214 | [8 empty] | 6005.1988 | 5993 | 6029.7969 | 5962.2581 | 6091.2393 | 6107.8214
4527 | 5993 | 6029.6416 | 5962.0698 | 6090.7645 | 6107.6811 | [8 empty] | 6005.0004 | 5993 | 6029.6416 | 5962.0698 | 6090.7645 | 6107.6811
4528 | 5993 | 6029.5898 | 5961.9684 | 6090.4377 | 6107.5409 | [8 empty] | 6004.9709 | 5993 | 6029.5898 | 5961.9684 | 6090.4377 | 6107.5409
4529 | 5992 | 6029.5494 | 5961.2551 | 6090.2065 | 6107.1179 | [8 empty] | 6004.928 | 5992 | 6029.5494 | 5961.2551 | 6090.2065 | 6107.1179
4530 | 5992 | 6029.4044 | 5961.094 | 6089.8883 | 6107.0696 | [8 empty] | 6004.8807 | 5992 | 6029.4044 | 5961.094 | 6089.8883 | 6107.0696
4531 | 5992 | 6029.103 | 5960.8171 | 6089.7974 | 6106.6994 | [8 empty] | 6004.7754 | 5992 | 6029.103 | 5960.8171 | 6089.7974 | 6106.6994
4532 | 5991 | 6029.0805 | 5960.7526 | 6089.6833 | 6106.6137 | [8 empty] | 6004.6561 | 5991 | 6029.0805 | 5960.7526 | 6089.6833 | 6106.6137
4533 | 5991 | 6028.8917 | 5960.7023 | 6089.391 | 6106.5734 | [8 empty] | 6004.5708 | 5991 | 6028.8917 | 5960.7023 | 6089.391 | 6106.5734
4534 | 5991 | 6028.6149 | 5960.3757 | 6089.0611 | 6105.4222 | [8 empty] | 6004.5384 | 5991 | 6028.6149 | 5960.3757 | 6089.0611 | 6105.4222
4535 | 5991 | 6028.3535 | 5960.35 | 6088.4099 | 6105.0519 | [8 empty] | 6004.5247 | 5991 | 6028.3535 | 5960.35 | 6088.4099 | 6105.0519
4536 | 5991 | 6028.187 | 5960.0392 | 6088.2536 | 6105.022 | [8 empty] | 6004.2212 | 5991 | 6028.187 | 5960.0392 | 6088.2536 | 6105.022
4537 | 5991 | 6027.89 | 5958.8407 | 6088.1162 | 6104.922 | [8 empty] | 6004.0906 | 5991 | 6027.89 | 5958.8407 | 6088.1162 | 6104.922
4538 | 5991 | 6027.6073 | 5958.804 | 6088.0737 | 6104.819 | [8 empty] | 6003.9596 | 5991 | 6027.6073 | 5958.804 | 6088.0737 | 6104.819
4539 | 5990 | 6027.5865 | 5958.7441 | 6088.0186 | 6104.8156 | [8 empty] | 6003.6387 | 5990 | 6027.5865 | 5958.7441 | 6088.0186 | 6104.8156
4540 | 5990 | 6027.4062 | 5958.5938 | 6087.8798 | 6104.6612 | [8 empty] | 6003.2186 | 5990 | 6027.4062 | 5958.5938 | 6087.8798 | 6104.6612
4541 | 5990 | 6027.3458 | 5958.5684 | 6087.5459 | 6104.6512 | [8 empty] | 6003.1178 | 5990 | 6027.3458 | 5958.5684 | 6087.5459 | 6104.6512
4542 | 5989 | 6026.7264 | 5958.3099 | 6087.5027 | 6104.3268 | [8 empty] | 6002.7022 | 5989 | 6026.7264 | 5958.3099 | 6087.5027 | 6104.3268
4543 | 5989 | 6026.5876 | 5958.2723 | 6086.8513 | 6104.0515 | [8 empty] | 6002.5429 | 5989 | 6026.5876 | 5958.2723 | 6086.8513 | 6104.0515
4544 | 5989 | 6026.3334 | 5958.2205 | 6086.8323 | 6103.9131 | [8 empty] | 6002.123 | 5989 | 6026.3334 | 5958.2205 | 6086.8323 | 6103.9131
4545 | 5989 | 6026.3121 | 5957.8877 | 6086.0426 | 6103.5597 | [8 empty] | 6002.0455 | 5989 | 6026.3121 | 5957.8877 | 6086.0426 | 6103.5597
4546 | 5989 | 6026.2651 | 5957.5637 | 6085.8269 | 6103.2561 | [8 empty] | 6002.0427 | 5989 | 6026.2651 | 5957.5637 | 6085.8269 | 6103.2561
4547 | 5989 | 6025.7218 | 5957.297 | 6085.8196 | 6102.2732 | [8 empty] | 6001.9928 | 5989 | 6025.7218 | 5957.297 | 6085.8196 | 6102.2732
4548 | 5989 | 6025.5603 | 5957.176 | 6085.7668 | 6101.9124 | [8 empty] | 6001.8862 | 5989 | 6025.5603 | 5957.176 | 6085.7668 | 6101.9124
4549 | 5989 | 6025.488 | 5956.5143 | 6085.5552 | 6101.523 | [8 empty] | 6001.778 | 5989 | 6025.488 | 5956.5143 | 6085.5552 | 6101.523
4550 | 5988 | 6025.3 | 5956.3778 | 6085.5166 | 6100.7504 | [8 empty] | 6001.4938 | 5988 | 6025.3 | 5956.3778 | 6085.5166 | 6100.7504
4551 | 5988 | 6024.9572 | 5956.3591 | 6085.4804 | 6100.6863 | [8 empty] | 6001.2558 | 5988 | 6024.9572 | 5956.3591 | 6085.4804 | 6100.6863
4552 | 5988 | 6024.8977 | 5956.2622 | 6084.9159 | 6100.1788 | [8 empty] | 6001.1962 | 5988 | 6024.8977 | 5956.2622 | 6084.9159 | 6100.1788
4553 | 5988 | 6024.675 | 5955.5718 | 6084.6533 | 6100.0274 | [8 empty] | 6001.1166 | 5988 | 6024.675 | 5955.5718 | 6084.6533 | 6100.0274
4554 | 5987 | 6024.6376 | 5955.072 | 6084.6205 | 6099.5654 | [8 empty] | 6001.0518 | 5987 | 6024.6376 | 5955.072 | 6084.6205 | 6099.5654
4555 | 5987 | 6024.5187 | 5954.9903 | 6084.2689 | 6099.0237 | [8 empty] | 6000.9737 | 5987 | 6024.5187 | 5954.9903 | 6084.2689 | 6099.0237
4556 | 5987 | 6024.3949 | 5954.7091 | 6084.2292 | 6098.9963 | [8 empty] | 6000.5701 | 5987 | 6024.3949 | 5954.7091 | 6084.2292 | 6098.9963
4557 | 5987 | 6024.1215 | 5954.5308 | 6084.035 | 6098.8201 | [8 empty] | 6000.2933 | 5987 | 6024.1215 | 5954.5308 | 6084.035 | 6098.8201
4558 | 5987 | 6024.0304 | 5954.501 | 6083.0981 | 6098.4 | [8 empty] | 6000.0498 | 5987 | 6024.0304 | 5954.501 | 6083.0981 | 6098.4
4559 | 5986 | 6024.0143 | 5954.4488 | 6082.8043 | 6098.3195 | [8 empty] | 5999.8693 | 5986 | 6024.0143 | 5954.4488 | 6082.8043 | 6098.3195
4560 | 5986 | 6023.9931 | 5954.3571 | 6082.6527 | 6097.6575 | [8 empty] | 5999.8505 | 5986 | 6023.9931 | 5954.3571 | 6082.6527 | 6097.6575
4561 | 5985 | 6023.8271 | 5954.2675 | 6082.5555 | 6097.5982 | [8 empty] | 5999.6905 | 5985 | 6023.8271 | 5954.2675 | 6082.5555 | 6097.5982
4562 | 5985 | 6023.2878 | 5954.2061 | 6081.5032 | 6097.2661 | [8 empty] | 5999.1961 | 5985 | 6023.2878 | 5954.2061 | 6081.5032 | 6097.2661
4563 | 5985 | 6022.581 | 5954.0151 | 6081.3476 | 6097.1866 | [8 empty] | 5999.1863 | 5985 | 6022.581 | 5954.0151 | 6081.3476 | 6097.1866
4564 | 5985 | 6022.5046 | 5953.9079 | 6080.9441 | 6096.6837 | [8 empty] | 5999.0942 | 5985 | 6022.5046 | 5953.9079 | 6080.9441 | 6096.6837
4565 | 5985 | 6021.9738 | 5953.6663 | 6080.8312 | 6096.529 | [8 empty] | 5998.36 | 5985 | 6021.9738 | 5953.6663 | 6080.8312 | 6096.529
4566 | 5985 | 6021.4724 | 5952.8439 | 6080.6264 | 6096.1429 | [8 empty] | 5998.3179 | 5985 | 6021.4724 | 5952.8439 | 6080.6264 | 6096.1429
4567 | 5984 | 6021.4159 | 5952.5465 | 6080.533 | 6096.0875 | [8 empty] | 5998.2496 | 5984 | 6021.4159 | 5952.5465 | 6080.533 | 6096.0875
4568 | 5984 | 6021.005 | 5951.3469 | 6079.8299 | 6095.9862 | [8 empty] | 5997.9988 | 5984 | 6021.005 | 5951.3469 | 6079.8299 | 6095.9862
4569 | 5984 | 6020.5774 | 5951.2656 | 6079.5336 | 6095.7373 | [8 empty] | 5997.8804 | 5984 | 6020.5774 | 5951.2656 | 6079.5336 | 6095.7373
4570 | 5984 | 6020.258 | 5951.1829 | 6079.3629 | 6095.7106 | [8 empty] | 5997.7992 | 5984 | 6020.258 | 5951.1829 | 6079.3629 | 6095.7106
4571 | 5984 | 6019.8096 | 5951.0285 | 6079.1948 | 6095.6691 | [8 empty] | 5997.5538 | 5984 | 6019.8096 | 5951.0285 | 6079.1948 | 6095.6691
4572 | 5984 | 6019.6356 | 5950.9561 | 6079.0159 | 6095.6085 | [8 empty] | 5996.9672 | 5984 | 6019.6356 | 5950.9561 | 6079.0159 | 6095.6085
4573 | 5983 | 6019.1285 | 5950.7724 | 6078.9233 | 6095.5488 | [8 empty] | 5996.7807 | 5983 | 6019.1285 | 5950.7724 | 6078.9233 | 6095.5488
4574 | 5982 | 6019.0624 | 5950.7482 | 6078.7975 | 6095.5139 | [8 empty] | 5996.5174 | 5982 | 6019.0624 | 5950.7482 | 6078.7975 | 6095.5139
4575 | 5982 | 6018.9655 | 5950.5222 | 6078.5164 | 6095.3093 | [8 empty] | 5996.386 | 5982 | 6018.9655 | 5950.5222 | 6078.5164 | 6095.3093
4576 | 5982 | 6018.6718 | 5950.5093 | 6078.4185 | 6094.8868 | [8 empty] | 5996.3759 | 5982 | 6018.6718 | 5950.5093 | 6078.4185 | 6094.8868
4577 | 5982 | 6018.4916 | 5950.4953 | 6078.3412 | 6094.8091 | [8 empty] | 5996.0262 | 5982 | 6018.4916 | 5950.4953 | 6078.3412 | 6094.8091
4578 | 5982 | 6018.1313 | 5950.2768 | 6078.1087 | 6094.4871 | [8 empty] | 5995.6987 | 5982 | 6018.1313 | 5950.2768 | 6078.1087 | 6094.4871
4579 | 5981 | 6017.8335 | 5949.9937 | 6078.049 | 6094.3438 | [8 empty] | 5995.6723 | 5981 | 6017.8335 | 5949.9937 | 6078.049 | 6094.3438
4580 | 5981 | 6017.7444 | 5949.236 | 6077.9699 | 6094.3115 | [8 empty] | 5995.5967 | 5981 | 6017.7444 | 5949.236 | 6077.9699 | 6094.3115
4581 | 5981 | 6017.6064 | 5949.183 | 6077.7422 | 6094.1525 | [8 empty] | 5995.1588 | 5981 | 6017.6064 | 5949.183 | 6077.7422 | 6094.1525
4582 | 5980 | 6017.2634 | 5948.6817 | 6077.3633 | 6093.9353 | [8 empty] | 5994.6897 | 5980 | 6017.2634 | 5948.6817 | 6077.3633 | 6093.9353
4583 | 5980 | 6016.9699 | 5948.0263 | 6077.1871 | 6093.7423 | [8 empty] | 5994.6775 | 5980 | 6016.9699 | 5948.0263 | 6077.1871 | 6093.7423
4584 | 5980 | 6016.9093 | 5947.8762 | 6076.361 | 6093.4774 | [8 empty] | 5994.6253 | 5980 | 6016.9093 | 5947.8762 | 6076.361 | 6093.4774
4585 | 5980 | 6016.8105 | 5947.4001 | 6076.28 | 6092.0714 | [8 empty] | 5993.8702 | 5980 | 6016.8105 | 5947.4001 | 6076.28 | 6092.0714
4586 | 5979 | 6016.6307 | 5947.2744 | 6076.24 | 6092.0493 | [8 empty] | 5993.2796 | 5979 | 6016.6307 | 5947.2744 | 6076.24 | 6092.0493
4587 | 5979 | 6016.6025 | 5946.9756 | 6075.7761 | 6091.903 | [8 empty] | 5993.1314 | 5979 | 6016.6025 | 5946.9756 | 6075.7761 | 6091.903
4588 | 5979 | 6016.5299 | 5946.9151 | 6075.6875 | 6091.8141 | [8 empty] | 5992.9197 | 5979 | 6016.5299 | 5946.9151 | 6075.6875 | 6091.8141
4589 | 5978 | 6016.3746 | 5946.7665 | 6075.4923 | 6091.7714 | [8 empty] | 5992.5432 | 5978 | 6016.3746 | 5946.7665 | 6075.4923 | 6091.7714
4590 | 5978 | 6016.3126 | 5946.4362 | 6075.0444 | 6091.6426 | [8 empty] | 5992.0799 | 5978 | 6016.3126 | 5946.4362 | 6075.0444 | 6091.6426
4591 | 5978 | 6015.9476 | 5946.3042 | 6074.9636 | 6091.3556 | [8 empty] | 5991.7523 | 5978 | 6015.9476 | 5946.3042 | 6074.9636 | 6091.3556
4592 | 5978 | 6015.8325 | 5946.1147 | 6074.5391 | 6090.3604 | [8 empty] | 5991.5263 | 5978 | 6015.8325 | 5946.1147 | 6074.5391 | 6090.3604
4593 | 5978 | 6015.7551 | 5946.0279 | 6074.5182 | 6090.3248 | [8 empty] | 5991.3888 | 5978 | 6015.7551 | 5946.0279 | 6074.5182 | 6090.3248
4594 | 5977 | 6015.5304 | 5945.7426 | 6074.4888 | 6089.4544 | [8 empty] | 5991.3458 | 5977 | 6015.5304 | 5945.7426 | 6074.4888 | 6089.4544
4595 | 5977 | 6015.241 | 5945.6381 | 6074.0461 | 6088.932 | [8 empty] | 5991.2625 | 5977 | 6015.241 | 5945.6381 | 6074.0461 | 6088.932
4596 | 5977 | 6015.1877 | 5945.4737 | 6073.6062 | 6088.4798 | [8 empty] | 5991.1991 | 5977 | 6015.1877 | 5945.4737 | 6073.6062 | 6088.4798
4597 | 5977 | 6015.1326 | 5945.3533 | 6073.5779 | 6088.1442 | [8 empty] | 5990.2704 | 5977 | 6015.1326 | 5945.3533 | 6073.5779 | 6088.1442
4598 | 5977 | 6015.0736 | 5945.3457 | 6072.7356 | 6087.6614 | [8 empty] | 5990.2066 | 5977 | 6015.0736 | 5945.3457 | 6072.7356 | 6087.6614
4599 | 5977 | 6015.0627 | 5944.8983 | 6072.5232 | 6087.607 | [8 empty] | 5990.1822 | 5977 | 6015.0627 | 5944.8983 | 6072.5232 | 6087.607
4600 | 5976 | 6014.7424 | 5944.7838 | 6072.3896 | 6087.3264 | [8 empty] | 5990.1098 | 5976 | 6014.7424 | 5944.7838 | 6072.3896 | 6087.3264
4601 | 5976 | 6014.6811 | 5944.7103 | 6072.1922 | 6087.0849 | [8 empty] | 5990.0812 | 5976 | 6014.6811 | 5944.7103 | 6072.1922 | 6087.0849
4602 | 5976 | 6014.4093 | 5944.5751 | 6071.5935 | 6087.0075 | [8 empty] | 5989.5642 | 5976 | 6014.4093 | 5944.5751 | 6071.5935 | 6087.0075
4603 | 5976 | 6014.2389 | 5944.3745 | 6071.5571 | 6086.9146 | [8 empty] | 5989.477 | 5976 | 6014.2389 | 5944.3745 | 6071.5571 | 6086.9146
4604 | 5976 | 6013.8359 | 5944.193 | 6071.5082 | 6086.8806 | [8 empty] | 5989.4614 | 5976 | 6013.8359 | 5944.193 | 6071.5082 | 6086.8806
4605 | 5975 | 6013.1501 | 5944.1929 | 6071.5013 | 6086.5134 | [8 empty] | 5989.3765 | 5975 | 6013.1501 | 5944.1929 | 6071.5013 | 6086.5134
4606 | 5975 | 6012.8273 | 5943.858 | 6071.0762 | 6086.2002 | [8 empty] | 5989.2704 | 5975 | 6012.8273 | 5943.858 | 6071.0762 | 6086.2002
4607 | 5975 | 6012.5663 | 5943.7675 | 6070.8279 | 6086.0384 | [8 empty] | 5989.1828 | 5975 | 6012.5663 | 5943.7675 | 6070.8279 | 6086.0384
4608 | 5975 | 6012.4971 | 5943.7024 | 6070.4766 | 6085.4742 | [8 empty] | 5989.1122 | 5975 | 6012.4971 | 5943.7024 | 6070.4766 | 6085.4742
4609 | 5975 | 6012.2037 | 5943.4161 | 6069.9804 | 6085.1813 | [8 empty] | 5988.9425 | 5975 | 6012.2037 | 5943.4161 | 6069.9804 | 6085.1813
4610 | 5975 | 6012.1719 | 5943.3962 | 6069.2634 | 6084.9497 | [8 empty] | 5988.7807 | 5975 | 6012.1719 | 5943.3962 | 6069.2634 | 6084.9497
4611 | 5975 | 6012.1428 | 5943.3352 | 6069.12 | 6084.8371 | [8 empty] | 5988.7608 | 5975 | 6012.1428 | 5943.3352 | 6069.12 | 6084.8371
4612 | 5975 | 6011.9193 | 5943.3309 | 6068.4015 | 6084.4013 | [8 empty] | 5988.607 | 5975 | 6011.9193 | 5943.3309 | 6068.4015 | 6084.4013
4613 | 5975 | 6011.8083 | 5942.9955 | 6068.2982 | 6084.0469 | [8 empty] | 5988.2841 | 5975 | 6011.8083 | 5942.9955 | 6068.2982 | 6084.0469
4614 | 5974 | 6011.5717 | 5942.4118 | 6068.2636 | 6083.5696 | [8 empty] | 5987.6678 | 5974 | 6011.5717 | 5942.4118 | 6068.2636 | 6083.5696
4615 | 5974 | 6011.5187 | 5942.3909 | 6068.2466 | 6083.566 | [8 empty] | 5987.5983 | 5974 | 6011.5187 | 5942.3909 | 6068.2466 | 6083.566
4616 | 5974 | 6011.4149 | 5942.1331 | 6067.8806 | 6082.8148 | [8 empty] | 5987.3713 | 5974 | 6011.4149 | 5942.1331 | 6067.8806 | 6082.8148
4617 | 5974 | 6011.0649 | 5941.4358 | 6067.8329 | 6082.5231 | [8 empty] | 5987.1085 | 5974 | 6011.0649 | 5941.4358 | 6067.8329 | 6082.5231
4618 | 5974 | 6011.0507 | 5941.1079 | 6067.6674 | 6082.5193 | [8 empty] | 5986.9108 | 5974 | 6011.0507 | 5941.1079 | 6067.6674 | 6082.5193
4619 | 5973 | 6010.9333 | 5941.0317 | 6067.6586 | 6082.4468 | [8 empty] | 5986.6406 | 5973 | 6010.9333 | 5941.0317 | 6067.6586 | 6082.4468
4620 | 5973 | 6010.3798 | 5940.4906 | 6067.1936 | 6082.1474 | [8 empty] | 5986.2951 | 5973 | 6010.3798 | 5940.4906 | 6067.1936 | 6082.1474
4621 | 5973 | 6010.3544 | 5940.4569 | 6066.999 | 6082.12 | [8 empty] | 5986.2907 | 5973 | 6010.3544 | 5940.4569 | 6066.999 | 6082.12
4622 | 5973 | 6010.2527 | 5940.4111 | 6066.9198 | 6082.0055 | [8 empty] | 5985.9121 | 5973 | 6010.2527 | 5940.4111 | 6066.9198 | 6082.0055
4623 | 5972 | 6010.1686 | 5940.3099 | 6066.8146 | 6081.7065 | [8 empty] | 5985.5311 | 5972 | 6010.1686 | 5940.3099 | 6066.8146 | 6081.7065
4624 | 5972 | 6010.0681 | 5940.0936 | 6066.6827 | 6081.3705 | [8 empty] | 5985.4424 | 5972 | 6010.0681 | 5940.0936 | 6066.6827 | 6081.3705
4625 | 5972 | 6009.8887 | 5939.7472 | 6066.6117 | 6081.1927 | [8 empty] | 5985.1623 | 5972 | 6009.8887 | 5939.7472 | 6066.6117 | 6081.1927
4626 | 5972 | 6009.519 | 5939.7102 | 6066.596 | 6081.147 | [8 empty] | 5985.0805 | 5972 | 6009.519 | 5939.7102 | 6066.596 | 6081.147
4627 | 5972 | 6009.0568 | 5939.4755 | 6066.4997 | 6080.8121 | [8 empty] | 5985.0115 | 5972 | 6009.0568 | 5939.4755 | 6066.4997 | 6080.8121
4628 | 5972 | 6008.7887 | 5939.3323 | 6066.3143 | 6080.5728 | [8 empty] | 5984.8346 | 5972 | 6008.7887 | 5939.3323 | 6066.3143 | 6080.5728
4629 | 5971 | 6008.5952 | 5939.0869 | 6065.8883 | 6080.4544 | [8 empty] | 5984.5872 | 5971 | 6008.5952 | 5939.0869 | 6065.8883 | 6080.4544
4630 | 5971 | 6008.5443 | 5938.5282 | 6065.2969 | 6080.4418 | [8 empty] | 5984.5839 | 5971 | 6008.5443 | 5938.5282 | 6065.2969 | 6080.4418
4631 | 5971 | 6008.2385 | 5937.758 | 6065.2728 | 6079.5315 | [8 empty] | 5984.5016 | 5971 | 6008.2385 | 5937.758 | 6065.2728 | 6079.5315
4632 | 5971 | 6008.1347 | 5937.7107 | 6064.9159 | 6079.5158 | [8 empty] | 5984.4872 | 5971 | 6008.1347 | 5937.7107 | 6064.9159 | 6079.5158
4633 | 5970 | 6007.7509 | 5937.4992 | 6064.5897 | 6079.3977 | [8 empty] | 5984.3774 | 5970 | 6007.7509 | 5937.4992 | 6064.5897 | 6079.3977
4634 | 5970 | 6007.7439 | 5937.4522 | 6064.4659 | 6079.3941 | [8 empty] | 5984.236 | 5970 | 6007.7439 | 5937.4522 | 6064.4659 | 6079.3941
4635 | 5970 | 6007.6412 | 5937.4085 | 6064.121 | 6078.638 | [8 empty] | 5984.1451 | 5970 | 6007.6412 | 5937.4085 | 6064.121 | 6078.638
4636 | 5969 | 6007.6329 | 5937.4018 | 6064.0452 | 6078.4709 | [8 empty] | 5984.0906 | 5969 | 6007.6329 | 5937.4018 | 6064.0452 | 6078.4709
4637 | 5969 | 6006.7545 | 5937.2324 | 6063.9999 | 6078.1651 | [8 empty] | 5983.7945 | 5969 | 6006.7545 | 5937.2324 | 6063.9999 | 6078.1651
4638 | 5969 | 6006.6287 | 5937.0431 | 6063.803 | 6077.5324 | [8 empty] | 5982.6925 | 5969 | 6006.6287 | 5937.0431 | 6063.803 | 6077.5324
4639 | 5969 | 6006.4442 | 5936.7471 | 6063.7415 | 6077.5237 | [8 empty] | 5982.5951 | 5969 | 6006.4442 | 5936.7471 | 6063.7415 | 6077.5237
4640 | 5968 | 6006.2392 | 5936.1482 | 6063.7083 | 6077.1517 | [8 empty] | 5982.5754 | 5968 | 6006.2392 | 5936.1482 | 6063.7083 | 6077.1517
4641 | 5968 | 6005.2437 | 5936.0733 | 6063.483 | 6076.6381 | [8 empty] | 5982.399 | 5968 | 6005.2437 | 5936.0733 | 6063.483 | 6076.6381
4642 | 5968 | 6004.4022 | 5936.0071 | 6063.3104 | 6076.5516 | [8 empty] | 5981.853 | 5968 | 6004.4022 | 5936.0071 | 6063.3104 | 6076.5516
4643 | 5968 | 6004.2715 | 5935.987 | 6063.0297 | 6076.3376 | [8 empty] | 5981.853 | 5968 | 6004.2715 | 5935.987 | 6063.0297 | 6076.3376
4644 | 5968 | 6004.2081 | 5935.8179 | 6062.7949 | 6076.1677 | [8 empty] | 5981.4239 | 5968 | 6004.2081 | 5935.8179 | 6062.7949 | 6076.1677
4645 | 5968 | 6004.1741 | 5935.5995 | 6062.4884 | 6076.1296 | [8 empty] | 5981.1861 | 5968 | 6004.1741 | 5935.5995 | 6062.4884 | 6076.1296
4646 | 5968 | 6003.991 | 5935.5345 | 6062.4185 | 6075.9607 | [8 empty] | 5980.9355 | 5968 | 6003.991 | 5935.5345 | 6062.4185 | 6075.9607
4647 | 5968 | 6003.4583 | 5935.3949 | 6062.2975 | 6075.867 | [8 empty] | 5980.6468 | 5968 | 6003.4583 | 5935.3949 | 6062.2975 | 6075.867
4648 | 5968 | 6003.3256 | 5935.1011 | 6061.9657 | 6075.7363 | [8 empty] | 5980.3361 | 5968 | 6003.3256 | 5935.1011 | 6061.9657 | 6075.7363
4649 | 5967 | 6003.1768 | 5934.9957 | 6061.7388 | 6075.4609 | [8 empty] | 5980.0739 | 5967 | 6003.1768 | 5934.9957 | 6061.7388 | 6075.4609
4650 | 5967 | 6003.1728 | 5934.7132 | 6061.457 | 6075.4547 | [8 empty] | 5980.0737 | 5967 | 6003.1728 | 5934.7132 | 6061.457 | 6075.4547
4651 | 5967 | 6002.8081 | 5934.691 | 6061.4268 | 6075.1919 | [8 empty] | 5980.0583 | 5967 | 6002.8081 | 5934.691 | 6061.4268 | 6075.1919
4652 | 5967 | 6002.1565 | 5933.9347 | 6061.1614 | 6074.9582 | [8 empty] | 5979.7025 | 5967 | 6002.1565 | 5933.9347 | 6061.1614 | 6074.9582
4653 | 5967 | 6001.8778 | 5933.3492 | 6061.0904 | 6074.7138 | [8 empty] | 5979.2735 | 5967 | 6001.8778 | 5933.3492 | 6061.0904 | 6074.7138
4654 | 5967 | 6001.3062 | 5933.2366 | 6060.6367 | 6074.5363 | [8 empty] | 5979.2084 | 5967 | 6001.3062 | 5933.2366 | 6060.6367 | 6074.5363
4655 | 5966 | 6000.8286 | 5933.1144 | 6060.6345 | 6073.4302 | [8 empty] | 5979.1716 | 5966 | 6000.8286 | 5933.1144 | 6060.6345 | 6073.4302
4656 | 5966 | 6000.8219 | 5932.8809 | 6060.317 | 6073.2859 | [8 empty] | 5979.0675 | 5966 | 6000.8219 | 5932.8809 | 6060.317 | 6073.2859
4657 | 5966 | 6000.7441 | 5932.6487 | 6059.0872 | 6072.8576 | [8 empty] | 5978.9744 | 5966 | 6000.7441 | 5932.6487 | 6059.0872 | 6072.8576
4658 | 5965 | 6000.3879 | 5932.3625 | 6058.868 | 6072.8431 | [8 empty] | 5978.8569 | 5965 | 6000.3879 | 5932.3625 | 6058.868 | 6072.8431
4659 | 5965 | 6000.081 | 5932.202 | 6058.384 | 6072.6369 | [8 empty] | 5978.7068 | 5965 | 6000.081 | 5932.202 | 6058.384 | 6072.6369
4660 | 5965 | 6000.0468 | 5932.0848 | 6058.3197 | 6072.5486 | [8 empty] | 5978.3939 | 5965 | 6000.0468 | 5932.0848 | 6058.3197 | 6072.5486
4661 | 5965 | 5999.9896 | 5931.7871 | 6058.2712 | 6072.3643 | [8 empty] | 5978.3237 | 5965 | 5999.9896 | 5931.7871 | 6058.2712 | 6072.3643
4662 | 5965 | 5999.8851 | 5931.7241 | 6058.1448 | 6072.3156 | [8 empty] | 5978.2326 | 5965 | 5999.8851 | 5931.7241 | 6058.1448 | 6072.3156
4663 | 5965 | 5999.3285 | 5931.3452 | 6058.1012 | 6072.1935 | [8 empty] | 5978.1988 | 5965 | 5999.3285 | 5931.3452 | 6058.1012 | 6072.1935
4664 | 5965 | 5998.7615 | 5931.2304 | 6057.1803 | 6071.7723 | [8 empty] | 5978.0757 | 5965 | 5998.7615 | 5931.2304 | 6057.1803 | 6071.7723
4665 | 5965 | 5998.6492 | 5930.951 | 6056.6833 | 6071.731 | [8 empty] | 5977.4776 | 5965 | 5998.6492 | 5930.951 | 6056.6833 | 6071.731
4666 | 5965 | 5998.6392 | 5930.8036 | 6056.3159 | 6071.5997 | [8 empty] | 5977.347 | 5965 | 5998.6392 | 5930.8036 | 6056.3159 | 6071.5997
4667 | 5965 | 5998.4212 | 5930.4948 | 6055.278 | 6071.452 | [8 empty] | 5976.972 | 5965 | 5998.4212 | 5930.4948 | 6055.278 | 6071.452
4668 | 5965 | 5998.366 | 5930.3198 | 6055.1415 | 6071.24 | [8 empty] | 5976.6606 | 5965 | 5998.366 | 5930.3198 | 6055.1415 | 6071.24
4669 | 5964 | 5998.2628 | 5929.9446 | 6055.0469 | 6071.2103 | [8 empty] | 5976.3986 | 5964 | 5998.2628 | 5929.9446 | 6055.0469 | 6071.2103
4670 | 5964 | 5998.0559 | 5929.5812 | 6054.4916 | 6070.9535 | [8 empty] | 5975.9484 | 5964 | 5998.0559 | 5929.5812 | 6054.4916 | 6070.9535
4671 | 5964 | 5997.7866 | 5929.11 | 6054.4794 | 6070.853 | [8 empty] | 5975.9223 | 5964 | 5997.7866 | 5929.11 | 6054.4794 | 6070.853
4672 | 5964 | 5997.6918 | 5928.9828 | 6054.2959 | 6070.6036 | [8 empty] | 5975.713 | 5964 | 5997.6918 | 5928.9828 | 6054.2959 | 6070.6036
4673 | 5964 | 5997.4188 | 5928.563 | 6053.7692 | 6070.3799 | [8 empty] | 5974.9675 | 5964 | 5997.4188 | 5928.563 | 6053.7692 | 6070.3799
4674 | 5964 | 5997.3905 | 5928.5219 | 6053.517 | 6070.167 | [8 empty] | 5974.6517 | 5964 | 5997.3905 | 5928.5219 | 6053.517 | 6070.167
4675 | 5964 | 5996.9147 | 5928.3794 | 6053.1975 | 6070.0621 | [8 empty] | 5974.4492 | 5964 | 5996.9147 | 5928.3794 | 6053.1975 | 6070.0621
4676 | 5964 | 5996.7842 | 5928.3355 | 6052.8834 | 6069.8854 | [8 empty] | 5974.0797 | 5964 | 5996.7842 | 5928.3355 | 6052.8834 | 6069.8854
4677 | 5964 | 5996.636 | 5928.033 | 6052.8189 | 6069.7842 | [8 empty] | 5974.0515 | 5964 | 5996.636 | 5928.033 | 6052.8189 | 6069.7842
4678 | 5964 | 5996.6003 | 5927.9024 | 6052.4025 | 6069.7349 | [8 empty] | 5973.8942 | 5964 | 5996.6003 | 5927.9024 | 6052.4025 | 6069.7349
4679 | 5963 | 5996.3314 | 5927.8655 | 6052.2497 | 6069.6932 | [8 empty] | 5973.7668 | 5963 | 5996.3314 | 5927.8655 | 6052.2497 | 6069.6932
4680 | 5963 | 5996.3238 | 5927.4561 | 6052.0209 | 6069.4812 | [8 empty] | 5973.7518 | 5963 | 5996.3238 | 5927.4561 | 6052.0209 | 6069.4812
4681 | 5963 | 5996.2933 | 5927.321 | 6051.9546 | 6069.1434 | [8 empty] | 5973.6901 | 5963 | 5996.2933 | 5927.321 | 6051.9546 | 6069.1434
4682 | 5963 | 5995.2979 | 5927.1901 | 6051.9339 | 6069.0865 | [8 empty] | 5973.3173 | 5963 | 5995.2979 | 5927.1901 | 6051.9339 | 6069.0865
4683 | 5963 | 5995.1432 | 5926.4892 | 6051.9191 | 6069.0219 | [8 empty] | 5973.0898 | 5963 | 5995.1432 | 5926.4892 | 6051.9191 | 6069.0219
4684 | 5963 | 5995.023 | 5926.1842 | 6051.7901 | 6068.6579 | [8 empty] | 5972.9015 | 5963 | 5995.023 | 5926.1842 | 6051.7901 | 6068.6579
4685 | 5963 | 5995.0166 | 5926.1586 | 6051.7594 | 6068.561 | [8 empty] | 5972.8053 | 5963 | 5995.0166 | 5926.1586 | 6051.7594 | 6068.561
4686 | 5962 | 5995.0012 | 5926.0116 | 6051.339 | 6068.2076 | [8 empty] | 5972.6618 | 5962 | 5995.0012 | 5926.0116 | 6051.339 | 6068.2076
4687 | 5961 | 5994.9622 | 5925.7985 | 6051.14 | 6068.0581 | [8 empty] | 5972.2359 | 5961 | 5994.9622 | 5925.7985 | 6051.14 | 6068.0581
4688 | 5961 | 5994.9452 | 5925.7922 | 6050.9009 | 6067.8022 | [8 empty] | 5971.8575 | 5961 | 5994.9452 | 5925.7922 | 6050.9009 | 6067.8022
4689 | 5961 | 5994.6501 | 5925.3826 | 6050.8009 | 6066.6633 | [8 empty] | 5971.7854 | 5961 | 5994.6501 | 5925.3826 | 6050.8009 | 6066.6633
4690 | 5961 | 5994.3905 | 5925.3603 | 6050.6915 | 6066.4868 | [8 empty] | 5971.7621 | 5961 | 5994.3905 | 5925.3603 | 6050.6915 | 6066.4868
4691 | 5961 | 5994.3355 | 5925.0161 | 6050.1862 | 6065.965 | [8 empty] | 5971.6282 | 5961 | 5994.3355 | 5925.0161 | 6050.1862 | 6065.965
4692 | 5961 | 5994.0672 | 5924.7431 | 6050.0802 | 6065.6925 | [8 empty] | 5971.5622 | 5961 | 5994.0672 | 5924.7431 | 6050.0802 | 6065.6925
4693 | 5960 | 5994.0396 | 5923.8876 | 6050.0561 | 6065.5451 | [8 empty] | 5971.5541 | 5960 | 5994.0396 | 5923.8876 | 6050.0561 | 6065.5451
4694 | 5960 | 5993.9511 | 5923.5149 | 6050.0496 | 6065.2487 | [8 empty] | 5971.112 | 5960 | 5993.9511 | 5923.5149 | 6050.0496 | 6065.2487
4695 | 5960 | 5993.8497 | 5922.9209 | 6050.0449 | 6065.2376 | [8 empty] | 5971.0675 | 5960 | 5993.8497 | 5922.9209 | 6050.0449 | 6065.2376
4696 | 5959 | 5993.769 | 5922.716 | 6049.2653 | 6065.2358 | [8 empty] | 5970.7871 | 5959 | 5993.769 | 5922.716 | 6049.2653 | 6065.2358
4697 | 5959 | 5993.495 | 5922.2012 | 6048.5857 | 6065.2341 | [8 empty] | 5970.7288 | 5959 | 5993.495 | 5922.2012 | 6048.5857 | 6065.2341
4698 | 5959 | 5993.0515 | 5921.8559 | 6048.5839 | 6065.2028 | [8 empty] | 5970.6379 | 5959 | 5993.0515 | 5921.8559 | 6048.5839 | 6065.2028
4699 | 5959 | 5992.9757 | 5921.7958 | 6048.325 | 6064.6762 | [8 empty] | 5970.3924 | 5959 | 5992.9757 | 5921.7958 | 6048.325 | 6064.6762
4700 | 5959 | 5992.5976 | 5921.4938 | 6048.2169 | 6064.3205 | [8 empty] | 5970.3907 | 5959 | 5992.5976 | 5921.4938 | 6048.2169 | 6064.3205
4701 | 5959 | 5992.1603 | 5921.3007 | 6048.1594 | 6063.7462 | [8 empty] | 5970.3398 | 5959 | 5992.1603 | 5921.3007 | 6048.1594 | 6063.7462
4702 | 5959 | 5992.0469 | 5921.2048 | 6047.4238 | 6063.6994 | [8 empty] | 5970.1671 | 5959 | 5992.0469 | 5921.2048 | 6047.4238 | 6063.6994
4703 | 5959 | 5992.0396 | 5921.2008 | 6046.9863 | 6063.0806 | [8 empty] | 5969.9641 | 5959 | 5992.0396 | 5921.2008 | 6046.9863 | 6063.0806
4704 | 5959 | 5991.9644 | 5920.8833 | 6046.8785 | 6062.7575 | [8 empty] | 5969.9386 | 5959 | 5991.9644 | 5920.8833 | 6046.8785 | 6062.7575
4705 | 5958 | 5991.4892 | 5920.8205 | 6046.8047 | 6062.3637 | [8 empty] | 5969.9284 | 5958 | 5991.4892 | 5920.8205 | 6046.8047 | 6062.3637
4706 | 5957 | 5991.2165 | 5920.6281 | 6046.7445 | 6062.3174 | [8 empty] | 5969.9271 | 5957 | 5991.2165 | 5920.6281 | 6046.7445 | 6062.3174
4707 | 5957 | 5990.9683 | 5920.3336 | 6046.4976 | 6062.2757 | [8 empty] | 5969.8956 | 5957 | 5990.9683 | 5920.3336 | 6046.4976 | 6062.2757
4708 | 5957 | 5990.4161 | 5920.2195 | 6046.1936 | 6062.2511 | [8 empty] | 5969.884 | 5957 | 5990.4161 | 5920.2195 | 6046.1936 | 6062.2511
4709 | 5956 | 5990.2336 | 5920.1262 | 6046.192 | 6062.147 | [8 empty] | 5969.6635 | 5956 | 5990.2336 | 5920.1262 | 6046.192 | 6062.147
4710 | 5956 | 5990.2193 | 5919.6682 | 6045.9895 | 6061.72 | [8 empty] | 5969.2648 | 5956 | 5990.2193 | 5919.6682 | 6045.9895 | 6061.72
4711 | 5956 | 5990.1642 | 5919.6409 | 6045.9852 | 6060.4554 | [8 empty] | 5968.7025 | 5956 | 5990.1642 | 5919.6409 | 6045.9852 | 6060.4554
4712 | 5956 | 5989.6804 | 5919.2485 | 6045.9231 | 6060.2329 | [8 empty] | 5968.6261 | 5956 | 5989.6804 | 5919.2485 | 6045.9231 | 6060.2329
4713 | 5956 | 5989.6537 | 5919.1583 | 6045.0695 | 6059.8971 | [8 empty] | 5967.9642 | 5956 | 5989.6537 | 5919.1583 | 6045.0695 | 6059.8971
4714 | 5956 | 5989.6311 | 5918.8812 | 6044.6703 | 6059.2971 | [8 empty] | 5967.3978 | 5956 | 5989.6311 | 5918.8812 | 6044.6703 | 6059.2971
4715 | 5956 | 5989.1076 | 5918.8739 | 6043.1923 | 6059.2913 | [8 empty] | 5967.3515 | 5956 | 5989.1076 | 5918.8739 | 6043.1923 | 6059.2913
4716 | 5956 | 5988.7243 | 5918.672 | 6043.093 | 6059.0268 | [8 empty] | 5967.0419 | 5956 | 5988.7243 | 5918.672 | 6043.093 | 6059.0268
4717 | 5955 | 5988.6653 | 5917.9599 | 6043.0625 | 6058.9239 | [8 empty] | 5967.009 | 5955 | 5988.6653 | 5917.9599 | 6043.0625 | 6058.9239
4718 | 5955 | 5988.4747 | 5917.3466 | 6042.8971 | 6058.8381 | [8 empty] | 5966.718 | 5955 | 5988.4747 | 5917.3466 | 6042.8971 | 6058.8381
4719 | 5954 | 5988.2101 | 5916.702 | 6042.8592 | 6058.6066 | [8 empty] | 5966.6692 | 5954 | 5988.2101 | 5916.702 | 6042.8592 | 6058.6066
4720 | 5954 | 5987.623 | 5916.602 | 6042.7939 | 6058.5962 | [8 empty] | 5966.6514 | 5954 | 5987.623 | 5916.602 | 6042.7939 | 6058.5962
4721 | 5954 | 5987.4773 | 5916.3488 | 6041.7473 | 6058.4122 | [8 empty] | 5966.3678 | 5954 | 5987.4773 | 5916.3488 | 6041.7473 | 6058.4122
4722 | 5954 | 5986.7778 | 5915.6534 | 6041.2296 | 6057.8883 | [8 empty] | 5966.3544 | 5954 | 5986.7778 | 5915.6534 | 6041.2296 | 6057.8883
4723 | 5953 | 5986.4946 | 5915.6285 | 6041.1773 | 6057.8201 | [8 empty] | 5966.2363 | 5953 | 5986.4946 | 5915.6285 | 6041.1773 | 6057.8201
4724 | 5953 | 5986.0759 | 5915.5785 | 6041.176 | 6056.9634 | [8 empty] | 5965.7662 | 5953 | 5986.0759 | 5915.5785 | 6041.176 | 6056.9634
4725 | 5953 | 5985.969 | 5915.4586 | 6041.0073 | 6056.7733 | [8 empty] | 5965.6104 | 5953 | 5985.969 | 5915.4586 | 6041.0073 | 6056.7733
4726 | 5953 | 5985.6126 | 5915.2864 | 6041.0055 | 6056.6653 | [8 empty] | 5965.4661 | 5953 | 5985.6126 | 5915.2864 | 6041.0055 | 6056.6653
4727 | 5952 | 5985.513 | 5915.2576 | 6040.9795 | 6056.6384 | [8 empty] | 5965.3818 | 5952 | 5985.513 | 5915.2576 | 6040.9795 | 6056.6384
4728 | 5952 | 5984.8953 | 5915.2465 | 6040.9214 | 6056.0151 | [8 empty] | 5965.2829 | 5952 | 5984.8953 | 5915.2465 | 6040.9214 | 6056.0151
4729 | 5952 | 5984.611 | 5915.2269 | 6040.807 | 6055.7274 | [8 empty] | 5965.0127 | 5952 | 5984.611 | 5915.2269 | 6040.807 | 6055.7274
4730 | 5952 | 5984.5792 | 5914.5909 | 6040.4382 | 6055.6973 | [8 empty] | 5964.6876 | 5952 | 5984.5792 | 5914.5909 | 6040.4382 | 6055.6973
4731 | 5952 | 5984.3462 | 5914.5825 | 6040.3501 | 6055.4868 | [8 empty] | 5964.4521 | 5952 | 5984.3462 | 5914.5825 | 6040.3501 | 6055.4868
4732 | 5952 | 5984.236 | 5914.5335 | 6040.1708 | 6055.3685 | [8 empty] | 5964.3046 | 5952 | 5984.236 | 5914.5335 | 6040.1708 | 6055.3685
4733 | 5952 | 5982.6671 | 5914.4702 | 6039.8875 | 6055.3184 | [8 empty] | 5964.1941 | 5952 | 5982.6671 | 5914.4702 | 6039.8875 | 6055.3184
4734 | 5952 | 5982.5587 | 5914.3989 | 6039.8077 | 6055.1486 | [8 empty] | 5964.1784 | 5952 | 5982.5587 | 5914.3989 | 6039.8077 | 6055.1486
4735 | 5952 | 5981.6693 | 5914.3675 | 6039.7481 | 6055.1022 | [8 empty] | 5963.7616 | 5952 | 5981.6693 | 5914.3675 | 6039.7481 | 6055.1022
4736 | 5952 | 5981.6398 | 5913.915 | 6039.6919 | 6054.6496 | [8 empty] | 5963.6679 | 5952 | 5981.6398 | 5913.915 | 6039.6919 | 6054.6496
4737 | 5951 | 5981.4529 | 5913.8067 | 6039.6457 | 6053.9451 | [8 empty] | 5963.6456 | 5951 | 5981.4529 | 5913.8067 | 6039.6457 | 6053.9451
4738 | 5951 | 5981.0526 | 5913.7594 | 6039.5955 | 6053.7371 | [8 empty] | 5963.5781 | 5951 | 5981.0526 | 5913.7594 | 6039.5955 | 6053.7371
4739 | 5951 | 5980.8459 | 5913.4977 | 6039.5672 | 6053.6282 | [8 empty] | 5963.5058 | 5951 | 5980.8459 | 5913.4977 | 6039.5672 | 6053.6282
4740 | 5951 | 5980.5803 | 5913.3655 | 6039.3082 | 6053.2363 | [8 empty] | 5963.0391 | 5951 | 5980.5803 | 5913.3655 | 6039.3082 | 6053.2363
4741 | 5950 | 5980.5427 | 5913.2672 | 6039.0217 | 6053.0942 | [8 empty] | 5963.0056 | 5950 | 5980.5427 | 5913.2672 | 6039.0217 | 6053.0942
4742 | 5950 | 5980.5105 | 5913.0442 | 6038.9384 | 6052.6209 | [8 empty] | 5962.8304 | 5950 | 5980.5105 | 5913.0442 | 6038.9384 | 6052.6209
4743 | 5950 | 5980.0999 | 5912.6983 | 6038.8612 | 6052.4334 | [8 empty] | 5962.8069 | 5950 | 5980.0999 | 5912.6983 | 6038.8612 | 6052.4334
4744 | 5950 | 5980.0753 | 5912.4698 | 6038.8465 | 6052.3843 | [8 empty] | 5962.6091 | 5950 | 5980.0753 | 5912.4698 | 6038.8465 | 6052.3843
4745 | 5950 | 5979.9845 | 5912.4058 | 6038.3217 | 6052.2906 | [8 empty] | 5962.0845 | 5950 | 5979.9845 | 5912.4058 | 6038.3217 | 6052.2906
4746 | 5950 | 5979.8859 | 5911.7646 | 6038.1782 | 6052.2806 | [8 empty] | 5962.0427 | 5950 | 5979.8859 | 5911.7646 | 6038.1782 | 6052.2806
4747 | 5950 | 5979.7032 | 5911.4515 | 6037.6847 | 6052.1638 | [8 empty] | 5961.7317 | 5950 | 5979.7032 | 5911.4515 | 6037.6847 | 6052.1638
4748 | 5950 | 5979.5206 | 5911.3318 | 6037.6796 | 6051.6229 | [8 empty] | 5961.1823 | 5950 | 5979.5206 | 5911.3318 | 6037.6796 | 6051.6229
4749 | 5949 | 5979.1703 | 5911.2052 | 6037.6348 | 6051.5283 | [8 empty] | 5961.0109 | 5949 | 5979.1703 | 5911.2052 | 6037.6348 | 6051.5283
4750 | 5949 | 5979.0265 | 5910.7281 | 6037.5948 | 6051.202 | [8 empty] | 5960.8013 | 5949 | 5979.0265 | 5910.7281 | 6037.5948 | 6051.202
4751 | 5949 | 5979.0141 | 5910.5479 | 6037.4476 | 6050.6037 | [8 empty] | 5960.7288 | 5949 | 5979.0141 | 5910.5479 | 6037.4476 | 6050.6037
4752 | 5949 | 5978.7304 | 5910.428 | 6037.4144 | 6050.535 | [8 empty] | 5960.6745 | 5949 | 5978.7304 | 5910.428 | 6037.4144 | 6050.535
4753 | 5949 | 5978.7296 | 5909.5285 | 6036.9311 | 6050.4468 | [8 empty] | 5960.6463 | 5949 | 5978.7296 | 5909.5285 | 6036.9311 | 6050.4468
4754 | 5949 | 5978.6143 | 5909.4363 | 6036.7753 | 6050.2178 | [8 empty] | 5960.3332 | 5949 | 5978.6143 | 5909.4363 | 6036.7753 | 6050.2178
4755 | 5949 | 5978.5658 | 5909.4347 | 6036.7237 | 6049.7229 | [8 empty] | 5959.9221 | 5949 | 5978.5658 | 5909.4347 | 6036.7237 | 6049.7229
4756 | 5949 | 5978.3021 | 5909.2948 | 6036.6888 | 6049.4799 | [8 empty] | 5959.8515 | 5949 | 5978.3021 | 5909.2948 | 6036.6888 | 6049.4799
4757 | 5949 | 5978.0324 | 5909.2206 | 6036.4816 | 6049.3546 | [8 empty] | 5959.4215 | 5949 | 5978.0324 | 5909.2206 | 6036.4816 | 6049.3546
4758 | 5948 | 5978.0251 | 5909.1468 | 6036.385 | 6048.9858 | [8 empty] | 5959.2476 | 5948 | 5978.0251 | 5909.1468 | 6036.385 | 6048.9858
4759 | 5948 | 5977.8167 | 5909.0903 | 6036.3101 | 6048.8186 | [8 empty] | 5959.0602 | 5948 | 5977.8167 | 5909.0903 | 6036.3101 | 6048.8186
4760 | 5948 | 5977.773 | 5908.7588 | 6036.061 | 6048.4983 | [8 empty] | 5958.8746 | 5948 | 5977.773 | 5908.7588 | 6036.061 | 6048.4983
4761 | 5948 | 5977.7711 | 5908.5024 | 6035.6711 | 6048.2852 | [8 empty] | 5958.7359 | 5948 | 5977.7711 | 5908.5024 | 6035.6711 | 6048.2852
4762 | 5948 | 5977.321 | 5908.201 | 6035.4985 | 6047.8652 | [8 empty] | 5958.621 | 5948 | 5977.321 | 5908.201 | 6035.4985 | 6047.8652
4763 | 5947 | 5977.1642 | 5908.1712 | 6035.442 | 6047.6463 | [8 empty] | 5958.5475 | 5947 | 5977.1642 | 5908.1712 | 6035.442 | 6047.6463
4764 | 5947 | 5976.9633 | 5907.3691 | 6035.2839 | 6047.572 | [8 empty] | 5958.4573 | 5947 | 5976.9633 | 5907.3691 | 6035.2839 | 6047.572
4765 | 5947 | 5976.7046 | 5907.3344 | 6035.2466 | 6047.5496 | [8 empty] | 5957.8713 | 5947 | 5976.7046 | 5907.3344 | 6035.2466 | 6047.5496
4766 | 5947 | 5976.6592 | 5907.315 | 6035.0742 | 6047.2327 | [8 empty] | 5957.8296 | 5947 | 5976.6592 | 5907.315 | 6035.0742 | 6047.2327
4767 | 5946 | 5976.5111 | 5907.115 | 6034.9052 | 6047.1238 | [8 empty] | 5957.5844 | 5946 | 5976.5111 | 5907.115 | 6034.9052 | 6047.1238
4768 | 5946 | 5976.449 | 5906.973 | 6034.8083 | 6046.7993 | [8 empty] | 5957.2025 | 5946 | 5976.449 | 5906.973 | 6034.8083 | 6046.7993
4769 | 5946 | 5976.3345 | 5906.9432 | 6034.7329 | 6046.5176 | [8 empty] | 5957.1105 | 5946 | 5976.3345 | 5906.9432 | 6034.7329 | 6046.5176
4770 | 5946 | 5976.0875 | 5906.907 | 6034.4555 | 6046.3629 | [8 empty] | 5957.0125 | 5946 | 5976.0875 | 5906.907 | 6034.4555 | 6046.3629
4771 | 5945 | 5976.024 | 5906.8034 | 6034.3296 | 6046.3295 | [8 empty] | 5956.4311 | 5945 | 5976.024 | 5906.8034 | 6034.3296 | 6046.3295
4772 | 5945 | 5975.9102 | 5906.7975 | 6034.0862 | 6046.1952 | [8 empty] | 5956.0705 | 5945 | 5975.9102 | 5906.7975 | 6034.0862 | 6046.1952
4773 | 5945 | 5975.6615 | 5906.7165 | 6033.962 | 6046.1429 | [8 empty] | 5956.0241 | 5945 | 5975.6615 | 5906.7165 | 6033.962 | 6046.1429
4774 | 5945 | 5975.5031 | 5906.5987 | 6033.5312 | 6045.8795 | [8 empty] | 5956.024 | 5945 | 5975.5031 | 5906.5987 | 6033.5312 | 6045.8795
4775 | 5945 | 5975.4488 | 5906.4921 | 6033.2709 | 6045.4904 | [8 empty] | 5955.8148 | 5945 | 5975.4488 | 5906.4921 | 6033.2709 | 6045.4904
4776 | 5945 | 5975.3675 | 5905.879 | 6033.1001 | 6045.4101 | [8 empty] | 5955.6861 | 5945 | 5975.3675 | 5905.879 | 6033.1001 | 6045.4101
4777 | 5945 | 5975.1692 | 5905.71 | 6032.4196 | 6044.9252 | [8 empty] | 5955.326 | 5945 | 5975.1692 | 5905.71 | 6032.4196 | 6044.9252
4778 | 5944 | 5975.0025 | 5905.5703 | 6031.8747 | 6044.6197 | [8 empty] | 5955.3086 | 5944 | 5975.0025 | 5905.5703 | 6031.8747 | 6044.6197
4779 | 5944 | 5974.9965 | 5905.5253 | 6031.8173 | 6044.3752 | [8 empty] | 5955.1846 | 5944 | 5974.9965 | 5905.5253 | 6031.8173 | 6044.3752
4780 | 5943 | 5974.0457 | 5905.281 | 6031.6274 | 6044.3018 | [8 empty] | 5955.0262 | 5943 | 5974.0457 | 5905.281 | 6031.6274 | 6044.3018
4781 | 5943 | 5973.7412 | 5905.0525 | 6030.9885 | 6044.2138 | [8 empty] | 5955.0208 | 5943 | 5973.7412 | 5905.0525 | 6030.9885 | 6044.2138
4782 | 5943 | 5973.1749 | 5904.4893 | 6030.9558 | 6043.9392 | [8 empty] | 5954.9431 | 5943 | 5973.1749 | 5904.4893 | 6030.9558 | 6043.9392
4783 | 5943 | 5973.0937 | 5904.3574 | 6030.1669 | 6043.749 | [8 empty] | 5954.5875 | 5943 | 5973.0937 | 5904.3574 | 6030.1669 | 6043.749
4784 | 5943 | 5973.05 | 5904.3314 | 6029.8732 | 6043.4752 | [8 empty] | 5954.4813 | 5943 | 5973.05 | 5904.3314 | 6029.8732 | 6043.4752
4785 | 5943 | 5972.8729 | 5904.0963 | 6029.2539 | 6043.1639 | [8 empty] | 5954.4435 | 5943 | 5972.8729 | 5904.0963 | 6029.2539 | 6043.1639
4786 | 5943 | 5972.7673 | 5903.8445 | 6029.1993 | 6043.0096 | [8 empty] | 5954.3507 | 5943 | 5972.7673 | 5903.8445 | 6029.1993 | 6043.0096
4787 | 5942 | 5972.5406 | 5903.8069 | 6028.7584 | 6042.8818 | [8 empty] | 5954.1778 | 5942 | 5972.5406 | 5903.8069 | 6028.7584 | 6042.8818
4788 | 5942 | 5972.5034 | 5903.6696 | 6028.5472 | 6042.7695 | [8 empty] | 5954.0083 | 5942 | 5972.5034 | 5903.6696 | 6028.5472 | 6042.7695
4789 | 5942 | 5972.287 | 5903.6553 | 6028.5394 | 6042.6865 | [8 empty] | 5953.757 | 5942 | 5972.287 | 5903.6553 | 6028.5394 | 6042.6865
4790 | 5942 | 5972.1809 | 5903.556 | 6028.4848 | 6042.6161 | [8 empty] | 5953.4382 | 5942 | 5972.1809 | 5903.556 | 6028.4848 | 6042.6161
4791 | 5942 | 5971.6938 | 5903.5317 | 6028.3927 | 6042.3603 | [8 empty] | 5953.4239 | 5942 | 5971.6938 | 5903.5317 | 6028.3927 | 6042.3603
4792 | 5942 | 5971.6488 | 5903.2402 | 6028.0055 | 6041.8221 | [8 empty] | 5953.3714 | 5942 | 5971.6488 | 5903.2402 | 6028.0055 | 6041.8221
4793 | 5941 | 5971.4395 | 5903.155 | 6027.9962 | 6041.7283 | [8 empty] | 5953.145 | 5941 | 5971.4395 | 5903.155 | 6027.9962 | 6041.7283
4794 | 5941 | 5970.9296 | 5903.0974 | 6027.57 | 6041.2054 | [8 empty] | 5953.1351 | 5941 | 5970.9296 | 5903.0974 | 6027.57 | 6041.2054
4795 | 5941 | 5970.9034 | 5902.6084 | 6027.4035 | 6041.152 | [8 empty] | 5953.0118 | 5941 | 5970.9034 | 5902.6084 | 6027.4035 | 6041.152
4796 | 5941 | 5970.3533 | 5902.4113 | 6027.3048 | 6040.5858 | [8 empty] | 5952.6057 | 5941 | 5970.3533 | 5902.4113 | 6027.3048 | 6040.5858
4797 | 5941 | 5969.9667 | 5902.1426 | 6027.2683 | 6040.4158 | [8 empty] | 5952.52 | 5941 | 5969.9667 | 5902.1426 | 6027.2683 | 6040.4158
4798 | 5941 | 5969.8656 | 5901.8473 | 6026.6191 | 6040.2697 | [8 empty] | 5951.9379 | 5941 | 5969.8656 | 5901.8473 | 6026.6191 | 6040.2697
4799 | 5941 | 5969.4435 | 5901.6257 | 6025.9134 | 6039.9679 | [8 empty] | 5951.8437 | 5941 | 5969.4435 | 5901.6257 | 6025.9134 | 6039.9679
4800 | 5941 | 5969.2069 | 5901.6019 | 6025.9003 | 6039.9137 | [8 empty] | 5951.7947 | 5941 | 5969.2069 | 5901.6019 | 6025.9003 | 6039.9137
4801 | 5939 | 5969.2035 | 5901.3993 | 6025.88 | 6039.8636 | [8 empty] | 5951.6191 | 5939 | 5969.2035 | 5901.3993 | 6025.88 | 6039.8636
4802 | 5939 | 5969.1259 | 5901.1034 | 6025.8782 | 6039.6811 | [8 empty] | 5951.587 | 5939 | 5969.1259 | 5901.1034 | 6025.8782 | 6039.6811
4803 | 5939 | 5968.7186 | 5901.0742 | 6025.0959 | 6039.5804 | [8 empty] | 5951.5717 | 5939 | 5968.7186 | 5901.0742 | 6025.0959 | 6039.5804
4804 | 5939 | 5968.618 | 5900.7535 | 6024.917 | 6039.2153 | [8 empty] | 5951.4911 | 5939 | 5968.618 | 5900.7535 | 6024.917 | 6039.2153
4805 | 5939 | 5968.5327 | 5900.686 | 6024.4308 | 6038.9568 | [8 empty] | 5951.3978 | 5939 | 5968.5327 | 5900.686 | 6024.4308 | 6038.9568
4806 | 5938 | 5968.3013 | 5900.6346 | 6024.3796 | 6038.9287 | [8 empty] | 5951.3915 | 5938 | 5968.3013 | 5900.6346 | 6024.3796 | 6038.9287
4807 | 5938 | 5968.0982 | 5899.5861 | 6023.8911 | 6038.8867 | [8 empty] | 5951.3028 | 5938 | 5968.0982 | 5899.5861 | 6023.8911 | 6038.8867
4808 | 5938 | 5967.4386 | 5899.5522 | 6023.7346 | 6038.7688 | [8 empty] | 5951.2358 | 5938 | 5967.4386 | 5899.5522 | 6023.7346 | 6038.7688
4809 | 5938 | 5967.2325 | 5899.4602 | 6023.6018 | 6038.4447 | [8 empty] | 5951.2234 | 5938 | 5967.2325 | 5899.4602 | 6023.6018 | 6038.4447
4810 | 5938 | 5967.1371 | 5899.3887 | 6023.277 | 6037.9862 | [8 empty] | 5950.9495 | 5938 | 5967.1371 | 5899.3887 | 6023.277 | 6037.9862
4811 | 5937 | 5966.9217 | 5899.3421 | 6022.8994 | 6037.84 | [8 empty] | 5950.7961 | 5937 | 5966.9217 | 5899.3421 | 6022.8994 | 6037.84
4812 | 5937 | 5966.8845 | 5899.3062 | 6022.7305 | 6037.6406 | [8 empty] | 5950.638 | 5937 | 5966.8845 | 5899.3062 | 6022.7305 | 6037.6406
4813 | 5937 | 5966.6341 | 5899.1142 | 6022.4077 | 6037.2279 | [8 empty] | 5950.6061 | 5937 | 5966.6341 | 5899.1142 | 6022.4077 | 6037.2279
4814 | 5937 | 5966.4737 | 5899.0027 | 6021.9306 | 6037.0773 | [8 empty] | 5950.4602 | 5937 | 5966.4737 | 5899.0027 | 6021.9306 | 6037.0773
4815 | 5936 | 5966.2589 | 5898.955 | 6021.8341 | 6036.8687 | [8 empty] | 5950.3053 | 5936 | 5966.2589 | 5898.955 | 6021.8341 | 6036.8687
4816 | 5936 | 5965.585 | 5898.2289 | 6021.1253 | 6036.6363 | [8 empty] | 5950.0104 | 5936 | 5965.585 | 5898.2289 | 6021.1253 | 6036.6363
4817 | 5936 | 5965.2504 | 5897.7288 | 6020.9539 | 6036.427 | [8 empty] | 5949.8309 | 5936 | 5965.2504 | 5897.7288 | 6020.9539 | 6036.427
4818 | 5936 | 5964.3888 | 5897.6615 | 6020.8527 | 6036.077 | [8 empty] | 5949.7014 | 5936 | 5964.3888 | 5897.6615 | 6020.8527 | 6036.077
4819 | 5936 | 5964.3537 | 5897.5424 | 6020.7663 | 6035.8723 | [8 empty] | 5949.6771 | 5936 | 5964.3537 | 5897.5424 | 6020.7663 | 6035.8723
4820 | 5936 | 5963.5103 | 5896.8923 | 6020.7499 | 6035.7218 | [8 empty] | 5948.1337 | 5936 | 5963.5103 | 5896.8923 | 6020.7499 | 6035.7218
4821 | 5935 | 5963.4785 | 5896.3079 | 6020.5163 | 6034.9887 | [8 empty] | 5947.5918 | 5935 | 5963.4785 | 5896.3079 | 6020.5163 | 6034.9887
4822 | 5935 | 5963.3504 | 5896.1541 | 6020.1119 | 6034.6728 | [8 empty] | 5947.5014 | 5935 | 5963.3504 | 5896.1541 | 6020.1119 | 6034.6728
4823 | 5935 | 5963.3282 | 5896.0419 | 6019.3663 | 6034.5724 | [8 empty] | 5947.2481 | 5935 | 5963.3282 | 5896.0419 | 6019.3663 | 6034.5724
4824 | 5935 | 5962.9995 | 5895.7586 | 6019.1026 | 6034.3566 | [8 empty] | 5947.0823 | 5935 | 5962.9995 | 5895.7586 | 6019.1026 | 6034.3566
4825 | 5935 | 5962.7483 | 5895.6544 | 6019.0749 | 6034.126 | [8 empty] | 5947.0072 | 5935 | 5962.7483 | 5895.6544 | 6019.0749 | 6034.126
4826 | 5935 | 5962.1602 | 5895.3186 | 6018.9115 | 6033.9666 | [8 empty] | 5946.9794 | 5935 | 5962.1602 | 5895.3186 | 6018.9115 | 6033.9666
4827 | 5934 | 5961.986 | 5895.2223 | 6018.7142 | 6033.6298 | [8 empty] | 5946.7566 | 5934 | 5961.986 | 5895.2223 | 6018.7142 | 6033.6298
4828 | 5934 | 5961.7772 | 5894.7216 | 6018.7067 | 6033.1448 | [8 empty] | 5946.632 | 5934 | 5961.7772 | 5894.7216 | 6018.7067 | 6033.1448
4829 | 5934 | 5961.7586 | 5894.6471 | 6018.6766 | 6033.1404 | [8 empty] | 5946.432 | 5934 | 5961.7586 | 5894.6471 | 6018.6766 | 6033.1404
4830 | 5934 | 5961.4046 | 5894.4158 | 6018.446 | 6033.0707 | [8 empty] | 5946.2069 | 5934 | 5961.4046 | 5894.4158 | 6018.446 | 6033.0707
4831 | 5934 | 5961.2424 | 5894.2652 | 6018.2864 | 6032.5917 | [8 empty] | 5946.0595 | 5934 | 5961.2424 | 5894.2652 | 6018.2864 | 6032.5917
4832 | 5934 | 5961.2198 | 5893.5043 | 6016.2491 | 6032.5588 | [8 empty] | 5945.9573 | 5934 | 5961.2198 | 5893.5043 | 6016.2491 | 6032.5588
4833 | 5934 | 5960.9113 | 5893.3499 | 6015.9029 | 6032.5569 | [8 empty] | 5945.7332 | 5934 | 5960.9113 | 5893.3499 | 6015.9029 | 6032.5569
4834 | 5933 | 5960.7399 | 5893.0222 | 6015.4287 | 6032.5304 | [8 empty] | 5945.4893 | 5933 | 5960.7399 | 5893.0222 | 6015.4287 | 6032.5304
4835 | 5933 | 5960.699 | 5892.833 | 6015.3179 | 6032.4052 | [8 empty] | 5945.3499 | 5933 | 5960.699 | 5892.833 | 6015.3179 | 6032.4052
4836 | 5933 | 5960.5208 | 5892.2931 | 6015.254 | 6031.9588 | [8 empty] | 5945.2859 | 5933 | 5960.5208 | 5892.2931 | 6015.254 | 6031.9588
4837 | 5933 | 5960.4018 | 5892.0872 | 6015.1185 | 6031.8595 | [8 empty] | 5945.2194 | 5933 | 5960.4018 | 5892.0872 | 6015.1185 | 6031.8595
4838 | 5933 | 5960.3862 | 5891.9457 | 6014.7863 | 6031.7899 | [8 empty] | 5945.2151 | 5933 | 5960.3862 | 5891.9457 | 6014.7863 | 6031.7899
4839 | 5933 | 5960.2017 | 5891.4752 | 6014.6547 | 6031.5695 | [8 empty] | 5945.102 | 5933 | 5960.2017 | 5891.4752 | 6014.6547 | 6031.5695
4840 | 5932 | 5960.1951 | 5891.3823 | 6014.5615 | 6031.5166 | [8 empty] | 5945.0342 | 5932 | 5960.1951 | 5891.3823 | 6014.5615 | 6031.5166
4841 | 5932 | 5960.022 | 5891.1729 | 6014.5114 | 6031.2313 | [8 empty] | 5944.7619 | 5932 | 5960.022 | 5891.1729 | 6014.5114 | 6031.2313
4842 | 5932 | 5959.9667 | 5891.1296 | 6013.9613 | 6031.1648 | [8 empty] | 5944.2648 | 5932 | 5959.9667 | 5891.1296 | 6013.9613 | 6031.1648
4843 | 5932 | 5959.7773 | 5890.6923 | 6013.8277 | 6030.8646 | [8 empty] | 5943.8427 | 5932 | 5959.7773 | 5890.6923 | 6013.8277 | 6030.8646
4844 | 5932 | 5959.5742 | 5890.5222 | 6013.2287 | 6030.8343 | [8 empty] | 5943.7842 | 5932 | 5959.5742 | 5890.5222 | 6013.2287 | 6030.8343
4845 | 5932 | 5959.566 | 5890.2685 | 6012.7142 | 6030.7488 | [8 empty] | 5943.6852 | 5932 | 5959.566 | 5890.2685 | 6012.7142 | 6030.7488
4846 | 5931 | 5959.3309 | 5889.9091 | 6012.4875 | 6030.6278 | [8 empty] | 5943.5317 | 5931 | 5959.3309 | 5889.9091 | 6012.4875 | 6030.6278
4847 | 5931 | 5958.954 | 5889.3868 | 6012.4542 | 6030.524 | [8 empty] | 5943.2362 | 5931 | 5958.954 | 5889.3868 | 6012.4542 | 6030.524
4848 | 5931 | 5958.9131 | 5889.1482 | 6012.3644 | 6029.7736 | [8 empty] | 5941.7462 | 5931 | 5958.9131 | 5889.1482 | 6012.3644 | 6029.7736
4849 | 5931 | 5958.7266 | 5888.8786 | 6012.2051 | 6029.7718 | [8 empty] | 5941.6802 | 5931 | 5958.7266 | 5888.8786 | 6012.2051 | 6029.7718
4850 | 5931 | 5958.6434 | 5888.6824 | 6012.1734 | 6029.559 | [8 empty] | 5941.5516 | 5931 | 5958.6434 | 5888.6824 | 6012.1734 | 6029.559
4851 | 5931 | 5957.2962 | 5888.6415 | 6011.7234 | 6029.4587 | [8 empty] | 5941.3664 | 5931 | 5957.2962 | 5888.6415 | 6011.7234 | 6029.4587
4852 | 5931 | 5957.2404 | 5888.5299 | 6011.4063 | 6029.0793 | [8 empty] | 5941.1679 | 5931 | 5957.2404 | 5888.5299 | 6011.4063 | 6029.0793
4853 | 5931 | 5957.097 | 5888.365 | 6011.0653 | 6028.9549 | [8 empty] | 5940.7133 | 5931 | 5957.097 | 5888.365 | 6011.0653 | 6028.9549
4854 | 5930 | 5957.0629 | 5887.9559 | 6010.9306 | 6028.8362 | [8 empty] | 5940.63 | 5930 | 5957.0629 | 5887.9559 | 6010.9306 | 6028.8362
4855 | 5930 | 5956.984 | 5887.9181 | 6010.9141 | 6028.5198 | [8 empty] | 5940.3568 | 5930 | 5956.984 | 5887.9181 | 6010.9141 | 6028.5198
4856 | 5929 | 5956.7534 | 5887.5462 | 6010.9068 | 6028.0189 | [8 empty] | 5939.8312 | 5929 | 5956.7534 | 5887.5462 | 6010.9068 | 6028.0189
4857 | 5929 | 5956.575 | 5887.1805 | 6010.6355 | 6027.8531 | [8 empty] | 5939.6743 | 5929 | 5956.575 | 5887.1805 | 6010.6355 | 6027.8531
4858 | 5929 | 5956.4851 | 5886.8185 | 6010.3033 | 6027.8097 | [8 empty] | 5939.6142 | 5929 | 5956.4851 | 5886.8185 | 6010.3033 | 6027.8097
4859 | 5929 | 5956.435 | 5886.7827 | 6009.7628 | 6027.4659 | [8 empty] | 5939.4894 | 5929 | 5956.435 | 5886.7827 | 6009.7628 | 6027.4659
4860 | 5928 | 5956.0005 | 5886.5482 | 6009.3321 | 6026.6657 | [8 empty] | 5939.4423 | 5928 | 5956.0005 | 5886.5482 | 6009.3321 | 6026.6657
4861 | 5928 | 5955.5802 | 5886.4895 | 6009.147 | 6026.157 | [8 empty] | 5939.3347 | 5928 | 5955.5802 | 5886.4895 | 6009.147 | 6026.157
4862 | 5928 | 5955.5172 | 5886.028 | 6009.1122 | 6025.8923 | [8 empty] | 5939.1505 | 5928 | 5955.5172 | 5886.028 | 6009.1122 | 6025.8923
4863 | 5928 | 5955.1016 | 5885.6848 | 6008.8262 | 6025.2742 | [8 empty] | 5939.0707 | 5928 | 5955.1016 | 5885.6848 | 6008.8262 | 6025.2742
4864 | 5928 | 5954.9711 | 5885.6558 | 6008.5578 | 6025.0725 | [8 empty] | 5938.7416 | 5928 | 5954.9711 | 5885.6558 | 6008.5578 | 6025.0725
4865 | 5928 | 5954.9305 | 5885.5896 | 6008.5063 | 6025.0453 | [8 empty] | 5938.7124 | 5928 | 5954.9305 | 5885.5896 | 6008.5063 | 6025.0453
4866 | 5928 | 5954.8877 | 5885.4022 | 6008.5025 | 6024.9709 | [8 empty] | 5938.3973 | 5928 | 5954.8877 | 5885.4022 | 6008.5025 | 6024.9709
4867 | 5928 | 5954.7709 | 5885.1812 | 6008.2175 | 6024.9207 | [8 empty] | 5937.6861 | 5928 | 5954.7709 | 5885.1812 | 6008.2175 | 6024.9207
4868 | 5927 | 5954.6255 | 5884.8043 | 6008.0882 | 6024.8197 | [8 empty] | 5936.745 | 5927 | 5954.6255 | 5884.8043 | 6008.0882 | 6024.8197
4869 | 5927 | 5954.5812 | 5884.4859 | 6007.9711 | 6024.6143 | [8 empty] | 5936.5845 | 5927 | 5954.5812 | 5884.4859 | 6007.9711 | 6024.6143
4870 | 5927 | 5954.3496 | 5884.4242 | 6007.9397 | 6023.9838 | [8 empty] | 5936.4877 | 5927 | 5954.3496 | 5884.4242 | 6007.9397 | 6023.9838
4871 | 5927 | 5953.4718 | 5884.3563 | 6007.6755 | 6023.4311 | [8 empty] | 5936.388 | 5927 | 5953.4718 | 5884.3563 | 6007.6755 | 6023.4311
4872 | 5927 | 5953.1371 | 5884.1619 | 6007.5274 | 6023.1091 | [8 empty] | 5936.0599 | 5927 | 5953.1371 | 5884.1619 | 6007.5274 | 6023.1091
4873 | 5927 | 5952.7608 | 5883.5756 | 6007.4911 | 6022.9381 | [8 empty] | 5936.0151 | 5927 | 5952.7608 | 5883.5756 | 6007.4911 | 6022.9381
4874 | 5926 | 5952.6325 | 5883.2525 | 6007.2259 | 6022.5668 | [8 empty] | 5935.8323 | 5926 | 5952.6325 | 5883.2525 | 6007.2259 | 6022.5668
4875 | 5926 | 5952.5042 | 5883.0936 | 6007.2195 | 6022.271 | [8 empty] | 5935.6916 | 5926 | 5952.5042 | 5883.0936 | 6007.2195 | 6022.271
4876 | 5926 | 5952.4075 | 5882.44 | 6006.9071 | 6021.8261 | [8 empty] | 5935.6169 | 5926 | 5952.4075 | 5882.44 | 6006.9071 | 6021.8261
4877 | 5925 | 5952.3731 | 5882.2659 | 6006.7267 | 6021.808 | [8 empty] | 5935.4296 | 5925 | 5952.3731 | 5882.2659 | 6006.7267 | 6021.808
4878 | 5925 | 5952.2833 | 5882.2626 | 6006.0362 | 6021.8039 | [8 empty] | 5935.3653 | 5925 | 5952.2833 | 5882.2626 | 6006.0362 | 6021.8039
4879 | 5925 | 5952.2097 | 5881.6882 | 6005.8648 | 6021.7417 | [8 empty] | 5935.0831 | 5925 | 5952.2097 | 5881.6882 | 6005.8648 | 6021.7417
4880 | 5925 | 5951.7039 | 5881.5374 | 6005.4721 | 6021.7239 | [8 empty] | 5934.9819 | 5925 | 5951.7039 | 5881.5374 | 6005.4721 | 6021.7239
4881 | 5925 | 5951.6859 | 5880.6353 | 6005.4285 | 6021.4736 | [8 empty] | 5934.9255 | 5925 | 5951.6859 | 5880.6353 | 6005.4285 | 6021.4736
4882 | 5925 | 5951.5048 | 5880.3318 | 6005.4233 | 6021.1123 | [8 empty] | 5934.728 | 5925 | 5951.5048 | 5880.3318 | 6005.4233 | 6021.1123
4883 | 5924 | 5951.3772 | 5879.9112 | 6005.4216 | 6020.9065 | [8 empty] | 5934.6746 | 5924 | 5951.3772 | 5879.9112 | 6005.4216 | 6020.9065
4884 | 5924 | 5951.2546 | 5879.0041 | 6005.085 | 6020.4468 | [8 empty] | 5934.5751 | 5924 | 5951.2546 | 5879.0041 | 6005.085 | 6020.4468
4885 | 5924 | 5950.921 | 5878.9833 | 6005.0098 | 6020.1404 | [8 empty] | 5934.4692 | 5924 | 5950.921 | 5878.9833 | 6005.0098 | 6020.1404
4886 | 5924 | 5950.9088 | 5878.5972 | 6004.8595 | 6020.0593 | [8 empty] | 5934.2911 | 5924 | 5950.9088 | 5878.5972 | 6004.8595 | 6020.0593
4887 | 5923 | 5950.5558 | 5878.545 | 6004.3288 | 6020.0569 | [8 empty] | 5934.0621 | 5923 | 5950.5558 | 5878.545 | 6004.3288 | 6020.0569
4888 | 5923 | 5950.2674 | 5878.4798 | 6003.5861 | 6019.6788 | [8 empty] | 5934.0474 | 5923 | 5950.2674 | 5878.4798 | 6003.5861 | 6019.6788
4889 | 5923 | 5950.171 | 5878.2526 | 6003.3929 | 6019.6365 | [8 empty] | 5933.8977 | 5923 | 5950.171 | 5878.2526 | 6003.3929 | 6019.6365
4890 | 5923 | 5950.0967 | 5878.1661 | 6002.9538 | 6019.5194 | [8 empty] | 5933.7826 | 5923 | 5950.0967 | 5878.1661 | 6002.9538 | 6019.5194
4891 | 5923 | 5949.9216 | 5877.9688 | 6002.9381 | 6019.449 | [8 empty] | 5933.4527 | 5923 | 5949.9216 | 5877.9688 | 6002.9381 | 6019.449
4892 | 5922 | 5949.8967 | 5877.8117 | 6002.8361 | 6019.4114 | [8 empty] | 5933.3864 | 5922 | 5949.8967 | 5877.8117 | 6002.8361 | 6019.4114
4893 | 5922 | 5949.8468 | 5877.6142 | 6002.7023 | 6018.8294 | [8 empty] | 5933.1322 | 5922 | 5949.8468 | 5877.6142 | 6002.7023 | 6018.8294
4894 | 5922 | 5947.3098 | 5877.2575 | 6002.5673 | 6018.6667 | [8 empty] | 5932.9969 | 5922 | 5947.3098 | 5877.2575 | 6002.5673 | 6018.6667
4895 | 5922 | 5947.1563 | 5877.2346 | 6002.3566 | 6018.638 | [8 empty] | 5932.7695 | 5922 | 5947.1563 | 5877.2346 | 6002.3566 | 6018.638
4896 | 5922 | 5947.0457 | 5876.9874 | 6001.934 | 6018.5744 | [8 empty] | 5932.666 | 5922 | 5947.0457 | 5876.9874 | 6001.934 | 6018.5744
4897 | 5922 | 5947.0357 | 5876.77 | 6001.6929 | 6018.408 | [8 empty] | 5932.26 | 5922 | 5947.0357 | 5876.77 | 6001.6929 | 6018.408
4898 | 5922 | 5946.862 | 5876.6013 | 6001.2471 | 6017.8412 | [8 empty] | 5932.0965 | 5922 | 5946.862 | 5876.6013 | 6001.2471 | 6017.8412
4899 | 5922 | 5946.6131 | 5876.2944 | 6001.0804 | 6017.8273 | [8 empty] | 5932.0037 | 5922 | 5946.6131 | 5876.2944 | 6001.0804 | 6017.8273
4900 | 5922 | 5946.4927 | 5875.8138 | 6000.6377 | 6017.3641 | [8 empty] | 5931.3895 | 5922 | 5946.4927 | 5875.8138 | 6000.6377 | 6017.3641
4901 | 5922 | 5946.4021 | 5875.542 | 6000.521 | 6017.3629 | [8 empty] | 5931.1031 | 5922 | 5946.4021 | 5875.542 | 6000.521 | 6017.3629
4902 | 5921 | 5946.341 | 5874.7982 | 6000.5121 | 6016.9943 | [8 empty] | 5930.5513 | 5921 | 5946.341 | 5874.7982 | 6000.5121 | 6016.9943
4903 | 5921 | 5946.1716 | 5874.5762 | 5999.5082 | 6016.8401 | [8 empty] | 5930.4583 | 5921 | 5946.1716 | 5874.5762 | 5999.5082 | 6016.8401
4904 | 5921 | 5945.3149 | 5874.5398 | 5999.1452 | 6016.3885 | [8 empty] | 5930.3986 | 5921 | 5945.3149 | 5874.5398 | 5999.1452 | 6016.3885
4905 | 5921 | 5944.7654 | 5874.2853 | 5999.0357 | 6016.3577 | [8 empty] | 5930.1733 | 5921 | 5944.7654 | 5874.2853 | 5999.0357 | 6016.3577
4906 | 5921 | 5944.4522 | 5874.2124 | 5998.9802 | 6016.3061 | [8 empty] | 5930.1185 | 5921 | 5944.4522 | 5874.2124 | 5998.9802 | 6016.3061
4907 | 5921 | 5944.1757 | 5874.1376 | 5998.8531 | 6016.2146 | [8 empty] | 5930.1094 | 5921 | 5944.1757 | 5874.1376 | 5998.8531 | 6016.2146
4908 | 5921 | 5943.9882 | 5874.1337 | 5998.7166 | 6016.0593 | [8 empty] | 5928.98 | 5921 | 5943.9882 | 5874.1337 | 5998.7166 | 6016.0593
4909 | 5920 | 5943.7827 | 5874.0167 | 5998.5987 | 6015.5797 | [8 empty] | 5928.7634 | 5920 | 5943.7827 | 5874.0167 | 5998.5987 | 6015.5797
4910 | 5920 | 5943.7313 | 5874.0139 | 5998.5942 | 6015.4833 | [8 empty] | 5928.2868 | 5920 | 5943.7313 | 5874.0139 | 5998.5942 | 6015.4833
4911 | 5920 | 5943.5575 | 5874.0132 | 5998.4844 | 6014.9369 | [8 empty] | 5928.2012 | 5920 | 5943.5575 | 5874.0132 | 5998.4844 | 6014.9369
4912 | 5920 | 5943.4912 | 5873.8781 | 5998.0459 | 6014.8209 | [8 empty] | 5928.1328 | 5920 | 5943.4912 | 5873.8781 | 5998.0459 | 6014.8209
4913 | 5920 | 5943.2594 | 5873.7529 | 5997.7912 | 6014.756 | [8 empty] | 5927.6783 | 5920 | 5943.2594 | 5873.7529 | 5997.7912 | 6014.756
4914 | 5919 | 5943.2496 | 5873.6027 | 5997.7816 | 6014.7043 | [8 empty] | 5927.6222 | 5919 | 5943.2496 | 5873.6027 | 5997.7816 | 6014.7043
4915 | 5919 | 5943.0416 | 5873.5634 | 5997.7077 | 6014.4646 | [8 empty] | 5927.5416 | 5919 | 5943.0416 | 5873.5634 | 5997.7077 | 6014.4646
4916 | 5919 | 5942.989 | 5873.3793 | 5997.4888 | 6014.4566 | [8 empty] | 5927.5124 | 5919 | 5942.989 | 5873.3793 | 5997.4888 | 6014.4566
4917 | 5919 | 5942.7773 | 5873.1345 | 5997.4735 | 6014.2849 | [8 empty] | 5927.1906 | 5919 | 5942.7773 | 5873.1345 | 5997.4735 | 6014.2849
4918 | 5918 | 5942.7088 | 5873.0543 | 5997.3434 | 6014.2394 | [8 empty] | 5927.0694 | 5918 | 5942.7088 | 5873.0543 | 5997.3434 | 6014.2394
4919 | 5918 | 5942.694 | 5872.9272 | 5997.2729 | 6014.0452 | [8 empty] | 5926.822 | 5918 | 5942.694 | 5872.9272 | 5997.2729 | 6014.0452
4920 | 5918 | 5942.5583 | 5872.7154 | 5997.27 | 6013.3613 | [8 empty] | 5926.6243 | 5918 | 5942.5583 | 5872.7154 | 5997.27 | 6013.3613
4921 | 5918 | 5942.4258 | 5872.6285 | 5997.1004 | 6013.1002 | [8 empty] | 5926.352 | 5918 | 5942.4258 | 5872.6285 | 5997.1004 | 6013.1002
4922 | 5918 | 5942.4183 | 5872.5303 | 5997.0341 | 6012.3692 | [8 empty] | 5926.1873 | 5918 | 5942.4183 | 5872.5303 | 5997.0341 | 6012.3692
4923 | 5918 | 5942.247 | 5872.4927 | 5996.3617 | 6012.2033 | [8 empty] | 5925.8744 | 5918 | 5942.247 | 5872.4927 | 5996.3617 | 6012.2033
4924 | 5918 | 5942.1149 | 5872.4489 | 5995.5447 | 6011.9112 | [8 empty] | 5925.6428 | 5918 | 5942.1149 | 5872.4489 | 5995.5447 | 6011.9112
4925 | 5918 | 5941.646 | 5872.3164 | 5995.3281 | 6011.8646 | [8 empty] | 5925.3417 | 5918 | 5941.646 | 5872.3164 | 5995.3281 | 6011.8646
4926 | 5918 | 5941.3065 | 5872.3094 | 5995.0558 | 6011.3745 | [8 empty] | 5925.1126 | 5918 | 5941.3065 | 5872.3094 | 5995.0558 | 6011.3745
4927 | 5918 | 5941.1351 | 5872.2947 | 5995.0141 | 6011.353 | [8 empty] | 5925.0961 | 5918 | 5941.1351 | 5872.2947 | 5995.0141 | 6011.353
4928 | 5917 | 5940.9848 | 5871.96 | 5994.5968 | 6011.2617 | [8 empty] | 5924.8301 | 5917 | 5940.9848 | 5871.96 | 5994.5968 | 6011.2617
4929 | 5917 | 5940.9606 | 5871.8892 | 5993.8806 | 6011.1792 | [8 empty] | 5924.817 | 5917 | 5940.9606 | 5871.8892 | 5993.8806 | 6011.1792
4930 | 5917 | 5940.816 | 5871.6405 | 5993.7581 | 6010.3628 | [8 empty] | 5924.5197 | 5917 | 5940.816 | 5871.6405 | 5993.7581 | 6010.3628
4931 | 5917 | 5940.7378 | 5871.0533 | 5993.3837 | 6009.8002 | [8 empty] | 5924.388 | 5917 | 5940.7378 | 5871.0533 | 5993.3837 | 6009.8002
4932 | 5917 | 5940.6515 | 5871.0248 | 5993.363 | 6009.7555 | [8 empty] | 5924.2186 | 5917 | 5940.6515 | 5871.0248 | 5993.363 | 6009.7555
4933 | 5917 | 5940.4354 | 5870.7882 | 5993.3125 | 6009.7462 | [8 empty] | 5923.687 | 5917 | 5940.4354 | 5870.7882 | 5993.3125 | 6009.7462
4934 | 5917 | 5940.0507 | 5870.7014 | 5993.0269 | 6009.1505 | [8 empty] | 5923.6187 | 5917 | 5940.0507 | 5870.7014 | 5993.0269 | 6009.1505
4935 | 5917 | 5939.8592 | 5870.6171 | 5992.6316 | 6008.9068 | [8 empty] | 5923.5323 | 5917 | 5939.8592 | 5870.6171 | 5992.6316 | 6008.9068
4936 | 5917 | 5939.3407 | 5870.5819 | 5992.2859 | 6008.8881 | [8 empty] | 5923.3108 | 5917 | 5939.3407 | 5870.5819 | 5992.2859 | 6008.8881
4937 | 5917 | 5938.6908 | 5870.5376 | 5991.9416 | 6008.4355 | [8 empty] | 5923.2328 | 5917 | 5938.6908 | 5870.5376 | 5991.9416 | 6008.4355
4938 | 5917 | 5938.3432 | 5870.433 | 5991.9243 | 6008.2648 | [8 empty] | 5923.0818 | 5917 | 5938.3432 | 5870.433 | 5991.9243 | 6008.2648
4939 | 5916 | 5938.3179 | 5870.1845 | 5991.844 | 6008.2189 | [8 empty] | 5923.0437 | 5916 | 5938.3179 | 5870.1845 | 5991.844 | 6008.2189
4940 | 5916 | 5938.2817 | 5870.0687 | 5991.6484 | 6008.0259 | [8 empty] | 5922.7599 | 5916 | 5938.2817 | 5870.0687 | 5991.6484 | 6008.0259
4941 | 5915 | 5938.214 | 5870.0473 | 5991.6294 | 6006.6909 | [8 empty] | 5922.7439 | 5915 | 5938.214 | 5870.0473 | 5991.6294 | 6006.6909
4942 | 5915 | 5938.0525 | 5869.9531 | 5991.4535 | 6006.6613 | [8 empty] | 5922.3164 | 5915 | 5938.0525 | 5869.9531 | 5991.4535 | 6006.6613
4943 | 5915 | 5937.8936 | 5869.7669 | 5991.2878 | 6006.3652 | [8 empty] | 5922.2609 | 5915 | 5937.8936 | 5869.7669 | 5991.2878 | 6006.3652
4944 | 5915 | 5937.8445 | 5869.4269 | 5990.9512 | 6006.2231 | [8 empty] | 5922.1837 | 5915 | 5937.8445 | 5869.4269 | 5990.9512 | 6006.2231
4945 | 5915 | 5937.7875 | 5869.2112 | 5990.7685 | 6006.0789 | [8 empty] | 5922.0767 | 5915 | 5937.7875 | 5869.2112 | 5990.7685 | 6006.0789
4946 | 5914 | 5937.6573 | 5869.1701 | 5990.692 | 6005.8207 | [8 empty] | 5922.0602 | 5914 | 5937.6573 | 5869.1701 | 5990.692 | 6005.8207
4947 | 5914 | 5937.591 | 5869.0617 | 5990.2532 | 6005.8029 | [8 empty] | 5921.8258 | 5914 | 5937.591 | 5869.0617 | 5990.2532 | 6005.8029
4948 | 5914 | 5937.4049 | 5869.0558 | 5990.1347 | 6005.7015 | [8 empty] | 5921.526 | 5914 | 5937.4049 | 5869.0558 | 5990.1347 | 6005.7015
4949 | 5914 | 5937.2871 | 5868.8722 | 5989.8851 | 6005.6532 | [8 empty] | 5921.4854 | 5914 | 5937.2871 | 5868.8722 | 5989.8851 | 6005.6532
4950 | 5913 | 5937.0639 | 5868.3452 | 5989.4427 | 6005.3554 | [8 empty] | 5921.3531 | 5913 | 5937.0639 | 5868.3452 | 5989.4427 | 6005.3554
4951 | 5913 | 5937.049 | 5868.2183 | 5989.0942 | 6005.2029 | [8 empty] | 5920.9935 | 5913 | 5937.049 | 5868.2183 | 5989.0942 | 6005.2029
4952 | 5913 | 5936.8212 | 5868.1801 | 5989.0401 | 6004.8642 | [8 empty] | 5920.5715 | 5913 | 5936.8212 | 5868.1801 | 5989.0401 | 6004.8642
4953 | 5913 | 5936.6948 | 5867.5815 | 5988.9126 | 6004.8458 | [8 empty] | 5920.2845 | 5913 | 5936.6948 | 5867.5815 | 5988.9126 | 6004.8458
4954 | 5913 | 5935.5718 | 5867.2761 | 5988.8466 | 6004.7388 | [8 empty] | 5920.0421 | 5913 | 5935.5718 | 5867.2761 | 5988.8466 | 6004.7388
4955 | 5912 | 5935.4956 | 5867.0023 | 5988.2547 | 6004.5876 | [8 empty] | 5919.9294 | 5912 | 5935.4956 | 5867.0023 | 5988.2547 | 6004.5876
4956 | 5912 | 5935.2616 | 5866.7891 | 5988.0936 | 6004.4991 | [8 empty] | 5919.4318 | 5912 | 5935.2616 | 5866.7891 | 5988.0936 | 6004.4991
4957 | 5912 | 5935.0356 | 5866.7111 | 5988.043 | 6004.413 | [8 empty] | 5919.1632 | 5912 | 5935.0356 | 5866.7111 | 5988.043 | 6004.413
4958 | 5912 | 5934.9987 | 5866.4193 | 5987.9883 | 6004.0223 | [8 empty] | 5919.0588 | 5912 | 5934.9987 | 5866.4193 | 5987.9883 | 6004.0223
4959 | 5912 | 5934.7354 | 5865.9956 | 5987.9641 | 6003.8295 | [8 empty] | 5918.8006 | 5912 | 5934.7354 | 5865.9956 | 5987.9641 | 6003.8295
4960 | 5912 | 5934.6343 | 5865.9386 | 5987.8964 | 6003.5293 | [8 empty] | 5918.6542 | 5912 | 5934.6343 | 5865.9386 | 5987.8964 | 6003.5293
4961 | 5911 | 5934.5705 | 5865.7017 | 5987.8944 | 6003.3789 | [8 empty] | 5918.5565 | 5911 | 5934.5705 | 5865.7017 | 5987.8944 | 6003.3789
4962 | 5911 | 5934.3979 | 5865.6786 | 5987.3913 | 6003.3201 | [8 empty] | 5918.2119 | 5911 | 5934.3979 | 5865.6786 | 5987.3913 | 6003.3201
4963 | 5911 | 5934.2401 | 5865.436 | 5986.6598 | 6003.1666 | [8 empty] | 5918.2016 | 5911 | 5934.2401 | 5865.436 | 5986.6598 | 6003.1666
4964 | 5911 | 5934.0324 | 5865.3261 | 5986.6444 | 6002.7687 | [8 empty] | 5918.0538 | 5911 | 5934.0324 | 5865.3261 | 5986.6444 | 6002.7687
4965 | 5910 | 5933.7553 | 5865.022 | 5986.091 | 6002.5734 | [8 empty] | 5918.0482 | 5910 | 5933.7553 | 5865.022 | 5986.091 | 6002.5734
4966 | 5910 | 5933.405 | 5865.0219 | 5985.7855 | 6002.2072 | [8 empty] | 5917.9509 | 5910 | 5933.405 | 5865.0219 | 5985.7855 | 6002.2072
4967 | 5910 | 5933.3952 | 5864.9321 | 5985.7456 | 6001.6034 | [8 empty] | 5917.9373 | 5910 | 5933.3952 | 5864.9321 | 5985.7456 | 6001.6034
4968 | 5909 | 5933.38 | 5864.6096 | 5985.5418 | 6001.4857 | [8 empty] | 5917.7647 | 5909 | 5933.38 | 5864.6096 | 5985.5418 | 6001.4857
4969 | 5909 | 5933.1519 | 5864.5754 | 5985.4005 | 6001.2402 | [8 empty] | 5917.0684 | 5909 | 5933.1519 | 5864.5754 | 5985.4005 | 6001.2402
4970 | 5909 | 5933.0807 | 5864.0611 | 5985.1406 | 6001.1377 | [8 empty] | 5916.6709 | 5909 | 5933.0807 | 5864.0611 | 5985.1406 | 6001.1377
4971 | 5909 | 5932.3957 | 5864.0329 | 5985.1312 | 6000.6189 | [8 empty] | 5916.5565 | 5909 | 5932.3957 | 5864.0329 | 5985.1312 | 6000.6189
4972 | 5909 | 5932.0046 | 5863.8755 | 5984.9881 | 6000.4921 | [8 empty] | 5916.1022 | 5909 | 5932.0046 | 5863.8755 | 5984.9881 | 6000.4921
4973 | 5909 | 5931.7795 | 5863.7027 | 5984.9805 | 6000.3247 | [8 empty] | 5915.8574 | 5909 | 5931.7795 | 5863.7027 | 5984.9805 | 6000.3247
4974 | 5908 | 5931.2361 | 5863.456 | 5984.9216 | 5999.9104 | [8 empty] | 5915.8338 | 5908 | 5931.2361 | 5863.456 | 5984.9216 | 5999.9104
4975 | 5908 | 5931.0985 | 5863.3821 | 5984.3703 | 5999.2012 | [8 empty] | 5915.518 | 5908 | 5931.0985 | 5863.3821 | 5984.3703 | 5999.2012
4976 | 5908 | 5930.6786 | 5863.3745 | 5983.27 | 5999.1186 | [8 empty] | 5915.4367 | 5908 | 5930.6786 | 5863.3745 | 5983.27 | 5999.1186
4977 | 5908 | 5930.281 | 5863.2865 | 5982.6017 | 5997.9885 | [8 empty] | 5915.2113 | 5908 | 5930.281 | 5863.2865 | 5982.6017 | 5997.9885
4978 | 5907 | 5930.1813 | 5863.2826 | 5982.2452 | 5997.8525 | [8 empty] | 5915.2029 | 5907 | 5930.1813 | 5863.2826 | 5982.2452 | 5997.8525
4979 | 5907 | 5930.0355 | 5862.9905 | 5981.8745 | 5997.7741 | [8 empty] | 5915.1957 | 5907 | 5930.0355 | 5862.9905 | 5981.8745 | 5997.7741
4980 | 5907 | 5929.8465 | 5862.933 | 5981.8316 | 5997.6575 | [8 empty] | 5915.1599 | 5907 | 5929.8465 | 5862.933 | 5981.8316 | 5997.6575
4981 | 5907 | 5929.5063 | 5862.8486 | 5980.5262 | 5997.6549 | [8 empty] | 5915.0195 | 5907 | 5929.5063 | 5862.8486 | 5980.5262 | 5997.6549
4982 | 5907 | 5929.4915 | 5862.815 | 5980.4335 | 5997.5951 | [8 empty] | 5914.2031 | 5907 | 5929.4915 | 5862.815 | 5980.4335 | 5997.5951
4983 | 5907 | 5929.4734 | 5862.5244 | 5980.3938 | 5997.3826 | [8 empty] | 5913.6171 | 5907 | 5929.4734 | 5862.5244 | 5980.3938 | 5997.3826
4984 | 5907 | 5929.3388 | 5861.8038 | 5980.3456 | 5997.243 | [8 empty] | 5913.2574 | 5907 | 5929.3388 | 5861.8038 | 5980.3456 | 5997.243
4985 | 5907 | 5929.3211 | 5861.6645 | 5980.3175 | 5997.0438 | [8 empty] | 5913.2209 | 5907 | 5929.3211 | 5861.6645 | 5980.3175 | 5997.0438
4986 | 5907 | 5929.216 | 5861.3822 | 5980.3148 | 5996.1364 | [8 empty] | 5913.0938 | 5907 | 5929.216 | 5861.3822 | 5980.3148 | 5996.1364
4987 | 5906 | 5929.07 | 5861.2231 | 5980.1609 | 5996.0531 | [8 empty] | 5913.0451 | 5906 | 5929.07 | 5861.2231 | 5980.1609 | 5996.0531
4988 | 5906 | 5928.885 | 5860.9756 | 5979.33 | 5996.0015 | [8 empty] | 5913.0287 | 5906 | 5928.885 | 5860.9756 | 5979.33 | 5996.0015
4989 | 5906 | 5928.8243 | 5860.7113 | 5979.2075 | 5995.5396 | [8 empty] | 5912.8465 | 5906 | 5928.8243 | 5860.7113 | 5979.2075 | 5995.5396
4990 | 5906 | 5928.8211 | 5860.6634 | 5979.0944 | 5995.5166 | [8 empty] | 5912.7978 | 5906 | 5928.8211 | 5860.6634 | 5979.0944 | 5995.5166
4991 | 5906 | 5928.7208 | 5860.1869 | 5979.0913 | 5995.482 | [8 empty] | 5912.7804 | 5906 | 5928.7208 | 5860.1869 | 5979.0913 | 5995.482
4992 | 5906 | 5928.5678 | 5860.0167 | 5978.8006 | 5995.3448 | [8 empty] | 5912.7117 | 5906 | 5928.5678 | 5860.0167 | 5978.8006 | 5995.3448
4993 | 5906 | 5928.3992 | 5859.8013 | 5978.5075 | 5995.1644 | [8 empty] | 5912.609 | 5906 | 5928.3992 | 5859.8013 | 5978.5075 | 5995.1644
4994 | 5906 | 5927.6657 | 5859.6656 | 5978.4825 | 5994.6604 | [8 empty] | 5912.3187 | 5906 | 5927.6657 | 5859.6656 | 5978.4825 | 5994.6604
4995 | 5906 | 5927.2762 | 5859.6232 | 5978.3946 | 5994.6225 | [8 empty] | 5912.177 | 5906 | 5927.2762 | 5859.6232 | 5978.3946 | 5994.6225
4996 | 5906 | 5927.2716 | 5859.5838 | 5978.3757 | 5994.2126 | [8 empty] | 5911.864 | 5906 | 5927.2716 | 5859.5838 | 5978.3757 | 5994.2126
4997 | 5906 | 5927.0947 | 5859.1566 | 5978.3612 | 5994.2045 | [8 empty] | 5911.794 | 5906 | 5927.0947 | 5859.1566 | 5978.3612 | 5994.2045
4998 | 5905 | 5926.8687 | 5858.886 | 5978.3317 | 5994.0456 | [8 empty] | 5911.6525 | 5905 | 5926.8687 | 5858.886 | 5978.3317 | 5994.0456
4999 | 5905 | 5926.7599 | 5858.7178 | 5978.3065 | 5993.8913 | [8 empty] | 5911.6137 | 5905 | 5926.7599 | 5858.7178 | 5978.3065 | 5993.8913
5000 | 5905 | 5926.7099 | 5858.2211 | 5977.9119 | 5993.8659 | [8 empty] | 5911.5578 | 5905 | 5926.7099 | 5858.2211 | 5977.9119 | 5993.8659
5001 | 5905 | 5926.4379 | 5858.1297 | 5977.8698 | 5993.741 | [8 empty] | 5911.4425 | 5905 | 5926.4379 | 5858.1297 | 5977.8698 | 5993.741
5002 | 5904 | 5926.3219 | 5857.3622 | 5977.7978 | 5993.6305 | [8 empty] | 5911.2661 | 5904 | 5926.3219 | 5857.3622 | 5977.7978 | 5993.6305
5003 | 5904 | 5925.982 | 5857.2302 | 5977.6828 | 5993.3518 | [8 empty] | 5911.206 | 5904 | 5925.982 | 5857.2302 | 5977.6828 | 5993.3518
5004 | 5904 | 5925.5059 | 5857.049 | 5977.3202 | 5993.1548 | [8 empty] | 5911.0779 | 5904 | 5925.5059 | 5857.049 | 5977.3202 | 5993.1548
5005 | 5903 | 5925.0344 | 5857.0388 | 5977.0996 | 5993.0964 | [8 empty] | 5910.9776 | 5903 | 5925.0344 | 5857.0388 | 5977.0996 | 5993.0964
5006 | 5903 | 5925.0126 | 5856.6581 | 5976.8221 | 5993.0452 | [8 empty] | 5910.8688 | 5903 | 5925.0126 | 5856.6581 | 5976.8221 | 5993.0452
5007 | 5903 | 5924.9963 | 5856.6031 | 5976.5969 | 5992.9091 | [8 empty] | 5910.7971 | 5903 | 5924.9963 | 5856.6031 | 5976.5969 | 5992.9091
5008 | 5903 | 5924.9608 | 5855.8024 | 5976.2378 | 5992.8905 | [8 empty] | 5910.2828 | 5903 | 5924.9608 | 5855.8024 | 5976.2378 | 5992.8905
5009 | 5903 | 5924.9074 | 5855.8005 | 5976.1699 | 5992.8673 | [8 empty] | 5910.2701 | 5903 | 5924.9074 | 5855.8005 | 5976.1699 | 5992.8673
5010 | 5903 | 5924.6386 | 5855.7557 | 5975.5745 | 5992.6613 | [8 empty] | 5910.0883 | 5903 | 5924.6386 | 5855.7557 | 5975.5745 | 5992.6613
5011 | 5902 | 5924.5446 | 5855.6988 | 5975.5456 | 5992.556 | [8 empty] | 5909.7993 | 5902 | 5924.5446 | 5855.6988 | 5975.5456 | 5992.556
5012 | 5902 | 5924.4267 | 5855.4401 | 5974.908 | 5992.4961 | [8 empty] | 5909.7096 | 5902 | 5924.4267 | 5855.4401 | 5974.908 | 5992.4961
5013 | 5902 | 5924.3695 | 5854.8754 | 5974.8986 | 5992.3742 | [8 empty] | 5909.5762 | 5902 | 5924.3695 | 5854.8754 | 5974.8986 | 5992.3742
5014 | 5902 | 5924.2894 | 5854.7215 | 5974.6187 | 5992.3109 | [8 empty] | 5909.4174 | 5902 | 5924.2894 | 5854.7215 | 5974.6187 | 5992.3109
5015 | 5902 | 5924.122 | 5854.6941 | 5974.5624 | 5992.1205 | [8 empty] | 5909.117 | 5902 | 5924.122 | 5854.6941 | 5974.5624 | 5992.1205
5016 | 5901 | 5924.087 | 5854.1211 | 5974.4947 | 5992.1114 | [8 empty] | 5908.9797 | 5901 | 5924.087 | 5854.1211 | 5974.4947 | 5992.1114
5017 | 5901 | 5924.0717 | 5853.9867 | 5974.2828 | 5992.0359 | [8 empty] | 5908.9225 | 5901 | 5924.0717 | 5853.9867 | 5974.2828 | 5992.0359
5018 | 5901 | 5923.8837 | 5853.8934 | 5974.1302 | 5991.9049 | [8 empty] | 5908.883 | 5901 | 5923.8837 | 5853.8934 | 5974.1302 | 5991.9049
5019 | 5901 | 5923.5642 | 5853.213 | 5973.8699 | 5991.889 | [8 empty] | 5908.6269 | 5901 | 5923.5642 | 5853.213 | 5973.8699 | 5991.889
5020 | 5900 | 5923.5601 | 5852.78 | 5973.8346 | 5991.4698 | [8 empty] | 5908.4699 | 5900 | 5923.5601 | 5852.78 | 5973.8346 | 5991.4698
5021 | 5900 | 5923.144 | 5852.5209 | 5973.6912 | 5991.4665 | [8 empty] | 5908.0626 | 5900 | 5923.144 | 5852.5209 | 5973.6912 | 5991.4665
5022 | 5900 | 5922.993 | 5852.2717 | 5973.297 | 5991.2114 | [8 empty] | 5907.9251 | 5900 | 5922.993 | 5852.2717 | 5973.297 | 5991.2114
5023 | 5900 | 5922.9661 | 5851.8107 | 5973.0991 | 5990.7329 | [8 empty] | 5907.8844 | 5900 | 5922.9661 | 5851.8107 | 5973.0991 | 5990.7329
5024 | 5900 | 5922.8317 | 5851.7834 | 5972.8791 | 5990.1689 | [8 empty] | 5907.7488 | 5900 | 5922.8317 | 5851.7834 | 5972.8791 | 5990.1689
5025 | 5900 | 5922.7921 | 5851.314 | 5972.8185 | 5990.1581 | [8 empty] | 5907.6504 | 5900 | 5922.7921 | 5851.314 | 5972.8185 | 5990.1581
5026 | 5900 | 5922.7894 | 5850.809 | 5971.9762 | 5990.1257 | [8 empty] | 5907.5532 | 5900 | 5922.7894 | 5850.809 | 5971.9762 | 5990.1257
5027 | 5900 | 5922.7548 | 5850.732 | 5971.9596 | 5990.1086 | [8 empty] | 5907.515 | 5900 | 5922.7548 | 5850.732 | 5971.9596 | 5990.1086
5028 | 5900 | 5922.69 | 5850.6935 | 5971.6414 | 5989.8745 | [8 empty] | 5907.4715 | 5900 | 5922.69 | 5850.6935 | 5971.6414 | 5989.8745
5029 | 5900 | 5922.2619 | 5850.4882 | 5971.5724 | 5989.7974 | [8 empty] | 5907.3449 | 5900 | 5922.2619 | 5850.4882 | 5971.5724 | 5989.7974
5030 | 5900 | 5922.0795 | 5850.3055 | 5971.3726 | 5989.5866 | [8 empty] | 5907.2932 | 5900 | 5922.0795 | 5850.3055 | 5971.3726 | 5989.5866
5031 | 5900 | 5922.0652 | 5850.1413 | 5971.1889 | 5989.3333 | [8 empty] | 5907.1013 | 5900 | 5922.0652 | 5850.1413 | 5971.1889 | 5989.3333
5032 | 5899 | 5922.0453 | 5849.9541 | 5970.9369 | 5989.1076 | [8 empty] | 5906.9736 | 5899 | 5922.0453 | 5849.9541 | 5970.9369 | 5989.1076
5033 | 5899 | 5921.9822 | 5849.7948 | 5970.7972 | 5989.0188 | [8 empty] | 5906.8736 | 5899 | 5921.9822 | 5849.7948 | 5970.7972 | 5989.0188
5034 | 5898 | 5921.8817 | 5849.7544 | 5970.7463 | 5988.9627 | [8 empty] | 5906.6982 | 5898 | 5921.8817 | 5849.7544 | 5970.7463 | 5988.9627
5035 | 5897 | 5921.5876 | 5849.7413 | 5970.6037 | 5988.7396 | [8 empty] | 5906.0548 | 5897 | 5921.5876 | 5849.7413 | 5970.6037 | 5988.7396
5036 | 5897 | 5921.5472 | 5849.6905 | 5970.5141 | 5988.6108 | [8 empty] | 5906.0209 | 5897 | 5921.5472 | 5849.6905 | 5970.5141 | 5988.6108
5037 | 5897 | 5921.3798 | 5849.5285 | 5970.4493 | 5988.5726 | [8 empty] | 5905.9784 | 5897 | 5921.3798 | 5849.5285 | 5970.4493 | 5988.5726
5038 | 5897 | 5920.864 | 5849.4061 | 5969.8262 | 5988.1154 | [8 empty] | 5905.9449 | 5897 | 5920.864 | 5849.4061 | 5969.8262 | 5988.1154
5039 | 5897 | 5920.3884 | 5849.1475 | 5969.7819 | 5987.9048 | [8 empty] | 5905.7935 | 5897 | 5920.3884 | 5849.1475 | 5969.7819 | 5987.9048
5040 | 5897 | 5920.3444 | 5848.8893 | 5968.9805 | 5987.7217 | [8 empty] | 5905.2499 | 5897 | 5920.3444 | 5848.8893 | 5968.9805 | 5987.7217
5041 | 5897 | 5920.0276 | 5848.2478 | 5968.4622 | 5987.5075 | [8 empty] | 5904.5599 | 5897 | 5920.0276 | 5848.2478 | 5968.4622 | 5987.5075
5042 | 5897 | 5919.316 | 5847.7343 | 5968.4499 | 5987.5004 | [8 empty] | 5904.3383 | 5897 | 5919.316 | 5847.7343 | 5968.4499 | 5987.5004
5043 | 5897 | 5918.7605 | 5847.5116 | 5968.3734 | 5987.4675 | [8 empty] | 5904.1921 | 5897 | 5918.7605 | 5847.5116 | 5968.3734 | 5987.4675
5044 | 5896 | 5918.7103 | 5847.4605 | 5968.3565 | 5987.4669 | [8 empty] | 5903.7799 | 5896 | 5918.7103 | 5847.4605 | 5968.3565 | 5987.4669
5045 | 5896 | 5918.5919 | 5847.2505 | 5968.092 | 5987.1975 | [8 empty] | 5903.6537 | 5896 | 5918.5919 | 5847.2505 | 5968.092 | 5987.1975
5046 | 5896 | 5918.5389 | 5847.1432 | 5967.8855 | 5987.0578 | [8 empty] | 5903.5048 | 5896 | 5918.5389 | 5847.1432 | 5967.8855 | 5987.0578
5047 | 5896 | 5918.3197 | 5847.1024 | 5967.7909 | 5986.5189 | [8 empty] | 5903.365 | 5896 | 5918.3197 | 5847.1024 | 5967.7909 | 5986.5189
5048 | 5896 | 5918.241 | 5847.0686 | 5967.4078 | 5986.4645 | [8 empty] | 5903.3555 | 5896 | 5918.241 | 5847.0686 | 5967.4078 | 5986.4645
5049 | 5895 | 5917.381 | 5846.9186 | 5967.3869 | 5986.4406 | [8 empty] | 5903.3117 | 5895 | 5917.381 | 5846.9186 | 5967.3869 | 5986.4406
5050 | 5895 | 5917.0997 | 5846.7574 | 5967.3798 | 5986.4049 | [8 empty] | 5902.8941 | 5895 | 5917.0997 | 5846.7574 | 5967.3798 | 5986.4049
5051 | 5895 | 5917.0948 | 5846.6035 | 5967.0526 | 5986.3488 | [8 empty] | 5902.8469 | 5895 | 5917.0948 | 5846.6035 | 5967.0526 | 5986.3488
5052 | 5895 | 5916.8375 | 5846.4315 | 5966.923 | 5986.1818 | [8 empty] | 5902.6748 | 5895 | 5916.8375 | 5846.4315 | 5966.923 | 5986.1818
5053 | 5895 | 5916.2688 | 5846.0029 | 5966.6618 | 5985.9951 | [8 empty] | 5902.4345 | 5895 | 5916.2688 | 5846.0029 | 5966.6618 | 5985.9951
5054 | 5895 | 5916.1076 | 5845.8953 | 5966.3139 | 5985.9448 | [8 empty] | 5902.0911 | 5895 | 5916.1076 | 5845.8953 | 5966.3139 | 5985.9448
5055 | 5895 | 5915.9747 | 5845.2362 | 5966.2832 | 5985.882 | [8 empty] | 5901.7838 | 5895 | 5915.9747 | 5845.2362 | 5966.2832 | 5985.882
5056 | 5895 | 5915.9269 | 5845.1838 | 5966.1259 | 5985.8179 | [8 empty] | 5901.6711 | 5895 | 5915.9269 | 5845.1838 | 5966.1259 | 5985.8179
5057 | 5895 | 5915.6816 | 5845.1642 | 5966.1216 | 5985.8014 | [8 empty] | 5901.6474 | 5895 | 5915.6816 | 5845.1642 | 5966.1216 | 5985.8014
5058 | 5894 | 5915.3019 | 5844.616 | 5966.1202 | 5985.7302 | [8 empty] | 5901.5653 | 5894 | 5915.3019 | 5844.616 | 5966.1202 | 5985.7302
5059 | 5894 | 5915.0746 | 5844.4192 | 5965.7849 | 5985.5711 | [8 empty] | 5901.4144 | 5894 | 5915.0746 | 5844.4192 | 5965.7849 | 5985.5711
5060 | 5893 | 5914.8218 | 5844.3434 | 5965.5215 | 5985.4113 | [8 empty] | 5901.1741 | 5893 | 5914.8218 | 5844.3434 | 5965.5215 | 5985.4113
5061 | 5893 | 5914.5996 | 5844.3211 | 5964.7717 | 5985.3847 | [8 empty] | 5901.0394 | 5893 | 5914.5996 | 5844.3211 | 5964.7717 | 5985.3847
5062 | 5893 | 5914.3942 | 5843.9907 | 5964.6053 | 5985.1196 | [8 empty] | 5900.9731 | 5893 | 5914.3942 | 5843.9907 | 5964.6053 | 5985.1196
5063 | 5893 | 5914.0501 | 5843.4015 | 5964.4243 | 5984.8953 | [8 empty] | 5900.8543 | 5893 | 5914.0501 | 5843.4015 | 5964.4243 | 5984.8953
5064 | 5893 | 5913.9722 | 5843.3498 | 5964.133 | 5984.5885 | [8 empty] | 5900.8008 | 5893 | 5913.9722 | 5843.3498 | 5964.133 | 5984.5885
5065 | 5892 | 5913.7031 | 5843.1163 | 5964.0712 | 5984.4365 | [8 empty] | 5900.7073 | 5892 | 5913.7031 | 5843.1163 | 5964.0712 | 5984.4365
5066 | 5892 | 5913.6977 | 5842.9241 | 5963.8259 | 5984.0978 | [8 empty] | 5900.4413 | 5892 | 5913.6977 | 5842.9241 | 5963.8259 | 5984.0978
5067 | 5892 | 5913.6272 | 5842.5914 | 5963.6636 | 5983.7636 | [8 empty] | 5900.4273 | 5892 | 5913.6272 | 5842.5914 | 5963.6636 | 5983.7636
5068 | 5892 | 5913.3362 | 5841.9726 | 5963.29 | 5983.5516 | [8 empty] | 5900.2049 | 5892 | 5913.3362 | 5841.9726 | 5963.29 | 5983.5516
5069 | 5892 | 5913.1147 | 5841.7027 | 5963.2468 | 5983.1841 | [8 empty] | 5900.1895 | 5892 | 5913.1147 | 5841.7027 | 5963.2468 | 5983.1841
5070 | 5891 | 5913.0467 | 5841.5315 | 5963.1962 | 5982.7068 | [8 empty] | 5900.1326 | 5891 | 5913.0467 | 5841.5315 | 5963.1962 | 5982.7068
5071 | 5891 | 5912.915 | 5841.5142 | 5963.1942 | 5982.0753 | [8 empty] | 5899.8771 | 5891 | 5912.915 | 5841.5142 | 5963.1942 | 5982.0753
5072 | 5891 | 5912.8276 | 5841.4009 | 5963.1296 | 5981.9858 | [8 empty] | 5899.4651 | 5891 | 5912.8276 | 5841.4009 | 5963.1296 | 5981.9858
5073 | 5891 | 5912.8039 | 5841.3168 | 5963.0727 | 5981.4129 | [8 empty] | 5899.4503 | 5891 | 5912.8039 | 5841.3168 | 5963.0727 | 5981.4129
5074 | 5890 | 5912.6395 | 5841.2256 | 5963.0149 | 5980.9291 | [8 empty] | 5899.3775 | 5890 | 5912.6395 | 5841.2256 | 5963.0149 | 5980.9291
5075 | 5890 | 5912.3722 | 5840.8427 | 5963.011 | 5980.9069 | [8 empty] | 5899.1291 | 5890 | 5912.3722 | 5840.8427 | 5963.011 | 5980.9069
5076 | 5890 | 5912.2975 | 5840.6847 | 5962.8934 | 5980.3449 | [8 empty] | 5898.94 | 5890 | 5912.2975 | 5840.6847 | 5962.8934 | 5980.3449
5077 | 5890 | 5912.131 | 5840.5695 | 5962.552 | 5980.1963 | [8 empty] | 5898.7934 | 5890 | 5912.131 | 5840.5695 | 5962.552 | 5980.1963
5078 | 5890 | 5912.0846 | 5840.5456 | 5962.3037 | 5979.8822 | [8 empty] | 5898.7826 | 5890 | 5912.0846 | 5840.5456 | 5962.3037 | 5979.8822
5079 | 5890 | 5911.8376 | 5840.4336 | 5962.0925 | 5979.6323 | [8 empty] | 5898.7732 | 5890 | 5911.8376 | 5840.4336 | 5962.0925 | 5979.6323
5080 | 5890 | 5911.8312 | 5839.3729 | 5961.8935 | 5979.6133 | [8 empty] | 5898.4558 | 5890 | 5911.8312 | 5839.3729 | 5961.8935 | 5979.6133
5081 | 5890 | 5911.5514 | 5839.3572 | 5961.3769 | 5979.2317 | [8 empty] | 5898.3475 | 5890 | 5911.5514 | 5839.3572 | 5961.3769 | 5979.2317
5082 | 5890 | 5911.1185 | 5839.1929 | 5960.3406 | 5979.013 | [8 empty] | 5898.3155 | 5890 | 5911.1185 | 5839.1929 | 5960.3406 | 5979.013
5083 | 5890 | 5910.749 | 5839.0338 | 5959.8492 | 5978.9804 | [8 empty] | 5897.4468 | 5890 | 5910.749 | 5839.0338 | 5959.8492 | 5978.9804
5084 | 5890 | 5910.3851 | 5838.963 | 5959.7575 | 5978.9041 | [8 empty] | 5897.1759 | 5890 | 5910.3851 | 5838.963 | 5959.7575 | 5978.9041
5085 | 5889 | 5910.2975 | 5838.8932 | 5959.4943 | 5978.8979 | [8 empty] | 5896.7826 | 5889 | 5910.2975 | 5838.8932 | 5959.4943 | 5978.8979
5086 | 5889 | 5910.2552 | 5838.6299 | 5959.0813 | 5978.4963 | [8 empty] | 5896.5857 | 5889 | 5910.2552 | 5838.6299 | 5959.0813 | 5978.4963
5087 | 5889 | 5910.2521 | 5838.3157 | 5958.9232 | 5978.4638 | [8 empty] | 5896.3349 | 5889 | 5910.2521 | 5838.3157 | 5958.9232 | 5978.4638
5088 | 5889 | 5909.9552 | 5838.1378 | 5958.7612 | 5978.2534 | [8 empty] | 5896.1806 | 5889 | 5909.9552 | 5838.1378 | 5958.7612 | 5978.2534
5089 | 5889 | 5909.9112 | 5837.8984 | 5958.7135 | 5978.2117 | [8 empty] | 5896.1452 | 5889 | 5909.9112 | 5837.8984 | 5958.7135 | 5978.2117
5090 | 5889 | 5909.7669 | 5837.8049 | 5958.4236 | 5978.2062 | [8 empty] | 5896.1394 | 5889 | 5909.7669 | 5837.8049 | 5958.4236 | 5978.2062
5091 | 5889 | 5909.1537 | 5837.8042 | 5958.3046 | 5978.105 | [8 empty] | 5895.9665 | 5889 | 5909.1537 | 5837.8042 | 5958.3046 | 5978.105
5092 | 5889 | 5909.1243 | 5837.6062 | 5958.091 | 5978.0585 | [8 empty] | 5895.5534 | 5889 | 5909.1243 | 5837.6062 | 5958.091 | 5978.0585
5093 | 5888 | 5908.9872 | 5837.5822 | 5957.8307 | 5977.7609 | [8 empty] | 5895.4508 | 5888 | 5908.9872 | 5837.5822 | 5957.8307 | 5977.7609
5094 | 5888 | 5908.7368 | 5837.3046 | 5957.7408 | 5977.353 | [8 empty] | 5895.4159 | 5888 | 5908.7368 | 5837.3046 | 5957.7408 | 5977.353
5095 | 5888 | 5908.1117 | 5837.2358 | 5957.3767 | 5977.1408 | [8 empty] | 5895.338 | 5888 | 5908.1117 | 5837.2358 | 5957.3767 | 5977.1408
5096 | 5888 | 5908.1081 | 5837.2271 | 5957.2891 | 5976.7848 | [8 empty] | 5895.0228 | 5888 | 5908.1081 | 5837.2271 | 5957.2891 | 5976.7848
5097 | 5888 | 5907.6465 | 5837.112 | 5957.2574 | 5976.6146 | [8 empty] | 5894.9849 | 5888 | 5907.6465 | 5837.112 | 5957.2574 | 5976.6146
5098 | 5888 | 5907.427 | 5837.0109 | 5957.1856 | 5976.5902 | [8 empty] | 5894.7273 | 5888 | 5907.427 | 5837.0109 | 5957.1856 | 5976.5902
5099 | 5888 | 5907.2787 | 5836.2015 | 5956.3816 | 5976.567 | [8 empty] | 5894.3928 | 5888 | 5907.2787 | 5836.2015 | 5956.3816 | 5976.567
5100 | 5887 | 5906.9459 | 5836.1228 | 5956.3213 | 5976.0174 | [8 empty] | 5894.3473 | 5887 | 5906.9459 | 5836.1228 | 5956.3213 | 5976.0174
5101 | 5887 | 5906.8006 | 5835.8485 | 5956.1753 | 5975.9072 | [8 empty] | 5894.2434 | 5887 | 5906.8006 | 5835.8485 | 5956.1753 | 5975.9072
5102 | 5886 | 5906.6272 | 5835.76 | 5955.9517 | 5975.6402 | [8 empty] | 5894.0592 | 5886 | 5906.6272 | 5835.76 | 5955.9517 | 5975.6402
5103 | 5886 | 5906.5237 | 5835.6651 | 5955.9492 | 5975.5916 | [8 empty] | 5893.7857 | 5886 | 5906.5237 | 5835.6651 | 5955.9492 | 5975.5916
5104 | 5886 | 5906.4074 | 5835.5784 | 5955.9088 | 5975.5222 | [8 empty] | 5893.6665 | 5886 | 5906.4074 | 5835.5784 | 5955.9088 | 5975.5222
5105 | 5886 | 5906.3427 | 5835.3615 | 5955.6465 | 5974.6075 | [8 empty] | 5893.5805 | 5886 | 5906.3427 | 5835.3615 | 5955.6465 | 5974.6075
5106 | 5886 | 5905.7327 | 5835.0391 | 5955.6279 | 5974.5731 | [8 empty] | 5893.5401 | 5886 | 5905.7327 | 5835.0391 | 5955.6279 | 5974.5731
5107 | 5886 | 5905.4719 | 5834.8833 | 5955.3742 | 5974.528 | [8 empty] | 5893.5342 | 5886 | 5905.4719 | 5834.8833 | 5955.3742 | 5974.528
5108 | 5885 | 5905.2874 | 5834.4966 | 5955.0744 | 5974.3996 | [8 empty] | 5893.5304 | 5885 | 5905.2874 | 5834.4966 | 5955.0744 | 5974.3996
5109 | 5885 | 5904.7141 | 5833.6551 | 5954.9412 | 5973.9432 | [8 empty] | 5893.3974 | 5885 | 5904.7141 | 5833.6551 | 5954.9412 | 5973.9432
5110 | 5885 | 5904.4881 | 5833.3177 | 5954.8657 | 5972.8213 | [8 empty] | 5893.3431 | 5885 | 5904.4881 | 5833.3177 | 5954.8657 | 5972.8213
5111 | 5885 | 5904.3459 | 5833.2059 | 5954.7262 | 5972.3161 | [8 empty] | 5893.2333 | 5885 | 5904.3459 | 5833.2059 | 5954.7262 | 5972.3161
5112 | 5885 | 5904.1962 | 5833.0413 | 5954.6205 | 5972.2712 | [8 empty] | 5893.2318 | 5885 | 5904.1962 | 5833.0413 | 5954.6205 | 5972.2712
5113 | 5885 | 5903.8351 | 5832.9619 | 5954.4873 | 5972.1547 | [8 empty] | 5893.1108 | 5885 | 5903.8351 | 5832.9619 | 5954.4873 | 5972.1547
5114 | 5885 | 5903.582 | 5832.401 | 5954.4355 | 5972.1131 | [8 empty] | 5892.4491 | 5885 | 5903.582 | 5832.401 | 5954.4355 | 5972.1131
5115 | 5885 | 5903.3943 | 5832.3122 | 5954.2577 | 5972.0739 | [8 empty] | 5892.2733 | 5885 | 5903.3943 | 5832.3122 | 5954.2577 | 5972.0739
5116 | 5885 | 5903.3048 | 5832.2142 | 5953.631 | 5971.9268 | [8 empty] | 5892.0595 | 5885 | 5903.3048 | 5832.2142 | 5953.631 | 5971.9268
5117 | 5885 | 5902.9277 | 5831.961 | 5953.5745 | 5971.5786 | [8 empty] | 5891.9893 | 5885 | 5902.9277 | 5831.961 | 5953.5745 | 5971.5786
5118 | 5884 | 5902.7086 | 5831.782 | 5953.3377 | 5971.4234 | [8 empty] | 5891.959 | 5884 | 5902.7086 | 5831.782 | 5953.3377 | 5971.4234
5119 | 5884 | 5902.6791 | 5831.5891 | 5953.2972 | 5971.2409 | [8 empty] | 5891.7836 | 5884 | 5902.6791 | 5831.5891 | 5953.2972 | 5971.2409
5120 | 5884 | 5902.5407 | 5831.575 | 5953.2801 | 5971.1923 | [8 empty] | 5891.4449 | 5884 | 5902.5407 | 5831.575 | 5953.2801 | 5971.1923
5121 | 5884 | 5902.4768 | 5831.3223 | 5953.2749 | 5971.0835 | [8 empty] | 5891.2678 | 5884 | 5902.4768 | 5831.3223 | 5953.2749 | 5971.0835
5122 | 5884 | 5902.4462 | 5831.1329 | 5952.9814 | 5970.9725 | [8 empty] | 5891.1997 | 5884 | 5902.4462 | 5831.1329 | 5952.9814 | 5970.9725
5123 | 5884 | 5902.4034 | 5831.0513 | 5952.7996 | 5970.9497 | [8 empty] | 5891.1553 | 5884 | 5902.4034 | 5831.0513 | 5952.7996 | 5970.9497
5124 | 5884 | 5902.057 | 5830.6492 | 5952.7495 | 5970.3694 | [8 empty] | 5891.0563 | 5884 | 5902.057 | 5830.6492 | 5952.7495 | 5970.3694
5125 | 5884 | 5901.94 | 5830.5574 | 5952.0649 | 5968.7597 | [8 empty] | 5890.4197 | 5884 | 5901.94 | 5830.5574 | 5952.0649 | 5968.7597
5126 | 5883 | 5901.6645 | 5830.5478 | 5952.0319 | 5968.6626 | [8 empty] | 5890.3752 | 5883 | 5901.6645 | 5830.5478 | 5952.0319 | 5968.6626
5127 | 5883 | 5901.5332 | 5830.2512 | 5951.9137 | 5968.5783 | [8 empty] | 5889.6395 | 5883 | 5901.5332 | 5830.2512 | 5951.9137 | 5968.5783
5128 | 5883 | 5901.4825 | 5830.2141 | 5950.8322 | 5968.3338 | [8 empty] | 5889.6106 | 5883 | 5901.4825 | 5830.2141 | 5950.8322 | 5968.3338
5129 | 5883 | 5901.1267 | 5830.0174 | 5950.5197 | 5967.9766 | [8 empty] | 5889.4862 | 5883 | 5901.1267 | 5830.0174 | 5950.5197 | 5967.9766
5130 | 5883 | 5901.0417 | 5829.9657 | 5950.4171 | 5967.3804 | [8 empty] | 5889.4144 | 5883 | 5901.0417 | 5829.9657 | 5950.4171 | 5967.3804
5131 | 5883 | 5900.7712 | 5829.9492 | 5950.3182 | 5966.7401 | [8 empty] | 5889.3452 | 5883 | 5900.7712 | 5829.9492 | 5950.3182 | 5966.7401
5132 | 5882 | 5900.6968 | 5829.8898 | 5950.1788 | 5966.6714 | [8 empty] | 5889.2242 | 5882 | 5900.6968 | 5829.8898 | 5950.1788 | 5966.6714
5133 | 5882 | 5900.6826 | 5829.8737 | 5950.0271 | 5966.6059 | [8 empty] | 5889.1662 | 5882 | 5900.6826 | 5829.8737 | 5950.0271 | 5966.6059
5134 | 5882 | 5900.3955 | 5828.9738 | 5949.853 | 5966.5305 | [8 empty] | 5889.06 | 5882 | 5900.3955 | 5828.9738 | 5949.853 | 5966.5305
5135 | 5882 | 5900.092 | 5828.9713 | 5949.7736 | 5966.3878 | [8 empty] | 5888.6098 | 5882 | 5900.092 | 5828.9713 | 5949.7736 | 5966.3878
5136 | 5882 | 5900.0727 | 5828.7982 | 5949.7365 | 5965.7737 | [8 empty] | 5888.52 | 5882 | 5900.0727 | 5828.7982 | 5949.7365 | 5965.7737
5137 | 5882 | 5900.028 | 5828.6727 | 5949.7308 | 5965.6354 | [8 empty] | 5888.3575 | 5882 | 5900.028 | 5828.6727 | 5949.7308 | 5965.6354
5138 | 5882 | 5900.018 | 5828.2795 | 5949.1925 | 5964.8546 | [8 empty] | 5888.2612 | 5882 | 5900.018 | 5828.2795 | 5949.1925 | 5964.8546
5139 | 5881 | 5899.8434 | 5827.8862 | 5949.1476 | 5964.545 | [8 empty] | 5888.0783 | 5881 | 5899.8434 | 5827.8862 | 5949.1476 | 5964.545
5140 | 5881 | 5899.7489 | 5827.6206 | 5949.0419 | 5964.3332 | [8 empty] | 5887.9647 | 5881 | 5899.7489 | 5827.6206 | 5949.0419 | 5964.3332
5141 | 5881 | 5899.6654 | 5827.4411 | 5948.9625 | 5963.7952 | [8 empty] | 5887.8644 | 5881 | 5899.6654 | 5827.4411 | 5948.9625 | 5963.7952
5142 | 5881 | 5899.6389 | 5827.4125 | 5948.6997 | 5963.5575 | [8 empty] | 5887.6942 | 5881 | 5899.6389 | 5827.4125 | 5948.6997 | 5963.5575
5143 | 5881 | 5899.5596 | 5827.19 | 5948.5953 | 5963.259 | [8 empty] | 5887.6865 | 5881 | 5899.5596 | 5827.19 | 5948.5953 | 5963.259
5144 | 5880 | 5899.5058 | 5826.9809 | 5948.0968 | 5963.1378 | [8 empty] | 5887.4501 | 5880 | 5899.5058 | 5826.9809 | 5948.0968 | 5963.1378
5145 | 5880 | 5899.4929 | 5826.8622 | 5947.5924 | 5962.5239 | [8 empty] | 5887.1508 | 5880 | 5899.4929 | 5826.8622 | 5947.5924 | 5962.5239
5146 | 5880 | 5899.3732 | 5826.8179 | 5947.0329 | 5962.488 | [8 empty] | 5887.1286 | 5880 | 5899.3732 | 5826.8179 | 5947.0329 | 5962.488
5147 | 5880 | 5898.1491 | 5826.5848 | 5946.7747 | 5962.3883 | [8 empty] | 5887.0383 | 5880 | 5898.1491 | 5826.5848 | 5946.7747 | 5962.3883
5148 | 5880 | 5898.1167 | 5826.4987 | 5946.7547 | 5962.2545 | [8 empty] | 5886.8738 | 5880 | 5898.1167 | 5826.4987 | 5946.7547 | 5962.2545
5149 | 5880 | 5898.0193 | 5826.3876 | 5946.7143 | 5962.2516 | [8 empty] | 5886.7981 | 5880 | 5898.0193 | 5826.3876 | 5946.7143 | 5962.2516
5150 | 5880 | 5897.8764 | 5826.2561 | 5946.6808 | 5962.0319 | [8 empty] | 5886.3421 | 5880 | 5897.8764 | 5826.2561 | 5946.6808 | 5962.0319
5151 | 5880 | 5897.5557 | 5826.2462 | 5946.6467 | 5961.8222 | [8 empty] | 5886.294 | 5880 | 5897.5557 | 5826.2462 | 5946.6467 | 5961.8222
5152 | 5880 | 5897.536 | 5826.2114 | 5946.5754 | 5961.726 | [8 empty] | 5886.0883 | 5880 | 5897.536 | 5826.2114 | 5946.5754 | 5961.726
5153 | 5880 | 5897.3768 | 5825.883 | 5945.7698 | 5961.0772 | [8 empty] | 5885.6266 | 5880 | 5897.3768 | 5825.883 | 5945.7698 | 5961.0772
5154 | 5880 | 5897.1905 | 5825.2299 | 5945.259 | 5960.6112 | [8 empty] | 5885.5775 | 5880 | 5897.1905 | 5825.2299 | 5945.259 | 5960.6112
5155 | 5879 | 5897.0668 | 5825.1515 | 5945.0417 | 5960.4498 | [8 empty] | 5885.5267 | 5879 | 5897.0668 | 5825.1515 | 5945.0417 | 5960.4498
5156 | 5879 | 5896.9876 | 5824.9171 | 5944.812 | 5960.3763 | [8 empty] | 5885.4483 | 5879 | 5896.9876 | 5824.9171 | 5944.812 | 5960.3763
5157 | 5879 | 5896.9659 | 5824.849 | 5944.7988 | 5960.2984 | [8 empty] | 5885.4237 | 5879 | 5896.9659 | 5824.849 | 5944.7988 | 5960.2984
5158 | 5879 | 5896.7989 | 5824.5542 | 5944.0159 | 5960.2915 | [8 empty] | 5885.3881 | 5879 | 5896.7989 | 5824.5542 | 5944.0159 | 5960.2915
5159 | 5878 | 5896.7412 | 5824.0673 | 5943.9195 | 5960.0479 | [8 empty] | 5885.0311 | 5878 | 5896.7412 | 5824.0673 | 5943.9195 | 5960.0479
5160 | 5878 | 5896.7151 | 5823.867 | 5943.7612 | 5959.9898 | [8 empty] | 5884.9017 | 5878 | 5896.7151 | 5823.867 | 5943.7612 | 5959.9898
5161 | 5878 | 5896.6638 | 5823.852 | 5943.349 | 5959.9619 | [8 empty] | 5884.6743 | 5878 | 5896.6638 | 5823.852 | 5943.349 | 5959.9619
5162 | 5878 | 5896.5383 | 5823.4646 | 5943.2352 | 5959.8995 | [8 empty] | 5884.5796 | 5878 | 5896.5383 | 5823.4646 | 5943.2352 | 5959.8995
5163 | 5878 | 5896.2629 | 5822.9738 | 5942.4481 | 5959.335 | [8 empty] | 5884.3833 | 5878 | 5896.2629 | 5822.9738 | 5942.4481 | 5959.335
5164 | 5878 | 5895.5526 | 5822.8417 | 5942.3363 | 5959.2981 | [8 empty] | 5884.3816 | 5878 | 5895.5526 | 5822.8417 | 5942.3363 | 5959.2981
5165 | 5877 | 5895.441 | 5822.651 | 5942.1349 | 5959.2585 | [8 empty] | 5884.3791 | 5877 | 5895.441 | 5822.651 | 5942.1349 | 5959.2585
5166 | 5877 | 5895.2103 | 5822.5134 | 5941.6272 | 5958.417 | [8 empty] | 5884.2062 | 5877 | 5895.2103 | 5822.5134 | 5941.6272 | 5958.417
5167 | 5877 | 5895.1675 | 5822.3874 | 5941.3807 | 5958.3684 | [8 empty] | 5884.0922 | 5877 | 5895.1675 | 5822.3874 | 5941.3807 | 5958.3684
5168 | 5877 | 5895.157 | 5822.1925 | 5940.7908 | 5958.3531 | [8 empty] | 5883.6219 | 5877 | 5895.157 | 5822.1925 | 5940.7908 | 5958.3531
5169 | 5877 | 5894.8602 | 5822.1522 | 5940.3078 | 5958.1289 | [8 empty] | 5883.5874 | 5877 | 5894.8602 | 5822.1522 | 5940.3078 | 5958.1289
5170 | 5877 | 5894.1835 | 5821.9573 | 5939.1777 | 5957.7497 | [8 empty] | 5883.3797 | 5877 | 5894.1835 | 5821.9573 | 5939.1777 | 5957.7497
5171 | 5877 | 5894.0651 | 5821.8797 | 5939.0609 | 5957.0977 | [8 empty] | 5883.2413 | 5877 | 5894.0651 | 5821.8797 | 5939.0609 | 5957.0977
5172 | 5876 | 5894.0179 | 5821.8319 | 5938.8625 | 5956.8776 | [8 empty] | 5882.8335 | 5876 | 5894.0179 | 5821.8319 | 5938.8625 | 5956.8776
5173 | 5876 | 5893.5701 | 5821.7692 | 5938.6643 | 5956.7249 | [8 empty] | 5882.1855 | 5876 | 5893.5701 | 5821.7692 | 5938.6643 | 5956.7249
5174 | 5876 | 5893.5392 | 5821.6051 | 5938.2482 | 5956.6465 | [8 empty] | 5881.9643 | 5876 | 5893.5392 | 5821.6051 | 5938.2482 | 5956.6465
5175 | 5876 | 5893.4152 | 5821.5337 | 5938.2253 | 5956.4713 | [8 empty] | 5881.7239 | 5876 | 5893.4152 | 5821.5337 | 5938.2253 | 5956.4713
5176 | 5876 | 5892.9185 | 5821.4318 | 5938.0143 | 5956.2607 | [8 empty] | 5881.5917 | 5876 | 5892.9185 | 5821.4318 | 5938.0143 | 5956.2607
5177 | 5876 | 5892.4679 | 5821.1203 | 5938.0099 | 5956.078 | [8 empty] | 5881.2741 | 5876 | 5892.4679 | 5821.1203 | 5938.0099 | 5956.078
5178 | 5876 | 5892.1826 | 5821.0764 | 5937.9466 | 5956.0498 | [8 empty] | 5881.1039 | 5876 | 5892.1826 | 5821.0764 | 5937.9466 | 5956.0498
5179 | 5876 | 5892.1673 | 5820.9626 | 5937.8922 | 5955.9301 | [8 empty] | 5880.9904 | 5876 | 5892.1673 | 5820.9626 | 5937.8922 | 5955.9301
5180 | 5875 | 5892.0616 | 5820.9104 | 5937.4962 | 5955.9181 | [8 empty] | 5880.9402 | 5875 | 5892.0616 | 5820.9104 | 5937.4962 | 5955.9181
5181 | 5875 | 5891.3071 | 5820.8674 | 5937.2658 | 5955.9113 | [8 empty] | 5880.7438 | 5875 | 5891.3071 | 5820.8674 | 5937.2658 | 5955.9113
5182 | 5875 | 5890.9367 | 5820.6205 | 5937.1098 | 5954.8083 | [8 empty] | 5880.5597 | 5875 | 5890.9367 | 5820.6205 | 5937.1098 | 5954.8083
5183 | 5874 | 5890.9298 | 5820.4118 | 5937.052 | 5954.7975 | [8 empty] | 5880.481 | 5874 | 5890.9298 | 5820.4118 | 5937.052 | 5954.7975
5184 | 5874 | 5890.8306 | 5820.228 | 5937.0015 | 5953.7567 | [8 empty] | 5880.083 | 5874 | 5890.8306 | 5820.228 | 5937.0015 | 5953.7567
5185 | 5874 | 5890.7258 | 5820.0955 | 5936.7066 | 5953.7413 | [8 empty] | 5880.0628 | 5874 | 5890.7258 | 5820.0955 | 5936.7066 | 5953.7413
5186 | 5874 | 5890.3415 | 5819.9096 | 5936.4495 | 5953.5526 | [8 empty] | 5879.9162 | 5874 | 5890.3415 | 5819.9096 | 5936.4495 | 5953.5526
5187 | 5873 | 5890.1205 | 5819.6987 | 5936.345 | 5953.4522 | [8 empty] | 5879.726 | 5873 | 5890.1205 | 5819.6987 | 5936.345 | 5953.4522
5188 | 5873 | 5889.7083 | 5819.502 | 5936.1707 | 5953.3074 | [8 empty] | 5879.6569 | 5873 | 5889.7083 | 5819.502 | 5936.1707 | 5953.3074
5189 | 5873 | 5889.6122 | 5819.3101 | 5935.853 | 5953.0119 | [8 empty] | 5879.3933 | 5873 | 5889.6122 | 5819.3101 | 5935.853 | 5953.0119
5190 | 5872 | 5888.4898 | 5819.1198 | 5935.7542 | 5952.8243 | [8 empty] | 5879.2518 | 5872 | 5888.4898 | 5819.1198 | 5935.7542 | 5952.8243
5191 | 5871 | 5888.3999 | 5818.943 | 5935.745 | 5952.3829 | [8 empty] | 5879.2488 | 5871 | 5888.3999 | 5818.943 | 5935.745 | 5952.3829
5192 | 5871 | 5888.2887 | 5818.8747 | 5935.5843 | 5952.2778 | [8 empty] | 5879.1649 | 5871 | 5888.2887 | 5818.8747 | 5935.5843 | 5952.2778
5193 | 5871 | 5887.3208 | 5818.7399 | 5935.1387 | 5952.1926 | [8 empty] | 5879.0268 | 5871 | 5887.3208 | 5818.7399 | 5935.1387 | 5952.1926
5194 | 5871 | 5887.2465 | 5818.6983 | 5934.878 | 5951.5016 | [8 empty] | 5878.9985 | 5871 | 5887.2465 | 5818.6983 | 5934.878 | 5951.5016
5195 | 5871 | 5887.1189 | 5818.6516 | 5934.4056 | 5951.1479 | [8 empty] | 5878.623 | 5871 | 5887.1189 | 5818.6516 | 5934.4056 | 5951.1479
5196 | 5871 | 5886.8849 | 5818.0654 | 5934.185 | 5950.9667 | [8 empty] | 5878.4243 | 5871 | 5886.8849 | 5818.0654 | 5934.185 | 5950.9667
5197 | 5871 | 5886.8706 | 5818.0615 | 5933.8972 | 5950.9042 | [8 empty] | 5878.0736 | 5871 | 5886.8706 | 5818.0615 | 5933.8972 | 5950.9042
5198 | 5871 | 5886.7047 | 5817.6784 | 5933.7716 | 5950.5493 | [8 empty] | 5877.9572 | 5871 | 5886.7047 | 5817.6784 | 5933.7716 | 5950.5493
5199 | 5871 | 5886.4983 | 5817.392 | 5933.6837 | 5950.4245 | [8 empty] | 5877.8267 | 5871 | 5886.4983 | 5817.392 | 5933.6837 | 5950.4245
5200 | 5871 | 5885.9171 | 5817.3001 | 5933.6465 | 5950.3016 | [8 empty] | 5877.6222 | 5871 | 5885.9171 | 5817.3001 | 5933.6465 | 5950.3016
5201 | 5871 | 5885.2659 | 5817.2902 | 5933.6225 | 5950.2075 | [8 empty] | 5877.3823 | 5871 | 5885.2659 | 5817.2902 | 5933.6225 | 5950.2075
5202 | 5870 | 5884.6888 | 5816.9306 | 5933.5808 | 5950.1431 | [8 empty] | 5876.8438 | 5870 | 5884.6888 | 5816.9306 | 5933.5808 | 5950.1431
5203 | 5870 | 5884.6745 | 5816.6928 | 5933.4544 | 5949.9672 | [8 empty] | 5876.8066 | 5870 | 5884.6745 | 5816.6928 | 5933.4544 | 5949.9672
5204 | 5870 | 5884.4279 | 5816.4492 | 5933.439 | 5949.7822 | [8 empty] | 5876.1568 | 5870 | 5884.4279 | 5816.4492 | 5933.439 | 5949.7822
5205 | 5870 | 5883.9275 | 5816.0198 | 5933.2051 | 5949.6613 | [8 empty] | 5875.9382 | 5870 | 5883.9275 | 5816.0198 | 5933.2051 | 5949.6613
5206 | 5870 | 5883.8654 | 5815.4859 | 5933.1469 | 5948.9653 | [8 empty] | 5875.9025 | 5870 | 5883.8654 | 5815.4859 | 5933.1469 | 5948.9653
5207 | 5870 | 5883.7943 | 5814.9861 | 5932.9809 | 5948.4603 | [8 empty] | 5875.4206 | 5870 | 5883.7943 | 5814.9861 | 5932.9809 | 5948.4603
5208 | 5869 | 5883.6023 | 5814.8914 | 5932.9369 | 5947.8743 | [8 empty] | 5875.0411 | 5869 | 5883.6023 | 5814.8914 | 5932.9369 | 5947.8743
5209 | 5869 | 5883.2124 | 5814.7689 | 5932.1695 | 5947.8381 | [8 empty] | 5874.8087 | 5869 | 5883.2124 | 5814.7689 | 5932.1695 | 5947.8381
5210 | 5869 | 5882.8783 | 5814.6766 | 5932.0694 | 5947.6784 | [8 empty] | 5874.6094 | 5869 | 5882.8783 | 5814.6766 | 5932.0694 | 5947.6784
5211 | 5869 | 5882.5952 | 5814.5334 | 5931.964 | 5947.4286 | [8 empty] | 5874.4038 | 5869 | 5882.5952 | 5814.5334 | 5931.964 | 5947.4286
5212 | 5868 | 5882.4306 | 5814.2849 | 5931.8697 | 5947.2926 | [8 empty] | 5874.3652 | 5868 | 5882.4306 | 5814.2849 | 5931.8697 | 5947.2926
5213 | 5868 | 5882.0696 | 5814.2815 | 5931.856 | 5947.2571 | [8 empty] | 5874.3423 | 5868 | 5882.0696 | 5814.2815 | 5931.856 | 5947.2571
5214 | 5868 | 5881.7906 | 5813.912 | 5931.5485 | 5947.2105 | [8 empty] | 5874.2482 | 5868 | 5881.7906 | 5813.912 | 5931.5485 | 5947.2105
5215 | 5868 | 5881.4645 | 5813.3868 | 5930.9168 | 5947.091 | [8 empty] | 5874.2338 | 5868 | 5881.4645 | 5813.3868 | 5930.9168 | 5947.091
5216 | 5868 | 5881.3497 | 5813.2251 | 5930.734 | 5946.4169 | [8 empty] | 5873.5052 | 5868 | 5881.3497 | 5813.2251 | 5930.734 | 5946.4169
5217 | 5868 | 5881.1381 | 5813.1393 | 5930.4098 | 5945.7713 | [8 empty] | 5873.0522 | 5868 | 5881.1381 | 5813.1393 | 5930.4098 | 5945.7713
5218 | 5867 | 5880.843 | 5812.8205 | 5930.1965 | 5945.5675 | [8 empty] | 5872.9378 | 5867 | 5880.843 | 5812.8205 | 5930.1965 | 5945.5675
5219 | 5867 | 5880.5772 | 5812.6223 | 5930.1464 | 5945.0997 | [8 empty] | 5872.3023 | 5867 | 5880.5772 | 5812.6223 | 5930.1464 | 5945.0997
5220 | 5867 | 5880.3849 | 5812.3569 | 5929.9922 | 5944.9619 | [8 empty] | 5872.2488 | 5867 | 5880.3849 | 5812.3569 | 5929.9922 | 5944.9619
5221 | 5867 | 5880.3083 | 5812.0477 | 5929.0775 | 5944.9179 | [8 empty] | 5871.8037 | 5867 | 5880.3083 | 5812.0477 | 5929.0775 | 5944.9179
5222 | 5867 | 5879.8911 | 5811.8717 | 5928.9216 | 5944.7329 | [8 empty] | 5871.4275 | 5867 | 5879.8911 | 5811.8717 | 5928.9216 | 5944.7329
5223 | 5867 | 5879.676 | 5811.7529 | 5928.8871 | 5944.574 | [8 empty] | 5871.0517 | 5867 | 5879.676 | 5811.7529 | 5928.8871 | 5944.574
5224 | 5867 | 5879.538 | 5811.7398 | 5928.0622 | 5944.4258 | [8 empty] | 5871.0051 | 5867 | 5879.538 | 5811.7398 | 5928.0622 | 5944.4258
5225 | 5867 | 5879.3602 | 5811.528 | 5927.771 | 5943.8945 | [8 empty] | 5870.7496 | 5867 | 5879.3602 | 5811.528 | 5927.771 | 5943.8945
5226 | 5866 | 5879.3395 | 5811.4617 | 5927.7326 | 5943.5463 | [8 empty] | 5870.2686 | 5866 | 5879.3395 | 5811.4617 | 5927.7326 | 5943.5463
5227 | 5866 | 5879.3277 | 5811.3583 | 5927.6393 | 5943.1417 | [8 empty] | 5869.9949 | 5866 | 5879.3277 | 5811.3583 | 5927.6393 | 5943.1417
5228 | 5866 | 5879.1737 | 5811.0919 | 5927.3623 | 5943.0989 | [8 empty] | 5869.8713 | 5866 | 5879.1737 | 5811.0919 | 5927.3623 | 5943.0989
5229 | 5866 | 5879.1379 | 5810.9631 | 5927.118 | 5943.0157 | [8 empty] | 5869.8346 | 5866 | 5879.1379 | 5810.9631 | 5927.118 | 5943.0157
5230 | 5866 | 5879.0807 | 5810.7996 | 5927.0969 | 5942.7924 | [8 empty] | 5869.7843 | 5866 | 5879.0807 | 5810.7996 | 5927.0969 | 5942.7924
5231 | 5865 | 5878.9678 | 5810.431 | 5926.9102 | 5942.7638 | [8 empty] | 5869.5744 | 5865 | 5878.9678 | 5810.431 | 5926.9102 | 5942.7638
5232 | 5865 | 5878.9494 | 5810.3598 | 5926.3911 | 5942.4074 | [8 empty] | 5869.5401 | 5865 | 5878.9494 | 5810.3598 | 5926.3911 | 5942.4074
5233 | 5865 | 5878.9121 | 5810.3157 | 5926.3751 | 5942.2626 | [8 empty] | 5869.3209 | 5865 | 5878.9121 | 5810.3157 | 5926.3751 | 5942.2626
5234 | 5865 | 5878.158 | 5810.2544 | 5926.3661 | 5942.2027 | [8 empty] | 5869.2442 | 5865 | 5878.158 | 5810.2544 | 5926.3661 | 5942.2027
5235 | 5865 | 5878.1246 | 5809.9401 | 5926.3614 | 5942.1703 | [8 empty] | 5869.1033 | 5865 | 5878.1246 | 5809.9401 | 5926.3614 | 5942.1703
5236 | 5865 | 5877.8787 | 5809.8125 | 5926.1428 | 5941.8276 | [8 empty] | 5868.9633 | 5865 | 5877.8787 | 5809.8125 | 5926.1428 | 5941.8276
5237 | 5864 | 5877.8641 | 5809.7967 | 5926.0973 | 5941.6909 | [8 empty] | 5868.6651 | 5864 | 5877.8641 | 5809.7967 | 5926.0973 | 5941.6909
5238 | 5863 | 5877.7964 | 5809.7782 | 5925.9718 | 5941.5755 | [8 empty] | 5868.5175 | 5863 | 5877.7964 | 5809.7782 | 5925.9718 | 5941.5755
5239 | 5863 | 5877.4516 | 5809.7487 | 5925.2935 | 5940.8889 | [8 empty] | 5868.4568 | 5863 | 5877.4516 | 5809.7487 | 5925.2935 | 5940.8889
5240 | 5863 | 5877.065 | 5809.3057 | 5925.2887 | 5940.8542 | [8 empty] | 5867.9408 | 5863 | 5877.065 | 5809.3057 | 5925.2887 | 5940.8542
5241 | 5863 | 5876.8195 | 5808.7019 | 5925.1596 | 5939.9798 | [8 empty] | 5867.7725 | 5863 | 5876.8195 | 5808.7019 | 5925.1596 | 5939.9798
5242 | 5863 | 5876.564 | 5808.5751 | 5925.1377 | 5939.4548 | [8 empty] | 5867.7303 | 5863 | 5876.564 | 5808.5751 | 5925.1377 | 5939.4548
5243 | 5863 | 5876.2842 | 5808.4904 | 5924.7783 | 5939.1472 | [8 empty] | 5867.7197 | 5863 | 5876.2842 | 5808.4904 | 5924.7783 | 5939.1472
5244 | 5862 | 5876.0281 | 5808.4158 | 5924.3586 | 5939.1367 | [8 empty] | 5867.5993 | 5862 | 5876.0281 | 5808.4158 | 5924.3586 | 5939.1367
5245 | 5862 | 5875.5455 | 5808.371 | 5924.2595 | 5939.0832 | [8 empty] | 5867.4794 | 5862 | 5875.5455 | 5808.371 | 5924.2595 | 5939.0832
5246 | 5862 | 5875.2884 | 5808.0336 | 5924.1938 | 5938.8745 | [8 empty] | 5867.2031 | 5862 | 5875.2884 | 5808.0336 | 5924.1938 | 5938.8745
5247 | 5862 | 5875.1933 | 5808.0233 | 5924.1784 | 5938.8431 | [8 empty] | 5866.9586 | 5862 | 5875.1933 | 5808.0233 | 5924.1784 | 5938.8431
5248 | 5862 | 5874.6706 | 5807.8472 | 5924.1105 | 5938.8278 | [8 empty] | 5866.8246 | 5862 | 5874.6706 | 5807.8472 | 5924.1105 | 5938.8278
5249 | 5862 | 5874.6458 | 5807.5487 | 5923.9154 | 5938.7225 | [8 empty] | 5866.5458 | 5862 | 5874.6458 | 5807.5487 | 5923.9154 | 5938.7225
5250 | 5862 | 5874.3737 | 5806.9056 | 5923.6871 | 5938.2929 | [8 empty] | 5866.4621 | 5862 | 5874.3737 | 5806.9056 | 5923.6871 | 5938.2929
5251 | 5862 | 5874.2882 | 5806.4465 | 5923.1667 | 5937.8225 | [8 empty] | 5866.4331 | 5862 | 5874.2882 | 5806.4465 | 5923.1667 | 5937.8225
5252 | 5862 | 5874.2812 | 5805.5932 | 5923.0709 | 5937.4029 | [8 empty] | 5866.2671 | 5862 | 5874.2812 | 5805.5932 | 5923.0709 | 5937.4029
5253 | 5862 | 5874.2389 | 5805.3395 | 5922.9566 | 5937.2695 | [8 empty] | 5866.2195 | 5862 | 5874.2389 | 5805.3395 | 5922.9566 | 5937.2695
5254 | 5861 | 5874.1087 | 5804.9368 | 5922.7542 | 5936.8944 | [8 empty] | 5866.1837 | 5861 | 5874.1087 | 5804.9368 | 5922.7542 | 5936.8944
5255 | 5861 | 5873.4455 | 5804.8238 | 5922.2406 | 5936.7121 | [8 empty] | 5866.1324 | 5861 | 5873.4455 | 5804.8238 | 5922.2406 | 5936.7121
5256 | 5861 | 5873.3004 | 5804.553 | 5922.224 | 5936.511 | [8 empty] | 5866.0106 | 5861 | 5873.3004 | 5804.553 | 5922.224 | 5936.511
5257 | 5861 | 5873.116 | 5804.2372 | 5922.09 | 5936.2517 | [8 empty] | 5865.9314 | 5861 | 5873.116 | 5804.2372 | 5922.09 | 5936.2517
5258 | 5861 | 5872.8864 | 5803.7008 | 5921.975 | 5935.6318 | [8 empty] | 5865.7958 | 5861 | 5872.8864 | 5803.7008 | 5921.975 | 5935.6318
5259 | 5861 | 5872.6853 | 5803.4899 | 5921.7448 | 5935.6016 | [8 empty] | 5865.6539 | 5861 | 5872.6853 | 5803.4899 | 5921.7448 | 5935.6016
5260 | 5861 | 5872.5987 | 5801.9302 | 5921.6929 | 5935.4437 | [8 empty] | 5865.2432 | 5861 | 5872.5987 | 5801.9302 | 5921.6929 | 5935.4437
5261 | 5861 | 5872.5305 | 5801.9179 | 5921.6723 | 5935.3546 | [8 empty] | 5865.1772 | 5861 | 5872.5305 | 5801.9179 | 5921.6723 | 5935.3546
5262 | 5860 | 5872.5244 | 5801.5527 | 5921.6246 | 5935.2116 | [8 empty] | 5865.1461 | 5860 | 5872.5244 | 5801.5527 | 5921.6246 | 5935.2116
5263 | 5860 | 5872.4022 | 5800.7831 | 5921.3101 | 5935.1918 | [8 empty] | 5865.0027 | 5860 | 5872.4022 | 5800.7831 | 5921.3101 | 5935.1918
5264 | 5860 | 5872.3856 | 5800.732 | 5921.277 | 5934.7917 | [8 empty] | 5864.315 | 5860 | 5872.3856 | 5800.732 | 5921.277 | 5934.7917
5265 | 5860 | 5872.3801 | 5800.343 | 5921.0923 | 5934.7902 | [8 empty] | 5864.2995 | 5860 | 5872.3801 | 5800.343 | 5921.0923 | 5934.7902
5266 | 5859 | 5872.2292 | 5800.289 | 5920.6774 | 5934.7066 | [8 empty] | 5864.2986 | 5859 | 5872.2292 | 5800.289 | 5920.6774 | 5934.7066
5267 | 5859 | 5872.0207 | 5800.1046 | 5920.6364 | 5934.6689 | [8 empty] | 5864.1713 | 5859 | 5872.0207 | 5800.1046 | 5920.6364 | 5934.6689
5268 | 5859 | 5871.6777 | 5799.9852 | 5920.6084 | 5934.6477 | [8 empty] | 5864.1278 | 5859 | 5871.6777 | 5799.9852 | 5920.6084 | 5934.6477
5269 | 5859 | 5871.6646 | 5799.9837 | 5920.5627 | 5934.496 | [8 empty] | 5864.1022 | 5859 | 5871.6646 | 5799.9837 | 5920.5627 | 5934.496
5270 | 5859 | 5871.5152 | 5799.539 | 5920.1516 | 5933.8436 | [8 empty] | 5864.0996 | 5859 | 5871.5152 | 5799.539 | 5920.1516 | 5933.8436
5271 | 5859 | 5871.4079 | 5799.5208 | 5919.7781 | 5933.8357 | [8 empty] | 5863.9482 | 5859 | 5871.4079 | 5799.5208 | 5919.7781 | 5933.8357
5272 | 5859 | 5871.3971 | 5798.9144 | 5919.6776 | 5933.8049 | [8 empty] | 5863.6974 | 5859 | 5871.3971 | 5798.9144 | 5919.6776 | 5933.8049
5273 | 5859 | 5871.3754 | 5798.8596 | 5919.3407 | 5933.4287 | [8 empty] | 5863.3192 | 5859 | 5871.3754 | 5798.8596 | 5919.3407 | 5933.4287
5274 | 5859 | 5871.3647 | 5798.668 | 5919.2094 | 5933.366 | [8 empty] | 5863.3171 | 5859 | 5871.3647 | 5798.668 | 5919.2094 | 5933.366
5275 | 5859 | 5871.0839 | 5798.4563 | 5919.1389 | 5932.4551 | [8 empty] | 5863.1356 | 5859 | 5871.0839 | 5798.4563 | 5919.1389 | 5932.4551
5276 | 5858 | 5871.0714 | 5798.3972 | 5918.9393 | 5932.4528 | [8 empty] | 5862.8299 | 5858 | 5871.0714 | 5798.3972 | 5918.9393 | 5932.4528
5277 | 5858 | 5870.9804 | 5798.1073 | 5918.6216 | 5932.3389 | [8 empty] | 5862.8105 | 5858 | 5870.9804 | 5798.1073 | 5918.6216 | 5932.3389
5278 | 5858 | 5870.9534 | 5797.9874 | 5918.0098 | 5932.3222 | [8 empty] | 5862.7288 | 5858 | 5870.9534 | 5797.9874 | 5918.0098 | 5932.3222
5279 | 5858 | 5870.8615 | 5797.6885 | 5917.8069 | 5932.3065 | [8 empty] | 5862.7186 | 5858 | 5870.8615 | 5797.6885 | 5917.8069 | 5932.3065
5280 | 5857 | 5870.5234 | 5797.6351 | 5917.4294 | 5932.1809 | [8 empty] | 5862.7177 | 5857 | 5870.5234 | 5797.6351 | 5917.4294 | 5932.1809
5281 | 5856 | 5870.3182 | 5797.5599 | 5917.4234 | 5931.7791 | [8 empty] | 5862.2687 | 5856 | 5870.3182 | 5797.5599 | 5917.4234 | 5931.7791
5282 | 5856 | 5870.2349 | 5797.3225 | 5917.2087 | 5931.741 | [8 empty] | 5861.4988 | 5856 | 5870.2349 | 5797.3225 | 5917.2087 | 5931.741
5283 | 5856 | 5869.8455 | 5797.285 | 5917.2057 | 5931.3527 | [8 empty] | 5861.4753 | 5856 | 5869.8455 | 5797.285 | 5917.2057 | 5931.3527
5284 | 5856 | 5869.84 | 5797.0375 | 5917.1686 | 5931.2905 | [8 empty] | 5861.1128 | 5856 | 5869.84 | 5797.0375 | 5917.1686 | 5931.2905
5285 | 5855 | 5869.6762 | 5796.781 | 5916.7893 | 5930.7132 | [8 empty] | 5860.8872 | 5855 | 5869.6762 | 5796.781 | 5916.7893 | 5930.7132
5286 | 5855 | 5869.5332 | 5796.7232 | 5916.5772 | 5929.7858 | [8 empty] | 5860.7881 | 5855 | 5869.5332 | 5796.7232 | 5916.5772 | 5929.7858
5287 | 5855 | 5868.5803 | 5796.6024 | 5916.0076 | 5929.0133 | [8 empty] | 5860.4848 | 5855 | 5868.5803 | 5796.6024 | 5916.0076 | 5929.0133
5288 | 5855 | 5868.5798 | 5796.5636 | 5915.881 | 5928.9211 | [8 empty] | 5860.4756 | 5855 | 5868.5798 | 5796.5636 | 5915.881 | 5928.9211
5289 | 5854 | 5868.3908 | 5796.2306 | 5915.7532 | 5928.8678 | [8 empty] | 5860.3704 | 5854 | 5868.3908 | 5796.2306 | 5915.7532 | 5928.8678
5290 | 5854 | 5868.3614 | 5796.2245 | 5915.7504 | 5928.7587 | [8 empty] | 5860.3356 | 5854 | 5868.3614 | 5796.2245 | 5915.7504 | 5928.7587
5291 | 5854 | 5867.9222 | 5795.8649 | 5915.7329 | 5928.6553 | [8 empty] | 5859.9381 | 5854 | 5867.9222 | 5795.8649 | 5915.7329 | 5928.6553
5292 | 5854 | 5867.9141 | 5795.3854 | 5915.1549 | 5928.607 | [8 empty] | 5859.8017 | 5854 | 5867.9141 | 5795.3854 | 5915.1549 | 5928.607
5293 | 5854 | 5867.8351 | 5794.2481 | 5914.3564 | 5928.442 | [8 empty] | 5859.5734 | 5854 | 5867.8351 | 5794.2481 | 5914.3564 | 5928.442
5294 | 5853 | 5867.6934 | 5794.1686 | 5914.2875 | 5927.9531 | [8 empty] | 5859.5412 | 5853 | 5867.6934 | 5794.1686 | 5914.2875 | 5927.9531
5295 | 5853 | 5867.5127 | 5794.1515 | 5914.0713 | 5927.9406 | [8 empty] | 5859.5017 | 5853 | 5867.5127 | 5794.1515 | 5914.0713 | 5927.9406
5296 | 5852 | 5867.2473 | 5794.1434 | 5913.5644 | 5927.8633 | [8 empty] | 5859.3426 | 5852 | 5867.2473 | 5794.1434 | 5913.5644 | 5927.8633
5297 | 5852 | 5866.5752 | 5793.9422 | 5913.3112 | 5927.5709 | [8 empty] | 5859.0208 | 5852 | 5866.5752 | 5793.9422 | 5913.3112 | 5927.5709
5298 | 5852 | 5866.4246 | 5793.8534 | 5913.3017 | 5927.1769 | [8 empty] | 5857.9601 | 5852 | 5866.4246 | 5793.8534 | 5913.3017 | 5927.1769
5299 | 5852 | 5866.2599 | 5793.6017 | 5913.2768 | 5927.0992 | [8 empty] | 5857.8933 | 5852 | 5866.2599 | 5793.6017 | 5913.2768 | 5927.0992
5300 | 5852 | 5866.0337 | 5793.0897 | 5913.0925 | 5926.9654 | [8 empty] | 5857.8808 | 5852 | 5866.0337 | 5793.0897 | 5913.0925 | 5926.9654
5301 | 5851 | 5865.6469 | 5792.9255 | 5913.0642 | 5926.7303 | [8 empty] | 5857.8393 | 5851 | 5865.6469 | 5792.9255 | 5913.0642 | 5926.7303
5302 | 5851 | 5865.5297 | 5792.8433 | 5912.8025 | 5926.6939 | [8 empty] | 5857.7973 | 5851 | 5865.5297 | 5792.8433 | 5912.8025 | 5926.6939
5303 | 5851 | 5865.5203 | 5792.8125 | 5912.6513 | 5926.6566 | [8 empty] | 5857.6756 | 5851 | 5865.5203 | 5792.8125 | 5912.6513 | 5926.6566
5304 | 5851 | 5865.4522 | 5792.7484 | 5912.3138 | 5926.4517 | [8 empty] | 5857.6642 | 5851 | 5865.4522 | 5792.7484 | 5912.3138 | 5926.4517
5305 | 5851 | 5865.3553 | 5792.5335 | 5912.2819 | 5926.1826 | [8 empty] | 5857.4345 | 5851 | 5865.3553 | 5792.5335 | 5912.2819 | 5926.1826
5306 | 5850 | 5864.2347 | 5792.3184 | 5911.9662 | 5926.1615 | [8 empty] | 5856.803 | 5850 | 5864.2347 | 5792.3184 | 5911.9662 | 5926.1615
5307 | 5850 | 5864.0878 | 5792.185 | 5911.9528 | 5926.1468 | [8 empty] | 5856.6157 | 5850 | 5864.0878 | 5792.185 | 5911.9528 | 5926.1468
5308 | 5850 | 5864.0552 | 5792.016 | 5911.7736 | 5926.0745 | [8 empty] | 5856.4651 | 5850 | 5864.0552 | 5792.016 | 5911.7736 | 5926.0745
5309 | 5850 | 5863.9756 | 5791.8446 | 5911.6102 | 5925.952 | [8 empty] | 5856.2716 | 5850 | 5863.9756 | 5791.8446 | 5911.6102 | 5925.952
5310 | 5850 | 5863.6561 | 5791.7582 | 5911.4704 | 5925.8482 | [8 empty] | 5856.2539 | 5850 | 5863.6561 | 5791.7582 | 5911.4704 | 5925.8482
5311 | 5849 | 5863.5767 | 5791.7264 | 5911.2973 | 5925.8463 | [8 empty] | 5856.0427 | 5849 | 5863.5767 | 5791.7264 | 5911.2973 | 5925.8463
5312 | 5849 | 5862.8918 | 5791.5056 | 5911.2957 | 5925.8438 | [8 empty] | 5855.9617 | 5849 | 5862.8918 | 5791.5056 | 5911.2957 | 5925.8438
5313 | 5848 | 5862.7928 | 5791.4681 | 5911.2305 | 5925.7614 | [8 empty] | 5855.7622 | 5848 | 5862.7928 | 5791.4681 | 5911.2305 | 5925.7614
5314 | 5848 | 5862.7604 | 5791.3875 | 5911.0058 | 5925.5702 | [8 empty] | 5855.5811 | 5848 | 5862.7604 | 5791.3875 | 5911.0058 | 5925.5702
5315 | 5848 | 5862.5433 | 5791.0144 | 5910.9474 | 5925.298 | [8 empty] | 5855.5093 | 5848 | 5862.5433 | 5791.0144 | 5910.9474 | 5925.298
5316 | 5848 | 5862.5346 | 5790.9429 | 5910.8792 | 5924.5238 | [8 empty] | 5854.5054 | 5848 | 5862.5346 | 5790.9429 | 5910.8792 | 5924.5238
5317 | 5848 | 5862.293 | 5790.8991 | 5910.5834 | 5924.0747 | [8 empty] | 5854.4587 | 5848 | 5862.293 | 5790.8991 | 5910.5834 | 5924.0747
5318 | 5847 | 5862.2324 | 5790.8434 | 5909.5128 | 5923.8131 | [8 empty] | 5854.3763 | 5847 | 5862.2324 | 5790.8434 | 5909.5128 | 5923.8131
5319 | 5847 | 5861.8299 | 5790.7699 | 5909.2184 | 5923.4163 | [8 empty] | 5854.2949 | 5847 | 5861.8299 | 5790.7699 | 5909.2184 | 5923.4163
5320 | 5846 | 5861.6867 | 5790.327 | 5908.9697 | 5923.3896 | [8 empty] | 5854.2115 | 5846 | 5861.6867 | 5790.327 | 5908.9697 | 5923.3896
5321 | 5846 | 5861.3601 | 5789.8337 | 5908.5682 | 5922.9651 | [8 empty] | 5854.1726 | 5846 | 5861.3601 | 5789.8337 | 5908.5682 | 5922.9651
5322 | 5846 | 5861.2535 | 5789.1391 | 5908.4908 | 5922.9278 | [8 empty] | 5854.1202 | 5846 | 5861.2535 | 5789.1391 | 5908.4908 | 5922.9278
5323 | 5846 | 5861.1868 | 5789.0198 | 5908.433 | 5922.7428 | [8 empty] | 5853.8284 | 5846 | 5861.1868 | 5789.0198 | 5908.433 | 5922.7428
5324 | 5846 | 5861.1446 | 5789.0066 | 5907.8149 | 5922.7416 | [8 empty] | 5853.8058 | 5846 | 5861.1446 | 5789.0066 | 5907.8149 | 5922.7416
5325 | 5846 | 5860.9928 | 5788.5884 | 5907.5041 | 5922.5959 | [8 empty] | 5853.7473 | 5846 | 5860.9928 | 5788.5884 | 5907.5041 | 5922.5959
5326 | 5846 | 5860.8679 | 5788.5769 | 5907.1673 | 5922.4288 | [8 empty] | 5853.6576 | 5846 | 5860.8679 | 5788.5769 | 5907.1673 | 5922.4288
5327 | 5845 | 5860.6894 | 5788.2656 | 5907.1456 | 5922.3137 | [8 empty] | 5853.5198 | 5845 | 5860.6894 | 5788.2656 | 5907.1456 | 5922.3137
5328 | 5845 | 5860.6848 | 5787.8479 | 5907.1157 | 5922.0244 | [8 empty] | 5853.458 | 5845 | 5860.6848 | 5787.8479 | 5907.1157 | 5922.0244
5329 | 5845 | 5860.467 | 5787.7854 | 5906.8732 | 5922.0146 | [8 empty] | 5853.3814 | 5845 | 5860.467 | 5787.7854 | 5906.8732 | 5922.0146
5330 | 5845 | 5860.4059 | 5787.7723 | 5906.8009 | 5921.5985 | [8 empty] | 5853.1974 | 5845 | 5860.4059 | 5787.7723 | 5906.8009 | 5921.5985
5331 | 5845 | 5860.3795 | 5787.7694 | 5906.5929 | 5921.3385 | [8 empty] | 5852.9698 | 5845 | 5860.3795 | 5787.7694 | 5906.5929 | 5921.3385
5332 | 5845 | 5860.2003 | 5786.924 | 5906.401 | 5921.2829 | [8 empty] | 5852.8652 | 5845 | 5860.2003 | 5786.924 | 5906.401 | 5921.2829
5333 | 5844 | 5860.0885 | 5786.5464 | 5905.7389 | 5921.2464 | [8 empty] | 5852.8206 | 5844 | 5860.0885 | 5786.5464 | 5905.7389 | 5921.2464
5334 | 5844 | 5859.7912 | 5786.1107 | 5905.6493 | 5921.2213 | [8 empty] | 5852.81 | 5844 | 5859.7912 | 5786.1107 | 5905.6493 | 5921.2213
5335 | 5844 | 5859.5034 | 5785.8112 | 5905.152 | 5921.1843 | [8 empty] | 5852.6068 | 5844 | 5859.5034 | 5785.8112 | 5905.152 | 5921.1843
5336 | 5843 | 5859.2921 | 5785.6742 | 5904.3343 | 5920.8792 | [8 empty] | 5852.4897 | 5843 | 5859.2921 | 5785.6742 | 5904.3343 | 5920.8792
5337 | 5843 | 5858.7933 | 5785.3966 | 5903.9835 | 5920.8637 | [8 empty] | 5851.9402 | 5843 | 5858.7933 | 5785.3966 | 5903.9835 | 5920.8637
5338 | 5843 | 5858.7344 | 5785.1411 | 5903.9726 | 5920.5321 | [8 empty] | 5851.4024 | 5843 | 5858.7344 | 5785.1411 | 5903.9726 | 5920.5321
5339 | 5843 | 5858.5509 | 5784.9828 | 5903.7794 | 5920.0104 | [8 empty] | 5851.3404 | 5843 | 5858.5509 | 5784.9828 | 5903.7794 | 5920.0104
5340 | 5843 | 5858.5095 | 5784.3304 | 5903.7576 | 5919.8298 | [8 empty] | 5851.0825 | 5843 | 5858.5095 | 5784.3304 | 5903.7576 | 5919.8298
5341 | 5843 | 5858.467 | 5784.1854 | 5903.3356 | 5919.7096 | [8 empty] | 5850.9794 | 5843 | 5858.467 | 5784.1854 | 5903.3356 | 5919.7096
5342 | 5843 | 5857.7966 | 5783.7346 | 5903.1659 | 5919.7081 | [8 empty] | 5850.8244 | 5843 | 5857.7966 | 5783.7346 | 5903.1659 | 5919.7081
5343 | 5842 | 5857.7829 | 5783.1918 | 5903.0299 | 5919.1744 | [8 empty] | 5850.8029 | 5842 | 5857.7829 | 5783.1918 | 5903.0299 | 5919.1744
5344 | 5842 | 5857.6199 | 5783.1893 | 5902.7377 | 5919.13 | [8 empty] | 5850.3163 | 5842 | 5857.6199 | 5783.1893 | 5902.7377 | 5919.13
5345 | 5842 | 5857.5806 | 5783.1521 | 5902.6332 | 5918.773 | [8 empty] | 5850.1875 | 5842 | 5857.5806 | 5783.1521 | 5902.6332 | 5918.773
5346 | 5842 | 5857.075 | 5783.0044 | 5902.381 | 5917.4486 | [8 empty] | 5849.7587 | 5842 | 5857.075 | 5783.0044 | 5902.381 | 5917.4486
5347 | 5842 | 5856.9415 | 5782.9323 | 5902.0815 | 5917.3513 | [8 empty] | 5849.5985 | 5842 | 5856.9415 | 5782.9323 | 5902.0815 | 5917.3513
5348 | 5841 | 5856.7638 | 5782.8093 | 5902.0613 | 5917.1811 | [8 empty] | 5849.5143 | 5841 | 5856.7638 | 5782.8093 | 5902.0613 | 5917.1811
5349 | 5841 | 5856.586 | 5782.2607 | 5901.769 | 5916.8192 | [8 empty] | 5849.4967 | 5841 | 5856.586 | 5782.2607 | 5901.769 | 5916.8192
5350 | 5841 | 5855.721 | 5782.2145 | 5901.4391 | 5916.772 | [8 empty] | 5849.3795 | 5841 | 5855.721 | 5782.2145 | 5901.4391 | 5916.772
5351 | 5840 | 5855.5464 | 5781.9592 | 5901.1935 | 5916.6968 | [8 empty] | 5848.8142 | 5840 | 5855.5464 | 5781.9592 | 5901.1935 | 5916.6968
5352 | 5840 | 5855.4359 | 5781.803 | 5900.5791 | 5916.6719 | [8 empty] | 5848.0911 | 5840 | 5855.4359 | 5781.803 | 5900.5791 | 5916.6719
5353 | 5840 | 5855.4032 | 5781.1043 | 5900.4603 | 5916.0616 | [8 empty] | 5847.6265 | 5840 | 5855.4032 | 5781.1043 | 5900.4603 | 5916.0616
5354 | 5839 | 5855.1987 | 5781.0359 | 5900.3149 | 5915.9163 | [8 empty] | 5847.5904 | 5839 | 5855.1987 | 5781.0359 | 5900.3149 | 5915.9163
5355 | 5839 | 5854.4526 | 5780.882 | 5900.1589 | 5915.8 | [8 empty] | 5847.5171 | 5839 | 5854.4526 | 5780.882 | 5900.1589 | 5915.8
5356 | 5839 | 5854.0284 | 5780.7234 | 5900.1122 | 5915.7697 | [8 empty] | 5847.3913 | 5839 | 5854.0284 | 5780.7234 | 5900.1122 | 5915.7697
5357 | 5838 | 5853.8181 | 5780.5287 | 5899.9376 | 5915.458 | [8 empty] | 5847.2264 | 5838 | 5853.8181 | 5780.5287 | 5899.9376 | 5915.458
5358 | 5838 | 5853.6043 | 5780.4989 | 5899.1843 | 5915.279 | [8 empty] | 5847.1143 | 5838 | 5853.6043 | 5780.4989 | 5899.1843 | 5915.279
5359 | 5838 | 5853.2948 | 5779.6123 | 5899.0349 | 5914.7307 | [8 empty] | 5847.0974 | 5838 | 5853.2948 | 5779.6123 | 5899.0349 | 5914.7307
5360 | 5838 | 5853.2467 | 5779.4929 | 5898.8838 | 5914.6748 | [8 empty] | 5846.9748 | 5838 | 5853.2467 | 5779.4929 | 5898.8838 | 5914.6748
5361 | 5838 | 5853.1484 | 5779.485 | 5898.4902 | 5914.5575 | [8 empty] | 5846.689 | 5838 | 5853.1484 | 5779.485 | 5898.4902 | 5914.5575
5362 | 5838 | 5853.0981 | 5779.3965 | 5898.4887 | 5914.5264 | [8 empty] | 5846.4263 | 5838 | 5853.0981 | 5779.3965 | 5898.4887 | 5914.5264
5363 | 5838 | 5852.8415 | 5778.6985 | 5898.351 | 5914.2889 | [8 empty] | 5846.1047 | 5838 | 5852.8415 | 5778.6985 | 5898.351 | 5914.2889
5364 | 5838 | 5852.8101 | 5778.5902 | 5898.2822 | 5913.7927 | [8 empty] | 5845.5144 | 5838 | 5852.8101 | 5778.5902 | 5898.2822 | 5913.7927
5365 | 5837 | 5852.7256 | 5778.5629 | 5898.2622 | 5913.5625 | [8 empty] | 5845.447 | 5837 | 5852.7256 | 5778.5629 | 5898.2622 | 5913.5625
5366 | 5837 | 5852.611 | 5778.3182 | 5897.252 | 5913.4582 | [8 empty] | 5845.4099 | 5837 | 5852.611 | 5778.3182 | 5897.252 | 5913.4582
5367 | 5837 | 5852.5177 | 5778.2657 | 5897.075 | 5913.0139 | [8 empty] | 5845.3602 | 5837 | 5852.5177 | 5778.2657 | 5897.075 | 5913.0139
5368 | 5837 | 5852.3846 | 5778.1661 | 5897.063 | 5912.9163 | [8 empty] | 5845.1418 | 5837 | 5852.3846 | 5778.1661 | 5897.063 | 5912.9163
5369 | 5837 | 5852.3409 | 5778.0295 | 5897.0422 | 5912.8639 | [8 empty] | 5844.8294 | 5837 | 5852.3409 | 5778.0295 | 5897.0422 | 5912.8639
5370 | 5837 | 5851.8763 | 5777.2704 | 5896.9807 | 5912.6312 | [8 empty] | 5844.6482 | 5837 | 5851.8763 | 5777.2704 | 5896.9807 | 5912.6312
5371 | 5837 | 5851.7116 | 5776.9909 | 5896.5596 | 5912.4594 | [8 empty] | 5844.5038 | 5837 | 5851.7116 | 5776.9909 | 5896.5596 | 5912.4594
5372 | 5837 | 5851.6906 | 5776.9417 | 5896.5014 | 5912.4409 | [8 empty] | 5844.4672 | 5837 | 5851.6906 | 5776.9417 | 5896.5014 | 5912.4409
5373 | 5836 | 5851.6519 | 5776.9173 | 5896.4838 | 5912.2068 | [8 empty] | 5844.4216 | 5836 | 5851.6519 | 5776.9173 | 5896.4838 | 5912.2068
5374 | 5836 | 5851.6218 | 5776.8436 | 5896.3919 | 5912.0296 | [8 empty] | 5844.2826 | 5836 | 5851.6218 | 5776.8436 | 5896.3919 | 5912.0296
5375 | 5836 | 5851.4535 | 5776.6138 | 5895.8758 | 5911.8444 | [8 empty] | 5844.1789 | 5836 | 5851.4535 | 5776.6138 | 5895.8758 | 5911.8444
5376 | 5835 | 5851.4519 | 5776.5806 | 5895.782 | 5911.8352 | [8 empty] | 5844.1753 | 5835 | 5851.4519 | 5776.5806 | 5895.782 | 5911.8352
5377 | 5835 | 5851.396 | 5776.1902 | 5895.3824 | 5911.7645 | [8 empty] | 5844.1717 | 5835 | 5851.396 | 5776.1902 | 5895.3824 | 5911.7645
5378 | 5835 | 5851.3323 | 5775.741 | 5895.2186 | 5911.688 | [8 empty] | 5843.6879 | 5835 | 5851.3323 | 5775.741 | 5895.2186 | 5911.688
5379 | 5835 | 5851.0168 | 5775.1814 | 5894.9871 | 5911.6803 | [8 empty] | 5843.4831 | 5835 | 5851.0168 | 5775.1814 | 5894.9871 | 5911.6803
5380 | 5835 | 5850.9937 | 5774.8618 | 5894.9603 | 5911.5258 | [8 empty] | 5843.4648 | 5835 | 5850.9937 | 5774.8618 | 5894.9603 | 5911.5258
5381 | 5835 | 5850.8714 | 5774.808 | 5894.7925 | 5911.4148 | [8 empty] | 5843.4015 | 5835 | 5850.8714 | 5774.808 | 5894.7925 | 5911.4148
5382 | 5834 | 5850.8332 | 5774.7821 | 5894.7604 | 5911.4018 | [8 empty] | 5843.1711 | 5834 | 5850.8332 | 5774.7821 | 5894.7604 | 5911.4018
5383 | 5834 | 5850.8262 | 5774.6575 | 5894.0896 | 5911.2824 | [8 empty] | 5843.0117 | 5834 | 5850.8262 | 5774.6575 | 5894.0896 | 5911.2824
5384 | 5833 | 5850.7189 | 5774.4031 | 5894.0802 | 5911.1451 | [8 empty] | 5842.9556 | 5833 | 5850.7189 | 5774.4031 | 5894.0802 | 5911.1451
5385 | 5833 | 5849.8405 | 5774.0474 | 5893.6867 | 5910.845 | [8 empty] | 5842.7032 | 5833 | 5849.8405 | 5774.0474 | 5893.6867 | 5910.845
5386 | 5833 | 5849.1082 | 5773.9998 | 5893.0369 | 5910.5923 | [8 empty] | 5842.7002 | 5833 | 5849.1082 | 5773.9998 | 5893.0369 | 5910.5923
5387 | 5833 | 5849.0381 | 5773.7502 | 5892.8257 | 5910.473 | [8 empty] | 5842.6845 | 5833 | 5849.0381 | 5773.7502 | 5892.8257 | 5910.473
5388 | 5833 | 5848.739 | 5773.7062 | 5892.6763 | 5910.4416 | [8 empty] | 5842.4844 | 5833 | 5848.739 | 5773.7062 | 5892.6763 | 5910.4416
5389 | 5833 | 5848.4695 | 5773.6804 | 5892.1816 | 5909.8758 | [8 empty] | 5842.3415 | 5833 | 5848.4695 | 5773.6804 | 5892.1816 | 5909.8758
5390 | 5832 | 5848.3602 | 5773.5121 | 5892.0084 | 5909.1974 | [8 empty] | 5842.3078 | 5832 | 5848.3602 | 5773.5121 | 5892.0084 | 5909.1974
5391 | 5832 | 5848.0961 | 5773.2669 | 5891.9837 | 5909.1699 | [8 empty] | 5842.1984 | 5832 | 5848.0961 | 5773.2669 | 5891.9837 | 5909.1699
5392 | 5832 | 5848.0161 | 5773.153 | 5891.4078 | 5908.7721 | [8 empty] | 5841.9711 | 5832 | 5848.0161 | 5773.153 | 5891.4078 | 5908.7721
5393 | 5832 | 5847.7331 | 5773.1076 | 5891.1597 | 5908.5338 | [8 empty] | 5841.5577 | 5832 | 5847.7331 | 5773.1076 | 5891.1597 | 5908.5338
5394 | 5832 | 5847.5985 | 5773.0552 | 5890.7894 | 5908.5294 | [8 empty] | 5840.9694 | 5832 | 5847.5985 | 5773.0552 | 5890.7894 | 5908.5294
5395 | 5832 | 5847.4402 | 5772.9822 | 5890.679 | 5908.2408 | [8 empty] | 5840.9589 | 5832 | 5847.4402 | 5772.9822 | 5890.679 | 5908.2408
5396 | 5831 | 5847.3232 | 5772.678 | 5890.1942 | 5908.1389 | [8 empty] | 5840.8434 | 5831 | 5847.3232 | 5772.678 | 5890.1942 | 5908.1389
5397 | 5831 | 5846.9111 | 5772.3894 | 5889.9163 | 5907.7773 | [8 empty] | 5840.8379 | 5831 | 5846.9111 | 5772.3894 | 5889.9163 | 5907.7773
5398 | 5831 | 5846.7017 | 5772.2195 | 5889.8651 | 5907.4271 | [8 empty] | 5840.4628 | 5831 | 5846.7017 | 5772.2195 | 5889.8651 | 5907.4271
5399 | 5831 | 5846.2195 | 5772.0696 | 5889.7073 | 5907.3501 | [8 empty] | 5840.3519 | 5831 | 5846.2195 | 5772.0696 | 5889.7073 | 5907.3501
5400 | 5831 | 5846.1905 | 5771.8396 | 5889.5667 | 5907.1625 | [8 empty] | 5840.2173 | 5831 | 5846.1905 | 5771.8396 | 5889.5667 | 5907.1625
5401 | 5831 | 5846.0756 | 5771.6889 | 5889.4719 | 5906.7056 | [8 empty] | 5840.0952 | 5831 | 5846.0756 | 5771.6889 | 5889.4719 | 5906.7056
5402 | 5831 | 5845.9826 | 5771.4807 | 5889.4457 | 5906.5598 | [8 empty] | 5840.0155 | 5831 | 5845.9826 | 5771.4807 | 5889.4457 | 5906.5598
5403 | 5830 | 5845.9218 | 5771.4385 | 5889.291 | 5906.5219 | [8 empty] | 5839.8251 | 5830 | 5845.9218 | 5771.4385 | 5889.291 | 5906.5219
5404 | 5830 | 5845.6297 | 5771.14 | 5889.0963 | 5906.2688 | [8 empty] | 5839.8112 | 5830 | 5845.6297 | 5771.14 | 5889.0963 | 5906.2688
5405 | 5830 | 5845.6009 | 5770.723 | 5889.0793 | 5905.733 | [8 empty] | 5839.7669 | 5830 | 5845.6009 | 5770.723 | 5889.0793 | 5905.733
5406 | 5830 | 5845.5906 | 5770.574 | 5888.6967 | 5905.474 | [8 empty] | 5839.7262 | 5830 | 5845.5906 | 5770.574 | 5888.6967 | 5905.474
5407 | 5830 | 5845.5823 | 5770.4407 | 5888.6164 | 5905.0944 | [8 empty] | 5839.504 | 5830 | 5845.5823 | 5770.4407 | 5888.6164 | 5905.0944
5408 | 5829 | 5844.8233 | 5769.6858 | 5888.231 | 5904.8271 | [8 empty] | 5839.2106 | 5829 | 5844.8233 | 5769.6858 | 5888.231 | 5904.8271
5409 | 5829 | 5844.6344 | 5769.4161 | 5888.2204 | 5904.8154 | [8 empty] | 5839.1917 | 5829 | 5844.6344 | 5769.4161 | 5888.2204 | 5904.8154
5410 | 5829 | 5843.8839 | 5768.714 | 5888.1771 | 5904.6141 | [8 empty] | 5838.8647 | 5829 | 5843.8839 | 5768.714 | 5888.1771 | 5904.6141
5411 | 5829 | 5843.8573 | 5768.7125 | 5887.005 | 5904.501 | [8 empty] | 5838.6215 | 5829 | 5843.8573 | 5768.7125 | 5887.005 | 5904.501
5412 | 5829 | 5843.5116 | 5768.7042 | 5886.772 | 5904.4937 | [8 empty] | 5838.605 | 5829 | 5843.5116 | 5768.7042 | 5886.772 | 5904.4937
5413 | 5829 | 5843.4203 | 5768.262 | 5886.6199 | 5904.2211 | [8 empty] | 5838.1987 | 5829 | 5843.4203 | 5768.262 | 5886.6199 | 5904.2211
5414 | 5829 | 5842.9678 | 5767.649 | 5886.4227 | 5904.2115 | [8 empty] | 5838.0376 | 5829 | 5842.9678 | 5767.649 | 5886.4227 | 5904.2115
5415 | 5828 | 5842.6846 | 5767.3081 | 5886.2582 | 5904.1534 | [8 empty] | 5837.8991 | 5828 | 5842.6846 | 5767.3081 | 5886.2582 | 5904.1534
5416 | 5828 | 5842.5147 | 5766.7963 | 5885.9386 | 5904.0957 | [8 empty] | 5837.5735 | 5828 | 5842.5147 | 5766.7963 | 5885.9386 | 5904.0957
5417 | 5828 | 5842.1833 | 5766.4982 | 5885.9109 | 5903.7266 | [8 empty] | 5837.5309 | 5828 | 5842.1833 | 5766.4982 | 5885.9109 | 5903.7266
5418 | 5828 | 5841.9906 | 5766.3531 | 5885.5087 | 5903.3719 | [8 empty] | 5837.5017 | 5828 | 5841.9906 | 5766.3531 | 5885.5087 | 5903.3719
5419 | 5828 | 5841.8918 | 5766.1299 | 5885.2982 | 5903.3203 | [8 empty] | 5837.3553 | 5828 | 5841.8918 | 5766.1299 | 5885.2982 | 5903.3203
5420 | 5827 | 5841.8063 | 5765.8966 | 5885.2803 | 5903.1061 | [8 empty] | 5837.1972 | 5827 | 5841.8063 | 5765.8966 | 5885.2803 | 5903.1061
5421 | 5827 | 5841.699 | 5765.5266 | 5885.2351 | 5902.9917 | [8 empty] | 5837.1012 | 5827 | 5841.699 | 5765.5266 | 5885.2351 | 5902.9917
5422 | 5827 | 5841.3377 | 5765.524 | 5884.8206 | 5902.9198 | [8 empty] | 5837.042 | 5827 | 5841.3377 | 5765.524 | 5884.8206 | 5902.9198
5423 | 5827 | 5841.1704 | 5765.329 | 5884.5835 | 5902.8288 | [8 empty] | 5837.0014 | 5827 | 5841.1704 | 5765.329 | 5884.5835 | 5902.8288
5424 | 5826 | 5841.042 | 5765.2966 | 5884.243 | 5902.7334 | [8 empty] | 5835.4167 | 5826 | 5841.042 | 5765.2966 | 5884.243 | 5902.7334
5425 | 5826 | 5840.8961 | 5765.045 | 5884.0969 | 5902.6784 | [8 empty] | 5835.3834 | 5826 | 5840.8961 | 5765.045 | 5884.0969 | 5902.6784
5426 | 5826 | 5840.8265 | 5764.1311 | 5884.0107 | 5902.5783 | [8 empty] | 5835.2036 | 5826 | 5840.8265 | 5764.1311 | 5884.0107 | 5902.5783
5427 | 5826 | 5840.7815 | 5764.0539 | 5883.457 | 5902.3671 | [8 empty] | 5834.6058 | 5826 | 5840.7815 | 5764.0539 | 5883.457 | 5902.3671
5428 | 5826 | 5840.7482 | 5764.0323 | 5883.3763 | 5902.2759 | [8 empty] | 5834.4631 | 5826 | 5840.7482 | 5764.0323 | 5883.3763 | 5902.2759
5429 | 5826 | 5840.2365 | 5763.8491 | 5883.3264 | 5902.1566 | [8 empty] | 5834.3368 | 5826 | 5840.2365 | 5763.8491 | 5883.3264 | 5902.1566
5430 | 5826 | 5839.8798 | 5762.395 | 5882.8315 | 5901.875 | [8 empty] | 5834.1396 | 5826 | 5839.8798 | 5762.395 | 5882.8315 | 5901.875
5431 | 5826 | 5839.7878 | 5762.2998 | 5882.7189 | 5901.5 | [8 empty] | 5833.858 | 5826 | 5839.7878 | 5762.2998 | 5882.7189 | 5901.5
5432 | 5825 | 5839.612 | 5762.1261 | 5882.413 | 5901.387 | [8 empty] | 5833.8466 | 5825 | 5839.612 | 5762.1261 | 5882.413 | 5901.387
5433 | 5825 | 5839.2844 | 5761.9275 | 5882.4031 | 5901.3228 | [8 empty] | 5833.7164 | 5825 | 5839.2844 | 5761.9275 | 5882.4031 | 5901.3228
5434 | 5825 | 5839.0304 | 5761.7479 | 5882.2026 | 5901.1008 | [8 empty] | 5833.6888 | 5825 | 5839.0304 | 5761.7479 | 5882.2026 | 5901.1008
5435 | 5825 | 5838.8753 | 5761.4398 | 5881.8445 | 5901.0293 | [8 empty] | 5833.4698 | 5825 | 5838.8753 | 5761.4398 | 5881.8445 | 5901.0293
5436 | 5825 | 5838.4072 | 5761.3943 | 5881.6837 | 5900.7634 | [8 empty] | 5833.1712 | 5825 | 5838.4072 | 5761.3943 | 5881.6837 | 5900.7634
5437 | 5825 | 5838.2669 | 5761.0417 | 5881.6504 | 5900.7058 | [8 empty] | 5833.1541 | 5825 | 5838.2669 | 5761.0417 | 5881.6504 | 5900.7058
5438 | 5824 | 5837.7248 | 5760.9792 | 5881.6158 | 5900.2801 | [8 empty] | 5832.8101 | 5824 | 5837.7248 | 5760.9792 | 5881.6158 | 5900.2801
5439 | 5824 | 5837.687 | 5760.8706 | 5881.2191 | 5900.0909 | [8 empty] | 5832.4946 | 5824 | 5837.687 | 5760.8706 | 5881.2191 | 5900.0909
5440 | 5824 | 5837.2357 | 5760.8526 | 5881.0485 | 5900.0117 | [8 empty] | 5832.1986 | 5824 | 5837.2357 | 5760.8526 | 5881.0485 | 5900.0117
5441 | 5824 | 5837.1682 | 5760.7576 | 5880.8047 | 5899.1405 | [8 empty] | 5832.0754 | 5824 | 5837.1682 | 5760.7576 | 5880.8047 | 5899.1405
5442 | 5824 | 5837.0021 | 5760.4987 | 5880.6217 | 5899.0586 | [8 empty] | 5831.7855 | 5824 | 5837.0021 | 5760.4987 | 5880.6217 | 5899.0586
5443 | 5824 | 5836.9235 | 5760.2972 | 5880.3181 | 5898.8179 | [8 empty] | 5831.7235 | 5824 | 5836.9235 | 5760.2972 | 5880.3181 | 5898.8179
5444 | 5823 | 5836.4132 | 5760.2121 | 5879.9202 | 5898.6097 | [8 empty] | 5831.6182 | 5823 | 5836.4132 | 5760.2121 | 5879.9202 | 5898.6097
5445 | 5823 | 5836.3272 | 5760.2004 | 5879.8522 | 5898.6053 | [8 empty] | 5830.937 | 5823 | 5836.3272 | 5760.2004 | 5879.8522 | 5898.6053
5446 | 5823 | 5836.1505 | 5760.1025 | 5879.7966 | 5898.4738 | [8 empty] | 5830.8823 | 5823 | 5836.1505 | 5760.1025 | 5879.7966 | 5898.4738
5447 | 5823 | 5836.1387 | 5759.9449 | 5879.6555 | 5898.3341 | [8 empty] | 5830.7596 | 5823 | 5836.1387 | 5759.9449 | 5879.6555 | 5898.3341
5448 | 5823 | 5835.9524 | 5759.857 | 5878.9773 | 5898.2654 | [8 empty] | 5830.666 | 5823 | 5835.9524 | 5759.857 | 5878.9773 | 5898.2654
5449 | 5822 | 5835.9254 | 5759.7795 | 5878.7983 | 5898.2061 | [8 empty] | 5830.2929 | 5822 | 5835.9254 | 5759.7795 | 5878.7983 | 5898.2061
5450 | 5822 | 5835.6684 | 5759.4767 | 5878.3405 | 5898.0039 | [8 empty] | 5830.1914 | 5822 | 5835.6684 | 5759.4767 | 5878.3405 | 5898.0039
5451 | 5822 | 5835.6555 | 5759.47 | 5878.1909 | 5897.9562 | [8 empty] | 5830.0901 | 5822 | 5835.6555 | 5759.47 | 5878.1909 | 5897.9562
5452 | 5822 | 5835.6081 | 5759.4487 | 5877.9703 | 5897.6412 | [8 empty] | 5829.8417 | 5822 | 5835.6081 | 5759.4487 | 5877.9703 | 5897.6412
5453 | 5822 | 5835.4752 | 5759.3248 | 5877.6193 | 5897.5445 | [8 empty] | 5829.755 | 5822 | 5835.4752 | 5759.3248 | 5877.6193 | 5897.5445
5454 | 5821 | 5835.4708 | 5759.2637 | 5877.4447 | 5897.4614 | [8 empty] | 5829.5881 | 5821 | 5835.4708 | 5759.2637 | 5877.4447 | 5897.4614
5455 | 5821 | 5834.5868 | 5759.0236 | 5877.4102 | 5896.6871 | [8 empty] | 5829.37 | 5821 | 5834.5868 | 5759.0236 | 5877.4102 | 5896.6871
5456 | 5821 | 5834.0886 | 5758.9774 | 5876.9519 | 5896.5413 | [8 empty] | 5829.2369 | 5821 | 5834.0886 | 5758.9774 | 5876.9519 | 5896.5413
5457 | 5821 | 5833.7552 | 5758.9661 | 5876.7026 | 5896.4859 | [8 empty] | 5828.7515 | 5821 | 5833.7552 | 5758.9661 | 5876.7026 | 5896.4859
5458 | 5821 | 5832.8364 | 5758.8308 | 5876.5908 | 5896.4721 | [8 empty] | 5828.6319 | 5821 | 5832.8364 | 5758.8308 | 5876.5908 | 5896.4721
5459 | 5821 | 5832.7698 | 5758.811 | 5876.5268 | 5896.4075 | [8 empty] | 5828.571 | 5821 | 5832.7698 | 5758.811 | 5876.5268 | 5896.4075
5460 | 5820 | 5832.5375 | 5758.6483 | 5876.5126 | 5895.8148 | [8 empty] | 5828.5277 | 5820 | 5832.5375 | 5758.6483 | 5876.5126 | 5895.8148
5461 | 5820 | 5832.5161 | 5758.4923 | 5876.367 | 5895.7191 | [8 empty] | 5828.5018 | 5820 | 5832.5161 | 5758.4923 | 5876.367 | 5895.7191
5462 | 5820 | 5832.4919 | 5758.4753 | 5876.254 | 5895.5469 | [8 empty] | 5828.4397 | 5820 | 5832.4919 | 5758.4753 | 5876.254 | 5895.5469
5463 | 5820 | 5832.3205 | 5758.3868 | 5875.9916 | 5895.2829 | [8 empty] | 5827.9014 | 5820 | 5832.3205 | 5758.3868 | 5875.9916 | 5895.2829
5464 | 5820 | 5832.3193 | 5758.3137 | 5875.9381 | 5894.8515 | [8 empty] | 5827.7302 | 5820 | 5832.3193 | 5758.3137 | 5875.9381 | 5894.8515
5465 | 5819 | 5832.2851 | 5758.2279 | 5875.8405 | 5894.7791 | [8 empty] | 5827.6191 | 5819 | 5832.2851 | 5758.2279 | 5875.8405 | 5894.7791
5466 | 5819 | 5832.2537 | 5758.1918 | 5875.2513 | 5894.6561 | [8 empty] | 5827.4646 | 5819 | 5832.2537 | 5758.1918 | 5875.2513 | 5894.6561
5467 | 5819 | 5832.1383 | 5758.1844 | 5875.2223 | 5894.6336 | [8 empty] | 5827.2724 | 5819 | 5832.1383 | 5758.1844 | 5875.2223 | 5894.6336
5468 | 5819 | 5831.6039 | 5758.1633 | 5874.9031 | 5894.2256 | [8 empty] | 5827.1905 | 5819 | 5831.6039 | 5758.1633 | 5874.9031 | 5894.2256
5469 | 5819 | 5831.5569 | 5758.0463 | 5874.8142 | 5894.2214 | [8 empty] | 5827.1203 | 5819 | 5831.5569 | 5758.0463 | 5874.8142 | 5894.2214
5470 | 5819 | 5830.9654 | 5757.9078 | 5874.7822 | 5893.5762 | [8 empty] | 5826.2185 | 5819 | 5830.9654 | 5757.9078 | 5874.7822 | 5893.5762
5471 | 5818 | 5830.9434 | 5757.868 | 5874.7816 | 5893.326 | [8 empty] | 5825.7599 | 5818 | 5830.9434 | 5757.868 | 5874.7816 | 5893.326
5472 | 5818 | 5830.9398 | 5757.7805 | 5874.4768 | 5893.1914 | [8 empty] | 5825.6986 | 5818 | 5830.9398 | 5757.7805 | 5874.4768 | 5893.1914
5473 | 5818 | 5830.8983 | 5757.2837 | 5873.9867 | 5893.1744 | [8 empty] | 5825.5522 | 5818 | 5830.8983 | 5757.2837 | 5873.9867 | 5893.1744
5474 | 5818 | 5830.8355 | 5756.6981 | 5873.8315 | 5893.136 | [8 empty] | 5825.4985 | 5818 | 5830.8355 | 5756.6981 | 5873.8315 | 5893.136
5475 | 5818 | 5830.4728 | 5756.5767 | 5873.6706 | 5892.7763 | [8 empty] | 5825.4242 | 5818 | 5830.4728 | 5756.5767 | 5873.6706 | 5892.7763
5476 | 5818 | 5830.1458 | 5756.5553 | 5873.4302 | 5892.4877 | [8 empty] | 5825.4235 | 5818 | 5830.1458 | 5756.5553 | 5873.4302 | 5892.4877
5477 | 5817 | 5830.014 | 5756.5036 | 5873.4109 | 5892.3674 | [8 empty] | 5825.3951 | 5817 | 5830.014 | 5756.5036 | 5873.4109 | 5892.3674
5478 | 5817 | 5829.783 | 5756.4635 | 5873.3778 | 5892.1907 | [8 empty] | 5825.3312 | 5817 | 5829.783 | 5756.4635 | 5873.3778 | 5892.1907
5479 | 5817 | 5829.5981 | 5756.4575 | 5873.3048 | 5892.1022 | [8 empty] | 5825.188 | 5817 | 5829.5981 | 5756.4575 | 5873.3048 | 5892.1022
5480 | 5817 | 5829.4916 | 5756.4247 | 5872.8513 | 5891.5362 | [8 empty] | 5825.0868 | 5817 | 5829.4916 | 5756.4247 | 5872.8513 | 5891.5362
5481 | 5817 | 5829.1574 | 5755.6573 | 5872.4442 | 5891.4484 | [8 empty] | 5825.0337 | 5817 | 5829.1574 | 5755.6573 | 5872.4442 | 5891.4484
5482 | 5817 | 5829.0554 | 5755.5868 | 5872.2978 | 5891.0773 | [8 empty] | 5824.0956 | 5817 | 5829.0554 | 5755.5868 | 5872.2978 | 5891.0773
5483 | 5816 | 5829.0426 | 5755.3702 | 5872.2947 | 5890.8091 | [8 empty] | 5823.7693 | 5816 | 5829.0426 | 5755.3702 | 5872.2947 | 5890.8091
5484 | 5816 | 5828.8679 | 5755.0432 | 5871.4622 | 5890.6275 | [8 empty] | 5823.7671 | 5816 | 5828.8679 | 5755.0432 | 5871.4622 | 5890.6275
5485 | 5816 | 5828.7499 | 5754.9674 | 5871.0359 | 5890.6161 | [8 empty] | 5823.7164 | 5816 | 5828.7499 | 5754.9674 | 5871.0359 | 5890.6161
5486 | 5816 | 5828.4855 | 5754.5997 | 5870.9653 | 5890.561 | [8 empty] | 5823.6158 | 5816 | 5828.4855 | 5754.5997 | 5870.9653 | 5890.561
5487 | 5816 | 5828.4707 | 5754.4758 | 5870.9581 | 5890.5597 | [8 empty] | 5823.5809 | 5816 | 5828.4707 | 5754.4758 | 5870.9581 | 5890.5597
5488 | 5816 | 5828.4505 | 5754.4338 | 5870.8113 | 5890.2618 | [8 empty] | 5823.1859 | 5816 | 5828.4505 | 5754.4338 | 5870.8113 | 5890.2618
5489 | 5815 | 5828.4298 | 5754.3523 | 5870.6739 | 5890.0992 | [8 empty] | 5823.1845 | 5815 | 5828.4298 | 5754.3523 | 5870.6739 | 5890.0992
5490 | 5815 | 5828.346 | 5754.2867 | 5870.5168 | 5890.0644 | [8 empty] | 5823.0991 | 5815 | 5828.346 | 5754.2867 | 5870.5168 | 5890.0644
5491 | 5815 | 5828.2078 | 5754.1464 | 5870.3789 | 5889.8762 | [8 empty] | 5822.9828 | 5815 | 5828.2078 | 5754.1464 | 5870.3789 | 5889.8762
5492 | 5815 | 5827.7294 | 5754.0373 | 5870.2164 | 5889.6784 | [8 empty] | 5822.8616 | 5815 | 5827.7294 | 5754.0373 | 5870.2164 | 5889.6784
5493 | 5815 | 5827.5103 | 5754.0362 | 5869.8208 | 5889.4839 | [8 empty] | 5822.4884 | 5815 | 5827.5103 | 5754.0362 | 5869.8208 | 5889.4839
5494 | 5815 | 5827.2396 | 5753.6315 | 5869.7801 | 5889.2994 | [8 empty] | 5822.2647 | 5815 | 5827.2396 | 5753.6315 | 5869.7801 | 5889.2994
5495 | 5814 | 5826.8617 | 5753.6232 | 5869.6744 | 5888.7091 | [8 empty] | 5822.1662 | 5814 | 5826.8617 | 5753.6232 | 5869.6744 | 5888.7091
5496 | 5814 | 5826.741 | 5753.2694 | 5869.4011 | 5888.6163 | [8 empty] | 5822.1563 | 5814 | 5826.741 | 5753.2694 | 5869.4011 | 5888.6163
5497 | 5814 | 5826.6894 | 5753.2547 | 5869.1555 | 5888.5961 | [8 empty] | 5821.8636 | 5814 | 5826.6894 | 5753.2547 | 5869.1555 | 5888.5961
5498 | 5814 | 5826.5352 | 5753.1477 | 5868.9249 | 5888.191 | [8 empty] | 5821.6127 | 5814 | 5826.5352 | 5753.1477 | 5868.9249 | 5888.191
5499 | 5814 | 5825.8519 | 5753.1122 | 5868.586 | 5887.4919 | [8 empty] | 5821.3555 | 5814 | 5825.8519 | 5753.1122 | 5868.586 | 5887.4919
5500 | 5813 | 5825.7543 | 5753.0521 | 5868.5554 | 5887.471 | [8 empty] | 5821.2921 | 5813 | 5825.7543 | 5753.0521 | 5868.5554 | 5887.471
5501 | 5813 | 5825.5645 | 5752.8922 | 5868.4548 | 5887.3549 | [8 empty] | 5821.2802 | 5813 | 5825.5645 | 5752.8922 | 5868.4548 | 5887.3549
5502 | 5813 | 5825.4154 | 5752.7808 | 5867.7993 | 5887.0073 | [8 empty] | 5820.9408 | 5813 | 5825.4154 | 5752.7808 | 5867.7993 | 5887.0073
5503 | 5813 | 5825.1686 | 5752.5189 | 5867.6951 | 5886.8589 | [8 empty] | 5820.5821 | 5813 | 5825.1686 | 5752.5189 | 5867.6951 | 5886.8589
5504 | 5813 | 5824.6832 | 5752.4685 | 5867.6649 | 5886.7836 | [8 empty] | 5820.5205 | 5813 | 5824.6832 | 5752.4685 | 5867.6649 | 5886.7836
5505 | 5813 | 5824.4841 | 5752.2758 | 5867.2834 | 5886.7238 | [8 empty] | 5820.4234 | 5813 | 5824.4841 | 5752.2758 | 5867.2834 | 5886.7238
5506 | 5813 | 5824.3082 | 5751.9545 | 5867.2625 | 5886.6351 | [8 empty] | 5820.1433 | 5813 | 5824.3082 | 5751.9545 | 5867.2625 | 5886.6351
5507 | 5812 | 5824.0862 | 5751.7834 | 5866.7457 | 5886.3431 | [8 empty] | 5819.8972 | 5812 | 5824.0862 | 5751.7834 | 5866.7457 | 5886.3431
5508 | 5812 | 5823.7603 | 5751.3144 | 5866.74 | 5886.3371 | [8 empty] | 5819.8661 | 5812 | 5823.7603 | 5751.3144 | 5866.74 | 5886.3371
5509 | 5812 | 5823.7451 | 5751.2403 | 5866.6153 | 5886.2201 | [8 empty] | 5819.8246 | 5812 | 5823.7451 | 5751.2403 | 5866.6153 | 5886.2201
5510 | 5812 | 5823.6602 | 5751.2343 | 5866.5044 | 5886.0288 | [8 empty] | 5819.6304 | 5812 | 5823.6602 | 5751.2343 | 5866.5044 | 5886.0288
5511 | 5812 | 5823.4501 | 5751.1923 | 5866.0281 | 5885.8674 | [8 empty] | 5819.5094 | 5812 | 5823.4501 | 5751.1923 | 5866.0281 | 5885.8674
5512 | 5812 | 5823.3736 | 5751.126 | 5866.0174 | 5885.8022 | [8 empty] | 5819.4694 | 5812 | 5823.3736 | 5751.126 | 5866.0174 | 5885.8022
5513 | 5812 | 5823.189 | 5751.0022 | 5865.9798 | 5885.7387 | [8 empty] | 5819.2358 | 5812 | 5823.189 | 5751.0022 | 5865.9798 | 5885.7387
5514 | 5811 | 5823.1085 | 5750.8972 | 5865.688 | 5885.6488 | [8 empty] | 5819.0344 | 5811 | 5823.1085 | 5750.8972 | 5865.688 | 5885.6488
5515 | 5811 | 5822.8477 | 5750.7632 | 5865.6433 | 5885.6074 | [8 empty] | 5818.6746 | 5811 | 5822.8477 | 5750.7632 | 5865.6433 | 5885.6074
5516 | 5811 | 5822.6241 | 5750.7167 | 5865.5127 | 5885.2892 | [8 empty] | 5818.4082 | 5811 | 5822.6241 | 5750.7167 | 5865.5127 | 5885.2892
5517 | 5811 | 5822.6146 | 5750.6591 | 5865.2279 | 5885.2108 | [8 empty] | 5818.397 | 5811 | 5822.6146 | 5750.6591 | 5865.2279 | 5885.2108
5518 | 5811 | 5822.46 | 5750.5555 | 5865.0154 | 5885.0449 | [8 empty] | 5818.2291 | 5811 | 5822.46 | 5750.5555 | 5865.0154 | 5885.0449
5519 | 5810 | 5822.2826 | 5750.2648 | 5863.9981 | 5885.0446 | [8 empty] | 5818.1373 | 5810 | 5822.2826 | 5750.2648 | 5863.9981 | 5885.0446
5520 | 5810 | 5822.0405 | 5750.0341 | 5863.9267 | 5884.9705 | [8 empty] | 5818.1021 | 5810 | 5822.0405 | 5750.0341 | 5863.9267 | 5884.9705
5521 | 5810 | 5821.9127 | 5750.021 | 5863.7413 | 5884.5567 | [8 empty] | 5817.7902 | 5810 | 5821.9127 | 5750.021 | 5863.7413 | 5884.5567
5522 | 5810 | 5821.9073 | 5749.91 | 5863.6785 | 5884.5506 | [8 empty] | 5817.6571 | 5810 | 5821.9073 | 5749.91 | 5863.6785 | 5884.5506
5523 | 5810 | 5821.753 | 5749.4845 | 5863.6099 | 5884.4713 | [8 empty] | 5817.3126 | 5810 | 5821.753 | 5749.4845 | 5863.6099 | 5884.4713
5524 | 5810 | 5821.7044 | 5749.0585 | 5863.0415 | 5884.4337 | [8 empty] | 5817.2141 | 5810 | 5821.7044 | 5749.0585 | 5863.0415 | 5884.4337
5525 | 5810 | 5821.7015 | 5748.7791 | 5862.866 | 5884.4253 | [8 empty] | 5816.8586 | 5810 | 5821.7015 | 5748.7791 | 5862.866 | 5884.4253
5526 | 5810 | 5821.5142 | 5748.731 | 5862.7271 | 5884.0654 | [8 empty] | 5816.8498 | 5810 | 5821.5142 | 5748.731 | 5862.7271 | 5884.0654
5527 | 5809 | 5821.3521 | 5748.5881 | 5862.6404 | 5883.9043 | [8 empty] | 5816.8217 | 5809 | 5821.3521 | 5748.5881 | 5862.6404 | 5883.9043
5528 | 5809 | 5821.1536 | 5748.5469 | 5862.1142 | 5883.436 | [8 empty] | 5816.4329 | 5809 | 5821.1536 | 5748.5469 | 5862.1142 | 5883.436
5529 | 5809 | 5820.8624 | 5748.3818 | 5861.907 | 5883.4112 | [8 empty] | 5815.9969 | 5809 | 5820.8624 | 5748.3818 | 5861.907 | 5883.4112
5530 | 5809 | 5820.84 | 5748.2032 | 5861.6334 | 5883.3017 | [8 empty] | 5815.9556 | 5809 | 5820.84 | 5748.2032 | 5861.6334 | 5883.3017
5531 | 5809 | 5820.7778 | 5748.1914 | 5861.5156 | 5883.1001 | [8 empty] | 5815.9028 | 5809 | 5820.7778 | 5748.1914 | 5861.5156 | 5883.1001
5532 | 5809 | 5820.3184 | 5748.1293 | 5861.1711 | 5882.6691 | [8 empty] | 5815.458 | 5809 | 5820.3184 | 5748.1293 | 5861.1711 | 5882.6691
5533 | 5808 | 5820.0068 | 5747.9507 | 5860.5051 | 5882.2711 | [8 empty] | 5815.3616 | 5808 | 5820.0068 | 5747.9507 | 5860.5051 | 5882.2711
5534 | 5808 | 5819.9759 | 5747.8039 | 5860.2775 | 5882.1394 | [8 empty] | 5815.1684 | 5808 | 5819.9759 | 5747.8039 | 5860.2775 | 5882.1394
5535 | 5808 | 5819.8842 | 5747.6463 | 5860.153 | 5882.1193 | [8 empty] | 5814.9912 | 5808 | 5819.8842 | 5747.6463 | 5860.153 | 5882.1193
5536 | 5808 | 5819.65 | 5747.563 | 5860.0902 | 5881.9182 | [8 empty] | 5814.6842 | 5808 | 5819.65 | 5747.563 | 5860.0902 | 5881.9182
5537 | 5808 | 5819.2778 | 5746.9343 | 5859.7114 | 5881.4977 | [8 empty] | 5814.3769 | 5808 | 5819.2778 | 5746.9343 | 5859.7114 | 5881.4977
5538 | 5807 | 5819.214 | 5746.3433 | 5859.6862 | 5881.4522 | [8 empty] | 5814.0225 | 5807 | 5819.214 | 5746.3433 | 5859.6862 | 5881.4522
5539 | 5807 | 5819.1285 | 5746.2653 | 5858.4558 | 5881.2981 | [8 empty] | 5813.963 | 5807 | 5819.1285 | 5746.2653 | 5858.4558 | 5881.2981
5540 | 5807 | 5818.9558 | 5746.1951 | 5858.364 | 5881.256 | [8 empty] | 5813.9306 | 5807 | 5818.9558 | 5746.1951 | 5858.364 | 5881.256
5541 | 5807 | 5818.0244 | 5746.0587 | 5858.0103 | 5881.2135 | [8 empty] | 5813.8844 | 5807 | 5818.0244 | 5746.0587 | 5858.0103 | 5881.2135
5542 | 5806 | 5817.8788 | 5745.9652 | 5857.7349 | 5880.4602 | [8 empty] | 5813.6649 | 5806 | 5817.8788 | 5745.9652 | 5857.7349 | 5880.4602
5543 | 5806 | 5817.8299 | 5745.4863 | 5857.6208 | 5880.3186 | [8 empty] | 5813.664 | 5806 | 5817.8299 | 5745.4863 | 5857.6208 | 5880.3186
5544 | 5806 | 5817.6035 | 5745.4512 | 5857.5798 | 5880.1674 | [8 empty] | 5813.5256 | 5806 | 5817.6035 | 5745.4512 | 5857.5798 | 5880.1674
5545 | 5806 | 5817.5146 | 5745.1912 | 5856.8688 | 5879.8609 | [8 empty] | 5813.4984 | 5806 | 5817.5146 | 5745.1912 | 5856.8688 | 5879.8609
5546 | 5806 | 5817.2145 | 5744.9622 | 5856.8679 | 5879.8373 | [8 empty] | 5813.3616 | 5806 | 5817.2145 | 5744.9622 | 5856.8679 | 5879.8373
5547 | 5806 | 5817.188 | 5744.9115 | 5856.6038 | 5879.706 | [8 empty] | 5812.7246 | 5806 | 5817.188 | 5744.9115 | 5856.6038 | 5879.706
5548 | 5806 | 5817.1381 | 5744.4862 | 5856.5565 | 5879.2969 | [8 empty] | 5812.6494 | 5806 | 5817.1381 | 5744.4862 | 5856.5565 | 5879.2969
5549 | 5805 | 5817.0136 | 5744.4093 | 5856.3971 | 5879.0718 | [8 empty] | 5812.4439 | 5805 | 5817.0136 | 5744.4093 | 5856.3971 | 5879.0718
5550 | 5805 | 5816.9446 | 5744.4088 | 5856.261 | 5878.8911 | [8 empty] | 5811.84 | 5805 | 5816.9446 | 5744.4088 | 5856.261 | 5878.8911
5551 | 5805 | 5816.7731 | 5744.2189 | 5855.2868 | 5878.839 | [8 empty] | 5811.7671 | 5805 | 5816.7731 | 5744.2189 | 5855.2868 | 5878.839
5552 | 5805 | 5816.7147 | 5744.2032 | 5855.2508 | 5878.6383 | [8 empty] | 5811.6799 | 5805 | 5816.7147 | 5744.2032 | 5855.2508 | 5878.6383
5553 | 5805 | 5816.6857 | 5743.8829 | 5855.1164 | 5878.4463 | [8 empty] | 5811.6341 | 5805 | 5816.6857 | 5743.8829 | 5855.1164 | 5878.4463
5554 | 5805 | 5816.2198 | 5743.8778 | 5854.6882 | 5877.7295 | [8 empty] | 5811.5868 | 5805 | 5816.2198 | 5743.8778 | 5854.6882 | 5877.7295
5555 | 5805 | 5816.2052 | 5743.8256 | 5854.4153 | 5877.523 | [8 empty] | 5811.5767 | 5805 | 5816.2052 | 5743.8256 | 5854.4153 | 5877.523
5556 | 5804 | 5815.9253 | 5743.737 | 5853.8841 | 5877.3975 | [8 empty] | 5811.1938 | 5804 | 5815.9253 | 5743.737 | 5853.8841 | 5877.3975
5557 | 5804 | 5815.6873 | 5743.7308 | 5853.7351 | 5877.35 | [8 empty] | 5810.8946 | 5804 | 5815.6873 | 5743.7308 | 5853.7351 | 5877.35
5558 | 5804 | 5815.6029 | 5743.5201 | 5853.6808 | 5877.153 | [8 empty] | 5810.782 | 5804 | 5815.6029 | 5743.5201 | 5853.6808 | 5877.153
5559 | 5804 | 5814.8514 | 5743.4782 | 5853.1401 | 5877.1183 | [8 empty] | 5810.4965 | 5804 | 5814.8514 | 5743.4782 | 5853.1401 | 5877.1183
5560 | 5804 | 5814.4296 | 5743.3708 | 5852.1568 | 5877.0971 | [8 empty] | 5810.3112 | 5804 | 5814.4296 | 5743.3708 | 5852.1568 | 5877.0971
5561 | 5803 | 5814.3513 | 5743.096 | 5851.8673 | 5876.5816 | [8 empty] | 5809.7494 | 5803 | 5814.3513 | 5743.096 | 5851.8673 | 5876.5816
5562 | 5803 | 5814.063 | 5742.3737 | 5851.6532 | 5876.4982 | [8 empty] | 5809.2334 | 5803 | 5814.063 | 5742.3737 | 5851.6532 | 5876.4982
5563 | 5802 | 5813.9431 | 5742.367 | 5851.3927 | 5876.3502 | [8 empty] | 5809.1782 | 5802 | 5813.9431 | 5742.367 | 5851.3927 | 5876.3502
5564 | 5802 | 5813.8891 | 5742.094 | 5851.1732 | 5876.3124 | [8 empty] | 5808.8645 | 5802 | 5813.8891 | 5742.094 | 5851.1732 | 5876.3124
5565 | 5802 | 5813.8618 | 5742.0595 | 5851.1343 | 5876.2621 | [8 empty] | 5808.78 | 5802 | 5813.8618 | 5742.0595 | 5851.1343 | 5876.2621
5566 | 5802 | 5813.7966 | 5742.0131 | 5850.9953 | 5876.1997 | [8 empty] | 5808.512 | 5802 | 5813.7966 | 5742.0131 | 5850.9953 | 5876.1997
5567 | 5802 | 5813.6264 | 5742.009 | 5850.8984 | 5876.1278 | [8 empty] | 5808.2864 | 5802 | 5813.6264 | 5742.009 | 5850.8984 | 5876.1278
5568 | 5802 | 5813.2174 | 5741.8857 | 5850.789 | 5876.0856 | [8 empty] | 5808.0685 | 5802 | 5813.2174 | 5741.8857 | 5850.789 | 5876.0856
5569 | 5802 | 5812.8081 | 5741.7324 | 5850.7735 | 5875.9299 | [8 empty] | 5807.7419 | 5802 | 5812.8081 | 5741.7324 | 5850.7735 | 5875.9299
5570 | 5801 | 5812.6911 | 5741.7296 | 5850.707 | 5875.6003 | [8 empty] | 5807.2295 | 5801 | 5812.6911 | 5741.7296 | 5850.707 | 5875.6003
5571 | 5801 | 5812.6592 | 5741.7257 | 5850.2321 | 5875.5019 | [8 empty] | 5807.09 | 5801 | 5812.6592 | 5741.7257 | 5850.2321 | 5875.5019
5572 | 5801 | 5812.6338 | 5741.4235 | 5850.2012 | 5875.4591 | [8 empty] | 5807.0772 | 5801 | 5812.6338 | 5741.4235 | 5850.2012 | 5875.4591
5573 | 5801 | 5812.2103 | 5741.1356 | 5850.1766 | 5875.3931 | [8 empty] | 5806.9318 | 5801 | 5812.2103 | 5741.1356 | 5850.1766 | 5875.3931
5574 | 5801 | 5811.9901 | 5740.0448 | 5850.0486 | 5875.2738 | [8 empty] | 5806.8152 | 5801 | 5811.9901 | 5740.0448 | 5850.0486 | 5875.2738
5575 | 5801 | 5811.795 | 5740.0311 | 5849.8628 | 5875.1782 | [8 empty] | 5806.4847 | 5801 | 5811.795 | 5740.0311 | 5849.8628 | 5875.1782
5576 | 5800 | 5811.7553 | 5739.6279 | 5849.1384 | 5875.1653 | [8 empty] | 5806.4363 | 5800 | 5811.7553 | 5739.6279 | 5849.1384 | 5875.1653
5577 | 5800 | 5811.5824 | 5739.4622 | 5848.2829 | 5874.9781 | [8 empty] | 5806.4108 | 5800 | 5811.5824 | 5739.4622 | 5848.2829 | 5874.9781
5578 | 5799 | 5811.547 | 5738.8712 | 5848.1747 | 5874.9288 | [8 empty] | 5806.2675 | 5799 | 5811.547 | 5738.8712 | 5848.1747 | 5874.9288
5579 | 5799 | 5811.2492 | 5738.4041 | 5848.0124 | 5874.8443 | [8 empty] | 5806.0808 | 5799 | 5811.2492 | 5738.4041 | 5848.0124 | 5874.8443
5580 | 5799 | 5810.9984 | 5738.1834 | 5847.9551 | 5874.7124 | [8 empty] | 5805.5482 | 5799 | 5810.9984 | 5738.1834 | 5847.9551 | 5874.7124
5581 | 5799 | 5810.7837 | 5738.1464 | 5847.7749 | 5874.6207 | [8 empty] | 5805.3138 | 5799 | 5810.7837 | 5738.1464 | 5847.7749 | 5874.6207
5582 | 5799 | 5810.627 | 5738.0717 | 5847.7246 | 5874.1885 | [8 empty] | 5805.2702 | 5799 | 5810.627 | 5738.0717 | 5847.7246 | 5874.1885
5583 | 5799 | 5810.337 | 5737.9517 | 5847.5987 | 5873.9086 | [8 empty] | 5805.1406 | 5799 | 5810.337 | 5737.9517 | 5847.5987 | 5873.9086
5584 | 5798 | 5810.3341 | 5737.9454 | 5847.4258 | 5873.2616 | [8 empty] | 5804.2848 | 5798 | 5810.3341 | 5737.9454 | 5847.4258 | 5873.2616
5585 | 5798 | 5810.043 | 5737.6267 | 5847.3481 | 5872.7744 | [8 empty] | 5804.2121 | 5798 | 5810.043 | 5737.6267 | 5847.3481 | 5872.7744
5586 | 5798 | 5809.6671 | 5737.2455 | 5847.1666 | 5872.7059 | [8 empty] | 5803.5754 | 5798 | 5809.6671 | 5737.2455 | 5847.1666 | 5872.7059
5587 | 5798 | 5809.5605 | 5736.9456 | 5847.1645 | 5872.6407 | [8 empty] | 5803.505 | 5798 | 5809.5605 | 5736.9456 | 5847.1645 | 5872.6407
5588 | 5798 | 5809.3839 | 5736.7367 | 5847.1544 | 5872.6277 | [8 empty] | 5802.8792 | 5798 | 5809.3839 | 5736.7367 | 5847.1544 | 5872.6277
5589 | 5798 | 5809.3419 | 5736.3522 | 5847.1164 | 5872.4698 | [8 empty] | 5802.8097 | 5798 | 5809.3419 | 5736.3522 | 5847.1164 | 5872.4698
5590 | 5798 | 5809.2835 | 5736.1869 | 5846.9808 | 5872.2786 | [8 empty] | 5802.267 | 5798 | 5809.2835 | 5736.1869 | 5846.9808 | 5872.2786
5591 | 5798 | 5809.2171 | 5735.8186 | 5846.9219 | 5872.2187 | [8 empty] | 5802.0823 | 5798 | 5809.2171 | 5735.8186 | 5846.9219 | 5872.2187
5592 | 5797 | 5808.6703 | 5735.6982 | 5846.6855 | 5872.1145 | [8 empty] | 5801.2116 | 5797 | 5808.6703 | 5735.6982 | 5846.6855 | 5872.1145
5593 | 5797 | 5808.6184 | 5735.4477 | 5846.4935 | 5871.9692 | [8 empty] | 5801.1249 | 5797 | 5808.6184 | 5735.4477 | 5846.4935 | 5871.9692
5594 | 5797 | 5808.419 | 5735.018 | 5846.4018 | 5871.8596 | [8 empty] | 5800.9363 | 5797 | 5808.419 | 5735.018 | 5846.4018 | 5871.8596
5595 | 5797 | 5808.1899 | 5734.8944 | 5846.1946 | 5871.7075 | [8 empty] | 5800.8995 | 5797 | 5808.1899 | 5734.8944 | 5846.1946 | 5871.7075
5596 | 5797 | 5808.1158 | 5734.4533 | 5845.8297 | 5871.3736 | [8 empty] | 5800.8136 | 5797 | 5808.1158 | 5734.4533 | 5845.8297 | 5871.3736
5597 | 5796 | 5807.8041 | 5734.2993 | 5845.798 | 5871.3734 | [8 empty] | 5800.7776 | 5796 | 5807.8041 | 5734.2993 | 5845.798 | 5871.3734
5598 | 5796 | 5807.6744 | 5734.2785 | 5845.7528 | 5871.0425 | [8 empty] | 5800.5079 | 5796 | 5807.6744 | 5734.2785 | 5845.7528 | 5871.0425
5599 | 5796 | 5807.6651 | 5733.0101 | 5845.4368 | 5870.8336 | [8 empty] | 5800.5044 | 5796 | 5807.6651 | 5733.0101 | 5845.4368 | 5870.8336
5600 | 5796 | 5807.4497 | 5732.9903 | 5845.0843 | 5870.7723 | [8 empty] | 5799.9711 | 5796 | 5807.4497 | 5732.9903 | 5845.0843 | 5870.7723
5601 | 5796 | 5807.1949 | 5732.8337 | 5845.0591 | 5870.4622 | [8 empty] | 5799.9552 | 5796 | 5807.1949 | 5732.8337 | 5845.0591 | 5870.4622
5602 | 5796 | 5807.1899 | 5732.8147 | 5844.9506 | 5870.2579 | [8 empty] | 5799.8663 | 5796 | 5807.1899 | 5732.8147 | 5844.9506 | 5870.2579
5603 | 5796 | 5806.5052 | 5732.4712 | 5844.9208 | 5870.1125 | [8 empty] | 5799.7327 | 5796 | 5806.5052 | 5732.4712 | 5844.9208 | 5870.1125
5604 | 5795 | 5806.4647 | 5732.1378 | 5844.8189 | 5869.8509 | [8 empty] | 5799.5281 | 5795 | 5806.4647 | 5732.1378 | 5844.8189 | 5869.8509
5605 | 5795 | 5806.2831 | 5731.8113 | 5844.7889 | 5869.6653 | [8 empty] | 5799.5 | 5795 | 5806.2831 | 5731.8113 | 5844.7889 | 5869.6653
5606 | 5795 | 5806.0391 | 5731.6781 | 5844.6988 | 5869.4222 | [8 empty] | 5799.2928 | 5795 | 5806.0391 | 5731.6781 | 5844.6988 | 5869.4222
5607 | 5795 | 5805.9933 | 5731.5733 | 5844.5122 | 5869.4203 | [8 empty] | 5799.078 | 5795 | 5805.9933 | 5731.5733 | 5844.5122 | 5869.4203
5608 | 5795 | 5805.9701 | 5731.477 | 5844.4867 | 5869.0895 | [8 empty] | 5799.0105 | 5795 | 5805.9701 | 5731.477 | 5844.4867 | 5869.0895
5609 | 5795 | 5805.6915 | 5731.3778 | 5843.9953 | 5868.9043 | [8 empty] | 5798.5971 | 5795 | 5805.6915 | 5731.3778 | 5843.9953 | 5868.9043
5610 | 5794 | 5805.6292 | 5731.3066 | 5843.599 | 5868.1519 | [8 empty] | 5798.5062 | 5794 | 5805.6292 | 5731.3066 | 5843.599 | 5868.1519
5611 | 5794 | 5805.5236 | 5731.1918 | 5843.5461 | 5868.0299 | [8 empty] | 5798.12 | 5794 | 5805.5236 | 5731.1918 | 5843.5461 | 5868.0299
5612 | 5793 | 5805.4523 | 5731.1674 | 5843.5036 | 5867.7428 | [8 empty] | 5797.886 | 5793 | 5805.4523 | 5731.1674 | 5843.5036 | 5867.7428
5613 | 5793 | 5805.3337 | 5731.1382 | 5843.4296 | 5867.6116 | [8 empty] | 5797.5716 | 5793 | 5805.3337 | 5731.1382 | 5843.4296 | 5867.6116
5614 | 5793 | 5805.2903 | 5730.9651 | 5843.2745 | 5867.1067 | [8 empty] | 5797.5342 | 5793 | 5805.2903 | 5730.9651 | 5843.2745 | 5867.1067
5615 | 5793 | 5805.2262 | 5729.8589 | 5842.8728 | 5867.0642 | [8 empty] | 5797.4358 | 5793 | 5805.2262 | 5729.8589 | 5842.8728 | 5867.0642
5616 | 5793 | 5805.0843 | 5729.7634 | 5842.7353 | 5867.0633 | [8 empty] | 5796.7074 | 5793 | 5805.0843 | 5729.7634 | 5842.7353 | 5867.0633
5617 | 5792 | 5804.8331 | 5729.1828 | 5842.4972 | 5866.6458 | [8 empty] | 5796.6352 | 5792 | 5804.8331 | 5729.1828 | 5842.4972 | 5866.6458
5618 | 5792 | 5804.816 | 5728.9943 | 5841.7882 | 5866.4812 | [8 empty] | 5796.5867 | 5792 | 5804.816 | 5728.9943 | 5841.7882 | 5866.4812
5619 | 5792 | 5804.7514 | 5728.6965 | 5841.7576 | 5866.3543 | [8 empty] | 5796.5395 | 5792 | 5804.7514 | 5728.6965 | 5841.7576 | 5866.3543
5620 | 5792 | 5804.693 | 5728.6061 | 5841.6158 | 5866.052 | [8 empty] | 5796.4984 | 5792 | 5804.693 | 5728.6061 | 5841.6158 | 5866.052
5621 | 5792 | 5804.5116 | 5728.4546 | 5841.5887 | 5865.9118 | [8 empty] | 5796.4277 | 5792 | 5804.5116 | 5728.4546 | 5841.5887 | 5865.9118
5622 | 5792 | 5804.4857 | 5728.4524 | 5841.1933 | 5865.7364 | [8 empty] | 5796.259 | 5792 | 5804.4857 | 5728.4524 | 5841.1933 | 5865.7364
5623 | 5791 | 5804.3148 | 5728.3187 | 5840.7694 | 5865.661 | [8 empty] | 5796.2463 | 5791 | 5804.3148 | 5728.3187 | 5840.7694 | 5865.661
5624 | 5791 | 5804.264 | 5728.3121 | 5840.4104 | 5865.1289 | [8 empty] | 5796.1141 | 5791 | 5804.264 | 5728.3121 | 5840.4104 | 5865.1289
5625 | 5791 | 5804.1933 | 5728.1201 | 5840.2832 | 5865.0527 | [8 empty] | 5795.4498 | 5791 | 5804.1933 | 5728.1201 | 5840.2832 | 5865.0527
5626 | 5791 | 5803.9564 | 5727.913 | 5840.2575 | 5864.9642 | [8 empty] | 5795.3826 | 5791 | 5803.9564 | 5727.913 | 5840.2575 | 5864.9642
5627 | 5791 | 5803.8248 | 5727.854 | 5839.8823 | 5864.7912 | [8 empty] | 5794.1975 | 5791 | 5803.8248 | 5727.854 | 5839.8823 | 5864.7912
5628 | 5791 | 5803.7429 | 5727.845 | 5839.807 | 5864.7613 | [8 empty] | 5794.1961 | 5791 | 5803.7429 | 5727.845 | 5839.807 | 5864.7613
5629 | 5790 | 5803.7288 | 5727.7806 | 5839.7352 | 5864.3144 | [8 empty] | 5794 | 5790 | 5803.7288 | 5727.7806 | 5839.7352 | 5864.3144
5630 | 5790 | 5803.6176 | 5727.5947 | 5839.6644 | 5863.793 | [8 empty] | 5793.8852 | 5790 | 5803.6176 | 5727.5947 | 5839.6644 | 5863.793
5631 | 5790 | 5803.3596 | 5727.0351 | 5839.4267 | 5863.6122 | [8 empty] | 5793.6919 | 5790 | 5803.3596 | 5727.0351 | 5839.4267 | 5863.6122
5632 | 5790 | 5803.2482 | 5727.0133 | 5839.3528 | 5863.3291 | [8 empty] | 5793.6189 | 5790 | 5803.2482 | 5727.0133 | 5839.3528 | 5863.3291
5633 | 5790 | 5803.2115 | 5726.3254 | 5838.8552 | 5863.0602 | [8 empty] | 5793.5719 | 5790 | 5803.2115 | 5726.3254 | 5838.8552 | 5863.0602
5634 | 5790 | 5803.0045 | 5725.86 | 5838.5413 | 5862.8685 | [8 empty] | 5793.1977 | 5790 | 5803.0045 | 5725.86 | 5838.5413 | 5862.8685
5635 | 5790 | 5802.4868 | 5725.6762 | 5838.5177 | 5862.7365 | [8 empty] | 5793.1729 | 5790 | 5802.4868 | 5725.6762 | 5838.5177 | 5862.7365
5636 | 5790 | 5802.2114 | 5725.6019 | 5838.2924 | 5862.7317 | [8 empty] | 5793.023 | 5790 | 5802.2114 | 5725.6019 | 5838.2924 | 5862.7317
5637 | 5790 | 5802.0565 | 5725.2309 | 5838.1069 | 5862.6302 | [8 empty] | 5793.0043 | 5790 | 5802.0565 | 5725.2309 | 5838.1069 | 5862.6302
5638 | 5789 | 5801.9991 | 5725.1371 | 5837.7748 | 5862.5949 | [8 empty] | 5792.8024 | 5789 | 5801.9991 | 5725.1371 | 5837.7748 | 5862.5949
5639 | 5789 | 5801.5683 | 5724.8585 | 5837.4467 | 5862.3331 | [8 empty] | 5792.2329 | 5789 | 5801.5683 | 5724.8585 | 5837.4467 | 5862.3331
5640 | 5789 | 5801.553 | 5724.857 | 5837.3219 | 5861.8829 | [8 empty] | 5791.9857 | 5789 | 5801.553 | 5724.857 | 5837.3219 | 5861.8829
5641 | 5788 | 5801.4633 | 5724.7177 | 5837.0976 | 5861.6271 | [8 empty] | 5791.3839 | 5788 | 5801.4633 | 5724.7177 | 5837.0976 | 5861.6271
5642 | 5788 | 5801.4533 | 5724.2272 | 5836.9174 | 5861.3823 | [8 empty] | 5791.3241 | 5788 | 5801.4533 | 5724.2272 | 5836.9174 | 5861.3823
5643 | 5788 | 5801.3539 | 5724.1179 | 5836.8246 | 5860.7686 | [8 empty] | 5791.3066 | 5788 | 5801.3539 | 5724.1179 | 5836.8246 | 5860.7686
5644 | 5788 | 5801.2771 | 5724.077 | 5836.4801 | 5860.5669 | [8 empty] | 5791.2571 | 5788 | 5801.2771 | 5724.077 | 5836.4801 | 5860.5669
5645 | 5788 | 5800.9054 | 5723.6392 | 5836.429 | 5860.5361 | [8 empty] | 5791.2478 | 5788 | 5800.9054 | 5723.6392 | 5836.429 | 5860.5361
5646 | 5788 | 5800.7219 | 5723.2533 | 5836.0923 | 5859.5344 | [8 empty] | 5790.8521 | 5788 | 5800.7219 | 5723.2533 | 5836.0923 | 5859.5344
5647 | 5787 | 5800.6786 | 5723.1291 | 5835.7024 | 5858.7289 | [8 empty] | 5790.5287 | 5787 | 5800.6786 | 5723.1291 | 5835.7024 | 5858.7289
5648 | 5787 | 5800.5198 | 5722.5166 | 5835.6942 | 5858.6707 | [8 empty] | 5790.407 | 5787 | 5800.5198 | 5722.5166 | 5835.6942 | 5858.6707
5649 | 5787 | 5800.0693 | 5722.4988 | 5835.5183 | 5858.6547 | [8 empty] | 5790.346 | 5787 | 5800.0693 | 5722.4988 | 5835.5183 | 5858.6547
5650 | 5787 | 5800.0488 | 5722.4253 | 5835.1055 | 5858.583 | [8 empty] | 5790.3004 | 5787 | 5800.0488 | 5722.4253 | 5835.1055 | 5858.583
5651 | 5787 | 5799.8721 | 5721.9439 | 5834.8227 | 5858.5193 | [8 empty] | 5790.1649 | 5787 | 5799.8721 | 5721.9439 | 5834.8227 | 5858.5193
5652 | 5786 | 5799.6008 | 5721.913 | 5834.5496 | 5858.3209 | [8 empty] | 5790.15 | 5786 | 5799.6008 | 5721.913 | 5834.5496 | 5858.3209
5653 | 5786 | 5799.5285 | 5721.8866 | 5834.4124 | 5858.2951 | [8 empty] | 5790.1079 | 5786 | 5799.5285 | 5721.8866 | 5834.4124 | 5858.2951
5654 | 5786 | 5799.4496 | 5721.8361 | 5834.3356 | 5857.868 | [8 empty] | 5790.0253 | 5786 | 5799.4496 | 5721.8361 | 5834.3356 | 5857.868
5655 | 5786 | 5799.2709 | 5721.5988 | 5834.0739 | 5857.8248 | [8 empty] | 5789.7456 | 5786 | 5799.2709 | 5721.5988 | 5834.0739 | 5857.8248
5656 | 5786 | 5799.252 | 5721.2123 | 5833.9228 | 5857.4351 | [8 empty] | 5789.6907 | 5786 | 5799.252 | 5721.2123 | 5833.9228 | 5857.4351
5657 | 5786 | 5798.8799 | 5721.1902 | 5833.8312 | 5856.9177 | [8 empty] | 5789.5724 | 5786 | 5798.8799 | 5721.1902 | 5833.8312 | 5856.9177
5658 | 5785 | 5798.8103 | 5721.1688 | 5833.5549 | 5856.6212 | [8 empty] | 5789.5551 | 5785 | 5798.8103 | 5721.1688 | 5833.5549 | 5856.6212
5659 | 5785 | 5798.7438 | 5721.083 | 5833.2417 | 5856.5586 | [8 empty] | 5789.4684 | 5785 | 5798.7438 | 5721.083 | 5833.2417 | 5856.5586
5660 | 5785 | 5798.6162 | 5720.8173 | 5833.1839 | 5856.1736 | [8 empty] | 5789.2725 | 5785 | 5798.6162 | 5720.8173 | 5833.1839 | 5856.1736
5661 | 5785 | 5798.5006 | 5720.736 | 5833.1591 | 5855.8754 | [8 empty] | 5789.2359 | 5785 | 5798.5006 | 5720.736 | 5833.1591 | 5855.8754
5662 | 5785 | 5798.0636 | 5720.6094 | 5832.907 | 5855.8594 | [8 empty] | 5788.9936 | 5785 | 5798.0636 | 5720.6094 | 5832.907 | 5855.8594
5663 | 5785 | 5797.8308 | 5720.2697 | 5832.3484 | 5855.749 | [8 empty] | 5788.9314 | 5785 | 5797.8308 | 5720.2697 | 5832.3484 | 5855.749
5664 | 5785 | 5797.4064 | 5720.2561 | 5832.289 | 5855.6048 | [8 empty] | 5788.5496 | 5785 | 5797.4064 | 5720.2561 | 5832.289 | 5855.6048
5665 | 5784 | 5797.3055 | 5720.0399 | 5831.951 | 5855.4318 | [8 empty] | 5788.2646 | 5784 | 5797.3055 | 5720.0399 | 5831.951 | 5855.4318
5666 | 5784 | 5797.2108 | 5719.966 | 5831.9289 | 5855.4205 | [8 empty] | 5788.242 | 5784 | 5797.2108 | 5719.966 | 5831.9289 | 5855.4205
5667 | 5784 | 5797.1643 | 5719.1587 | 5831.6 | 5855.3929 | [8 empty] | 5788.2155 | 5784 | 5797.1643 | 5719.1587 | 5831.6 | 5855.3929
5668 | 5784 | 5797.1617 | 5718.1719 | 5830.5299 | 5855.302 | [8 empty] | 5787.5086 | 5784 | 5797.1617 | 5718.1719 | 5830.5299 | 5855.302
5669 | 5784 | 5796.8872 | 5717.9065 | 5830.4172 | 5854.8586 | [8 empty] | 5787.4013 | 5784 | 5796.8872 | 5717.9065 | 5830.4172 | 5854.8586
5670 | 5784 | 5796.5676 | 5717.3927 | 5830.18 | 5854.762 | [8 empty] | 5787.3245 | 5784 | 5796.5676 | 5717.3927 | 5830.18 | 5854.762
5671 | 5783 | 5796.5407 | 5717.1566 | 5829.9698 | 5854.6981 | [8 empty] | 5787.1339 | 5783 | 5796.5407 | 5717.1566 | 5829.9698 | 5854.6981
5672 | 5783 | 5795.8922 | 5716.8581 | 5829.9529 | 5854.6493 | [8 empty] | 5786.76 | 5783 | 5795.8922 | 5716.8581 | 5829.9529 | 5854.6493
5673 | 5783 | 5795.7215 | 5716.7702 | 5829.9399 | 5854.5923 | [8 empty] | 5786.4434 | 5783 | 5795.7215 | 5716.7702 | 5829.9399 | 5854.5923
5674 | 5783 | 5795.5628 | 5716.7034 | 5829.7727 | 5854.3318 | [8 empty] | 5786.0567 | 5783 | 5795.5628 | 5716.7034 | 5829.7727 | 5854.3318
5675 | 5783 | 5795.5481 | 5716.6794 | 5829.6318 | 5854.0453 | [8 empty] | 5785.8659 | 5783 | 5795.5481 | 5716.6794 | 5829.6318 | 5854.0453
5676 | 5783 | 5795.5213 | 5716.4943 | 5829.3067 | 5853.9765 | [8 empty] | 5785.5431 | 5783 | 5795.5213 | 5716.4943 | 5829.3067 | 5853.9765
5677 | 5783 | 5795.4147 | 5715.8717 | 5828.9042 | 5853.9638 | [8 empty] | 5785.277 | 5783 | 5795.4147 | 5715.8717 | 5828.9042 | 5853.9638
5678 | 5783 | 5795.399 | 5715.5159 | 5828.7987 | 5853.4482 | [8 empty] | 5785.0278 | 5783 | 5795.399 | 5715.5159 | 5828.7987 | 5853.4482
5679 | 5782 | 5794.5274 | 5715.4688 | 5828.475 | 5853.4409 | [8 empty] | 5784.617 | 5782 | 5794.5274 | 5715.4688 | 5828.475 | 5853.4409
5680 | 5782 | 5794.4402 | 5715.4285 | 5827.7965 | 5853.1646 | [8 empty] | 5784.3275 | 5782 | 5794.4402 | 5715.4285 | 5827.7965 | 5853.1646
5681 | 5782 | 5794.4231 | 5715.4237 | 5827.7473 | 5852.8729 | [8 empty] | 5784.1245 | 5782 | 5794.4231 | 5715.4237 | 5827.7473 | 5852.8729
5682 | 5781 | 5794.0349 | 5715.0504 | 5827.6156 | 5852.391 | [8 empty] | 5784.0668 | 5781 | 5794.0349 | 5715.0504 | 5827.6156 | 5852.391
5683 | 5781 | 5793.7792 | 5715.0091 | 5827.1099 | 5852.283 | [8 empty] | 5783.7461 | 5781 | 5793.7792 | 5715.0091 | 5827.1099 | 5852.283
5684 | 5781 | 5793.6069 | 5714.8932 | 5827.0625 | 5852.1108 | [8 empty] | 5783.3895 | 5781 | 5793.6069 | 5714.8932 | 5827.0625 | 5852.1108
5685 | 5781 | 5793.4398 | 5714.8792 | 5826.7222 | 5852.0683 | [8 empty] | 5783.3883 | 5781 | 5793.4398 | 5714.8792 | 5826.7222 | 5852.0683
5686 | 5780 | 5793.3787 | 5714.7226 | 5826.6319 | 5851.089 | [8 empty] | 5782.8836 | 5780 | 5793.3787 | 5714.7226 | 5826.6319 | 5851.089
5687 | 5780 | 5793.3725 | 5713.8747 | 5826.5826 | 5851.0032 | [8 empty] | 5782.8331 | 5780 | 5793.3725 | 5713.8747 | 5826.5826 | 5851.0032
5688 | 5780 | 5793.2274 | 5713.6701 | 5826.4489 | 5850.9451 | [8 empty] | 5782.7404 | 5780 | 5793.2274 | 5713.6701 | 5826.4489 | 5850.9451
5689 | 5780 | 5793.1554 | 5713.3668 | 5826.402 | 5850.8958 | [8 empty] | 5782.7349 | 5780 | 5793.1554 | 5713.3668 | 5826.402 | 5850.8958
5690 | 5779 | 5793.1385 | 5713.3354 | 5826.1912 | 5850.8132 | [8 empty] | 5782.3782 | 5779 | 5793.1385 | 5713.3354 | 5826.1912 | 5850.8132
5691 | 5779 | 5792.5834 | 5713.1769 | 5826.1836 | 5850.7515 | [8 empty] | 5781.6472 | 5779 | 5792.5834 | 5713.1769 | 5826.1836 | 5850.7515
5692 | 5779 | 5792.1297 | 5712.9257 | 5825.4841 | 5850.4649 | [8 empty] | 5781.6067 | 5779 | 5792.1297 | 5712.9257 | 5825.4841 | 5850.4649
5693 | 5779 | 5791.9473 | 5712.865 | 5824.6331 | 5850.4595 | [8 empty] | 5781.4225 | 5779 | 5791.9473 | 5712.865 | 5824.6331 | 5850.4595
5694 | 5779 | 5791.8954 | 5712.7749 | 5824.2249 | 5850.3363 | [8 empty] | 5781.3507 | 5779 | 5791.8954 | 5712.7749 | 5824.2249 | 5850.3363
5695 | 5778 | 5791.8419 | 5712.0452 | 5824.0478 | 5849.8627 | [8 empty] | 5781.3443 | 5778 | 5791.8419 | 5712.0452 | 5824.0478 | 5849.8627
5696 | 5778 | 5791.6434 | 5711.6634 | 5823.9446 | 5849.7416 | [8 empty] | 5781.3403 | 5778 | 5791.6434 | 5711.6634 | 5823.9446 | 5849.7416
5697 | 5778 | 5791.5632 | 5711.6048 | 5823.9008 | 5849.7017 | [8 empty] | 5781.3135 | 5778 | 5791.5632 | 5711.6048 | 5823.9008 | 5849.7017
5698 | 5778 | 5791.3058 | 5711.4164 | 5823.8631 | 5849.5955 | [8 empty] | 5781.2573 | 5778 | 5791.3058 | 5711.4164 | 5823.8631 | 5849.5955
5699 | 5777 | 5791.264 | 5711.0239 | 5823.7353 | 5849.5794 | [8 empty] | 5781.2484 | 5777 | 5791.264 | 5711.0239 | 5823.7353 | 5849.5794
5700 | 5777 | 5791.1472 | 5710.6578 | 5823.578 | 5849.481 | [8 empty] | 5780.7119 | 5777 | 5791.1472 | 5710.6578 | 5823.578 | 5849.481
5701 | 5777 | 5791.1367 | 5710.3445 | 5823.3928 | 5849.4445 | [8 empty] | 5780.6985 | 5777 | 5791.1367 | 5710.3445 | 5823.3928 | 5849.4445
5702 | 5776 | 5790.3725 | 5710.1684 | 5823.3038 | 5848.887 | [8 empty] | 5780.6918 | 5776 | 5790.3725 | 5710.1684 | 5823.3038 | 5848.887
5703 | 5776 | 5790.3115 | 5710.1563 | 5823.2682 | 5848.7518 | [8 empty] | 5780.5782 | 5776 | 5790.3115 | 5710.1563 | 5823.2682 | 5848.7518
5704 | 5776 | 5789.9857 | 5710.0863 | 5822.9871 | 5848.4033 | [8 empty] | 5780.525 | 5776 | 5789.9857 | 5710.0863 | 5822.9871 | 5848.4033
5705 | 5776 | 5789.7586 | 5709.8243 | 5822.9016 | 5847.7319 | [8 empty] | 5780.3555 | 5776 | 5789.7586 | 5709.8243 | 5822.9016 | 5847.7319
5706 | 5776 | 5789.717 | 5709.4669 | 5822.6074 | 5847.0329 | [8 empty] | 5780.2818 | 5776 | 5789.717 | 5709.4669 | 5822.6074 | 5847.0329
5707 | 5776 | 5789.584 | 5709.1692 | 5822.2606 | 5847.0084 | [8 empty] | 5780.0637 | 5776 | 5789.584 | 5709.1692 | 5822.2606 | 5847.0084
5708 | 5775 | 5789.3979 | 5708.984 | 5822.1615 | 5846.8557 | [8 empty] | 5779.9635 | 5775 | 5789.3979 | 5708.984 | 5822.1615 | 5846.8557
5709 | 5775 | 5789.368 | 5708.9414 | 5821.7646 | 5846.5508 | [8 empty] | 5779.6332 | 5775 | 5789.368 | 5708.9414 | 5821.7646 | 5846.5508
5710 | 5774 | 5789.1721 | 5708.8589 | 5821.6263 | 5846.3949 | [8 empty] | 5779.4875 | 5774 | 5789.1721 | 5708.8589 | 5821.6263 | 5846.3949
5711 | 5774 | 5789.0905 | 5708.6803 | 5821.6195 | 5846.3899 | [8 empty] | 5779.2756 | 5774 | 5789.0905 | 5708.6803 | 5821.6195 | 5846.3899
5712 | 5774 | 5788.9455 | 5708.6531 | 5821.6126 | 5846.3013 | [8 empty] | 5779.2687 | 5774 | 5788.9455 | 5708.6531 | 5821.6126 | 5846.3013
5713 | 5774 | 5788.8914 | 5708.3691 | 5821.4682 | 5846.1469 | [8 empty] | 5779.1542 | 5774 | 5788.8914 | 5708.3691 | 5821.4682 | 5846.1469
5714 | 5774 | 5788.8452 | 5708.2408 | 5821.4395 | 5846.0596 | [8 empty] | 5779.1477 | 5774 | 5788.8452 | 5708.2408 | 5821.4395 | 5846.0596
5715 | 5773 | 5788.7919 | 5708.1103 | 5821.0274 | 5845.9938 | [8 empty] | 5779.1244 | 5773 | 5788.7919 | 5708.1103 | 5821.0274 | 5845.9938
5716 | 5773 | 5788.7288 | 5707.9284 | 5820.4902 | 5845.9268 | [8 empty] | 5778.9519 | 5773 | 5788.7288 | 5707.9284 | 5820.4902 | 5845.9268
5717 | 5773 | 5788.6105 | 5707.7679 | 5820.4292 | 5845.8836 | [8 empty] | 5778.8961 | 5773 | 5788.6105 | 5707.7679 | 5820.4292 | 5845.8836
5718 | 5773 | 5788.2483 | 5707.4976 | 5820.0114 | 5845.3858 | [8 empty] | 5778.8837 | 5773 | 5788.2483 | 5707.4976 | 5820.0114 | 5845.3858
5719 | 5773 | 5787.9371 | 5707.4625 | 5819.6209 | 5845.3759 | [8 empty] | 5778.871 | 5773 | 5787.9371 | 5707.4625 | 5819.6209 | 5845.3759
5720 | 5773 | 5787.6199 | 5707.2203 | 5819.2624 | 5845.3268 | [8 empty] | 5778.8314 | 5773 | 5787.6199 | 5707.2203 | 5819.2624 | 5845.3268
5721 | 5773 | 5787.4511 | 5706.8118 | 5819.2018 | 5845.1341 | [8 empty] | 5778.6929 | 5773 | 5787.4511 | 5706.8118 | 5819.2018 | 5845.1341
5722 | 5773 | 5787.3136 | 5706.594 | 5818.7753 | 5844.9019 | [8 empty] | 5778.6685 | 5773 | 5787.3136 | 5706.594 | 5818.7753 | 5844.9019
5723 | 5772 | 5787.168 | 5706.4666 | 5818.6147 | 5844.3585 | [8 empty] | 5778.6328 | 5772 | 5787.168 | 5706.4666 | 5818.6147 | 5844.3585
5724 | 5772 | 5786.8078 | 5706.3805 | 5818.5114 | 5844.1682 | [8 empty] | 5778.3439 | 5772 | 5786.8078 | 5706.3805 | 5818.5114 | 5844.1682
5725 | 5772 | 5786.5668 | 5705.9884 | 5818.1608 | 5844.0943 | [8 empty] | 5778.2428 | 5772 | 5786.5668 | 5705.9884 | 5818.1608 | 5844.0943
5726 | 5772 | 5786.1247 | 5704.8891 | 5817.7541 | 5843.54 | [8 empty] | 5778.2075 | 5772 | 5786.1247 | 5704.8891 | 5817.7541 | 5843.54
5727 | 5772 | 5786.0311 | 5704.6517 | 5817.5395 | 5843.5313 | [8 empty] | 5777.4417 | 5772 | 5786.0311 | 5704.6517 | 5817.5395 | 5843.5313
5728 | 5772 | 5785.7477 | 5704.4719 | 5817.524 | 5843.4682 | [8 empty] | 5777.4193 | 5772 | 5785.7477 | 5704.4719 | 5817.524 | 5843.4682
5729 | 5772 | 5785.6978 | 5703.8717 | 5817.2994 | 5843.4155 | [8 empty] | 5777.2114 | 5772 | 5785.6978 | 5703.8717 | 5817.2994 | 5843.4155
5730 | 5772 | 5785.4218 | 5702.6006 | 5816.9892 | 5843.366 | [8 empty] | 5776.8019 | 5772 | 5785.4218 | 5702.6006 | 5816.9892 | 5843.366
5731 | 5771 | 5785.3122 | 5702.2992 | 5816.9793 | 5842.8961 | [8 empty] | 5776.7431 | 5771 | 5785.3122 | 5702.2992 | 5816.9793 | 5842.8961
5732 | 5771 | 5785.3063 | 5702.2596 | 5816.6119 | 5842.7193 | [8 empty] | 5776.6894 | 5771 | 5785.3063 | 5702.2596 | 5816.6119 | 5842.7193
5733 | 5771 | 5785.3034 | 5702.1065 | 5816.5863 | 5842.0899 | [8 empty] | 5776.6525 | 5771 | 5785.3034 | 5702.1065 | 5816.5863 | 5842.0899
5734 | 5771 | 5785.1021 | 5702.01 | 5816.5123 | 5842.0459 | [8 empty] | 5776.5791 | 5771 | 5785.1021 | 5702.01 | 5816.5123 | 5842.0459
5735 | 5771 | 5785.0466 | 5701.7631 | 5816.3544 | 5842.017 | [8 empty] | 5776.1738 | 5771 | 5785.0466 | 5701.7631 | 5816.3544 | 5842.017
5736 | 5771 | 5784.6901 | 5701.6715 | 5816.1181 | 5841.9216 | [8 empty] | 5776.1353 | 5771 | 5784.6901 | 5701.6715 | 5816.1181 | 5841.9216
5737 | 5771 | 5784.6692 | 5701.5 | 5815.4619 | 5841.6225 | [8 empty] | 5776.0434 | 5771 | 5784.6692 | 5701.5 | 5815.4619 | 5841.6225
5738 | 5771 | 5784.3201 | 5701.4992 | 5815.3905 | 5841.493 | [8 empty] | 5775.9039 | 5771 | 5784.3201 | 5701.4992 | 5815.3905 | 5841.493
5739 | 5770 | 5783.995 | 5701.4364 | 5815.0144 | 5841.4766 | [8 empty] | 5775.5361 | 5770 | 5783.995 | 5701.4364 | 5815.0144 | 5841.4766
5740 | 5770 | 5783.912 | 5701.3812 | 5814.9967 | 5841.2972 | [8 empty] | 5775.4528 | 5770 | 5783.912 | 5701.3812 | 5814.9967 | 5841.2972
5741 | 5770 | 5783.6413 | 5701.2257 | 5814.9941 | 5841.1975 | [8 empty] | 5775.4523 | 5770 | 5783.6413 | 5701.2257 | 5814.9941 | 5841.1975
5742 | 5770 | 5782.9387 | 5701.1393 | 5814.8439 | 5841.0645 | [8 empty] | 5775.2722 | 5770 | 5782.9387 | 5701.1393 | 5814.8439 | 5841.0645
5743 | 5770 | 5782.889 | 5700.9412 | 5814.2835 | 5840.8358 | [8 empty] | 5774.8875 | 5770 | 5782.889 | 5700.9412 | 5814.2835 | 5840.8358
5744 | 5770 | 5782.7852 | 5700.1864 | 5814.2058 | 5840.7017 | [8 empty] | 5774.8288 | 5770 | 5782.7852 | 5700.1864 | 5814.2058 | 5840.7017
5745 | 5770 | 5782.6641 | 5700.0789 | 5813.9163 | 5840.295 | [8 empty] | 5774.5985 | 5770 | 5782.6641 | 5700.0789 | 5813.9163 | 5840.295
5746 | 5769 | 5782.4873 | 5700.0769 | 5813.8168 | 5840.2681 | [8 empty] | 5774.4965 | 5769 | 5782.4873 | 5700.0769 | 5813.8168 | 5840.2681
5747 | 5769 | 5782.3747 | 5700.0244 | 5813.8145 | 5839.5575 | [8 empty] | 5774.4563 | 5769 | 5782.3747 | 5700.0244 | 5813.8145 | 5839.5575
5748 | 5769 | 5782.3319 | 5700.0227 | 5813.7523 | 5839.4283 | [8 empty] | 5774.3347 | 5769 | 5782.3319 | 5700.0227 | 5813.7523 | 5839.4283
5749 | 5769 | 5782.1954 | 5699.703 | 5813.1058 | 5839.3707 | [8 empty] | 5774.1713 | 5769 | 5782.1954 | 5699.703 | 5813.1058 | 5839.3707
5750 | 5769 | 5782.0167 | 5699.6231 | 5812.9133 | 5839.3501 | [8 empty] | 5774.1408 | 5769 | 5782.0167 | 5699.6231 | 5812.9133 | 5839.3501
5751 | 5768 | 5782.0025 | 5699.1566 | 5812.8632 | 5839.1714 | [8 empty] | 5773.5052 | 5768 | 5782.0025 | 5699.1566 | 5812.8632 | 5839.1714
5752 | 5768 | 5781.9337 | 5698.4649 | 5812.7554 | 5839.1446 | [8 empty] | 5773.1277 | 5768 | 5781.9337 | 5698.4649 | 5812.7554 | 5839.1446
5753 | 5768 | 5781.9106 | 5698.4284 | 5812.3964 | 5838.9747 | [8 empty] | 5772.8652 | 5768 | 5781.9106 | 5698.4284 | 5812.3964 | 5838.9747
5754 | 5768 | 5781.7615 | 5698.3907 | 5812.2271 | 5838.8648 | [8 empty] | 5772.7331 | 5768 | 5781.7615 | 5698.3907 | 5812.2271 | 5838.8648
5755 | 5768 | 5781.7206 | 5698.3893 | 5812.1914 | 5838.7684 | [8 empty] | 5772.5831 | 5768 | 5781.7206 | 5698.3893 | 5812.1914 | 5838.7684
5756 | 5768 | 5781.3619 | 5698.388 | 5812.0909 | 5837.5921 | [8 empty] | 5772.5646 | 5768 | 5781.3619 | 5698.388 | 5812.0909 | 5837.5921
5757 | 5768 | 5780.7184 | 5698.2125 | 5812.0782 | 5837.4601 | [8 empty] | 5772.4727 | 5768 | 5780.7184 | 5698.2125 | 5812.0782 | 5837.4601
5758 | 5768 | 5780.5527 | 5698.063 | 5812.0444 | 5837.0223 | [8 empty] | 5772.3512 | 5768 | 5780.5527 | 5698.063 | 5812.0444 | 5837.0223
5759 | 5768 | 5780.4918 | 5697.6833 | 5811.9979 | 5836.6421 | [8 empty] | 5772.1536 | 5768 | 5780.4918 | 5697.6833 | 5811.9979 | 5836.6421
5760 | 5767 | 5780.4199 | 5697.5196 | 5811.994 | 5836.6059 | [8 empty] | 5772.1407 | 5767 | 5780.4199 | 5697.5196 | 5811.994 | 5836.6059
5761 | 5767 | 5780.1058 | 5697.4536 | 5811.888 | 5836.5762 | [8 empty] | 5771.9584 | 5767 | 5780.1058 | 5697.4536 | 5811.888 | 5836.5762
5762 | 5767 | 5779.7746 | 5697.4061 | 5811.3485 | 5836.2731 | [8 empty] | 5771.6167 | 5767 | 5779.7746 | 5697.4061 | 5811.3485 | 5836.2731
5763 | 5767 | 5779.3862 | 5696.4519 | 5811.1224 | 5836.2049 | [8 empty] | 5771.4509 | 5767 | 5779.3862 | 5696.4519 | 5811.1224 | 5836.2049
5764 | 5767 | 5779.3001 | 5696.3075 | 5811.0052 | 5835.7008 | [8 empty] | 5771.4372 | 5767 | 5779.3001 | 5696.3075 | 5811.0052 | 5835.7008
5765 | 5767 | 5777.9141 | 5696.2496 | 5810.9791 | 5835.6375 | [8 empty] | 5771.3193 | 5767 | 5777.9141 | 5696.2496 | 5810.9791 | 5835.6375
5766 | 5767 | 5777.8046 | 5696.0673 | 5810.6896 | 5835.628 | [8 empty] | 5770.831 | 5767 | 5777.8046 | 5696.0673 | 5810.6896 | 5835.628
5767 | 5767 | 5777.7723 | 5695.9556 | 5810.4678 | 5835.5204 | [8 empty] | 5770.7017 | 5767 | 5777.7723 | 5695.9556 | 5810.4678 | 5835.5204
5768 | 5767 | 5777.7117 | 5695.8334 | 5810.33 | 5835.4264 | [8 empty] | 5770.6123 | 5767 | 5777.7117 | 5695.8334 | 5810.33 | 5835.4264
5769 | 5766 | 5777.6611 | 5695.5903 | 5810.1057 | 5835.2136 | [8 empty] | 5770.3866 | 5766 | 5777.6611 | 5695.5903 | 5810.1057 | 5835.2136
5770 | 5766 | 5776.9361 | 5695.4884 | 5810.0167 | 5835.2016 | [8 empty] | 5770.0076 | 5766 | 5776.9361 | 5695.4884 | 5810.0167 | 5835.2016
5771 | 5766 | 5776.0404 | 5695.1982 | 5809.8271 | 5834.8933 | [8 empty] | 5769.9089 | 5766 | 5776.0404 | 5695.1982 | 5809.8271 | 5834.8933
5772 | 5766 | 5776.0237 | 5694.949 | 5809.2958 | 5834.8818 | [8 empty] | 5769.7845 | 5766 | 5776.0237 | 5694.949 | 5809.2958 | 5834.8818
5773 | 5766 | 5775.9956 | 5694.762 | 5809.2814 | 5834.7779 | [8 empty] | 5769.5936 | 5766 | 5775.9956 | 5694.762 | 5809.2814 | 5834.7779
5774 | 5766 | 5775.9116 | 5694.4904 | 5809.1691 | 5834.184 | [8 empty] | 5769.4513 | 5766 | 5775.9116 | 5694.4904 | 5809.1691 | 5834.184
5775 | 5766 | 5775.8441 | 5694.2369 | 5809.1546 | 5834.0243 | [8 empty] | 5768.9504 | 5766 | 5775.8441 | 5694.2369 | 5809.1546 | 5834.0243
5776 | 5765 | 5775.604 | 5694.1983 | 5809.0785 | 5833.932 | [8 empty] | 5768.8381 | 5765 | 5775.604 | 5694.1983 | 5809.0785 | 5833.932
5777 | 5765 | 5775.4201 | 5694.0316 | 5808.9719 | 5833.6038 | [8 empty] | 5768.7139 | 5765 | 5775.4201 | 5694.0316 | 5808.9719 | 5833.6038
5778 | 5764 | 5775.3878 | 5693.9683 | 5808.8872 | 5833.573 | [8 empty] | 5768.2289 | 5764 | 5775.3878 | 5693.9683 | 5808.8872 | 5833.573
5779 | 5764 | 5775.3361 | 5693.7116 | 5808.8476 | 5833.2075 | [8 empty] | 5767.0591 | 5764 | 5775.3361 | 5693.7116 | 5808.8476 | 5833.2075
5780 | 5764 | 5775.2693 | 5693.5956 | 5808.4332 | 5833.0553 | [8 empty] | 5767.0537 | 5764 | 5775.2693 | 5693.5956 | 5808.4332 | 5833.0553
5781 | 5764 | 5775.2106 | 5693.5056 | 5808.403 | 5833.0192 | [8 empty] | 5767.0032 | 5764 | 5775.2106 | 5693.5056 | 5808.403 | 5833.0192
5782 | 5764 | 5775.1985 | 5693.323 | 5808.289 | 5832.9505 | [8 empty] | 5766.5441 | 5764 | 5775.1985 | 5693.323 | 5808.289 | 5832.9505
5783 | 5764 | 5775.1507 | 5693.0934 | 5808.1164 | 5832.8818 | [8 empty] | 5766.4475 | 5764 | 5775.1507 | 5693.0934 | 5808.1164 | 5832.8818
5784 | 5764 | 5774.9389 | 5692.5528 | 5807.8661 | 5832.4665 | [8 empty] | 5766.3385 | 5764 | 5774.9389 | 5692.5528 | 5807.8661 | 5832.4665
5785 | 5764 | 5774.8816 | 5692.4655 | 5807.5685 | 5831.9836 | [8 empty] | 5766.1923 | 5764 | 5774.8816 | 5692.4655 | 5807.5685 | 5831.9836
5786 | 5764 | 5774.6653 | 5692.3401 | 5807.3844 | 5831.7458 | [8 empty] | 5766.1827 | 5764 | 5774.6653 | 5692.3401 | 5807.3844 | 5831.7458
5787 | 5764 | 5774.6166 | 5692.319 | 5807.384 | 5831.3175 | [8 empty] | 5766.0418 | 5764 | 5774.6166 | 5692.319 | 5807.384 | 5831.3175
5788 | 5763 | 5774.4643 | 5692.1309 | 5807.3236 | 5831.1878 | [8 empty] | 5765.8589 | 5763 | 5774.4643 | 5692.1309 | 5807.3236 | 5831.1878
5789 | 5763 | 5774.3617 | 5691.9406 | 5807.2737 | 5830.8349 | [8 empty] | 5765.6901 | 5763 | 5774.3617 | 5691.9406 | 5807.2737 | 5830.8349
5790 | 5763 | 5774.029 | 5691.9031 | 5806.9881 | 5830.8043 | [8 empty] | 5765.4242 | 5763 | 5774.029 | 5691.9031 | 5806.9881 | 5830.8043
5791 | 5763 | 5773.9482 | 5691.5041 | 5806.822 | 5830.4132 | [8 empty] | 5765.1251 | 5763 | 5773.9482 | 5691.5041 | 5806.822 | 5830.4132
5792 | 5763 | 5773.8127 | 5690.9812 | 5806.8138 | 5830.2691 | [8 empty] | 5765.0223 | 5763 | 5773.8127 | 5690.9812 | 5806.8138 | 5830.2691
5793 | 5762 | 5773.6658 | 5690.8879 | 5806.7345 | 5830.1945 | [8 empty] | 5764.5656 | 5762 | 5773.6658 | 5690.8879 | 5806.7345 | 5830.1945
5794 | 5762 | 5773.6488 | 5690.7126 | 5806.4986 | 5830.0783 | [8 empty] | 5764.3422 | 5762 | 5773.6488 | 5690.7126 | 5806.4986 | 5830.0783
5795 | 5762 | 5773.4193 | 5690.592 | 5806.4163 | 5830.0732 | [8 empty] | 5764.2254 | 5762 | 5773.4193 | 5690.592 | 5806.4163 | 5830.0732
5796 | 5761 | 5773.2195 | 5690.2241 | 5806.2727 | 5830.0504 | [8 empty] | 5764.1542 | 5761 | 5773.2195 | 5690.2241 | 5806.2727 | 5830.0504
5797 | 5761 | 5773.0267 | 5690.2142 | 5806.2638 | 5829.799 | [8 empty] | 5764.0975 | 5761 | 5773.0267 | 5690.2142 | 5806.2638 | 5829.799
5798 | 5761 | 5772.802 | 5689.6828 | 5806.2034 | 5829.5784 | [8 empty] | 5763.7862 | 5761 | 5772.802 | 5689.6828 | 5806.2034 | 5829.5784
5799 | 5761 | 5772.7455 | 5689.5828 | 5806.1608 | 5829.2623 | [8 empty] | 5763.776 | 5761 | 5772.7455 | 5689.5828 | 5806.1608 | 5829.2623
5800 | 5761 | 5772.5845 | 5689.4893 | 5806.1258 | 5828.7952 | [8 empty] | 5763.7094 | 5761 | 5772.5845 | 5689.4893 | 5806.1258 | 5828.7952
5801 | 5760 | 5772.1545 | 5689.2881 | 5805.9848 | 5828.6509 | [8 empty] | 5763.4647 | 5760 | 5772.1545 | 5689.2881 | 5805.9848 | 5828.6509
5802 | 5760 | 5771.6346 | 5689.238 | 5805.9741 | 5828.2876 | [8 empty] | 5763.4026 | 5760 | 5771.6346 | 5689.238 | 5805.9741 | 5828.2876
5803 | 5760 | 5771.5296 | 5689.1 | 5805.9581 | 5828.2811 | [8 empty] | 5763.2745 | 5760 | 5771.5296 | 5689.1 | 5805.9581 | 5828.2811
5804 | 5759 | 5771.4654 | 5688.8166 | 5805.8452 | 5828.2627 | [8 empty] | 5763.0281 | 5759 | 5771.4654 | 5688.8166 | 5805.8452 | 5828.2627
5805 | 5759 | 5771.3181 | 5688.7144 | 5805.1935 | 5827.7219 | [8 empty] | 5762.6986 | 5759 | 5771.3181 | 5688.7144 | 5805.1935 | 5827.7219
5806 | 5759 | 5771.3172 | 5688.3795 | 5805.1217 | 5827.6723 | [8 empty] | 5762.609 | 5759 | 5771.3172 | 5688.3795 | 5805.1217 | 5827.6723
5807 | 5758 | 5771.3048 | 5688.3588 | 5804.9068 | 5827.6297 | [8 empty] | 5762.3498 | 5758 | 5771.3048 | 5688.3588 | 5804.9068 | 5827.6297
5808 | 5758 | 5771.2646 | 5688.1575 | 5804.8938 | 5827.5388 | [8 empty] | 5762.0285 | 5758 | 5771.2646 | 5688.1575 | 5804.8938 | 5827.5388
5809 | 5758 | 5771.1899 | 5687.8562 | 5804.7575 | 5827.0515 | [8 empty] | 5761.8937 | 5758 | 5771.1899 | 5687.8562 | 5804.7575 | 5827.0515
5810 | 5758 | 5770.6145 | 5687.6184 | 5804.7198 | 5826.9362 | [8 empty] | 5761.6623 | 5758 | 5770.6145 | 5687.6184 | 5804.7198 | 5826.9362
5811 | 5758 | 5770.6089 | 5687.5523 | 5804.3634 | 5826.926 | [8 empty] | 5761.3714 | 5758 | 5770.6089 | 5687.5523 | 5804.3634 | 5826.926
5812 | 5758 | 5770.4896 | 5687.4458 | 5803.9748 | 5826.8885 | [8 empty] | 5761.3581 | 5758 | 5770.4896 | 5687.4458 | 5803.9748 | 5826.8885
5813 | 5757 | 5770.3777 | 5687.3489 | 5803.8318 | 5826.8113 | [8 empty] | 5761.2556 | 5757 | 5770.3777 | 5687.3489 | 5803.8318 | 5826.8113
5814 | 5757 | 5770.1043 | 5687.3316 | 5803.5889 | 5826.729 | [8 empty] | 5761.1706 | 5757 | 5770.1043 | 5687.3316 | 5803.5889 | 5826.729
5815 | 5757 | 5770.0756 | 5687.1658 | 5803.0246 | 5826.5887 | [8 empty] | 5760.8568 | 5757 | 5770.0756 | 5687.1658 | 5803.0246 | 5826.5887
5816 | 5757 | 5769.6122 | 5686.7389 | 5802.8375 | 5826.4906 | [8 empty] | 5760.8258 | 5757 | 5769.6122 | 5686.7389 | 5802.8375 | 5826.4906
5817 | 5757 | 5769.3528 | 5686.7275 | 5802.767 | 5826.3632 | [8 empty] | 5760.7286 | 5757 | 5769.3528 | 5686.7275 | 5802.767 | 5826.3632
5818 | 5757 | 5769.2711 | 5686.4281 | 5801.5493 | 5826.2536 | [8 empty] | 5760.6124 | 5757 | 5769.2711 | 5686.4281 | 5801.5493 | 5826.2536
5819 | 5756 | 5769.2509 | 5686.3604 | 5801.4554 | 5826.2119 | [8 empty] | 5760.4401 | 5756 | 5769.2509 | 5686.3604 | 5801.4554 | 5826.2119
5820 | 5756 | 5769.1051 | 5686.2922 | 5801.4339 | 5825.7327 | [8 empty] | 5759.9739 | 5756 | 5769.1051 | 5686.2922 | 5801.4339 | 5825.7327
5821 | 5756 | 5768.6209 | 5686.2848 | 5801.377 | 5825.6904 | [8 empty] | 5759.9476 | 5756 | 5768.6209 | 5686.2848 | 5801.377 | 5825.6904
5822 | 5756 | 5768.3282 | 5685.9704 | 5801.251 | 5824.8879 | [8 empty] | 5759.7437 | 5756 | 5768.3282 | 5685.9704 | 5801.251 | 5824.8879
5823 | 5756 | 5767.4735 | 5685.8409 | 5800.8227 | 5824.5591 | [8 empty] | 5759.7382 | 5756 | 5767.4735 | 5685.8409 | 5800.8227 | 5824.5591
5824 | 5756 | 5767.386 | 5685.733 | 5800.6106 | 5824.2418 | [8 empty] | 5759.5461 | 5756 | 5767.386 | 5685.733 | 5800.6106 | 5824.2418
5825 | 5755 | 5767.2113 | 5685.6709 | 5800.4945 | 5824.1188 | [8 empty] | 5759.3684 | 5755 | 5767.2113 | 5685.6709 | 5800.4945 | 5824.1188
5826 | 5755 | 5767.1604 | 5685.6292 | 5799.9494 | 5823.939 | [8 empty] | 5758.9992 | 5755 | 5767.1604 | 5685.6292 | 5799.9494 | 5823.939
5827 | 5755 | 5766.9351 | 5685.4402 | 5799.8758 | 5823.8385 | [8 empty] | 5758.7166 | 5755 | 5766.9351 | 5685.4402 | 5799.8758 | 5823.8385
5828 | 5755 | 5766.9152 | 5684.9025 | 5799.6992 | 5823.587 | [8 empty] | 5758.1076 | 5755 | 5766.9152 | 5684.9025 | 5799.6992 | 5823.587
5829 | 5755 | 5765.8557 | 5684.8571 | 5799.6378 | 5823.3926 | [8 empty] | 5757.8172 | 5755 | 5765.8557 | 5684.8571 | 5799.6378 | 5823.3926
5830 | 5755 | 5765.2159 | 5684.6892 | 5799.6007 | 5822.6492 | [8 empty] | 5757.7858 | 5755 | 5765.2159 | 5684.6892 | 5799.6007 | 5822.6492
5831 | 5754 | 5765.1194 | 5684.4024 | 5799.5728 | 5822.5911 | [8 empty] | 5757.5708 | 5754 | 5765.1194 | 5684.4024 | 5799.5728 | 5822.5911
5832 | 5754 | 5764.9716 | 5683.8549 | 5799.5407 | 5822.1619 | [8 empty] | 5757.2337 | 5754 | 5764.9716 | 5683.8549 | 5799.5407 | 5822.1619
5833 | 5754 | 5764.8233 | 5682.9555 | 5799.2806 | 5821.7727 | [8 empty] | 5757.228 | 5754 | 5764.8233 | 5682.9555 | 5799.2806 | 5821.7727
5834 | 5754 | 5764.2736 | 5682.8534 | 5798.9718 | 5821.5252 | [8 empty] | 5757.1795 | 5754 | 5764.2736 | 5682.8534 | 5798.9718 | 5821.5252
5835 | 5754 | 5764.207 | 5682.4145 | 5798.8234 | 5821.3282 | [8 empty] | 5757.1428 | 5754 | 5764.207 | 5682.4145 | 5798.8234 | 5821.3282
5836 | 5754 | 5763.9799 | 5682.3316 | 5798.7984 | 5820.8893 | [8 empty] | 5757.0902 | 5754 | 5763.9799 | 5682.3316 | 5798.7984 | 5820.8893
5837 | 5754 | 5763.8567 | 5682.0678 | 5798.4591 | 5820.7972 | [8 empty] | 5757.0241 | 5754 | 5763.8567 | 5682.0678 | 5798.4591 | 5820.7972
5838 | 5753 | 5763.6591 | 5681.9308 | 5798.2404 | 5820.4318 | [8 empty] | 5756.9601 | 5753 | 5763.6591 | 5681.9308 | 5798.2404 | 5820.4318
5839 | 5753 | 5763.3972 | 5681.9125 | 5798.1994 | 5820.4297 | [8 empty] | 5756.8035 | 5753 | 5763.3972 | 5681.9125 | 5798.1994 | 5820.4297
5840 | 5753 | 5763.3426 | 5681.8485 | 5798.0907 | 5820.1827 | [8 empty] | 5756.674 | 5753 | 5763.3426 | 5681.8485 | 5798.0907 | 5820.1827
5841 | 5753 | 5763.2446 | 5681.7879 | 5797.833 | 5819.8068 | [8 empty] | 5756.5926 | 5753 | 5763.2446 | 5681.7879 | 5797.833 | 5819.8068
5842 | 5753 | 5763.194 | 5681.625 | 5797.6373 | 5819.5019 | [8 empty] | 5756.5684 | 5753 | 5763.194 | 5681.625 | 5797.6373 | 5819.5019
5843 | 5753 | 5763.1177 | 5681.5331 | 5797.3815 | 5819.3745 | [8 empty] | 5756.457 | 5753 | 5763.1177 | 5681.5331 | 5797.3815 | 5819.3745
5844 | 5753 | 5762.9922 | 5681.4436 | 5797.1326 | 5819.0207 | [8 empty] | 5756.1789 | 5753 | 5762.9922 | 5681.4436 | 5797.1326 | 5819.0207
5845 | 5753 | 5762.6409 | 5681.274 | 5796.459 | 5818.8968 | [8 empty] | 5755.8529 | 5753 | 5762.6409 | 5681.274 | 5796.459 | 5818.8968
5846 | 5753 | 5762.6278 | 5681.1221 | 5796.4017 | 5818.771 | [8 empty] | 5755.8033 | 5753 | 5762.6278 | 5681.1221 | 5796.4017 | 5818.771
5847 | 5753 | 5762.5325 | 5680.7998 | 5796.2447 | 5818.2991 | [8 empty] | 5755.6553 | 5753 | 5762.5325 | 5680.7998 | 5796.2447 | 5818.2991
5848 | 5753 | 5762.2635 | 5680.6417 | 5796.1348 | 5818.2721 | [8 empty] | 5755.0284 | 5753 | 5762.2635 | 5680.6417 | 5796.1348 | 5818.2721
5849 | 5752 | 5762.1266 | 5680.4904 | 5796.0123 | 5817.1275 | [8 empty] | 5754.3296 | 5752 | 5762.1266 | 5680.4904 | 5796.0123 | 5817.1275
5850 | 5752 | 5762.0193 | 5680.2489 | 5795.9798 | 5816.7218 | [8 empty] | 5754.2038 | 5752 | 5762.0193 | 5680.2489 | 5795.9798 | 5816.7218
5851 | 5752 | 5761.8284 | 5680.0717 | 5795.8682 | 5816.4041 | [8 empty] | 5753.9427 | 5752 | 5761.8284 | 5680.0717 | 5795.8682 | 5816.4041
5852 | 5751 | 5761.8025 | 5680.0005 | 5795.8306 | 5816.17 | [8 empty] | 5753.8985 | 5751 | 5761.8025 | 5680.0005 | 5795.8306 | 5816.17
5853 | 5751 | 5761.5006 | 5679.8217 | 5795.6417 | 5816.0633 | [8 empty] | 5753.6044 | 5751 | 5761.5006 | 5679.8217 | 5795.6417 | 5816.0633
5854 | 5751 | 5761.4763 | 5679.7075 | 5795.6113 | 5815.6069 | [8 empty] | 5753.521 | 5751 | 5761.4763 | 5679.7075 | 5795.6113 | 5815.6069
5855 | 5751 | 5761.4079 | 5679.4187 | 5795.3846 | 5815.55 | [8 empty] | 5753.4545 | 5751 | 5761.4079 | 5679.4187 | 5795.3846 | 5815.55
5856 | 5751 | 5761.2503 | 5679.3001 | 5795.2244 | 5815.4561 | [8 empty] | 5753.2991 | 5751 | 5761.2503 | 5679.3001 | 5795.2244 | 5815.4561
5857 | 5751 | 5761.2443 | 5679.2298 | 5795.1892 | 5815.4049 | [8 empty] | 5753.1397 | 5751 | 5761.2443 | 5679.2298 | 5795.1892 | 5815.4049
5858 | 5750 | 5760.8729 | 5679.1551 | 5794.8538 | 5814.7785 | [8 empty] | 5753.088 | 5750 | 5760.8729 | 5679.1551 | 5794.8538 | 5814.7785
5859 | 5750 | 5760.6607 | 5678.6976 | 5794.7532 | 5814.712 | [8 empty] | 5752.9687 | 5750 | 5760.6607 | 5678.6976 | 5794.7532 | 5814.712
5860 | 5750 | 5760.5752 | 5678.643 | 5794.6523 | 5814.5755 | [8 empty] | 5752.8762 | 5750 | 5760.5752 | 5678.643 | 5794.6523 | 5814.5755
5861 | 5750 | 5760.3563 | 5678.4596 | 5794.586 | 5814.158 | [8 empty] | 5752.7727 | 5750 | 5760.3563 | 5678.4596 | 5794.586 | 5814.158
5862 | 5750 | 5760.0092 | 5678.4188 | 5794.5756 | 5813.6178 | [8 empty] | 5752.3634 | 5750 | 5760.0092 | 5678.4188 | 5794.5756 | 5813.6178
5863 | 5750 | 5759.8646 | 5678.4001 | 5794.4863 | 5813.3437 | [8 empty] | 5752.3404 | 5750 | 5759.8646 | 5678.4001 | 5794.4863 | 5813.3437
5864 | 5750 | 5759.696 | 5678.1329 | 5793.8961 | 5813.0898 | [8 empty] | 5751.5915 | 5750 | 5759.696 | 5678.1329 | 5793.8961 | 5813.0898
5865 | 5750 | 5759.5715 | 5677.9582 | 5793.5662 | 5813.0408 | [8 empty] | 5751.3143 | 5750 | 5759.5715 | 5677.9582 | 5793.5662 | 5813.0408
5866 | 5749 | 5758.806 | 5677.8998 | 5793.4916 | 5812.8723 | [8 empty] | 5751.1587 | 5749 | 5758.806 | 5677.8998 | 5793.4916 | 5812.8723
5867 | 5749 | 5758.4872 | 5677.4689 | 5793.2444 | 5812.4626 | [8 empty] | 5750.7977 | 5749 | 5758.4872 | 5677.4689 | 5793.2444 | 5812.4626
5868 | 5749 | 5758.068 | 5677.4186 | 5793.2216 | 5812.4377 | [8 empty] | 5750.7528 | 5749 | 5758.068 | 5677.4186 | 5793.2216 | 5812.4377
5869 | 5749 | 5757.7487 | 5677.4172 | 5793.1674 | 5812.2866 | [8 empty] | 5750.4905 | 5749 | 5757.7487 | 5677.4172 | 5793.1674 | 5812.2866
5870 | 5749 | 5757.6297 | 5677.3614 | 5793.0568 | 5812.2405 | [8 empty] | 5750.1914 | 5749 | 5757.6297 | 5677.3614 | 5793.0568 | 5812.2405
5871 | 5749 | 5757.5069 | 5677.1696 | 5792.4681 | 5811.46 | [8 empty] | 5750.1417 | 5749 | 5757.5069 | 5677.1696 | 5792.4681 | 5811.46
5872 | 5749 | 5757.4172 | 5677.0893 | 5792.2233 | 5811.2601 | [8 empty] | 5750.0026 | 5749 | 5757.4172 | 5677.0893 | 5792.2233 | 5811.2601
5873 | 5748 | 5757.0829 | 5677.0693 | 5792.0371 | 5811.0541 | [8 empty] | 5749.9735 | 5748 | 5757.0829 | 5677.0693 | 5792.0371 | 5811.0541
5874 | 5748 | 5756.9592 | 5677.0517 | 5791.8457 | 5810.8783 | [8 empty] | 5749.8359 | 5748 | 5756.9592 | 5677.0517 | 5791.8457 | 5810.8783
5875 | 5748 | 5756.9376 | 5677.0415 | 5791.498 | 5810.7021 | [8 empty] | 5749.7836 | 5748 | 5756.9376 | 5677.0415 | 5791.498 | 5810.7021
5876 | 5748 | 5756.8891 | 5676.9591 | 5791.3638 | 5810.6498 | [8 empty] | 5749.732 | 5748 | 5756.8891 | 5676.9591 | 5791.3638 | 5810.6498
5877 | 5747 | 5756.8272 | 5676.7947 | 5791.0695 | 5810.5076 | [8 empty] | 5749.6767 | 5747 | 5756.8272 | 5676.7947 | 5791.0695 | 5810.5076
5878 | 5747 | 5756.4549 | 5676.7359 | 5790.8179 | 5810.4799 | [8 empty] | 5749.5819 | 5747 | 5756.4549 | 5676.7359 | 5790.8179 | 5810.4799
5879 | 5747 | 5755.973 | 5676.3971 | 5790.7909 | 5810.4158 | [8 empty] | 5749.0619 | 5747 | 5755.973 | 5676.3971 | 5790.7909 | 5810.4158
5880 | 5747 | 5755.8481 | 5676.2236 | 5790.6039 | 5810.0571 | [8 empty] | 5748.8958 | 5747 | 5755.8481 | 5676.2236 | 5790.6039 | 5810.0571
5881 | 5747 | 5755.4013 | 5676.1463 | 5790.4417 | 5809.7197 | [8 empty] | 5748.5472 | 5747 | 5755.4013 | 5676.1463 | 5790.4417 | 5809.7197
5882 | 5747 | 5754.8345 | 5676.0135 | 5790.2916 | 5809.694 | [8 empty] | 5748.4893 | 5747 | 5754.8345 | 5676.0135 | 5790.2916 | 5809.694
5883 | 5746 | 5754.3867 | 5675.9967 | 5790.0754 | 5809.5468 | [8 empty] | 5748.4106 | 5746 | 5754.3867 | 5675.9967 | 5790.0754 | 5809.5468
5884 | 5746 | 5754.2945 | 5675.9885 | 5789.8955 | 5809.4419 | [8 empty] | 5748.3949 | 5746 | 5754.2945 | 5675.9885 | 5789.8955 | 5809.4419
5885 | 5746 | 5754.2684 | 5675.6679 | 5789.658 | 5809.4209 | [8 empty] | 5748.2417 | 5746 | 5754.2684 | 5675.6679 | 5789.658 | 5809.4209
5886 | 5746 | 5753.9374 | 5675.6376 | 5789.3904 | 5809.0881 | [8 empty] | 5748.083 | 5746 | 5753.9374 | 5675.6376 | 5789.3904 | 5809.0881
5887 | 5746 | 5753.8411 | 5675.6358 | 5789.3221 | 5808.9785 | [8 empty] | 5748.0826 | 5746 | 5753.8411 | 5675.6358 | 5789.3221 | 5808.9785
5888 | 5746 | 5753.4395 | 5675.5907 | 5789.1798 | 5808.7268 | [8 empty] | 5748.0631 | 5746 | 5753.4395 | 5675.5907 | 5789.1798 | 5808.7268
5889 | 5745 | 5753.414 | 5675.4746 | 5789.0427 | 5808.4319 | [8 empty] | 5748.029 | 5745 | 5753.414 | 5675.4746 | 5789.0427 | 5808.4319
5890 | 5745 | 5753.2187 | 5675.3909 | 5789.0326 | 5808.3452 | [8 empty] | 5747.4913 | 5745 | 5753.2187 | 5675.3909 | 5789.0326 | 5808.3452
5891 | 5745 | 5753.0558 | 5675.1671 | 5788.862 | 5808.2521 | [8 empty] | 5747.0239 | 5745 | 5753.0558 | 5675.1671 | 5788.862 | 5808.2521
5892 | 5745 | 5752.7267 | 5675.0139 | 5788.6687 | 5808.2125 | [8 empty] | 5746.996 | 5745 | 5752.7267 | 5675.0139 | 5788.6687 | 5808.2125
5893 | 5745 | 5752.7153 | 5674.9892 | 5788.4876 | 5808.1998 | [8 empty] | 5746.8907 | 5745 | 5752.7153 | 5674.9892 | 5788.4876 | 5808.1998
5894 | 5744 | 5752.572 | 5674.9692 | 5788.3563 | 5808.0534 | [8 empty] | 5746.8309 | 5744 | 5752.572 | 5674.9692 | 5788.3563 | 5808.0534
5895 | 5744 | 5752.5294 | 5673.9849 | 5788.0691 | 5808.0509 | [8 empty] | 5746.5507 | 5744 | 5752.5294 | 5673.9849 | 5788.0691 | 5808.0509
5896 | 5744 | 5751.7452 | 5673.8203 | 5788.0459 | 5807.9608 | [8 empty] | 5746.5246 | 5744 | 5751.7452 | 5673.8203 | 5788.0459 | 5807.9608
5897 | 5744 | 5751.632 | 5673.739 | 5787.9693 | 5807.8231 | [8 empty] | 5746.4916 | 5744 | 5751.632 | 5673.739 | 5787.9693 | 5807.8231
5898 | 5744 | 5751.5278 | 5673.713 | 5787.3564 | 5807.7897 | [8 empty] | 5746.4915 | 5744 | 5751.5278 | 5673.713 | 5787.3564 | 5807.7897
5899 | 5744 | 5751.4727 | 5673.1047 | 5787.2606 | 5807.3161 | [8 empty] | 5746.4633 | 5744 | 5751.4727 | 5673.1047 | 5787.2606 | 5807.3161
5900 | 5744 | 5751.3375 | 5672.9441 | 5787.2593 | 5807.2479 | [8 empty] | 5746.4166 | 5744 | 5751.3375 | 5672.9441 | 5787.2593 | 5807.2479
5901 | 5744 | 5750.8665 | 5672.9292 | 5787.2248 | 5806.9803 | [8 empty] | 5746.2612 | 5744 | 5750.8665 | 5672.9292 | 5787.2248 | 5806.9803
5902 | 5744 | 5750.6021 | 5672.8585 | 5787.1468 | 5806.9774 | [8 empty] | 5746.1983 | 5744 | 5750.6021 | 5672.8585 | 5787.1468 | 5806.9774
5903 | 5743 | 5750.5378 | 5672.8011 | 5786.7225 | 5806.7947 | [8 empty] | 5746.1156 | 5743 | 5750.5378 | 5672.8011 | 5786.7225 | 5806.7947
5904 | 5742 | 5750.441 | 5672.1922 | 5786.5852 | 5806.596 | [8 empty] | 5745.7909 | 5742 | 5750.441 | 5672.1922 | 5786.5852 | 5806.596
5905 | 5742 | 5750.3508 | 5672.0103 | 5786.5408 | 5806.5158 | [8 empty] | 5745.6806 | 5742 | 5750.3508 | 5672.0103 | 5786.5408 | 5806.5158
5906 | 5742 | 5750.3314 | 5671.808 | 5786.3298 | 5806.1672 | [8 empty] | 5745.5965 | 5742 | 5750.3314 | 5671.808 | 5786.3298 | 5806.1672
5907 | 5742 | 5750.2794 | 5671.202 | 5786.2507 | 5805.8682 | [8 empty] | 5745.1567 | 5742 | 5750.2794 | 5671.202 | 5786.2507 | 5805.8682
5908 | 5742 | 5750.2403 | 5671.1252 | 5785.7971 | 5805.5421 | [8 empty] | 5744.7698 | 5742 | 5750.2403 | 5671.1252 | 5785.7971 | 5805.5421
5909 | 5741 | 5750.0831 | 5670.8041 | 5784.9972 | 5805.4166 | [8 empty] | 5744.7003 | 5741 | 5750.0831 | 5670.8041 | 5784.9972 | 5805.4166
5910 | 5741 | 5750.0683 | 5670.6188 | 5784.7929 | 5805.3362 | [8 empty] | 5744.6384 | 5741 | 5750.0683 | 5670.6188 | 5784.7929 | 5805.3362
5911 | 5741 | 5749.8829 | 5670.5797 | 5784.7304 | 5805.2984 | [8 empty] | 5744.6064 | 5741 | 5749.8829 | 5670.5797 | 5784.7304 | 5805.2984
5912 | 5741 | 5749.6792 | 5670.5506 | 5784.6527 | 5805.1766 | [8 empty] | 5744.4697 | 5741 | 5749.6792 | 5670.5506 | 5784.6527 | 5805.1766
5913 | 5741 | 5749.5488 | 5670.5029 | 5784.3907 | 5805.0647 | [8 empty] | 5744.2609 | 5741 | 5749.5488 | 5670.5029 | 5784.3907 | 5805.0647
5914 | 5741 | 5749.5245 | 5670.4747 | 5784.2775 | 5805.0378 | [8 empty] | 5744.1527 | 5741 | 5749.5245 | 5670.4747 | 5784.2775 | 5805.0378
5915 | 5741 | 5749.504 | 5670.3414 | 5784.2099 | 5804.4443 | [8 empty] | 5744.0063 | 5741 | 5749.504 | 5670.3414 | 5784.2099 | 5804.4443
5916 | 5740 | 5749.4916 | 5670.1519 | 5784.1962 | 5804.3697 | [8 empty] | 5743.6637 | 5740 | 5749.4916 | 5670.1519 | 5784.1962 | 5804.3697
5917 | 5740 | 5749.4209 | 5669.7779 | 5784.034 | 5804.1767 | [8 empty] | 5743.0704 | 5740 | 5749.4209 | 5669.7779 | 5784.034 | 5804.1767
5918 | 5740 | 5749.202 | 5669.5482 | 5783.9634 | 5804.1724 | [8 empty] | 5742.4057 | 5740 | 5749.202 | 5669.5482 | 5783.9634 | 5804.1724
5919 | 5740 | 5749.0201 | 5668.9743 | 5783.9498 | 5803.5338 | [8 empty] | 5742.1594 | 5740 | 5749.0201 | 5668.9743 | 5783.9498 | 5803.5338
5920 | 5739 | 5748.9834 | 5668.4858 | 5783.6967 | 5803.5066 | [8 empty] | 5741.917 | 5739 | 5748.9834 | 5668.4858 | 5783.6967 | 5803.5066
5921 | 5739 | 5748.696 | 5668.3935 | 5783.6889 | 5803.2571 | [8 empty] | 5741.7325 | 5739 | 5748.696 | 5668.3935 | 5783.6889 | 5803.2571
5922 | 5739 | 5748.6166 | 5668.3906 | 5783.099 | 5802.9958 | [8 empty] | 5741.6303 | 5739 | 5748.6166 | 5668.3906 | 5783.099 | 5802.9958
5923 | 5739 | 5748.5207 | 5667.9023 | 5783.0378 | 5802.4521 | [8 empty] | 5740.988 | 5739 | 5748.5207 | 5667.9023 | 5783.0378 | 5802.4521
5924 | 5739 | 5748.5146 | 5667.6176 | 5783.0359 | 5802.3588 | [8 empty] | 5740.9732 | 5739 | 5748.5146 | 5667.6176 | 5783.0359 | 5802.3588
5925 | 5739 | 5748.4862 | 5667.3382 | 5782.9212 | 5802.3491 | [8 empty] | 5740.6698 | 5739 | 5748.4862 | 5667.3382 | 5782.9212 | 5802.3491
5926 | 5739 | 5748.4305 | 5667.2211 | 5782.7923 | 5802.2292 | [8 empty] | 5740.1019 | 5739 | 5748.4305 | 5667.2211 | 5782.7923 | 5802.2292
5927 | 5738 | 5748.4279 | 5666.9586 | 5782.6141 | 5802.0495 | [8 empty] | 5740.0184 | 5738 | 5748.4279 | 5666.9586 | 5782.6141 | 5802.0495
5928 | 5738 | 5748.163 | 5666.9317 | 5782.573 | 5801.8577 | [8 empty] | 5739.945 | 5738 | 5748.163 | 5666.9317 | 5782.573 | 5801.8577
5929 | 5738 | 5748.0651 | 5666.9031 | 5782.3431 | 5801.7269 | [8 empty] | 5739.6121 | 5738 | 5748.0651 | 5666.9031 | 5782.3431 | 5801.7269
5930 | 5738 | 5747.9962 | 5666.7973 | 5782.2477 | 5801.7137 | [8 empty] | 5739.5482 | 5738 | 5747.9962 | 5666.7973 | 5782.2477 | 5801.7137
5931 | 5738 | 5747.9345 | 5666.2838 | 5782.2212 | 5801.7104 | [8 empty] | 5739.3452 | 5738 | 5747.9345 | 5666.2838 | 5782.2212 | 5801.7104
5932 | 5738 | 5747.5869 | 5666.0415 | 5781.6595 | 5801.6916 | [8 empty] | 5739.2814 | 5738 | 5747.5869 | 5666.0415 | 5781.6595 | 5801.6916
5933 | 5738 | 5747.4286 | 5665.9991 | 5781.2053 | 5801.6711 | [8 empty] | 5739.2489 | 5738 | 5747.4286 | 5665.9991 | 5781.2053 | 5801.6711
5934 | 5738 | 5747.3616 | 5665.9084 | 5781.1319 | 5801.6378 | [8 empty] | 5739.1429 | 5738 | 5747.3616 | 5665.9084 | 5781.1319 | 5801.6378
5935 | 5738 | 5747.344 | 5665.8464 | 5780.5962 | 5800.7319 | [8 empty] | 5738.9637 | 5738 | 5747.344 | 5665.8464 | 5780.5962 | 5800.7319
5936 | 5737 | 5747.0525 | 5665.787 | 5780.5556 | 5800.6717 | [8 empty] | 5738.8939 | 5737 | 5747.0525 | 5665.787 | 5780.5556 | 5800.6717
5937 | 5737 | 5747.0444 | 5665.6877 | 5780.352 | 5800.5885 | [8 empty] | 5738.8336 | 5737 | 5747.0444 | 5665.6877 | 5780.352 | 5800.5885
5938 | 5737 | 5746.9047 | 5665.5048 | 5780.2701 | 5800.3855 | [8 empty] | 5738.5812 | 5737 | 5746.9047 | 5665.5048 | 5780.2701 | 5800.3855
5939 | 5737 | 5746.8907 | 5665.2674 | 5780.1847 | 5800.3256 | [8 empty] | 5738.5075 | 5737 | 5746.8907 | 5665.2674 | 5780.1847 | 5800.3256
5940 | 5737 | 5746.8281 | 5664.805 | 5780.0838 | 5800.221 | [8 empty] | 5737.8679 | 5737 | 5746.8281 | 5664.805 | 5780.0838 | 5800.221
5941 | 5737 | 5746.6277 | 5664.6422 | 5780.0749 | 5800.162 | [8 empty] | 5737.7533 | 5737 | 5746.6277 | 5664.6422 | 5780.0749 | 5800.162
5942 | 5737 | 5746.3709 | 5664.3597 | 5780.06 | 5799.4908 | [8 empty] | 5737.734 | 5737 | 5746.3709 | 5664.3597 | 5780.06 | 5799.4908
5943 | 5737 | 5746.1928 | 5664.3025 | 5779.5726 | 5799.4634 | [8 empty] | 5737.3594 | 5737 | 5746.1928 | 5664.3025 | 5779.5726 | 5799.4634
5944 | 5736 | 5746.057 | 5664.2461 | 5779.5425 | 5799.4446 | [8 empty] | 5737.3136 | 5736 | 5746.057 | 5664.2461 | 5779.5425 | 5799.4446
5945 | 5736 | 5745.9855 | 5664.1829 | 5779.5385 | 5799.4305 | [8 empty] | 5736.8247 | 5736 | 5745.9855 | 5664.1829 | 5779.5385 | 5799.4305
5946 | 5736 | 5745.8187 | 5664.066 | 5779.3459 | 5799.1616 | [8 empty] | 5736.6358 | 5736 | 5745.8187 | 5664.066 | 5779.3459 | 5799.1616
5947 | 5736 | 5745.7591 | 5663.9781 | 5779.1649 | 5798.8919 | [8 empty] | 5736.3402 | 5736 | 5745.7591 | 5663.9781 | 5779.1649 | 5798.8919
5948 | 5736 | 5745.3444 | 5663.6763 | 5779.0232 | 5798.7039 | [8 empty] | 5736.215 | 5736 | 5745.3444 | 5663.6763 | 5779.0232 | 5798.7039
5949 | 5735 | 5745.1368 | 5663.5967 | 5778.9598 | 5797.964 | [8 empty] | 5735.8744 | 5735 | 5745.1368 | 5663.5967 | 5778.9598 | 5797.964
5950 | 5735 | 5744.9088 | 5663.4211 | 5778.9475 | 5797.6976 | [8 empty] | 5735.6834 | 5735 | 5744.9088 | 5663.4211 | 5778.9475 | 5797.6976
5951 | 5735 | 5744.6293 | 5663.2654 | 5778.6666 | 5797.6713 | [8 empty] | 5735.6446 | 5735 | 5744.6293 | 5663.2654 | 5778.6666 | 5797.6713
5952 | 5735 | 5744.0895 | 5663.2615 | 5778.6368 | 5797.6675 | [8 empty] | 5735.5082 | 5735 | 5744.0895 | 5663.2615 | 5778.6368 | 5797.6675
5953 | 5735 | 5743.9883 | 5663.0342 | 5778.6106 | 5797.1907 | [8 empty] | 5735.2674 | 5735 | 5743.9883 | 5663.0342 | 5778.6106 | 5797.1907
5954 | 5735 | 5743.8425 | 5662.8381 | 5778.4952 | 5797.1557 | [8 empty] | 5735.0698 | 5735 | 5743.8425 | 5662.8381 | 5778.4952 | 5797.1557
5955 | 5734 | 5743.7413 | 5662.4031 | 5778.4577 | 5797.0978 | [8 empty] | 5734.9674 | 5734 | 5743.7413 | 5662.4031 | 5778.4577 | 5797.0978
5956 | 5734 | 5743.7065 | 5662.3284 | 5778.2381 | 5796.5518 | [8 empty] | 5734.8528 | 5734 | 5743.7065 | 5662.3284 | 5778.2381 | 5796.5518
5957 | 5734 | 5742.8476 | 5662.0142 | 5778.1257 | 5796.1856 | [8 empty] | 5734.7924 | 5734 | 5742.8476 | 5662.0142 | 5778.1257 | 5796.1856
5958 | 5734 | 5742.4855 | 5661.8984 | 5778.1 | 5795.8764 | [8 empty] | 5734.1935 | 5734 | 5742.4855 | 5661.8984 | 5778.1 | 5795.8764
5959 | 5734 | 5742.4079 | 5661.687 | 5778.0525 | 5795.8065 | [8 empty] | 5733.9763 | 5734 | 5742.4079 | 5661.687 | 5778.0525 | 5795.8065
5960 | 5734 | 5742.0406 | 5661.2125 | 5777.924 | 5795.5138 | [8 empty] | 5733.9214 | 5734 | 5742.0406 | 5661.2125 | 5777.924 | 5795.5138
5961 | 5734 | 5741.9139 | 5660.9606 | 5777.9155 | 5795.3527 | [8 empty] | 5733.6944 | 5734 | 5741.9139 | 5660.9606 | 5777.9155 | 5795.3527
5962 | 5733 | 5741.4272 | 5660.6697 | 5777.8081 | 5795.337 | [8 empty] | 5733.6601 | 5733 | 5741.4272 | 5660.6697 | 5777.8081 | 5795.337
5963 | 5733 | 5740.982 | 5660.4257 | 5777.7863 | 5794.9726 | [8 empty] | 5733.5421 | 5733 | 5740.982 | 5660.4257 | 5777.7863 | 5794.9726
5964 | 5733 | 5740.7918 | 5659.9795 | 5776.927 | 5794.5724 | [8 empty] | 5733.5306 | 5733 | 5740.7918 | 5659.9795 | 5776.927 | 5794.5724
5965 | 5733 | 5740.5259 | 5659.4865 | 5776.7899 | 5794.5257 | [8 empty] | 5733.4587 | 5733 | 5740.5259 | 5659.4865 | 5776.7899 | 5794.5257
5966 | 5733 | 5740.4191 | 5659.4518 | 5776.7546 | 5794.4853 | [8 empty] | 5733.4346 | 5733 | 5740.4191 | 5659.4518 | 5776.7546 | 5794.4853
5967 | 5733 | 5740.3636 | 5659.4137 | 5776.6822 | 5793.8864 | [8 empty] | 5733.3117 | 5733 | 5740.3636 | 5659.4137 | 5776.6822 | 5793.8864
5968 | 5732 | 5740.0835 | 5658.9133 | 5775.9569 | 5793.6058 | [8 empty] | 5733.1308 | 5732 | 5740.0835 | 5658.9133 | 5775.9569 | 5793.6058
5969 | 5732 | 5740.0502 | 5658.6777 | 5775.9412 | 5793.5225 | [8 empty] | 5732.8875 | 5732 | 5740.0502 | 5658.6777 | 5775.9412 | 5793.5225
5970 | 5732 | 5739.9891 | 5658.6653 | 5775.926 | 5793.4584 | [8 empty] | 5732.5009 | 5732 | 5739.9891 | 5658.6653 | 5775.926 | 5793.4584
5971 | 5732 | 5739.4603 | 5658.6518 | 5775.5844 | 5792.9644 | [8 empty] | 5732.4627 | 5732 | 5739.4603 | 5658.6518 | 5775.5844 | 5792.9644
5972 | 5731 | 5739.2279 | 5658.215 | 5775.2548 | 5792.8771 | [8 empty] | 5732.4586 | 5731 | 5739.2279 | 5658.215 | 5775.2548 | 5792.8771
5973 | 5731 | 5739.1732 | 5658.007 | 5775.2386 | 5792.1483 | [8 empty] | 5732.3127 | 5731 | 5739.1732 | 5658.007 | 5775.2386 | 5792.1483
5974 | 5731 | 5738.9446 | 5657.8541 | 5775.2026 | 5791.5884 | [8 empty] | 5731.8737 | 5731 | 5738.9446 | 5657.8541 | 5775.2026 | 5791.5884
5975 | 5731 | 5738.8336 | 5657.0881 | 5775.1998 | 5791.5849 | [8 empty] | 5731.5317 | 5731 | 5738.8336 | 5657.0881 | 5775.1998 | 5791.5849
5976 | 5731 | 5738.7291 | 5657.02 | 5775.1152 | 5791.4747 | [8 empty] | 5731.4148 | 5731 | 5738.7291 | 5657.02 | 5775.1152 | 5791.4747
5977 | 5731 | 5738.6551 | 5657.0174 | 5775.0691 | 5791.4404 | [8 empty] | 5731.4104 | 5731 | 5738.6551 | 5657.0174 | 5775.0691 | 5791.4404
5978 | 5731 | 5738.5395 | 5656.9628 | 5774.4182 | 5791.113 | [8 empty] | 5731.1675 | 5731 | 5738.5395 | 5656.9628 | 5774.4182 | 5791.113
5979 | 5731 | 5738.3691 | 5656.7176 | 5774.4023 | 5790.9738 | [8 empty] | 5730.9651 | 5731 | 5738.3691 | 5656.7176 | 5774.4023 | 5790.9738
5980 | 5730 | 5738.1992 | 5656.318 | 5774.2317 | 5790.236 | [8 empty] | 5730.794 | 5730 | 5738.1992 | 5656.318 | 5774.2317 | 5790.236
5981 | 5730 | 5737.698 | 5656.1403 | 5773.9435 | 5790.1941 | [8 empty] | 5730.5614 | 5730 | 5737.698 | 5656.1403 | 5773.9435 | 5790.1941
5982 | 5730 | 5737.5901 | 5656.0653 | 5773.8209 | 5789.9382 | [8 empty] | 5730.431 | 5730 | 5737.5901 | 5656.0653 | 5773.8209 | 5789.9382
5983 | 5730 | 5737.5341 | 5655.4749 | 5773.3935 | 5789.7713 | [8 empty] | 5730.2589 | 5730 | 5737.5341 | 5655.4749 | 5773.3935 | 5789.7713
5984 | 5730 | 5737.3208 | 5655.1683 | 5773.3433 | 5789.7485 | [8 empty] | 5730.1759 | 5730 | 5737.3208 | 5655.1683 | 5773.3433 | 5789.7485
5985 | 5729 | 5736.9719 | 5655.1375 | 5773.1554 | 5789.6484 | [8 empty] | 5730.0421 | 5729 | 5736.9719 | 5655.1375 | 5773.1554 | 5789.6484
5986 | 5729 | 5736.8908 | 5655.1356 | 5772.9755 | 5789.0945 | [8 empty] | 5729.9094 | 5729 | 5736.8908 | 5655.1356 | 5772.9755 | 5789.0945
5987 | 5729 | 5736.8745 | 5654.8192 | 5772.9035 | 5788.8699 | [8 empty] | 5729.8657 | 5729 | 5736.8745 | 5654.8192 | 5772.9035 | 5788.8699
5988 | 5729 | 5736.8484 | 5654.6522 | 5772.4676 | 5788.8638 | [8 empty] | 5729.837 | 5729 | 5736.8484 | 5654.6522 | 5772.4676 | 5788.8638
5989 | 5729 | 5736.8193 | 5654.2408 | 5772.4247 | 5788.8348 | [8 empty] | 5729.7044 | 5729 | 5736.8193 | 5654.2408 | 5772.4247 | 5788.8348
5990 | 5729 | 5736.5516 | 5654.2362 | 5772.4059 | 5788.7971 | [8 empty] | 5729.66 | 5729 | 5736.5516 | 5654.2362 | 5772.4059 | 5788.7971
5991 | 5728 | 5736.5177 | 5654.1594 | 5772.318 | 5788.7695 | [8 empty] | 5729.2193 | 5728 | 5736.5177 | 5654.1594 | 5772.318 | 5788.7695
5992 | 5728 | 5736.5118 | 5654.0585 | 5772.2065 | 5788.5991 | [8 empty] | 5728.8104 | 5728 | 5736.5118 | 5654.0585 | 5772.2065 | 5788.5991
5993 | 5728 | 5735.8473 | 5653.9123 | 5772.0909 | 5788.5499 | [8 empty] | 5728.7012 | 5728 | 5735.8473 | 5653.9123 | 5772.0909 | 5788.5499
5994 | 5728 | 5735.8003 | 5653.6569 | 5771.8854 | 5788.5239 | [8 empty] | 5728.6992 | 5728 | 5735.8003 | 5653.6569 | 5771.8854 | 5788.5239
5995 | 5728 | 5735.7109 | 5653.4336 | 5771.7718 | 5788.5179 | [8 empty] | 5728.3486 | 5728 | 5735.7109 | 5653.4336 | 5771.7718 | 5788.5179
5996 | 5728 | 5735.5637 | 5653.3596 | 5771.7552 | 5788.1138 | [8 empty] | 5728.2582 | 5728 | 5735.5637 | 5653.3596 | 5771.7552 | 5788.1138
5997 | 5728 | 5735.5319 | 5653.3501 | 5771.736 | 5788.0971 | [8 empty] | 5728.1736 | 5728 | 5735.5319 | 5653.3501 | 5771.736 | 5788.0971
5998 | 5728 | 5735.4513 | 5653.3122 | 5771.713 | 5787.8412 | [8 empty] | 5728.0794 | 5728 | 5735.4513 | 5653.3122 | 5771.713 | 5787.8412
5999 | 5728 | 5735.2683 | 5653.2259 | 5771.7108 | 5787.7661 | [8 empty] | 5728.0527 | 5728 | 5735.2683 | 5653.2259 | 5771.7108 | 5787.7661
6000 | 5727 | 5735.2389 | 5653.2015 | 5771.6513 | 5787.5265 | [8 empty] | 5727.8907 | 5727 | 5735.2389 | 5653.2015 | 5771.6513 | 5787.5265
6001 | 5727 | 5735.1685 | 5653.0414 | 5771.5122 | 5787.5183 | [8 empty] | 5727.8709 | 5727 | 5735.1685 | 5653.0414 | 5771.5122 | 5787.5183
6002 | 5727 | 5734.8776 | 5652.8108 | 5771.4741 | 5787.357 | [8 empty] | 5727.8292 | 5727 | 5734.8776 | 5652.8108 | 5771.4741 | 5787.357
6003 | 5727 | 5734.6698 | 5652.5638 | 5771.4645 | 5786.9513 | [8 empty] | 5727.3817 | 5727 | 5734.6698 | 5652.5638 | 5771.4645 | 5786.9513
6004 | 5727 | 5734.6512 | 5652.4646 | 5771.2579 | 5786.673 | [8 empty] | 5727.2392 | 5727 | 5734.6512 | 5652.4646 | 5771.2579 | 5786.673
6005 | 5726 | 5734.5496 | 5652.4518 | 5771.2217 | 5786.5414 | [8 empty] | 5727.0515 | 5726 | 5734.5496 | 5652.4518 | 5771.2217 | 5786.5414
6006 | 5726 | 5734.3014 | 5652.3537 | 5771.1543 | 5785.9042 | [8 empty] | 5727.0328 | 5726 | 5734.3014 | 5652.3537 | 5771.1543 | 5785.9042
6007 | 5726 | 5733.9676 | 5652.2124 | 5770.9096 | 5785.6597 | [8 empty] | 5726.7781 | 5726 | 5733.9676 | 5652.2124 | 5770.9096 | 5785.6597
6008 | 5726 | 5733.6601 | 5651.8568 | 5770.8268 | 5785.4478 | [8 empty] | 5726.728 | 5726 | 5733.6601 | 5651.8568 | 5770.8268 | 5785.4478
6009 | 5726 | 5733.6315 | 5651.7644 | 5770.6367 | 5785.3592 | [8 empty] | 5726.7088 | 5726 | 5733.6315 | 5651.7644 | 5770.6367 | 5785.3592
6010 | 5725 | 5733.4745 | 5651.6437 | 5770.5725 | 5785.1217 | [8 empty] | 5725.9677 | 5725 | 5733.4745 | 5651.6437 | 5770.5725 | 5785.1217
6011 | 5725 | 5733.1979 | 5651.0616 | 5770.4026 | 5784.8738 | [8 empty] | 5725.8234 | 5725 | 5733.1979 | 5651.0616 | 5770.4026 | 5784.8738
6012 | 5725 | 5733.1546 | 5651.057 | 5770.0097 | 5784.6375 | [8 empty] | 5725.7297 | 5725 | 5733.1546 | 5651.057 | 5770.0097 | 5784.6375
6013 | 5724 | 5733.1106 | 5651.0523 | 5769.9504 | 5784.5641 | [8 empty] | 5725.5369 | 5724 | 5733.1106 | 5651.0523 | 5769.9504 | 5784.5641
6014 | 5724 | 5733.0352 | 5650.9318 | 5769.8614 | 5784.5139 | [8 empty] | 5725.5194 | 5724 | 5733.0352 | 5650.9318 | 5769.8614 | 5784.5139
6015 | 5724 | 5732.6581 | 5650.643 | 5769.8234 | 5783.3019 | [8 empty] | 5725.1206 | 5724 | 5732.6581 | 5650.643 | 5769.8234 | 5783.3019
6016 | 5724 | 5732.5804 | 5650.3557 | 5769.6572 | 5783.2533 | [8 empty] | 5724.7179 | 5724 | 5732.5804 | 5650.3557 | 5769.6572 | 5783.2533
6017 | 5723 | 5732.5043 | 5650.1912 | 5769.4223 | 5782.749 | [8 empty] | 5724.513 | 5723 | 5732.5043 | 5650.1912 | 5769.4223 | 5782.749
6018 | 5723 | 5732.2499 | 5649.6916 | 5769.3632 | 5782.4472 | [8 empty] | 5724.4848 | 5723 | 5732.2499 | 5649.6916 | 5769.3632 | 5782.4472
6019 | 5723 | 5732.1583 | 5649.5879 | 5768.67 | 5782.3589 | [8 empty] | 5724.0236 | 5723 | 5732.1583 | 5649.5879 | 5768.67 | 5782.3589
6020 | 5723 | 5731.6908 | 5649.5714 | 5768.2459 | 5782.2044 | [8 empty] | 5723.9119 | 5723 | 5731.6908 | 5649.5714 | 5768.2459 | 5782.2044
6021 | 5723 | 5731.6681 | 5649.3805 | 5768.1115 | 5781.9795 | [8 empty] | 5723.9041 | 5723 | 5731.6681 | 5649.3805 | 5768.1115 | 5781.9795
6022 | 5723 | 5731.654 | 5649.3371 | 5767.5645 | 5781.8733 | [8 empty] | 5723.7794 | 5723 | 5731.654 | 5649.3371 | 5767.5645 | 5781.8733
6023 | 5722 | 5731.606 | 5649.0633 | 5767.1409 | 5781.7323 | [8 empty] | 5723.6082 | 5722 | 5731.606 | 5649.0633 | 5767.1409 | 5781.7323
6024 | 5722 | 5731.4107 | 5649.0317 | 5766.8362 | 5781.716 | [8 empty] | 5723.5808 | 5722 | 5731.4107 | 5649.0317 | 5766.8362 | 5781.716
6025 | 5722 | 5731.3965 | 5649.0135 | 5766.7618 | 5781.4197 | [8 empty] | 5723.5476 | 5722 | 5731.3965 | 5649.0135 | 5766.7618 | 5781.4197
6026 | 5722 | 5731.2989 | 5648.8349 | 5766.7491 | 5781.2312 | [8 empty] | 5723.4649 | 5722 | 5731.2989 | 5648.8349 | 5766.7491 | 5781.2312
6027 | 5722 | 5730.8833 | 5648.5189 | 5766.5684 | 5780.9087 | [8 empty] | 5723.3624 | 5722 | 5730.8833 | 5648.5189 | 5766.5684 | 5780.9087
6028 | 5722 | 5730.7292 | 5648.2645 | 5766.4658 | 5780.8416 | [8 empty] | 5723.3152 | 5722 | 5730.7292 | 5648.2645 | 5766.4658 | 5780.8416
6029 | 5722 | 5730.0064 | 5648.2516 | 5766.1553 | 5780.7294 | [8 empty] | 5723.2415 | 5722 | 5730.0064 | 5648.2516 | 5766.1553 | 5780.7294
6030 | 5722 | 5729.8257 | 5648.1668 | 5765.9897 | 5780.407 | [8 empty] | 5722.9488 | 5722 | 5729.8257 | 5648.1668 | 5765.9897 | 5780.407
6031 | 5722 | 5729.8011 | 5648.1471 | 5765.7345 | 5779.9264 | [8 empty] | 5722.9084 | 5722 | 5729.8011 | 5648.1471 | 5765.7345 | 5779.9264
6032 | 5722 | 5729.2948 | 5648.0355 | 5765.5644 | 5779.8652 | [8 empty] | 5722.844 | 5722 | 5729.2948 | 5648.0355 | 5765.5644 | 5779.8652
6033 | 5721 | 5729.2 | 5647.9977 | 5765.559 | 5779.8 | [8 empty] | 5722.7209 | 5721 | 5729.2 | 5647.9977 | 5765.559 | 5779.8
6034 | 5721 | 5729.1667 | 5647.9696 | 5765.4893 | 5779.6252 | [8 empty] | 5722.4168 | 5721 | 5729.1667 | 5647.9696 | 5765.4893 | 5779.6252
6035 | 5721 | 5729.0632 | 5647.9368 | 5765.2266 | 5779.4985 | [8 empty] | 5722.3642 | 5721 | 5729.0632 | 5647.9368 | 5765.2266 | 5779.4985
6036 | 5721 | 5728.8696 | 5647.7044 | 5765.0879 | 5778.6626 | [8 empty] | 5722.3257 | 5721 | 5728.8696 | 5647.7044 | 5765.0879 | 5778.6626
6037 | 5721 | 5728.7134 | 5647.5184 | 5764.5541 | 5778.2269 | [8 empty] | 5721.9538 | 5721 | 5728.7134 | 5647.5184 | 5764.5541 | 5778.2269
6038 | 5721 | 5728.3993 | 5647.2629 | 5764.417 | 5778.1891 | [8 empty] | 5721.9171 | 5721 | 5728.3993 | 5647.2629 | 5764.417 | 5778.1891
6039 | 5721 | 5727.9418 | 5647.0027 | 5764.4167 | 5777.7512 | [8 empty] | 5721.9165 | 5721 | 5727.9418 | 5647.0027 | 5764.4167 | 5777.7512
6040 | 5721 | 5727.8578 | 5646.7464 | 5764.4076 | 5777.5197 | [8 empty] | 5721.9084 | 5721 | 5727.8578 | 5646.7464 | 5764.4076 | 5777.5197
6041 | 5721 | 5727.7936 | 5646.6141 | 5764.245 | 5777.4188 | [8 empty] | 5721.5272 | 5721 | 5727.7936 | 5646.6141 | 5764.245 | 5777.4188
6042 | 5721 | 5727.5705 | 5646.538 | 5764.1485 | 5777.359 | [8 empty] | 5720.8892 | 5721 | 5727.5705 | 5646.538 | 5764.1485 | 5777.359
6043 | 5720 | 5727.4312 | 5645.694 | 5763.4019 | 5777.1588 | [8 empty] | 5720.3453 | 5720 | 5727.4312 | 5645.694 | 5763.4019 | 5777.1588
6044 | 5720 | 5726.9342 | 5645.3289 | 5763.3505 | 5776.7247 | [8 empty] | 5720.2964 | 5720 | 5726.9342 | 5645.3289 | 5763.3505 | 5776.7247
6045 | 5720 | 5726.7956 | 5645.2148 | 5763.3301 | 5776.5408 | [8 empty] | 5720.1279 | 5720 | 5726.7956 | 5645.2148 | 5763.3301 | 5776.5408
6046 | 5720 | 5726.7568 | 5645.153 | 5763.0705 | 5776.5235 | [8 empty] | 5719.759 | 5720 | 5726.7568 | 5645.153 | 5763.0705 | 5776.5235
6047 | 5720 | 5726.698 | 5644.778 | 5763.0033 | 5776.4725 | [8 empty] | 5719.5762 | 5720 | 5726.698 | 5644.778 | 5763.0033 | 5776.4725
6048 | 5720 | 5726.4798 | 5644.7145 | 5762.9512 | 5776.2527 | [8 empty] | 5719.1272 | 5720 | 5726.4798 | 5644.7145 | 5762.9512 | 5776.2527
6049 | 5720 | 5726.3285 | 5644.7067 | 5762.8805 | 5776.2506 | [8 empty] | 5719.1187 | 5720 | 5726.3285 | 5644.7067 | 5762.8805 | 5776.2506
6050 | 5720 | 5725.9778 | 5644.6226 | 5762.6824 | 5776.1743 | [8 empty] | 5719.0102 | 5720 | 5725.9778 | 5644.6226 | 5762.6824 | 5776.1743
6051 | 5720 | 5725.847 | 5644.1806 | 5762.577 | 5776.0953 | [8 empty] | 5718.7711 | 5720 | 5725.847 | 5644.1806 | 5762.577 | 5776.0953
6052 | 5720 | 5725.7604 | 5644.1622 | 5762.1848 | 5775.7646 | [8 empty] | 5718.4404 | 5720 | 5725.7604 | 5644.1622 | 5762.1848 | 5775.7646
6053 | 5719 | 5725.6734 | 5644.0322 | 5762.0696 | 5775.3126 | [8 empty] | 5718.4003 | 5719 | 5725.6734 | 5644.0322 | 5762.0696 | 5775.3126
6054 | 5719 | 5725.6066 | 5643.6908 | 5761.4778 | 5775.2587 | [8 empty] | 5718.3043 | 5719 | 5725.6066 | 5643.6908 | 5761.4778 | 5775.2587
6055 | 5719 | 5725.5616 | 5643.4851 | 5761.4222 | 5775.148 | [8 empty] | 5718.1522 | 5719 | 5725.5616 | 5643.4851 | 5761.4222 | 5775.148
6056 | 5719 | 5725.5192 | 5643.4209 | 5761.2302 | 5775.0695 | [8 empty] | 5717.8627 | 5719 | 5725.5192 | 5643.4209 | 5761.2302 | 5775.0695
6057 | 5719 | 5725.0312 | 5643.0856 | 5760.8959 | 5775.0062 | [8 empty] | 5717.792 | 5719 | 5725.0312 | 5643.0856 | 5760.8959 | 5775.0062
6058 | 5719 | 5725.0116 | 5643.074 | 5760.4131 | 5774.9979 | [8 empty] | 5717.7323 | 5719 | 5725.0116 | 5643.074 | 5760.4131 | 5774.9979
6059 | 5719 | 5724.9899 | 5642.9068 | 5760.4074 | 5774.8807 | [8 empty] | 5717.73 | 5719 | 5724.9899 | 5642.9068 | 5760.4074 | 5774.8807
6060 | 5719 | 5724.9355 | 5642.6028 | 5760.3727 | 5774.5659 | [8 empty] | 5717.7116 | 5719 | 5724.9355 | 5642.6028 | 5760.3727 | 5774.5659
6061 | 5718 | 5724.8624 | 5642.4175 | 5760.028 | 5774.3332 | [8 empty] | 5717.3358 | 5718 | 5724.8624 | 5642.4175 | 5760.028 | 5774.3332
6062 | 5718 | 5724.3552 | 5641.7512 | 5759.9651 | 5774.1582 | [8 empty] | 5717.001 | 5718 | 5724.3552 | 5641.7512 | 5759.9651 | 5774.1582
6063 | 5718 | 5724.2919 | 5641.6891 | 5759.8916 | 5773.8052 | [8 empty] | 5716.9613 | 5718 | 5724.2919 | 5641.6891 | 5759.8916 | 5773.8052
6064 | 5718 | 5724.2635 | 5641.3353 | 5759.7572 | 5773.5578 | [8 empty] | 5716.8925 | 5718 | 5724.2635 | 5641.3353 | 5759.7572 | 5773.5578
6065 | 5718 | 5723.6168 | 5641.3126 | 5759.7483 | 5773.2366 | [8 empty] | 5716.6417 | 5718 | 5723.6168 | 5641.3126 | 5759.7483 | 5773.2366
6066 | 5717 | 5723.5746 | 5641.1829 | 5759.6626 | 5773.0794 | [8 empty] | 5716.4353 | 5717 | 5723.5746 | 5641.1829 | 5759.6626 | 5773.0794
6067 | 5717 | 5723.4297 | 5641.1613 | 5759.0418 | 5772.984 | [8 empty] | 5716.2741 | 5717 | 5723.4297 | 5641.1613 | 5759.0418 | 5772.984
6068 | 5717 | 5723.2093 | 5640.4676 | 5758.8208 | 5772.9602 | [8 empty] | 5716.2664 | 5717 | 5723.2093 | 5640.4676 | 5758.8208 | 5772.9602
6069 | 5717 | 5722.9428 | 5639.5042 | 5758.6069 | 5772.9104 | [8 empty] | 5716.1315 | 5717 | 5722.9428 | 5639.5042 | 5758.6069 | 5772.9104
6070 | 5717 | 5722.9348 | 5639.4331 | 5758.5517 | 5772.8476 | [8 empty] | 5715.7732 | 5717 | 5722.9348 | 5639.4331 | 5758.5517 | 5772.8476
6071 | 5717 | 5722.7797 | 5639.2444 | 5758.4542 | 5772.5826 | [8 empty] | 5715.7632 | 5717 | 5722.7797 | 5639.2444 | 5758.4542 | 5772.5826
6072 | 5716 | 5722.7429 | 5639.2223 | 5758.2704 | 5772.5503 | [8 empty] | 5715.6351 | 5716 | 5722.7429 | 5639.2223 | 5758.2704 | 5772.5503
6073 | 5716 | 5722.6392 | 5638.8926 | 5758.0551 | 5772.5472 | [8 empty] | 5715.435 | 5716 | 5722.6392 | 5638.8926 | 5758.0551 | 5772.5472
6074 | 5716 | 5722.3826 | 5638.5961 | 5757.8101 | 5772.3495 | [8 empty] | 5715.3764 | 5716 | 5722.3826 | 5638.5961 | 5757.8101 | 5772.3495
6075 | 5716 | 5722.2679 | 5637.9961 | 5757.5803 | 5772.2574 | [8 empty] | 5714.8469 | 5716 | 5722.2679 | 5637.9961 | 5757.5803 | 5772.2574
6076 | 5716 | 5722.2548 | 5637.725 | 5757.2951 | 5771.9216 | [8 empty] | 5714.7989 | 5716 | 5722.2548 | 5637.725 | 5757.2951 | 5771.9216
6077 | 5715 | 5722.1007 | 5637.7134 | 5756.9423 | 5771.8976 | [8 empty] | 5714.6667 | 5715 | 5722.1007 | 5637.7134 | 5756.9423 | 5771.8976
6078 | 5715 | 5721.7221 | 5637.7054 | 5756.5361 | 5771.2477 | [8 empty] | 5713.7587 | 5715 | 5721.7221 | 5637.7054 | 5756.5361 | 5771.2477
6079 | 5714 | 5721.7102 | 5637.4829 | 5756.4193 | 5771.1547 | [8 empty] | 5713.1012 | 5714 | 5721.7102 | 5637.4829 | 5756.4193 | 5771.1547
6080 | 5714 | 5721.6905 | 5637.4212 | 5756.4042 | 5771.1277 | [8 empty] | 5712.9181 | 5714 | 5721.6905 | 5637.4212 | 5756.4042 | 5771.1277
6081 | 5714 | 5721.2419 | 5637.388 | 5756.0427 | 5771.004 | [8 empty] | 5712.3583 | 5714 | 5721.2419 | 5637.388 | 5756.0427 | 5771.004
6082 | 5714 | 5720.6667 | 5636.969 | 5755.9831 | 5770.5597 | [8 empty] | 5712.3287 | 5714 | 5720.6667 | 5636.969 | 5755.9831 | 5770.5597
6083 | 5714 | 5720.6477 | 5636.9375 | 5755.5623 | 5770.1475 | [8 empty] | 5712.0246 | 5714 | 5720.6477 | 5636.9375 | 5755.5623 | 5770.1475
6084 | 5714 | 5720.5159 | 5636.8216 | 5755.4527 | 5770.0872 | [8 empty] | 5711.9352 | 5714 | 5720.5159 | 5636.8216 | 5755.4527 | 5770.0872
6085 | 5714 | 5719.198 | 5636.8052 | 5755.2495 | 5770.0583 | [8 empty] | 5711.6929 | 5714 | 5719.198 | 5636.8052 | 5755.2495 | 5770.0583
6086 | 5714 | 5719.0246 | 5635.9011 | 5755.1915 | 5769.7304 | [8 empty] | 5711.3519 | 5714 | 5719.0246 | 5635.9011 | 5755.1915 | 5769.7304
6087 | 5713 | 5718.8038 | 5635.2875 | 5755.1669 | 5769.6739 | [8 empty] | 5711.2975 | 5713 | 5718.8038 | 5635.2875 | 5755.1669 | 5769.6739
6088 | 5713 | 5718.7106 | 5635.1073 | 5754.889 | 5769.5691 | [8 empty] | 5711.2882 | 5713 | 5718.7106 | 5635.1073 | 5754.889 | 5769.5691
6089 | 5713 | 5718.4783 | 5634.6795 | 5754.7769 | 5769.4675 | [8 empty] | 5710.8995 | 5713 | 5718.4783 | 5634.6795 | 5754.7769 | 5769.4675
6090 | 5713 | 5718.4125 | 5634.288 | 5754.2925 | 5769.4557 | [8 empty] | 5710.7581 | 5713 | 5718.4125 | 5634.288 | 5754.2925 | 5769.4557
6091 | 5712 | 5718.3839 | 5634.1474 | 5754.2832 | 5769.4129 | [8 empty] | 5710.5812 | 5712 | 5718.3839 | 5634.1474 | 5754.2832 | 5769.4129
6092 | 5712 | 5718.1259 | 5634.0739 | 5754.044 | 5769.1152 | [8 empty] | 5710.1268 | 5712 | 5718.1259 | 5634.0739 | 5754.044 | 5769.1152
6093 | 5712 | 5718.0466 | 5633.2935 | 5753.9456 | 5768.8172 | [8 empty] | 5710.1205 | 5712 | 5718.0466 | 5633.2935 | 5753.9456 | 5768.8172
6094 | 5712 | 5717.8561 | 5633.2636 | 5753.8068 | 5768.7264 | [8 empty] | 5709.9538 | 5712 | 5717.8561 | 5633.2636 | 5753.8068 | 5768.7264
6095 | 5712 | 5717.7695 | 5633.2403 | 5753.7977 | 5768.5699 | [8 empty] | 5709.914 | 5712 | 5717.7695 | 5633.2403 | 5753.7977 | 5768.5699
6096 | 5712 | 5717.7085 | 5633.1946 | 5753.6798 | 5768.1212 | [8 empty] | 5709.7378 | 5712 | 5717.7085 | 5633.1946 | 5753.6798 | 5768.1212
6097 | 5711 | 5717.6433 | 5633.0894 | 5753.6154 | 5767.9857 | [8 empty] | 5709.3868 | 5711 | 5717.6433 | 5633.0894 | 5753.6154 | 5767.9857
6098 | 5711 | 5717.6223 | 5632.6252 | 5753.3293 | 5767.8383 | [8 empty] | 5709.3754 | 5711 | 5717.6223 | 5632.6252 | 5753.3293 | 5767.8383
6099 | 5711 | 5717.6167 | 5632.5846 | 5753.2965 | 5767.8236 | [8 empty] | 5709.2807 | 5711 | 5717.6167 | 5632.5846 | 5753.2965 | 5767.8236
6100 | 5711 | 5717.543 | 5632.4109 | 5752.9048 | 5767.7882 | [8 empty] | 5708.8021 | 5711 | 5717.543 | 5632.4109 | 5752.9048 | 5767.7882
6101 | 5711 | 5717.3661 | 5632.3836 | 5752.8873 | 5767.3412 | [8 empty] | 5708.5579 | 5711 | 5717.3661 | 5632.3836 | 5752.8873 | 5767.3412
6102 | 5711 | 5717.1147 | 5632.3653 | 5752.7308 | 5767.3233 | [8 empty] | 5708.5012 | 5711 | 5717.1147 | 5632.3653 | 5752.7308 | 5767.3233
6103 | 5711 | 5717.0453 | 5631.6487 | 5752.6115 | 5767.3113 | [8 empty] | 5708.4786 | 5711 | 5717.0453 | 5631.6487 | 5752.6115 | 5767.3113
6104 | 5710 | 5716.8662 | 5631.6431 | 5752.5578 | 5767.1671 | [8 empty] | 5708.4507 | 5710 | 5716.8662 | 5631.6431 | 5752.5578 | 5767.1671
6105 | 5710 | 5716.75 | 5631.4855 | 5752.4222 | 5766.7405 | [8 empty] | 5708.434 | 5710 | 5716.75 | 5631.4855 | 5752.4222 | 5766.7405
6106 | 5710 | 5716.5435 | 5631.449 | 5752.0373 | 5766.738 | [8 empty] | 5707.8309 | 5710 | 5716.5435 | 5631.449 | 5752.0373 | 5766.738
6107 | 5710 | 5716.5213 | 5631.1161 | 5751.7938 | 5766.7117 | [8 empty] | 5707.7192 | 5710 | 5716.5213 | 5631.1161 | 5751.7938 | 5766.7117
6108 | 5709 | 5716.3338 | 5631.0298 | 5751.7862 | 5766.6857 | [8 empty] | 5707.5198 | 5709 | 5716.3338 | 5631.0298 | 5751.7862 | 5766.6857
6109 | 5709 | 5716.1875 | 5630.9445 | 5751.5999 | 5766.6711 | [8 empty] | 5706.5299 | 5709 | 5716.1875 | 5630.9445 | 5751.5999 | 5766.6711
6110 | 5709 | 5716.0112 | 5630.4984 | 5751.1844 | 5766.5015 | [8 empty] | 5706.4525 | 5709 | 5716.0112 | 5630.4984 | 5751.1844 | 5766.5015
6111 | 5709 | 5715.9069 | 5630.1266 | 5750.6093 | 5766.1981 | [8 empty] | 5706.3646 | 5709 | 5715.9069 | 5630.1266 | 5750.6093 | 5766.1981
6112 | 5708 | 5715.6133 | 5629.5924 | 5750.5521 | 5766.1372 | [8 empty] | 5706.1858 | 5708 | 5715.6133 | 5629.5924 | 5750.5521 | 5766.1372
6113 | 5708 | 5715.5617 | 5629.5616 | 5750.5191 | 5766.1141 | [8 empty] | 5706.0887 | 5708 | 5715.5617 | 5629.5616 | 5750.5191 | 5766.1141
6114 | 5708 | 5715.4965 | 5629.3966 | 5750.4388 | 5765.9958 | [8 empty] | 5705.9703 | 5708 | 5715.4965 | 5629.3966 | 5750.4388 | 5765.9958
6115 | 5708 | 5715.398 | 5629.344 | 5750.1846 | 5765.9941 | [8 empty] | 5705.8683 | 5708 | 5715.398 | 5629.344 | 5750.1846 | 5765.9941
6116 | 5707 | 5715.3837 | 5629.3091 | 5750.1523 | 5765.7051 | [8 empty] | 5705.8551 | 5707 | 5715.3837 | 5629.3091 | 5750.1523 | 5765.7051
6117 | 5707 | 5715.3104 | 5629.1786 | 5749.639 | 5765.6552 | [8 empty] | 5705.8112 | 5707 | 5715.3104 | 5629.1786 | 5749.639 | 5765.6552
6118 | 5707 | 5715.2124 | 5629.0105 | 5749.5627 | 5765.5898 | [8 empty] | 5705.5899 | 5707 | 5715.2124 | 5629.0105 | 5749.5627 | 5765.5898
6119 | 5707 | 5714.8255 | 5628.7929 | 5749.49 | 5764.7418 | [8 empty] | 5705.5323 | 5707 | 5714.8255 | 5628.7929 | 5749.49 | 5764.7418
6120 | 5707 | 5714.6999 | 5628.4091 | 5749.3899 | 5764.3581 | [8 empty] | 5705.3768 | 5707 | 5714.6999 | 5628.4091 | 5749.3899 | 5764.3581
6121 | 5707 | 5714.6001 | 5628.2723 | 5749.3737 | 5764.3346 | [8 empty] | 5705.0949 | 5707 | 5714.6001 | 5628.2723 | 5749.3737 | 5764.3346
6122 | 5707 | 5714.5561 | 5628.2402 | 5749.3279 | 5763.3807 | [8 empty] | 5704.9541 | 5707 | 5714.5561 | 5628.2402 | 5749.3279 | 5763.3807
6123 | 5707 | 5714.3255 | 5628.007 | 5749.0842 | 5763.0366 | [8 empty] | 5704.8775 | 5707 | 5714.3255 | 5628.007 | 5749.0842 | 5763.0366
6124 | 5707 | 5714.1306 | 5627.959 | 5748.8839 | 5762.8839 | [8 empty] | 5704.783 | 5707 | 5714.1306 | 5627.959 | 5748.8839 | 5762.8839
6125 | 5707 | 5714.0903 | 5627.7286 | 5748.7777 | 5761.926 | [8 empty] | 5704.5935 | 5707 | 5714.0903 | 5627.7286 | 5748.7777 | 5761.926
6126 | 5706 | 5713.9991 | 5627.6636 | 5748.73 | 5761.5922 | [8 empty] | 5704.5346 | 5706 | 5713.9991 | 5627.6636 | 5748.73 | 5761.5922
6127 | 5706 | 5713.9197 | 5627.4985 | 5748.4873 | 5761.4448 | [8 empty] | 5704.3324 | 5706 | 5713.9197 | 5627.4985 | 5748.4873 | 5761.4448
6128 | 5706 | 5713.8837 | 5627.4306 | 5747.8295 | 5761.2171 | [8 empty] | 5704.3116 | 5706 | 5713.8837 | 5627.4306 | 5747.8295 | 5761.2171
6129 | 5706 | 5713.8229 | 5627.3558 | 5747.5539 | 5760.9615 | [8 empty] | 5704.2625 | 5706 | 5713.8229 | 5627.3558 | 5747.5539 | 5760.9615
6130 | 5706 | 5713.808 | 5627.098 | 5747.3294 | 5760.9478 | [8 empty] | 5704.2576 | 5706 | 5713.808 | 5627.098 | 5747.3294 | 5760.9478
6131 | 5706 | 5713.6722 | 5626.6119 | 5747.2766 | 5760.9214 | [8 empty] | 5704.1667 | 5706 | 5713.6722 | 5626.6119 | 5747.2766 | 5760.9214
6132 | 5706 | 5713.4122 | 5626.5765 | 5747.1394 | 5760.8424 | [8 empty] | 5704.0728 | 5706 | 5713.4122 | 5626.5765 | 5747.1394 | 5760.8424
6133 | 5705 | 5713.3632 | 5626.4816 | 5746.9271 | 5760.4346 | [8 empty] | 5703.8637 | 5705 | 5713.3632 | 5626.4816 | 5746.9271 | 5760.4346
6134 | 5705 | 5713.0854 | 5626.2647 | 5746.7597 | 5760.194 | [8 empty] | 5703.8468 | 5705 | 5713.0854 | 5626.2647 | 5746.7597 | 5760.194
6135 | 5705 | 5713.023 | 5625.9807 | 5746.7121 | 5760.1829 | [8 empty] | 5703.8454 | 5705 | 5713.023 | 5625.9807 | 5746.7121 | 5760.1829
6136 | 5705 | 5712.4825 | 5625.4475 | 5746.644 | 5760.0239 | [8 empty] | 5703.7849 | 5705 | 5712.4825 | 5625.4475 | 5746.644 | 5760.0239
6137 | 5705 | 5712.3332 | 5625.1049 | 5746.5841 | 5759.9415 | [8 empty] | 5703.6174 | 5705 | 5712.3332 | 5625.1049 | 5746.5841 | 5759.9415
6138 | 5705 | 5712.2609 | 5624.7146 | 5746.4483 | 5759.8024 | [8 empty] | 5703.5457 | 5705 | 5712.2609 | 5624.7146 | 5746.4483 | 5759.8024
6139 | 5705 | 5712.1246 | 5624.6528 | 5746.3773 | 5759.8011 | [8 empty] | 5703.3675 | 5705 | 5712.1246 | 5624.6528 | 5746.3773 | 5759.8011
6140 | 5704 | 5712.108 | 5624.4641 | 5746.2754 | 5759.6417 | [8 empty] | 5703.3434 | 5704 | 5712.108 | 5624.4641 | 5746.2754 | 5759.6417
6141 | 5704 | 5712.005 | 5624.3644 | 5746.0311 | 5759.5293 | [8 empty] | 5703.305 | 5704 | 5712.005 | 5624.3644 | 5746.0311 | 5759.5293
6142 | 5704 | 5711.9844 | 5624.1885 | 5745.9834 | 5759.4343 | [8 empty] | 5703.2822 | 5704 | 5711.9844 | 5624.1885 | 5745.9834 | 5759.4343
6143 | 5703 | 5711.952 | 5624.0516 | 5745.7071 | 5759.3052 | [8 empty] | 5702.8353 | 5703 | 5711.952 | 5624.0516 | 5745.7071 | 5759.3052
6144 | 5703 | 5711.8548 | 5623.8154 | 5745.5297 | 5759.0064 | [8 empty] | 5702.8094 | 5703 | 5711.8548 | 5623.8154 | 5745.5297 | 5759.0064
6145 | 5703 | 5711.5827 | 5623.7295 | 5745.4888 | 5758.9521 | [8 empty] | 5702.5796 | 5703 | 5711.5827 | 5623.7295 | 5745.4888 | 5758.9521
6146 | 5703 | 5711.4246 | 5623.7138 | 5745.3449 | 5758.9237 | [8 empty] | 5702.5755 | 5703 | 5711.4246 | 5623.7138 | 5745.3449 | 5758.9237
6147 | 5703 | 5711.3578 | 5623.4708 | 5745.1523 | 5758.8234 | [8 empty] | 5702.4952 | 5703 | 5711.3578 | 5623.4708 | 5745.1523 | 5758.8234
6148 | 5703 | 5710.6209 | 5623.078 | 5744.6878 | 5758.367 | [8 empty] | 5702.03 | 5703 | 5710.6209 | 5623.078 | 5744.6878 | 5758.367
6149 | 5702 | 5710.555 | 5622.8514 | 5744.5801 | 5758.3524 | [8 empty] | 5701.8278 | 5702 | 5710.555 | 5622.8514 | 5744.5801 | 5758.3524
6150 | 5702 | 5710.5444 | 5622.7761 | 5744.3236 | 5758.1469 | [8 empty] | 5701.6864 | 5702 | 5710.5444 | 5622.7761 | 5744.3236 | 5758.1469
6151 | 5702 | 5710.4207 | 5622.5638 | 5744.0362 | 5758.1211 | [8 empty] | 5701.6769 | 5702 | 5710.4207 | 5622.5638 | 5744.0362 | 5758.1211
6152 | 5702 | 5710.3467 | 5622.5073 | 5743.7748 | 5757.47 | [8 empty] | 5701.1529 | 5702 | 5710.3467 | 5622.5073 | 5743.7748 | 5757.47
6153 | 5702 | 5710.3049 | 5622.3428 | 5743.6611 | 5757.2767 | [8 empty] | 5701.1165 | 5702 | 5710.3049 | 5622.3428 | 5743.6611 | 5757.2767
6154 | 5702 | 5710.1938 | 5622.2768 | 5743.6467 | 5757.269 | [8 empty] | 5701.0296 | 5702 | 5710.1938 | 5622.2768 | 5743.6467 | 5757.269
6155 | 5702 | 5709.8669 | 5622.1004 | 5743.5955 | 5757.1744 | [8 empty] | 5700.8973 | 5702 | 5709.8669 | 5622.1004 | 5743.5955 | 5757.1744
6156 | 5701 | 5709.8128 | 5621.9923 | 5743.4187 | 5757.1425 | [8 empty] | 5700.6659 | 5701 | 5709.8128 | 5621.9923 | 5743.4187 | 5757.1425
6157 | 5700 | 5709.7954 | 5621.921 | 5743.3808 | 5756.9819 | [8 empty] | 5700.4855 | 5700 | 5709.7954 | 5621.921 | 5743.3808 | 5756.9819
6158 | 5700 | 5709.6177 | 5621.747 | 5742.784 | 5756.873 | [8 empty] | 5700.2463 | 5700 | 5709.6177 | 5621.747 | 5742.784 | 5756.873
6159 | 5700 | 5709.3705 | 5621.4979 | 5742.5247 | 5756.8604 | [8 empty] | 5700.2019 | 5700 | 5709.3705 | 5621.4979 | 5742.5247 | 5756.8604
6160 | 5700 | 5709.3501 | 5621.4546 | 5742.0906 | 5756.3777 | [8 empty] | 5700.1021 | 5700 | 5709.3501 | 5621.4546 | 5742.0906 | 5756.3777
6161 | 5700 | 5709.313 | 5620.2008 | 5742.0249 | 5755.9931 | [8 empty] | 5700.0992 | 5700 | 5709.313 | 5620.2008 | 5742.0249 | 5755.9931
6162 | 5699 | 5708.9915 | 5619.9371 | 5741.7305 | 5755.7865 | [8 empty] | 5700.02 | 5699 | 5708.9915 | 5619.9371 | 5741.7305 | 5755.7865
6163 | 5699 | 5708.8805 | 5619.8053 | 5741.7085 | 5755.7375 | [8 empty] | 5700.0136 | 5699 | 5708.8805 | 5619.8053 | 5741.7085 | 5755.7375
6164 | 5699 | 5708.8708 | 5619.6196 | 5741.7019 | 5755.6695 | [8 empty] | 5699.9469 | 5699 | 5708.8708 | 5619.6196 | 5741.7019 | 5755.6695
6165 | 5699 | 5708.4596 | 5619.5908 | 5741.6771 | 5755.3813 | [8 empty] | 5699.8293 | 5699 | 5708.4596 | 5619.5908 | 5741.6771 | 5755.3813
6166 | 5698 | 5708.2788 | 5619.4429 | 5741.6281 | 5755.3142 | [8 empty] | 5699.7392 | 5698 | 5708.2788 | 5619.4429 | 5741.6281 | 5755.3142
6167 | 5698 | 5707.3595 | 5619.4352 | 5741.5526 | 5755.1404 | [8 empty] | 5699.5889 | 5698 | 5707.3595 | 5619.4352 | 5741.5526 | 5755.1404
6168 | 5698 | 5707.3502 | 5618.9052 | 5741.4858 | 5754.9985 | [8 empty] | 5699.521 | 5698 | 5707.3502 | 5618.9052 | 5741.4858 | 5754.9985
6169 | 5697 | 5707.3112 | 5618.8465 | 5740.8587 | 5754.9049 | [8 empty] | 5699.0166 | 5697 | 5707.3112 | 5618.8465 | 5740.8587 | 5754.9049
6170 | 5697 | 5707.2276 | 5618.6153 | 5740.853 | 5754.7282 | [8 empty] | 5698.8567 | 5697 | 5707.2276 | 5618.6153 | 5740.853 | 5754.7282
6171 | 5697 | 5707.1593 | 5618.4408 | 5740.8064 | 5754.5643 | [8 empty] | 5698.8112 | 5697 | 5707.1593 | 5618.4408 | 5740.8064 | 5754.5643
6172 | 5697 | 5707.1254 | 5618.3237 | 5740.7174 | 5754.5533 | [8 empty] | 5698.6632 | 5697 | 5707.1254 | 5618.3237 | 5740.7174 | 5754.5533
6173 | 5697 | 5707.0649 | 5618.1025 | 5740.4771 | 5754.1751 | [8 empty] | 5698.6399 | 5697 | 5707.0649 | 5618.1025 | 5740.4771 | 5754.1751
6174 | 5697 | 5706.6913 | 5618.0575 | 5740.3167 | 5754.0773 | [8 empty] | 5698.5697 | 5697 | 5706.6913 | 5618.0575 | 5740.3167 | 5754.0773
6175 | 5697 | 5706.6766 | 5617.7672 | 5740.247 | 5754.0709 | [8 empty] | 5698.5321 | 5697 | 5706.6766 | 5617.7672 | 5740.247 | 5754.0709
6176 | 5697 | 5706.5915 | 5617.6234 | 5740.1076 | 5753.3747 | [8 empty] | 5698.4006 | 5697 | 5706.5915 | 5617.6234 | 5740.1076 | 5753.3747
6177 | 5696 | 5706.4158 | 5617.5373 | 5740.0478 | 5753.0271 | [8 empty] | 5698.2949 | 5696 | 5706.4158 | 5617.5373 | 5740.0478 | 5753.0271
6178 | 5696 | 5706.4157 | 5616.948 | 5739.7111 | 5752.5576 | [8 empty] | 5698.2682 | 5696 | 5706.4157 | 5616.948 | 5739.7111 | 5752.5576
6179 | 5696 | 5706.2815 | 5616.905 | 5739.6518 | 5752.1489 | [8 empty] | 5698.2246 | 5696 | 5706.2815 | 5616.905 | 5739.6518 | 5752.1489
6180 | 5696 | 5706.1643 | 5616.8858 | 5739.5444 | 5751.9246 | [8 empty] | 5698.0854 | 5696 | 5706.1643 | 5616.8858 | 5739.5444 | 5751.9246
6181 | 5696 | 5706.1 | 5616.548 | 5739.3073 | 5751.9077 | [8 empty] | 5697.6727 | 5696 | 5706.1 | 5616.548 | 5739.3073 | 5751.9077
6182 | 5696 | 5705.6851 | 5616.2335 | 5739.0896 | 5751.8092 | [8 empty] | 5697.3768 | 5696 | 5705.6851 | 5616.2335 | 5739.0896 | 5751.8092
6183 | 5695 | 5705.1965 | 5616.0381 | 5739.0491 | 5751.726 | [8 empty] | 5697.075 | 5695 | 5705.1965 | 5616.0381 | 5739.0491 | 5751.726
6184 | 5695 | 5705.1626 | 5616.013 | 5738.9799 | 5751.4224 | [8 empty] | 5696.885 | 5695 | 5705.1626 | 5616.013 | 5738.9799 | 5751.4224
6185 | 5695 | 5705.1621 | 5615.991 | 5738.9699 | 5751.4085 | [8 empty] | 5696.872 | 5695 | 5705.1621 | 5615.991 | 5738.9699 | 5751.4085
6186 | 5695 | 5705.0208 | 5615.8991 | 5738.8521 | 5751.3351 | [8 empty] | 5696.5988 | 5695 | 5705.0208 | 5615.8991 | 5738.8521 | 5751.3351
6187 | 5695 | 5705.0201 | 5615.7836 | 5738.7257 | 5750.9656 | [8 empty] | 5696.1975 | 5695 | 5705.0201 | 5615.7836 | 5738.7257 | 5750.9656
6188 | 5694 | 5704.8886 | 5615.4747 | 5738.6228 | 5750.9038 | [8 empty] | 5696.1184 | 5694 | 5704.8886 | 5615.4747 | 5738.6228 | 5750.9038
6189 | 5694 | 5704.7689 | 5615.3454 | 5738.1488 | 5750.7704 | [8 empty] | 5695.9744 | 5694 | 5704.7689 | 5615.3454 | 5738.1488 | 5750.7704
6190 | 5694 | 5704.6818 | 5615.0181 | 5738.0482 | 5750.5741 | [8 empty] | 5695.9487 | 5694 | 5704.6818 | 5615.0181 | 5738.0482 | 5750.5741
6191 | 5694 | 5704.221 | 5614.608 | 5737.9134 | 5750.5288 | [8 empty] | 5695.9311 | 5694 | 5704.221 | 5614.608 | 5737.9134 | 5750.5288
6192 | 5694 | 5703.9188 | 5614.5934 | 5736.9797 | 5750.2025 | [8 empty] | 5695.879 | 5694 | 5703.9188 | 5614.5934 | 5736.9797 | 5750.2025
6193 | 5694 | 5703.5118 | 5613.7532 | 5736.8769 | 5749.8134 | [8 empty] | 5695.8746 | 5694 | 5703.5118 | 5613.7532 | 5736.8769 | 5749.8134
6194 | 5694 | 5703.4348 | 5613.5537 | 5736.8095 | 5749.5751 | [8 empty] | 5695.8393 | 5694 | 5703.4348 | 5613.5537 | 5736.8095 | 5749.5751
6195 | 5694 | 5703.4149 | 5613.2427 | 5736.7445 | 5749.4623 | [8 empty] | 5695.8385 | 5694 | 5703.4149 | 5613.2427 | 5736.7445 | 5749.4623
6196 | 5693 | 5703.3015 | 5613.038 | 5736.7371 | 5749.3419 | [8 empty] | 5695.7527 | 5693 | 5703.3015 | 5613.038 | 5736.7371 | 5749.3419
6197 | 5693 | 5703.1566 | 5612.9113 | 5736.6617 | 5749.3322 | [8 empty] | 5695.661 | 5693 | 5703.1566 | 5612.9113 | 5736.6617 | 5749.3322
6198 | 5693 | 5702.8929 | 5612.7543 | 5736.6085 | 5749.0102 | [8 empty] | 5695.5448 | 5693 | 5702.8929 | 5612.7543 | 5736.6085 | 5749.0102
6199 | 5693 | 5702.7803 | 5612.3435 | 5736.582 | 5747.6687 | [8 empty] | 5695.5276 | 5693 | 5702.7803 | 5612.3435 | 5736.582 | 5747.6687
6200 | 5693 | 5702.7796 | 5612.2044 | 5736.5458 | 5746.8227 | [8 empty] | 5695.5016 | 5693 | 5702.7796 | 5612.2044 | 5736.5458 | 5746.8227
6201 | 5693 | 5702.7189 | 5611.8642 | 5736.5209 | 5746.7494 | [8 empty] | 5695.4549 | 5693 | 5702.7189 | 5611.8642 | 5736.5209 | 5746.7494
6202 | 5692 | 5702.6145 | 5611.3901 | 5736.3899 | 5746.507 | [8 empty] | 5695.4014 | 5692 | 5702.6145 | 5611.3901 | 5736.3899 | 5746.507
6203 | 5692 | 5702.3493 | 5611.3689 | 5736.3039 | 5746.4745 | [8 empty] | 5695.3304 | 5692 | 5702.3493 | 5611.3689 | 5736.3039 | 5746.4745
6204 | 5692 | 5702.2295 | 5610.6447 | 5736.1993 | 5746.4307 | [8 empty] | 5694.8739 | 5692 | 5702.2295 | 5610.6447 | 5736.1993 | 5746.4307
6205 | 5692 | 5702.148 | 5610.0819 | 5735.931 | 5746.2393 | [8 empty] | 5694.716 | 5692 | 5702.148 | 5610.0819 | 5735.931 | 5746.2393
6206 | 5692 | 5702.1262 | 5610.0766 | 5735.6024 | 5746.223 | [8 empty] | 5694.3684 | 5692 | 5702.1262 | 5610.0766 | 5735.6024 | 5746.223
6207 | 5692 | 5702.0772 | 5609.9854 | 5735.5958 | 5745.8633 | [8 empty] | 5694.0961 | 5692 | 5702.0772 | 5609.9854 | 5735.5958 | 5745.8633
6208 | 5691 | 5701.5624 | 5609.9065 | 5735.2323 | 5745.6986 | [8 empty] | 5693.9142 | 5691 | 5701.5624 | 5609.9065 | 5735.2323 | 5745.6986
6209 | 5691 | 5701.501 | 5609.873 | 5735.2297 | 5745.6355 | [8 empty] | 5693.8334 | 5691 | 5701.501 | 5609.873 | 5735.2297 | 5745.6355
6210 | 5691 | 5701.2285 | 5609.7327 | 5735.105 | 5745.4657 | [8 empty] | 5693.514 | 5691 | 5701.2285 | 5609.7327 | 5735.105 | 5745.4657
6211 | 5691 | 5701.1567 | 5609.6915 | 5735.0684 | 5745.1622 | [8 empty] | 5693.5009 | 5691 | 5701.1567 | 5609.6915 | 5735.0684 | 5745.1622
6212 | 5691 | 5701.0733 | 5609.6166 | 5734.989 | 5744.9729 | [8 empty] | 5693.4648 | 5691 | 5701.0733 | 5609.6166 | 5734.989 | 5744.9729
6213 | 5691 | 5700.8908 | 5609.5922 | 5734.7671 | 5744.9391 | [8 empty] | 5693.1975 | 5691 | 5700.8908 | 5609.5922 | 5734.7671 | 5744.9391
6214 | 5691 | 5700.8363 | 5609.376 | 5734.1366 | 5744.8708 | [8 empty] | 5692.8588 | 5691 | 5700.8363 | 5609.376 | 5734.1366 | 5744.8708
6215 | 5691 | 5700.7613 | 5609.0242 | 5733.9649 | 5744.576 | [8 empty] | 5692.6568 | 5691 | 5700.7613 | 5609.0242 | 5733.9649 | 5744.576
6216 | 5690 | 5699.9583 | 5608.8097 | 5733.9149 | 5744.508 | [8 empty] | 5692.5135 | 5690 | 5699.9583 | 5608.8097 | 5733.9149 | 5744.508
6217 | 5690 | 5699.6577 | 5608.7312 | 5733.7638 | 5744.4915 | [8 empty] | 5692.447 | 5690 | 5699.6577 | 5608.7312 | 5733.7638 | 5744.4915
6218 | 5690 | 5699.5945 | 5608.3271 | 5733.737 | 5744.3878 | [8 empty] | 5692.2735 | 5690 | 5699.5945 | 5608.3271 | 5733.737 | 5744.3878
6219 | 5689 | 5699.5305 | 5608.3126 | 5733.4868 | 5744.2891 | [8 empty] | 5692.258 | 5689 | 5699.5305 | 5608.3126 | 5733.4868 | 5744.2891
6220 | 5689 | 5699.4798 | 5607.7283 | 5733.2208 | 5744.0466 | [8 empty] | 5692.0955 | 5689 | 5699.4798 | 5607.7283 | 5733.2208 | 5744.0466
6221 | 5689 | 5699.2994 | 5607.6 | 5733.1991 | 5744.0265 | [8 empty] | 5691.875 | 5689 | 5699.2994 | 5607.6 | 5733.1991 | 5744.0265
6222 | 5689 | 5698.7236 | 5607.2164 | 5732.9903 | 5743.9239 | [8 empty] | 5691.6949 | 5689 | 5698.7236 | 5607.2164 | 5732.9903 | 5743.9239
6223 | 5689 | 5698.3712 | 5607.1623 | 5732.904 | 5743.1976 | [8 empty] | 5691.3171 | 5689 | 5698.3712 | 5607.1623 | 5732.904 | 5743.1976
6224 | 5689 | 5697.9801 | 5606.8548 | 5732.7548 | 5742.9692 | [8 empty] | 5691.1892 | 5689 | 5697.9801 | 5606.8548 | 5732.7548 | 5742.9692
6225 | 5689 | 5697.9139 | 5606.844 | 5732.74 | 5742.8812 | [8 empty] | 5690.8263 | 5689 | 5697.9139 | 5606.844 | 5732.74 | 5742.8812
6226 | 5689 | 5697.6442 | 5606.441 | 5732.7068 | 5742.7811 | [8 empty] | 5690.5395 | 5689 | 5697.6442 | 5606.441 | 5732.7068 | 5742.7811
6227 | 5688 | 5697.5688 | 5606.4104 | 5732.3413 | 5742.3461 | [8 empty] | 5690.0862 | 5688 | 5697.5688 | 5606.4104 | 5732.3413 | 5742.3461
6228 | 5688 | 5697.5318 | 5606.3049 | 5732.2434 | 5742.3172 | [8 empty] | 5689.578 | 5688 | 5697.5318 | 5606.3049 | 5732.2434 | 5742.3172
6229 | 5688 | 5697.3025 | 5606.149 | 5731.6434 | 5742.1622 | [8 empty] | 5689.4981 | 5688 | 5697.3025 | 5606.149 | 5731.6434 | 5742.1622
6230 | 5687 | 5696.8445 | 5605.9546 | 5731.2796 | 5742.1356 | [8 empty] | 5689.3546 | 5687 | 5696.8445 | 5605.9546 | 5731.2796 | 5742.1356
6231 | 5687 | 5696.7533 | 5605.9525 | 5731.1246 | 5742.0881 | [8 empty] | 5689.0686 | 5687 | 5696.7533 | 5605.9525 | 5731.1246 | 5742.0881
6232 | 5687 | 5696.585 | 5605.9115 | 5730.8574 | 5742.076 | [8 empty] | 5689.0323 | 5687 | 5696.585 | 5605.9115 | 5730.8574 | 5742.076
6233 | 5686 | 5696.4631 | 5605.7172 | 5730.8089 | 5741.9282 | [8 empty] | 5688.9197 | 5686 | 5696.4631 | 5605.7172 | 5730.8089 | 5741.9282
6234 | 5686 | 5696.4371 | 5605.6888 | 5730.6275 | 5741.6549 | [8 empty] | 5688.7019 | 5686 | 5696.4371 | 5605.6888 | 5730.6275 | 5741.6549
6235 | 5686 | 5696.0164 | 5605.3976 | 5730.5941 | 5741.2291 | [8 empty] | 5688.6019 | 5686 | 5696.0164 | 5605.3976 | 5730.5941 | 5741.2291
6236 | 5686 | 5695.8213 | 5605.3053 | 5730.4094 | 5741.0282 | [8 empty] | 5688.5272 | 5686 | 5695.8213 | 5605.3053 | 5730.4094 | 5741.0282
6237 | 5686 | 5695.5936 | 5605.0232 | 5730.3485 | 5740.93 | [8 empty] | 5688.515 | 5686 | 5695.5936 | 5605.0232 | 5730.3485 | 5740.93
6238 | 5685 | 5695.5571 | 5605.0214 | 5730.0862 | 5740.7931 | [8 empty] | 5688.3538 | 5685 | 5695.5571 | 5605.0214 | 5730.0862 | 5740.7931
6239 | 5685 | 5695.4748 | 5604.9125 | 5729.9261 | 5740.7668 | [8 empty] | 5688.1581 | 5685 | 5695.4748 | 5604.9125 | 5729.9261 | 5740.7668
6240 | 5685 | 5694.8284 | 5604.837 | 5729.9192 | 5740.4076 | [8 empty] | 5688.0175 | 5685 | 5694.8284 | 5604.837 | 5729.9192 | 5740.4076
6241 | 5685 | 5694.5019 | 5604.7188 | 5729.9123 | 5739.9608 | [8 empty] | 5687.9098 | 5685 | 5694.5019 | 5604.7188 | 5729.9123 | 5739.9608
6242 | 5685 | 5694.4418 | 5604.6839 | 5729.7598 | 5739.8876 | [8 empty] | 5687.6646 | 5685 | 5694.4418 | 5604.6839 | 5729.7598 | 5739.8876
6243 | 5685 | 5693.9036 | 5604.657 | 5729.6364 | 5739.5645 | [8 empty] | 5687.562 | 5685 | 5693.9036 | 5604.657 | 5729.6364 | 5739.5645
6244 | 5685 | 5693.8361 | 5604.6522 | 5729.3212 | 5739.4975 | [8 empty] | 5687.4781 | 5685 | 5693.8361 | 5604.6522 | 5729.3212 | 5739.4975
6245 | 5684 | 5693.8317 | 5604.6228 | 5728.5632 | 5739.2809 | [8 empty] | 5687.4751 | 5684 | 5693.8317 | 5604.6228 | 5728.5632 | 5739.2809
6246 | 5684 | 5693.6714 | 5604.5938 | 5728.3762 | 5739.1154 | [8 empty] | 5687.4596 | 5684 | 5693.6714 | 5604.5938 | 5728.3762 | 5739.1154
6247 | 5684 | 5693.425 | 5604.4733 | 5728.1876 | 5738.893 | [8 empty] | 5687.3669 | 5684 | 5693.425 | 5604.4733 | 5728.1876 | 5738.893
6248 | 5684 | 5693.3155 | 5604.4654 | 5727.9484 | 5738.8549 | [8 empty] | 5687.3184 | 5684 | 5693.3155 | 5604.4654 | 5727.9484 | 5738.8549
6249 | 5684 | 5693.2107 | 5604.077 | 5727.9119 | 5738.7151 | [8 empty] | 5687.2294 | 5684 | 5693.2107 | 5604.077 | 5727.9119 | 5738.7151
6250 | 5684 | 5693.1064 | 5604.0192 | 5727.743 | 5738.6989 | [8 empty] | 5686.9124 | 5684 | 5693.1064 | 5604.0192 | 5727.743 | 5738.6989
6251 | 5684 | 5693.0977 | 5604.0159 | 5727.7188 | 5738.5837 | [8 empty] | 5686.7831 | 5684 | 5693.0977 | 5604.0159 | 5727.7188 | 5738.5837
6252 | 5683 | 5692.8903 | 5603.9494 | 5727.0845 | 5738.4713 | [8 empty] | 5686.7599 | 5683 | 5692.8903 | 5603.9494 | 5727.0845 | 5738.4713
6253 | 5683 | 5692.871 | 5603.3704 | 5727.0595 | 5738.398 | [8 empty] | 5686.5916 | 5683 | 5692.871 | 5603.3704 | 5727.0595 | 5738.398
6254 | 5683 | 5692.8418 | 5603.1186 | 5727.0125 | 5738.1312 | [8 empty] | 5686.4659 | 5683 | 5692.8418 | 5603.1186 | 5727.0125 | 5738.1312
6255 | 5683 | 5692.6374 | 5602.7987 | 5726.7961 | 5737.9941 | [8 empty] | 5686.1749 | 5683 | 5692.6374 | 5602.7987 | 5726.7961 | 5737.9941
6256 | 5682 | 5692.4587 | 5602.7452 | 5726.6565 | 5737.6418 | [8 empty] | 5686.1421 | 5682 | 5692.4587 | 5602.7452 | 5726.6565 | 5737.6418
6257 | 5682 | 5692.3993 | 5602.6689 | 5725.9824 | 5737.4196 | [8 empty] | 5686.0531 | 5682 | 5692.3993 | 5602.6689 | 5725.9824 | 5737.4196
6258 | 5682 | 5692.2695 | 5602.3101 | 5725.8269 | 5737.1639 | [8 empty] | 5686.0422 | 5682 | 5692.2695 | 5602.3101 | 5725.8269 | 5737.1639
6259 | 5682 | 5692.1022 | 5602.0458 | 5725.2088 | 5737.0549 | [8 empty] | 5685.9719 | 5682 | 5692.1022 | 5602.0458 | 5725.2088 | 5737.0549
6260 | 5682 | 5692.0918 | 5601.9717 | 5724.9571 | 5736.5804 | [8 empty] | 5685.8458 | 5682 | 5692.0918 | 5601.9717 | 5724.9571 | 5736.5804
6261 | 5681 | 5691.9751 | 5601.5754 | 5724.9231 | 5736.557 | [8 empty] | 5685.7401 | 5681 | 5691.9751 | 5601.5754 | 5724.9231 | 5736.557
6262 | 5681 | 5691.9128 | 5600.8543 | 5724.3504 | 5736.3943 | [8 empty] | 5685.6967 | 5681 | 5691.9128 | 5600.8543 | 5724.3504 | 5736.3943
6263 | 5681 | 5691.7635 | 5600.8464 | 5723.8207 | 5736.2916 | [8 empty] | 5685.1641 | 5681 | 5691.7635 | 5600.8464 | 5723.8207 | 5736.2916
6264 | 5680 | 5691.5602 | 5600.2088 | 5723.7607 | 5735.993 | [8 empty] | 5684.7455 | 5680 | 5691.5602 | 5600.2088 | 5723.7607 | 5735.993
6265 | 5680 | 5691.3929 | 5600.1923 | 5723.4456 | 5735.8662 | [8 empty] | 5684.6609 | 5680 | 5691.3929 | 5600.1923 | 5723.4456 | 5735.8662
6266 | 5680 | 5691.1048 | 5600.0163 | 5723.3849 | 5735.7858 | [8 empty] | 5684.5549 | 5680 | 5691.1048 | 5600.0163 | 5723.3849 | 5735.7858
6267 | 5680 | 5690.9928 | 5599.7215 | 5723.3224 | 5735.7622 | [8 empty] | 5684.1975 | 5680 | 5690.9928 | 5599.7215 | 5723.3224 | 5735.7622
6268 | 5680 | 5690.8444 | 5599.5317 | 5723.2604 | 5735.7079 | [8 empty] | 5684.1511 | 5680 | 5690.8444 | 5599.5317 | 5723.2604 | 5735.7079
6269 | 5679 | 5690.8218 | 5599.4722 | 5723.1568 | 5735.5318 | [8 empty] | 5683.9298 | 5679 | 5690.8218 | 5599.4722 | 5723.1568 | 5735.5318
6270 | 5679 | 5690.6839 | 5599.3651 | 5722.9072 | 5735.458 | [8 empty] | 5683.8224 | 5679 | 5690.6839 | 5599.3651 | 5722.9072 | 5735.458
6271 | 5679 | 5690.5242 | 5599.2219 | 5722.8954 | 5735.4268 | [8 empty] | 5683.8182 | 5679 | 5690.5242 | 5599.2219 | 5722.8954 | 5735.4268
6272 | 5679 | 5690.2278 | 5598.8915 | 5722.6043 | 5735.3186 | [8 empty] | 5683.4726 | 5679 | 5690.2278 | 5598.8915 | 5722.6043 | 5735.3186
6273 | 5678 | 5690.1873 | 5598.4141 | 5722.0325 | 5735.0151 | [8 empty] | 5683.2747 | 5678 | 5690.1873 | 5598.4141 | 5722.0325 | 5735.0151
6274 | 5678 | 5690.0716 | 5598.0887 | 5721.9565 | 5734.8454 | [8 empty] | 5683.2164 | 5678 | 5690.0716 | 5598.0887 | 5721.9565 | 5734.8454
6275 | 5678 | 5689.941 | 5597.8004 | 5721.8843 | 5734.7473 | [8 empty] | 5683.0526 | 5678 | 5689.941 | 5597.8004 | 5721.8843 | 5734.7473
6276 | 5678 | 5689.6775 | 5597.7798 | 5721.7928 | 5734.6061 | [8 empty] | 5682.7682 | 5678 | 5689.6775 | 5597.7798 | 5721.7928 | 5734.6061
6277 | 5678 | 5689.4909 | 5597.6655 | 5721.4919 | 5734.605 | [8 empty] | 5682.1367 | 5678 | 5689.4909 | 5597.6655 | 5721.4919 | 5734.605
6278 | 5678 | 5689.278 | 5597.4083 | 5721.094 | 5734.5661 | [8 empty] | 5681.9662 | 5678 | 5689.278 | 5597.4083 | 5721.094 | 5734.5661
6279 | 5678 | 5689.0626 | 5597.0703 | 5720.9997 | 5734.3982 | [8 empty] | 5681.8278 | 5678 | 5689.0626 | 5597.0703 | 5720.9997 | 5734.3982
6280 | 5677 | 5689.0196 | 5596.8982 | 5720.9703 | 5734.3094 | [8 empty] | 5681.6467 | 5677 | 5689.0196 | 5596.8982 | 5720.9703 | 5734.3094
6281 | 5677 | 5688.575 | 5596.4645 | 5720.453 | 5733.9802 | [8 empty] | 5681.6402 | 5677 | 5688.575 | 5596.4645 | 5720.453 | 5733.9802
6282 | 5677 | 5688.5431 | 5596.3666 | 5720.0222 | 5733.7902 | [8 empty] | 5681.2444 | 5677 | 5688.5431 | 5596.3666 | 5720.0222 | 5733.7902
6283 | 5677 | 5688.5088 | 5596.2637 | 5719.7954 | 5733.3499 | [8 empty] | 5681.1124 | 5677 | 5688.5088 | 5596.2637 | 5719.7954 | 5733.3499
6284 | 5677 | 5688.4266 | 5596.1919 | 5719.7917 | 5733.2786 | [8 empty] | 5680.9949 | 5677 | 5688.4266 | 5596.1919 | 5719.7917 | 5733.2786
6285 | 5677 | 5688.2654 | 5595.7352 | 5719.263 | 5732.8082 | [8 empty] | 5680.8877 | 5677 | 5688.2654 | 5595.7352 | 5719.263 | 5732.8082
6286 | 5677 | 5688.1304 | 5595.7215 | 5719.1057 | 5732.8015 | [8 empty] | 5680.7523 | 5677 | 5688.1304 | 5595.7215 | 5719.1057 | 5732.8015
6287 | 5677 | 5687.9795 | 5595.5917 | 5719.0229 | 5732.495 | [8 empty] | 5680.1373 | 5677 | 5687.9795 | 5595.5917 | 5719.0229 | 5732.495
6288 | 5676 | 5687.9401 | 5595.4391 | 5718.9379 | 5732.4126 | [8 empty] | 5680.0664 | 5676 | 5687.9401 | 5595.4391 | 5718.9379 | 5732.4126
6289 | 5676 | 5687.7177 | 5594.8409 | 5718.7561 | 5732.3644 | [8 empty] | 5679.91 | 5676 | 5687.7177 | 5594.8409 | 5718.7561 | 5732.3644
6290 | 5676 | 5687.6782 | 5594.8407 | 5718.5665 | 5732.2251 | [8 empty] | 5679.8286 | 5676 | 5687.6782 | 5594.8407 | 5718.5665 | 5732.2251
6291 | 5676 | 5687.5171 | 5594.7683 | 5718.3539 | 5732.1136 | [8 empty] | 5679.7935 | 5676 | 5687.5171 | 5594.7683 | 5718.3539 | 5732.1136
6292 | 5676 | 5686.9131 | 5594.7594 | 5718.3286 | 5731.4577 | [8 empty] | 5679.7836 | 5676 | 5686.9131 | 5594.7594 | 5718.3286 | 5731.4577
6293 | 5676 | 5686.3008 | 5594.7434 | 5718.238 | 5731.4573 | [8 empty] | 5679.7123 | 5676 | 5686.3008 | 5594.7434 | 5718.238 | 5731.4573
6294 | 5675 | 5686.2614 | 5594.6408 | 5718.1799 | 5731.3182 | [8 empty] | 5679.6935 | 5675 | 5686.2614 | 5594.6408 | 5718.1799 | 5731.3182
6295 | 5675 | 5686.1832 | 5594.4699 | 5718.1327 | 5731.1642 | [8 empty] | 5679.5985 | 5675 | 5686.1832 | 5594.4699 | 5718.1327 | 5731.1642
6296 | 5675 | 5685.8874 | 5594.2531 | 5717.7271 | 5730.9615 | [8 empty] | 5679.5951 | 5675 | 5685.8874 | 5594.2531 | 5717.7271 | 5730.9615
6297 | 5675 | 5685.6855 | 5594.005 | 5717.6165 | 5730.5808 | [8 empty] | 5679.5733 | 5675 | 5685.6855 | 5594.005 | 5717.6165 | 5730.5808
6298 | 5674 | 5685.6019 | 5593.9859 | 5717.6039 | 5730.4278 | [8 empty] | 5679.5593 | 5674 | 5685.6019 | 5593.9859 | 5717.6039 | 5730.4278
6299 | 5674 | 5685.4834 | 5593.7358 | 5717.544 | 5730.1332 | [8 empty] | 5679.4017 | 5674 | 5685.4834 | 5593.7358 | 5717.544 | 5730.1332
6300 | 5673 | 5685.3182 | 5593.6899 | 5717.5184 | 5729.8147 | [8 empty] | 5679.2145 | 5673 | 5685.3182 | 5593.6899 | 5717.5184 | 5729.8147
6301 | 5673 | 5684.9445 | 5593.6899 | 5717.4931 | 5729.6628 | [8 empty] | 5678.9264 | 5673 | 5684.9445 | 5593.6899 | 5717.4931 | 5729.6628
6302 | 5673 | 5684.9245 | 5593.5802 | 5717.112 | 5729.6525 | [8 empty] | 5678.7396 | 5673 | 5684.9245 | 5593.5802 | 5717.112 | 5729.6525
6303 | 5673 | 5684.7282 | 5593.4676 | 5717.0977 | 5729.6517 | [8 empty] | 5678.7217 | 5673 | 5684.7282 | 5593.4676 | 5717.0977 | 5729.6517
6304 | 5673 | 5684.5559 | 5593.3242 | 5717.0517 | 5729.5983 | [8 empty] | 5678.7066 | 5673 | 5684.5559 | 5593.3242 | 5717.0517 | 5729.5983
6305 | 5673 | 5684.503 | 5593.2696 | 5716.8222 | 5729.4982 | [8 empty] | 5678.6463 | 5673 | 5684.503 | 5593.2696 | 5716.8222 | 5729.4982
6306 | 5673 | 5684.1466 | 5593.071 | 5716.7671 | 5729.0555 | [8 empty] | 5678.3056 | 5673 | 5684.1466 | 5593.071 | 5716.7671 | 5729.0555
6307 | 5673 | 5683.7288 | 5592.966 | 5716.3026 | 5728.8559 | [8 empty] | 5678.3006 | 5673 | 5683.7288 | 5592.966 | 5716.3026 | 5728.8559
6308 | 5672 | 5682.9703 | 5592.7369 | 5716.0308 | 5728.2866 | [8 empty] | 5677.9693 | 5672 | 5682.9703 | 5592.7369 | 5716.0308 | 5728.2866
6309 | 5672 | 5682.8339 | 5592.5008 | 5715.8686 | 5728.1659 | [8 empty] | 5677.9043 | 5672 | 5682.8339 | 5592.5008 | 5715.8686 | 5728.1659
6310 | 5671 | 5682.7806 | 5592.3242 | 5715.5372 | 5727.8751 | [8 empty] | 5677.8441 | 5671 | 5682.7806 | 5592.3242 | 5715.5372 | 5727.8751
6311 | 5671 | 5682.6817 | 5591.9895 | 5715.1876 | 5727.823 | [8 empty] | 5677.7963 | 5671 | 5682.6817 | 5591.9895 | 5715.1876 | 5727.823
6312 | 5671 | 5682.6712 | 5591.1641 | 5715.0258 | 5727.565 | [8 empty] | 5677.6548 | 5671 | 5682.6712 | 5591.1641 | 5715.0258 | 5727.565
6313 | 5671 | 5682.6023 | 5591.138 | 5714.795 | 5727.5345 | [8 empty] | 5677.5337 | 5671 | 5682.6023 | 5591.138 | 5714.795 | 5727.5345
6314 | 5671 | 5682.4517 | 5591.1033 | 5714.6789 | 5727.4226 | [8 empty] | 5677.4055 | 5671 | 5682.4517 | 5591.1033 | 5714.6789 | 5727.4226
6315 | 5671 | 5682.1266 | 5591.0896 | 5714.5814 | 5727.2281 | [8 empty] | 5677.2503 | 5671 | 5682.1266 | 5591.0896 | 5714.5814 | 5727.2281
6316 | 5671 | 5681.8247 | 5591.0558 | 5714.0617 | 5726.9916 | [8 empty] | 5676.5386 | 5671 | 5681.8247 | 5591.0558 | 5714.0617 | 5726.9916
6317 | 5670 | 5681.7305 | 5591.0348 | 5714.0337 | 5726.9204 | [8 empty] | 5676.087 | 5670 | 5681.7305 | 5591.0348 | 5714.0337 | 5726.9204
6318 | 5670 | 5681.7278 | 5590.9993 | 5713.9659 | 5726.8658 | [8 empty] | 5676.0626 | 5670 | 5681.7278 | 5590.9993 | 5713.9659 | 5726.8658
6319 | 5670 | 5681.623 | 5590.6225 | 5713.595 | 5726.7138 | [8 empty] | 5675.9464 | 5670 | 5681.623 | 5590.6225 | 5713.595 | 5726.7138
6320 | 5669 | 5681.3607 | 5590.5851 | 5713.2487 | 5726.6512 | [8 empty] | 5675.6702 | 5669 | 5681.3607 | 5590.5851 | 5713.2487 | 5726.6512
6321 | 5669 | 5681.301 | 5590.4848 | 5712.952 | 5726.6174 | [8 empty] | 5675.5799 | 5669 | 5681.301 | 5590.4848 | 5712.952 | 5726.6174
6322 | 5669 | 5681.0915 | 5590.2604 | 5712.7277 | 5726.2516 | [8 empty] | 5675.4445 | 5669 | 5681.0915 | 5590.2604 | 5712.7277 | 5726.2516
6323 | 5669 | 5681.0838 | 5590.0484 | 5712.6803 | 5725.8551 | [8 empty] | 5675.2871 | 5669 | 5681.0838 | 5590.0484 | 5712.6803 | 5725.8551
6324 | 5669 | 5680.9623 | 5589.9195 | 5712.4193 | 5725.5659 | [8 empty] | 5675.1778 | 5669 | 5680.9623 | 5589.9195 | 5712.4193 | 5725.5659
6325 | 5669 | 5680.5345 | 5589.4925 | 5712.2803 | 5725.5084 | [8 empty] | 5674.9496 | 5669 | 5680.5345 | 5589.4925 | 5712.2803 | 5725.5084
6326 | 5668 | 5680.2437 | 5589.0803 | 5712.2518 | 5725.3987 | [8 empty] | 5674.8955 | 5668 | 5680.2437 | 5589.0803 | 5712.2518 | 5725.3987
6327 | 5668 | 5679.9859 | 5588.9485 | 5712.2283 | 5724.6771 | [8 empty] | 5674.8141 | 5668 | 5679.9859 | 5588.9485 | 5712.2283 | 5724.6771
6328 | 5668 | 5679.5837 | 5588.7825 | 5712.0256 | 5724.3079 | [8 empty] | 5674.6486 | 5668 | 5679.5837 | 5588.7825 | 5712.0256 | 5724.3079
6329 | 5668 | 5679.4281 | 5588.6302 | 5711.9705 | 5723.6634 | [8 empty] | 5674.5113 | 5668 | 5679.4281 | 5588.6302 | 5711.9705 | 5723.6634
6330 | 5667 | 5679.1889 | 5588.2718 | 5711.8935 | 5723.3385 | [8 empty] | 5674.4363 | 5667 | 5679.1889 | 5588.2718 | 5711.8935 | 5723.3385
6331 | 5667 | 5679.1784 | 5588.267 | 5711.5963 | 5723.2607 | [8 empty] | 5674.1238 | 5667 | 5679.1784 | 5588.267 | 5711.5963 | 5723.2607
6332 | 5667 | 5679.0525 | 5588.0408 | 5711.5958 | 5723.171 | [8 empty] | 5673.8456 | 5667 | 5679.0525 | 5588.0408 | 5711.5958 | 5723.171
6333 | 5667 | 5678.9422 | 5588.0365 | 5711.4161 | 5722.9807 | [8 empty] | 5673.7956 | 5667 | 5678.9422 | 5588.0365 | 5711.4161 | 5722.9807
6334 | 5667 | 5678.8029 | 5588.0296 | 5711.0052 | 5722.8717 | [8 empty] | 5673.4271 | 5667 | 5678.8029 | 5588.0296 | 5711.0052 | 5722.8717
6335 | 5667 | 5678.7225 | 5587.937 | 5710.7528 | 5722.4891 | [8 empty] | 5673.1857 | 5667 | 5678.7225 | 5587.937 | 5710.7528 | 5722.4891
6336 | 5666 | 5678.554 | 5587.3142 | 5710.6637 | 5722.4036 | [8 empty] | 5673.126 | 5666 | 5678.554 | 5587.3142 | 5710.6637 | 5722.4036
6337 | 5666 | 5678.3052 | 5587.1685 | 5710.2331 | 5722.395 | [8 empty] | 5673.0707 | 5666 | 5678.3052 | 5587.1685 | 5710.2331 | 5722.395
6338 | 5666 | 5678.2389 | 5587.1404 | 5710.1868 | 5721.4606 | [8 empty] | 5672.8617 | 5666 | 5678.2389 | 5587.1404 | 5710.1868 | 5721.4606
6339 | 5666 | 5677.7634 | 5587.1213 | 5709.9892 | 5721.1748 | [8 empty] | 5672.8432 | 5666 | 5677.7634 | 5587.1213 | 5709.9892 | 5721.1748
6340 | 5666 | 5677.739 | 5586.8155 | 5709.9528 | 5721.0719 | [8 empty] | 5672.7554 | 5666 | 5677.739 | 5586.8155 | 5709.9528 | 5721.0719
6341 | 5666 | 5677.0794 | 5586.6069 | 5709.5568 | 5720.7719 | [8 empty] | 5672.3586 | 5666 | 5677.0794 | 5586.6069 | 5709.5568 | 5720.7719
6342 | 5666 | 5676.9974 | 5586.2679 | 5709.2604 | 5720.7163 | [8 empty] | 5671.7231 | 5666 | 5676.9974 | 5586.2679 | 5709.2604 | 5720.7163
6343 | 5666 | 5676.9801 | 5586.2472 | 5709.1964 | 5720.3084 | [8 empty] | 5671.5207 | 5666 | 5676.9801 | 5586.2472 | 5709.1964 | 5720.3084
6344 | 5666 | 5676.8525 | 5586.0453 | 5708.8129 | 5720.2594 | [8 empty] | 5670.9837 | 5666 | 5676.8525 | 5586.0453 | 5708.8129 | 5720.2594
6345 | 5666 | 5676.7608 | 5585.8815 | 5708.636 | 5719.9099 | [8 empty] | 5670.7132 | 5666 | 5676.7608 | 5585.8815 | 5708.636 | 5719.9099
6346 | 5665 | 5676.7308 | 5585.7311 | 5708.3264 | 5719.7852 | [8 empty] | 5670.6717 | 5665 | 5676.7308 | 5585.7311 | 5708.3264 | 5719.7852
6347 | 5665 | 5676.6859 | 5585.7257 | 5708.3004 | 5719.5466 | [8 empty] | 5670.5444 | 5665 | 5676.6859 | 5585.7257 | 5708.3004 | 5719.5466
6348 | 5665 | 5676.5131 | 5585.7228 | 5708.0331 | 5718.8343 | [8 empty] | 5670.3918 | 5665 | 5676.5131 | 5585.7228 | 5708.0331 | 5718.8343
6349 | 5665 | 5676.2665 | 5585.6821 | 5707.8834 | 5718.8333 | [8 empty] | 5670.2248 | 5665 | 5676.2665 | 5585.6821 | 5707.8834 | 5718.8333
6350 | 5665 | 5676.1439 | 5585.6354 | 5707.7461 | 5718.641 | [8 empty] | 5669.9868 | 5665 | 5676.1439 | 5585.6354 | 5707.7461 | 5718.641
6351 | 5665 | 5676.1207 | 5585.6107 | 5707.5037 | 5718.0859 | [8 empty] | 5669.9662 | 5665 | 5676.1207 | 5585.6107 | 5707.5037 | 5718.0859
6352 | 5665 | 5676.0212 | 5585.5744 | 5707.4918 | 5718.0792 | [8 empty] | 5669.8409 | 5665 | 5676.0212 | 5585.5744 | 5707.4918 | 5718.0792
6353 | 5664 | 5675.802 | 5585.2541 | 5707.2662 | 5718.0741 | [8 empty] | 5669.6892 | 5664 | 5675.802 | 5585.2541 | 5707.2662 | 5718.0741
6354 | 5664 | 5675.6423 | 5584.4636 | 5707.2013 | 5718.0058 | [8 empty] | 5669.6131 | 5664 | 5675.6423 | 5584.4636 | 5707.2013 | 5718.0058
6355 | 5664 | 5675.4689 | 5584.451 | 5707.1545 | 5718.0008 | [8 empty] | 5669.5596 | 5664 | 5675.4689 | 5584.451 | 5707.1545 | 5718.0008
6356 | 5664 | 5675.2643 | 5584.3035 | 5706.8881 | 5717.7472 | [8 empty] | 5669.4759 | 5664 | 5675.2643 | 5584.3035 | 5706.8881 | 5717.7472
6357 | 5663 | 5675.0318 | 5583.9923 | 5706.713 | 5717.403 | [8 empty] | 5669.4092 | 5663 | 5675.0318 | 5583.9923 | 5706.713 | 5717.403
6358 | 5663 | 5674.8506 | 5583.2706 | 5706.6629 | 5717.2638 | [8 empty] | 5669.3086 | 5663 | 5674.8506 | 5583.2706 | 5706.6629 | 5717.2638
6359 | 5663 | 5674.2624 | 5583.0138 | 5706.6483 | 5717.2386 | [8 empty] | 5669.2171 | 5663 | 5674.2624 | 5583.0138 | 5706.6483 | 5717.2386
6360 | 5663 | 5674.044 | 5582.7735 | 5706.4553 | 5717.1985 | [8 empty] | 5669.1594 | 5663 | 5674.044 | 5582.7735 | 5706.4553 | 5717.1985
6361 | 5663 | 5674.0216 | 5582.7052 | 5706.3889 | 5717.1306 | [8 empty] | 5669.1588 | 5663 | 5674.0216 | 5582.7052 | 5706.3889 | 5717.1306
6362 | 5663 | 5673.8212 | 5582.5465 | 5706.3586 | 5717.0738 | [8 empty] | 5669.0758 | 5663 | 5673.8212 | 5582.5465 | 5706.3586 | 5717.0738
6363 | 5663 | 5673.6981 | 5582.5152 | 5706.1872 | 5716.9179 | [8 empty] | 5669.0021 | 5663 | 5673.6981 | 5582.5152 | 5706.1872 | 5716.9179
6364 | 5663 | 5673.5718 | 5582.4878 | 5706.0718 | 5716.9091 | [8 empty] | 5668.8954 | 5663 | 5673.5718 | 5582.4878 | 5706.0718 | 5716.9091
6365 | 5663 | 5673.0716 | 5582.4149 | 5705.882 | 5716.8028 | [8 empty] | 5668.2949 | 5663 | 5673.0716 | 5582.4149 | 5705.882 | 5716.8028
6366 | 5662 | 5673.0109 | 5582.363 | 5705.8436 | 5716.5574 | [8 empty] | 5668.2204 | 5662 | 5673.0109 | 5582.363 | 5705.8436 | 5716.5574
6367 | 5662 | 5672.728 | 5582.0291 | 5705.7556 | 5716.4249 | [8 empty] | 5668.0155 | 5662 | 5672.728 | 5582.0291 | 5705.7556 | 5716.4249
6368 | 5662 | 5672.6119 | 5581.9619 | 5705.6141 | 5716.2453 | [8 empty] | 5667.9999 | 5662 | 5672.6119 | 5581.9619 | 5705.6141 | 5716.2453
6369 | 5662 | 5672.3421 | 5581.8766 | 5705.3851 | 5715.7235 | [8 empty] | 5667.5722 | 5662 | 5672.3421 | 5581.8766 | 5705.3851 | 5715.7235
6370 | 5662 | 5671.8435 | 5581.8569 | 5705.2887 | 5715.6263 | [8 empty] | 5667.4352 | 5662 | 5671.8435 | 5581.8569 | 5705.2887 | 5715.6263
6371 | 5661 | 5671.6551 | 5581.7729 | 5705.2079 | 5715.4557 | [8 empty] | 5667.3407 | 5661 | 5671.6551 | 5581.7729 | 5705.2079 | 5715.4557
6372 | 5661 | 5671.6279 | 5581.7145 | 5704.8808 | 5715.3986 | [8 empty] | 5667.3302 | 5661 | 5671.6279 | 5581.7145 | 5704.8808 | 5715.3986
6373 | 5661 | 5671.2473 | 5581.3478 | 5704.601 | 5714.8101 | [8 empty] | 5667.2191 | 5661 | 5671.2473 | 5581.3478 | 5704.601 | 5714.8101
6374 | 5660 | 5670.9844 | 5581.2461 | 5704.4927 | 5714.618 | [8 empty] | 5667.1106 | 5660 | 5670.9844 | 5581.2461 | 5704.4927 | 5714.618
6375 | 5660 | 5670.9355 | 5581.1283 | 5704.4053 | 5714.5184 | [8 empty] | 5666.9813 | 5660 | 5670.9355 | 5581.1283 | 5704.4053 | 5714.5184
6376 | 5660 | 5670.7819 | 5580.9148 | 5704.2709 | 5714.4535 | [8 empty] | 5666.843 | 5660 | 5670.7819 | 5580.9148 | 5704.2709 | 5714.4535
6377 | 5660 | 5670.559 | 5580.6017 | 5704.2665 | 5714.1275 | [8 empty] | 5666.6984 | 5660 | 5670.559 | 5580.6017 | 5704.2665 | 5714.1275
6378 | 5660 | 5670.5068 | 5580.3657 | 5704.2194 | 5713.9368 | [8 empty] | 5666.6377 | 5660 | 5670.5068 | 5580.3657 | 5704.2194 | 5713.9368
6379 | 5660 | 5670.4578 | 5580.061 | 5704.1209 | 5713.827 | [8 empty] | 5666.5955 | 5660 | 5670.4578 | 5580.061 | 5704.1209 | 5713.827
6380 | 5660 | 5670.412 | 5579.0905 | 5704.0298 | 5713.5983 | [8 empty] | 5666.5318 | 5660 | 5670.412 | 5579.0905 | 5704.0298 | 5713.5983
6381 | 5659 | 5670.248 | 5578.6717 | 5703.9883 | 5713.3788 | [8 empty] | 5666.4957 | 5659 | 5670.248 | 5578.6717 | 5703.9883 | 5713.3788
6382 | 5659 | 5670.1189 | 5578.3671 | 5703.9366 | 5713.1121 | [8 empty] | 5666.4837 | 5659 | 5670.1189 | 5578.3671 | 5703.9366 | 5713.1121
6383 | 5659 | 5669.937 | 5577.9607 | 5703.9314 | 5712.8496 | [8 empty] | 5666.3395 | 5659 | 5669.937 | 5577.9607 | 5703.9314 | 5712.8496
6384 | 5659 | 5669.9311 | 5577.9335 | 5703.4172 | 5712.6722 | [8 empty] | 5666.0815 | 5659 | 5669.9311 | 5577.9335 | 5703.4172 | 5712.6722
6385 | 5659 | 5669.7583 | 5577.8143 | 5703.1793 | 5712.2928 | [8 empty] | 5665.8478 | 5659 | 5669.7583 | 5577.8143 | 5703.1793 | 5712.2928
6386 | 5659 | 5669.6168 | 5577.5518 | 5703.1487 | 5712.2454 | [8 empty] | 5665.8423 | 5659 | 5669.6168 | 5577.5518 | 5703.1487 | 5712.2454
6387 | 5659 | 5669.5715 | 5577.4501 | 5703.0088 | 5711.9933 | [8 empty] | 5665.6049 | 5659 | 5669.5715 | 5577.4501 | 5703.0088 | 5711.9933
6388 | 5659 | 5669.516 | 5577.2018 | 5702.8709 | 5711.8806 | [8 empty] | 5665.5196 | 5659 | 5669.516 | 5577.2018 | 5702.8709 | 5711.8806
6389 | 5658 | 5669.4714 | 5577.1495 | 5702.8409 | 5711.7723 | [8 empty] | 5665.2417 | 5658 | 5669.4714 | 5577.1495 | 5702.8409 | 5711.7723
6390 | 5658 | 5669.4512 | 5576.9931 | 5702.7511 | 5711.6435 | [8 empty] | 5665.2021 | 5658 | 5669.4512 | 5576.9931 | 5702.7511 | 5711.6435
6391 | 5658 | 5669.293 | 5576.7862 | 5702.6154 | 5711.5733 | [8 empty] | 5665.131 | 5658 | 5669.293 | 5576.7862 | 5702.6154 | 5711.5733
6392 | 5658 | 5669.0694 | 5576.7331 | 5702.285 | 5711.4468 | [8 empty] | 5665.0279 | 5658 | 5669.0694 | 5576.7331 | 5702.285 | 5711.4468
6393 | 5658 | 5668.9556 | 5576.5408 | 5702.1661 | 5711.3259 | [8 empty] | 5664.9437 | 5658 | 5668.9556 | 5576.5408 | 5702.1661 | 5711.3259
6394 | 5658 | 5668.8537 | 5576.3675 | 5701.955 | 5711.2891 | [8 empty] | 5664.9391 | 5658 | 5668.8537 | 5576.3675 | 5701.955 | 5711.2891
6395 | 5658 | 5668.7655 | 5576.3047 | 5701.9175 | 5711.1309 | [8 empty] | 5664.9039 | 5658 | 5668.7655 | 5576.3047 | 5701.9175 | 5711.1309
6396 | 5657 | 5668.6799 | 5576.1189 | 5701.8809 | 5711.1028 | [8 empty] | 5664.6968 | 5657 | 5668.6799 | 5576.1189 | 5701.8809 | 5711.1028
6397 | 5657 | 5668.5669 | 5576.0507 | 5701.0645 | 5710.9582 | [8 empty] | 5664.5424 | 5657 | 5668.5669 | 5576.0507 | 5701.0645 | 5710.9582
6398 | 5657 | 5668.3737 | 5575.9931 | 5701.0277 | 5710.8868 | [8 empty] | 5664.2684 | 5657 | 5668.3737 | 5575.9931 | 5701.0277 | 5710.8868
6399 | 5657 | 5668.3715 | 5575.7407 | 5700.8669 | 5710.8443 | [8 empty] | 5664.1605 | 5657 | 5668.3715 | 5575.7407 | 5700.8669 | 5710.8443
6400 | 5657 | 5667.9238 | 5575.6753 | 5700.8252 | 5710.6275 | [8 empty] | 5663.8767 | 5657 | 5667.9238 | 5575.6753 | 5700.8252 | 5710.6275
6401 | 5656 | 5667.7769 | 5575.6288 | 5700.8172 | 5710.5901 | [8 empty] | 5663.3841 | 5656 | 5667.7769 | 5575.6288 | 5700.8172 | 5710.5901
6402 | 5656 | 5667.6918 | 5575.4027 | 5700.8162 | 5710.5422 | [8 empty] | 5663.3577 | 5656 | 5667.6918 | 5575.4027 | 5700.8162 | 5710.5422
6403 | 5656 | 5667.4892 | 5575.3323 | 5700.796 | 5710.4605 | [8 empty] | 5663.1215 | 5656 | 5667.4892 | 5575.3323 | 5700.796 | 5710.4605
6404 | 5656 | 5667.4214 | 5574.7839 | 5700.7153 | 5710.1793 | [8 empty] | 5662.8678 | 5656 | 5667.4214 | 5574.7839 | 5700.7153 | 5710.1793
6405 | 5656 | 5667.1355 | 5574.3625 | 5700.4921 | 5710.0016 | [8 empty] | 5662.8418 | 5656 | 5667.1355 | 5574.3625 | 5700.4921 | 5710.0016
6406 | 5656 | 5667.0242 | 5574.3217 | 5700.3048 | 5709.7847 | [8 empty] | 5662.1499 | 5656 | 5667.0242 | 5574.3217 | 5700.3048 | 5709.7847
6407 | 5656 | 5666.8965 | 5574.233 | 5700.1576 | 5709.5705 | [8 empty] | 5661.9526 | 5656 | 5666.8965 | 5574.233 | 5700.1576 | 5709.5705
6408 | 5656 | 5666.8257 | 5573.5789 | 5700.0493 | 5709.5366 | [8 empty] | 5661.6486 | 5656 | 5666.8257 | 5573.5789 | 5700.0493 | 5709.5366
6409 | 5656 | 5666.8168 | 5573.5512 | 5699.861 | 5709.4975 | [8 empty] | 5661.4937 | 5656 | 5666.8168 | 5573.5512 | 5699.861 | 5709.4975
6410 | 5656 | 5666.6 | 5573.4836 | 5699.5594 | 5708.9221 | [8 empty] | 5661.4648 | 5656 | 5666.6 | 5573.4836 | 5699.5594 | 5708.9221
6411 | 5655 | 5666.57 | 5573.0785 | 5699.4175 | 5708.2803 | [8 empty] | 5661.4234 | 5655 | 5666.57 | 5573.0785 | 5699.4175 | 5708.2803
6412 | 5655 | 5666.2304 | 5573.0559 | 5698.6335 | 5708.2535 | [8 empty] | 5661.3126 | 5655 | 5666.2304 | 5573.0559 | 5698.6335 | 5708.2535
6413 | 5655 | 5666.1261 | 5572.7901 | 5698.5827 | 5708.1287 | [8 empty] | 5660.8822 | 5655 | 5666.1261 | 5572.7901 | 5698.5827 | 5708.1287
6414 | 5654 | 5665.8444 | 5572.5797 | 5698.535 | 5708.0876 | [8 empty] | 5660.4508 | 5654 | 5665.8444 | 5572.5797 | 5698.535 | 5708.0876
6415 | 5653 | 5665.7978 | 5572.3339 | 5698.3994 | 5707.8677 | [8 empty] | 5660.1219 | 5653 | 5665.7978 | 5572.3339 | 5698.3994 | 5707.8677
6416 | 5653 | 5665.764 | 5572.2377 | 5698.2508 | 5707.7863 | [8 empty] | 5659.9121 | 5653 | 5665.764 | 5572.2377 | 5698.2508 | 5707.7863
6417 | 5653 | 5665.7371 | 5572.1115 | 5697.9472 | 5707.7652 | [8 empty] | 5659.7745 | 5653 | 5665.7371 | 5572.1115 | 5697.9472 | 5707.7652
6418 | 5653 | 5665.3249 | 5572.0574 | 5697.7945 | 5707.6894 | [8 empty] | 5659.7486 | 5653 | 5665.3249 | 5572.0574 | 5697.7945 | 5707.6894
6419 | 5653 | 5665.3062 | 5571.9611 | 5697.674 | 5707.4457 | [8 empty] | 5659.5228 | 5653 | 5665.3062 | 5571.9611 | 5697.674 | 5707.4457
6420 | 5653 | 5665.1639 | 5571.8756 | 5697.6614 | 5707.4106 | [8 empty] | 5659.4142 | 5653 | 5665.1639 | 5571.8756 | 5697.6614 | 5707.4106
6421 | 5653 | 5664.7507 | 5571.8258 | 5697.608 | 5707.1731 | [8 empty] | 5659.2283 | 5653 | 5664.7507 | 5571.8258 | 5697.608 | 5707.1731
6422 | 5653 | 5664.4708 | 5571.487 | 5697.4824 | 5706.7934 | [8 empty] | 5658.9615 | 5653 | 5664.4708 | 5571.487 | 5697.4824 | 5706.7934
6423 | 5653 | 5664.1883 | 5571.1433 | 5697.4239 | 5706.6928 | [8 empty] | 5658.9393 | 5653 | 5664.1883 | 5571.1433 | 5697.4239 | 5706.6928
6424 | 5653 | 5664.1201 | 5570.9445 | 5697.4106 | 5706.1736 | [8 empty] | 5658.8081 | 5653 | 5664.1201 | 5570.9445 | 5697.4106 | 5706.1736
6425 | 5653 | 5664.1 | 5570.8552 | 5697.2605 | 5705.7412 | [8 empty] | 5658.7537 | 5653 | 5664.1 | 5570.8552 | 5697.2605 | 5705.7412
6426 | 5653 | 5663.5633 | 5570.8073 | 5697.2321 | 5705.5366 | [8 empty] | 5658.6513 | 5653 | 5663.5633 | 5570.8073 | 5697.2321 | 5705.5366
6427 | 5652 | 5663.4014 | 5570.7847 | 5696.9325 | 5705.1282 | [8 empty] | 5658.617 | 5652 | 5663.4014 | 5570.7847 | 5696.9325 | 5705.1282
6428 | 5652 | 5663.3875 | 5570.6661 | 5696.8408 | 5704.9617 | [8 empty] | 5658.5729 | 5652 | 5663.3875 | 5570.6661 | 5696.8408 | 5704.9617
6429 | 5652 | 5663.0695 | 5570.4406 | 5695.6445 | 5704.9598 | [8 empty] | 5658.4109 | 5652 | 5663.0695 | 5570.4406 | 5695.6445 | 5704.9598
6430 | 5652 | 5663.056 | 5570.229 | 5695.6223 | 5704.8854 | [8 empty] | 5658.0171 | 5652 | 5663.056 | 5570.229 | 5695.6223 | 5704.8854
6431 | 5652 | 5662.8589 | 5569.7499 | 5695.0456 | 5704.8791 | [8 empty] | 5657.7401 | 5652 | 5662.8589 | 5569.7499 | 5695.0456 | 5704.8791
6432 | 5652 | 5662.5271 | 5569.6035 | 5694.4444 | 5704.7163 | [8 empty] | 5657.6447 | 5652 | 5662.5271 | 5569.6035 | 5694.4444 | 5704.7163
6433 | 5652 | 5662.4285 | 5569.5288 | 5694.4076 | 5704.5759 | [8 empty] | 5657.5833 | 5652 | 5662.4285 | 5569.5288 | 5694.4076 | 5704.5759
6434 | 5651 | 5661.9673 | 5569.505 | 5694.2926 | 5704.4263 | [8 empty] | 5657.5366 | 5651 | 5661.9673 | 5569.505 | 5694.2926 | 5704.4263
6435 | 5651 | 5661.6974 | 5569.3681 | 5694.1123 | 5704.3704 | [8 empty] | 5657.4387 | 5651 | 5661.6974 | 5569.3681 | 5694.1123 | 5704.3704
6436 | 5651 | 5661.5531 | 5569.19 | 5693.9565 | 5704.2471 | [8 empty] | 5657.0867 | 5651 | 5661.5531 | 5569.19 | 5693.9565 | 5704.2471
6437 | 5651 | 5661.1085 | 5568.7243 | 5693.8354 | 5704.2352 | [8 empty] | 5656.9187 | 5651 | 5661.1085 | 5568.7243 | 5693.8354 | 5704.2352
6438 | 5651 | 5661.0985 | 5568.5568 | 5693.7476 | 5704.2099 | [8 empty] | 5656.8555 | 5651 | 5661.0985 | 5568.5568 | 5693.7476 | 5704.2099
6439 | 5651 | 5661.0073 | 5568.5161 | 5693.6639 | 5704.0375 | [8 empty] | 5656.8053 | 5651 | 5661.0073 | 5568.5161 | 5693.6639 | 5704.0375
6440 | 5651 | 5660.9806 | 5568.354 | 5693.6175 | 5703.8254 | [8 empty] | 5656.7782 | 5651 | 5660.9806 | 5568.354 | 5693.6175 | 5703.8254
6441 | 5651 | 5660.7664 | 5568.3455 | 5693.5622 | 5703.7569 | [8 empty] | 5656.3605 | 5651 | 5660.7664 | 5568.3455 | 5693.5622 | 5703.7569
6442 | 5651 | 5660.7648 | 5568.0561 | 5693.4509 | 5703.6459 | [8 empty] | 5656.242 | 5651 | 5660.7648 | 5568.0561 | 5693.4509 | 5703.6459
6443 | 5651 | 5660.611 | 5567.0134 | 5693.0382 | 5703.4603 | [8 empty] | 5656.0478 | 5651 | 5660.611 | 5567.0134 | 5693.0382 | 5703.4603
6444 | 5650 | 5660.3558 | 5566.8392 | 5692.9728 | 5703.1443 | [8 empty] | 5655.9303 | 5650 | 5660.3558 | 5566.8392 | 5692.9728 | 5703.1443
6445 | 5650 | 5660.3312 | 5566.6812 | 5692.9638 | 5703.1352 | [8 empty] | 5655.8922 | 5650 | 5660.3312 | 5566.6812 | 5692.9638 | 5703.1352
6446 | 5650 | 5660.1795 | 5566.5031 | 5692.8458 | 5703.0115 | [8 empty] | 5655.5972 | 5650 | 5660.1795 | 5566.5031 | 5692.8458 | 5703.0115
6447 | 5650 | 5660.0519 | 5566.3737 | 5692.8003 | 5702.76 | [8 empty] | 5654.9843 | 5650 | 5660.0519 | 5566.3737 | 5692.8003 | 5702.76
6448 | 5649 | 5659.3923 | 5566.1309 | 5692.6061 | 5702.6239 | [8 empty] | 5654.9041 | 5649 | 5659.3923 | 5566.1309 | 5692.6061 | 5702.6239
6449 | 5649 | 5659.2688 | 5565.9823 | 5692.5923 | 5702.1709 | [8 empty] | 5654.7725 | 5649 | 5659.2688 | 5565.9823 | 5692.5923 | 5702.1709
6450 | 5649 | 5658.9498 | 5565.7053 | 5692.3598 | 5702.0971 | [8 empty] | 5654.4471 | 5649 | 5658.9498 | 5565.7053 | 5692.3598 | 5702.0971
6451 | 5649 | 5658.8469 | 5565.6338 | 5692.2555 | 5702.0548 | [8 empty] | 5654.2659 | 5649 | 5658.8469 | 5565.6338 | 5692.2555 | 5702.0548
6452 | 5648 | 5658.6869 | 5565.5822 | 5692.0685 | 5702.0057 | [8 empty] | 5654.264 | 5648 | 5658.6869 | 5565.5822 | 5692.0685 | 5702.0057
6453 | 5648 | 5658.176 | 5565.3956 | 5692.0268 | 5701.9214 | [8 empty] | 5654.2608 | 5648 | 5658.176 | 5565.3956 | 5692.0268 | 5701.9214
6454 | 5648 | 5657.9627 | 5565.3085 | 5691.8953 | 5701.8723 | [8 empty] | 5653.2305 | 5648 | 5657.9627 | 5565.3085 | 5691.8953 | 5701.8723
6455 | 5648 | 5657.8573 | 5565.1586 | 5691.6293 | 5701.8454 | [8 empty] | 5653.0927 | 5648 | 5657.8573 | 5565.1586 | 5691.6293 | 5701.8454
6456 | 5648 | 5657.6859 | 5564.3303 | 5691.5638 | 5701.8017 | [8 empty] | 5652.9406 | 5648 | 5657.6859 | 5564.3303 | 5691.5638 | 5701.8017
6457 | 5648 | 5657.2166 | 5564.3161 | 5691.5533 | 5701.376 | [8 empty] | 5652.7884 | 5648 | 5657.2166 | 5564.3161 | 5691.5533 | 5701.376
6458 | 5648 | 5657.2001 | 5564.2533 | 5691.4656 | 5700.9891 | [8 empty] | 5652.68 | 5648 | 5657.2001 | 5564.2533 | 5691.4656 | 5700.9891
6459 | 5648 | 5657.0928 | 5564.1886 | 5690.8724 | 5700.8141 | [8 empty] | 5652.58 | 5648 | 5657.0928 | 5564.1886 | 5690.8724 | 5700.8141
6460 | 5648 | 5656.7813 | 5564.1654 | 5690.652 | 5700.7475 | [8 empty] | 5652.4214 | 5648 | 5656.7813 | 5564.1654 | 5690.652 | 5700.7475
6461 | 5648 | 5656.6466 | 5564.0708 | 5690.511 | 5700.276 | [8 empty] | 5652.2475 | 5648 | 5656.6466 | 5564.0708 | 5690.511 | 5700.276
6462 | 5647 | 5656.6031 | 5563.8888 | 5690.5038 | 5699.861 | [8 empty] | 5651.9069 | 5647 | 5656.6031 | 5563.8888 | 5690.5038 | 5699.861
6463 | 5647 | 5656.4208 | 5563.8486 | 5690.1852 | 5699.7366 | [8 empty] | 5651.844 | 5647 | 5656.4208 | 5563.8486 | 5690.1852 | 5699.7366
6464 | 5647 | 5656.1339 | 5563.5103 | 5690.1184 | 5699.6997 | [8 empty] | 5651.7196 | 5647 | 5656.1339 | 5563.5103 | 5690.1184 | 5699.6997
6465 | 5647 | 5656.0911 | 5563.4851 | 5690.1087 | 5699.6756 | [8 empty] | 5651.4646 | 5647 | 5656.0911 | 5563.4851 | 5690.1087 | 5699.6756
6466 | 5647 | 5656.0304 | 5563.3413 | 5689.648 | 5699.4705 | [8 empty] | 5651.3638 | 5647 | 5656.0304 | 5563.3413 | 5689.648 | 5699.4705
6467 | 5647 | 5655.9076 | 5563.3411 | 5689.5126 | 5699.2551 | [8 empty] | 5651.225 | 5647 | 5655.9076 | 5563.3411 | 5689.5126 | 5699.2551
6468 | 5647 | 5655.9046 | 5563.3335 | 5689.3683 | 5699.0042 | [8 empty] | 5651.2102 | 5647 | 5655.9046 | 5563.3335 | 5689.3683 | 5699.0042
6469 | 5647 | 5655.6984 | 5563.0542 | 5689.1687 | 5698.9088 | [8 empty] | 5650.7427 | 5647 | 5655.6984 | 5563.0542 | 5689.1687 | 5698.9088
6470 | 5647 | 5655.4708 | 5562.4944 | 5689.116 | 5698.752 | [8 empty] | 5650.4586 | 5647 | 5655.4708 | 5562.4944 | 5689.116 | 5698.752
6471 | 5646 | 5655.2945 | 5562.4489 | 5689.0643 | 5698.6938 | [8 empty] | 5650.3942 | 5646 | 5655.2945 | 5562.4489 | 5689.0643 | 5698.6938
6472 | 5646 | 5655.1707 | 5562.3706 | 5689.0128 | 5698.6776 | [8 empty] | 5650.3406 | 5646 | 5655.1707 | 5562.3706 | 5689.0128 | 5698.6776
6473 | 5646 | 5654.6169 | 5562.3519 | 5688.4352 | 5698.4958 | [8 empty] | 5650.0857 | 5646 | 5654.6169 | 5562.3519 | 5688.4352 | 5698.4958
6474 | 5646 | 5654.1975 | 5562.337 | 5688.4327 | 5698.4943 | [8 empty] | 5649.8409 | 5646 | 5654.1975 | 5562.337 | 5688.4327 | 5698.4943
6475 | 5646 | 5654.1645 | 5562.323 | 5688.38 | 5698.424 | [8 empty] | 5649.628 | 5646 | 5654.1645 | 5562.323 | 5688.38 | 5698.424
6476 | 5646 | 5654.0002 | 5562.3004 | 5688.1732 | 5698.3008 | [8 empty] | 5649.3331 | 5646 | 5654.0002 | 5562.3004 | 5688.1732 | 5698.3008
6477 | 5645 | 5653.8935 | 5562.249 | 5687.9744 | 5698.1578 | [8 empty] | 5649.2768 | 5645 | 5653.8935 | 5562.249 | 5687.9744 | 5698.1578
6478 | 5645 | 5653.8267 | 5561.8682 | 5687.4623 | 5698.0483 | [8 empty] | 5649.1037 | 5645 | 5653.8267 | 5561.8682 | 5687.4623 | 5698.0483
6479 | 5645 | 5653.4806 | 5561.5058 | 5687.3656 | 5697.7866 | [8 empty] | 5648.844 | 5645 | 5653.4806 | 5561.5058 | 5687.3656 | 5697.7866
6480 | 5645 | 5653.4793 | 5561.4237 | 5686.9925 | 5697.4513 | [8 empty] | 5648.8092 | 5645 | 5653.4793 | 5561.4237 | 5686.9925 | 5697.4513
6481 | 5645 | 5653.4304 | 5561.2713 | 5686.7638 | 5697.2793 | [8 empty] | 5648.6933 | 5645 | 5653.4304 | 5561.2713 | 5686.7638 | 5697.2793
6482 | 5644 | 5653.1441 | 5561.1394 | 5686.6179 | 5697.209 | [8 empty] | 5648.6798 | 5644 | 5653.1441 | 5561.1394 | 5686.6179 | 5697.209
6483 | 5644 | 5652.9147 | 5561.0982 | 5686.6105 | 5697.0395 | [8 empty] | 5648.3302 | 5644 | 5652.9147 | 5561.0982 | 5686.6105 | 5697.0395
6484 | 5644 | 5652.8226 | 5561.0137 | 5686.3923 | 5696.943 | [8 empty] | 5648.2116 | 5644 | 5652.8226 | 5561.0137 | 5686.3923 | 5696.943
6485 | 5644 | 5652.7577 | 5560.7079 | 5686.1381 | 5696.7565 | [8 empty] | 5647.1898 | 5644 | 5652.7577 | 5560.7079 | 5686.1381 | 5696.7565
6486 | 5643 | 5652.5365 | 5560.6077 | 5685.9924 | 5696.6805 | [8 empty] | 5647.1205 | 5643 | 5652.5365 | 5560.6077 | 5685.9924 | 5696.6805
6487 | 5643 | 5652.428 | 5560.5653 | 5685.9591 | 5696.4701 | [8 empty] | 5647.0845 | 5643 | 5652.428 | 5560.5653 | 5685.9591 | 5696.4701
6488 | 5643 | 5652.2715 | 5559.9921 | 5685.8521 | 5696.1065 | [8 empty] | 5646.9925 | 5643 | 5652.2715 | 5559.9921 | 5685.8521 | 5696.1065
6489 | 5642 | 5652.2564 | 5559.0798 | 5685.6837 | 5696.054 | [8 empty] | 5646.7179 | 5642 | 5652.2564 | 5559.0798 | 5685.6837 | 5696.054
6490 | 5642 | 5652.1817 | 5558.4928 | 5685.6788 | 5695.9802 | [8 empty] | 5646.3324 | 5642 | 5652.1817 | 5558.4928 | 5685.6788 | 5695.9802
6491 | 5642 | 5652.1005 | 5558.3087 | 5685.6227 | 5695.8413 | [8 empty] | 5646.2647 | 5642 | 5652.1005 | 5558.3087 | 5685.6227 | 5695.8413
6492 | 5642 | 5651.8213 | 5558.1238 | 5685.4644 | 5695.5825 | [8 empty] | 5646.168 | 5642 | 5651.8213 | 5558.1238 | 5685.4644 | 5695.5825
6493 | 5642 | 5651.7815 | 5557.9343 | 5685.4294 | 5695.4666 | [8 empty] | 5646.0311 | 5642 | 5651.7815 | 5557.9343 | 5685.4294 | 5695.4666
6494 | 5642 | 5651.6391 | 5557.549 | 5685.4234 | 5695.2906 | [8 empty] | 5645.8846 | 5642 | 5651.6391 | 5557.549 | 5685.4234 | 5695.2906
6495 | 5641 | 5651.579 | 5557.4473 | 5684.9584 | 5694.7601 | [8 empty] | 5645.8084 | 5641 | 5651.579 | 5557.4473 | 5684.9584 | 5694.7601
6496 | 5641 | 5651.4828 | 5557.333 | 5684.6318 | 5694.6036 | [8 empty] | 5645.6827 | 5641 | 5651.4828 | 5557.333 | 5684.6318 | 5694.6036
6497 | 5641 | 5651.344 | 5556.9337 | 5684.4994 | 5694.3953 | [8 empty] | 5645.5254 | 5641 | 5651.344 | 5556.9337 | 5684.4994 | 5694.3953
6498 | 5641 | 5651.3125 | 5556.9245 | 5684.0635 | 5694.3373 | [8 empty] | 5645.4852 | 5641 | 5651.3125 | 5556.9245 | 5684.0635 | 5694.3373
6499 | 5641 | 5651.1619 | 5556.6835 | 5684.042 | 5693.9393 | [8 empty] | 5645.45 | 5641 | 5651.1619 | 5556.6835 | 5684.042 | 5693.9393
6500 | 5641 | 5651.1399 | 5556.5878 | 5683.1896 | 5693.508 | [8 empty] | 5645.3409 | 5641 | 5651.1399 | 5556.5878 | 5683.1896 | 5693.508
6501 | 5641 | 5651.0382 | 5556.461 | 5682.7291 | 5693.2334 | [8 empty] | 5645.164 | 5641 | 5651.0382 | 5556.461 | 5682.7291 | 5693.2334
6502 | 5641 | 5650.996 | 5556.4216 | 5682.6217 | 5692.5937 | [8 empty] | 5645.0957 | 5641 | 5650.996 | 5556.4216 | 5682.6217 | 5692.5937
6503 | 5640 | 5650.8942 | 5556.0775 | 5682.3443 | 5692.5298 | [8 empty] | 5644.7253 | 5640 | 5650.8942 | 5556.0775 | 5682.3443 | 5692.5298
6504 | 5640 | 5650.8729 | 5555.8624 | 5682.3282 | 5692.181 | [8 empty] | 5644.5905 | 5640 | 5650.8729 | 5555.8624 | 5682.3282 | 5692.181
6505 | 5640 | 5650.7749 | 5555.7613 | 5682.1942 | 5691.786 | [8 empty] | 5644.5319 | 5640 | 5650.7749 | 5555.7613 | 5682.1942 | 5691.786
6506 | 5640 | 5650.3503 | 5555.7451 | 5681.7786 | 5691.5112 | [8 empty] | 5644.4971 | 5640 | 5650.3503 | 5555.7451 | 5681.7786 | 5691.5112
6507 | 5640 | 5650.2447 | 5555.5501 | 5681.6945 | 5691.2208 | [8 empty] | 5644.0336 | 5640 | 5650.2447 | 5555.5501 | 5681.6945 | 5691.2208
6508 | 5640 | 5650.2094 | 5555.5417 | 5681.626 | 5691.0888 | [8 empty] | 5643.7786 | 5640 | 5650.2094 | 5555.5417 | 5681.626 | 5691.0888
6509 | 5640 | 5649.4186 | 5555.4823 | 5681.5566 | 5690.9554 | [8 empty] | 5643.2884 | 5640 | 5649.4186 | 5555.4823 | 5681.5566 | 5690.9554
6510 | 5640 | 5649.4142 | 5554.733 | 5680.969 | 5690.9423 | [8 empty] | 5643.1986 | 5640 | 5649.4142 | 5554.733 | 5680.969 | 5690.9423
6511 | 5640 | 5649.2423 | 5554.3894 | 5680.4889 | 5690.9266 | [8 empty] | 5643.1732 | 5640 | 5649.2423 | 5554.3894 | 5680.4889 | 5690.9266
6512 | 5640 | 5649.1161 | 5554.1455 | 5680.0637 | 5690.8494 | [8 empty] | 5643.0867 | 5640 | 5649.1161 | 5554.1455 | 5680.0637 | 5690.8494
6513 | 5640 | 5648.8747 | 5553.7714 | 5680.044 | 5690.8263 | [8 empty] | 5642.8319 | 5640 | 5648.8747 | 5553.7714 | 5680.044 | 5690.8263
6514 | 5639 | 5648.82 | 5553.7561 | 5679.8936 | 5690.5963 | [8 empty] | 5642.4399 | 5639 | 5648.82 | 5553.7561 | 5679.8936 | 5690.5963
6515 | 5639 | 5648.6743 | 5553.6031 | 5679.7822 | 5690.5291 | [8 empty] | 5642.3438 | 5639 | 5648.6743 | 5553.6031 | 5679.7822 | 5690.5291
6516 | 5639 | 5648.6739 | 5553.311 | 5679.5191 | 5690.2164 | [8 empty] | 5641.9274 | 5639 | 5648.6739 | 5553.311 | 5679.5191 | 5690.2164
6517 | 5639 | 5648.602 | 5553.3027 | 5679.4474 | 5689.9342 | [8 empty] | 5641.3978 | 5639 | 5648.602 | 5553.3027 | 5679.4474 | 5689.9342
6518 | 5639 | 5648.4152 | 5553.1586 | 5679.0774 | 5689.4871 | [8 empty] | 5641.265 | 5639 | 5648.4152 | 5553.1586 | 5679.0774 | 5689.4871
6519 | 5638 | 5648.402 | 5552.6135 | 5678.6582 | 5689.2336 | [8 empty] | 5641.2465 | 5638 | 5648.402 | 5552.6135 | 5678.6582 | 5689.2336
6520 | 5638 | 5647.9506 | 5552.5683 | 5678.6255 | 5689.0428 | [8 empty] | 5641.0525 | 5638 | 5647.9506 | 5552.5683 | 5678.6255 | 5689.0428
6521 | 5638 | 5647.8903 | 5552.4985 | 5678.5221 | 5689.0259 | [8 empty] | 5640.9685 | 5638 | 5647.8903 | 5552.4985 | 5678.5221 | 5689.0259
6522 | 5638 | 5647.8148 | 5552.4265 | 5678.257 | 5688.9949 | [8 empty] | 5640.9344 | 5638 | 5647.8148 | 5552.4265 | 5678.257 | 5688.9949
6523 | 5638 | 5647.7151 | 5552.2531 | 5677.9539 | 5688.8347 | [8 empty] | 5640.8479 | 5638 | 5647.7151 | 5552.2531 | 5677.9539 | 5688.8347
6524 | 5638 | 5647.544 | 5552.0818 | 5677.9388 | 5688.8067 | [8 empty] | 5640.7535 | 5638 | 5647.544 | 5552.0818 | 5677.9388 | 5688.8067
6525 | 5638 | 5647.3456 | 5551.7121 | 5677.7644 | 5688.4218 | [8 empty] | 5640.6258 | 5638 | 5647.3456 | 5551.7121 | 5677.7644 | 5688.4218
6526 | 5638 | 5647.3447 | 5551.6274 | 5677.6257 | 5688.4084 | [8 empty] | 5640.3578 | 5638 | 5647.3447 | 5551.6274 | 5677.6257 | 5688.4084
6527 | 5637 | 5647.1073 | 5551.6171 | 5677.4819 | 5688.3519 | [8 empty] | 5640.3053 | 5637 | 5647.1073 | 5551.6171 | 5677.4819 | 5688.3519
6528 | 5637 | 5646.786 | 5551.4945 | 5677.2726 | 5688.3477 | [8 empty] | 5640.2705 | 5637 | 5646.786 | 5551.4945 | 5677.2726 | 5688.3477
6529 | 5637 | 5646.5744 | 5551.309 | 5677.231 | 5688.0787 | [8 empty] | 5639.9169 | 5637 | 5646.5744 | 5551.309 | 5677.231 | 5688.0787
6530 | 5637 | 5646.5169 | 5551.164 | 5677.1898 | 5688.0172 | [8 empty] | 5639.9125 | 5637 | 5646.5169 | 5551.164 | 5677.1898 | 5688.0172
6531 | 5637 | 5646.2941 | 5550.4012 | 5677.1559 | 5687.9712 | [8 empty] | 5639.9125 | 5637 | 5646.2941 | 5550.4012 | 5677.1559 | 5687.9712
6532 | 5636 | 5646.1376 | 5550.2897 | 5676.865 | 5687.9618 | [8 empty] | 5639.4804 | 5636 | 5646.1376 | 5550.2897 | 5676.865 | 5687.9618
6533 | 5636 | 5645.9702 | 5550.279 | 5676.5899 | 5687.9565 | [8 empty] | 5639.4732 | 5636 | 5645.9702 | 5550.279 | 5676.5899 | 5687.9565
6534 | 5636 | 5645.63 | 5549.9631 | 5676.4877 | 5687.7016 | [8 empty] | 5639.19 | 5636 | 5645.63 | 5549.9631 | 5676.4877 | 5687.7016
6535 | 5636 | 5645.6054 | 5549.682 | 5676.4858 | 5687.6098 | [8 empty] | 5638.903 | 5636 | 5645.6054 | 5549.682 | 5676.4858 | 5687.6098
6536 | 5636 | 5645.4961 | 5549.4955 | 5676.2504 | 5687.1901 | [8 empty] | 5638.6641 | 5636 | 5645.4961 | 5549.4955 | 5676.2504 | 5687.1901
6537 | 5636 | 5645.4648 | 5549.4616 | 5676.1374 | 5687.1719 | [8 empty] | 5638.4834 | 5636 | 5645.4648 | 5549.4616 | 5676.1374 | 5687.1719
6538 | 5636 | 5645.2138 | 5549.4231 | 5675.7583 | 5687.0901 | [8 empty] | 5637.893 | 5636 | 5645.2138 | 5549.4231 | 5675.7583 | 5687.0901
6539 | 5636 | 5645.1664 | 5549.4063 | 5675.3581 | 5686.8966 | [8 empty] | 5637.7214 | 5636 | 5645.1664 | 5549.4063 | 5675.3581 | 5686.8966
6540 | 5636 | 5645.0714 | 5549.3597 | 5675.3321 | 5686.8017 | [8 empty] | 5637.5533 | 5636 | 5645.0714 | 5549.3597 | 5675.3321 | 5686.8017
6541 | 5636 | 5645.0177 | 5549.2508 | 5675.0701 | 5686.6244 | [8 empty] | 5637.3715 | 5636 | 5645.0177 | 5549.2508 | 5675.0701 | 5686.6244
6542 | 5635 | 5644.9841 | 5549.0634 | 5674.8635 | 5686.533 | [8 empty] | 5637.2635 | 5635 | 5644.9841 | 5549.0634 | 5674.8635 | 5686.533
6543 | 5635 | 5644.5972 | 5548.5138 | 5674.7387 | 5686.3131 | [8 empty] | 5636.9365 | 5635 | 5644.5972 | 5548.5138 | 5674.7387 | 5686.3131
6544 | 5635 | 5644.5015 | 5548.3989 | 5674.2066 | 5686.2408 | [8 empty] | 5636.8526 | 5635 | 5644.5015 | 5548.3989 | 5674.2066 | 5686.2408
6545 | 5635 | 5644.3352 | 5548.3953 | 5673.5227 | 5686.2349 | [8 empty] | 5636.1288 | 5635 | 5644.3352 | 5548.3953 | 5673.5227 | 5686.2349
6546 | 5635 | 5644.2673 | 5547.9234 | 5673.3845 | 5685.8766 | [8 empty] | 5635.8271 | 5635 | 5644.2673 | 5547.9234 | 5673.3845 | 5685.8766
6547 | 5635 | 5644.1633 | 5547.4287 | 5672.7926 | 5685.7544 | [8 empty] | 5635.6058 | 5635 | 5644.1633 | 5547.4287 | 5672.7926 | 5685.7544
6548 | 5635 | 5643.8109 | 5547.0267 | 5672.7618 | 5685.0545 | [8 empty] | 5635.5944 | 5635 | 5643.8109 | 5547.0267 | 5672.7618 | 5685.0545
6549 | 5634 | 5643.6584 | 5546.9487 | 5672.5438 | 5684.9065 | [8 empty] | 5635.4077 | 5634 | 5643.6584 | 5546.9487 | 5672.5438 | 5684.9065
6550 | 5634 | 5643.4531 | 5546.857 | 5672.5297 | 5684.3644 | [8 empty] | 5635.3501 | 5634 | 5643.4531 | 5546.857 | 5672.5297 | 5684.3644
6551 | 5634 | 5643.3551 | 5546.8512 | 5672.3308 | 5683.5168 | [8 empty] | 5635.1958 | 5634 | 5643.3551 | 5546.8512 | 5672.3308 | 5683.5168
6552 | 5634 | 5643.2499 | 5546.6361 | 5672.0638 | 5683.2729 | [8 empty] | 5635.1505 | 5634 | 5643.2499 | 5546.6361 | 5672.0638 | 5683.2729
6553 | 5634 | 5643.1778 | 5546.4922 | 5671.9482 | 5683.2648 | [8 empty] | 5635.1292 | 5634 | 5643.1778 | 5546.4922 | 5671.9482 | 5683.2648
6554 | 5634 | 5642.857 | 5546.242 | 5671.8305 | 5683.1802 | [8 empty] | 5635.0219 | 5634 | 5642.857 | 5546.242 | 5671.8305 | 5683.1802
6555 | 5633 | 5642.1038 | 5545.9017 | 5671.7804 | 5682.7332 | [8 empty] | 5634.7992 | 5633 | 5642.1038 | 5545.9017 | 5671.7804 | 5682.7332
6556 | 5633 | 5642.0175 | 5545.8443 | 5671.755 | 5682.6543 | [8 empty] | 5634.5293 | 5633 | 5642.0175 | 5545.8443 | 5671.755 | 5682.6543
6557 | 5632 | 5641.9621 | 5545.8387 | 5671.5548 | 5682.6508 | [8 empty] | 5634.2146 | 5632 | 5641.9621 | 5545.8387 | 5671.5548 | 5682.6508
6558 | 5632 | 5641.7613 | 5545.3002 | 5671.5226 | 5682.3638 | [8 empty] | 5634.1828 | 5632 | 5641.7613 | 5545.3002 | 5671.5226 | 5682.3638
6559 | 5632 | 5641.6841 | 5545.1816 | 5671.475 | 5681.9965 | [8 empty] | 5634.0335 | 5632 | 5641.6841 | 5545.1816 | 5671.475 | 5681.9965
6560 | 5632 | 5641.6662 | 5545.1604 | 5671.416 | 5681.9567 | [8 empty] | 5633.9146 | 5632 | 5641.6662 | 5545.1604 | 5671.416 | 5681.9567
6561 | 5632 | 5641.5164 | 5544.8662 | 5671.3802 | 5681.9001 | [8 empty] | 5633.8277 | 5632 | 5641.5164 | 5544.8662 | 5671.3802 | 5681.9001
6562 | 5632 | 5641.3727 | 5544.631 | 5671.3446 | 5681.78 | [8 empty] | 5633.7954 | 5632 | 5641.3727 | 5544.631 | 5671.3446 | 5681.78
6563 | 5632 | 5641.0393 | 5544.2231 | 5671.1189 | 5681.6694 | [8 empty] | 5633.6059 | 5632 | 5641.0393 | 5544.2231 | 5671.1189 | 5681.6694
6564 | 5631 | 5641.0087 | 5543.3348 | 5671.1092 | 5681.5852 | [8 empty] | 5633.5116 | 5631 | 5641.0087 | 5543.3348 | 5671.1092 | 5681.5852
6565 | 5631 | 5640.8878 | 5543.3087 | 5671.0809 | 5681.5165 | [8 empty] | 5633.3684 | 5631 | 5640.8878 | 5543.3087 | 5671.0809 | 5681.5165
6566 | 5631 | 5640.8015 | 5543.2482 | 5670.8516 | 5680.9716 | [8 empty] | 5632.7278 | 5631 | 5640.8015 | 5543.2482 | 5670.8516 | 5680.9716
6567 | 5631 | 5640.7432 | 5543.0925 | 5670.6821 | 5680.7909 | [8 empty] | 5632.6992 | 5631 | 5640.7432 | 5543.0925 | 5670.6821 | 5680.7909
6568 | 5631 | 5640.7198 | 5542.9115 | 5670.6375 | 5680.2903 | [8 empty] | 5632.5671 | 5631 | 5640.7198 | 5542.9115 | 5670.6375 | 5680.2903
6569 | 5631 | 5640.2062 | 5542.204 | 5670.4853 | 5680.1869 | [8 empty] | 5632.3885 | 5631 | 5640.2062 | 5542.204 | 5670.4853 | 5680.1869
6570 | 5631 | 5640.1899 | 5542.1756 | 5670.2075 | 5680.1116 | [8 empty] | 5632.2677 | 5631 | 5640.1899 | 5542.1756 | 5670.2075 | 5680.1116
6571 | 5631 | 5640.1898 | 5541.9783 | 5670.1945 | 5680.0484 | [8 empty] | 5632.2139 | 5631 | 5640.1898 | 5541.9783 | 5670.1945 | 5680.0484
6572 | 5631 | 5640.1882 | 5541.8655 | 5670.1254 | 5679.4752 | [8 empty] | 5632.1097 | 5631 | 5640.1882 | 5541.8655 | 5670.1254 | 5679.4752
6573 | 5631 | 5639.9736 | 5541.801 | 5670.0597 | 5678.7389 | [8 empty] | 5632.0937 | 5631 | 5639.9736 | 5541.801 | 5670.0597 | 5678.7389
6574 | 5631 | 5639.9137 | 5541.7838 | 5669.9369 | 5678.5113 | [8 empty] | 5632.0681 | 5631 | 5639.9137 | 5541.7838 | 5669.9369 | 5678.5113
6575 | 5630 | 5639.9026 | 5541.4455 | 5669.7771 | 5678.4161 | [8 empty] | 5631.9065 | 5630 | 5639.9026 | 5541.4455 | 5669.7771 | 5678.4161
6576 | 5630 | 5639.8822 | 5541.4234 | 5669.6472 | 5678.3596 | [8 empty] | 5631.8999 | 5630 | 5639.8822 | 5541.4234 | 5669.6472 | 5678.3596
6577 | 5630 | 5639.8536 | 5541.4066 | 5669.5151 | 5677.7838 | [8 empty] | 5631.8682 | 5630 | 5639.8536 | 5541.4066 | 5669.5151 | 5677.7838
6578 | 5630 | 5639.6572 | 5541.281 | 5669.4002 | 5677.7125 | [8 empty] | 5631.679 | 5630 | 5639.6572 | 5541.281 | 5669.4002 | 5677.7125
6579 | 5630 | 5639.5254 | 5540.6968 | 5669.2649 | 5677.6907 | [8 empty] | 5630.9118 | 5630 | 5639.5254 | 5540.6968 | 5669.2649 | 5677.6907
6580 | 5630 | 5639.4374 | 5540.6636 | 5669.2334 | 5677.5859 | [8 empty] | 5630.8274 | 5630 | 5639.4374 | 5540.6636 | 5669.2334 | 5677.5859
6581 | 5629 | 5639.3197 | 5540.6167 | 5669.1807 | 5677.3536 | [8 empty] | 5630.8113 | 5629 | 5639.3197 | 5540.6167 | 5669.1807 | 5677.3536
6582 | 5629 | 5639.3041 | 5540.2857 | 5668.8055 | 5677.2367 | [8 empty] | 5630.6468 | 5629 | 5639.3041 | 5540.2857 | 5668.8055 | 5677.2367
6583 | 5629 | 5639.1133 | 5540.0935 | 5668.7687 | 5677.0879 | [8 empty] | 5630.4873 | 5629 | 5639.1133 | 5540.0935 | 5668.7687 | 5677.0879
6584 | 5629 | 5638.8176 | 5539.8807 | 5668.6956 | 5676.8716 | [8 empty] | 5630.0317 | 5629 | 5638.8176 | 5539.8807 | 5668.6956 | 5676.8716
6585 | 5629 | 5638.5388 | 5539.8801 | 5668.6435 | 5676.813 | [8 empty] | 5629.8833 | 5629 | 5638.5388 | 5539.8801 | 5668.6435 | 5676.813
6586 | 5629 | 5638.5068 | 5539.8538 | 5668.4138 | 5676.5679 | [8 empty] | 5629.6329 | 5629 | 5638.5068 | 5539.8538 | 5668.4138 | 5676.5679
6587 | 5629 | 5638.4403 | 5539.8399 | 5668.3142 | 5676.4244 | [8 empty] | 5629.139 | 5629 | 5638.4403 | 5539.8399 | 5668.3142 | 5676.4244
6588 | 5628 | 5638.3127 | 5539.7495 | 5668.2582 | 5675.9291 | [8 empty] | 5629.0873 | 5628 | 5638.3127 | 5539.7495 | 5668.2582 | 5675.9291
6589 | 5628 | 5638.3001 | 5539.6292 | 5668.2374 | 5675.9018 | [8 empty] | 5628.9607 | 5628 | 5638.3001 | 5539.6292 | 5668.2374 | 5675.9018
6590 | 5628 | 5638.2607 | 5539.5835 | 5668.0928 | 5675.8404 | [8 empty] | 5628.916 | 5628 | 5638.2607 | 5539.5835 | 5668.0928 | 5675.8404
6591 | 5628 | 5638.1985 | 5539.5318 | 5668.0642 | 5675.7932 | [8 empty] | 5628.7956 | 5628 | 5638.1985 | 5539.5318 | 5668.0642 | 5675.7932
6592 | 5628 | 5637.8736 | 5539.5131 | 5667.697 | 5675.6186 | [8 empty] | 5628.6173 | 5628 | 5637.8736 | 5539.5131 | 5667.697 | 5675.6186
6593 | 5627 | 5637.7849 | 5539.2386 | 5667.424 | 5675.5345 | [8 empty] | 5628.4813 | 5627 | 5637.7849 | 5539.2386 | 5667.424 | 5675.5345
6594 | 5627 | 5637.6857 | 5539.023 | 5667.1985 | 5675.4735 | [8 empty] | 5628.0896 | 5627 | 5637.6857 | 5539.023 | 5667.1985 | 5675.4735
6595 | 5627 | 5637.4521 | 5539.0227 | 5666.87 | 5675.3885 | [8 empty] | 5627.9397 | 5627 | 5637.4521 | 5539.0227 | 5666.87 | 5675.3885
6596 | 5627 | 5637.2428 | 5538.9331 | 5666.7511 | 5675.3262 | [8 empty] | 5627.641 | 5627 | 5637.2428 | 5538.9331 | 5666.7511 | 5675.3262
6597 | 5627 | 5637.2039 | 5538.9154 | 5666.5149 | 5675.1818 | [8 empty] | 5627.2855 | 5627 | 5637.2039 | 5538.9154 | 5666.5149 | 5675.1818
6598 | 5627 | 5636.8547 | 5538.8825 | 5666.3494 | 5675.1048 | [8 empty] | 5627.1769 | 5627 | 5636.8547 | 5538.8825 | 5666.3494 | 5675.1048
6599 | 5626 | 5636.7175 | 5538.7467 | 5665.9878 | 5675.0773 | [8 empty] | 5627.0983 | 5626 | 5636.7175 | 5538.7467 | 5665.9878 | 5675.0773
6600 | 5626 | 5636.497 | 5538.4498 | 5665.9852 | 5674.7485 | [8 empty] | 5626.9874 | 5626 | 5636.497 | 5538.4498 | 5665.9852 | 5674.7485
6601 | 5625 | 5636.3614 | 5538.4047 | 5665.8954 | 5673.8426 | [8 empty] | 5626.9597 | 5625 | 5636.3614 | 5538.4047 | 5665.8954 | 5673.8426
6602 | 5624 | 5636.0103 | 5537.6821 | 5665.5434 | 5673.7607 | [8 empty] | 5626.8136 | 5624 | 5636.0103 | 5537.6821 | 5665.5434 | 5673.7607
6603 | 5624 | 5635.8023 | 5537.079 | 5665.4478 | 5673.4493 | [8 empty] | 5626.7689 | 5624 | 5635.8023 | 5537.079 | 5665.4478 | 5673.4493
6604 | 5624 | 5635.7575 | 5536.5741 | 5665.3811 | 5673.4023 | [8 empty] | 5626.7575 | 5624 | 5635.7575 | 5536.5741 | 5665.3811 | 5673.4023
6605 | 5624 | 5635.6698 | 5536.4674 | 5665.3479 | 5673.1237 | [8 empty] | 5626.7026 | 5624 | 5635.6698 | 5536.4674 | 5665.3479 | 5673.1237
6606 | 5624 | 5635.6335 | 5536.39 | 5665.2362 | 5673.1206 | [8 empty] | 5626.2119 | 5624 | 5635.6335 | 5536.39 | 5665.2362 | 5673.1206
6607 | 5623 | 5635.4066 | 5536.3353 | 5665.1547 | 5672.7457 | [8 empty] | 5626.2045 | 5623 | 5635.4066 | 5536.3353 | 5665.1547 | 5672.7457
6608 | 5623 | 5635.4061 | 5536.2684 | 5665.0982 | 5672.602 | [8 empty] | 5626.1884 | 5623 | 5635.4061 | 5536.2684 | 5665.0982 | 5672.602
6609 | 5623 | 5635.31 | 5536.203 | 5663.4922 | 5672.3282 | [8 empty] | 5626.1657 | 5623 | 5635.31 | 5536.203 | 5663.4922 | 5672.3282
6610 | 5623 | 5634.6576 | 5536.1164 | 5663.2947 | 5672.2711 | [8 empty] | 5625.2823 | 5623 | 5634.6576 | 5536.1164 | 5663.2947 | 5672.2711
6611 | 5623 | 5634.6372 | 5535.9807 | 5663.0477 | 5672.0038 | [8 empty] | 5625.115 | 5623 | 5634.6372 | 5535.9807 | 5663.0477 | 5672.0038
6612 | 5623 | 5634.5894 | 5535.5468 | 5662.9359 | 5671.9194 | [8 empty] | 5624.8975 | 5623 | 5634.5894 | 5535.5468 | 5662.9359 | 5671.9194
6613 | 5623 | 5634.5262 | 5535.3608 | 5662.7475 | 5671.7409 | [8 empty] | 5624.8839 | 5623 | 5634.5262 | 5535.3608 | 5662.7475 | 5671.7409
6614 | 5623 | 5634.4061 | 5535.2163 | 5662.6641 | 5671.6748 | [8 empty] | 5624.4522 | 5623 | 5634.4061 | 5535.2163 | 5662.6641 | 5671.6748
6615 | 5623 | 5634.3389 | 5535.2135 | 5662.2958 | 5671.6149 | [8 empty] | 5624.4201 | 5623 | 5634.3389 | 5535.2135 | 5662.2958 | 5671.6149
6616 | 5623 | 5634.2648 | 5535.0348 | 5662.2042 | 5671.4174 | [8 empty] | 5624.3943 | 5623 | 5634.2648 | 5535.0348 | 5662.2042 | 5671.4174
6617 | 5622 | 5634.0414 | 5535.0013 | 5662.1212 | 5670.8915 | [8 empty] | 5624.1807 | 5622 | 5634.0414 | 5535.0013 | 5662.1212 | 5670.8915
6618 | 5622 | 5633.3176 | 5534.8282 | 5661.7832 | 5669.8645 | [8 empty] | 5624.1445 | 5622 | 5633.3176 | 5534.8282 | 5661.7832 | 5669.8645
6619 | 5622 | 5633.2587 | 5534.4975 | 5661.7782 | 5669.7779 | [8 empty] | 5624.016 | 5622 | 5633.2587 | 5534.4975 | 5661.7782 | 5669.7779
6620 | 5622 | 5633.1945 | 5534.2086 | 5661.5236 | 5669.7395 | [8 empty] | 5623.9109 | 5622 | 5633.1945 | 5534.2086 | 5661.5236 | 5669.7395
6621 | 5622 | 5633.0458 | 5534.0922 | 5661.1745 | 5669.6835 | [8 empty] | 5623.8131 | 5622 | 5633.0458 | 5534.0922 | 5661.1745 | 5669.6835
6622 | 5622 | 5632.8009 | 5533.8638 | 5661.1476 | 5669.6113 | [8 empty] | 5623.7319 | 5622 | 5632.8009 | 5533.8638 | 5661.1476 | 5669.6113
6623 | 5621 | 5632.7072 | 5533.7339 | 5660.9189 | 5669.5596 | [8 empty] | 5623.6258 | 5621 | 5632.7072 | 5533.7339 | 5660.9189 | 5669.5596
6624 | 5621 | 5632.679 | 5533.6003 | 5660.8554 | 5669.3721 | [8 empty] | 5623.5568 | 5621 | 5632.679 | 5533.6003 | 5660.8554 | 5669.3721
6625 | 5621 | 5632.5684 | 5533.4867 | 5660.7874 | 5668.8982 | [8 empty] | 5623.1695 | 5621 | 5632.5684 | 5533.4867 | 5660.7874 | 5668.8982
6626 | 5621 | 5632.1722 | 5533.2114 | 5660.7663 | 5668.3808 | [8 empty] | 5623.0559 | 5621 | 5632.1722 | 5533.2114 | 5660.7663 | 5668.3808
6627 | 5621 | 5632.1516 | 5532.7223 | 5660.7614 | 5667.8299 | [8 empty] | 5622.8038 | 5621 | 5632.1516 | 5532.7223 | 5660.7614 | 5667.8299
6628 | 5621 | 5632.1 | 5532.375 | 5660.5936 | 5667.7382 | [8 empty] | 5622.2156 | 5621 | 5632.1 | 5532.375 | 5660.5936 | 5667.7382
6629 | 5621 | 5632.0769 | 5532.2665 | 5660.4275 | 5667.6509 | [8 empty] | 5621.8445 | 5621 | 5632.0769 | 5532.2665 | 5660.4275 | 5667.6509
6630 | 5621 | 5631.8845 | 5532.0722 | 5660.0939 | 5667.5639 | [8 empty] | 5621.6113 | 5621 | 5631.8845 | 5532.0722 | 5660.0939 | 5667.5639
6631 | 5621 | 5631.7663 | 5531.8769 | 5659.9585 | 5667.4851 | [8 empty] | 5621.473 | 5621 | 5631.7663 | 5531.8769 | 5659.9585 | 5667.4851
6632 | 5620 | 5631.403 | 5531.7901 | 5659.7973 | 5666.9647 | [8 empty] | 5621.3209 | 5620 | 5631.403 | 5531.7901 | 5659.7973 | 5666.9647
6633 | 5620 | 5631.3954 | 5531.4639 | 5659.4447 | 5666.9529 | [8 empty] | 5621.2704 | 5620 | 5631.3954 | 5531.4639 | 5659.4447 | 5666.9529
6634 | 5620 | 5631.1043 | 5530.8789 | 5659.1844 | 5666.872 | [8 empty] | 5620.8699 | 5620 | 5631.1043 | 5530.8789 | 5659.1844 | 5666.872
6635 | 5620 | 5631.0674 | 5530.8498 | 5658.966 | 5666.4066 | [8 empty] | 5620.6558 | 5620 | 5631.0674 | 5530.8498 | 5658.966 | 5666.4066
6636 | 5620 | 5630.9194 | 5530.7906 | 5658.8222 | 5666.0726 | [8 empty] | 5620.6377 | 5620 | 5630.9194 | 5530.7906 | 5658.8222 | 5666.0726
6637 | 5620 | 5630.8599 | 5530.1982 | 5658.7761 | 5666.011 | [8 empty] | 5620.6293 | 5620 | 5630.8599 | 5530.1982 | 5658.7761 | 5666.011
6638 | 5619 | 5630.2732 | 5529.915 | 5658.7093 | 5665.6798 | [8 empty] | 5620.6174 | 5619 | 5630.2732 | 5529.915 | 5658.7093 | 5665.6798
6639 | 5619 | 5630.2562 | 5529.8719 | 5658.4794 | 5665.6013 | [8 empty] | 5620.5867 | 5619 | 5630.2562 | 5529.8719 | 5658.4794 | 5665.6013
6640 | 5619 | 5630.1819 | 5529.8502 | 5658.4326 | 5665.5297 | [8 empty] | 5620.5449 | 5619 | 5630.1819 | 5529.8502 | 5658.4326 | 5665.5297
6641 | 5619 | 5629.897 | 5529.7814 | 5658.3094 | 5664.7517 | [8 empty] | 5620.5077 | 5619 | 5629.897 | 5529.7814 | 5658.3094 | 5664.7517
6642 | 5619 | 5629.8128 | 5529.7178 | 5658.1553 | 5664.74 | [8 empty] | 5620.4385 | 5619 | 5629.8128 | 5529.7178 | 5658.1553 | 5664.74
6643 | 5618 | 5628.8237 | 5529.4482 | 5657.8539 | 5664.6757 | [8 empty] | 5619.5743 | 5618 | 5628.8237 | 5529.4482 | 5657.8539 | 5664.6757
6644 | 5618 | 5627.8387 | 5529.1456 | 5657.7985 | 5664.6212 | [8 empty] | 5619.1261 | 5618 | 5627.8387 | 5529.1456 | 5657.7985 | 5664.6212
6645 | 5618 | 5627.8175 | 5528.8604 | 5657.719 | 5664.2216 | [8 empty] | 5618.9772 | 5618 | 5627.8175 | 5528.8604 | 5657.719 | 5664.2216
6646 | 5618 | 5627.8018 | 5528.5447 | 5657.3132 | 5664.1735 | [8 empty] | 5618.847 | 5618 | 5627.8018 | 5528.5447 | 5657.3132 | 5664.1735
6647 | 5618 | 5627.722 | 5527.7071 | 5657.1603 | 5663.296 | [8 empty] | 5618.83 | 5618 | 5627.722 | 5527.7071 | 5657.1603 | 5663.296
6648 | 5617 | 5627.6725 | 5527.5769 | 5656.7104 | 5663.2373 | [8 empty] | 5618.8091 | 5617 | 5627.6725 | 5527.5769 | 5656.7104 | 5663.2373
6649 | 5617 | 5627.5577 | 5527.5299 | 5656.3598 | 5663.2156 | [8 empty] | 5618.6994 | 5617 | 5627.5577 | 5527.5299 | 5656.3598 | 5663.2156
6650 | 5617 | 5627.2181 | 5526.9416 | 5656.3102 | 5662.7633 | [8 empty] | 5618.6241 | 5617 | 5627.2181 | 5526.9416 | 5656.3102 | 5662.7633
6651 | 5617 | 5627.0953 | 5526.9131 | 5656.3011 | 5662.5892 | [8 empty] | 5618.6024 | 5617 | 5627.0953 | 5526.9131 | 5656.3011 | 5662.5892
6652 | 5617 | 5627.0574 | 5526.883 | 5656.1332 | 5662.2013 | [8 empty] | 5618.3865 | 5617 | 5627.0574 | 5526.883 | 5656.1332 | 5662.2013
6653 | 5617 | 5626.6934 | 5526.6729 | 5655.7881 | 5662.174 | [8 empty] | 5618.385 | 5617 | 5626.6934 | 5526.6729 | 5655.7881 | 5662.174
6654 | 5617 | 5626.6869 | 5526.5401 | 5655.6753 | 5661.968 | [8 empty] | 5618.0168 | 5617 | 5626.6869 | 5526.5401 | 5655.6753 | 5661.968
6655 | 5617 | 5626.6379 | 5526.379 | 5655.2398 | 5661.9273 | [8 empty] | 5617.9564 | 5617 | 5626.6379 | 5526.379 | 5655.2398 | 5661.9273
6656 | 5617 | 5626.186 | 5526.3441 | 5655.1748 | 5661.8711 | [8 empty] | 5617.9225 | 5617 | 5626.186 | 5526.3441 | 5655.1748 | 5661.8711
6657 | 5617 | 5626.0964 | 5526.1379 | 5655.0807 | 5661.8419 | [8 empty] | 5617.9134 | 5617 | 5626.0964 | 5526.1379 | 5655.0807 | 5661.8419
6658 | 5616 | 5626.0889 | 5525.199 | 5654.5596 | 5661.7302 | [8 empty] | 5617.881 | 5616 | 5626.0889 | 5525.199 | 5654.5596 | 5661.7302
6659 | 5616 | 5626.0066 | 5525.0873 | 5654.4393 | 5661.6336 | [8 empty] | 5617.7479 | 5616 | 5626.0066 | 5525.0873 | 5654.4393 | 5661.6336
6660 | 5616 | 5625.7126 | 5525.0012 | 5654.4062 | 5661.5698 | [8 empty] | 5617.6976 | 5616 | 5625.7126 | 5525.0012 | 5654.4062 | 5661.5698
6661 | 5616 | 5625.5976 | 5524.5902 | 5654.2161 | 5661.5571 | [8 empty] | 5617.6313 | 5616 | 5625.5976 | 5524.5902 | 5654.2161 | 5661.5571
6662 | 5616 | 5625.3451 | 5524.4612 | 5654.1985 | 5661.2405 | [8 empty] | 5617.5906 | 5616 | 5625.3451 | 5524.4612 | 5654.1985 | 5661.2405
6663 | 5615 | 5625.3177 | 5524.0884 | 5654.1804 | 5660.8721 | [8 empty] | 5617.2247 | 5615 | 5625.3177 | 5524.0884 | 5654.1804 | 5660.8721
6664 | 5615 | 5624.8428 | 5523.0164 | 5653.8164 | 5660.7956 | [8 empty] | 5617.0528 | 5615 | 5624.8428 | 5523.0164 | 5653.8164 | 5660.7956
6665 | 5615 | 5624.7731 | 5522.9199 | 5653.5207 | 5660.3856 | [8 empty] | 5616.9929 | 5615 | 5624.7731 | 5522.9199 | 5653.5207 | 5660.3856
6666 | 5615 | 5624.7364 | 5522.8914 | 5653.3573 | 5660.3328 | [8 empty] | 5616.9469 | 5615 | 5624.7364 | 5522.8914 | 5653.3573 | 5660.3328
6667 | 5615 | 5624.5529 | 5522.7493 | 5653.2511 | 5660.0803 | [8 empty] | 5616.9445 | 5615 | 5624.5529 | 5522.7493 | 5653.2511 | 5660.0803
6668 | 5614 | 5624.4618 | 5522.5351 | 5653.1444 | 5659.6798 | [8 empty] | 5616.71 | 5614 | 5624.4618 | 5522.5351 | 5653.1444 | 5659.6798
6669 | 5614 | 5624.1119 | 5522.4027 | 5653.0609 | 5659.645 | [8 empty] | 5616.6655 | 5614 | 5624.1119 | 5522.4027 | 5653.0609 | 5659.645
6670 | 5614 | 5623.8904 | 5522.33 | 5652.7694 | 5659.31 | [8 empty] | 5616.5342 | 5614 | 5623.8904 | 5522.33 | 5652.7694 | 5659.31
6671 | 5614 | 5623.8626 | 5522.291 | 5652.5805 | 5659.1961 | [8 empty] | 5616.5216 | 5614 | 5623.8626 | 5522.291 | 5652.5805 | 5659.1961
6672 | 5614 | 5623.3722 | 5522.0786 | 5652.5606 | 5658.692 | [8 empty] | 5616.3838 | 5614 | 5623.3722 | 5522.0786 | 5652.5606 | 5658.692
6673 | 5614 | 5623.2219 | 5521.599 | 5652.4746 | 5658.4626 | [8 empty] | 5616.3227 | 5614 | 5623.2219 | 5521.599 | 5652.4746 | 5658.4626
6674 | 5614 | 5622.8628 | 5521.5982 | 5652.1912 | 5658.3237 | [8 empty] | 5616.284 | 5614 | 5622.8628 | 5521.5982 | 5652.1912 | 5658.3237
6675 | 5613 | 5622.4262 | 5521.4569 | 5652.1263 | 5658.3 | [8 empty] | 5616.0917 | 5613 | 5622.4262 | 5521.4569 | 5652.1263 | 5658.3
6676 | 5613 | 5622.2524 | 5521.3303 | 5652.0827 | 5658.0545 | [8 empty] | 5616.0558 | 5613 | 5622.2524 | 5521.3303 | 5652.0827 | 5658.0545
6677 | 5613 | 5622.1943 | 5521.1118 | 5651.9208 | 5657.4359 | [8 empty] | 5616.0554 | 5613 | 5622.1943 | 5521.1118 | 5651.9208 | 5657.4359
6678 | 5613 | 5621.8916 | 5520.9137 | 5651.2775 | 5657.4056 | [8 empty] | 5615.751 | 5613 | 5621.8916 | 5520.9137 | 5651.2775 | 5657.4056
6679 | 5613 | 5621.6807 | 5520.8736 | 5651.2604 | 5657.334 | [8 empty] | 5615.5441 | 5613 | 5621.6807 | 5520.8736 | 5651.2604 | 5657.334
6680 | 5613 | 5621.531 | 5520.82 | 5651.0301 | 5657.2981 | [8 empty] | 5615.4243 | 5613 | 5621.531 | 5520.82 | 5651.0301 | 5657.2981
6681 | 5613 | 5621.4272 | 5520.7932 | 5650.7484 | 5656.8135 | [8 empty] | 5615.09 | 5613 | 5621.4272 | 5520.7932 | 5650.7484 | 5656.8135
6682 | 5612 | 5621.3627 | 5520.7504 | 5650.7136 | 5656.0937 | [8 empty] | 5615.0829 | 5612 | 5621.3627 | 5520.7504 | 5650.7136 | 5656.0937
6683 | 5612 | 5620.6459 | 5520.6608 | 5650.5412 | 5655.9366 | [8 empty] | 5614.6584 | 5612 | 5620.6459 | 5520.6608 | 5650.5412 | 5655.9366
6684 | 5612 | 5620.6263 | 5520.5409 | 5650.474 | 5655.9126 | [8 empty] | 5614.1039 | 5612 | 5620.6263 | 5520.5409 | 5650.474 | 5655.9126
6685 | 5612 | 5620.2873 | 5520.5173 | 5650.3604 | 5655.4419 | [8 empty] | 5614.0845 | 5612 | 5620.2873 | 5520.5173 | 5650.3604 | 5655.4419
6686 | 5612 | 5620.2763 | 5520.5046 | 5649.9667 | 5655.3608 | [8 empty] | 5613.9274 | 5612 | 5620.2763 | 5520.5046 | 5649.9667 | 5655.3608
6687 | 5611 | 5619.6793 | 5520.3263 | 5649.9209 | 5655.3399 | [8 empty] | 5613.8824 | 5611 | 5619.6793 | 5520.3263 | 5649.9209 | 5655.3399
6688 | 5611 | 5619.6729 | 5520.2482 | 5649.7054 | 5655.3248 | [8 empty] | 5613.4725 | 5611 | 5619.6729 | 5520.2482 | 5649.7054 | 5655.3248
6689 | 5611 | 5619.6548 | 5520.2183 | 5649.3629 | 5655.2886 | [8 empty] | 5613.4641 | 5611 | 5619.6548 | 5520.2183 | 5649.3629 | 5655.2886
6690 | 5611 | 5619.399 | 5520.218 | 5649.3445 | 5654.9777 | [8 empty] | 5613.4117 | 5611 | 5619.399 | 5520.218 | 5649.3445 | 5654.9777
6691 | 5610 | 5619.3664 | 5520.1079 | 5649.3419 | 5654.9288 | [8 empty] | 5612.9466 | 5610 | 5619.3664 | 5520.1079 | 5649.3419 | 5654.9288
6692 | 5610 | 5619.1632 | 5519.5484 | 5649.1339 | 5654.9257 | [8 empty] | 5612.868 | 5610 | 5619.1632 | 5519.5484 | 5649.1339 | 5654.9257
6693 | 5610 | 5619.163 | 5519.1143 | 5648.7907 | 5654.5541 | [8 empty] | 5612.8679 | 5610 | 5619.163 | 5519.1143 | 5648.7907 | 5654.5541
6694 | 5610 | 5619.1347 | 5519.0892 | 5648.7097 | 5653.9878 | [8 empty] | 5612.7944 | 5610 | 5619.1347 | 5519.0892 | 5648.7097 | 5653.9878
6695 | 5610 | 5619.0233 | 5518.9449 | 5648.6158 | 5653.6938 | [8 empty] | 5612.6672 | 5610 | 5619.0233 | 5518.9449 | 5648.6158 | 5653.6938
6696 | 5610 | 5618.5306 | 5518.8569 | 5648.5969 | 5653.4437 | [8 empty] | 5612.494 | 5610 | 5618.5306 | 5518.8569 | 5648.5969 | 5653.4437
6697 | 5609 | 5618.4874 | 5518.8393 | 5648.4582 | 5653.2732 | [8 empty] | 5612.342 | 5609 | 5618.4874 | 5518.8393 | 5648.4582 | 5653.2732
6698 | 5609 | 5618.316 | 5518.4641 | 5648.3492 | 5653.2409 | [8 empty] | 5612.171 | 5609 | 5618.316 | 5518.4641 | 5648.3492 | 5653.2409
6699 | 5609 | 5618.1012 | 5518.4102 | 5648.2161 | 5652.8546 | [8 empty] | 5612.0977 | 5609 | 5618.1012 | 5518.4102 | 5648.2161 | 5652.8546
6700 | 5609 | 5618.0629 | 5518.3029 | 5647.6026 | 5652.8359 | [8 empty] | 5611.6191 | 5609 | 5618.0629 | 5518.3029 | 5647.6026 | 5652.8359
6701 | 5609 | 5618.0267 | 5518.2917 | 5647.5516 | 5652.6549 | [8 empty] | 5611.3873 | 5609 | 5618.0267 | 5518.2917 | 5647.5516 | 5652.6549
6702 | 5608 | 5617.9828 | 5518.232 | 5647.074 | 5652.5313 | [8 empty] | 5611.1551 | 5608 | 5617.9828 | 5518.232 | 5647.074 | 5652.5313
6703 | 5608 | 5617.4693 | 5518.1397 | 5646.7956 | 5652.4395 | [8 empty] | 5611.1522 | 5608 | 5617.4693 | 5518.1397 | 5646.7956 | 5652.4395
6704 | 5608 | 5616.8652 | 5518.0375 | 5646.6832 | 5652.0053 | [8 empty] | 5610.843 | 5608 | 5616.8652 | 5518.0375 | 5646.6832 | 5652.0053
6705 | 5608 | 5616.5138 | 5517.8154 | 5646.6812 | 5651.9271 | [8 empty] | 5610.7268 | 5608 | 5616.5138 | 5517.8154 | 5646.6812 | 5651.9271
6706 | 5608 | 5616.4354 | 5517.6918 | 5646.232 | 5651.708 | [8 empty] | 5610.5601 | 5608 | 5616.4354 | 5517.6918 | 5646.232 | 5651.708
6707 | 5608 | 5616.33 | 5517.555 | 5646.1911 | 5651.5031 | [8 empty] | 5610.4388 | 5608 | 5616.33 | 5517.555 | 5646.1911 | 5651.5031
6708 | 5608 | 5616.2219 | 5516.9941 | 5646.1605 | 5651.1965 | [8 empty] | 5610.3125 | 5608 | 5616.2219 | 5516.9941 | 5646.1605 | 5651.1965
6709 | 5607 | 5616.2088 | 5516.3389 | 5645.9544 | 5651.058 | [8 empty] | 5609.9184 | 5607 | 5616.2088 | 5516.3389 | 5645.9544 | 5651.058
6710 | 5607 | 5616.1737 | 5516.1544 | 5645.7481 | 5650.9231 | [8 empty] | 5609.8374 | 5607 | 5616.1737 | 5516.1544 | 5645.7481 | 5650.9231
6711 | 5607 | 5616.154 | 5516.0559 | 5645.7419 | 5650.8784 | [8 empty] | 5609.8296 | 5607 | 5616.154 | 5516.0559 | 5645.7419 | 5650.8784
6712 | 5607 | 5616.1347 | 5515.8576 | 5645.7371 | 5650.4239 | [8 empty] | 5609.0626 | 5607 | 5616.1347 | 5515.8576 | 5645.7371 | 5650.4239
6713 | 5607 | 5616.0783 | 5515.7663 | 5645.654 | 5650.361 | [8 empty] | 5608.8972 | 5607 | 5616.0783 | 5515.7663 | 5645.654 | 5650.361
6714 | 5607 | 5615.9676 | 5515.2268 | 5645.6477 | 5650.2891 | [8 empty] | 5608.8234 | 5607 | 5615.9676 | 5515.2268 | 5645.6477 | 5650.2891
6715 | 5607 | 5615.5468 | 5514.6342 | 5645.5705 | 5650.259 | [8 empty] | 5608.166 | 5607 | 5615.5468 | 5514.6342 | 5645.5705 | 5650.259
6716 | 5606 | 5615.3158 | 5514.5456 | 5645.5008 | 5649.9831 | [8 empty] | 5607.8201 | 5606 | 5615.3158 | 5514.5456 | 5645.5008 | 5649.9831
6717 | 5606 | 5615.3069 | 5514.2645 | 5645.3442 | 5649.8847 | [8 empty] | 5607.8047 | 5606 | 5615.3069 | 5514.2645 | 5645.3442 | 5649.8847
6718 | 5606 | 5615.2227 | 5513.9375 | 5645.0826 | 5648.7592 | [8 empty] | 5607.7114 | 5606 | 5615.2227 | 5513.9375 | 5645.0826 | 5648.7592
6719 | 5606 | 5614.893 | 5513.719 | 5645.064 | 5648.3125 | [8 empty] | 5607.5692 | 5606 | 5614.893 | 5513.719 | 5645.064 | 5648.3125
6720 | 5606 | 5614.8709 | 5513.3593 | 5644.5552 | 5648.3007 | [8 empty] | 5607.4915 | 5606 | 5614.8709 | 5513.3593 | 5644.5552 | 5648.3007
6721 | 5606 | 5614.8321 | 5513.131 | 5644.4398 | 5648.2347 | [8 empty] | 5607.4591 | 5606 | 5614.8321 | 5513.131 | 5644.4398 | 5648.2347
6722 | 5606 | 5614.4796 | 5513.0868 | 5643.9534 | 5648.1108 | [8 empty] | 5607.3692 | 5606 | 5614.4796 | 5513.0868 | 5643.9534 | 5648.1108
6723 | 5606 | 5614.2883 | 5513.0267 | 5643.1718 | 5647.444 | [8 empty] | 5607.1467 | 5606 | 5614.2883 | 5513.0267 | 5643.1718 | 5647.444
6724 | 5606 | 5614.1024 | 5512.8514 | 5643.1545 | 5647.3289 | [8 empty] | 5607.1115 | 5606 | 5614.1024 | 5512.8514 | 5643.1545 | 5647.3289
6725 | 5605 | 5614.0163 | 5512.6375 | 5642.6881 | 5647.2572 | [8 empty] | 5607.0046 | 5605 | 5614.0163 | 5512.6375 | 5642.6881 | 5647.2572
6726 | 5605 | 5614.0035 | 5512.1951 | 5642.4536 | 5647.2058 | [8 empty] | 5606.9271 | 5605 | 5614.0035 | 5512.1951 | 5642.4536 | 5647.2058
6727 | 5605 | 5613.9936 | 5512.1543 | 5642.2312 | 5647.0616 | [8 empty] | 5606.7204 | 5605 | 5613.9936 | 5512.1543 | 5642.2312 | 5647.0616
6728 | 5605 | 5613.901 | 5512.0086 | 5642.1744 | 5646.9973 | [8 empty] | 5606.3394 | 5605 | 5613.901 | 5512.0086 | 5642.1744 | 5646.9973
6729 | 5605 | 5613.8758 | 5511.9599 | 5641.9813 | 5646.947 | [8 empty] | 5605.9279 | 5605 | 5613.8758 | 5511.9599 | 5641.9813 | 5646.947
6730 | 5605 | 5613.7895 | 5511.9065 | 5641.9378 | 5646.7446 | [8 empty] | 5605.7942 | 5605 | 5613.7895 | 5511.9065 | 5641.9378 | 5646.7446
6731 | 5604 | 5613.5336 | 5511.2388 | 5641.9252 | 5646.7007 | [8 empty] | 5605.6679 | 5604 | 5613.5336 | 5511.2388 | 5641.9252 | 5646.7007
6732 | 5604 | 5613.3645 | 5511.0891 | 5641.8464 | 5646.4418 | [8 empty] | 5605.4463 | 5604 | 5613.3645 | 5511.0891 | 5641.8464 | 5646.4418
6733 | 5604 | 5613.0955 | 5511.0216 | 5641.8361 | 5646.3155 | [8 empty] | 5605.1656 | 5604 | 5613.0955 | 5511.0216 | 5641.8361 | 5646.3155
6734 | 5604 | 5613.0581 | 5510.8674 | 5641.7981 | 5646.3135 | [8 empty] | 5605.124 | 5604 | 5613.0581 | 5510.8674 | 5641.7981 | 5646.3135
6735 | 5603 | 5612.9491 | 5510.7433 | 5641.6482 | 5646.2762 | [8 empty] | 5605.0541 | 5603 | 5612.9491 | 5510.7433 | 5641.6482 | 5646.2762
6736 | 5603 | 5612.8417 | 5510.7117 | 5640.9688 | 5646.0811 | [8 empty] | 5605.0293 | 5603 | 5612.8417 | 5510.7117 | 5640.9688 | 5646.0811
6737 | 5603 | 5612.7823 | 5510.3687 | 5640.8252 | 5646.0733 | [8 empty] | 5604.9524 | 5603 | 5612.7823 | 5510.3687 | 5640.8252 | 5646.0733
6738 | 5603 | 5612.5557 | 5510.3406 | 5640.5434 | 5645.9137 | [8 empty] | 5604.6454 | 5603 | 5612.5557 | 5510.3406 | 5640.5434 | 5645.9137
6739 | 5603 | 5612.5243 | 5510.2036 | 5640.4459 | 5645.727 | [8 empty] | 5604.6213 | 5603 | 5612.5243 | 5510.2036 | 5640.4459 | 5645.727
6740 | 5603 | 5612.3681 | 5510.095 | 5639.7997 | 5645.5784 | [8 empty] | 5604.5044 | 5603 | 5612.3681 | 5510.095 | 5639.7997 | 5645.5784
6741 | 5603 | 5612.2543 | 5509.9403 | 5639.7169 | 5645.4883 | [8 empty] | 5604.5012 | 5603 | 5612.2543 | 5509.9403 | 5639.7169 | 5645.4883
6742 | 5603 | 5612.0105 | 5509.7886 | 5639.5983 | 5645.4479 | [8 empty] | 5604.3284 | 5603 | 5612.0105 | 5509.7886 | 5639.5983 | 5645.4479
6743 | 5603 | 5611.9946 | 5509.5144 | 5639.4064 | 5645.4474 | [8 empty] | 5604.3252 | 5603 | 5611.9946 | 5509.5144 | 5639.4064 | 5645.4474
6744 | 5603 | 5611.9165 | 5509.4322 | 5639.0133 | 5645.1571 | [8 empty] | 5604.26 | 5603 | 5611.9165 | 5509.4322 | 5639.0133 | 5645.1571
6745 | 5602 | 5611.8545 | 5509.4207 | 5638.9727 | 5645.1452 | [8 empty] | 5604.2464 | 5602 | 5611.8545 | 5509.4207 | 5638.9727 | 5645.1452
6746 | 5602 | 5611.7851 | 5509.3695 | 5638.6378 | 5644.8101 | [8 empty] | 5604.2399 | 5602 | 5611.7851 | 5509.3695 | 5638.6378 | 5644.8101
6747 | 5602 | 5611.7027 | 5509.1708 | 5638.5942 | 5644.7103 | [8 empty] | 5604.1472 | 5602 | 5611.7027 | 5509.1708 | 5638.5942 | 5644.7103
6748 | 5602 | 5611.2398 | 5508.74 | 5638.5547 | 5644.4259 | [8 empty] | 5603.4009 | 5602 | 5611.2398 | 5508.74 | 5638.5547 | 5644.4259
6749 | 5602 | 5611.1398 | 5508.669 | 5638.2458 | 5644.0325 | [8 empty] | 5603.3899 | 5602 | 5611.1398 | 5508.669 | 5638.2458 | 5644.0325
6750 | 5602 | 5611.0642 | 5508.0733 | 5638.1688 | 5643.7096 | [8 empty] | 5603.2458 | 5602 | 5611.0642 | 5508.0733 | 5638.1688 | 5643.7096
6751 | 5601 | 5611.0322 | 5507.7998 | 5637.7658 | 5643.6664 | [8 empty] | 5603.1439 | 5601 | 5611.0322 | 5507.7998 | 5637.7658 | 5643.6664
6752 | 5601 | 5611.0115 | 5507.567 | 5637.6687 | 5643.651 | [8 empty] | 5603.0714 | 5601 | 5611.0115 | 5507.567 | 5637.6687 | 5643.651
6753 | 5601 | 5610.9593 | 5507.3759 | 5637.6122 | 5643.5622 | [8 empty] | 5603.0351 | 5601 | 5610.9593 | 5507.3759 | 5637.6122 | 5643.5622
6754 | 5601 | 5610.5502 | 5507.1785 | 5637.5363 | 5643.5186 | [8 empty] | 5602.8997 | 5601 | 5610.5502 | 5507.1785 | 5637.5363 | 5643.5186
6755 | 5601 | 5610.5433 | 5507.1036 | 5637.5209 | 5643.0895 | [8 empty] | 5602.3486 | 5601 | 5610.5433 | 5507.1036 | 5637.5209 | 5643.0895
6756 | 5601 | 5610.3721 | 5506.9857 | 5637.5137 | 5642.9431 | [8 empty] | 5602.2069 | 5601 | 5610.3721 | 5506.9857 | 5637.5137 | 5642.9431
6757 | 5601 | 5609.6203 | 5506.8825 | 5636.6337 | 5642.7358 | [8 empty] | 5602.0374 | 5601 | 5609.6203 | 5506.8825 | 5636.6337 | 5642.7358
6758 | 5600 | 5609.4241 | 5506.8544 | 5636.0039 | 5641.8903 | [8 empty] | 5602.0259 | 5600 | 5609.4241 | 5506.8544 | 5636.0039 | 5641.8903
6759 | 5600 | 5609.2274 | 5506.8432 | 5635.9197 | 5641.5372 | [8 empty] | 5601.8019 | 5600 | 5609.2274 | 5506.8432 | 5635.9197 | 5641.5372
6760 | 5600 | 5609.1559 | 5506.6393 | 5635.6936 | 5641.4229 | [8 empty] | 5601.6924 | 5600 | 5609.1559 | 5506.6393 | 5635.6936 | 5641.4229
6761 | 5599 | 5609.0434 | 5506.567 | 5635.3635 | 5641.4027 | [8 empty] | 5601.5655 | 5599 | 5609.0434 | 5506.567 | 5635.3635 | 5641.4027
6762 | 5599 | 5608.9405 | 5506.5217 | 5635.2744 | 5641.047 | [8 empty] | 5601.3811 | 5599 | 5608.9405 | 5506.5217 | 5635.2744 | 5641.047
6763 | 5599 | 5608.6487 | 5506.4932 | 5635.1814 | 5641.0064 | [8 empty] | 5601.3775 | 5599 | 5608.6487 | 5506.4932 | 5635.1814 | 5641.0064
6764 | 5599 | 5608.3297 | 5506.4555 | 5635.0692 | 5640.7014 | [8 empty] | 5601.2818 | 5599 | 5608.3297 | 5506.4555 | 5635.0692 | 5640.7014
6765 | 5599 | 5608.1995 | 5506.2244 | 5634.9323 | 5640.489 | [8 empty] | 5601.1128 | 5599 | 5608.1995 | 5506.2244 | 5634.9323 | 5640.489
6766 | 5599 | 5608.0901 | 5505.8058 | 5634.7365 | 5640.0392 | [8 empty] | 5601.0901 | 5599 | 5608.0901 | 5505.8058 | 5634.7365 | 5640.0392
6767 | 5598 | 5608.0486 | 5505.7733 | 5634.614 | 5639.9245 | [8 empty] | 5601.0348 | 5598 | 5608.0486 | 5505.7733 | 5634.614 | 5639.9245
6768 | 5598 | 5607.9424 | 5505.6379 | 5634.5566 | 5639.6935 | [8 empty] | 5600.8954 | 5598 | 5607.9424 | 5505.6379 | 5634.5566 | 5639.6935
6769 | 5598 | 5607.4079 | 5505.4087 | 5634.3449 | 5639.6227 | [8 empty] | 5600.6694 | 5598 | 5607.4079 | 5505.4087 | 5634.3449 | 5639.6227
6770 | 5597 | 5607.3775 | 5505.2401 | 5634.2589 | 5639.3265 | [8 empty] | 5600.6021 | 5597 | 5607.3775 | 5505.2401 | 5634.2589 | 5639.3265
6771 | 5597 | 5607.3208 | 5505.1531 | 5634.212 | 5639.1975 | [8 empty] | 5600.4778 | 5597 | 5607.3208 | 5505.1531 | 5634.212 | 5639.1975
6772 | 5597 | 5607.1521 | 5504.9176 | 5634.0625 | 5639.1429 | [8 empty] | 5600.4763 | 5597 | 5607.1521 | 5504.9176 | 5634.0625 | 5639.1429
6773 | 5597 | 5607.0297 | 5504.4031 | 5634.0201 | 5638.9826 | [8 empty] | 5600.419 | 5597 | 5607.0297 | 5504.4031 | 5634.0201 | 5638.9826
6774 | 5597 | 5606.8521 | 5503.6604 | 5634.0087 | 5638.9642 | [8 empty] | 5600.213 | 5597 | 5606.8521 | 5503.6604 | 5634.0087 | 5638.9642
6775 | 5596 | 5606.7701 | 5503.6366 | 5633.8665 | 5638.4149 | [8 empty] | 5600.037 | 5596 | 5606.7701 | 5503.6366 | 5633.8665 | 5638.4149
6776 | 5596 | 5606.3452 | 5503.4867 | 5633.7882 | 5638.2913 | [8 empty] | 5599.973 | 5596 | 5606.3452 | 5503.4867 | 5633.7882 | 5638.2913
6777 | 5596 | 5606.2279 | 5503.256 | 5633.7821 | 5637.7668 | [8 empty] | 5599.9706 | 5596 | 5606.2279 | 5503.256 | 5633.7821 | 5637.7668
6778 | 5596 | 5606.1921 | 5503.1215 | 5633.4902 | 5637.7062 | [8 empty] | 5599.594 | 5596 | 5606.1921 | 5503.1215 | 5633.4902 | 5637.7062
6779 | 5596 | 5606.1572 | 5503.0205 | 5633.3432 | 5637.563 | [8 empty] | 5599.4223 | 5596 | 5606.1572 | 5503.0205 | 5633.3432 | 5637.563
6780 | 5596 | 5605.9517 | 5502.9571 | 5632.9747 | 5637.5255 | [8 empty] | 5599.1485 | 5596 | 5605.9517 | 5502.9571 | 5632.9747 | 5637.5255
6781 | 5595 | 5605.7964 | 5502.6389 | 5632.96 | 5637.3437 | [8 empty] | 5598.6921 | 5595 | 5605.7964 | 5502.6389 | 5632.96 | 5637.3437
6782 | 5595 | 5605.7511 | 5502.552 | 5632.9262 | 5637.1282 | [8 empty] | 5598.0345 | 5595 | 5605.7511 | 5502.552 | 5632.9262 | 5637.1282
6783 | 5595 | 5605.609 | 5502.2905 | 5632.8585 | 5637.0756 | [8 empty] | 5597.4895 | 5595 | 5605.609 | 5502.2905 | 5632.8585 | 5637.0756
6784 | 5594 | 5605.6037 | 5502.224 | 5632.8242 | 5636.9458 | [8 empty] | 5597.319 | 5594 | 5605.6037 | 5502.224 | 5632.8242 | 5636.9458
6785 | 5594 | 5604.8315 | 5501.8696 | 5632.7906 | 5636.8521 | [8 empty] | 5597.2462 | 5594 | 5604.8315 | 5501.8696 | 5632.7906 | 5636.8521
6786 | 5594 | 5604.5947 | 5501.8663 | 5632.4996 | 5636.7847 | [8 empty] | 5597.2216 | 5594 | 5604.5947 | 5501.8663 | 5632.4996 | 5636.7847
6787 | 5594 | 5604.0667 | 5501.6096 | 5632.4587 | 5636.7585 | [8 empty] | 5597.0714 | 5594 | 5604.0667 | 5501.6096 | 5632.4587 | 5636.7585
6788 | 5593 | 5603.958 | 5501.3642 | 5632.3853 | 5636.7571 | [8 empty] | 5596.6686 | 5593 | 5603.958 | 5501.3642 | 5632.3853 | 5636.7571
6789 | 5593 | 5603.9456 | 5501.2782 | 5632.2895 | 5636.7093 | [8 empty] | 5596.4456 | 5593 | 5603.9456 | 5501.2782 | 5632.2895 | 5636.7093
6790 | 5593 | 5603.8425 | 5500.7333 | 5632.2488 | 5636.6929 | [8 empty] | 5596.3463 | 5593 | 5603.8425 | 5500.7333 | 5632.2488 | 5636.6929
6791 | 5593 | 5603.7246 | 5500.4806 | 5632.1244 | 5636.6138 | [8 empty] | 5596.3039 | 5593 | 5603.7246 | 5500.4806 | 5632.1244 | 5636.6138
6792 | 5593 | 5603.5884 | 5500.448 | 5632.0598 | 5635.9025 | [8 empty] | 5595.2153 | 5593 | 5603.5884 | 5500.448 | 5632.0598 | 5635.9025
6793 | 5593 | 5603.4823 | 5499.9654 | 5632.0531 | 5635.8554 | [8 empty] | 5595.0105 | 5593 | 5603.4823 | 5499.9654 | 5632.0531 | 5635.8554
6794 | 5592 | 5603.377 | 5499.7084 | 5632.0493 | 5635.6173 | [8 empty] | 5594.9618 | 5592 | 5603.377 | 5499.7084 | 5632.0493 | 5635.6173
6795 | 5591 | 5603.2972 | 5499.7069 | 5631.9823 | 5635.4245 | [8 empty] | 5594.8807 | 5591 | 5603.2972 | 5499.7069 | 5631.9823 | 5635.4245
6796 | 5591 | 5603.092 | 5499.312 | 5631.8953 | 5635.3485 | [8 empty] | 5594.802 | 5591 | 5603.092 | 5499.312 | 5631.8953 | 5635.3485
6797 | 5591 | 5603.0695 | 5499.1271 | 5631.6809 | 5634.8241 | [8 empty] | 5594.7041 | 5591 | 5603.0695 | 5499.1271 | 5631.6809 | 5634.8241
6798 | 5591 | 5603.0415 | 5499.0483 | 5631.6135 | 5634.7928 | [8 empty] | 5594.6816 | 5591 | 5603.0415 | 5499.0483 | 5631.6135 | 5634.7928
6799 | 5591 | 5602.8335 | 5498.9613 | 5631.523 | 5634.538 | [8 empty] | 5594.629 | 5591 | 5602.8335 | 5498.9613 | 5631.523 | 5634.538
6800 | 5591 | 5602.7903 | 5498.8484 | 5631.2228 | 5634.4783 | [8 empty] | 5594.6015 | 5591 | 5602.7903 | 5498.8484 | 5631.2228 | 5634.4783
6801 | 5591 | 5602.7626 | 5498.8022 | 5631.1074 | 5634.4047 | [8 empty] | 5594.5287 | 5591 | 5602.7626 | 5498.8022 | 5631.1074 | 5634.4047
6802 | 5590 | 5602.693 | 5498.4306 | 5631.1 | 5633.7247 | [8 empty] | 5594.2255 | 5590 | 5602.693 | 5498.4306 | 5631.1 | 5633.7247
6803 | 5590 | 5602.5925 | 5498.4256 | 5631.0359 | 5633.5729 | [8 empty] | 5594.2165 | 5590 | 5602.5925 | 5498.4256 | 5631.0359 | 5633.5729
6804 | 5590 | 5602.3536 | 5498.3243 | 5630.9944 | 5633.4335 | [8 empty] | 5594.2109 | 5590 | 5602.3536 | 5498.3243 | 5630.9944 | 5633.4335
6805 | 5590 | 5602.186 | 5498.2434 | 5630.9575 | 5633.3211 | [8 empty] | 5593.6933 | 5590 | 5602.186 | 5498.2434 | 5630.9575 | 5633.3211
6806 | 5590 | 5601.6593 | 5497.0932 | 5630.7698 | 5633.1974 | [8 empty] | 5593.655 | 5590 | 5601.6593 | 5497.0932 | 5630.7698 | 5633.1974
6807 | 5590 | 5601.6464 | 5497.0338 | 5630.6908 | 5633.0823 | [8 empty] | 5593.5856 | 5590 | 5601.6464 | 5497.0338 | 5630.6908 | 5633.0823
6808 | 5590 | 5601.548 | 5496.8924 | 5630.6595 | 5632.7943 | [8 empty] | 5593.537 | 5590 | 5601.548 | 5496.8924 | 5630.6595 | 5632.7943
6809 | 5589 | 5601.499 | 5496.7067 | 5630.6188 | 5632.6804 | [8 empty] | 5593.4063 | 5589 | 5601.499 | 5496.7067 | 5630.6188 | 5632.6804
6810 | 5589 | 5601.2348 | 5496.4714 | 5630.4984 | 5632.3518 | [8 empty] | 5593.2993 | 5589 | 5601.2348 | 5496.4714 | 5630.4984 | 5632.3518
6811 | 5589 | 5601.1734 | 5496.3888 | 5630.4898 | 5632.2677 | [8 empty] | 5593.1883 | 5589 | 5601.1734 | 5496.3888 | 5630.4898 | 5632.2677
6812 | 5589 | 5601.1031 | 5496.202 | 5630.2697 | 5632.2246 | [8 empty] | 5592.8841 | 5589 | 5601.1031 | 5496.202 | 5630.2697 | 5632.2246
6813 | 5588 | 5601.029 | 5496.088 | 5629.9151 | 5632.1296 | [8 empty] | 5592.8168 | 5588 | 5601.029 | 5496.088 | 5629.9151 | 5632.1296
6814 | 5588 | 5600.9865 | 5495.6607 | 5629.5908 | 5632.1218 | [8 empty] | 5592.5807 | 5588 | 5600.9865 | 5495.6607 | 5629.5908 | 5632.1218
6815 | 5588 | 5600.9356 | 5495.6209 | 5629.399 | 5631.9193 | [8 empty] | 5592.5684 | 5588 | 5600.9356 | 5495.6209 | 5629.399 | 5631.9193
6816 | 5588 | 5600.8438 | 5495.2752 | 5629.3824 | 5631.9075 | [8 empty] | 5592.4361 | 5588 | 5600.8438 | 5495.2752 | 5629.3824 | 5631.9075
6817 | 5588 | 5600.6593 | 5495.1337 | 5629.3702 | 5631.6906 | [8 empty] | 5592.2797 | 5588 | 5600.6593 | 5495.1337 | 5629.3702 | 5631.6906
6818 | 5588 | 5600.3314 | 5495.1033 | 5629.2932 | 5631.679 | [8 empty] | 5592.0462 | 5588 | 5600.3314 | 5495.1033 | 5629.2932 | 5631.679
6819 | 5588 | 5600.1212 | 5494.579 | 5629.2543 | 5631.6642 | [8 empty] | 5591.9418 | 5588 | 5600.1212 | 5494.579 | 5629.2543 | 5631.6642
6820 | 5587 | 5600.0525 | 5494.4946 | 5629.1393 | 5631.2384 | [8 empty] | 5591.7966 | 5587 | 5600.0525 | 5494.4946 | 5629.1393 | 5631.2384
6821 | 5587 | 5599.7341 | 5494.348 | 5628.9648 | 5631.2052 | [8 empty] | 5591.7675 | 5587 | 5599.7341 | 5494.348 | 5628.9648 | 5631.2052
6822 | 5587 | 5599.6341 | 5494.3238 | 5628.7817 | 5631.0602 | [8 empty] | 5591.2962 | 5587 | 5599.6341 | 5494.3238 | 5628.7817 | 5631.0602
6823 | 5587 | 5599.5239 | 5493.9787 | 5628.7024 | 5630.8684 | [8 empty] | 5591.1991 | 5587 | 5599.5239 | 5493.9787 | 5628.7024 | 5630.8684
6824 | 5587 | 5599.3101 | 5493.8869 | 5628.6453 | 5630.6148 | [8 empty] | 5591.0841 | 5587 | 5599.3101 | 5493.8869 | 5628.6453 | 5630.6148
6825 | 5587 | 5599.1982 | 5493.4252 | 5628.5692 | 5630.5881 | [8 empty] | 5591.0386 | 5587 | 5599.1982 | 5493.4252 | 5628.5692 | 5630.5881
6826 | 5587 | 5599.1456 | 5493.4238 | 5628.521 | 5630.0371 | [8 empty] | 5590.5397 | 5587 | 5599.1456 | 5493.4238 | 5628.521 | 5630.0371
6827 | 5586 | 5599.0542 | 5493.3909 | 5628.4918 | 5629.6423 | [8 empty] | 5590.4989 | 5586 | 5599.0542 | 5493.3909 | 5628.4918 | 5629.6423
6828 | 5586 | 5599.0414 | 5493.3422 | 5628.3195 | 5628.8111 | [8 empty] | 5590.2678 | 5586 | 5599.0414 | 5493.3422 | 5628.3195 | 5628.8111
6829 | 5586 | 5598.7542 | 5493.1419 | 5628.3006 | 5628.7992 | [8 empty] | 5590.2145 | 5586 | 5598.7542 | 5493.1419 | 5628.3006 | 5628.7992
6830 | 5586 | 5598.6512 | 5492.8767 | 5627.9248 | 5628.7696 | [8 empty] | 5590.2049 | 5586 | 5598.6512 | 5492.8767 | 5627.9248 | 5628.7696
6831 | 5586 | 5598.5335 | 5492.8571 | 5627.8946 | 5628.4468 | [8 empty] | 5590.148 | 5586 | 5598.5335 | 5492.8571 | 5627.8946 | 5628.4468
6832 | 5585 | 5598.4983 | 5492.5853 | 5627.8035 | 5628.3801 | [8 empty] | 5590.0618 | 5585 | 5598.4983 | 5492.5853 | 5627.8035 | 5628.3801
6833 | 5585 | 5598.1696 | 5492.5108 | 5627.663 | 5628.2613 | [8 empty] | 5589.9874 | 5585 | 5598.1696 | 5492.5108 | 5627.663 | 5628.2613
6834 | 5584 | 5598.1625 | 5492.1592 | 5627.6462 | 5628.0829 | [8 empty] | 5589.944 | 5584 | 5598.1625 | 5492.1592 | 5627.6462 | 5628.0829
6835 | 5584 | 5597.986 | 5492.1177 | 5627.6442 | 5627.9718 | [8 empty] | 5589.7557 | 5584 | 5597.986 | 5492.1177 | 5627.6442 | 5627.9718
6836 | 5584 | 5597.5148 | 5492.0637 | 5627.5286 | 5627.9189 | [8 empty] | 5589.6492 | 5584 | 5597.5148 | 5492.0637 | 5627.5286 | 5627.9189
6837 | 5584 | 5597.4277 | 5491.7787 | 5627.44 | 5627.9047 | [8 empty] | 5589.0937 | 5584 | 5597.4277 | 5491.7787 | 5627.44 | 5627.9047
6838 | 5584 | 5597.1016 | 5491.4372 | 5627.3571 | 5627.8507 | [8 empty] | 5588.891 | 5584 | 5597.1016 | 5491.4372 | 5627.3571 | 5627.8507
6839 | 5584 | 5596.9835 | 5491.1876 | 5626.7895 | 5627.7244 | [8 empty] | 5588.7649 | 5584 | 5596.9835 | 5491.1876 | 5626.7895 | 5627.7244
6840 | 5584 | 5596.9368 | 5491.1762 | 5626.4977 | 5627.6153 | [8 empty] | 5588.3498 | 5584 | 5596.9368 | 5491.1762 | 5626.4977 | 5627.6153
6841 | 5584 | 5596.9353 | 5491.0393 | 5626.4635 | 5627.6072 | [8 empty] | 5588.0831 | 5584 | 5596.9353 | 5491.0393 | 5626.4635 | 5627.6072
6842 | 5583 | 5596.8937 | 5490.9194 | 5626.3157 | 5627.5767 | [8 empty] | 5587.9933 | 5583 | 5596.8937 | 5490.9194 | 5626.3157 | 5627.5767
6843 | 5583 | 5596.8227 | 5490.8374 | 5626.1843 | 5627.2868 | [8 empty] | 5587.7929 | 5583 | 5596.8227 | 5490.8374 | 5626.1843 | 5627.2868
6844 | 5583 | 5596.7431 | 5490.7222 | 5626.1571 | 5626.8604 | [8 empty] | 5587.7745 | 5583 | 5596.7431 | 5490.7222 | 5626.1571 | 5626.8604
6845 | 5583 | 5596.7029 | 5490.4996 | 5626.1519 | 5626.8 | [8 empty] | 5587.5519 | 5583 | 5596.7029 | 5490.4996 | 5626.1519 | 5626.8
6846 | 5583 | 5596.5938 | 5490.3331 | 5626.1275 | 5626.791 | [8 empty] | 5587.4627 | 5583 | 5596.5938 | 5490.3331 | 5626.1275 | 5626.791
6847 | 5583 | 5596.5139 | 5490.3182 | 5626.0858 | 5626.4864 | [8 empty] | 5587.4352 | 5583 | 5596.5139 | 5490.3182 | 5626.0858 | 5626.4864
6848 | 5583 | 5596.3818 | 5490.2645 | 5626.0042 | 5626.4364 | [8 empty] | 5587.3331 | 5583 | 5596.3818 | 5490.2645 | 5626.0042 | 5626.4364
6849 | 5583 | 5596.2791 | 5490.2459 | 5625.9639 | 5626.2059 | [8 empty] | 5587.0525 | 5583 | 5596.2791 | 5490.2459 | 5625.9639 | 5626.2059
6850 | 5582 | 5596.2586 | 5490.2141 | 5625.9172 | 5626.1865 | [8 empty] | 5586.9745 | 5582 | 5596.2586 | 5490.2141 | 5625.9172 | 5626.1865
6851 | 5582 | 5595.9009 | 5490.1224 | 5625.5402 | 5626.175 | [8 empty] | 5586.7338 | 5582 | 5595.9009 | 5490.1224 | 5625.5402 | 5626.175
6852 | 5582 | 5595.5102 | 5489.8451 | 5625.3513 | 5626.1501 | [8 empty] | 5586.4905 | 5582 | 5595.5102 | 5489.8451 | 5625.3513 | 5626.1501
6853 | 5582 | 5595.5043 | 5489.6663 | 5625.3145 | 5625.5686 | [8 empty] | 5586.4338 | 5582 | 5595.5043 | 5489.6663 | 5625.3145 | 5625.5686
6854 | 5582 | 5595.4776 | 5489.6253 | 5624.6161 | 5625.4782 | [8 empty] | 5586.249 | 5582 | 5595.4776 | 5489.6253 | 5624.6161 | 5625.4782
6855 | 5582 | 5595.3294 | 5489.4402 | 5624.5906 | 5625.3006 | [8 empty] | 5585.8406 | 5582 | 5595.3294 | 5489.4402 | 5624.5906 | 5625.3006
6856 | 5582 | 5595.2306 | 5489.1244 | 5624.5337 | 5625.0839 | [8 empty] | 5585.7774 | 5582 | 5595.2306 | 5489.1244 | 5624.5337 | 5625.0839
6857 | 5582 | 5594.9806 | 5489.1121 | 5624.4486 | 5624.9185 | [8 empty] | 5585.7642 | 5582 | 5594.9806 | 5489.1121 | 5624.4486 | 5624.9185
6858 | 5581 | 5594.5003 | 5488.9714 | 5624.1695 | 5624.7394 | [8 empty] | 5585.633 | 5581 | 5594.5003 | 5488.9714 | 5624.1695 | 5624.7394
6859 | 5581 | 5594.3773 | 5488.7109 | 5624.1648 | 5624.4328 | [8 empty] | 5585.6061 | 5581 | 5594.3773 | 5488.7109 | 5624.1648 | 5624.4328
6860 | 5581 | 5594.2711 | 5488.2866 | 5623.9854 | 5624.3746 | [8 empty] | 5585.2734 | 5581 | 5594.2711 | 5488.2866 | 5623.9854 | 5624.3746
6861 | 5581 | 5594.2008 | 5487.8915 | 5623.9239 | 5624.2246 | [8 empty] | 5585.0525 | 5581 | 5594.2008 | 5487.8915 | 5623.9239 | 5624.2246
6862 | 5580 | 5594.1691 | 5487.7184 | 5623.9107 | 5624.1338 | [8 empty] | 5584.787 | 5580 | 5594.1691 | 5487.7184 | 5623.9107 | 5624.1338
6863 | 5580 | 5594.1021 | 5487.709 | 5623.793 | 5624.0921 | [8 empty] | 5584.6938 | 5580 | 5594.1021 | 5487.709 | 5623.793 | 5624.0921
6864 | 5580 | 5593.8911 | 5487.5354 | 5623.7845 | 5623.6848 | [8 empty] | 5584.6699 | 5580 | 5593.8911 | 5487.5354 | 5623.7845 | 5623.6848
6865 | 5580 | 5593.6727 | 5487.2434 | 5623.5224 | 5623.6794 | [8 empty] | 5584.4907 | 5580 | 5593.6727 | 5487.2434 | 5623.5224 | 5623.6794
6866 | 5580 | 5593.6405 | 5486.7344 | 5623.277 | 5623.3005 | [8 empty] | 5584.3893 | 5580 | 5593.6405 | 5486.7344 | 5623.277 | 5623.3005
6867 | 5580 | 5593.4786 | 5486.6378 | 5622.9356 | 5623.1767 | [8 empty] | 5584.3168 | 5580 | 5593.4786 | 5486.6378 | 5622.9356 | 5623.1767
6868 | 5580 | 5593.3985 | 5486.6122 | 5622.9201 | 5622.7662 | [8 empty] | 5584.1346 | 5580 | 5593.3985 | 5486.6122 | 5622.9201 | 5622.7662
6869 | 5580 | 5593.2002 | 5486.6117 | 5622.8827 | 5622.7376 | [8 empty] | 5583.7076 | 5580 | 5593.2002 | 5486.6117 | 5622.8827 | 5622.7376
6870 | 5580 | 5592.9125 | 5486.447 | 5622.8579 | 5622.2235 | [8 empty] | 5583.4387 | 5580 | 5592.9125 | 5486.447 | 5622.8579 | 5622.2235
6871 | 5580 | 5592.7942 | 5486.3831 | 5622.8212 | 5622.1538 | [8 empty] | 5583.4258 | 5580 | 5592.7942 | 5486.3831 | 5622.8212 | 5622.1538
6872 | 5579 | 5592.4267 | 5486.1264 | 5622.1081 | 5621.8647 | [8 empty] | 5583.3605 | 5579 | 5592.4267 | 5486.1264 | 5622.1081 | 5621.8647
6873 | 5579 | 5592.2864 | 5486.0786 | 5622.0424 | 5621.7003 | [8 empty] | 5582.8066 | 5579 | 5592.2864 | 5486.0786 | 5622.0424 | 5621.7003
6874 | 5579 | 5592.0889 | 5486.0324 | 5621.9471 | 5621.6007 | [8 empty] | 5582.7209 | 5579 | 5592.0889 | 5486.0324 | 5621.9471 | 5621.6007
6875 | 5579 | 5592.0154 | 5485.8234 | 5621.8973 | 5621.5917 | [8 empty] | 5582.4992 | 5579 | 5592.0154 | 5485.8234 | 5621.8973 | 5621.5917
6876 | 5579 | 5591.9294 | 5485.6884 | 5621.7883 | 5621.5405 | [8 empty] | 5582.2713 | 5579 | 5591.9294 | 5485.6884 | 5621.7883 | 5621.5405
6877 | 5579 | 5591.7078 | 5485.6077 | 5621.6422 | 5621.4481 | [8 empty] | 5582.2402 | 5579 | 5591.7078 | 5485.6077 | 5621.6422 | 5621.4481
6878 | 5579 | 5591.1624 | 5485.5748 | 5621.1675 | 5621.3512 | [8 empty] | 5581.6567 | 5579 | 5591.1624 | 5485.5748 | 5621.1675 | 5621.3512
6879 | 5579 | 5591.0942 | 5485.5358 | 5621.1567 | 5621.269 | [8 empty] | 5581.5782 | 5579 | 5591.0942 | 5485.5358 | 5621.1567 | 5621.269
6880 | 5579 | 5590.8662 | 5484.6145 | 5621.1506 | 5621.1324 | [8 empty] | 5581.3256 | 5579 | 5590.8662 | 5484.6145 | 5621.1506 | 5621.1324
6881 | 5579 | 5590.3623 | 5484.3218 | 5621.0969 | 5621.0606 | [8 empty] | 5581.2706 | 5579 | 5590.3623 | 5484.3218 | 5621.0969 | 5621.0606
6882 | 5579 | 5589.9706 | 5483.8929 | 5620.8062 | 5620.7729 | [8 empty] | 5581.1497 | 5579 | 5589.9706 | 5483.8929 | 5620.8062 | 5620.7729
6883 | 5578 | 5589.4038 | 5483.5533 | 5620.7464 | 5620.5035 | [8 empty] | 5581.0035 | 5578 | 5589.4038 | 5483.5533 | 5620.7464 | 5620.5035
6884 | 5578 | 5589.1962 | 5483.3991 | 5620.7108 | 5620.1208 | [8 empty] | 5580.9254 | 5578 | 5589.1962 | 5483.3991 | 5620.7108 | 5620.1208
6885 | 5578 | 5589.0538 | 5483.3686 | 5620.705 | 5619.6572 | [8 empty] | 5580.889 | 5578 | 5589.0538 | 5483.3686 | 5620.705 | 5619.6572
6886 | 5578 | 5588.7009 | 5483.2264 | 5620.686 | 5619.3856 | [8 empty] | 5580.7659 | 5578 | 5588.7009 | 5483.2264 | 5620.686 | 5619.3856
6887 | 5578 | 5587.8401 | 5483.2172 | 5620.3934 | 5619.2795 | [8 empty] | 5580.6583 | 5578 | 5587.8401 | 5483.2172 | 5620.3934 | 5619.2795
6888 | 5578 | 5587.6424 | 5482.8428 | 5620.1747 | 5619.1187 | [8 empty] | 5580.6293 | 5578 | 5587.6424 | 5482.8428 | 5620.1747 | 5619.1187
6889 | 5577 | 5586.682 | 5482.801 | 5619.6229 | 5619.0624 | [8 empty] | 5580.6239 | 5577 | 5586.682 | 5482.801 | 5619.6229 | 5619.0624
6890 | 5577 | 5586.6602 | 5482.7801 | 5619.5685 | 5618.8717 | [8 empty] | 5580.4939 | 5577 | 5586.6602 | 5482.7801 | 5619.5685 | 5618.8717
6891 | 5577 | 5586.6338 | 5482.4745 | 5619.3271 | 5618.7843 | [8 empty] | 5580.4821 | 5577 | 5586.6338 | 5482.4745 | 5619.3271 | 5618.7843
6892 | 5576 | 5586.4682 | 5482.2313 | 5619.2439 | 5618.781 | [8 empty] | 5580.0791 | 5576 | 5586.4682 | 5482.2313 | 5619.2439 | 5618.781
6893 | 5576 | 5586.0741 | 5481.8411 | 5619.0342 | 5618.5169 | [8 empty] | 5579.7967 | 5576 | 5586.0741 | 5481.8411 | 5619.0342 | 5618.5169
6894 | 5576 | 5586.0728 | 5481.6048 | 5618.9586 | 5618.3637 | [8 empty] | 5579.7191 | 5576 | 5586.0728 | 5481.6048 | 5618.9586 | 5618.3637
6895 | 5576 | 5585.9919 | 5481.5885 | 5618.792 | 5618.2579 | [8 empty] | 5579.2693 | 5576 | 5585.9919 | 5481.5885 | 5618.792 | 5618.2579
6896 | 5576 | 5585.6998 | 5481.5643 | 5618.6044 | 5618.0107 | [8 empty] | 5579.1208 | 5576 | 5585.6998 | 5481.5643 | 5618.6044 | 5618.0107
6897 | 5576 | 5585.1994 | 5481.3029 | 5618.5426 | 5617.9675 | [8 empty] | 5579.0881 | 5576 | 5585.1994 | 5481.3029 | 5618.5426 | 5617.9675
6898 | 5576 | 5585.1972 | 5481.1939 | 5618.4931 | 5617.8633 | [8 empty] | 5578.7552 | 5576 | 5585.1972 | 5481.1939 | 5618.4931 | 5617.8633
6899 | 5576 | 5585.154 | 5480.79 | 5618.4517 | 5617.7503 | [8 empty] | 5578.666 | 5576 | 5585.154 | 5480.79 | 5618.4517 | 5617.7503
6900 | 5575 | 5585.1371 | 5480.6161 | 5618.4335 | 5617.5881 | [8 empty] | 5578.5659 | 5575 | 5585.1371 | 5480.6161 | 5618.4335 | 5617.5881
6901 | 5575 | 5585.0912 | 5480.5499 | 5618.3807 | 5617.5272 | [8 empty] | 5578.5281 | 5575 | 5585.0912 | 5480.5499 | 5618.3807 | 5617.5272
6902 | 5575 | 5585.0861 | 5480.0661 | 5618.2588 | 5617.4305 | [8 empty] | 5578.4662 | 5575 | 5585.0861 | 5480.0661 | 5618.2588 | 5617.4305
6903 | 5575 | 5584.9731 | 5479.7787 | 5618.0733 | 5617.3214 | [8 empty] | 5578.3483 | 5575 | 5584.9731 | 5479.7787 | 5618.0733 | 5617.3214
6904 | 5575 | 5584.6579 | 5479.7059 | 5617.5952 | 5617.1525 | [8 empty] | 5578.123 | 5575 | 5584.6579 | 5479.7059 | 5617.5952 | 5617.1525
6905 | 5574 | 5584.578 | 5479.6095 | 5617.2538 | 5617.1138 | [8 empty] | 5578.0147 | 5574 | 5584.578 | 5479.6095 | 5617.2538 | 5617.1138
6906 | 5574 | 5584.1881 | 5479.4598 | 5616.5192 | 5617.1048 | [8 empty] | 5577.9031 | 5574 | 5584.1881 | 5479.4598 | 5616.5192 | 5617.1048
6907 | 5574 | 5583.7289 | 5479.2197 | 5616.4546 | 5616.5791 | [8 empty] | 5577.7796 | 5574 | 5583.7289 | 5479.2197 | 5616.4546 | 5616.5791
6908 | 5574 | 5583.5623 | 5478.9504 | 5616.1636 | 5616.5061 | [8 empty] | 5577.7048 | 5574 | 5583.5623 | 5478.9504 | 5616.1636 | 5616.5061
6909 | 5574 | 5583.4554 | 5478.8307 | 5615.9271 | 5616.3096 | [8 empty] | 5577.6457 | 5574 | 5583.4554 | 5478.8307 | 5615.9271 | 5616.3096
6910 | 5573 | 5583.3219 | 5478.8241 | 5615.6844 | 5616.208 | [8 empty] | 5577.6153 | 5573 | 5583.3219 | 5478.8241 | 5615.6844 | 5616.208
6911 | 5573 | 5582.7617 | 5478.7751 | 5615.4431 | 5616.2032 | [8 empty] | 5577.2385 | 5573 | 5582.7617 | 5478.7751 | 5615.4431 | 5616.2032
6912 | 5573 | 5582.3241 | 5478.7323 | 5615.3491 | 5616.0237 | [8 empty] | 5577.1843 | 5573 | 5582.3241 | 5478.7323 | 5615.3491 | 5616.0237
6913 | 5573 | 5582.1625 | 5478.368 | 5615.2893 | 5616.0032 | [8 empty] | 5576.9834 | 5573 | 5582.1625 | 5478.368 | 5615.2893 | 5616.0032
6914 | 5573 | 5582.1582 | 5478.0661 | 5614.9433 | 5615.8149 | [8 empty] | 5576.941 | 5573 | 5582.1582 | 5478.0661 | 5614.9433 | 5615.8149
6915 | 5573 | 5581.0608 | 5478.0513 | 5614.8935 | 5615.5674 | [8 empty] | 5576.5467 | 5573 | 5581.0608 | 5478.0513 | 5614.8935 | 5615.5674
6916 | 5573 | 5581.0459 | 5478.0067 | 5614.8262 | 5615.5133 | [8 empty] | 5576.4507 | 5573 | 5581.0459 | 5478.0067 | 5614.8262 | 5615.5133
6917 | 5573 | 5581.0351 | 5477.6884 | 5614.6136 | 5615.2682 | [8 empty] | 5576.3829 | 5573 | 5581.0351 | 5477.6884 | 5614.6136 | 5615.2682
6918 | 5573 | 5580.7054 | 5477.5569 | 5614.5944 | 5615.2577 | [8 empty] | 5576.1366 | 5573 | 5580.7054 | 5477.5569 | 5614.5944 | 5615.2577
6919 | 5573 | 5580.3951 | 5477.3831 | 5614.5881 | 5615.0884 | [8 empty] | 5575.9732 | 5573 | 5580.3951 | 5477.3831 | 5614.5881 | 5615.0884
6920 | 5572 | 5579.7135 | 5477.3045 | 5614.4994 | 5615.0373 | [8 empty] | 5575.8788 | 5572 | 5579.7135 | 5477.3045 | 5614.4994 | 5615.0373
6921 | 5572 | 5579.6895 | 5477.2406 | 5614.4802 | 5614.8767 | [8 empty] | 5575.747 | 5572 | 5579.6895 | 5477.2406 | 5614.4802 | 5614.8767
6922 | 5572 | 5579.4204 | 5477.2258 | 5614.4061 | 5614.7781 | [8 empty] | 5575.606 | 5572 | 5579.4204 | 5477.2258 | 5614.4061 | 5614.7781
6923 | 5572 | 5579.1294 | 5477.1721 | 5614.0631 | 5614.5027 | [8 empty] | 5575.2038 | 5572 | 5579.1294 | 5477.1721 | 5614.0631 | 5614.5027
6924 | 5572 | 5578.8957 | 5476.884 | 5614.0079 | 5614.4763 | [8 empty] | 5575.0412 | 5572 | 5578.8957 | 5476.884 | 5614.0079 | 5614.4763
6925 | 5572 | 5578.8123 | 5476.7369 | 5613.8783 | 5614.1478 | [8 empty] | 5574.8509 | 5572 | 5578.8123 | 5476.7369 | 5613.8783 | 5614.1478
6926 | 5572 | 5578.392 | 5476.4766 | 5613.8643 | 5614.0908 | [8 empty] | 5574.6724 | 5572 | 5578.392 | 5476.4766 | 5613.8643 | 5614.0908
6927 | 5572 | 5578.3263 | 5476.3462 | 5613.3115 | 5613.9679 | [8 empty] | 5574.3559 | 5572 | 5578.3263 | 5476.3462 | 5613.3115 | 5613.9679
6928 | 5572 | 5578.0789 | 5476.2522 | 5613.0426 | 5613.3809 | [8 empty] | 5574.1479 | 5572 | 5578.0789 | 5476.2522 | 5613.0426 | 5613.3809
6929 | 5572 | 5577.7542 | 5475.8835 | 5612.989 | 5613.2702 | [8 empty] | 5574.0888 | 5572 | 5577.7542 | 5475.8835 | 5612.989 | 5613.2702
6930 | 5572 | 5577.7506 | 5475.7009 | 5612.5517 | 5613.2234 | [8 empty] | 5573.623 | 5572 | 5577.7506 | 5475.7009 | 5612.5517 | 5613.2234
6931 | 5572 | 5577.6393 | 5475.6694 | 5612.3234 | 5613.1444 | [8 empty] | 5573.5815 | 5572 | 5577.6393 | 5475.6694 | 5612.3234 | 5613.1444
6932 | 5571 | 5577.6246 | 5475.4232 | 5612.2639 | 5613.1269 | [8 empty] | 5573.1692 | 5571 | 5577.6246 | 5475.4232 | 5612.2639 | 5613.1269
6933 | 5571 | 5577.5061 | 5475.2754 | 5612.2409 | 5613.0365 | [8 empty] | 5573.1486 | 5571 | 5577.5061 | 5475.2754 | 5612.2409 | 5613.0365
6934 | 5571 | 5577.4211 | 5475.2394 | 5612.2348 | 5612.9634 | [8 empty] | 5572.8781 | 5571 | 5577.4211 | 5475.2394 | 5612.2348 | 5612.9634
6935 | 5571 | 5577.0968 | 5474.9587 | 5612.1611 | 5612.9078 | [8 empty] | 5572.7628 | 5571 | 5577.0968 | 5474.9587 | 5612.1611 | 5612.9078
6936 | 5571 | 5576.8857 | 5474.9089 | 5612.0692 | 5612.7516 | [8 empty] | 5572.5308 | 5571 | 5576.8857 | 5474.9089 | 5612.0692 | 5612.7516
6937 | 5571 | 5576.8262 | 5474.3537 | 5612.0566 | 5612.7142 | [8 empty] | 5572.0971 | 5571 | 5576.8262 | 5474.3537 | 5612.0566 | 5612.7142
6938 | 5571 | 5576.4542 | 5473.9943 | 5611.9082 | 5612.529 | [8 empty] | 5571.9509 | 5571 | 5576.4542 | 5473.9943 | 5611.9082 | 5612.529
6939 | 5571 | 5576.4068 | 5473.9231 | 5611.5592 | 5612.226 | [8 empty] | 5571.868 | 5571 | 5576.4068 | 5473.9231 | 5611.5592 | 5612.226
6940 | 5571 | 5576.3826 | 5473.8018 | 5611.2728 | 5612.2224 | [8 empty] | 5571.78 | 5571 | 5576.3826 | 5473.8018 | 5611.2728 | 5612.2224
6941 | 5571 | 5575.8796 | 5473.7876 | 5611.26 | 5612.1433 | [8 empty] | 5571.7622 | 5571 | 5575.8796 | 5473.7876 | 5611.26 | 5612.1433
6942 | 5571 | 5575.8152 | 5473.6739 | 5610.1404 | 5612.1224 | [8 empty] | 5571.5771 | 5571 | 5575.8152 | 5473.6739 | 5610.1404 | 5612.1224
6943 | 5571 | 5575.7608 | 5473.295 | 5610.1245 | 5612.0904 | [8 empty] | 5571.5717 | 5571 | 5575.7608 | 5473.295 | 5610.1245 | 5612.0904
6944 | 5570 | 5575.5742 | 5473.1608 | 5610.1237 | 5611.5852 | [8 empty] | 5571.3264 | 5570 | 5575.5742 | 5473.1608 | 5610.1237 | 5611.5852
6945 | 5570 | 5575.5379 | 5472.8518 | 5609.8762 | 5611.2916 | [8 empty] | 5571.0709 | 5570 | 5575.5379 | 5472.8518 | 5609.8762 | 5611.2916
6946 | 5570 | 5575.2885 | 5472.7456 | 5609.642 | 5611.2753 | [8 empty] | 5571.0338 | 5570 | 5575.2885 | 5472.7456 | 5609.642 | 5611.2753
6947 | 5570 | 5574.9727 | 5471.9706 | 5609.5853 | 5611.0066 | [8 empty] | 5571.0084 | 5570 | 5574.9727 | 5471.9706 | 5609.5853 | 5611.0066
6948 | 5569 | 5574.9533 | 5471.7448 | 5609.4139 | 5610.9858 | [8 empty] | 5570.8761 | 5569 | 5574.9533 | 5471.7448 | 5609.4139 | 5610.9858
6949 | 5569 | 5574.7161 | 5471.744 | 5609.3484 | 5610.8611 | [8 empty] | 5570.8428 | 5569 | 5574.7161 | 5471.744 | 5609.3484 | 5610.8611
6950 | 5569 | 5574.5684 | 5471.7227 | 5609.2967 | 5610.5343 | [8 empty] | 5570.8056 | 5569 | 5574.5684 | 5471.7227 | 5609.2967 | 5610.5343
6951 | 5568 | 5574.3747 | 5471.6657 | 5608.9031 | 5610.3685 | [8 empty] | 5570.7782 | 5568 | 5574.3747 | 5471.6657 | 5608.9031 | 5610.3685
6952 | 5568 | 5573.8626 | 5471.6169 | 5608.8331 | 5610.02 | [8 empty] | 5570.7207 | 5568 | 5573.8626 | 5471.6169 | 5608.8331 | 5610.02
6953 | 5568 | 5573.8039 | 5470.2912 | 5608.7017 | 5609.8969 | [8 empty] | 5570.6805 | 5568 | 5573.8039 | 5470.2912 | 5608.7017 | 5609.8969
6954 | 5568 | 5573.5869 | 5470.1648 | 5608.2123 | 5609.8403 | [8 empty] | 5570.5036 | 5568 | 5573.5869 | 5470.1648 | 5608.2123 | 5609.8403
6955 | 5568 | 5573.5733 | 5470.0608 | 5608.0379 | 5609.6379 | [8 empty] | 5570.4289 | 5568 | 5573.5733 | 5470.0608 | 5608.0379 | 5609.6379
6956 | 5568 | 5573.5033 | 5470.0128 | 5607.8918 | 5609.6086 | [8 empty] | 5570.2201 | 5568 | 5573.5033 | 5470.0128 | 5607.8918 | 5609.6086
6957 | 5567 | 5573.0484 | 5469.7759 | 5607.8823 | 5609.5119 | [8 empty] | 5570.1695 | 5567 | 5573.0484 | 5469.7759 | 5607.8823 | 5609.5119
6958 | 5567 | 5573.0334 | 5469.6226 | 5607.8345 | 5609.4507 | [8 empty] | 5570.1637 | 5567 | 5573.0334 | 5469.6226 | 5607.8345 | 5609.4507
6959 | 5566 | 5572.9875 | 5469.5876 | 5607.8219 | 5609.3395 | [8 empty] | 5569.9235 | 5566 | 5572.9875 | 5469.5876 | 5607.8219 | 5609.3395
6960 | 5566 | 5572.8504 | 5469.5828 | 5607.6923 | 5609.2835 | [8 empty] | 5569.8396 | 5566 | 5572.8504 | 5469.5828 | 5607.6923 | 5609.2835
6961 | 5566 | 5572.7946 | 5469.5411 | 5607.618 | 5609.093 | [8 empty] | 5569.7605 | 5566 | 5572.7946 | 5469.5411 | 5607.618 | 5609.093
6962 | 5566 | 5572.3244 | 5469.5049 | 5607.5882 | 5609.0394 | [8 empty] | 5569.5177 | 5566 | 5572.3244 | 5469.5049 | 5607.5882 | 5609.0394
6963 | 5566 | 5572.2279 | 5469.4604 | 5607.5851 | 5608.9708 | [8 empty] | 5569.3178 | 5566 | 5572.2279 | 5469.4604 | 5607.5851 | 5608.9708
6964 | 5566 | 5572.1703 | 5469.0889 | 5607.5847 | 5608.4184 | [8 empty] | 5569.2179 | 5566 | 5572.1703 | 5469.0889 | 5607.5847 | 5608.4184
6965 | 5566 | 5572.0877 | 5468.9934 | 5607.2389 | 5608.3053 | [8 empty] | 5569.2171 | 5566 | 5572.0877 | 5468.9934 | 5607.2389 | 5608.3053
6966 | 5566 | 5571.9552 | 5468.9765 | 5606.8803 | 5608.258 | [8 empty] | 5569.1626 | 5566 | 5571.9552 | 5468.9765 | 5606.8803 | 5608.258
6967 | 5566 | 5571.8987 | 5468.5276 | 5606.8317 | 5608.03 | [8 empty] | 5569.0064 | 5566 | 5571.8987 | 5468.5276 | 5606.8317 | 5608.03
6968 | 5566 | 5571.6966 | 5468.4379 | 5606.453 | 5607.975 | [8 empty] | 5568.8961 | 5566 | 5571.6966 | 5468.4379 | 5606.453 | 5607.975
6969 | 5565 | 5571.5167 | 5468.0546 | 5606.4141 | 5607.6944 | [8 empty] | 5568.7951 | 5565 | 5571.5167 | 5468.0546 | 5606.4141 | 5607.6944
6970 | 5565 | 5571.288 | 5467.9535 | 5606.2429 | 5607.6476 | [8 empty] | 5568.7126 | 5565 | 5571.288 | 5467.9535 | 5606.2429 | 5607.6476
6971 | 5565 | 5571.2153 | 5467.3812 | 5606.2294 | 5607.4287 | [8 empty] | 5568.6219 | 5565 | 5571.2153 | 5467.3812 | 5606.2294 | 5607.4287
6972 | 5565 | 5570.913 | 5467.1975 | 5606.0987 | 5607.3798 | [8 empty] | 5568.4946 | 5565 | 5570.913 | 5467.1975 | 5606.0987 | 5607.3798
6973 | 5565 | 5570.8368 | 5466.9454 | 5605.7987 | 5607.1951 | [8 empty] | 5568.416 | 5565 | 5570.8368 | 5466.9454 | 5605.7987 | 5607.1951
6974 | 5565 | 5570.6755 | 5466.6085 | 5605.7155 | 5606.8824 | [8 empty] | 5568.0747 | 5565 | 5570.6755 | 5466.6085 | 5605.7155 | 5606.8824
6975 | 5565 | 5570.4686 | 5466.3957 | 5605.4171 | 5606.5338 | [8 empty] | 5567.8509 | 5565 | 5570.4686 | 5466.3957 | 5605.4171 | 5606.5338
6976 | 5564 | 5570.3885 | 5466.2706 | 5605.1097 | 5606.5026 | [8 empty] | 5567.1575 | 5564 | 5570.3885 | 5466.2706 | 5605.1097 | 5606.5026
6977 | 5564 | 5570.3839 | 5466.1872 | 5605.0367 | 5605.9468 | [8 empty] | 5566.8706 | 5564 | 5570.3839 | 5466.1872 | 5605.0367 | 5605.9468
6978 | 5564 | 5570.3564 | 5466.0937 | 5605.0132 | 5605.7649 | [8 empty] | 5566.8698 | 5564 | 5570.3564 | 5466.0937 | 5605.0132 | 5605.7649
6979 | 5564 | 5569.5881 | 5465.3878 | 5604.8448 | 5605.752 | [8 empty] | 5566.8689 | 5564 | 5569.5881 | 5465.3878 | 5604.8448 | 5605.752
6980 | 5564 | 5569.5728 | 5465.1545 | 5604.6314 | 5605.3755 | [8 empty] | 5566.7675 | 5564 | 5569.5728 | 5465.1545 | 5604.6314 | 5605.3755
6981 | 5564 | 5569.5725 | 5465.1025 | 5604.6125 | 5605.2689 | [8 empty] | 5566.4407 | 5564 | 5569.5725 | 5465.1025 | 5604.6125 | 5605.2689
6982 | 5563 | 5569.0146 | 5465.0195 | 5604.4273 | 5605.2461 | [8 empty] | 5566.4167 | 5563 | 5569.0146 | 5465.0195 | 5604.4273 | 5605.2461
6983 | 5563 | 5568.9295 | 5465.0059 | 5604.1039 | 5605.0882 | [8 empty] | 5566.305 | 5563 | 5568.9295 | 5465.0059 | 5604.1039 | 5605.0882
6984 | 5563 | 5568.8734 | 5464.5332 | 5604.0742 | 5604.3635 | [8 empty] | 5566.141 | 5563 | 5568.8734 | 5464.5332 | 5604.0742 | 5604.3635
6985 | 5563 | 5568.6116 | 5464.1772 | 5603.9622 | 5604.1518 | [8 empty] | 5566.1269 | 5563 | 5568.6116 | 5464.1772 | 5603.9622 | 5604.1518
6986 | 5563 | 5568.4584 | 5464.1146 | 5603.7785 | 5604.086 | [8 empty] | 5565.9002 | 5563 | 5568.4584 | 5464.1146 | 5603.7785 | 5604.086
6987 | 5562 | 5568.234 | 5464.003 | 5603.3954 | 5603.8287 | [8 empty] | 5565.598 | 5562 | 5568.234 | 5464.003 | 5603.3954 | 5603.8287
6988 | 5562 | 5567.96 | 5463.9287 | 5602.6224 | 5603.7754 | [8 empty] | 5565.5095 | 5562 | 5567.96 | 5463.9287 | 5602.6224 | 5603.7754
6989 | 5562 | 5567.9249 | 5463.5872 | 5602.6122 | 5603.221 | [8 empty] | 5565.4811 | 5562 | 5567.9249 | 5463.5872 | 5602.6122 | 5603.221
6990 | 5562 | 5567.899 | 5463.408 | 5602.3345 | 5603.1349 | [8 empty] | 5565.473 | 5562 | 5567.899 | 5463.408 | 5602.3345 | 5603.1349
6991 | 5562 | 5567.4537 | 5463.1534 | 5602.2445 | 5603.0638 | [8 empty] | 5565.4221 | 5562 | 5567.4537 | 5463.1534 | 5602.2445 | 5603.0638
6992 | 5562 | 5567.224 | 5463.1334 | 5602.0429 | 5602.8045 | [8 empty] | 5565.2847 | 5562 | 5567.224 | 5463.1334 | 5602.0429 | 5602.8045
6993 | 5562 | 5567.0481 | 5463.0917 | 5601.89 | 5602.6293 | [8 empty] | 5564.965 | 5562 | 5567.0481 | 5463.0917 | 5601.89 | 5602.6293
6994 | 5562 | 5566.7909 | 5462.9222 | 5601.6185 | 5602.3718 | [8 empty] | 5564.9167 | 5562 | 5566.7909 | 5462.9222 | 5601.6185 | 5602.3718
6995 | 5562 | 5566.7434 | 5462.801 | 5601.5434 | 5602.1792 | [8 empty] | 5564.8706 | 5562 | 5566.7434 | 5462.801 | 5601.5434 | 5602.1792
6996 | 5561 | 5566.7024 | 5462.8005 | 5601.485 | 5601.7052 | [8 empty] | 5564.787 | 5561 | 5566.7024 | 5462.8005 | 5601.485 | 5601.7052
6997 | 5561 | 5566.6259 | 5462.7521 | 5600.9928 | 5601.4027 | [8 empty] | 5564.7441 | 5561 | 5566.6259 | 5462.7521 | 5600.9928 | 5601.4027
6998 | 5561 | 5566.5399 | 5462.6041 | 5600.6655 | 5601.1937 | [8 empty] | 5564.5941 | 5561 | 5566.5399 | 5462.6041 | 5600.6655 | 5601.1937
6999 | 5561 | 5566.5381 | 5462.3234 | 5600.4903 | 5601.1435 | [8 empty] | 5564.0393 | 5561 | 5566.5381 | 5462.3234 | 5600.4903 | 5601.1435
7000 | 5561 | 5566.3279 | 5462.1211 | 5599.9586 | 5601.1074 | [8 empty] | 5563.9475 | 5561 | 5566.3279 | 5462.1211 | 5599.9586 | 5601.1074
7001 | 5561 | 5566.1196 | 5462.028 | 5599.878 | 5600.9878 | [8 empty] | 5563.9124 | 5561 | 5566.1196 | 5462.028 | 5599.878 | 5600.9878
7002 | 5561 | 5565.759 | 5461.9736 | 5599.806 | 5600.7772 | [8 empty] | 5563.6132 | 5561 | 5565.759 | 5461.9736 | 5599.806 | 5600.7772
7003 | 5561 | 5565.679 | 5461.9657 | 5599.6176 | 5600.7527 | [8 empty] | 5563.6054 | 5561 | 5565.679 | 5461.9657 | 5599.6176 | 5600.7527
7004 | 5561 | 5565.6365 | 5461.849 | 5599.5851 | 5600.3552 | [8 empty] | 5563.4984 | 5561 | 5565.6365 | 5461.849 | 5599.5851 | 5600.3552
7005 | 5561 | 5565.3618 | 5461.5481 | 5599.3859 | 5600.3387 | [8 empty] | 5563.468 | 5561 | 5565.3618 | 5461.5481 | 5599.3859 | 5600.3387
7006 | 5561 | 5564.9187 | 5461.4707 | 5599.3345 | 5600.1211 | [8 empty] | 5563.4006 | 5561 | 5564.9187 | 5461.4707 | 5599.3345 | 5600.1211
7007 | 5561 | 5564.9078 | 5461.3056 | 5599.2095 | 5600.0837 | [8 empty] | 5563.2452 | 5561 | 5564.9078 | 5461.3056 | 5599.2095 | 5600.0837
7008 | 5561 | 5564.8466 | 5461.0601 | 5599.1842 | 5600.0597 | [8 empty] | 5563.1869 | 5561 | 5564.8466 | 5461.0601 | 5599.1842 | 5600.0597
7009 | 5560 | 5564.4899 | 5460.9314 | 5598.8748 | 5599.9709 | [8 empty] | 5563.1574 | 5560 | 5564.4899 | 5460.9314 | 5598.8748 | 5599.9709
7010 | 5560 | 5564.1782 | 5460.8474 | 5598.7579 | 5599.8785 | [8 empty] | 5562.8135 | 5560 | 5564.1782 | 5460.8474 | 5598.7579 | 5599.8785
7011 | 5560 | 5564.0814 | 5460.4509 | 5598.2098 | 5599.77 | [8 empty] | 5562.7504 | 5560 | 5564.0814 | 5460.4509 | 5598.2098 | 5599.77
7012 | 5560 | 5564.0256 | 5460.2653 | 5598.0663 | 5599.6851 | [8 empty] | 5562.3083 | 5560 | 5564.0256 | 5460.2653 | 5598.0663 | 5599.6851
7013 | 5560 | 5563.7786 | 5460.1773 | 5597.9992 | 5599.6548 | [8 empty] | 5562.2933 | 5560 | 5563.7786 | 5460.1773 | 5597.9992 | 5599.6548
7014 | 5559 | 5563.7189 | 5460.1439 | 5597.8435 | 5599.3242 | [8 empty] | 5562.2101 | 5559 | 5563.7189 | 5460.1439 | 5597.8435 | 5599.3242
7015 | 5559 | 5563.584 | 5459.9669 | 5597.8253 | 5599.1505 | [8 empty] | 5561.9495 | 5559 | 5563.584 | 5459.9669 | 5597.8253 | 5599.1505
7016 | 5559 | 5563.5684 | 5459.9258 | 5597.7949 | 5599.0559 | [8 empty] | 5561.7573 | 5559 | 5563.5684 | 5459.9258 | 5597.7949 | 5599.0559
7017 | 5559 | 5563.4936 | 5459.8455 | 5597.7294 | 5598.9516 | [8 empty] | 5561.5266 | 5559 | 5563.4936 | 5459.8455 | 5597.7294 | 5598.9516
7018 | 5559 | 5563.4153 | 5459.3629 | 5597.652 | 5598.8011 | [8 empty] | 5561.4903 | 5559 | 5563.4153 | 5459.3629 | 5597.652 | 5598.8011
7019 | 5559 | 5563.2944 | 5458.617 | 5597.4718 | 5598.6776 | [8 empty] | 5561.3929 | 5559 | 5563.2944 | 5458.617 | 5597.4718 | 5598.6776
7020 | 5558 | 5563.1976 | 5458.1502 | 5597.4273 | 5598.5838 | [8 empty] | 5561.387 | 5558 | 5563.1976 | 5458.1502 | 5597.4273 | 5598.5838
7021 | 5558 | 5563.186 | 5458.0616 | 5597.3499 | 5598.5431 | [8 empty] | 5560.8246 | 5558 | 5563.186 | 5458.0616 | 5597.3499 | 5598.5431
7022 | 5558 | 5562.7936 | 5457.9308 | 5597.2587 | 5598.4975 | [8 empty] | 5560.8139 | 5558 | 5562.7936 | 5457.9308 | 5597.2587 | 5598.4975
7023 | 5558 | 5562.3448 | 5457.809 | 5597.1515 | 5598.3634 | [8 empty] | 5560.3265 | 5558 | 5562.3448 | 5457.809 | 5597.1515 | 5598.3634
7024 | 5557 | 5562.2869 | 5457.6061 | 5597.0117 | 5598.3095 | [8 empty] | 5560.2784 | 5557 | 5562.2869 | 5457.6061 | 5597.0117 | 5598.3095
7025 | 5557 | 5562.0981 | 5457.5242 | 5597.0097 | 5598.2765 | [8 empty] | 5560.1994 | 5557 | 5562.0981 | 5457.5242 | 5597.0097 | 5598.2765
7026 | 5557 | 5561.8886 | 5457.5053 | 5597.0078 | 5597.6989 | [8 empty] | 5560.0737 | 5557 | 5561.8886 | 5457.5053 | 5597.0078 | 5597.6989
7027 | 5557 | 5561.6603 | 5457.4867 | 5596.9356 | 5597.6387 | [8 empty] | 5559.8952 | 5557 | 5561.6603 | 5457.4867 | 5596.9356 | 5597.6387
7028 | 5557 | 5561.564 | 5457.4001 | 5596.9273 | 5597.4143 | [8 empty] | 5559.8606 | 5557 | 5561.564 | 5457.4001 | 5596.9273 | 5597.4143
7029 | 5556 | 5561.3747 | 5457.3032 | 5596.881 | 5597.3311 | [8 empty] | 5559.8363 | 5556 | 5561.3747 | 5457.3032 | 5596.881 | 5597.3311
7030 | 5556 | 5560.5973 | 5457.1082 | 5596.5106 | 5597.2762 | [8 empty] | 5559.6497 | 5556 | 5560.5973 | 5457.1082 | 5596.5106 | 5597.2762
7031 | 5556 | 5560.3059 | 5457.0976 | 5596.3166 | 5597.2387 | [8 empty] | 5559.5121 | 5556 | 5560.3059 | 5457.0976 | 5596.3166 | 5597.2387
7032 | 5556 | 5560.3054 | 5456.8584 | 5596.1643 | 5597.2008 | [8 empty] | 5559.3352 | 5556 | 5560.3054 | 5456.8584 | 5596.1643 | 5597.2008
7033 | 5556 | 5560.1393 | 5456.8415 | 5595.9044 | 5596.9272 | [8 empty] | 5559.2212 | 5556 | 5560.1393 | 5456.8415 | 5595.9044 | 5596.9272
7034 | 5556 | 5559.8729 | 5456.8171 | 5595.8822 | 5596.8396 | [8 empty] | 5559.1627 | 5556 | 5559.8729 | 5456.8171 | 5595.8822 | 5596.8396
7035 | 5556 | 5559.8544 | 5456.8075 | 5595.4648 | 5596.6982 | [8 empty] | 5558.8817 | 5556 | 5559.8544 | 5456.8075 | 5595.4648 | 5596.6982
7036 | 5555 | 5559.7934 | 5456.7749 | 5595.3701 | 5596.6789 | [8 empty] | 5558.7694 | 5555 | 5559.7934 | 5456.7749 | 5595.3701 | 5596.6789
7037 | 5555 | 5559.4489 | 5456.7155 | 5595.3264 | 5596.4938 | [8 empty] | 5558.5597 | 5555 | 5559.4489 | 5456.7155 | 5595.3264 | 5596.4938
7038 | 5555 | 5559.0553 | 5456.6898 | 5594.9455 | 5596.1416 | [8 empty] | 5558.2685 | 5555 | 5559.0553 | 5456.6898 | 5594.9455 | 5596.1416
7039 | 5555 | 5559.0113 | 5456.687 | 5594.9171 | 5595.9487 | [8 empty] | 5558.2638 | 5555 | 5559.0113 | 5456.687 | 5594.9171 | 5595.9487
7040 | 5554 | 5558.7756 | 5456.6567 | 5594.878 | 5595.4657 | [8 empty] | 5558.2382 | 5554 | 5558.7756 | 5456.6567 | 5594.878 | 5595.4657
7041 | 5554 | 5558.6142 | 5456.5565 | 5594.8215 | 5595.406 | [8 empty] | 5558.007 | 5554 | 5558.6142 | 5456.5565 | 5594.8215 | 5595.406
7042 | 5554 | 5558.6032 | 5456.3152 | 5594.6578 | 5595.3815 | [8 empty] | 5557.887 | 5554 | 5558.6032 | 5456.3152 | 5594.6578 | 5595.3815
7043 | 5554 | 5558.5941 | 5456.3002 | 5594.6553 | 5594.4322 | [8 empty] | 5557.3714 | 5554 | 5558.5941 | 5456.3002 | 5594.6553 | 5594.4322
7044 | 5554 | 5558.4284 | 5456.1067 | 5594.5354 | 5594.1465 | [8 empty] | 5557.2927 | 5554 | 5558.4284 | 5456.1067 | 5594.5354 | 5594.1465
7045 | 5554 | 5558.2975 | 5455.8913 | 5594.2985 | 5594.0986 | [8 empty] | 5557.17 | 5554 | 5558.2975 | 5455.8913 | 5594.2985 | 5594.0986
7046 | 5553 | 5557.8937 | 5455.8121 | 5594.0675 | 5593.8228 | [8 empty] | 5556.8641 | 5553 | 5557.8937 | 5455.8121 | 5594.0675 | 5593.8228
7047 | 5553 | 5557.8355 | 5455.7754 | 5594.0303 | 5593.8061 | [8 empty] | 5556.3065 | 5553 | 5557.8355 | 5455.7754 | 5594.0303 | 5593.8061
7048 | 5553 | 5557.4897 | 5455.7563 | 5593.9862 | 5593.6053 | [8 empty] | 5556.0608 | 5553 | 5557.4897 | 5455.7563 | 5593.9862 | 5593.6053
7049 | 5553 | 5557.4341 | 5455.7139 | 5593.1246 | 5593.536 | [8 empty] | 5555.9873 | 5553 | 5557.4341 | 5455.7139 | 5593.1246 | 5593.536
7050 | 5553 | 5557.2698 | 5455.6905 | 5592.8285 | 5593.5164 | [8 empty] | 5555.826 | 5553 | 5557.2698 | 5455.6905 | 5592.8285 | 5593.5164
7051 | 5553 | 5557.1156 | 5455.5265 | 5592.5963 | 5593.4941 | [8 empty] | 5555.5144 | 5553 | 5557.1156 | 5455.5265 | 5592.5963 | 5593.4941
7052 | 5553 | 5557.0841 | 5455.4957 | 5592.551 | 5593.485 | [8 empty] | 5555.3123 | 5553 | 5557.0841 | 5455.4957 | 5592.551 | 5593.485
7053 | 5553 | 5557.0141 | 5455.3067 | 5592.2194 | 5593.2006 | [8 empty] | 5554.8958 | 5553 | 5557.0141 | 5455.3067 | 5592.2194 | 5593.2006
7054 | 5553 | 5556.9411 | 5455.1935 | 5592.1035 | 5593.07 | [8 empty] | 5554.6401 | 5553 | 5556.9411 | 5455.1935 | 5592.1035 | 5593.07
7055 | 5552 | 5556.7612 | 5455.1187 | 5592.0178 | 5592.9798 | [8 empty] | 5554.6149 | 5552 | 5556.7612 | 5455.1187 | 5592.0178 | 5592.9798
7056 | 5552 | 5556.3795 | 5454.8752 | 5591.8185 | 5592.9644 | [8 empty] | 5554.16 | 5552 | 5556.3795 | 5454.8752 | 5591.8185 | 5592.9644
7057 | 5552 | 5556.2702 | 5454.8378 | 5591.7948 | 5592.9193 | [8 empty] | 5554.1295 | 5552 | 5556.2702 | 5454.8378 | 5591.7948 | 5592.9193
7058 | 5552 | 5556.1323 | 5454.5011 | 5591.7068 | 5592.739 | [8 empty] | 5553.4525 | 5552 | 5556.1323 | 5454.5011 | 5591.7068 | 5592.739
7059 | 5551 | 5555.8257 | 5454.3397 | 5591.6023 | 5592.3176 | [8 empty] | 5553.2386 | 5551 | 5555.8257 | 5454.3397 | 5591.6023 | 5592.3176
7060 | 5551 | 5555.52 | 5454.2441 | 5591.1221 | 5592.3152 | [8 empty] | 5553.0137 | 5551 | 5555.52 | 5454.2441 | 5591.1221 | 5592.3152
7061 | 5551 | 5555.4469 | 5454.1032 | 5590.7503 | 5592.1881 | [8 empty] | 5552.9984 | 5551 | 5555.4469 | 5454.1032 | 5590.7503 | 5592.1881
7062 | 5551 | 5555.0751 | 5454.0307 | 5590.575 | 5591.5107 | [8 empty] | 5552.5694 | 5551 | 5555.0751 | 5454.0307 | 5590.575 | 5591.5107
7063 | 5551 | 5555.0052 | 5453.9063 | 5590.5673 | 5591.4122 | [8 empty] | 5552.3763 | 5551 | 5555.0052 | 5453.9063 | 5590.5673 | 5591.4122
7064 | 5551 | 5554.8708 | 5453.8549 | 5590.3931 | 5591.3726 | [8 empty] | 5552.1668 | 5551 | 5554.8708 | 5453.8549 | 5590.3931 | 5591.3726
7065 | 5551 | 5554.8595 | 5453.7844 | 5590.215 | 5591.3478 | [8 empty] | 5551.8103 | 5551 | 5554.8595 | 5453.7844 | 5590.215 | 5591.3478
7066 | 5550 | 5554.6899 | 5452.7784 | 5589.778 | 5591.3312 | [8 empty] | 5551.6857 | 5550 | 5554.6899 | 5452.7784 | 5589.778 | 5591.3312
7067 | 5550 | 5554.4277 | 5452.371 | 5589.7472 | 5591.191 | [8 empty] | 5551.6242 | 5550 | 5554.4277 | 5452.371 | 5589.7472 | 5591.191
7068 | 5550 | 5554.22 | 5452.3535 | 5589.7316 | 5591.1812 | [8 empty] | 5551.5779 | 5550 | 5554.22 | 5452.3535 | 5589.7316 | 5591.1812
7069 | 5550 | 5554.1147 | 5452.1591 | 5589.4068 | 5591.0308 | [8 empty] | 5551.427 | 5550 | 5554.1147 | 5452.1591 | 5589.4068 | 5591.0308
7070 | 5550 | 5554.0203 | 5452.0734 | 5589.3794 | 5591.0262 | [8 empty] | 5551.3177 | 5550 | 5554.0203 | 5452.0734 | 5589.3794 | 5591.0262
7071 | 5550 | 5554.0022 | 5451.5661 | 5587.6744 | 5590.8697 | [8 empty] | 5551.0931 | 5550 | 5554.0022 | 5451.5661 | 5587.6744 | 5590.8697
7072 | 5550 | 5553.6516 | 5451.3949 | 5587.3438 | 5590.8307 | [8 empty] | 5551.0073 | 5550 | 5553.6516 | 5451.3949 | 5587.3438 | 5590.8307
7073 | 5550 | 5553.5922 | 5450.957 | 5587.101 | 5590.695 | [8 empty] | 5550.8555 | 5550 | 5553.5922 | 5450.957 | 5587.101 | 5590.695
7074 | 5549 | 5553.5256 | 5450.8588 | 5587.0359 | 5590.382 | [8 empty] | 5550.8371 | 5549 | 5553.5256 | 5450.8588 | 5587.0359 | 5590.382
7075 | 5549 | 5553.4336 | 5450.7299 | 5586.6266 | 5590.328 | [8 empty] | 5550.813 | 5549 | 5553.4336 | 5450.7299 | 5586.6266 | 5590.328
7076 | 5549 | 5553.3728 | 5450.7038 | 5586.283 | 5590.3106 | [8 empty] | 5550.8031 | 5549 | 5553.3728 | 5450.7038 | 5586.283 | 5590.3106
7077 | 5549 | 5553.1262 | 5450.6227 | 5586.1645 | 5590.2977 | [8 empty] | 5550.4816 | 5549 | 5553.1262 | 5450.6227 | 5586.1645 | 5590.2977
7078 | 5549 | 5552.8889 | 5450.4631 | 5585.9758 | 5590.1885 | [8 empty] | 5550.2336 | 5549 | 5552.8889 | 5450.4631 | 5585.9758 | 5590.1885
7079 | 5549 | 5552.7388 | 5450.2992 | 5585.8598 | 5590.1075 | [8 empty] | 5550.0402 | 5549 | 5552.7388 | 5450.2992 | 5585.8598 | 5590.1075
7080 | 5549 | 5552.6401 | 5450.2853 | 5585.6394 | 5590.0741 | [8 empty] | 5549.8042 | 5549 | 5552.6401 | 5450.2853 | 5585.6394 | 5590.0741
7081 | 5549 | 5552.496 | 5450.272 | 5585.628 | 5589.9498 | [8 empty] | 5549.6699 | 5549 | 5552.496 | 5450.272 | 5585.628 | 5589.9498
7082 | 5549 | 5552.0133 | 5450.1646 | 5585.4506 | 5589.9384 | [8 empty] | 5549.4827 | 5549 | 5552.0133 | 5450.1646 | 5585.4506 | 5589.9384
7083 | 5549 | 5551.7348 | 5450.0113 | 5585.4327 | 5589.8332 | [8 empty] | 5549.3944 | 5549 | 5551.7348 | 5450.0113 | 5585.4327 | 5589.8332
7084 | 5549 | 5551.704 | 5449.9268 | 5585.3833 | 5589.7536 | [8 empty] | 5549.2717 | 5549 | 5551.704 | 5449.9268 | 5585.3833 | 5589.7536
7085 | 5548 | 5551.6484 | 5449.7507 | 5585.2755 | 5589.6765 | [8 empty] | 5549.2715 | 5548 | 5551.6484 | 5449.7507 | 5585.2755 | 5589.6765
7086 | 5548 | 5551.6175 | 5449.5217 | 5585.2747 | 5589.3718 | [8 empty] | 5549.2042 | 5548 | 5551.6175 | 5449.5217 | 5585.2747 | 5589.3718
7087 | 5548 | 5551.5907 | 5449.1668 | 5585.1324 | 5589.2105 | [8 empty] | 5549.1913 | 5548 | 5551.5907 | 5449.1668 | 5585.1324 | 5589.2105
7088 | 5548 | 5551.4154 | 5449.1186 | 5585.0644 | 5588.9732 | [8 empty] | 5549.1236 | 5548 | 5551.4154 | 5449.1186 | 5585.0644 | 5588.9732
7089 | 5548 | 5551.1392 | 5449.0821 | 5584.9171 | 5588.6125 | [8 empty] | 5549.0979 | 5548 | 5551.1392 | 5449.0821 | 5584.9171 | 5588.6125
7090 | 5547 | 5550.944 | 5449.0157 | 5584.8232 | 5588.5017 | [8 empty] | 5548.8088 | 5547 | 5550.944 | 5449.0157 | 5584.8232 | 5588.5017
7091 | 5547 | 5550.9278 | 5448.6761 | 5584.8118 | 5588.1571 | [8 empty] | 5548.785 | 5547 | 5550.9278 | 5448.6761 | 5584.8118 | 5588.1571
7092 | 5547 | 5550.8086 | 5448.6536 | 5584.6827 | 5588.1395 | [8 empty] | 5548.5392 | 5547 | 5550.8086 | 5448.6536 | 5584.6827 | 5588.1395
7093 | 5547 | 5550.502 | 5448.6357 | 5584.654 | 5588.0996 | [8 empty] | 5548.4799 | 5547 | 5550.502 | 5448.6357 | 5584.654 | 5588.0996
7094 | 5546 | 5550.4708 | 5448.6327 | 5584.5107 | 5587.8223 | [8 empty] | 5548.2954 | 5546 | 5550.4708 | 5448.6327 | 5584.5107 | 5587.8223
7095 | 5546 | 5550.3583 | 5448.621 | 5584.5026 | 5587.5954 | [8 empty] | 5548.1956 | 5546 | 5550.3583 | 5448.621 | 5584.5026 | 5587.5954
7096 | 5546 | 5550.2441 | 5448.4457 | 5584.2467 | 5587.4667 | [8 empty] | 5548.1636 | 5546 | 5550.2441 | 5448.4457 | 5584.2467 | 5587.4667
7097 | 5546 | 5550.1838 | 5448.0596 | 5584.1709 | 5587.019 | [8 empty] | 5547.7392 | 5546 | 5550.1838 | 5448.0596 | 5584.1709 | 5587.019
7098 | 5546 | 5550.0431 | 5448.0556 | 5584.1524 | 5586.9479 | [8 empty] | 5547.3022 | 5546 | 5550.0431 | 5448.0556 | 5584.1524 | 5586.9479
7099 | 5546 | 5549.921 | 5448.0351 | 5583.8826 | 5586.8819 | [8 empty] | 5547.2549 | 5546 | 5549.921 | 5448.0351 | 5583.8826 | 5586.8819
7100 | 5546 | 5549.8734 | 5447.9789 | 5583.7557 | 5586.8597 | [8 empty] | 5547.1214 | 5546 | 5549.8734 | 5447.9789 | 5583.7557 | 5586.8597
7101 | 5546 | 5549.8293 | 5447.9144 | 5583.0662 | 5586.7503 | [8 empty] | 5547.0705 | 5546 | 5549.8293 | 5447.9144 | 5583.0662 | 5586.7503
7102 | 5546 | 5549.7595 | 5447.712 | 5582.8465 | 5586.6721 | [8 empty] | 5546.8606 | 5546 | 5549.7595 | 5447.712 | 5582.8465 | 5586.6721
7103 | 5546 | 5549.4454 | 5447.51 | 5582.8188 | 5586.6339 | [8 empty] | 5546.8422 | 5546 | 5549.4454 | 5447.51 | 5582.8188 | 5586.6339
7104 | 5545 | 5549.4205 | 5447.2871 | 5582.7621 | 5586.0202 | [8 empty] | 5546.6231 | 5545 | 5549.4205 | 5447.2871 | 5582.7621 | 5586.0202
7105 | 5545 | 5549.4098 | 5447.2436 | 5582.7589 | 5585.7607 | [8 empty] | 5546.6157 | 5545 | 5549.4098 | 5447.2436 | 5582.7589 | 5585.7607
7106 | 5545 | 5549.2757 | 5447.1328 | 5582.3533 | 5585.6591 | [8 empty] | 5546.5768 | 5545 | 5549.2757 | 5447.1328 | 5582.3533 | 5585.6591
7107 | 5545 | 5549.1188 | 5446.9788 | 5582.2599 | 5585.5078 | [8 empty] | 5546.5429 | 5545 | 5549.1188 | 5446.9788 | 5582.2599 | 5585.5078
7108 | 5545 | 5548.9361 | 5446.9479 | 5582.2472 | 5585.341 | [8 empty] | 5546.4449 | 5545 | 5548.9361 | 5446.9479 | 5582.2472 | 5585.341
7109 | 5545 | 5548.6275 | 5446.945 | 5582.0499 | 5585.109 | [8 empty] | 5546.1115 | 5545 | 5548.6275 | 5446.945 | 5582.0499 | 5585.109
7110 | 5545 | 5548.4851 | 5446.5462 | 5581.9049 | 5585.0744 | [8 empty] | 5545.9772 | 5545 | 5548.4851 | 5446.5462 | 5581.9049 | 5585.0744
7111 | 5545 | 5548.3152 | 5446.4039 | 5581.7692 | 5585.0688 | [8 empty] | 5545.8532 | 5545 | 5548.3152 | 5446.4039 | 5581.7692 | 5585.0688
7112 | 5545 | 5548.0842 | 5446.3123 | 5581.661 | 5585.0173 | [8 empty] | 5545.8382 | 5545 | 5548.0842 | 5446.3123 | 5581.661 | 5585.0173
7113 | 5545 | 5548.0823 | 5445.8859 | 5581.4847 | 5585.0104 | [8 empty] | 5545.83 | 5545 | 5548.0823 | 5445.8859 | 5581.4847 | 5585.0104
7114 | 5545 | 5548.0175 | 5445.5844 | 5581.2777 | 5584.5781 | [8 empty] | 5545.4555 | 5545 | 5548.0175 | 5445.5844 | 5581.2777 | 5584.5781
7115 | 5544 | 5548.0129 | 5445.3578 | 5581.1932 | 5584.5348 | [8 empty] | 5545.1626 | 5544 | 5548.0129 | 5445.3578 | 5581.1932 | 5584.5348
7116 | 5544 | 5547.9866 | 5445.3248 | 5580.9929 | 5584.528 | [8 empty] | 5544.9615 | 5544 | 5547.9866 | 5445.3248 | 5580.9929 | 5584.528
7117 | 5544 | 5547.7635 | 5445.3031 | 5580.9555 | 5584.4045 | [8 empty] | 5544.7464 | 5544 | 5547.7635 | 5445.3031 | 5580.9555 | 5584.4045
7118 | 5544 | 5547.7039 | 5445.2153 | 5580.5214 | 5583.914 | [8 empty] | 5544.7311 | 5544 | 5547.7039 | 5445.2153 | 5580.5214 | 5583.914
7119 | 5544 | 5547.6847 | 5445.0925 | 5580.1307 | 5583.7472 | [8 empty] | 5544.6971 | 5544 | 5547.6847 | 5445.0925 | 5580.1307 | 5583.7472
7120 | 5544 | 5547.4613 | 5444.5827 | 5580.119 | 5583.5714 | [8 empty] | 5544.6224 | 5544 | 5547.4613 | 5444.5827 | 5580.119 | 5583.5714
7121 | 5544 | 5547.1684 | 5444.0377 | 5579.8935 | 5583.3435 | [8 empty] | 5544.5998 | 5544 | 5547.1684 | 5444.0377 | 5579.8935 | 5583.3435
7122 | 5544 | 5547.1483 | 5443.6315 | 5579.7581 | 5583.2383 | [8 empty] | 5544.5314 | 5544 | 5547.1483 | 5443.6315 | 5579.7581 | 5583.2383
7123 | 5544 | 5546.5881 | 5442.2548 | 5579.6078 | 5583.1781 | [8 empty] | 5544.4562 | 5544 | 5546.5881 | 5442.2548 | 5579.6078 | 5583.1781
7124 | 5543 | 5546.321 | 5441.6558 | 5579.6012 | 5583.0958 | [8 empty] | 5544.3978 | 5543 | 5546.321 | 5441.6558 | 5579.6012 | 5583.0958
7125 | 5543 | 5545.9138 | 5441.3173 | 5579.5525 | 5582.9481 | [8 empty] | 5544.3921 | 5543 | 5545.9138 | 5441.3173 | 5579.5525 | 5582.9481
7126 | 5543 | 5545.0351 | 5441.3093 | 5579.3316 | 5582.9427 | [8 empty] | 5544.389 | 5543 | 5545.0351 | 5441.3093 | 5579.3316 | 5582.9427
7127 | 5543 | 5544.6687 | 5441.2532 | 5579 | 5582.8688 | [8 empty] | 5544.3116 | 5543 | 5544.6687 | 5441.2532 | 5579 | 5582.8688
7128 | 5543 | 5544.615 | 5441.219 | 5578.846 | 5582.8675 | [8 empty] | 5544.2563 | 5543 | 5544.615 | 5441.219 | 5578.846 | 5582.8675
7129 | 5542 | 5544.4155 | 5441.0837 | 5578.5356 | 5582.6866 | [8 empty] | 5544.2419 | 5542 | 5544.4155 | 5441.0837 | 5578.5356 | 5582.6866
7130 | 5542 | 5544.1562 | 5440.892 | 5578.4769 | 5582.2704 | [8 empty] | 5543.9375 | 5542 | 5544.1562 | 5440.892 | 5578.4769 | 5582.2704
7131 | 5542 | 5543.9694 | 5440.8737 | 5578.3297 | 5582.183 | [8 empty] | 5543.7129 | 5542 | 5543.9694 | 5440.8737 | 5578.3297 | 5582.183
7132 | 5542 | 5543.872 | 5440.8622 | 5578.2904 | 5582.1587 | [8 empty] | 5543.7056 | 5542 | 5543.872 | 5440.8622 | 5578.2904 | 5582.1587
7133 | 5542 | 5543.8197 | 5440.737 | 5578.2698 | 5581.97 | [8 empty] | 5543.3131 | 5542 | 5543.8197 | 5440.737 | 5578.2698 | 5581.97
7134 | 5542 | 5543.705 | 5440.7357 | 5577.9734 | 5581.6145 | [8 empty] | 5543.2105 | 5542 | 5543.705 | 5440.7357 | 5577.9734 | 5581.6145
7135 | 5542 | 5543.6167 | 5440.6582 | 5577.7334 | 5581.4847 | [8 empty] | 5542.31 | 5542 | 5543.6167 | 5440.6582 | 5577.7334 | 5581.4847
7136 | 5542 | 5543.3962 | 5440.572 | 5577.6209 | 5581.4503 | [8 empty] | 5542.1964 | 5542 | 5543.3962 | 5440.572 | 5577.6209 | 5581.4503
7137 | 5541 | 5543.2532 | 5440.5301 | 5577.3067 | 5580.8155 | [8 empty] | 5542.1537 | 5541 | 5543.2532 | 5440.5301 | 5577.3067 | 5580.8155
7138 | 5541 | 5543.2354 | 5440.3315 | 5577.2696 | 5580.7874 | [8 empty] | 5542.0193 | 5541 | 5543.2354 | 5440.3315 | 5577.2696 | 5580.7874
7139 | 5541 | 5543.2246 | 5439.9621 | 5577.2583 | 5580.6403 | [8 empty] | 5541.8679 | 5541 | 5543.2246 | 5439.9621 | 5577.2583 | 5580.6403
7140 | 5541 | 5542.8557 | 5439.6278 | 5577.1841 | 5580.6337 | [8 empty] | 5541.6551 | 5541 | 5542.8557 | 5439.6278 | 5577.1841 | 5580.6337
7141 | 5541 | 5542.6892 | 5439.4369 | 5577.0026 | 5580.6071 | [8 empty] | 5541.5002 | 5541 | 5542.6892 | 5439.4369 | 5577.0026 | 5580.6071
7142 | 5541 | 5542.5863 | 5439.4071 | 5576.9267 | 5580.5716 | [8 empty] | 5540.9194 | 5541 | 5542.5863 | 5439.4071 | 5576.9267 | 5580.5716
7143 | 5541 | 5542.3863 | 5439.2995 | 5576.7994 | 5580.5419 | [8 empty] | 5540.9051 | 5541 | 5542.3863 | 5439.2995 | 5576.7994 | 5580.5419
7144 | 5540 | 5541.9397 | 5438.9958 | 5576.771 | 5580.342 | [8 empty] | 5540.8555 | 5540 | 5541.9397 | 5438.9958 | 5576.771 | 5580.342
7145 | 5540 | 5541.6792 | 5438.9486 | 5576.5413 | 5580.2953 | [8 empty] | 5540.6386 | 5540 | 5541.6792 | 5438.9486 | 5576.5413 | 5580.2953
7146 | 5540 | 5541.5733 | 5438.8525 | 5576.2965 | 5580.2416 | [8 empty] | 5540.5029 | 5540 | 5541.5733 | 5438.8525 | 5576.2965 | 5580.2416
7147 | 5540 | 5541.5298 | 5438.7213 | 5576.124 | 5580.1428 | [8 empty] | 5540.4831 | 5540 | 5541.5298 | 5438.7213 | 5576.124 | 5580.1428
7148 | 5540 | 5541.491 | 5438.7148 | 5575.9072 | 5579.8706 | [8 empty] | 5539.9703 | 5540 | 5541.491 | 5438.7148 | 5575.9072 | 5579.8706
7149 | 5540 | 5541.4727 | 5438.7019 | 5575.9009 | 5579.8265 | [8 empty] | 5539.9401 | 5540 | 5541.4727 | 5438.7019 | 5575.9009 | 5579.8265
7150 | 5540 | 5541.4565 | 5438.5515 | 5575.4548 | 5579.6994 | [8 empty] | 5539.8717 | 5540 | 5541.4565 | 5438.5515 | 5575.4548 | 5579.6994
7151 | 5540 | 5541.2784 | 5438.5498 | 5575.4142 | 5579.6978 | [8 empty] | 5539.7671 | 5540 | 5541.2784 | 5438.5498 | 5575.4142 | 5579.6978
7152 | 5540 | 5540.9332 | 5438.4246 | 5575.0438 | 5579.6435 | [8 empty] | 5539.6109 | 5540 | 5540.9332 | 5438.4246 | 5575.0438 | 5579.6435
7153 | 5539 | 5540.8325 | 5438.0943 | 5575.0113 | 5579.5724 | [8 empty] | 5539.2261 | 5539 | 5540.8325 | 5438.0943 | 5575.0113 | 5579.5724
7154 | 5539 | 5540.5307 | 5438.0454 | 5574.8021 | 5579.4425 | [8 empty] | 5539.2063 | 5539 | 5540.5307 | 5438.0454 | 5574.8021 | 5579.4425
7155 | 5539 | 5540.5231 | 5437.9818 | 5574.5258 | 5579.4206 | [8 empty] | 5539.2032 | 5539 | 5540.5231 | 5437.9818 | 5574.5258 | 5579.4206
7156 | 5539 | 5539.7739 | 5437.954 | 5574.3254 | 5579.4111 | [8 empty] | 5539.0815 | 5539 | 5539.7739 | 5437.954 | 5574.3254 | 5579.4111
7157 | 5539 | 5539.6266 | 5437.7817 | 5574.2663 | 5578.9067 | [8 empty] | 5538.8002 | 5539 | 5539.6266 | 5437.7817 | 5574.2663 | 5578.9067
7158 | 5538 | 5539.2726 | 5437.4249 | 5573.9833 | 5578.7691 | [8 empty] | 5538.7058 | 5538 | 5539.2726 | 5437.4249 | 5573.9833 | 5578.7691
7159 | 5538 | 5538.7025 | 5437.2195 | 5573.9499 | 5578.6763 | [8 empty] | 5538.5993 | 5538 | 5538.7025 | 5437.2195 | 5573.9499 | 5578.6763
7160 | 5538 | 5538.6803 | 5436.8498 | 5573.8494 | 5578.6101 | [8 empty] | 5538.5988 | 5538 | 5538.6803 | 5436.8498 | 5573.8494 | 5578.6101
7161 | 5538 | 5538.6732 | 5436.8078 | 5573.6124 | 5578.1789 | [8 empty] | 5538.0277 | 5538 | 5538.6732 | 5436.8078 | 5573.6124 | 5578.1789
7162 | 5538 | 5537.7365 | 5436.7143 | 5572.7735 | 5577.9634 | [8 empty] | 5537.9688 | 5538 | 5537.7365 | 5436.7143 | 5572.7735 | 5577.9634
7163 | 5538 | 5537.5433 | 5436.6672 | 5572.7513 | 5577.7401 | [8 empty] | 5537.901 | 5538 | 5537.5433 | 5436.6672 | 5572.7513 | 5577.7401
7164 | 5538 | 5537.3621 | 5436.5838 | 5572.4558 | 5577.5065 | [8 empty] | 5537.4431 | 5538 | 5537.3621 | 5436.5838 | 5572.4558 | 5577.5065
7165 | 5538 | 5537.0062 | 5436.5748 | 5572.4366 | 5577.361 | [8 empty] | 5537.2251 | 5538 | 5537.0062 | 5436.5748 | 5572.4366 | 5577.361
7166 | 5538 | 5536.9753 | 5436.4689 | 5572.3176 | 5577.3374 | [8 empty] | 5537.1351 | 5538 | 5536.9753 | 5436.4689 | 5572.3176 | 5577.3374
7167 | 5538 | 5536.7685 | 5436.2238 | 5572.2228 | 5577.0359 | [8 empty] | 5537.0199 | 5538 | 5536.7685 | 5436.2238 | 5572.2228 | 5577.0359
7168 | 5538 | 5536.6445 | 5436.192 | 5572.1374 | 5576.8828 | [8 empty] | 5536.9775 | 5538 | 5536.6445 | 5436.192 | 5572.1374 | 5576.8828
7169 | 5537 | 5536.3151 | 5436.0494 | 5571.9364 | 5576.6436 | [8 empty] | 5536.8029 | 5537 | 5536.3151 | 5436.0494 | 5571.9364 | 5576.6436
7170 | 5537 | 5536.1696 | 5435.9979 | 5571.9119 | 5576.4113 | [8 empty] | 5536.7607 | 5537 | 5536.1696 | 5435.9979 | 5571.9119 | 5576.4113
7171 | 5537 | 5535.939 | 5435.8971 | 5571.8407 | 5576.202 | [8 empty] | 5536.3972 | 5537 | 5535.939 | 5435.8971 | 5571.8407 | 5576.202
7172 | 5537 | 5535.9342 | 5435.8783 | 5571.6788 | 5576.0295 | [8 empty] | 5536.1042 | 5537 | 5535.9342 | 5435.8783 | 5571.6788 | 5576.0295
7173 | 5537 | 5535.8331 | 5435.8719 | 5571.5432 | 5575.2067 | [8 empty] | 5535.9425 | 5537 | 5535.8331 | 5435.8719 | 5571.5432 | 5575.2067
7174 | 5537 | 5535.5952 | 5435.7988 | 5571.4987 | 5575.1772 | [8 empty] | 5535.6887 | 5537 | 5535.5952 | 5435.7988 | 5571.4987 | 5575.1772
7175 | 5537 | 5535.4314 | 5435.7424 | 5571.3506 | 5575.1379 | [8 empty] | 5535.6824 | 5537 | 5535.4314 | 5435.7424 | 5571.3506 | 5575.1379
7176 | 5536 | 5535.3993 | 5435.2147 | 5571.1281 | 5575.0816 | [8 empty] | 5535.5241 | 5536 | 5535.3993 | 5435.2147 | 5571.1281 | 5575.0816
7177 | 5536 | 5535.2617 | 5435.0501 | 5570.8928 | 5574.5428 | [8 empty] | 5535.3253 | 5536 | 5535.2617 | 5435.0501 | 5570.8928 | 5574.5428
7178 | 5536 | 5534.7014 | 5435.0149 | 5570.8478 | 5574.4916 | [8 empty] | 5535.2611 | 5536 | 5534.7014 | 5435.0149 | 5570.8478 | 5574.4916
7179 | 5536 | 5534.6488 | 5434.7386 | 5570.5824 | 5574.4735 | [8 empty] | 5534.8329 | 5536 | 5534.6488 | 5434.7386 | 5570.5824 | 5574.4735
7180 | 5536 | 5534.5263 | 5434.6391 | 5570.5175 | 5574.4113 | [8 empty] | 5534.7755 | 5536 | 5534.5263 | 5434.6391 | 5570.5175 | 5574.4113
7181 | 5536 | 5534.3337 | 5434.5158 | 5570.5134 | 5574.0085 | [8 empty] | 5534.7247 | 5536 | 5534.3337 | 5434.5158 | 5570.5134 | 5574.0085
7182 | 5535 | 5534.3243 | 5434.4843 | 5570.2974 | 5573.8927 | [8 empty] | 5534.6736 | 5535 | 5534.3243 | 5434.4843 | 5570.2974 | 5573.8927
7183 | 5535 | 5534.291 | 5434.4422 | 5570.1752 | 5573.1214 | [8 empty] | 5534.1002 | 5535 | 5534.291 | 5434.4422 | 5570.1752 | 5573.1214
7184 | 5534 | 5534.1177 | 5434.3154 | 5570.0659 | 5573.0952 | [8 empty] | 5533.9122 | 5534 | 5534.1177 | 5434.3154 | 5570.0659 | 5573.0952
7185 | 5534 | 5534.0779 | 5434.2678 | 5569.906 | 5572.7521 | [8 empty] | 5533.8613 | 5534 | 5534.0779 | 5434.2678 | 5569.906 | 5572.7521
7186 | 5534 | 5534.063 | 5433.848 | 5569.8006 | 5572.6559 | [8 empty] | 5533.5698 | 5534 | 5534.063 | 5433.848 | 5569.8006 | 5572.6559
7187 | 5534 | 5533.8945 | 5433.8219 | 5569.6314 | 5572.4683 | [8 empty] | 5533.017 | 5534 | 5533.8945 | 5433.8219 | 5569.6314 | 5572.4683
7188 | 5534 | 5533.7361 | 5433.1227 | 5569.2616 | 5572.4323 | [8 empty] | 5532.5247 | 5534 | 5533.7361 | 5433.1227 | 5569.2616 | 5572.4323
7189 | 5533 | 5533.7241 | 5433.0462 | 5569.0258 | 5572.0785 | [8 empty] | 5532.2744 | 5533 | 5533.7241 | 5433.0462 | 5569.0258 | 5572.0785
7190 | 5533 | 5533.5946 | 5432.9882 | 5568.9177 | 5572.0322 | [8 empty] | 5532.1525 | 5533 | 5533.5946 | 5432.9882 | 5568.9177 | 5572.0322
7191 | 5533 | 5533.4358 | 5432.9432 | 5568.575 | 5571.9547 | [8 empty] | 5532.1154 | 5533 | 5533.4358 | 5432.9432 | 5568.575 | 5571.9547
7192 | 5533 | 5533.4306 | 5432.7243 | 5568.5215 | 5571.7528 | [8 empty] | 5532.0577 | 5533 | 5533.4306 | 5432.7243 | 5568.5215 | 5571.7528
7193 | 5532 | 5533.0813 | 5432.5588 | 5567.733 | 5571.7444 | [8 empty] | 5531.936 | 5532 | 5533.0813 | 5432.5588 | 5567.733 | 5571.7444
7194 | 5532 | 5532.7306 | 5432.4077 | 5567.1796 | 5571.7017 | [8 empty] | 5531.9249 | 5532 | 5532.7306 | 5432.4077 | 5567.1796 | 5571.7017
7195 | 5532 | 5532.672 | 5432.2866 | 5567.137 | 5571.5468 | [8 empty] | 5531.5173 | 5532 | 5532.672 | 5432.2866 | 5567.137 | 5571.5468
7196 | 5532 | 5532.6464 | 5432.2693 | 5566.8469 | 5571.4136 | [8 empty] | 5531.2513 | 5532 | 5532.6464 | 5432.2693 | 5566.8469 | 5571.4136
7197 | 5532 | 5532.5825 | 5432.2558 | 5566.844 | 5571.3174 | [8 empty] | 5531.1392 | 5532 | 5532.5825 | 5432.2558 | 5566.844 | 5571.3174
7198 | 5532 | 5532.307 | 5432.2088 | 5566.7574 | 5571.3126 | [8 empty] | 5530.7795 | 5532 | 5532.307 | 5432.2088 | 5566.7574 | 5571.3126
7199 | 5532 | 5532.2381 | 5432.141 | 5566.6358 | 5571.2957 | [8 empty] | 5530.7186 | 5532 | 5532.2381 | 5432.141 | 5566.6358 | 5571.2957
7200 | 5532 | 5532.1211 | 5431.9259 | 5566.6197 | 5571.0504 | [8 empty] | 5530.7181 | 5532 | 5532.1211 | 5431.9259 | 5566.6197 | 5571.0504
7201 | 5532 | 5531.4338 | 5431.7714 | 5566.6147 | 5570.9065 | [8 empty] | 5530.4041 | 5532 | 5531.4338 | 5431.7714 | 5566.6147 | 5570.9065
7202 | 5531 | 5531.3508 | 5431.708 | 5566.6032 | 5570.3437 | [8 empty] | 5530.362 | 5531 | 5531.3508 | 5431.708 | 5566.6032 | 5570.3437
7203 | 5531 | 5531.2825 | 5431.5504 | 5566.4416 | 5570.2035 | [8 empty] | 5530.3617 | 5531 | 5531.2825 | 5431.5504 | 5566.4416 | 5570.2035
7204 | 5531 | 5531.2339 | 5430.8063 | 5566.3067 | 5570.1861 | [8 empty] | 5530.2794 | 5531 | 5531.2339 | 5430.8063 | 5566.3067 | 5570.1861
7205 | 5531 | 5531.174 | 5430.513 | 5566.0017 | 5570.0812 | [8 empty] | 5529.586 | 5531 | 5531.174 | 5430.513 | 5566.0017 | 5570.0812
7206 | 5530 | 5530.9744 | 5430.5023 | 5565.959 | 5570.0686 | [8 empty] | 5529.5655 | 5530 | 5530.9744 | 5430.5023 | 5565.959 | 5570.0686
7207 | 5530 | 5530.8816 | 5430.2341 | 5565.8717 | 5569.8571 | [8 empty] | 5529.4983 | 5530 | 5530.8816 | 5430.2341 | 5565.8717 | 5569.8571
7208 | 5530 | 5530.7247 | 5430.1534 | 5565.6924 | 5569.6719 | [8 empty] | 5529.409 | 5530 | 5530.7247 | 5430.1534 | 5565.6924 | 5569.6719
7209 | 5530 | 5530.5877 | 5430.064 | 5565.6107 | 5569.4228 | [8 empty] | 5529.3861 | 5530 | 5530.5877 | 5430.064 | 5565.6107 | 5569.4228
7210 | 5530 | 5530.454 | 5429.9558 | 5565.357 | 5569.0903 | [8 empty] | 5528.4104 | 5530 | 5530.454 | 5429.9558 | 5565.357 | 5569.0903
7211 | 5529 | 5530.335 | 5429.6243 | 5565.2138 | 5568.7541 | [8 empty] | 5528.0693 | 5529 | 5530.335 | 5429.6243 | 5565.2138 | 5568.7541
7212 | 5529 | 5530.2154 | 5429.4468 | 5565.2129 | 5568.3415 | [8 empty] | 5527.9083 | 5529 | 5530.2154 | 5429.4468 | 5565.2129 | 5568.3415
7213 | 5529 | 5530.1786 | 5429.1927 | 5565.0528 | 5568.3064 | [8 empty] | 5527.792 | 5529 | 5530.1786 | 5429.1927 | 5565.0528 | 5568.3064
7214 | 5529 | 5529.8211 | 5429.0777 | 5564.9715 | 5567.9715 | [8 empty] | 5527.7329 | 5529 | 5529.8211 | 5429.0777 | 5564.9715 | 5567.9715
7215 | 5529 | 5529.5427 | 5428.9223 | 5564.9351 | 5567.8353 | [8 empty] | 5527.6777 | 5529 | 5529.5427 | 5428.9223 | 5564.9351 | 5567.8353
7216 | 5529 | 5529.4006 | 5427.7334 | 5564.859 | 5567.6009 | [8 empty] | 5527.6416 | 5529 | 5529.4006 | 5427.7334 | 5564.859 | 5567.6009
7217 | 5528 | 5529.3687 | 5427.7178 | 5564.8416 | 5567.439 | [8 empty] | 5527.5949 | 5528 | 5529.3687 | 5427.7178 | 5564.8416 | 5567.439
7218 | 5528 | 5529.3323 | 5427.5225 | 5564.8113 | 5567.2033 | [8 empty] | 5527.5225 | 5528 | 5529.3323 | 5427.5225 | 5564.8113 | 5567.2033
7219 | 5528 | 5529.3059 | 5427.4662 | 5564.7728 | 5566.98 | [8 empty] | 5527.4781 | 5528 | 5529.3059 | 5427.4662 | 5564.7728 | 5566.98
7220 | 5528 | 5529.0049 | 5427.1255 | 5564.679 | 5566.9135 | [8 empty] | 5527.4744 | 5528 | 5529.0049 | 5427.1255 | 5564.679 | 5566.9135
7221 | 5527 | 5528.8973 | 5427.071 | 5564.5906 | 5566.5537 | [8 empty] | 5527.4328 | 5527 | 5528.8973 | 5427.071 | 5564.5906 | 5566.5537
7222 | 5527 | 5528.7086 | 5426.9368 | 5564.5587 | 5566.5011 | [8 empty] | 5527.2927 | 5527 | 5528.7086 | 5426.9368 | 5564.5587 | 5566.5011
7223 | 5527 | 5528.6352 | 5426.8675 | 5563.903 | 5566.345 | [8 empty] | 5527.2265 | 5527 | 5528.6352 | 5426.8675 | 5563.903 | 5566.345
7224 | 5527 | 5528.466 | 5426.5351 | 5563.8825 | 5566.0594 | [8 empty] | 5527.1039 | 5527 | 5528.466 | 5426.5351 | 5563.8825 | 5566.0594
7225 | 5527 | 5528.4007 | 5426.354 | 5563.4811 | 5565.9434 | [8 empty] | 5526.9361 | 5527 | 5528.4007 | 5426.354 | 5563.4811 | 5565.9434
7226 | 5527 | 5528.2696 | 5426.2675 | 5563.2202 | 5565.8133 | [8 empty] | 5526.7428 | 5527 | 5528.2696 | 5426.2675 | 5563.2202 | 5565.8133
7227 | 5527 | 5528.1497 | 5425.7304 | 5563.0349 | 5565.6925 | [8 empty] | 5526.733 | 5527 | 5528.1497 | 5425.7304 | 5563.0349 | 5565.6925
7228 | 5527 | 5528.1299 | 5425.5138 | 5562.9698 | 5565.4177 | [8 empty] | 5526.4239 | 5527 | 5528.1299 | 5425.5138 | 5562.9698 | 5565.4177
7229 | 5526 | 5527.9134 | 5425.312 | 5562.5952 | 5565.0897 | [8 empty] | 5526.1576 | 5526 | 5527.9134 | 5425.312 | 5562.5952 | 5565.0897
7230 | 5526 | 5527.8059 | 5424.7875 | 5562.5646 | 5564.8861 | [8 empty] | 5525.6863 | 5526 | 5527.8059 | 5424.7875 | 5562.5646 | 5564.8861
7231 | 5525 | 5527.738 | 5423.8217 | 5562.3923 | 5564.5424 | [8 empty] | 5525.6619 | 5525 | 5527.738 | 5423.8217 | 5562.3923 | 5564.5424
7232 | 5525 | 5527.7323 | 5423.6248 | 5562.3722 | 5564.5137 | [8 empty] | 5525.625 | 5525 | 5527.7323 | 5423.6248 | 5562.3722 | 5564.5137
7233 | 5525 | 5527.5902 | 5423.5592 | 5562.2289 | 5564.5062 | [8 empty] | 5525.6007 | 5525 | 5527.5902 | 5423.5592 | 5562.2289 | 5564.5062
7234 | 5525 | 5527.5825 | 5423.4891 | 5562.1563 | 5564.4429 | [8 empty] | 5525.5939 | 5525 | 5527.5825 | 5423.4891 | 5562.1563 | 5564.4429
7235 | 5525 | 5527.2468 | 5422.5498 | 5562.128 | 5564.424 | [8 empty] | 5525.555 | 5525 | 5527.2468 | 5422.5498 | 5562.128 | 5564.424
7236 | 5525 | 5526.5795 | 5422.4958 | 5561.9414 | 5564.3822 | [8 empty] | 5525.5268 | 5525 | 5526.5795 | 5422.4958 | 5561.9414 | 5564.3822
7237 | 5524 | 5525.9338 | 5422.3549 | 5561.9284 | 5564.3731 | [8 empty] | 5525.5006 | 5524 | 5525.9338 | 5422.3549 | 5561.9284 | 5564.3731
7238 | 5524 | 5525.7719 | 5421.8727 | 5561.9176 | 5564.3511 | [8 empty] | 5525.3056 | 5524 | 5525.7719 | 5421.8727 | 5561.9176 | 5564.3511
7239 | 5524 | 5525.652 | 5421.1915 | 5561.7885 | 5563.8179 | [8 empty] | 5524.662 | 5524 | 5525.652 | 5421.1915 | 5561.7885 | 5563.8179
7240 | 5524 | 5525.4881 | 5421.0163 | 5561.7599 | 5563.636 | [8 empty] | 5524.5087 | 5524 | 5525.4881 | 5421.0163 | 5561.7599 | 5563.636
7241 | 5523 | 5525.4035 | 5420.8032 | 5561.4164 | 5563.582 | [8 empty] | 5524.3182 | 5523 | 5525.4035 | 5420.8032 | 5561.4164 | 5563.582
7242 | 5523 | 5525.2761 | 5420.5688 | 5561.3526 | 5563.4386 | [8 empty] | 5524.2782 | 5523 | 5525.2761 | 5420.5688 | 5561.3526 | 5563.4386
7243 | 5523 | 5525.1729 | 5420.3191 | 5561.2465 | 5563.2866 | [8 empty] | 5524.2509 | 5523 | 5525.1729 | 5420.3191 | 5561.2465 | 5563.2866
7244 | 5523 | 5525.1713 | 5420.2232 | 5561.0895 | 5562.7014 | [8 empty] | 5523.9314 | 5523 | 5525.1713 | 5420.2232 | 5561.0895 | 5562.7014
7245 | 5523 | 5524.9759 | 5419.9663 | 5561.0434 | 5562.6992 | [8 empty] | 5523.866 | 5523 | 5524.9759 | 5419.9663 | 5561.0434 | 5562.6992
7246 | 5523 | 5524.7504 | 5419.9662 | 5560.7289 | 5562.536 | [8 empty] | 5523.7124 | 5523 | 5524.7504 | 5419.9662 | 5560.7289 | 5562.536
7247 | 5522 | 5524.3357 | 5419.9314 | 5560.5126 | 5562.5204 | [8 empty] | 5523.6522 | 5522 | 5524.3357 | 5419.9314 | 5560.5126 | 5562.5204
7248 | 5522 | 5524.1619 | 5419.9141 | 5559.9541 | 5562.4202 | [8 empty] | 5523.5668 | 5522 | 5524.1619 | 5419.9141 | 5559.9541 | 5562.4202
7249 | 5522 | 5524.0631 | 5419.9123 | 5559.6939 | 5562.1694 | [8 empty] | 5523.2661 | 5522 | 5524.0631 | 5419.9123 | 5559.6939 | 5562.1694
7250 | 5522 | 5523.8542 | 5419.7818 | 5559.6108 | 5561.9923 | [8 empty] | 5523.2528 | 5522 | 5523.8542 | 5419.7818 | 5559.6108 | 5561.9923
7251 | 5522 | 5523.0634 | 5419.6425 | 5559.5118 | 5561.8752 | [8 empty] | 5523.089 | 5522 | 5523.0634 | 5419.6425 | 5559.5118 | 5561.8752
7252 | 5522 | 5523.0165 | 5419.4208 | 5559.4049 | 5561.5869 | [8 empty] | 5522.7836 | 5522 | 5523.0165 | 5419.4208 | 5559.4049 | 5561.5869
7253 | 5521 | 5522.8627 | 5418.7617 | 5559.3606 | 5561.3624 | [8 empty] | 5522.5491 | 5521 | 5522.8627 | 5418.7617 | 5559.3606 | 5561.3624
7254 | 5521 | 5522.8439 | 5418.6196 | 5559.3531 | 5561.3101 | [8 empty] | 5522.4126 | 5521 | 5522.8439 | 5418.6196 | 5559.3531 | 5561.3101
7255 | 5521 | 5522.8019 | 5418.569 | 5559.0306 | 5561.2349 | [8 empty] | 5522.4037 | 5521 | 5522.8019 | 5418.569 | 5559.0306 | 5561.2349
7256 | 5521 | 5522.6945 | 5417.7011 | 5558.8841 | 5561.1358 | [8 empty] | 5522.3992 | 5521 | 5522.6945 | 5417.7011 | 5558.8841 | 5561.1358
7257 | 5520 | 5522.6564 | 5417.141 | 5558.8234 | 5561.1189 | [8 empty] | 5522.214 | 5520 | 5522.6564 | 5417.141 | 5558.8234 | 5561.1189
7258 | 5520 | 5522.2607 | 5417.1195 | 5558.5711 | 5561.0541 | [8 empty] | 5521.9478 | 5520 | 5522.2607 | 5417.1195 | 5558.5711 | 5561.0541
7259 | 5520 | 5521.9326 | 5417.027 | 5558.414 | 5560.9343 | [8 empty] | 5521.5572 | 5520 | 5521.9326 | 5417.027 | 5558.414 | 5560.9343
7260 | 5520 | 5521.9311 | 5416.9323 | 5558.3974 | 5560.8869 | [8 empty] | 5521.5186 | 5520 | 5521.9311 | 5416.9323 | 5558.3974 | 5560.8869
7261 | 5520 | 5521.8435 | 5416.9019 | 5558.2582 | 5560.7376 | [8 empty] | 5521.1548 | 5520 | 5521.8435 | 5416.9019 | 5558.2582 | 5560.7376
7262 | 5519 | 5521.8253 | 5416.4857 | 5558.0412 | 5560.5887 | [8 empty] | 5520.9153 | 5519 | 5521.8253 | 5416.4857 | 5558.0412 | 5560.5887
7263 | 5519 | 5521.4453 | 5416.2739 | 5557.8816 | 5560.3559 | [8 empty] | 5520.908 | 5519 | 5521.4453 | 5416.2739 | 5557.8816 | 5560.3559
7264 | 5519 | 5521.2159 | 5416.2718 | 5557.5397 | 5560.1325 | [8 empty] | 5520.8956 | 5519 | 5521.2159 | 5416.2718 | 5557.5397 | 5560.1325
7265 | 5519 | 5521.2127 | 5416.1527 | 5557.4142 | 5560.1059 | [8 empty] | 5520.7689 | 5519 | 5521.2127 | 5416.1527 | 5557.4142 | 5560.1059
7266 | 5519 | 5521.197 | 5415.9137 | 5557.2226 | 5560.0986 | [8 empty] | 5520.1616 | 5519 | 5521.197 | 5415.9137 | 5557.2226 | 5560.0986
7267 | 5519 | 5521.1349 | 5415.6013 | 5557.143 | 5559.7709 | [8 empty] | 5520.0315 | 5519 | 5521.1349 | 5415.6013 | 5557.143 | 5559.7709
7268 | 5519 | 5521.0451 | 5415.5889 | 5556.9285 | 5559.3396 | [8 empty] | 5520.0238 | 5519 | 5521.0451 | 5415.5889 | 5556.9285 | 5559.3396
7269 | 5519 | 5520.9536 | 5415.4909 | 5556.6019 | 5559.2529 | [8 empty] | 5519.8788 | 5519 | 5520.9536 | 5415.4909 | 5556.6019 | 5559.2529
7270 | 5519 | 5520.8756 | 5415.3388 | 5556.132 | 5559.116 | [8 empty] | 5519.8203 | 5519 | 5520.8756 | 5415.3388 | 5556.132 | 5559.116
7271 | 5518 | 5520.8516 | 5414.7478 | 5555.9054 | 5559.006 | [8 empty] | 5519.6322 | 5518 | 5520.8516 | 5414.7478 | 5555.9054 | 5559.006
7272 | 5518 | 5520.463 | 5414.345 | 5555.5072 | 5558.8001 | [8 empty] | 5519.548 | 5518 | 5520.463 | 5414.345 | 5555.5072 | 5558.8001
7273 | 5518 | 5520.3408 | 5414.2488 | 5555.3602 | 5558.5304 | [8 empty] | 5519.5322 | 5518 | 5520.3408 | 5414.2488 | 5555.3602 | 5558.5304
7274 | 5518 | 5520.3136 | 5414.0755 | 5555.2292 | 5558.2999 | [8 empty] | 5519.5126 | 5518 | 5520.3136 | 5414.0755 | 5555.2292 | 5558.2999
7275 | 5518 | 5520.2678 | 5413.8946 | 5555.175 | 5558.2275 | [8 empty] | 5519.0589 | 5518 | 5520.2678 | 5413.8946 | 5555.175 | 5558.2275
7276 | 5518 | 5520.1802 | 5413.8636 | 5555.1032 | 5557.9299 | [8 empty] | 5518.7963 | 5518 | 5520.1802 | 5413.8636 | 5555.1032 | 5557.9299
7277 | 5517 | 5520.1447 | 5413.8294 | 5555.0994 | 5557.7126 | [8 empty] | 5518.6364 | 5517 | 5520.1447 | 5413.8294 | 5555.0994 | 5557.7126
7278 | 5517 | 5520.0105 | 5413.8293 | 5554.9111 | 5557.6451 | [8 empty] | 5518.5537 | 5517 | 5520.0105 | 5413.8293 | 5554.9111 | 5557.6451
7279 | 5517 | 5519.9597 | 5413.8195 | 5554.4482 | 5557.3894 | [8 empty] | 5518.5293 | 5517 | 5519.9597 | 5413.8195 | 5554.4482 | 5557.3894
7280 | 5517 | 5519.5962 | 5413.8154 | 5553.8126 | 5557.1267 | [8 empty] | 5518.0331 | 5517 | 5519.5962 | 5413.8154 | 5553.8126 | 5557.1267
7281 | 5517 | 5519.5611 | 5413.6391 | 5553.6762 | 5556.9495 | [8 empty] | 5518.001 | 5517 | 5519.5611 | 5413.6391 | 5553.6762 | 5556.9495
7282 | 5516 | 5519.5303 | 5413.4477 | 5553.5441 | 5556.9459 | [8 empty] | 5517.9418 | 5516 | 5519.5303 | 5413.4477 | 5553.5441 | 5556.9459
7283 | 5516 | 5519.3825 | 5413.2558 | 5553.5414 | 5556.6601 | [8 empty] | 5517.7198 | 5516 | 5519.3825 | 5413.2558 | 5553.5414 | 5556.6601
7284 | 5516 | 5519.2052 | 5412.9382 | 5553.365 | 5556.5334 | [8 empty] | 5517.3484 | 5516 | 5519.2052 | 5412.9382 | 5553.365 | 5556.5334
7285 | 5516 | 5519.1328 | 5412.6898 | 5553.2314 | 5556.5141 | [8 empty] | 5517.2772 | 5516 | 5519.1328 | 5412.6898 | 5553.2314 | 5556.5141
7286 | 5515 | 5518.8433 | 5412.1372 | 5553.2031 | 5556.4065 | [8 empty] | 5517.2572 | 5515 | 5518.8433 | 5412.1372 | 5553.2031 | 5556.4065
7287 | 5515 | 5518.6609 | 5412.0272 | 5553.1315 | 5556.3511 | [8 empty] | 5517.1662 | 5515 | 5518.6609 | 5412.0272 | 5553.1315 | 5556.3511
7288 | 5515 | 5518.6223 | 5411.9435 | 5552.6584 | 5556.2925 | [8 empty] | 5517.0848 | 5515 | 5518.6223 | 5411.9435 | 5552.6584 | 5556.2925
7289 | 5515 | 5518.502 | 5411.6138 | 5552.582 | 5555.889 | [8 empty] | 5516.9818 | 5515 | 5518.502 | 5411.6138 | 5552.582 | 5555.889
7290 | 5515 | 5518.4657 | 5411.4376 | 5552.4694 | 5555.8208 | [8 empty] | 5516.7939 | 5515 | 5518.4657 | 5411.4376 | 5552.4694 | 5555.8208
7291 | 5515 | 5518.4305 | 5411.3143 | 5552.3523 | 5555.7805 | [8 empty] | 5516.7295 | 5515 | 5518.4305 | 5411.3143 | 5552.3523 | 5555.7805
7292 | 5515 | 5518.1092 | 5411.2626 | 5552.0229 | 5555.7767 | [8 empty] | 5516.6185 | 5515 | 5518.1092 | 5411.2626 | 5552.0229 | 5555.7767
7293 | 5514 | 5518.0812 | 5410.8794 | 5551.9377 | 5555.6685 | [8 empty] | 5516.494 | 5514 | 5518.0812 | 5410.8794 | 5551.9377 | 5555.6685
7294 | 5514 | 5517.381 | 5410.6365 | 5551.7263 | 5555.6133 | [8 empty] | 5516.4879 | 5514 | 5517.381 | 5410.6365 | 5551.7263 | 5555.6133
7295 | 5514 | 5517.2819 | 5410.2792 | 5550.9484 | 5555.4721 | [8 empty] | 5516.4462 | 5514 | 5517.2819 | 5410.2792 | 5550.9484 | 5555.4721
7296 | 5513 | 5517.2511 | 5410.1247 | 5550.493 | 5555.4587 | [8 empty] | 5516.381 | 5513 | 5517.2511 | 5410.1247 | 5550.493 | 5555.4587
7297 | 5513 | 5517.1916 | 5410.1241 | 5550.251 | 5555.438 | [8 empty] | 5516.3606 | 5513 | 5517.1916 | 5410.1241 | 5550.251 | 5555.438
7298 | 5513 | 5517.1234 | 5409.9973 | 5550.2095 | 5555.2788 | [8 empty] | 5516.3232 | 5513 | 5517.1234 | 5409.9973 | 5550.2095 | 5555.2788
7299 | 5513 | 5516.9462 | 5409.8818 | 5550.1731 | 5555.2373 | [8 empty] | 5516.2206 | 5513 | 5516.9462 | 5409.8818 | 5550.1731 | 5555.2373
7300 | 5512 | 5516.8723 | 5409.8268 | 5550.0669 | 5555.1204 | [8 empty] | 5516.1968 | 5512 | 5516.8723 | 5409.8268 | 5550.0669 | 5555.1204
7301 | 5512 | 5516.7536 | 5409.7781 | 5549.8479 | 5555.0182 | [8 empty] | 5515.814 | 5512 | 5516.7536 | 5409.7781 | 5549.8479 | 5555.0182
7302 | 5512 | 5516.2957 | 5409.6725 | 5549.8397 | 5554.9398 | [8 empty] | 5515.7473 | 5512 | 5516.2957 | 5409.6725 | 5549.8397 | 5554.9398
7303 | 5512 | 5516.2511 | 5409.6707 | 5549.8008 | 5554.8294 | [8 empty] | 5515.7339 | 5512 | 5516.2511 | 5409.6707 | 5549.8008 | 5554.8294
7304 | 5512 | 5516.1423 | 5409.3927 | 5549.7597 | 5554.8032 | [8 empty] | 5515.4769 | 5512 | 5516.1423 | 5409.3927 | 5549.7597 | 5554.8032
7305 | 5511 | 5515.9773 | 5409.2402 | 5549.3267 | 5554.6631 | [8 empty] | 5515.2359 | 5511 | 5515.9773 | 5409.2402 | 5549.3267 | 5554.6631
7306 | 5511 | 5515.9192 | 5409.1432 | 5549.0925 | 5554.6017 | [8 empty] | 5515.2182 | 5511 | 5515.9192 | 5409.1432 | 5549.0925 | 5554.6017
7307 | 5511 | 5515.3831 | 5408.8022 | 5548.8278 | 5554.3322 | [8 empty] | 5514.8551 | 5511 | 5515.3831 | 5408.8022 | 5548.8278 | 5554.3322
7308 | 5511 | 5515.3046 | 5408.4929 | 5548.7324 | 5554.3167 | [8 empty] | 5514.8437 | 5511 | 5515.3046 | 5408.4929 | 5548.7324 | 5554.3167
7309 | 5511 | 5515.2967 | 5408.3712 | 5548.6643 | 5554.289 | [8 empty] | 5514.7715 | 5511 | 5515.2967 | 5408.3712 | 5548.6643 | 5554.289
7310 | 5511 | 5515.0994 | 5408.347 | 5548.1853 | 5554.1446 | [8 empty] | 5514.5944 | 5511 | 5515.0994 | 5408.347 | 5548.1853 | 5554.1446
7311 | 5510 | 5515.0427 | 5408.2341 | 5548.1289 | 5553.5712 | [8 empty] | 5514.4773 | 5510 | 5515.0427 | 5408.2341 | 5548.1289 | 5553.5712
7312 | 5510 | 5515.0356 | 5408.2 | 5547.6761 | 5553.4685 | [8 empty] | 5514.3164 | 5510 | 5515.0356 | 5408.2 | 5547.6761 | 5553.4685
7313 | 5510 | 5515.0313 | 5408.1739 | 5547.5682 | 5553.3326 | [8 empty] | 5514.1539 | 5510 | 5515.0313 | 5408.1739 | 5547.5682 | 5553.3326
7314 | 5509 | 5514.5285 | 5408.0133 | 5547.4157 | 5553.2906 | [8 empty] | 5514.11 | 5509 | 5514.5285 | 5408.0133 | 5547.4157 | 5553.2906
7315 | 5509 | 5514.4431 | 5407.8365 | 5547.2605 | 5553.2541 | [8 empty] | 5513.606 | 5509 | 5514.4431 | 5407.8365 | 5547.2605 | 5553.2541
7316 | 5509 | 5514.0851 | 5407.7577 | 5547.1271 | 5553.1756 | [8 empty] | 5513.4399 | 5509 | 5514.0851 | 5407.7577 | 5547.1271 | 5553.1756
7317 | 5509 | 5513.5338 | 5407.655 | 5546.7561 | 5553.1031 | [8 empty] | 5512.9738 | 5509 | 5513.5338 | 5407.655 | 5546.7561 | 5553.1031
7318 | 5509 | 5513.1588 | 5407.3164 | 5546.6151 | 5552.8176 | [8 empty] | 5512.8807 | 5509 | 5513.1588 | 5407.3164 | 5546.6151 | 5552.8176
7319 | 5509 | 5513.0318 | 5407.0124 | 5546.5736 | 5552.6401 | [8 empty] | 5512.759 | 5509 | 5513.0318 | 5407.0124 | 5546.5736 | 5552.6401
7320 | 5509 | 5512.8251 | 5406.9819 | 5546.3894 | 5552.3485 | [8 empty] | 5512.6378 | 5509 | 5512.8251 | 5406.9819 | 5546.3894 | 5552.3485
7321 | 5509 | 5512.576 | 5406.8494 | 5546.3226 | 5552.2101 | [8 empty] | 5512.3582 | 5509 | 5512.576 | 5406.8494 | 5546.3226 | 5552.2101
7322 | 5508 | 5512.4572 | 5406.6898 | 5546.2415 | 5552.0765 | [8 empty] | 5512.1643 | 5508 | 5512.4572 | 5406.6898 | 5546.2415 | 5552.0765
7323 | 5508 | 5512.368 | 5406.5386 | 5546.1374 | 5551.9699 | [8 empty] | 5512.0922 | 5508 | 5512.368 | 5406.5386 | 5546.1374 | 5551.9699
7324 | 5508 | 5512.0005 | 5406.4622 | 5546.0113 | 5551.8298 | [8 empty] | 5511.8182 | 5508 | 5512.0005 | 5406.4622 | 5546.0113 | 5551.8298
7325 | 5508 | 5511.8063 | 5406.3136 | 5545.8574 | 5551.693 | [8 empty] | 5511.3595 | 5508 | 5511.8063 | 5406.3136 | 5545.8574 | 5551.693
7326 | 5508 | 5511.6543 | 5406.2306 | 5545.832 | 5551.5202 | [8 empty] | 5510.7773 | 5508 | 5511.6543 | 5406.2306 | 5545.832 | 5551.5202
7327 | 5508 | 5511.5532 | 5406.2141 | 5545.6197 | 5551.1854 | [8 empty] | 5510.7238 | 5508 | 5511.5532 | 5406.2141 | 5545.6197 | 5551.1854
7328 | 5508 | 5511.4091 | 5405.838 | 5545.3836 | 5551.0679 | [8 empty] | 5510.6939 | 5508 | 5511.4091 | 5405.838 | 5545.3836 | 5551.0679
7329 | 5508 | 5511.3593 | 5405.7813 | 5545.3746 | 5550.7635 | [8 empty] | 5510.4481 | 5508 | 5511.3593 | 5405.7813 | 5545.3746 | 5550.7635
7330 | 5507 | 5511.2706 | 5405.7699 | 5545.0115 | 5550.7375 | [8 empty] | 5510.221 | 5507 | 5511.2706 | 5405.7699 | 5545.0115 | 5550.7375
7331 | 5507 | 5510.9943 | 5405.7313 | 5544.9297 | 5550.357 | [8 empty] | 5510.1343 | 5507 | 5510.9943 | 5405.7313 | 5544.9297 | 5550.357
7332 | 5507 | 5510.9 | 5404.6815 | 5544.4523 | 5550.1403 | [8 empty] | 5510.0954 | 5507 | 5510.9 | 5404.6815 | 5544.4523 | 5550.1403
7333 | 5507 | 5510.579 | 5404.5485 | 5544.315 | 5549.5687 | [8 empty] | 5509.8815 | 5507 | 5510.579 | 5404.5485 | 5544.315 | 5549.5687
7334 | 5507 | 5510.3202 | 5404.0364 | 5544.0085 | 5549.4518 | [8 empty] | 5509.4503 | 5507 | 5510.3202 | 5404.0364 | 5544.0085 | 5549.4518
7335 | 5507 | 5510.2734 | 5403.8286 | 5543.9255 | 5549.4027 | [8 empty] | 5509.4207 | 5507 | 5510.2734 | 5403.8286 | 5543.9255 | 5549.4027
7336 | 5507 | 5510.2528 | 5403.6624 | 5543.8765 | 5549.4012 | [8 empty] | 5509.4008 | 5507 | 5510.2528 | 5403.6624 | 5543.8765 | 5549.4012
7337 | 5507 | 5510.1697 | 5403.6277 | 5543.821 | 5549.1574 | [8 empty] | 5509.3459 | 5507 | 5510.1697 | 5403.6277 | 5543.821 | 5549.1574
7338 | 5507 | 5509.9967 | 5403.471 | 5543.799 | 5548.5301 | [8 empty] | 5509.2059 | 5507 | 5509.9967 | 5403.471 | 5543.799 | 5548.5301
7339 | 5506 | 5509.8964 | 5403.3661 | 5543.7208 | 5548.4854 | [8 empty] | 5509.1915 | 5506 | 5509.8964 | 5403.3661 | 5543.7208 | 5548.4854
7340 | 5506 | 5509.7881 | 5403.0245 | 5543.664 | 5548.3941 | [8 empty] | 5509.045 | 5506 | 5509.7881 | 5403.0245 | 5543.664 | 5548.3941
7341 | 5505 | 5509.3696 | 5402.7536 | 5543.6423 | 5548.3017 | [8 empty] | 5509.0342 | 5505 | 5509.3696 | 5402.7536 | 5543.6423 | 5548.3017
7342 | 5505 | 5509.3428 | 5402.6666 | 5543.5682 | 5548.2292 | [8 empty] | 5508.8161 | 5505 | 5509.3428 | 5402.6666 | 5543.5682 | 5548.2292
7343 | 5505 | 5509.3018 | 5402.4123 | 5543.4466 | 5548.1398 | [8 empty] | 5508.6996 | 5505 | 5509.3018 | 5402.4123 | 5543.4466 | 5548.1398
7344 | 5505 | 5509.1084 | 5402.4097 | 5543.382 | 5548.0543 | [8 empty] | 5508.3909 | 5505 | 5509.1084 | 5402.4097 | 5543.382 | 5548.0543
7345 | 5505 | 5508.9892 | 5401.9014 | 5543.2861 | 5547.6539 | [8 empty] | 5508.3843 | 5505 | 5508.9892 | 5401.9014 | 5543.2861 | 5547.6539
7346 | 5504 | 5508.9484 | 5401.8925 | 5543.0301 | 5547.6389 | [8 empty] | 5507.8667 | 5504 | 5508.9484 | 5401.8925 | 5543.0301 | 5547.6389
7347 | 5504 | 5508.9055 | 5401.7504 | 5542.8872 | 5547.636 | [8 empty] | 5507.3654 | 5504 | 5508.9055 | 5401.7504 | 5542.8872 | 5547.636
7348 | 5504 | 5508.8695 | 5401.4088 | 5542.8339 | 5547.5391 | [8 empty] | 5507.299 | 5504 | 5508.8695 | 5401.4088 | 5542.8339 | 5547.5391
7349 | 5504 | 5508.7909 | 5400.7328 | 5542.6687 | 5547.5336 | [8 empty] | 5507.2934 | 5504 | 5508.7909 | 5400.7328 | 5542.6687 | 5547.5336
7350 | 5504 | 5508.6421 | 5400.5115 | 5542.5939 | 5547.4902 | [8 empty] | 5507.2105 | 5504 | 5508.6421 | 5400.5115 | 5542.5939 | 5547.4902
7351 | 5503 | 5508.3777 | 5400.3902 | 5542.4753 | 5547.4124 | [8 empty] | 5507.1094 | 5503 | 5508.3777 | 5400.3902 | 5542.4753 | 5547.4124
7352 | 5503 | 5508.1046 | 5400.2673 | 5542.1522 | 5547.1453 | [8 empty] | 5506.8629 | 5503 | 5508.1046 | 5400.2673 | 5542.1522 | 5547.1453
7353 | 5503 | 5507.8463 | 5400.0156 | 5541.7669 | 5546.6925 | [8 empty] | 5506.8543 | 5503 | 5507.8463 | 5400.0156 | 5541.7669 | 5546.6925
7354 | 5503 | 5507.7198 | 5399.529 | 5541.6985 | 5546.673 | [8 empty] | 5506.8353 | 5503 | 5507.7198 | 5399.529 | 5541.6985 | 5546.673
7355 | 5503 | 5507.4999 | 5399.2971 | 5541.5684 | 5546.6648 | [8 empty] | 5506.8111 | 5503 | 5507.4999 | 5399.2971 | 5541.5684 | 5546.6648
7356 | 5503 | 5507.4945 | 5399.1083 | 5540.9436 | 5546.5663 | [8 empty] | 5506.4976 | 5503 | 5507.4945 | 5399.1083 | 5540.9436 | 5546.5663
7357 | 5503 | 5507.3997 | 5399.047 | 5540.8236 | 5546.3873 | [8 empty] | 5506.1596 | 5503 | 5507.3997 | 5399.047 | 5540.8236 | 5546.3873
7358 | 5503 | 5507.2535 | 5398.8916 | 5540.789 | 5546.2715 | [8 empty] | 5505.9274 | 5503 | 5507.2535 | 5398.8916 | 5540.789 | 5546.2715
7359 | 5502 | 5507.227 | 5398.8033 | 5540.3382 | 5545.8166 | [8 empty] | 5505.8951 | 5502 | 5507.227 | 5398.8033 | 5540.3382 | 5545.8166
7360 | 5502 | 5506.9414 | 5398.5387 | 5540.3027 | 5545.7963 | [8 empty] | 5505.8632 | 5502 | 5506.9414 | 5398.5387 | 5540.3027 | 5545.7963
7361 | 5502 | 5506.5522 | 5398.3859 | 5540.0783 | 5545.7207 | [8 empty] | 5505.6938 | 5502 | 5506.5522 | 5398.3859 | 5540.0783 | 5545.7207
7362 | 5502 | 5506.2693 | 5398.2987 | 5540.0526 | 5545.2427 | [8 empty] | 5505.1686 | 5502 | 5506.2693 | 5398.2987 | 5540.0526 | 5545.2427
7363 | 5502 | 5505.8714 | 5398.2103 | 5540.0404 | 5545.1197 | [8 empty] | 5505.1276 | 5502 | 5505.8714 | 5398.2103 | 5540.0404 | 5545.1197
7364 | 5501 | 5505.1752 | 5397.8536 | 5539.7451 | 5545.1012 | [8 empty] | 5504.6726 | 5501 | 5505.1752 | 5397.8536 | 5539.7451 | 5545.1012
7365 | 5501 | 5505.1312 | 5397.4248 | 5539.2542 | 5545.0318 | [8 empty] | 5504.6712 | 5501 | 5505.1312 | 5397.4248 | 5539.2542 | 5545.0318
7366 | 5501 | 5505.0158 | 5396.918 | 5537.8776 | 5544.9011 | [8 empty] | 5504.4156 | 5501 | 5505.0158 | 5396.918 | 5537.8776 | 5544.9011
7367 | 5501 | 5504.9033 | 5396.5657 | 5537.4129 | 5544.7488 | [8 empty] | 5504.3814 | 5501 | 5504.9033 | 5396.5657 | 5537.4129 | 5544.7488
7368 | 5501 | 5504.7202 | 5396.3194 | 5537.3492 | 5544.7345 | [8 empty] | 5504.347 | 5501 | 5504.7202 | 5396.3194 | 5537.3492 | 5544.7345
7369 | 5501 | 5504.6191 | 5396.307 | 5537.2388 | 5544.041 | [8 empty] | 5504.2772 | 5501 | 5504.6191 | 5396.307 | 5537.2388 | 5544.041
7370 | 5501 | 5504.3945 | 5395.8728 | 5537.1367 | 5543.8619 | [8 empty] | 5503.9395 | 5501 | 5504.3945 | 5395.8728 | 5537.1367 | 5543.8619
7371 | 5500 | 5504.2661 | 5395.8663 | 5536.7621 | 5543.6577 | [8 empty] | 5503.9304 | 5500 | 5504.2661 | 5395.8663 | 5536.7621 | 5543.6577
7372 | 5500 | 5504.2051 | 5395.666 | 5536.5761 | 5543.6347 | [8 empty] | 5503.7288 | 5500 | 5504.2051 | 5395.666 | 5536.5761 | 5543.6347
7373 | 5500 | 5504.1788 | 5395.4603 | 5535.5828 | 5543.6203 | [8 empty] | 5503.6104 | 5500 | 5504.1788 | 5395.4603 | 5535.5828 | 5543.6203
7374 | 5500 | 5504.1005 | 5395.3543 | 5535.2467 | 5543.5437 | [8 empty] | 5503.3057 | 5500 | 5504.1005 | 5395.3543 | 5535.2467 | 5543.5437
7375 | 5499 | 5503.7376 | 5395.1288 | 5535.153 | 5543.4577 | [8 empty] | 5502.9057 | 5499 | 5503.7376 | 5395.1288 | 5535.153 | 5543.4577
7376 | 5499 | 5503.6981 | 5394.9988 | 5535.1435 | 5543.4061 | [8 empty] | 5502.9035 | 5499 | 5503.6981 | 5394.9988 | 5535.1435 | 5543.4061
7377 | 5499 | 5503.6121 | 5394.9179 | 5535.1388 | 5543.2771 | [8 empty] | 5502.8961 | 5499 | 5503.6121 | 5394.9179 | 5535.1388 | 5543.2771
7378 | 5499 | 5503.5528 | 5394.8717 | 5534.9832 | 5542.7111 | [8 empty] | 5502.6692 | 5499 | 5503.5528 | 5394.8717 | 5534.9832 | 5542.7111
7379 | 5499 | 5503.4803 | 5394.7971 | 5534.9625 | 5542.6839 | [8 empty] | 5502.659 | 5499 | 5503.4803 | 5394.7971 | 5534.9625 | 5542.6839
7380 | 5498 | 5503.4299 | 5394.7207 | 5534.7879 | 5542.5349 | [8 empty] | 5502.646 | 5498 | 5503.4299 | 5394.7207 | 5534.7879 | 5542.5349
7381 | 5498 | 5503.3974 | 5394.7085 | 5534.7397 | 5542.5127 | [8 empty] | 5502.1585 | 5498 | 5503.3974 | 5394.7085 | 5534.7397 | 5542.5127
7382 | 5498 | 5503.1771 | 5394.356 | 5534.6772 | 5542.1552 | [8 empty] | 5501.8727 | 5498 | 5503.1771 | 5394.356 | 5534.6772 | 5542.1552
7383 | 5498 | 5502.8135 | 5394.3379 | 5534.6233 | 5542.132 | [8 empty] | 5501.8306 | 5498 | 5502.8135 | 5394.3379 | 5534.6233 | 5542.132
7384 | 5498 | 5502.4829 | 5394.1876 | 5534.3339 | 5542.1036 | [8 empty] | 5501.6826 | 5498 | 5502.4829 | 5394.1876 | 5534.3339 | 5542.1036
7385 | 5498 | 5502.3946 | 5394.0453 | 5534.3063 | 5541.7274 | [8 empty] | 5501.5261 | 5498 | 5502.3946 | 5394.0453 | 5534.3063 | 5541.7274
7386 | 5498 | 5502.2114 | 5393.253 | 5534.2609 | 5541.4455 | [8 empty] | 5501.5027 | 5498 | 5502.2114 | 5393.253 | 5534.2609 | 5541.4455
7387 | 5498 | 5502.0659 | 5393.2222 | 5534.0579 | 5541.3678 | [8 empty] | 5501.4749 | 5498 | 5502.0659 | 5393.2222 | 5534.0579 | 5541.3678
7388 | 5498 | 5501.6902 | 5393.0326 | 5534.0567 | 5541.2251 | [8 empty] | 5501.4129 | 5498 | 5501.6902 | 5393.0326 | 5534.0567 | 5541.2251
7389 | 5498 | 5501.5065 | 5392.6452 | 5534.0431 | 5541.1735 | [8 empty] | 5501.1053 | 5498 | 5501.5065 | 5392.6452 | 5534.0431 | 5541.1735
7390 | 5498 | 5501.2788 | 5392.4416 | 5533.719 | 5540.9323 | [8 empty] | 5500.9292 | 5498 | 5501.2788 | 5392.4416 | 5533.719 | 5540.9323
7391 | 5498 | 5501.243 | 5392.431 | 5533.4691 | 5540.3031 | [8 empty] | 5500.8531 | 5498 | 5501.243 | 5392.431 | 5533.4691 | 5540.3031
7392 | 5498 | 5500.986 | 5392.1958 | 5533.2032 | 5540.2205 | [8 empty] | 5500.7403 | 5498 | 5500.986 | 5392.1958 | 5533.2032 | 5540.2205
7393 | 5498 | 5500.9824 | 5392.182 | 5532.7918 | 5539.9475 | [8 empty] | 5500.4031 | 5498 | 5500.9824 | 5392.182 | 5532.7918 | 5539.9475
7394 | 5497 | 5500.7641 | 5392.1255 | 5532.6898 | 5539.9251 | [8 empty] | 5499.7696 | 5497 | 5500.7641 | 5392.1255 | 5532.6898 | 5539.9251
7395 | 5497 | 5500.4185 | 5392.0333 | 5532.5838 | 5539.3167 | [8 empty] | 5499.6621 | 5497 | 5500.4185 | 5392.0333 | 5532.5838 | 5539.3167
7396 | 5496 | 5500.3666 | 5392.0106 | 5532.1376 | 5539.2719 | [8 empty] | 5499.4468 | 5496 | 5500.3666 | 5392.0106 | 5532.1376 | 5539.2719
7397 | 5496 | 5500.3644 | 5391.8279 | 5532.011 | 5539.2151 | [8 empty] | 5499.4446 | 5496 | 5500.3644 | 5391.8279 | 5532.011 | 5539.2151
7398 | 5496 | 5500.1613 | 5391.7442 | 5531.8888 | 5539.2122 | [8 empty] | 5499.3668 | 5496 | 5500.1613 | 5391.7442 | 5531.8888 | 5539.2122
7399 | 5496 | 5500.128 | 5391.5923 | 5531.8247 | 5539.1976 | [8 empty] | 5499.3147 | 5496 | 5500.128 | 5391.5923 | 5531.8247 | 5539.1976
7400 | 5496 | 5500.0775 | 5391.5184 | 5531.813 | 5539.0013 | [8 empty] | 5498.9367 | 5496 | 5500.0775 | 5391.5184 | 5531.813 | 5539.0013
7401 | 5496 | 5500.0657 | 5391.4005 | 5531.5176 | 5538.8991 | [8 empty] | 5498.5778 | 5496 | 5500.0657 | 5391.4005 | 5531.5176 | 5538.8991
7402 | 5496 | 5500.0424 | 5391.3939 | 5531.0761 | 5538.4428 | [8 empty] | 5498.3459 | 5496 | 5500.0424 | 5391.3939 | 5531.0761 | 5538.4428
7403 | 5495 | 5499.9302 | 5391.3474 | 5530.8815 | 5538.2972 | [8 empty] | 5498.2887 | 5495 | 5499.9302 | 5391.3474 | 5530.8815 | 5538.2972
7404 | 5495 | 5499.9058 | 5391.3005 | 5530.8183 | 5538.2119 | [8 empty] | 5497.8711 | 5495 | 5499.9058 | 5391.3005 | 5530.8183 | 5538.2119
7405 | 5495 | 5499.8599 | 5391.1058 | 5530.597 | 5538.1695 | [8 empty] | 5497.448 | 5495 | 5499.8599 | 5391.1058 | 5530.597 | 5538.1695
7406 | 5495 | 5499.7043 | 5390.6973 | 5530.4004 | 5538.1036 | [8 empty] | 5497.3329 | 5495 | 5499.7043 | 5390.6973 | 5530.4004 | 5538.1036
7407 | 5495 | 5499.254 | 5390.6795 | 5530.354 | 5538.0075 | [8 empty] | 5497.2619 | 5495 | 5499.254 | 5390.6795 | 5530.354 | 5538.0075
7408 | 5495 | 5498.5844 | 5390.6115 | 5530.261 | 5537.9869 | [8 empty] | 5496.8515 | 5495 | 5498.5844 | 5390.6115 | 5530.261 | 5537.9869
7409 | 5495 | 5498.5527 | 5390.5805 | 5529.8581 | 5537.2612 | [8 empty] | 5496.8162 | 5495 | 5498.5527 | 5390.5805 | 5529.8581 | 5537.2612
7410 | 5494 | 5498.5083 | 5390.525 | 5529.5111 | 5537.2396 | [8 empty] | 5496.4362 | 5494 | 5498.5083 | 5390.525 | 5529.5111 | 5537.2396
7411 | 5494 | 5498.4764 | 5390.4758 | 5529.3669 | 5536.9857 | [8 empty] | 5496.3516 | 5494 | 5498.4764 | 5390.4758 | 5529.3669 | 5536.9857
7412 | 5493 | 5497.9995 | 5390.4074 | 5529.2806 | 5536.8959 | [8 empty] | 5496.1596 | 5493 | 5497.9995 | 5390.4074 | 5529.2806 | 5536.8959
7413 | 5493 | 5497.8982 | 5389.9821 | 5529.2062 | 5536.8623 | [8 empty] | 5496.089 | 5493 | 5497.8982 | 5389.9821 | 5529.2062 | 5536.8623
7414 | 5493 | 5497.8423 | 5389.9269 | 5529.176 | 5536.6921 | [8 empty] | 5495.9557 | 5493 | 5497.8423 | 5389.9269 | 5529.176 | 5536.6921
7415 | 5493 | 5497.8176 | 5389.9117 | 5528.9214 | 5536.4824 | [8 empty] | 5495.6996 | 5493 | 5497.8176 | 5389.9117 | 5528.9214 | 5536.4824
7416 | 5493 | 5497.6235 | 5389.4702 | 5528.845 | 5536.2182 | [8 empty] | 5495.6141 | 5493 | 5497.6235 | 5389.4702 | 5528.845 | 5536.2182
7417 | 5493 | 5497.3176 | 5389.4396 | 5528.7083 | 5536.1561 | [8 empty] | 5495.5812 | 5493 | 5497.3176 | 5389.4396 | 5528.7083 | 5536.1561
7418 | 5493 | 5497.2378 | 5389.2172 | 5528.2682 | 5536.1076 | [8 empty] | 5495.1906 | 5493 | 5497.2378 | 5389.2172 | 5528.2682 | 5536.1076
7419 | 5493 | 5497.0544 | 5389.0954 | 5528.0955 | 5535.9876 | [8 empty] | 5495.1299 | 5493 | 5497.0544 | 5389.0954 | 5528.0955 | 5535.9876
7420 | 5492 | 5496.958 | 5388.8845 | 5528.0154 | 5535.927 | [8 empty] | 5494.9972 | 5492 | 5496.958 | 5388.8845 | 5528.0154 | 5535.927
7421 | 5492 | 5496.8637 | 5388.8372 | 5527.7266 | 5535.7846 | [8 empty] | 5494.9227 | 5492 | 5496.8637 | 5388.8372 | 5527.7266 | 5535.7846
7422 | 5492 | 5496.5422 | 5388.7851 | 5527.3659 | 5535.4558 | [8 empty] | 5494.9053 | 5492 | 5496.5422 | 5388.7851 | 5527.3659 | 5535.4558
7423 | 5492 | 5496.3916 | 5388.7711 | 5527.3525 | 5535.1508 | [8 empty] | 5494.8213 | 5492 | 5496.3916 | 5388.7711 | 5527.3525 | 5535.1508
7424 | 5492 | 5496.188 | 5388.661 | 5527.3394 | 5535.1155 | [8 empty] | 5494.7861 | 5492 | 5496.188 | 5388.661 | 5527.3394 | 5535.1155
7425 | 5492 | 5495.8538 | 5388.6504 | 5527.3091 | 5535.0383 | [8 empty] | 5494.7105 | 5492 | 5495.8538 | 5388.6504 | 5527.3091 | 5535.0383
7426 | 5492 | 5495.7089 | 5388.6047 | 5526.9493 | 5534.8062 | [8 empty] | 5494.4451 | 5492 | 5495.7089 | 5388.6047 | 5526.9493 | 5534.8062
7427 | 5491 | 5495.6896 | 5388.4953 | 5526.9349 | 5534.799 | [8 empty] | 5493.7779 | 5491 | 5495.6896 | 5388.4953 | 5526.9349 | 5534.799
7428 | 5491 | 5495.5546 | 5388.2824 | 5526.887 | 5534.6828 | [8 empty] | 5493.733 | 5491 | 5495.5546 | 5388.2824 | 5526.887 | 5534.6828
7429 | 5491 | 5495.3877 | 5388.2125 | 5526.7129 | 5534.5622 | [8 empty] | 5493.6307 | 5491 | 5495.3877 | 5388.2125 | 5526.7129 | 5534.5622
7430 | 5491 | 5495.3725 | 5388.1742 | 5526.6989 | 5534.4791 | [8 empty] | 5493.5694 | 5491 | 5495.3725 | 5388.1742 | 5526.6989 | 5534.4791
7431 | 5491 | 5494.9191 | 5387.9752 | 5526.4509 | 5534.3253 | [8 empty] | 5493.5049 | 5491 | 5494.9191 | 5387.9752 | 5526.4509 | 5534.3253
7432 | 5491 | 5494.6349 | 5387.8398 | 5526.1665 | 5534.0782 | [8 empty] | 5493.4021 | 5491 | 5494.6349 | 5387.8398 | 5526.1665 | 5534.0782
7433 | 5490 | 5494.2245 | 5387.7873 | 5526.1646 | 5534.0143 | [8 empty] | 5493.0518 | 5490 | 5494.2245 | 5387.7873 | 5526.1646 | 5534.0143
7434 | 5490 | 5494.0314 | 5387.4819 | 5526.0715 | 5534.0106 | [8 empty] | 5492.6811 | 5490 | 5494.0314 | 5387.4819 | 5526.0715 | 5534.0106
7435 | 5490 | 5493.7357 | 5387.3434 | 5526.0494 | 5533.8575 | [8 empty] | 5492.309 | 5490 | 5493.7357 | 5387.3434 | 5526.0494 | 5533.8575
7436 | 5490 | 5493.5884 | 5387.3007 | 5525.9001 | 5533.7976 | [8 empty] | 5491.7635 | 5490 | 5493.5884 | 5387.3007 | 5525.9001 | 5533.7976
7437 | 5490 | 5493.5057 | 5387.2914 | 5525.8635 | 5533.7671 | [8 empty] | 5491.7397 | 5490 | 5493.5057 | 5387.2914 | 5525.8635 | 5533.7671
7438 | 5490 | 5493.4189 | 5387.1669 | 5525.6028 | 5533.7595 | [8 empty] | 5491.4829 | 5490 | 5493.4189 | 5387.1669 | 5525.6028 | 5533.7595
7439 | 5490 | 5493.124 | 5386.9309 | 5525.3847 | 5533.6505 | [8 empty] | 5491.329 | 5490 | 5493.124 | 5386.9309 | 5525.3847 | 5533.6505
7440 | 5490 | 5493.117 | 5386.904 | 5524.9752 | 5532.9162 | [8 empty] | 5491.2502 | 5490 | 5493.117 | 5386.904 | 5524.9752 | 5532.9162
7441 | 5489 | 5492.7906 | 5386.9008 | 5524.3377 | 5532.888 | [8 empty] | 5491.0674 | 5489 | 5492.7906 | 5386.9008 | 5524.3377 | 5532.888
7442 | 5489 | 5492.7723 | 5386.869 | 5523.7438 | 5532.4464 | [8 empty] | 5491.0222 | 5489 | 5492.7723 | 5386.869 | 5523.7438 | 5532.4464
7443 | 5489 | 5492.7367 | 5386.8027 | 5523.6978 | 5532.4318 | [8 empty] | 5490.9393 | 5489 | 5492.7367 | 5386.8027 | 5523.6978 | 5532.4318
7444 | 5489 | 5492.2058 | 5386.2364 | 5523.3073 | 5532.2311 | [8 empty] | 5490.9272 | 5489 | 5492.2058 | 5386.2364 | 5523.3073 | 5532.2311
7445 | 5488 | 5492.1707 | 5385.8564 | 5523.1578 | 5532.0909 | [8 empty] | 5490.8743 | 5488 | 5492.1707 | 5385.8564 | 5523.1578 | 5532.0909
7446 | 5488 | 5492.1539 | 5385.8391 | 5523.0464 | 5532.0755 | [8 empty] | 5490.5241 | 5488 | 5492.1539 | 5385.8391 | 5523.0464 | 5532.0755
7447 | 5488 | 5492.0976 | 5385.8283 | 5522.556 | 5532.0622 | [8 empty] | 5490.4086 | 5488 | 5492.0976 | 5385.8283 | 5522.556 | 5532.0622
7448 | 5488 | 5492.0926 | 5385.8105 | 5522.4524 | 5532.0339 | [8 empty] | 5490.2943 | 5488 | 5492.0926 | 5385.8105 | 5522.4524 | 5532.0339
7449 | 5487 | 5492.0612 | 5385.8097 | 5522.3204 | 5531.9822 | [8 empty] | 5490.1067 | 5487 | 5492.0612 | 5385.8097 | 5522.3204 | 5531.9822
7450 | 5487 | 5491.9629 | 5385.7073 | 5522.2276 | 5531.6646 | [8 empty] | 5489.9641 | 5487 | 5491.9629 | 5385.7073 | 5522.2276 | 5531.6646
7451 | 5487 | 5491.8362 | 5385.1175 | 5522.1201 | 5531.5718 | [8 empty] | 5489.9337 | 5487 | 5491.8362 | 5385.1175 | 5522.1201 | 5531.5718
7452 | 5487 | 5491.6828 | 5384.9998 | 5521.8907 | 5531.4232 | [8 empty] | 5489.8868 | 5487 | 5491.6828 | 5384.9998 | 5521.8907 | 5531.4232
7453 | 5487 | 5491.5503 | 5384.6466 | 5521.5796 | 5530.9598 | [8 empty] | 5489.7129 | 5487 | 5491.5503 | 5384.6466 | 5521.5796 | 5530.9598
7454 | 5486 | 5491.5378 | 5384.4968 | 5521.4282 | 5530.8593 | [8 empty] | 5489.6978 | 5486 | 5491.5378 | 5384.4968 | 5521.4282 | 5530.8593
7455 | 5486 | 5491.1082 | 5384.1281 | 5521.2716 | 5530.8387 | [8 empty] | 5489.6626 | 5486 | 5491.1082 | 5384.1281 | 5521.2716 | 5530.8387
7456 | 5486 | 5491.04 | 5384.0647 | 5521.2214 | 5530.8273 | [8 empty] | 5489.2738 | 5486 | 5491.04 | 5384.0647 | 5521.2214 | 5530.8273
7457 | 5486 | 5490.926 | 5384.0326 | 5520.7662 | 5530.7285 | [8 empty] | 5489.1224 | 5486 | 5490.926 | 5384.0326 | 5520.7662 | 5530.7285
7458 | 5486 | 5490.8158 | 5383.9684 | 5520.686 | 5530.6521 | [8 empty] | 5489.0005 | 5486 | 5490.8158 | 5383.9684 | 5520.686 | 5530.6521
7459 | 5486 | 5490.6993 | 5383.5525 | 5520.6727 | 5530.6241 | [8 empty] | 5488.9476 | 5486 | 5490.6993 | 5383.5525 | 5520.6727 | 5530.6241
7460 | 5486 | 5490.633 | 5383.3288 | 5520.4652 | 5530.563 | [8 empty] | 5488.8649 | 5486 | 5490.633 | 5383.3288 | 5520.4652 | 5530.563
7461 | 5486 | 5490.5732 | 5383.2379 | 5520.3889 | 5530.5046 | [8 empty] | 5488.8064 | 5486 | 5490.5732 | 5383.2379 | 5520.3889 | 5530.5046
7462 | 5485 | 5490.4705 | 5382.9148 | 5520.3377 | 5530.2704 | [8 empty] | 5488.6696 | 5485 | 5490.4705 | 5382.9148 | 5520.3377 | 5530.2704
7463 | 5485 | 5489.9413 | 5382.7845 | 5520.3122 | 5530.16 | [8 empty] | 5488.6419 | 5485 | 5489.9413 | 5382.7845 | 5520.3122 | 5530.16
7464 | 5485 | 5489.9242 | 5382.7206 | 5520.2782 | 5529.6334 | [8 empty] | 5488.4815 | 5485 | 5489.9242 | 5382.7206 | 5520.2782 | 5529.6334
7465 | 5485 | 5489.8471 | 5382.6665 | 5520.2301 | 5529.5915 | [8 empty] | 5488.4746 | 5485 | 5489.8471 | 5382.6665 | 5520.2301 | 5529.5915
7466 | 5485 | 5489.791 | 5382.3658 | 5520.2039 | 5529.5879 | [8 empty] | 5488.3143 | 5485 | 5489.791 | 5382.3658 | 5520.2039 | 5529.5879
7467 | 5484 | 5489.7825 | 5381.4221 | 5519.6856 | 5529.1272 | [8 empty] | 5487.4965 | 5484 | 5489.7825 | 5381.4221 | 5519.6856 | 5529.1272
7468 | 5484 | 5489.6674 | 5380.7791 | 5519.5781 | 5529.1126 | [8 empty] | 5487.4199 | 5484 | 5489.6674 | 5380.7791 | 5519.5781 | 5529.1126
7469 | 5484 | 5489.6003 | 5380.597 | 5519.4142 | 5529.0239 | [8 empty] | 5486.9426 | 5484 | 5489.6003 | 5380.597 | 5519.4142 | 5529.0239
7470 | 5484 | 5489.4143 | 5380.3578 | 5519.2487 | 5529.0084 | [8 empty] | 5486.8112 | 5484 | 5489.4143 | 5380.3578 | 5519.2487 | 5529.0084
7471 | 5483 | 5489.3651 | 5380.0354 | 5519.0161 | 5528.8889 | [8 empty] | 5486.6472 | 5483 | 5489.3651 | 5380.0354 | 5519.0161 | 5528.8889
7472 | 5483 | 5489.2522 | 5379.957 | 5518.9514 | 5528.6372 | [8 empty] | 5486.5065 | 5483 | 5489.2522 | 5379.957 | 5518.9514 | 5528.6372
7473 | 5483 | 5489.0888 | 5379.9505 | 5518.8453 | 5528.331 | [8 empty] | 5486.395 | 5483 | 5489.0888 | 5379.9505 | 5518.8453 | 5528.331
7474 | 5483 | 5488.9685 | 5379.8887 | 5518.6549 | 5527.9281 | [8 empty] | 5486.2539 | 5483 | 5488.9685 | 5379.8887 | 5518.6549 | 5527.9281
7475 | 5483 | 5488.8519 | 5379.8693 | 5518.586 | 5527.8973 | [8 empty] | 5485.9645 | 5483 | 5488.8519 | 5379.8693 | 5518.586 | 5527.8973
7476 | 5483 | 5488.8461 | 5379.8252 | 5518.2448 | 5527.8243 | [8 empty] | 5485.7656 | 5483 | 5488.8461 | 5379.8252 | 5518.2448 | 5527.8243
7477 | 5483 | 5488.8151 | 5379.6502 | 5517.7981 | 5527.6113 | [8 empty] | 5485.5556 | 5483 | 5488.8151 | 5379.6502 | 5517.7981 | 5527.6113
7478 | 5483 | 5488.7606 | 5379.5658 | 5517.2754 | 5527.2606 | [8 empty] | 5485.5284 | 5483 | 5488.7606 | 5379.5658 | 5517.2754 | 5527.2606
7479 | 5483 | 5488.7203 | 5378.1531 | 5517.1101 | 5527.1342 | [8 empty] | 5485.1771 | 5483 | 5488.7203 | 5378.1531 | 5517.1101 | 5527.1342
7480 | 5482 | 5488.2322 | 5378.1369 | 5516.9844 | 5526.8829 | [8 empty] | 5485.1394 | 5482 | 5488.2322 | 5378.1369 | 5516.9844 | 5526.8829
7481 | 5482 | 5488.2082 | 5377.9906 | 5516.9249 | 5526.6857 | [8 empty] | 5485.0258 | 5482 | 5488.2082 | 5377.9906 | 5516.9249 | 5526.6857
7482 | 5482 | 5488.0989 | 5377.9208 | 5516.8809 | 5526.412 | [8 empty] | 5485.0158 | 5482 | 5488.0989 | 5377.9208 | 5516.8809 | 5526.412
7483 | 5482 | 5488.0302 | 5377.9154 | 5516.8348 | 5526.1913 | [8 empty] | 5484.9603 | 5482 | 5488.0302 | 5377.9154 | 5516.8348 | 5526.1913
7484 | 5482 | 5487.863 | 5377.6845 | 5516.6173 | 5526.0783 | [8 empty] | 5484.8838 | 5482 | 5487.863 | 5377.6845 | 5516.6173 | 5526.0783
7485 | 5482 | 5487.8441 | 5377.6076 | 5516.3331 | 5525.9883 | [8 empty] | 5484.5739 | 5482 | 5487.8441 | 5377.6076 | 5516.3331 | 5525.9883
7486 | 5482 | 5487.4702 | 5377.5928 | 5516.2845 | 5525.6823 | [8 empty] | 5484.1939 | 5482 | 5487.4702 | 5377.5928 | 5516.2845 | 5525.6823
7487 | 5482 | 5487.4678 | 5377.5161 | 5516.2823 | 5525.6326 | [8 empty] | 5484.0446 | 5482 | 5487.4678 | 5377.5161 | 5516.2823 | 5525.6326
7488 | 5481 | 5487.2551 | 5377.4533 | 5516.2519 | 5525.5125 | [8 empty] | 5483.9678 | 5481 | 5487.2551 | 5377.4533 | 5516.2519 | 5525.5125
7489 | 5481 | 5487.1777 | 5377.4478 | 5516.2011 | 5525.4934 | [8 empty] | 5483.6867 | 5481 | 5487.1777 | 5377.4478 | 5516.2011 | 5525.4934
7490 | 5481 | 5486.8057 | 5377.3519 | 5515.6681 | 5525.466 | [8 empty] | 5483.5872 | 5481 | 5486.8057 | 5377.3519 | 5515.6681 | 5525.466
7491 | 5481 | 5486.7784 | 5377.2825 | 5515.5647 | 5525.3868 | [8 empty] | 5482.9956 | 5481 | 5486.7784 | 5377.2825 | 5515.5647 | 5525.3868
7492 | 5481 | 5486.3455 | 5377.2777 | 5515.5619 | 5525.1212 | [8 empty] | 5482.9747 | 5481 | 5486.3455 | 5377.2777 | 5515.5619 | 5525.1212
7493 | 5481 | 5486.2737 | 5377.1974 | 5515.5401 | 5525.0654 | [8 empty] | 5482.8344 | 5481 | 5486.2737 | 5377.1974 | 5515.5401 | 5525.0654
7494 | 5480 | 5485.581 | 5376.686 | 5515.3636 | 5524.9168 | [8 empty] | 5482.7525 | 5480 | 5485.581 | 5376.686 | 5515.3636 | 5524.9168
7495 | 5480 | 5485.5482 | 5376.6431 | 5515.3474 | 5524.7187 | [8 empty] | 5482.4631 | 5480 | 5485.5482 | 5376.6431 | 5515.3474 | 5524.7187
7496 | 5480 | 5485.5381 | 5376.5785 | 5515.2339 | 5524.6731 | [8 empty] | 5482.448 | 5480 | 5485.5381 | 5376.5785 | 5515.2339 | 5524.6731
7497 | 5479 | 5485.4064 | 5376.4403 | 5513.2665 | 5524.334 | [8 empty] | 5482.269 | 5479 | 5485.4064 | 5376.4403 | 5513.2665 | 5524.334
7498 | 5479 | 5484.8916 | 5376.2712 | 5513.2184 | 5524.295 | [8 empty] | 5482.2575 | 5479 | 5484.8916 | 5376.2712 | 5513.2184 | 5524.295
7499 | 5479 | 5484.7747 | 5376.2062 | 5513.1743 | 5524.2137 | [8 empty] | 5482.2077 | 5479 | 5484.7747 | 5376.2062 | 5513.1743 | 5524.2137
7500 | 5479 | 5484.7543 | 5376.1825 | 5512.9334 | 5524.176 | [8 empty] | 5482.1044 | 5479 | 5484.7543 | 5376.1825 | 5512.9334 | 5524.176
7501 | 5478 | 5484.3312 | 5375.933 | 5512.883 | 5524.1308 | [8 empty] | 5481.8358 | 5478 | 5484.3312 | 5375.933 | 5512.883 | 5524.1308
7502 | 5478 | 5484.188 | 5375.6784 | 5512.7979 | 5523.9354 | [8 empty] | 5481.6942 | 5478 | 5484.188 | 5375.6784 | 5512.7979 | 5523.9354
7503 | 5478 | 5484.1363 | 5375.2185 | 5512.6973 | 5523.8196 | [8 empty] | 5481.6236 | 5478 | 5484.1363 | 5375.2185 | 5512.6973 | 5523.8196
7504 | 5478 | 5484.1258 | 5375.1822 | 5512.2459 | 5523.7453 | [8 empty] | 5481.3541 | 5478 | 5484.1258 | 5375.1822 | 5512.2459 | 5523.7453
7505 | 5478 | 5484.1074 | 5375.0522 | 5511.4637 | 5523.6637 | [8 empty] | 5481.0341 | 5478 | 5484.1074 | 5375.0522 | 5511.4637 | 5523.6637
7506 | 5478 | 5484.0136 | 5374.978 | 5511.3785 | 5523.1273 | [8 empty] | 5481.0255 | 5478 | 5484.0136 | 5374.978 | 5511.3785 | 5523.1273
7507 | 5477 | 5483.9786 | 5374.8322 | 5511.3598 | 5523.1073 | [8 empty] | 5480.9462 | 5477 | 5483.9786 | 5374.8322 | 5511.3598 | 5523.1073
7508 | 5477 | 5483.9746 | 5374.7986 | 5511.304 | 5522.8894 | [8 empty] | 5480.8981 | 5477 | 5483.9746 | 5374.7986 | 5511.304 | 5522.8894
7509 | 5477 | 5483.7767 | 5374.4965 | 5511.1851 | 5522.7235 | [8 empty] | 5480.5314 | 5477 | 5483.7767 | 5374.4965 | 5511.1851 | 5522.7235
7510 | 5477 | 5483.7235 | 5374.3729 | 5511.079 | 5522.6977 | [8 empty] | 5480.3334 | 5477 | 5483.7235 | 5374.3729 | 5511.079 | 5522.6977
7511 | 5477 | 5483.3623 | 5373.7913 | 5510.9272 | 5522.6823 | [8 empty] | 5480.2747 | 5477 | 5483.3623 | 5373.7913 | 5510.9272 | 5522.6823
7512 | 5477 | 5483.2649 | 5373.7169 | 5510.6711 | 5522.2495 | [8 empty] | 5480.1974 | 5477 | 5483.2649 | 5373.7169 | 5510.6711 | 5522.2495
7513 | 5477 | 5483.2518 | 5373.6573 | 5510.5376 | 5522.1483 | [8 empty] | 5480.0078 | 5477 | 5483.2518 | 5373.6573 | 5510.5376 | 5522.1483
7514 | 5477 | 5483.1975 | 5373.3969 | 5510.4878 | 5521.8726 | [8 empty] | 5479.8994 | 5477 | 5483.1975 | 5373.3969 | 5510.4878 | 5521.8726
7515 | 5476 | 5483.1442 | 5373.3689 | 5510.4594 | 5521.8357 | [8 empty] | 5479.8887 | 5476 | 5483.1442 | 5373.3689 | 5510.4594 | 5521.8357
7516 | 5476 | 5483.0205 | 5373.0827 | 5510.3198 | 5521.772 | [8 empty] | 5479.6671 | 5476 | 5483.0205 | 5373.0827 | 5510.3198 | 5521.772
7517 | 5476 | 5482.9977 | 5372.9766 | 5510.2433 | 5521.7005 | [8 empty] | 5479.667 | 5476 | 5482.9977 | 5372.9766 | 5510.2433 | 5521.7005
7518 | 5476 | 5482.9106 | 5371.9086 | 5510.2367 | 5521.6488 | [8 empty] | 5479.1804 | 5476 | 5482.9106 | 5371.9086 | 5510.2367 | 5521.6488
7519 | 5476 | 5482.8989 | 5371.8537 | 5510.0424 | 5521.5876 | [8 empty] | 5479.114 | 5476 | 5482.8989 | 5371.8537 | 5510.0424 | 5521.5876
7520 | 5475 | 5482.8001 | 5371.512 | 5509.4015 | 5521.5803 | [8 empty] | 5479.1071 | 5475 | 5482.8001 | 5371.512 | 5509.4015 | 5521.5803
7521 | 5475 | 5482.7777 | 5371.4163 | 5509.148 | 5521.3993 | [8 empty] | 5479.0763 | 5475 | 5482.7777 | 5371.4163 | 5509.148 | 5521.3993
7522 | 5475 | 5482.5848 | 5371.3756 | 5509.004 | 5521.2135 | [8 empty] | 5479.0165 | 5475 | 5482.5848 | 5371.3756 | 5509.004 | 5521.2135
7523 | 5475 | 5482.4772 | 5371.3543 | 5508.9011 | 5520.6718 | [8 empty] | 5478.8825 | 5475 | 5482.4772 | 5371.3543 | 5508.9011 | 5520.6718
7524 | 5475 | 5482.25 | 5371.2822 | 5508.7142 | 5520.0153 | [8 empty] | 5478.8286 | 5475 | 5482.25 | 5371.2822 | 5508.7142 | 5520.0153
7525 | 5475 | 5481.5862 | 5370.4537 | 5508.6419 | 5520.0145 | [8 empty] | 5478.7469 | 5475 | 5481.5862 | 5370.4537 | 5508.6419 | 5520.0145
7526 | 5475 | 5481.4795 | 5370.3749 | 5508.4949 | 5520.0056 | [8 empty] | 5478.6865 | 5475 | 5481.4795 | 5370.3749 | 5508.4949 | 5520.0056
7527 | 5475 | 5481.1577 | 5370.2548 | 5508.4705 | 5519.9769 | [8 empty] | 5478.5773 | 5475 | 5481.1577 | 5370.2548 | 5508.4705 | 5519.9769
7528 | 5475 | 5480.9514 | 5370.1765 | 5508.3142 | 5519.8461 | [8 empty] | 5478.5764 | 5475 | 5480.9514 | 5370.1765 | 5508.3142 | 5519.8461
7529 | 5474 | 5480.5531 | 5370.1277 | 5507.9291 | 5519.7639 | [8 empty] | 5478.5681 | 5474 | 5480.5531 | 5370.1277 | 5507.9291 | 5519.7639
7530 | 5474 | 5480.3658 | 5370.105 | 5507.8006 | 5519.7552 | [8 empty] | 5477.9689 | 5474 | 5480.3658 | 5370.105 | 5507.8006 | 5519.7552
7531 | 5474 | 5480.3653 | 5369.9603 | 5507.7318 | 5519.7051 | [8 empty] | 5477.7847 | 5474 | 5480.3653 | 5369.9603 | 5507.7318 | 5519.7051
7532 | 5474 | 5480.2289 | 5369.8799 | 5507.6731 | 5519.3141 | [8 empty] | 5477.6162 | 5474 | 5480.2289 | 5369.8799 | 5507.6731 | 5519.3141
7533 | 5473 | 5480.0066 | 5369.8636 | 5507.6218 | 5519.0774 | [8 empty] | 5477.6147 | 5473 | 5480.0066 | 5369.8636 | 5507.6218 | 5519.0774
7534 | 5473 | 5479.3844 | 5369.801 | 5507.4687 | 5519.0272 | [8 empty] | 5477.5152 | 5473 | 5479.3844 | 5369.801 | 5507.4687 | 5519.0272
7535 | 5473 | 5479.2969 | 5369.4238 | 5507.4172 | 5519.009 | [8 empty] | 5477.4473 | 5473 | 5479.2969 | 5369.4238 | 5507.4172 | 5519.009
7536 | 5473 | 5479.2817 | 5369.3516 | 5507.4005 | 5518.8296 | [8 empty] | 5477.3625 | 5473 | 5479.2817 | 5369.3516 | 5507.4005 | 5518.8296
7537 | 5473 | 5479.1516 | 5368.9812 | 5507.3766 | 5518.2404 | [8 empty] | 5477.0186 | 5473 | 5479.1516 | 5368.9812 | 5507.3766 | 5518.2404
7538 | 5473 | 5479.1362 | 5368.7837 | 5507.2986 | 5518.141 | [8 empty] | 5476.9121 | 5473 | 5479.1362 | 5368.7837 | 5507.2986 | 5518.141
7539 | 5472 | 5479.0984 | 5368.6498 | 5507.2915 | 5518.0741 | [8 empty] | 5476.6003 | 5472 | 5479.0984 | 5368.6498 | 5507.2915 | 5518.0741
7540 | 5472 | 5478.7891 | 5368.5413 | 5507.1833 | 5517.7406 | [8 empty] | 5476.4574 | 5472 | 5478.7891 | 5368.5413 | 5507.1833 | 5517.7406
7541 | 5472 | 5478.5517 | 5368.18 | 5507.0846 | 5517.6749 | [8 empty] | 5476.3289 | 5472 | 5478.5517 | 5368.18 | 5507.0846 | 5517.6749
7542 | 5472 | 5478.4595 | 5368.1503 | 5506.7161 | 5517.5291 | [8 empty] | 5476.0095 | 5472 | 5478.4595 | 5368.1503 | 5506.7161 | 5517.5291
7543 | 5472 | 5478.4284 | 5367.7381 | 5506.5025 | 5517.3825 | [8 empty] | 5475.9543 | 5472 | 5478.4284 | 5367.7381 | 5506.5025 | 5517.3825
7544 | 5472 | 5478.1267 | 5367.6914 | 5506.4919 | 5517.1411 | [8 empty] | 5475.9228 | 5472 | 5478.1267 | 5367.6914 | 5506.4919 | 5517.1411
7545 | 5472 | 5478.062 | 5367.5291 | 5506.4877 | 5517.1184 | [8 empty] | 5475.6983 | 5472 | 5478.062 | 5367.5291 | 5506.4877 | 5517.1184
7546 | 5472 | 5478.006 | 5367.5126 | 5506.4816 | 5517.0506 | [8 empty] | 5475.6773 | 5472 | 5478.006 | 5367.5126 | 5506.4816 | 5517.0506
7547 | 5472 | 5477.9563 | 5367.2901 | 5506.3415 | 5516.9608 | [8 empty] | 5475.4529 | 5472 | 5477.9563 | 5367.2901 | 5506.3415 | 5516.9608
7548 | 5472 | 5477.9531 | 5367.0602 | 5506.1768 | 5516.8064 | [8 empty] | 5475.3612 | 5472 | 5477.9531 | 5367.0602 | 5506.1768 | 5516.8064
7549 | 5471 | 5477.8678 | 5366.8995 | 5506.1557 | 5516.3438 | [8 empty] | 5475.011 | 5471 | 5477.8678 | 5366.8995 | 5506.1557 | 5516.3438
7550 | 5471 | 5477.6555 | 5366.8974 | 5506.0577 | 5516.326 | [8 empty] | 5474.9371 | 5471 | 5477.6555 | 5366.8974 | 5506.0577 | 5516.326
7551 | 5471 | 5477.6129 | 5366.4394 | 5506.0367 | 5516.056 | [8 empty] | 5474.8761 | 5471 | 5477.6129 | 5366.4394 | 5506.0367 | 5516.056
7552 | 5471 | 5477.6062 | 5366.4005 | 5505.8404 | 5515.9257 | [8 empty] | 5474.8625 | 5471 | 5477.6062 | 5366.4005 | 5505.8404 | 5515.9257
7553 | 5471 | 5477.3483 | 5366.1421 | 5505.7821 | 5515.8457 | [8 empty] | 5474.7537 | 5471 | 5477.3483 | 5366.1421 | 5505.7821 | 5515.8457
7554 | 5471 | 5477.0825 | 5365.903 | 5505.6391 | 5515.7467 | [8 empty] | 5474.6428 | 5471 | 5477.0825 | 5365.903 | 5505.6391 | 5515.7467
7555 | 5470 | 5476.7011 | 5365.8429 | 5504.9996 | 5515.6331 | [8 empty] | 5474.5873 | 5470 | 5476.7011 | 5365.8429 | 5504.9996 | 5515.6331
7556 | 5470 | 5476.6082 | 5365.7172 | 5504.3997 | 5515.3064 | [8 empty] | 5474.577 | 5470 | 5476.6082 | 5365.7172 | 5504.3997 | 5515.3064
7557 | 5470 | 5476.6078 | 5365.5997 | 5504.0643 | 5515.2649 | [8 empty] | 5474.363 | 5470 | 5476.6078 | 5365.5997 | 5504.0643 | 5515.2649
7558 | 5469 | 5476.5979 | 5365.5959 | 5503.9296 | 5515.0873 | [8 empty] | 5474.2149 | 5469 | 5476.5979 | 5365.5959 | 5503.9296 | 5515.0873
7559 | 5469 | 5476.5085 | 5365.2177 | 5503.9239 | 5514.97 | [8 empty] | 5473.9598 | 5469 | 5476.5085 | 5365.2177 | 5503.9239 | 5514.97
7560 | 5469 | 5476.474 | 5365.0016 | 5503.5971 | 5514.8589 | [8 empty] | 5473.9392 | 5469 | 5476.474 | 5365.0016 | 5503.5971 | 5514.8589
7561 | 5468 | 5476.3825 | 5364.8042 | 5503.4829 | 5514.6692 | [8 empty] | 5473.8169 | 5468 | 5476.3825 | 5364.8042 | 5503.4829 | 5514.6692
7562 | 5468 | 5476.271 | 5364.7224 | 5503.2099 | 5514.3472 | [8 empty] | 5473.7172 | 5468 | 5476.271 | 5364.7224 | 5503.2099 | 5514.3472
7563 | 5468 | 5475.9124 | 5364.7102 | 5503.1053 | 5514.193 | [8 empty] | 5473.7157 | 5468 | 5475.9124 | 5364.7102 | 5503.1053 | 5514.193
7564 | 5468 | 5475.8391 | 5364.6474 | 5502.7363 | 5514.0145 | [8 empty] | 5473.6493 | 5468 | 5475.8391 | 5364.6474 | 5502.7363 | 5514.0145
7565 | 5468 | 5475.7586 | 5364.2495 | 5502.7092 | 5513.9881 | [8 empty] | 5473.5948 | 5468 | 5475.7586 | 5364.2495 | 5502.7092 | 5513.9881
7566 | 5468 | 5475.1033 | 5364.0224 | 5502.6462 | 5513.9229 | [8 empty] | 5473.5759 | 5468 | 5475.1033 | 5364.0224 | 5502.6462 | 5513.9229
7567 | 5468 | 5475.0702 | 5363.975 | 5502.5007 | 5513.5058 | [8 empty] | 5473.4504 | 5468 | 5475.0702 | 5363.975 | 5502.5007 | 5513.5058
7568 | 5468 | 5474.8972 | 5363.8931 | 5502.2963 | 5513.1599 | [8 empty] | 5473.142 | 5468 | 5474.8972 | 5363.8931 | 5502.2963 | 5513.1599
7569 | 5468 | 5474.8392 | 5363.6604 | 5502.109 | 5513.0977 | [8 empty] | 5472.962 | 5468 | 5474.8392 | 5363.6604 | 5502.109 | 5513.0977
7570 | 5467 | 5474.7877 | 5363.6068 | 5501.9707 | 5512.9853 | [8 empty] | 5472.6835 | 5467 | 5474.7877 | 5363.6068 | 5501.9707 | 5512.9853
7571 | 5467 | 5474.7295 | 5363.2731 | 5501.9032 | 5512.9746 | [8 empty] | 5472.679 | 5467 | 5474.7295 | 5363.2731 | 5501.9032 | 5512.9746
7572 | 5467 | 5474.6792 | 5362.7507 | 5501.5869 | 5512.9474 | [8 empty] | 5472.2874 | 5467 | 5474.6792 | 5362.7507 | 5501.5869 | 5512.9474
7573 | 5467 | 5474.4458 | 5362.3089 | 5501.5496 | 5512.7516 | [8 empty] | 5471.9361 | 5467 | 5474.4458 | 5362.3089 | 5501.5496 | 5512.7516
7574 | 5467 | 5474.1804 | 5362.1811 | 5501.1082 | 5512.6175 | [8 empty] | 5471.9325 | 5467 | 5474.1804 | 5362.1811 | 5501.1082 | 5512.6175
7575 | 5467 | 5474.0844 | 5362.1274 | 5501.1054 | 5512.4258 | [8 empty] | 5471.7511 | 5467 | 5474.0844 | 5362.1274 | 5501.1054 | 5512.4258
7576 | 5467 | 5474.0193 | 5362.0008 | 5500.7496 | 5512.0792 | [8 empty] | 5471.5474 | 5467 | 5474.0193 | 5362.0008 | 5500.7496 | 5512.0792
7577 | 5466 | 5473.8768 | 5361.3285 | 5500.5916 | 5511.9267 | [8 empty] | 5471.4594 | 5466 | 5473.8768 | 5361.3285 | 5500.5916 | 5511.9267
7578 | 5466 | 5473.5719 | 5361.2576 | 5500.4271 | 5511.8793 | [8 empty] | 5471.3514 | 5466 | 5473.5719 | 5361.2576 | 5500.4271 | 5511.8793
7579 | 5466 | 5473.3259 | 5360.9721 | 5500.4267 | 5511.7911 | [8 empty] | 5471.3409 | 5466 | 5473.3259 | 5360.9721 | 5500.4267 | 5511.7911
7580 | 5466 | 5473.2882 | 5360.9478 | 5500.3335 | 5511.6176 | [8 empty] | 5471.3101 | 5466 | 5473.2882 | 5360.9478 | 5500.3335 | 5511.6176
7581 | 5466 | 5473.1441 | 5360.8315 | 5500.2603 | 5511.4518 | [8 empty] | 5471.2145 | 5466 | 5473.1441 | 5360.8315 | 5500.2603 | 5511.4518
7582 | 5466 | 5473.1323 | 5360.7596 | 5500.2329 | 5511.2431 | [8 empty] | 5471.1526 | 5466 | 5473.1323 | 5360.7596 | 5500.2329 | 5511.2431
7583 | 5466 | 5472.5696 | 5360.7323 | 5499.8953 | 5511.0486 | [8 empty] | 5471.1014 | 5466 | 5472.5696 | 5360.7323 | 5499.8953 | 5511.0486
7584 | 5466 | 5472.5118 | 5360.4877 | 5499.8905 | 5510.8512 | [8 empty] | 5470.9022 | 5466 | 5472.5118 | 5360.4877 | 5499.8905 | 5510.8512
7585 | 5466 | 5472.4509 | 5360.4085 | 5499.8581 | 5510.6924 | [8 empty] | 5470.8912 | 5466 | 5472.4509 | 5360.4085 | 5499.8581 | 5510.6924
7586 | 5465 | 5472.179 | 5360.3799 | 5499.6696 | 5510.1537 | [8 empty] | 5470.8241 | 5465 | 5472.179 | 5360.3799 | 5499.6696 | 5510.1537
7587 | 5465 | 5472.1259 | 5360.0646 | 5499.6396 | 5510.0819 | [8 empty] | 5470.7894 | 5465 | 5472.1259 | 5360.0646 | 5499.6396 | 5510.0819
7588 | 5465 | 5471.9476 | 5359.8422 | 5499.4463 | 5509.9457 | [8 empty] | 5470.2949 | 5465 | 5471.9476 | 5359.8422 | 5499.4463 | 5509.9457
7589 | 5464 | 5471.923 | 5359.7003 | 5499.2484 | 5509.5159 | [8 empty] | 5470.2719 | 5464 | 5471.923 | 5359.7003 | 5499.2484 | 5509.5159
7590 | 5464 | 5471.5527 | 5359.5656 | 5499.207 | 5509.5106 | [8 empty] | 5470.2083 | 5464 | 5471.5527 | 5359.5656 | 5499.207 | 5509.5106
7591 | 5464 | 5471.3914 | 5359.5035 | 5499.1055 | 5509.4797 | [8 empty] | 5469.9012 | 5464 | 5471.3914 | 5359.5035 | 5499.1055 | 5509.4797
7592 | 5464 | 5471.0998 | 5359.0865 | 5498.7798 | 5509.4496 | [8 empty] | 5469.8991 | 5464 | 5471.0998 | 5359.0865 | 5498.7798 | 5509.4496
7593 | 5464 | 5471.0914 | 5359.0097 | 5498.5634 | 5509.3493 | [8 empty] | 5469.4663 | 5464 | 5471.0914 | 5359.0097 | 5498.5634 | 5509.3493
7594 | 5464 | 5471.0064 | 5358.6398 | 5498.4259 | 5509.3308 | [8 empty] | 5469.4634 | 5464 | 5471.0064 | 5358.6398 | 5498.4259 | 5509.3308
7595 | 5464 | 5470.3055 | 5358.0856 | 5497.9543 | 5509.2857 | [8 empty] | 5469.3479 | 5464 | 5470.3055 | 5358.0856 | 5497.9543 | 5509.2857
7596 | 5464 | 5470.2094 | 5357.5734 | 5497.8163 | 5509.1792 | [8 empty] | 5469.2483 | 5464 | 5470.2094 | 5357.5734 | 5497.8163 | 5509.1792
7597 | 5463 | 5470.0201 | 5357.5515 | 5497.7351 | 5509.1393 | [8 empty] | 5469.1793 | 5463 | 5470.0201 | 5357.5515 | 5497.7351 | 5509.1393
7598 | 5463 | 5469.6384 | 5357.205 | 5497.6032 | 5509.1308 | [8 empty] | 5468.9415 | 5463 | 5469.6384 | 5357.205 | 5497.6032 | 5509.1308
7599 | 5463 | 5469.4669 | 5357.0225 | 5497.5783 | 5509.0829 | [8 empty] | 5468.9086 | 5463 | 5469.4669 | 5357.0225 | 5497.5783 | 5509.0829
7600 | 5463 | 5469.4283 | 5357.0028 | 5497.4451 | 5509.0302 | [8 empty] | 5468.8054 | 5463 | 5469.4283 | 5357.0028 | 5497.4451 | 5509.0302
7601 | 5463 | 5469.4174 | 5356.9486 | 5497.3151 | 5508.8461 | [8 empty] | 5468.6915 | 5463 | 5469.4174 | 5356.9486 | 5497.3151 | 5508.8461
7602 | 5463 | 5469.2894 | 5356.8842 | 5496.9531 | 5508.8004 | [8 empty] | 5468.2752 | 5463 | 5469.2894 | 5356.8842 | 5496.9531 | 5508.8004
7603 | 5463 | 5469.2543 | 5356.8467 | 5496.8471 | 5508.7392 | [8 empty] | 5468.1611 | 5463 | 5469.2543 | 5356.8467 | 5496.8471 | 5508.7392
7604 | 5463 | 5469.1541 | 5356.2963 | 5496.7036 | 5508.5653 | [8 empty] | 5467.9211 | 5463 | 5469.1541 | 5356.2963 | 5496.7036 | 5508.5653
7605 | 5463 | 5469.1293 | 5356.1715 | 5496.6987 | 5508.4428 | [8 empty] | 5467.8828 | 5463 | 5469.1293 | 5356.1715 | 5496.6987 | 5508.4428
7606 | 5462 | 5469.1149 | 5356.1629 | 5496.6609 | 5507.9953 | [8 empty] | 5467.7972 | 5462 | 5469.1149 | 5356.1629 | 5496.6609 | 5507.9953
7607 | 5462 | 5468.8252 | 5356.1361 | 5496.226 | 5507.7847 | [8 empty] | 5467.7705 | 5462 | 5468.8252 | 5356.1361 | 5496.226 | 5507.7847
7608 | 5462 | 5468.6534 | 5355.7648 | 5495.9402 | 5507.645 | [8 empty] | 5467.7688 | 5462 | 5468.6534 | 5355.7648 | 5495.9402 | 5507.645
7609 | 5462 | 5468.5485 | 5355.7361 | 5495.299 | 5507.6037 | [8 empty] | 5467.7653 | 5462 | 5468.5485 | 5355.7361 | 5495.299 | 5507.6037
7610 | 5462 | 5467.9465 | 5355.6995 | 5495.2534 | 5507.4657 | [8 empty] | 5467.6521 | 5462 | 5467.9465 | 5355.6995 | 5495.2534 | 5507.4657
7611 | 5462 | 5467.485 | 5355.6485 | 5495.1976 | 5507.2913 | [8 empty] | 5467.4119 | 5462 | 5467.485 | 5355.6485 | 5495.1976 | 5507.2913
7612 | 5461 | 5467.3602 | 5355.3038 | 5494.9926 | 5507.0397 | [8 empty] | 5467.3546 | 5461 | 5467.3602 | 5355.3038 | 5494.9926 | 5507.0397
7613 | 5461 | 5467.2778 | 5355.2178 | 5494.9364 | 5507.015 | [8 empty] | 5467.2295 | 5461 | 5467.2778 | 5355.2178 | 5494.9364 | 5507.015
7614 | 5461 | 5466.8773 | 5354.9418 | 5494.8895 | 5506.9319 | [8 empty] | 5467.1076 | 5461 | 5466.8773 | 5354.9418 | 5494.8895 | 5506.9319
7615 | 5461 | 5466.8449 | 5354.3425 | 5494.6389 | 5506.8161 | [8 empty] | 5467.0919 | 5461 | 5466.8449 | 5354.3425 | 5494.6389 | 5506.8161
7616 | 5461 | 5466.5983 | 5353.9233 | 5494.0743 | 5506.4953 | [8 empty] | 5466.9326 | 5461 | 5466.5983 | 5353.9233 | 5494.0743 | 5506.4953
7617 | 5460 | 5466.5151 | 5353.7594 | 5493.7424 | 5506.2915 | [8 empty] | 5466.7893 | 5460 | 5466.5151 | 5353.7594 | 5493.7424 | 5506.2915
7618 | 5460 | 5466.4528 | 5353.7205 | 5493.5698 | 5506.1226 | [8 empty] | 5466.6147 | 5460 | 5466.4528 | 5353.7205 | 5493.5698 | 5506.1226
7619 | 5460 | 5466.2147 | 5353.6103 | 5493.5348 | 5505.9721 | [8 empty] | 5466.4965 | 5460 | 5466.2147 | 5353.6103 | 5493.5348 | 5505.9721
7620 | 5460 | 5466.0837 | 5353.3223 | 5493.3408 | 5505.6979 | [8 empty] | 5466.44 | 5460 | 5466.0837 | 5353.3223 | 5493.3408 | 5505.6979
7621 | 5460 | 5466.0688 | 5352.3309 | 5493.2941 | 5505.6816 | [8 empty] | 5466.4097 | 5460 | 5466.0688 | 5352.3309 | 5493.2941 | 5505.6816
7622 | 5460 | 5465.1593 | 5352.302 | 5493.0982 | 5505.4003 | [8 empty] | 5466.3314 | 5460 | 5465.1593 | 5352.302 | 5493.0982 | 5505.4003
7623 | 5460 | 5465.0532 | 5352.2759 | 5492.9043 | 5505.3789 | [8 empty] | 5466.2765 | 5460 | 5465.0532 | 5352.2759 | 5492.9043 | 5505.3789
7624 | 5460 | 5465.0528 | 5352.0582 | 5492.8297 | 5505.1802 | [8 empty] | 5466.2573 | 5460 | 5465.0528 | 5352.0582 | 5492.8297 | 5505.1802
7625 | 5459 | 5464.8783 | 5352.026 | 5492.3273 | 5505.1726 | [8 empty] | 5465.8711 | 5459 | 5464.8783 | 5352.026 | 5492.3273 | 5505.1726
7626 | 5459 | 5464.8301 | 5351.6577 | 5492.0832 | 5505.078 | [8 empty] | 5465.7983 | 5459 | 5464.8301 | 5351.6577 | 5492.0832 | 5505.078
7627 | 5459 | 5464.7945 | 5351.4749 | 5491.9192 | 5504.7904 | [8 empty] | 5465.5428 | 5459 | 5464.7945 | 5351.4749 | 5491.9192 | 5504.7904
7628 | 5459 | 5464.771 | 5351.3528 | 5491.8802 | 5504.7148 | [8 empty] | 5465.5252 | 5459 | 5464.771 | 5351.3528 | 5491.8802 | 5504.7148
7629 | 5459 | 5464.7034 | 5351.2827 | 5491.8143 | 5504.6919 | [8 empty] | 5465.448 | 5459 | 5464.7034 | 5351.2827 | 5491.8143 | 5504.6919
7630 | 5459 | 5464.292 | 5351.2389 | 5491.8002 | 5504.6283 | [8 empty] | 5465.265 | 5459 | 5464.292 | 5351.2389 | 5491.8002 | 5504.6283
7631 | 5458 | 5464.2244 | 5351.1993 | 5491.7388 | 5504.3984 | [8 empty] | 5464.7279 | 5458 | 5464.2244 | 5351.1993 | 5491.7388 | 5504.3984
7632 | 5458 | 5464.0242 | 5351.1273 | 5491.6835 | 5504.3175 | [8 empty] | 5464.6199 | 5458 | 5464.0242 | 5351.1273 | 5491.6835 | 5504.3175
7633 | 5458 | 5463.5972 | 5351.0186 | 5491.6249 | 5504.1128 | [8 empty] | 5464.4717 | 5458 | 5463.5972 | 5351.0186 | 5491.6249 | 5504.1128
7634 | 5458 | 5463.5438 | 5351.0169 | 5491.4138 | 5504.1114 | [8 empty] | 5464.23 | 5458 | 5463.5438 | 5351.0169 | 5491.4138 | 5504.1114
7635 | 5458 | 5463.3655 | 5350.7443 | 5491.016 | 5504.0824 | [8 empty] | 5464.2078 | 5458 | 5463.3655 | 5350.7443 | 5491.016 | 5504.0824
7636 | 5458 | 5462.8539 | 5350.7235 | 5489.9034 | 5503.5861 | [8 empty] | 5464.0543 | 5458 | 5462.8539 | 5350.7235 | 5489.9034 | 5503.5861
7637 | 5458 | 5462.7833 | 5350.0854 | 5489.3556 | 5503.461 | [8 empty] | 5464.0256 | 5458 | 5462.7833 | 5350.0854 | 5489.3556 | 5503.461
7638 | 5458 | 5462.6983 | 5349.9168 | 5489.3331 | 5503.3643 | [8 empty] | 5463.8882 | 5458 | 5462.6983 | 5349.9168 | 5489.3331 | 5503.3643
7639 | 5458 | 5462.415 | 5349.6953 | 5489.2355 | 5503.3642 | [8 empty] | 5463.8768 | 5458 | 5462.415 | 5349.6953 | 5489.2355 | 5503.3642
7640 | 5457 | 5462.4122 | 5349.509 | 5489.0841 | 5503.3297 | [8 empty] | 5463.61 | 5457 | 5462.4122 | 5349.509 | 5489.0841 | 5503.3297
7641 | 5457 | 5462.3351 | 5349.4397 | 5488.9754 | 5503.3283 | [8 empty] | 5463.267 | 5457 | 5462.3351 | 5349.4397 | 5488.9754 | 5503.3283
7642 | 5457 | 5462.2007 | 5349.2035 | 5488.7736 | 5502.9553 | [8 empty] | 5463.1095 | 5457 | 5462.2007 | 5349.2035 | 5488.7736 | 5502.9553
7643 | 5457 | 5462.1818 | 5349.1556 | 5488.6461 | 5502.7399 | [8 empty] | 5463.0383 | 5457 | 5462.1818 | 5349.1556 | 5488.6461 | 5502.7399
7644 | 5457 | 5462.1245 | 5349.0065 | 5488.4748 | 5502.5364 | [8 empty] | 5462.6572 | 5457 | 5462.1245 | 5349.0065 | 5488.4748 | 5502.5364
7645 | 5457 | 5462.0645 | 5348.9545 | 5488.2432 | 5502.2841 | [8 empty] | 5462.6429 | 5457 | 5462.0645 | 5348.9545 | 5488.2432 | 5502.2841
7646 | 5456 | 5461.9716 | 5348.8208 | 5487.9845 | 5502.1299 | [8 empty] | 5462.3274 | 5456 | 5461.9716 | 5348.8208 | 5487.9845 | 5502.1299
7647 | 5456 | 5461.9538 | 5348.73 | 5487.9677 | 5502.0908 | [8 empty] | 5462.3163 | 5456 | 5461.9538 | 5348.73 | 5487.9677 | 5502.0908
7648 | 5456 | 5461.5598 | 5348.6895 | 5487.8662 | 5502.0675 | [8 empty] | 5462.053 | 5456 | 5461.5598 | 5348.6895 | 5487.8662 | 5502.0675
7649 | 5456 | 5461.3058 | 5348.5711 | 5487.7905 | 5501.9259 | [8 empty] | 5462.0457 | 5456 | 5461.3058 | 5348.5711 | 5487.7905 | 5501.9259
7650 | 5456 | 5461.2741 | 5348.5265 | 5487.7771 | 5501.5707 | [8 empty] | 5461.5524 | 5456 | 5461.2741 | 5348.5265 | 5487.7771 | 5501.5707
7651 | 5455 | 5460.9189 | 5348.2761 | 5487.7538 | 5501.551 | [8 empty] | 5461.4075 | 5455 | 5460.9189 | 5348.2761 | 5487.7538 | 5501.551
7652 | 5455 | 5460.2366 | 5348.275 | 5487.6698 | 5501.2974 | [8 empty] | 5461.242 | 5455 | 5460.2366 | 5348.275 | 5487.6698 | 5501.2974
7653 | 5455 | 5460.086 | 5348.1494 | 5487.4851 | 5501.2971 | [8 empty] | 5461.1845 | 5455 | 5460.086 | 5348.1494 | 5487.4851 | 5501.2971
7654 | 5455 | 5460.0668 | 5348.1341 | 5487.485 | 5501.1685 | [8 empty] | 5460.7569 | 5455 | 5460.0668 | 5348.1341 | 5487.485 | 5501.1685
7655 | 5455 | 5460.0503 | 5347.5137 | 5487.2826 | 5500.7203 | [8 empty] | 5460.7553 | 5455 | 5460.0503 | 5347.5137 | 5487.2826 | 5500.7203
7656 | 5454 | 5460.0331 | 5347.3826 | 5487.2564 | 5500.6366 | [8 empty] | 5460.5584 | 5454 | 5460.0331 | 5347.3826 | 5487.2564 | 5500.6366
7657 | 5454 | 5460.0152 | 5347.1706 | 5486.5925 | 5500.6174 | [8 empty] | 5460.4801 | 5454 | 5460.0152 | 5347.1706 | 5486.5925 | 5500.6174
7658 | 5454 | 5459.7957 | 5347.1673 | 5486.5288 | 5500.4118 | [8 empty] | 5460.4792 | 5454 | 5459.7957 | 5347.1673 | 5486.5288 | 5500.4118
7659 | 5454 | 5459.7315 | 5347.1459 | 5486.4621 | 5500.3918 | [8 empty] | 5460.3475 | 5454 | 5459.7315 | 5347.1459 | 5486.4621 | 5500.3918
7660 | 5453 | 5459.3969 | 5346.6462 | 5486.1899 | 5500.212 | [8 empty] | 5460.1503 | 5453 | 5459.3969 | 5346.6462 | 5486.1899 | 5500.212
7661 | 5453 | 5458.9968 | 5346.6279 | 5485.9689 | 5500.1973 | [8 empty] | 5460.1188 | 5453 | 5458.9968 | 5346.6279 | 5485.9689 | 5500.1973
7662 | 5453 | 5458.9505 | 5346.5817 | 5485.7876 | 5499.9227 | [8 empty] | 5459.6611 | 5453 | 5458.9505 | 5346.5817 | 5485.7876 | 5499.9227
7663 | 5453 | 5458.8264 | 5346.2836 | 5485.6062 | 5499.852 | [8 empty] | 5459.6483 | 5453 | 5458.8264 | 5346.2836 | 5485.6062 | 5499.852
7664 | 5453 | 5458.8072 | 5346.2027 | 5485.4803 | 5499.7272 | [8 empty] | 5459.5478 | 5453 | 5458.8072 | 5346.2027 | 5485.4803 | 5499.7272
7665 | 5453 | 5458.6787 | 5346.1743 | 5485.3836 | 5499.6701 | [8 empty] | 5459.5106 | 5453 | 5458.6787 | 5346.1743 | 5485.3836 | 5499.6701
7666 | 5452 | 5458.676 | 5346.0352 | 5485.3643 | 5499.4722 | [8 empty] | 5459.4723 | 5452 | 5458.676 | 5346.0352 | 5485.3643 | 5499.4722
7667 | 5452 | 5458.3664 | 5346.0226 | 5485.3334 | 5499.3509 | [8 empty] | 5459.1569 | 5452 | 5458.3664 | 5346.0226 | 5485.3334 | 5499.3509
7668 | 5452 | 5458.0488 | 5345.8838 | 5485.1681 | 5499.3467 | [8 empty] | 5459.0256 | 5452 | 5458.0488 | 5345.8838 | 5485.1681 | 5499.3467
7669 | 5452 | 5457.9559 | 5345.6414 | 5484.7889 | 5499.2359 | [8 empty] | 5458.9368 | 5452 | 5457.9559 | 5345.6414 | 5484.7889 | 5499.2359
7670 | 5452 | 5457.8184 | 5345.6102 | 5484.6658 | 5499.1886 | [8 empty] | 5458.8191 | 5452 | 5457.8184 | 5345.6102 | 5484.6658 | 5499.1886
7671 | 5452 | 5457.6163 | 5345.4959 | 5484.6263 | 5499.1393 | [8 empty] | 5458.7599 | 5452 | 5457.6163 | 5345.4959 | 5484.6263 | 5499.1393
7672 | 5452 | 5457.3844 | 5345.3568 | 5484.5617 | 5498.9765 | [8 empty] | 5458.7446 | 5452 | 5457.3844 | 5345.3568 | 5484.5617 | 5498.9765
7673 | 5452 | 5457.3499 | 5345.3547 | 5484.2609 | 5498.9017 | [8 empty] | 5458.5635 | 5452 | 5457.3499 | 5345.3547 | 5484.2609 | 5498.9017
7674 | 5452 | 5457.3183 | 5345.0627 | 5483.9648 | 5498.882 | [8 empty] | 5458.2319 | 5452 | 5457.3183 | 5345.0627 | 5483.9648 | 5498.882
7675 | 5452 | 5457.3005 | 5345.0575 | 5483.5695 | 5498.7632 | [8 empty] | 5458.1815 | 5452 | 5457.3005 | 5345.0575 | 5483.5695 | 5498.7632
7676 | 5452 | 5457.1407 | 5344.7403 | 5483.5231 | 5498.7494 | [8 empty] | 5457.922 | 5452 | 5457.1407 | 5344.7403 | 5483.5231 | 5498.7494
7677 | 5452 | 5457.046 | 5344.5396 | 5483.4138 | 5498.4449 | [8 empty] | 5457.8591 | 5452 | 5457.046 | 5344.5396 | 5483.4138 | 5498.4449
7678 | 5451 | 5456.7806 | 5344.531 | 5483.4086 | 5498.4382 | [8 empty] | 5457.6443 | 5451 | 5456.7806 | 5344.531 | 5483.4086 | 5498.4382
7679 | 5451 | 5456.7008 | 5344.3394 | 5483.3081 | 5497.4242 | [8 empty] | 5457.5804 | 5451 | 5456.7008 | 5344.3394 | 5483.3081 | 5497.4242
7680 | 5451 | 5456.4746 | 5344.2549 | 5483.136 | 5497.3548 | [8 empty] | 5457.4947 | 5451 | 5456.4746 | 5344.2549 | 5483.136 | 5497.3548
7681 | 5451 | 5456.2015 | 5344.128 | 5482.7467 | 5497.2815 | [8 empty] | 5457.3616 | 5451 | 5456.2015 | 5344.128 | 5482.7467 | 5497.2815
7682 | 5451 | 5455.9543 | 5344.1083 | 5482.7382 | 5497.2217 | [8 empty] | 5457.1515 | 5451 | 5455.9543 | 5344.1083 | 5482.7382 | 5497.2217
7683 | 5451 | 5455.8875 | 5343.9953 | 5482.6957 | 5497.0864 | [8 empty] | 5457.0378 | 5451 | 5455.8875 | 5343.9953 | 5482.6957 | 5497.0864
7684 | 5450 | 5455.7616 | 5343.8788 | 5482.6833 | 5497.0749 | [8 empty] | 5456.7686 | 5450 | 5455.7616 | 5343.8788 | 5482.6833 | 5497.0749
7685 | 5450 | 5455.6989 | 5343.7723 | 5482.4489 | 5496.9964 | [8 empty] | 5456.7313 | 5450 | 5455.6989 | 5343.7723 | 5482.4489 | 5496.9964
7686 | 5450 | 5455.5637 | 5343.6642 | 5482.3815 | 5496.8828 | [8 empty] | 5456.441 | 5450 | 5455.5637 | 5343.6642 | 5482.3815 | 5496.8828
7687 | 5450 | 5455.4377 | 5343.5929 | 5482.3706 | 5496.4806 | [8 empty] | 5456.3033 | 5450 | 5455.4377 | 5343.5929 | 5482.3706 | 5496.4806
7688 | 5450 | 5455.3554 | 5343.5918 | 5482.2291 | 5496.4701 | [8 empty] | 5456.058 | 5450 | 5455.3554 | 5343.5918 | 5482.2291 | 5496.4701
7689 | 5450 | 5455.345 | 5343.4651 | 5482.105 | 5496.4444 | [8 empty] | 5455.8442 | 5450 | 5455.345 | 5343.4651 | 5482.105 | 5496.4444
7690 | 5449 | 5455.3098 | 5343.3347 | 5481.9325 | 5496.4295 | [8 empty] | 5455.3309 | 5449 | 5455.3098 | 5343.3347 | 5481.9325 | 5496.4295
7691 | 5449 | 5454.8349 | 5343.3296 | 5481.8351 | 5496.3169 | [8 empty] | 5455.105 | 5449 | 5454.8349 | 5343.3296 | 5481.8351 | 5496.3169
7692 | 5449 | 5454.7472 | 5343.2717 | 5481.7672 | 5496.0448 | [8 empty] | 5454.9824 | 5449 | 5454.7472 | 5343.2717 | 5481.7672 | 5496.0448
7693 | 5449 | 5454.7089 | 5343.2614 | 5481.7233 | 5495.894 | [8 empty] | 5454.8076 | 5449 | 5454.7089 | 5343.2614 | 5481.7233 | 5495.894
7694 | 5449 | 5454.6959 | 5343.1261 | 5481.6697 | 5495.829 | [8 empty] | 5454.7703 | 5449 | 5454.6959 | 5343.1261 | 5481.6697 | 5495.829
7695 | 5449 | 5454.6039 | 5342.8866 | 5481.6356 | 5495.4808 | [8 empty] | 5454.7152 | 5449 | 5454.6039 | 5342.8866 | 5481.6356 | 5495.4808
7696 | 5449 | 5454.4915 | 5342.5223 | 5481.1736 | 5495.4386 | [8 empty] | 5454.1107 | 5449 | 5454.4915 | 5342.5223 | 5481.1736 | 5495.4386
7697 | 5449 | 5454.07 | 5342.4564 | 5480.7598 | 5495.2208 | [8 empty] | 5453.6274 | 5449 | 5454.07 | 5342.4564 | 5480.7598 | 5495.2208
7698 | 5449 | 5454.047 | 5342.0484 | 5480.6832 | 5494.9817 | [8 empty] | 5453.5463 | 5449 | 5454.047 | 5342.0484 | 5480.6832 | 5494.9817
7699 | 5448 | 5454 | 5341.7036 | 5480.5657 | 5494.9402 | [8 empty] | 5453.4645 | 5448 | 5454 | 5341.7036 | 5480.5657 | 5494.9402
7700 | 5448 | 5453.4877 | 5341.2948 | 5480.537 | 5494.9279 | [8 empty] | 5453.3273 | 5448 | 5453.4877 | 5341.2948 | 5480.537 | 5494.9279
7701 | 5448 | 5453.4077 | 5341.2595 | 5480.437 | 5494.9271 | [8 empty] | 5453.2518 | 5448 | 5453.4077 | 5341.2595 | 5480.437 | 5494.9271
7702 | 5448 | 5453.3993 | 5340.8749 | 5480.1758 | 5494.8627 | [8 empty] | 5452.9653 | 5448 | 5453.3993 | 5340.8749 | 5480.1758 | 5494.8627
7703 | 5448 | 5452.829 | 5340.8541 | 5480.0008 | 5494.5585 | [8 empty] | 5452.7084 | 5448 | 5452.829 | 5340.8541 | 5480.0008 | 5494.5585
7704 | 5448 | 5452.7586 | 5340.6826 | 5479.8125 | 5494.5261 | [8 empty] | 5452.6945 | 5448 | 5452.7586 | 5340.6826 | 5479.8125 | 5494.5261
7705 | 5448 | 5452.6624 | 5340.1526 | 5479.3809 | 5494.3178 | [8 empty] | 5452.638 | 5448 | 5452.6624 | 5340.1526 | 5479.3809 | 5494.3178
7706 | 5448 | 5452.5295 | 5340.0567 | 5479.2663 | 5493.9152 | [8 empty] | 5452.5833 | 5448 | 5452.5295 | 5340.0567 | 5479.2663 | 5493.9152
7707 | 5447 | 5452.475 | 5339.6778 | 5479.2246 | 5493.7743 | [8 empty] | 5452.05 | 5447 | 5452.475 | 5339.6778 | 5479.2246 | 5493.7743
7708 | 5447 | 5452.3378 | 5339.3142 | 5479.2061 | 5493.6483 | [8 empty] | 5452.032 | 5447 | 5452.3378 | 5339.3142 | 5479.2061 | 5493.6483
7709 | 5447 | 5452.2625 | 5339.245 | 5479.0853 | 5493.3635 | [8 empty] | 5451.8332 | 5447 | 5452.2625 | 5339.245 | 5479.0853 | 5493.3635
7710 | 5447 | 5452.2021 | 5339.2444 | 5479.0632 | 5493.2365 | [8 empty] | 5451.5788 | 5447 | 5452.2021 | 5339.2444 | 5479.0632 | 5493.2365
7711 | 5447 | 5452.0416 | 5339.0704 | 5479.0327 | 5492.9409 | [8 empty] | 5451.5185 | 5447 | 5452.0416 | 5339.0704 | 5479.0327 | 5492.9409
7712 | 5447 | 5452.0345 | 5338.8729 | 5478.9429 | 5492.4239 | [8 empty] | 5451.3214 | 5447 | 5452.0345 | 5338.8729 | 5478.9429 | 5492.4239
7713 | 5447 | 5451.9812 | 5338.8134 | 5478.8691 | 5492.401 | [8 empty] | 5451.2891 | 5447 | 5451.9812 | 5338.8134 | 5478.8691 | 5492.401
7714 | 5446 | 5451.5886 | 5338.5788 | 5478.8532 | 5492.0661 | [8 empty] | 5451.2049 | 5446 | 5451.5886 | 5338.5788 | 5478.8532 | 5492.0661
7715 | 5446 | 5451.573 | 5338.2257 | 5478.6564 | 5492.0487 | [8 empty] | 5450.9269 | 5446 | 5451.573 | 5338.2257 | 5478.6564 | 5492.0487
7716 | 5446 | 5451.3695 | 5338.1534 | 5478.5854 | 5491.9687 | [8 empty] | 5450.7072 | 5446 | 5451.3695 | 5338.1534 | 5478.5854 | 5491.9687
7717 | 5446 | 5451.3128 | 5338.1327 | 5478.2862 | 5491.9606 | [8 empty] | 5450.3014 | 5446 | 5451.3128 | 5338.1327 | 5478.2862 | 5491.9606
7718 | 5446 | 5451.2746 | 5337.6939 | 5478.1247 | 5491.8027 | [8 empty] | 5450.2291 | 5446 | 5451.2746 | 5337.6939 | 5478.1247 | 5491.8027
7719 | 5446 | 5451.1559 | 5337.6093 | 5478.0799 | 5491.7616 | [8 empty] | 5450.153 | 5446 | 5451.1559 | 5337.6093 | 5478.0799 | 5491.7616
7720 | 5446 | 5450.5856 | 5337.599 | 5477.9869 | 5491.5104 | [8 empty] | 5449.9492 | 5446 | 5450.5856 | 5337.599 | 5477.9869 | 5491.5104
7721 | 5446 | 5450.5236 | 5337.2639 | 5477.5038 | 5491.3005 | [8 empty] | 5449.9058 | 5446 | 5450.5236 | 5337.2639 | 5477.5038 | 5491.3005
7722 | 5446 | 5450.4157 | 5337.2187 | 5477.4981 | 5491.0563 | [8 empty] | 5449.6156 | 5446 | 5450.4157 | 5337.2187 | 5477.4981 | 5491.0563
7723 | 5446 | 5450.1381 | 5337.0932 | 5477.0843 | 5490.9015 | [8 empty] | 5449.4339 | 5446 | 5450.1381 | 5337.0932 | 5477.0843 | 5490.9015
7724 | 5446 | 5449.7274 | 5336.9214 | 5476.9713 | 5490.7984 | [8 empty] | 5449.367 | 5446 | 5449.7274 | 5336.9214 | 5476.9713 | 5490.7984
7725 | 5445 | 5449.4966 | 5336.7178 | 5476.7014 | 5490.6393 | [8 empty] | 5449.2896 | 5445 | 5449.4966 | 5336.7178 | 5476.7014 | 5490.6393
7726 | 5445 | 5449.3902 | 5336.704 | 5476.4771 | 5490.5554 | [8 empty] | 5449.2231 | 5445 | 5449.3902 | 5336.704 | 5476.4771 | 5490.5554
7727 | 5445 | 5449.327 | 5336.4875 | 5476.202 | 5490.4087 | [8 empty] | 5449.213 | 5445 | 5449.327 | 5336.4875 | 5476.202 | 5490.4087
7728 | 5445 | 5449.2858 | 5336.2313 | 5476.1303 | 5490.4068 | [8 empty] | 5449.1178 | 5445 | 5449.2858 | 5336.2313 | 5476.1303 | 5490.4068
7729 | 5445 | 5449.0245 | 5336.2266 | 5475.8396 | 5490.395 | [8 empty] | 5448.5471 | 5445 | 5449.0245 | 5336.2266 | 5475.8396 | 5490.395
7730 | 5445 | 5448.9705 | 5335.8824 | 5475.7626 | 5490.3233 | [8 empty] | 5448.5001 | 5445 | 5448.9705 | 5335.8824 | 5475.7626 | 5490.3233
7731 | 5445 | 5448.8128 | 5335.8115 | 5475.6778 | 5490.3216 | [8 empty] | 5448.3024 | 5445 | 5448.8128 | 5335.8115 | 5475.6778 | 5490.3216
7732 | 5445 | 5448.6714 | 5335.8022 | 5475.4467 | 5490.2295 | [8 empty] | 5448.1724 | 5445 | 5448.6714 | 5335.8022 | 5475.4467 | 5490.2295
7733 | 5444 | 5448.5805 | 5335.3832 | 5475.4251 | 5490.2241 | [8 empty] | 5447.7879 | 5444 | 5448.5805 | 5335.3832 | 5475.4251 | 5490.2241
7734 | 5444 | 5448.4477 | 5335.2595 | 5475.3029 | 5490.1945 | [8 empty] | 5447.7349 | 5444 | 5448.4477 | 5335.2595 | 5475.3029 | 5490.1945
7735 | 5444 | 5448.4255 | 5334.6768 | 5475.0926 | 5489.9409 | [8 empty] | 5447.6434 | 5444 | 5448.4255 | 5334.6768 | 5475.0926 | 5489.9409
7736 | 5444 | 5448.3964 | 5334.3051 | 5474.8435 | 5489.8284 | [8 empty] | 5447.643 | 5444 | 5448.3964 | 5334.3051 | 5474.8435 | 5489.8284
7737 | 5444 | 5447.9948 | 5334.2704 | 5474.6464 | 5489.688 | [8 empty] | 5447.6009 | 5444 | 5447.9948 | 5334.2704 | 5474.6464 | 5489.688
7738 | 5444 | 5447.7625 | 5334.1744 | 5474.6439 | 5489.5738 | [8 empty] | 5447.3659 | 5444 | 5447.7625 | 5334.1744 | 5474.6439 | 5489.5738
7739 | 5443 | 5447.7084 | 5334.0046 | 5474.5276 | 5489.4429 | [8 empty] | 5447.3404 | 5443 | 5447.7084 | 5334.0046 | 5474.5276 | 5489.4429
7740 | 5443 | 5447.6881 | 5334.0013 | 5474.3865 | 5489.3332 | [8 empty] | 5447.1853 | 5443 | 5447.6881 | 5334.0013 | 5474.3865 | 5489.3332
7741 | 5443 | 5447.5616 | 5333.9393 | 5474.0756 | 5489.2398 | [8 empty] | 5447.0877 | 5443 | 5447.5616 | 5333.9393 | 5474.0756 | 5489.2398
7742 | 5443 | 5447.3516 | 5333.8928 | 5474.0159 | 5489.1827 | [8 empty] | 5446.9931 | 5443 | 5447.3516 | 5333.8928 | 5474.0159 | 5489.1827
7743 | 5443 | 5447.2302 | 5333.8601 | 5473.5104 | 5489.0628 | [8 empty] | 5446.7864 | 5443 | 5447.2302 | 5333.8601 | 5473.5104 | 5489.0628
7744 | 5443 | 5447.0407 | 5333.8122 | 5473.4591 | 5488.7895 | [8 empty] | 5446.3333 | 5443 | 5447.0407 | 5333.8122 | 5473.4591 | 5488.7895
7745 | 5443 | 5447.0131 | 5333.7688 | 5473.4315 | 5488.5689 | [8 empty] | 5446.3318 | 5443 | 5447.0131 | 5333.7688 | 5473.4315 | 5488.5689
7746 | 5443 | 5446.7163 | 5333.7229 | 5473.3285 | 5488.07 | [8 empty] | 5446.3033 | 5443 | 5446.7163 | 5333.7229 | 5473.3285 | 5488.07
7747 | 5443 | 5446.5623 | 5333.6129 | 5473.1882 | 5487.9144 | [8 empty] | 5446.2485 | 5443 | 5446.5623 | 5333.6129 | 5473.1882 | 5487.9144
7748 | 5443 | 5446.2575 | 5333.5955 | 5472.6864 | 5487.7625 | [8 empty] | 5446.1186 | 5443 | 5446.2575 | 5333.5955 | 5472.6864 | 5487.7625
7749 | 5443 | 5445.7416 | 5333.5782 | 5472.6341 | 5487.6806 | [8 empty] | 5445.9904 | 5443 | 5445.7416 | 5333.5782 | 5472.6341 | 5487.6806
7750 | 5442 | 5444.8365 | 5333.2291 | 5472.3874 | 5487.5496 | [8 empty] | 5445.9535 | 5442 | 5444.8365 | 5333.2291 | 5472.3874 | 5487.5496
7751 | 5442 | 5444.7664 | 5332.9263 | 5472.3592 | 5487.4764 | [8 empty] | 5445.8309 | 5442 | 5444.7664 | 5332.9263 | 5472.3592 | 5487.4764
7752 | 5442 | 5444.2409 | 5332.6668 | 5472.2933 | 5487.2067 | [8 empty] | 5445.7417 | 5442 | 5444.2409 | 5332.6668 | 5472.2933 | 5487.2067
7753 | 5441 | 5444.2171 | 5332.3069 | 5472.1663 | 5487.1595 | [8 empty] | 5445.4524 | 5441 | 5444.2171 | 5332.3069 | 5472.1663 | 5487.1595
7754 | 5441 | 5444.0546 | 5332.1517 | 5472.1491 | 5487.0257 | [8 empty] | 5445.3098 | 5441 | 5444.0546 | 5332.1517 | 5472.1491 | 5487.0257
7755 | 5441 | 5443.9355 | 5331.9763 | 5471.8457 | 5486.9536 | [8 empty] | 5445.0834 | 5441 | 5443.9355 | 5331.9763 | 5471.8457 | 5486.9536
7756 | 5441 | 5443.4384 | 5331.9012 | 5471.7841 | 5486.8748 | [8 empty] | 5445.0724 | 5441 | 5443.4384 | 5331.9012 | 5471.7841 | 5486.8748
7757 | 5441 | 5443.4129 | 5331.8085 | 5471.7569 | 5486.6107 | [8 empty] | 5444.6645 | 5441 | 5443.4129 | 5331.8085 | 5471.7569 | 5486.6107
7758 | 5441 | 5443.2298 | 5331.323 | 5471.395 | 5486.55 | [8 empty] | 5444.5583 | 5441 | 5443.2298 | 5331.323 | 5471.395 | 5486.55
7759 | 5441 | 5442.8758 | 5331.2727 | 5471.1167 | 5486.5493 | [8 empty] | 5444.5253 | 5441 | 5442.8758 | 5331.2727 | 5471.1167 | 5486.5493
7760 | 5440 | 5442.7665 | 5331.2687 | 5471.1129 | 5486.4713 | [8 empty] | 5444.2835 | 5440 | 5442.7665 | 5331.2687 | 5471.1129 | 5486.4713
7761 | 5440 | 5442.7017 | 5331.2464 | 5470.6742 | 5486.2681 | [8 empty] | 5444.2797 | 5440 | 5442.7017 | 5331.2464 | 5470.6742 | 5486.2681
7762 | 5440 | 5442.6792 | 5331.2146 | 5470.5295 | 5486.1711 | [8 empty] | 5443.9399 | 5440 | 5442.6792 | 5331.2146 | 5470.5295 | 5486.1711
7763 | 5440 | 5442.6029 | 5331.027 | 5470.4583 | 5486.0147 | [8 empty] | 5443.8755 | 5440 | 5442.6029 | 5331.027 | 5470.4583 | 5486.0147
7764 | 5440 | 5442.2607 | 5330.9581 | 5470.4163 | 5485.9333 | [8 empty] | 5443.8225 | 5440 | 5442.2607 | 5330.9581 | 5470.4163 | 5485.9333
7765 | 5440 | 5442.0765 | 5330.9466 | 5470.3357 | 5485.6954 | [8 empty] | 5443.7082 | 5440 | 5442.0765 | 5330.9466 | 5470.3357 | 5485.6954
7766 | 5440 | 5441.8962 | 5330.7296 | 5470.2542 | 5485.6324 | [8 empty] | 5443.6674 | 5440 | 5441.8962 | 5330.7296 | 5470.2542 | 5485.6324
7767 | 5440 | 5441.6945 | 5330.4985 | 5470.2031 | 5485.5035 | [8 empty] | 5443.5831 | 5440 | 5441.6945 | 5330.4985 | 5470.2031 | 5485.5035
7768 | 5440 | 5441.2891 | 5330.2968 | 5469.9516 | 5485.4979 | [8 empty] | 5443.5792 | 5440 | 5441.2891 | 5330.2968 | 5469.9516 | 5485.4979
7769 | 5440 | 5441.2748 | 5330.0712 | 5469.5797 | 5485.2508 | [8 empty] | 5443.5427 | 5440 | 5441.2748 | 5330.0712 | 5469.5797 | 5485.2508
7770 | 5440 | 5441.1915 | 5330.0393 | 5469.5082 | 5484.9606 | [8 empty] | 5443.4013 | 5440 | 5441.1915 | 5330.0393 | 5469.5082 | 5484.9606
7771 | 5440 | 5441.0135 | 5329.9522 | 5469.1945 | 5484.5412 | [8 empty] | 5443.3811 | 5440 | 5441.0135 | 5329.9522 | 5469.1945 | 5484.5412
7772 | 5440 | 5440.8843 | 5329.8826 | 5469.1704 | 5484.3334 | [8 empty] | 5443.2233 | 5440 | 5440.8843 | 5329.8826 | 5469.1704 | 5484.3334
7773 | 5439 | 5440.858 | 5329.7283 | 5468.9371 | 5484.2377 | [8 empty] | 5443.2001 | 5439 | 5440.858 | 5329.7283 | 5468.9371 | 5484.2377
7774 | 5439 | 5440.8065 | 5329.636 | 5468.8746 | 5484.1368 | [8 empty] | 5442.6153 | 5439 | 5440.8065 | 5329.636 | 5468.8746 | 5484.1368
7775 | 5439 | 5440.5849 | 5329.1031 | 5468.3579 | 5484.1087 | [8 empty] | 5442.5981 | 5439 | 5440.5849 | 5329.1031 | 5468.3579 | 5484.1087
7776 | 5439 | 5440.5845 | 5329.0399 | 5468.2984 | 5484.0326 | [8 empty] | 5442.5752 | 5439 | 5440.5845 | 5329.0399 | 5468.2984 | 5484.0326
7777 | 5439 | 5440.5188 | 5328.9848 | 5468.067 | 5483.5425 | [8 empty] | 5442.4544 | 5439 | 5440.5188 | 5328.9848 | 5468.067 | 5483.5425
7778 | 5439 | 5440.4978 | 5328.6748 | 5467.9872 | 5483.5387 | [8 empty] | 5442.1872 | 5439 | 5440.4978 | 5328.6748 | 5467.9872 | 5483.5387
7779 | 5438 | 5440.4356 | 5328.6553 | 5467.8549 | 5483.4593 | [8 empty] | 5442.1232 | 5438 | 5440.4356 | 5328.6553 | 5467.8549 | 5483.4593
7780 | 5438 | 5440.2632 | 5328.3786 | 5467.5869 | 5483.4049 | [8 empty] | 5441.902 | 5438 | 5440.2632 | 5328.3786 | 5467.5869 | 5483.4049
7781 | 5438 | 5439.5073 | 5328.2009 | 5467.4655 | 5483.3598 | [8 empty] | 5441.7508 | 5438 | 5439.5073 | 5328.2009 | 5467.4655 | 5483.3598
7782 | 5438 | 5439.4923 | 5327.8805 | 5467.2333 | 5483.2256 | [8 empty] | 5441.7148 | 5438 | 5439.4923 | 5327.8805 | 5467.2333 | 5483.2256
7783 | 5438 | 5439.4737 | 5327.7602 | 5466.8694 | 5483.0586 | [8 empty] | 5441.5974 | 5438 | 5439.4737 | 5327.7602 | 5466.8694 | 5483.0586
7784 | 5438 | 5439.4282 | 5327.6413 | 5466.5345 | 5483.0175 | [8 empty] | 5441.3627 | 5438 | 5439.4282 | 5327.6413 | 5466.5345 | 5483.0175
7785 | 5438 | 5439.3353 | 5327.4485 | 5466.0181 | 5482.785 | [8 empty] | 5441.185 | 5438 | 5439.3353 | 5327.4485 | 5466.0181 | 5482.785
7786 | 5438 | 5438.9328 | 5327.3609 | 5465.9073 | 5482.5767 | [8 empty] | 5440.5772 | 5438 | 5438.9328 | 5327.3609 | 5465.9073 | 5482.5767
7787 | 5438 | 5438.8274 | 5327.2299 | 5465.6974 | 5482.3207 | [8 empty] | 5440.5571 | 5438 | 5438.8274 | 5327.2299 | 5465.6974 | 5482.3207
7788 | 5438 | 5438.7389 | 5327.2171 | 5465.182 | 5482.2736 | [8 empty] | 5440.5232 | 5438 | 5438.7389 | 5327.2171 | 5465.182 | 5482.2736
7789 | 5438 | 5438.6976 | 5327.1228 | 5464.9669 | 5482.1414 | [8 empty] | 5440.4964 | 5438 | 5438.6976 | 5327.1228 | 5464.9669 | 5482.1414
7790 | 5437 | 5438.5845 | 5327.073 | 5464.9647 | 5482.0824 | [8 empty] | 5440.3715 | 5437 | 5438.5845 | 5327.073 | 5464.9647 | 5482.0824
7791 | 5437 | 5438.5194 | 5326.8252 | 5464.9125 | 5481.8792 | [8 empty] | 5440.1892 | 5437 | 5438.5194 | 5326.8252 | 5464.9125 | 5481.8792
7792 | 5437 | 5438.4873 | 5326.7711 | 5464.8516 | 5481.7183 | [8 empty] | 5440.1002 | 5437 | 5438.4873 | 5326.7711 | 5464.8516 | 5481.7183
7793 | 5437 | 5438.2743 | 5326.5612 | 5464.8154 | 5481.5726 | [8 empty] | 5439.911 | 5437 | 5438.2743 | 5326.5612 | 5464.8154 | 5481.5726
7794 | 5437 | 5438.266 | 5326.453 | 5464.8065 | 5481.5588 | [8 empty] | 5439.8818 | 5437 | 5438.266 | 5326.453 | 5464.8065 | 5481.5588
7795 | 5437 | 5438.2185 | 5326.4427 | 5464.6759 | 5481.4156 | [8 empty] | 5439.8459 | 5437 | 5438.2185 | 5326.4427 | 5464.6759 | 5481.4156
7796 | 5437 | 5438.1859 | 5326.2315 | 5464.4369 | 5481.35 | [8 empty] | 5439.6943 | 5437 | 5438.1859 | 5326.2315 | 5464.4369 | 5481.35
7797 | 5437 | 5438.0853 | 5325.9083 | 5464.0032 | 5481.2235 | [8 empty] | 5439.6276 | 5437 | 5438.0853 | 5325.9083 | 5464.0032 | 5481.2235
7798 | 5437 | 5438.0843 | 5325.8704 | 5463.7039 | 5481.166 | [8 empty] | 5439.4447 | 5437 | 5438.0843 | 5325.8704 | 5463.7039 | 5481.166
7799 | 5437 | 5437.9301 | 5325.6638 | 5463.3015 | 5480.7005 | [8 empty] | 5439.2036 | 5437 | 5437.9301 | 5325.6638 | 5463.3015 | 5480.7005
7800 | 5437 | 5437.7687 | 5325.2186 | 5463.2259 | 5480.6806 | [8 empty] | 5439.0244 | 5437 | 5437.7687 | 5325.2186 | 5463.2259 | 5480.6806
7801 | 5436 | 5437.7313 | 5325.1266 | 5463.1331 | 5480.6156 | [8 empty] | 5438.9799 | 5436 | 5437.7313 | 5325.1266 | 5463.1331 | 5480.6156
7802 | 5436 | 5437.6761 | 5325.0032 | 5463.0581 | 5480.5797 | [8 empty] | 5438.7706 | 5436 | 5437.6761 | 5325.0032 | 5463.0581 | 5480.5797
7803 | 5436 | 5437.6352 | 5324.8867 | 5463.0335 | 5480.5418 | [8 empty] | 5438.7248 | 5436 | 5437.6352 | 5324.8867 | 5463.0335 | 5480.5418
7804 | 5436 | 5437.4789 | 5324.5742 | 5462.6643 | 5480.5125 | [8 empty] | 5438.7145 | 5436 | 5437.4789 | 5324.5742 | 5462.6643 | 5480.5125
7805 | 5436 | 5437.3121 | 5324.5113 | 5462.6155 | 5480.3959 | [8 empty] | 5438.6777 | 5436 | 5437.3121 | 5324.5113 | 5462.6155 | 5480.3959
7806 | 5436 | 5437.3008 | 5324.408 | 5462.5653 | 5480.3203 | [8 empty] | 5438.5932 | 5436 | 5437.3008 | 5324.408 | 5462.5653 | 5480.3203
7807 | 5436 | 5436.8174 | 5324.1546 | 5461.9749 | 5479.9484 | [8 empty] | 5438.5588 | 5436 | 5436.8174 | 5324.1546 | 5461.9749 | 5479.9484
7808 | 5436 | 5436.7966 | 5324.0913 | 5461.9374 | 5479.7579 | [8 empty] | 5438.4045 | 5436 | 5436.7966 | 5324.0913 | 5461.9374 | 5479.7579
7809 | 5435 | 5436.6747 | 5323.9615 | 5461.7446 | 5479.7307 | [8 empty] | 5438.2427 | 5435 | 5436.6747 | 5323.9615 | 5461.7446 | 5479.7307
7810 | 5435 | 5436.635 | 5323.928 | 5461.742 | 5479.5903 | [8 empty] | 5438.119 | 5435 | 5436.635 | 5323.928 | 5461.742 | 5479.5903
7811 | 5435 | 5436.4782 | 5323.9234 | 5461.6845 | 5479.528 | [8 empty] | 5438.0427 | 5435 | 5436.4782 | 5323.9234 | 5461.6845 | 5479.528
7812 | 5435 | 5436.2588 | 5323.6204 | 5461.4772 | 5479.4388 | [8 empty] | 5437.7648 | 5435 | 5436.2588 | 5323.6204 | 5461.4772 | 5479.4388
7813 | 5435 | 5436.1794 | 5323.591 | 5461.4269 | 5479.3779 | [8 empty] | 5437.5563 | 5435 | 5436.1794 | 5323.591 | 5461.4269 | 5479.3779
7814 | 5435 | 5436.1539 | 5323.439 | 5461.3908 | 5478.9463 | [8 empty] | 5437.3982 | 5435 | 5436.1539 | 5323.439 | 5461.3908 | 5478.9463
7815 | 5435 | 5435.8636 | 5323.4282 | 5461.2652 | 5478.8201 | [8 empty] | 5437.3901 | 5435 | 5435.8636 | 5323.4282 | 5461.2652 | 5478.8201
7816 | 5435 | 5435.562 | 5323.3586 | 5461.1322 | 5478.7725 | [8 empty] | 5437.1095 | 5435 | 5435.562 | 5323.3586 | 5461.1322 | 5478.7725
7817 | 5435 | 5435.5474 | 5323.1726 | 5461.0941 | 5478.7649 | [8 empty] | 5436.8875 | 5435 | 5435.5474 | 5323.1726 | 5461.0941 | 5478.7649
7818 | 5434 | 5434.9855 | 5323.0679 | 5460.9795 | 5478.7071 | [8 empty] | 5436.846 | 5434 | 5434.9855 | 5323.0679 | 5460.9795 | 5478.7071
7819 | 5434 | 5434.9818 | 5322.6674 | 5460.9328 | 5478.683 | [8 empty] | 5436.4968 | 5434 | 5434.9818 | 5322.6674 | 5460.9328 | 5478.683
7820 | 5434 | 5434.8374 | 5322.469 | 5460.8709 | 5478.6599 | [8 empty] | 5436.4443 | 5434 | 5434.8374 | 5322.469 | 5460.8709 | 5478.6599
7821 | 5434 | 5434.6335 | 5322.4292 | 5460.7506 | 5478.3915 | [8 empty] | 5436.3589 | 5434 | 5434.6335 | 5322.4292 | 5460.7506 | 5478.3915
7822 | 5434 | 5434.3885 | 5322.2893 | 5460.7125 | 5478.2841 | [8 empty] | 5436.1628 | 5434 | 5434.3885 | 5322.2893 | 5460.7125 | 5478.2841
7823 | 5434 | 5434.325 | 5322.0195 | 5460.707 | 5478.2217 | [8 empty] | 5436.0427 | 5434 | 5434.325 | 5322.0195 | 5460.707 | 5478.2217
7824 | 5434 | 5434.2662 | 5321.7899 | 5460.5213 | 5478.1276 | [8 empty] | 5435.7922 | 5434 | 5434.2662 | 5321.7899 | 5460.5213 | 5478.1276
7825 | 5434 | 5434.2646 | 5321.7762 | 5460.221 | 5478.0517 | [8 empty] | 5435.7353 | 5434 | 5434.2646 | 5321.7762 | 5460.221 | 5478.0517
7826 | 5434 | 5434.0516 | 5321.482 | 5460.1806 | 5477.8148 | [8 empty] | 5435.7129 | 5434 | 5434.0516 | 5321.482 | 5460.1806 | 5477.8148
7827 | 5434 | 5434.0348 | 5321.4083 | 5459.8349 | 5477.7643 | [8 empty] | 5435.7054 | 5434 | 5434.0348 | 5321.4083 | 5459.8349 | 5477.7643
7828 | 5434 | 5433.9783 | 5321.3537 | 5459.7312 | 5477.5685 | [8 empty] | 5435.4558 | 5434 | 5433.9783 | 5321.3537 | 5459.7312 | 5477.5685
7829 | 5433 | 5433.577 | 5321.2761 | 5459.718 | 5477.3807 | [8 empty] | 5435.2017 | 5433 | 5433.577 | 5321.2761 | 5459.718 | 5477.3807
7830 | 5433 | 5433.4408 | 5321.1619 | 5459.6558 | 5477.3704 | [8 empty] | 5435.1541 | 5433 | 5433.4408 | 5321.1619 | 5459.6558 | 5477.3704
7831 | 5433 | 5433.3198 | 5320.898 | 5459.2951 | 5477.1394 | [8 empty] | 5434.2747 | 5433 | 5433.3198 | 5320.898 | 5459.2951 | 5477.1394
7832 | 5433 | 5433.239 | 5320.8231 | 5459.2691 | 5476.8671 | [8 empty] | 5434.2659 | 5433 | 5433.239 | 5320.8231 | 5459.2691 | 5476.8671
7833 | 5432 | 5433.045 | 5320.6958 | 5458.8452 | 5476.7687 | [8 empty] | 5434.1454 | 5432 | 5433.045 | 5320.6958 | 5458.8452 | 5476.7687
7834 | 5432 | 5432.9876 | 5320.051 | 5458.7303 | 5476.1464 | [8 empty] | 5434.1358 | 5432 | 5432.9876 | 5320.051 | 5458.7303 | 5476.1464
7835 | 5432 | 5432.6832 | 5319.9954 | 5458.3646 | 5476.1329 | [8 empty] | 5434.0842 | 5432 | 5432.6832 | 5319.9954 | 5458.3646 | 5476.1329
7836 | 5431 | 5432.5485 | 5319.8951 | 5458.3126 | 5476.0737 | [8 empty] | 5433.7058 | 5431 | 5432.5485 | 5319.8951 | 5458.3126 | 5476.0737
7837 | 5431 | 5432.0404 | 5319.59 | 5458.1604 | 5475.7175 | [8 empty] | 5433.6591 | 5431 | 5432.0404 | 5319.59 | 5458.1604 | 5475.7175
7838 | 5431 | 5431.644 | 5319.3181 | 5458.1575 | 5475.6502 | [8 empty] | 5433.3784 | 5431 | 5431.644 | 5319.3181 | 5458.1575 | 5475.6502
7839 | 5431 | 5431.5588 | 5319.0167 | 5458.1341 | 5475.5183 | [8 empty] | 5433.357 | 5431 | 5431.5588 | 5319.0167 | 5458.1341 | 5475.5183
7840 | 5431 | 5431.4766 | 5318.9912 | 5457.8706 | 5475.4982 | [8 empty] | 5432.9833 | 5431 | 5431.4766 | 5318.9912 | 5457.8706 | 5475.4982
7841 | 5431 | 5431.3963 | 5318.8658 | 5457.8623 | 5475.1579 | [8 empty] | 5432.8625 | 5431 | 5431.3963 | 5318.8658 | 5457.8623 | 5475.1579
7842 | 5431 | 5431.3929 | 5318.7165 | 5457.7732 | 5475.0837 | [8 empty] | 5432.7994 | 5431 | 5431.3929 | 5318.7165 | 5457.7732 | 5475.0837
7843 | 5431 | 5430.9136 | 5318.6705 | 5457.4356 | 5475.0437 | [8 empty] | 5432.7128 | 5431 | 5430.9136 | 5318.6705 | 5457.4356 | 5475.0437
7844 | 5430 | 5430.7108 | 5318.6667 | 5457.1394 | 5475.0083 | [8 empty] | 5432.4939 | 5430 | 5430.7108 | 5318.6667 | 5457.1394 | 5475.0083
7845 | 5430 | 5430.6371 | 5318.6342 | 5456.8999 | 5474.93 | [8 empty] | 5432.3395 | 5430 | 5430.6371 | 5318.6342 | 5456.8999 | 5474.93
7846 | 5430 | 5430.6283 | 5318.5479 | 5456.8054 | 5474.8915 | [8 empty] | 5432.1662 | 5430 | 5430.6283 | 5318.5479 | 5456.8054 | 5474.8915
7847 | 5430 | 5430.2579 | 5318.4425 | 5456.6409 | 5474.6214 | [8 empty] | 5432.1543 | 5430 | 5430.2579 | 5318.4425 | 5456.6409 | 5474.6214
7848 | 5430 | 5430.0553 | 5318.2858 | 5456.5297 | 5474.5215 | [8 empty] | 5431.7987 | 5430 | 5430.0553 | 5318.2858 | 5456.5297 | 5474.5215
7849 | 5429 | 5429.724 | 5318.2827 | 5456.3769 | 5474.3443 | [8 empty] | 5431.6549 | 5429 | 5429.724 | 5318.2827 | 5456.3769 | 5474.3443
7850 | 5429 | 5429.7098 | 5318.108 | 5456.3363 | 5474.0421 | [8 empty] | 5431.5214 | 5429 | 5429.7098 | 5318.108 | 5456.3363 | 5474.0421
7851 | 5429 | 5429.4922 | 5318.0584 | 5456.242 | 5473.9881 | [8 empty] | 5431.474 | 5429 | 5429.4922 | 5318.0584 | 5456.242 | 5473.9881
7852 | 5429 | 5429.2854 | 5317.8637 | 5456.1039 | 5473.9416 | [8 empty] | 5431.4297 | 5429 | 5429.2854 | 5317.8637 | 5456.1039 | 5473.9416
7853 | 5429 | 5429.2752 | 5317.0918 | 5456.0389 | 5473.852 | [8 empty] | 5431.1398 | 5429 | 5429.2752 | 5317.0918 | 5456.0389 | 5473.852
7854 | 5428 | 5429.2152 | 5316.9895 | 5456.0052 | 5473.6829 | [8 empty] | 5431.0616 | 5428 | 5429.2152 | 5316.9895 | 5456.0052 | 5473.6829
7855 | 5428 | 5428.9695 | 5316.9592 | 5455.6915 | 5473.4321 | [8 empty] | 5431.0549 | 5428 | 5428.9695 | 5316.9592 | 5455.6915 | 5473.4321
7856 | 5428 | 5428.8094 | 5316.444 | 5455.6767 | 5473.3761 | [8 empty] | 5430.9443 | 5428 | 5428.8094 | 5316.444 | 5455.6767 | 5473.3761
7857 | 5428 | 5428.7707 | 5316.1907 | 5455.6252 | 5473.3362 | [8 empty] | 5430.9249 | 5428 | 5428.7707 | 5316.1907 | 5455.6252 | 5473.3362
7858 | 5428 | 5428.6778 | 5315.8943 | 5455.6147 | 5473.3096 | [8 empty] | 5430.6885 | 5428 | 5428.6778 | 5315.8943 | 5455.6147 | 5473.3096
7859 | 5428 | 5428.3957 | 5315.7816 | 5455.5285 | 5473.1004 | [8 empty] | 5430.289 | 5428 | 5428.3957 | 5315.7816 | 5455.5285 | 5473.1004
7860 | 5428 | 5428.2189 | 5315.5783 | 5455.3798 | 5473.0519 | [8 empty] | 5430.2178 | 5428 | 5428.2189 | 5315.5783 | 5455.3798 | 5473.0519
7861 | 5428 | 5428.1649 | 5314.7723 | 5455.3735 | 5472.9454 | [8 empty] | 5430.1702 | 5428 | 5428.1649 | 5314.7723 | 5455.3735 | 5472.9454
7862 | 5427 | 5428.0414 | 5314.2571 | 5455.2646 | 5472.9099 | [8 empty] | 5429.9731 | 5427 | 5428.0414 | 5314.2571 | 5455.2646 | 5472.9099
7863 | 5427 | 5427.7237 | 5314.1833 | 5455.2317 | 5472.8086 | [8 empty] | 5429.7479 | 5427 | 5427.7237 | 5314.1833 | 5455.2317 | 5472.8086
7864 | 5427 | 5427.7119 | 5313.9637 | 5455.2047 | 5472.6898 | [8 empty] | 5429.1232 | 5427 | 5427.7119 | 5313.9637 | 5455.2047 | 5472.6898
7865 | 5427 | 5427.4169 | 5313.7436 | 5455.0546 | 5472.5239 | [8 empty] | 5428.7328 | 5427 | 5427.4169 | 5313.7436 | 5455.0546 | 5472.5239
7866 | 5427 | 5427.2269 | 5313.6452 | 5454.8398 | 5472.3782 | [8 empty] | 5428.6228 | 5427 | 5427.2269 | 5313.6452 | 5454.8398 | 5472.3782
7867 | 5427 | 5427.0007 | 5313.6347 | 5454.7153 | 5472.0817 | [8 empty] | 5428.6016 | 5427 | 5427.0007 | 5313.6347 | 5454.7153 | 5472.0817
7868 | 5426 | 5426.7294 | 5313.1006 | 5454.5977 | 5472.0631 | [8 empty] | 5428.5734 | 5426 | 5426.7294 | 5313.1006 | 5454.5977 | 5472.0631
7869 | 5426 | 5426.5339 | 5312.972 | 5454.5916 | 5472.0277 | [8 empty] | 5428.5341 | 5426 | 5426.5339 | 5312.972 | 5454.5916 | 5472.0277
7870 | 5426 | 5426.1934 | 5312.646 | 5454.2299 | 5471.9722 | [8 empty] | 5428.5107 | 5426 | 5426.1934 | 5312.646 | 5454.2299 | 5471.9722
7871 | 5426 | 5425.7903 | 5312.4335 | 5454.1044 | 5471.691 | [8 empty] | 5428.4569 | 5426 | 5425.7903 | 5312.4335 | 5454.1044 | 5471.691
7872 | 5426 | 5425.72 | 5312.013 | 5453.9058 | 5471.6204 | [8 empty] | 5428.2483 | 5426 | 5425.72 | 5312.013 | 5453.9058 | 5471.6204
7873 | 5426 | 5425.7052 | 5311.9002 | 5453.6708 | 5471.4744 | [8 empty] | 5428.2292 | 5426 | 5425.7052 | 5311.9002 | 5453.6708 | 5471.4744
7874 | 5426 | 5425.6266 | 5311.8967 | 5453.5622 | 5471.3696 | [8 empty] | 5428.2089 | 5426 | 5425.6266 | 5311.8967 | 5453.5622 | 5471.3696
7875 | 5426 | 5425.555 | 5311.6748 | 5453.4722 | 5471.3334 | [8 empty] | 5428.1854 | 5426 | 5425.555 | 5311.6748 | 5453.4722 | 5471.3334
7876 | 5425 | 5425.2902 | 5311.6604 | 5453.2051 | 5471.3298 | [8 empty] | 5428.1642 | 5425 | 5425.2902 | 5311.6604 | 5453.2051 | 5471.3298
7877 | 5425 | 5425.2765 | 5311.6254 | 5453.0019 | 5471.1726 | [8 empty] | 5428.106 | 5425 | 5425.2765 | 5311.6254 | 5453.0019 | 5471.1726
7878 | 5425 | 5425.1565 | 5311.6088 | 5452.7708 | 5471.0346 | [8 empty] | 5427.5972 | 5425 | 5425.1565 | 5311.6088 | 5452.7708 | 5471.0346
7879 | 5425 | 5424.8207 | 5311.5755 | 5452.7117 | 5470.7061 | [8 empty] | 5427.5769 | 5425 | 5424.8207 | 5311.5755 | 5452.7117 | 5470.7061
7880 | 5425 | 5424.7266 | 5311.2781 | 5452.468 | 5470.5786 | [8 empty] | 5427.112 | 5425 | 5424.7266 | 5311.2781 | 5452.468 | 5470.5786
7881 | 5425 | 5424.7163 | 5311.0198 | 5452.4058 | 5470.5484 | [8 empty] | 5427.0097 | 5425 | 5424.7163 | 5311.0198 | 5452.4058 | 5470.5484
7882 | 5425 | 5424.5363 | 5310.9966 | 5452.2821 | 5470.1984 | [8 empty] | 5426.7883 | 5425 | 5424.5363 | 5310.9966 | 5452.2821 | 5470.1984
7883 | 5425 | 5424.3364 | 5310.9685 | 5452.2313 | 5469.8547 | [8 empty] | 5426.7683 | 5425 | 5424.3364 | 5310.9685 | 5452.2313 | 5469.8547
7884 | 5425 | 5424.0415 | 5310.9336 | 5451.8287 | 5469.7264 | [8 empty] | 5426.4117 | 5425 | 5424.0415 | 5310.9336 | 5451.8287 | 5469.7264
7885 | 5425 | 5423.9915 | 5310.8726 | 5451.8233 | 5469.4905 | [8 empty] | 5426.3441 | 5425 | 5423.9915 | 5310.8726 | 5451.8233 | 5469.4905
7886 | 5425 | 5423.9175 | 5310.7941 | 5451.8228 | 5469.1342 | [8 empty] | 5426.2174 | 5425 | 5423.9175 | 5310.7941 | 5451.8228 | 5469.1342
7887 | 5424 | 5423.6982 | 5310.6574 | 5451.6827 | 5468.9295 | [8 empty] | 5426.2083 | 5424 | 5423.6982 | 5310.6574 | 5451.6827 | 5468.9295
7888 | 5424 | 5423.6724 | 5310.5592 | 5451.4174 | 5468.8014 | [8 empty] | 5425.8926 | 5424 | 5423.6724 | 5310.5592 | 5451.4174 | 5468.8014
7889 | 5424 | 5423.6159 | 5310.4432 | 5451.3803 | 5468.0384 | [8 empty] | 5425.8463 | 5424 | 5423.6159 | 5310.4432 | 5451.3803 | 5468.0384
7890 | 5424 | 5423.5595 | 5310.2893 | 5451.3486 | 5468.0102 | [8 empty] | 5425.7495 | 5424 | 5423.5595 | 5310.2893 | 5451.3486 | 5468.0102
7891 | 5424 | 5423.354 | 5309.6811 | 5451.0925 | 5467.5466 | [8 empty] | 5425.6208 | 5424 | 5423.354 | 5309.6811 | 5451.0925 | 5467.5466
7892 | 5424 | 5423.3073 | 5309.4395 | 5450.8082 | 5467.3279 | [8 empty] | 5425.5352 | 5424 | 5423.3073 | 5309.4395 | 5450.8082 | 5467.3279
7893 | 5424 | 5423.2465 | 5309.1595 | 5450.7942 | 5467.0995 | [8 empty] | 5425.3064 | 5424 | 5423.2465 | 5309.1595 | 5450.7942 | 5467.0995
7894 | 5424 | 5423.1273 | 5309.125 | 5450.6546 | 5467.0884 | [8 empty] | 5425.1482 | 5424 | 5423.1273 | 5309.125 | 5450.6546 | 5467.0884
7895 | 5424 | 5422.9014 | 5308.9713 | 5450.5714 | 5466.9162 | [8 empty] | 5425.0108 | 5424 | 5422.9014 | 5308.9713 | 5450.5714 | 5466.9162
7896 | 5424 | 5422.8615 | 5308.8777 | 5450.4756 | 5466.5906 | [8 empty] | 5424.6215 | 5424 | 5422.8615 | 5308.8777 | 5450.4756 | 5466.5906
7897 | 5423 | 5422.8403 | 5308.777 | 5450.4334 | 5466.3744 | [8 empty] | 5424.616 | 5423 | 5422.8403 | 5308.777 | 5450.4334 | 5466.3744
7898 | 5423 | 5422.7955 | 5308.4924 | 5450.2608 | 5466.3417 | [8 empty] | 5424.3925 | 5423 | 5422.7955 | 5308.4924 | 5450.2608 | 5466.3417
7899 | 5423 | 5422.7756 | 5308.4919 | 5450.2302 | 5466.3139 | [8 empty] | 5424.2262 | 5423 | 5422.7756 | 5308.4919 | 5450.2302 | 5466.3139
7900 | 5423 | 5422.3874 | 5308.1153 | 5450.1278 | 5466.0491 | [8 empty] | 5423.9021 | 5423 | 5422.3874 | 5308.1153 | 5450.1278 | 5466.0491
7901 | 5423 | 5422.347 | 5307.8842 | 5449.7217 | 5465.8092 | [8 empty] | 5423.8928 | 5423 | 5422.347 | 5307.8842 | 5449.7217 | 5465.8092
7902 | 5423 | 5422.2845 | 5307.7829 | 5449.5959 | 5465.2354 | [8 empty] | 5423.753 | 5423 | 5422.2845 | 5307.7829 | 5449.5959 | 5465.2354
7903 | 5422 | 5422.2575 | 5307.7754 | 5449.5075 | 5464.9957 | [8 empty] | 5423.581 | 5422 | 5422.2575 | 5307.7754 | 5449.5075 | 5464.9957
7904 | 5422 | 5422.2128 | 5307.7086 | 5449.3986 | 5464.66 | [8 empty] | 5423.5045 | 5422 | 5422.2128 | 5307.7086 | 5449.3986 | 5464.66
7905 | 5422 | 5422.0773 | 5307.6446 | 5449.2613 | 5463.9109 | [8 empty] | 5423.2222 | 5422 | 5422.0773 | 5307.6446 | 5449.2613 | 5463.9109
7906 | 5422 | 5421.9242 | 5307.5497 | 5449.115 | 5463.8646 | [8 empty] | 5423.085 | 5422 | 5421.9242 | 5307.5497 | 5449.115 | 5463.8646
7907 | 5422 | 5421.7922 | 5307.4891 | 5448.8652 | 5463.4892 | [8 empty] | 5422.8525 | 5422 | 5421.7922 | 5307.4891 | 5448.8652 | 5463.4892
7908 | 5422 | 5421.6897 | 5307.4763 | 5448.7375 | 5463.3484 | [8 empty] | 5422.6958 | 5422 | 5421.6897 | 5307.4763 | 5448.7375 | 5463.3484
7909 | 5421 | 5421.2137 | 5307.1769 | 5448.7196 | 5463.1506 | [8 empty] | 5422.6019 | 5421 | 5421.2137 | 5307.1769 | 5448.7196 | 5463.1506
7910 | 5421 | 5421.0736 | 5307.1031 | 5448.4752 | 5463.0934 | [8 empty] | 5422.2696 | 5421 | 5421.0736 | 5307.1031 | 5448.4752 | 5463.0934
7911 | 5421 | 5421.0459 | 5307.0019 | 5448.4059 | 5462.8179 | [8 empty] | 5422.2109 | 5421 | 5421.0459 | 5307.0019 | 5448.4059 | 5462.8179
7912 | 5421 | 5421.0306 | 5306.9577 | 5448.002 | 5462.6993 | [8 empty] | 5422.1143 | 5421 | 5421.0306 | 5306.9577 | 5448.002 | 5462.6993
7913 | 5420 | 5420.801 | 5306.7434 | 5447.7249 | 5462.6918 | [8 empty] | 5421.939 | 5420 | 5420.801 | 5306.7434 | 5447.7249 | 5462.6918
7914 | 5420 | 5420.7263 | 5306.7418 | 5447.4766 | 5462.547 | [8 empty] | 5421.8686 | 5420 | 5420.7263 | 5306.7418 | 5447.4766 | 5462.547
7915 | 5419 | 5420.7161 | 5306.73 | 5447.3527 | 5462.4608 | [8 empty] | 5421.8208 | 5419 | 5420.7161 | 5306.73 | 5447.3527 | 5462.4608
7916 | 5419 | 5420.3772 | 5306.5921 | 5447.3179 | 5462.1474 | [8 empty] | 5421.7929 | 5419 | 5420.3772 | 5306.5921 | 5447.3179 | 5462.1474
7917 | 5419 | 5420.2147 | 5306.4963 | 5447.0082 | 5462.0726 | [8 empty] | 5421.7509 | 5419 | 5420.2147 | 5306.4963 | 5447.0082 | 5462.0726
7918 | 5419 | 5420.2053 | 5306.4308 | 5446.9588 | 5462.0646 | [8 empty] | 5421.5773 | 5419 | 5420.2053 | 5306.4308 | 5446.9588 | 5462.0646
7919 | 5419 | 5419.9198 | 5306.2139 | 5446.832 | 5462.0601 | [8 empty] | 5421.5334 | 5419 | 5419.9198 | 5306.2139 | 5446.832 | 5462.0601
7920 | 5419 | 5419.8337 | 5305.7909 | 5446.7325 | 5461.9399 | [8 empty] | 5421.5037 | 5419 | 5419.8337 | 5305.7909 | 5446.7325 | 5461.9399
7921 | 5419 | 5419.7952 | 5305.78 | 5446.3306 | 5461.7705 | [8 empty] | 5421.4037 | 5419 | 5419.7952 | 5305.78 | 5446.3306 | 5461.7705
7922 | 5419 | 5419.7199 | 5305.6327 | 5446.305 | 5461.4534 | [8 empty] | 5421.2922 | 5419 | 5419.7199 | 5305.6327 | 5446.305 | 5461.4534
7923 | 5419 | 5419.6633 | 5305.4295 | 5446.1198 | 5461.1769 | [8 empty] | 5421.2418 | 5419 | 5419.6633 | 5305.4295 | 5446.1198 | 5461.1769
7924 | 5419 | 5419.522 | 5305.2547 | 5446.0479 | 5461.0385 | [8 empty] | 5421.0829 | 5419 | 5419.522 | 5305.2547 | 5446.0479 | 5461.0385
7925 | 5419 | 5419.4464 | 5304.975 | 5445.8019 | 5460.4947 | [8 empty] | 5421.0344 | 5419 | 5419.4464 | 5304.975 | 5445.8019 | 5460.4947
7926 | 5419 | 5419.371 | 5304.6824 | 5445.7163 | 5460.1965 | [8 empty] | 5420.8679 | 5419 | 5419.371 | 5304.6824 | 5445.7163 | 5460.1965
7927 | 5419 | 5419.345 | 5304.6525 | 5445.6246 | 5460.111 | [8 empty] | 5420.6436 | 5419 | 5419.345 | 5304.6525 | 5445.6246 | 5460.111
7928 | 5419 | 5419.3087 | 5304.644 | 5445.5674 | 5459.7484 | [8 empty] | 5420.5665 | 5419 | 5419.3087 | 5304.644 | 5445.5674 | 5459.7484
7929 | 5418 | 5419.2607 | 5304.4173 | 5445.5451 | 5459.5679 | [8 empty] | 5420.1057 | 5418 | 5419.2607 | 5304.4173 | 5445.5451 | 5459.5679
7930 | 5418 | 5419.0547 | 5304.3978 | 5445.525 | 5459.5254 | [8 empty] | 5420.0802 | 5418 | 5419.0547 | 5304.3978 | 5445.525 | 5459.5254
7931 | 5418 | 5418.8913 | 5304.2963 | 5445.5228 | 5459.3427 | [8 empty] | 5419.7523 | 5418 | 5418.8913 | 5304.2963 | 5445.5228 | 5459.3427
7932 | 5418 | 5418.7468 | 5304.1315 | 5445.1271 | 5459.2884 | [8 empty] | 5419.5454 | 5418 | 5418.7468 | 5304.1315 | 5445.1271 | 5459.2884
7933 | 5417 | 5418.5933 | 5304.0692 | 5444.9328 | 5459.2558 | [8 empty] | 5419.3739 | 5417 | 5418.5933 | 5304.0692 | 5444.9328 | 5459.2558
7934 | 5417 | 5418.5058 | 5303.6617 | 5444.8517 | 5458.9954 | [8 empty] | 5419.2908 | 5417 | 5418.5058 | 5303.6617 | 5444.8517 | 5458.9954
7935 | 5417 | 5418.3673 | 5303.4357 | 5444.6717 | 5458.9268 | [8 empty] | 5419.0196 | 5417 | 5418.3673 | 5303.4357 | 5444.6717 | 5458.9268
7936 | 5417 | 5418.0064 | 5303.3308 | 5444.6141 | 5458.8263 | [8 empty] | 5418.9814 | 5417 | 5418.0064 | 5303.3308 | 5444.6141 | 5458.8263
7937 | 5417 | 5417.994 | 5302.737 | 5444.2961 | 5458.374 | [8 empty] | 5418.7961 | 5417 | 5417.994 | 5302.737 | 5444.2961 | 5458.374
7938 | 5417 | 5417.9907 | 5302.4015 | 5444.2824 | 5457.9996 | [8 empty] | 5418.778 | 5417 | 5417.9907 | 5302.4015 | 5444.2824 | 5457.9996
7939 | 5416 | 5417.8132 | 5301.9597 | 5444.2442 | 5457.8769 | [8 empty] | 5418.7229 | 5416 | 5417.8132 | 5301.9597 | 5444.2442 | 5457.8769
7940 | 5416 | 5417.5707 | 5301.4969 | 5443.9177 | 5457.5769 | [8 empty] | 5418.6985 | 5416 | 5417.5707 | 5301.4969 | 5443.9177 | 5457.5769
7941 | 5416 | 5417.4159 | 5301.4484 | 5443.7508 | 5457.4306 | [8 empty] | 5418.573 | 5416 | 5417.4159 | 5301.4484 | 5443.7508 | 5457.4306
7942 | 5416 | 5417.1528 | 5301.4283 | 5443.6576 | 5457.2184 | [8 empty] | 5418.5273 | 5416 | 5417.1528 | 5301.4283 | 5443.6576 | 5457.2184
7943 | 5416 | 5417.0525 | 5301.389 | 5443.5771 | 5457.2109 | [8 empty] | 5418.4507 | 5416 | 5417.0525 | 5301.389 | 5443.5771 | 5457.2109
7944 | 5416 | 5416.8108 | 5301.3239 | 5443.5223 | 5457.0753 | [8 empty] | 5418.4417 | 5416 | 5416.8108 | 5301.3239 | 5443.5223 | 5457.0753
7945 | 5416 | 5416.7002 | 5301.1516 | 5443.1863 | 5456.9 | [8 empty] | 5418.4303 | 5416 | 5416.7002 | 5301.1516 | 5443.1863 | 5456.9
7946 | 5416 | 5416.6927 | 5300.9658 | 5443.1304 | 5456.4883 | [8 empty] | 5418.4065 | 5416 | 5416.6927 | 5300.9658 | 5443.1304 | 5456.4883
7947 | 5415 | 5416.58 | 5300.849 | 5442.7943 | 5456.482 | [8 empty] | 5418.1033 | 5415 | 5416.58 | 5300.849 | 5442.7943 | 5456.482
7948 | 5415 | 5416.4817 | 5300.7748 | 5442.5847 | 5456.1556 | [8 empty] | 5418.0361 | 5415 | 5416.4817 | 5300.7748 | 5442.5847 | 5456.1556
7949 | 5415 | 5416.0543 | 5300.2021 | 5442.5074 | 5456.063 | [8 empty] | 5418.0242 | 5415 | 5416.0543 | 5300.2021 | 5442.5074 | 5456.063
7950 | 5415 | 5415.9782 | 5300.0348 | 5442.4137 | 5455.6853 | [8 empty] | 5417.9965 | 5415 | 5415.9782 | 5300.0348 | 5442.4137 | 5455.6853
7951 | 5415 | 5415.2922 | 5300.025 | 5442.0983 | 5455.0735 | [8 empty] | 5417.9238 | 5415 | 5415.2922 | 5300.025 | 5442.0983 | 5455.0735
7952 | 5415 | 5414.9429 | 5299.8644 | 5441.8834 | 5454.9083 | [8 empty] | 5417.9024 | 5415 | 5414.9429 | 5299.8644 | 5441.8834 | 5454.9083
7953 | 5415 | 5414.8683 | 5299.6234 | 5441.6475 | 5454.746 | [8 empty] | 5417.8999 | 5415 | 5414.8683 | 5299.6234 | 5441.6475 | 5454.746
7954 | 5415 | 5414.777 | 5299.5382 | 5441.4864 | 5454.7304 | [8 empty] | 5417.6082 | 5415 | 5414.777 | 5299.5382 | 5441.4864 | 5454.7304
7955 | 5415 | 5414.6638 | 5299.4801 | 5441.4145 | 5454.7141 | [8 empty] | 5417.361 | 5415 | 5414.6638 | 5299.4801 | 5441.4145 | 5454.7141
7956 | 5414 | 5414.6183 | 5299.3238 | 5441.3513 | 5454.639 | [8 empty] | 5417.3081 | 5414 | 5414.6183 | 5299.3238 | 5441.3513 | 5454.639
7957 | 5414 | 5414.3475 | 5298.8697 | 5441.283 | 5454.5167 | [8 empty] | 5417.0116 | 5414 | 5414.3475 | 5298.8697 | 5441.283 | 5454.5167
7958 | 5414 | 5414.2508 | 5298.8588 | 5441.1159 | 5454.3138 | [8 empty] | 5416.7456 | 5414 | 5414.2508 | 5298.8588 | 5441.1159 | 5454.3138
7959 | 5414 | 5414.2274 | 5298.8206 | 5441.0943 | 5454.07 | [8 empty] | 5416.6055 | 5414 | 5414.2274 | 5298.8206 | 5441.0943 | 5454.07
7960 | 5414 | 5414.0324 | 5298.5662 | 5440.9452 | 5453.7357 | [8 empty] | 5416.507 | 5414 | 5414.0324 | 5298.5662 | 5440.9452 | 5453.7357
7961 | 5413 | 5414.02 | 5298.4291 | 5440.8723 | 5453.7033 | [8 empty] | 5416.3679 | 5413 | 5414.02 | 5298.4291 | 5440.8723 | 5453.7033
7962 | 5413 | 5413.7383 | 5298.3474 | 5440.6263 | 5453.5662 | [8 empty] | 5416.1217 | 5413 | 5413.7383 | 5298.3474 | 5440.6263 | 5453.5662
7963 | 5413 | 5413.7163 | 5298.1631 | 5440.5732 | 5453.5061 | [8 empty] | 5416.004 | 5413 | 5413.7163 | 5298.1631 | 5440.5732 | 5453.5061
7964 | 5413 | 5413.4371 | 5297.975 | 5440.4139 | 5453.4411 | [8 empty] | 5415.991 | 5413 | 5413.4371 | 5297.975 | 5440.4139 | 5453.4411
7965 | 5413 | 5413.3309 | 5297.8296 | 5440.2788 | 5453.2963 | [8 empty] | 5415.7712 | 5413 | 5413.3309 | 5297.8296 | 5440.2788 | 5453.2963
7966 | 5413 | 5413.3072 | 5297.7742 | 5440.2055 | 5453.036 | [8 empty] | 5415.6993 | 5413 | 5413.3072 | 5297.7742 | 5440.2055 | 5453.036
7967 | 5413 | 5413.2898 | 5297.7617 | 5440.1668 | 5452.9886 | [8 empty] | 5415.5786 | 5413 | 5413.2898 | 5297.7617 | 5440.1668 | 5452.9886
7968 | 5412 | 5413.0894 | 5297.7384 | 5440.1648 | 5452.9599 | [8 empty] | 5415.5456 | 5412 | 5413.0894 | 5297.7384 | 5440.1648 | 5452.9599
7969 | 5412 | 5412.8517 | 5297.5523 | 5439.936 | 5452.9096 | [8 empty] | 5415.1785 | 5412 | 5412.8517 | 5297.5523 | 5439.936 | 5452.9096
7970 | 5412 | 5412.8516 | 5297.5345 | 5439.5506 | 5452.7695 | [8 empty] | 5414.9082 | 5412 | 5412.8516 | 5297.5345 | 5439.5506 | 5452.7695
7971 | 5411 | 5412.6892 | 5297.4697 | 5439.1969 | 5452.4838 | [8 empty] | 5414.9003 | 5411 | 5412.6892 | 5297.4697 | 5439.1969 | 5452.4838
7972 | 5411 | 5412.6859 | 5297.1461 | 5439.1786 | 5452.1728 | [8 empty] | 5414.395 | 5411 | 5412.6859 | 5297.1461 | 5439.1786 | 5452.1728
7973 | 5411 | 5412.5692 | 5297.0195 | 5439.0875 | 5451.8769 | [8 empty] | 5414.3403 | 5411 | 5412.5692 | 5297.0195 | 5439.0875 | 5451.8769
7974 | 5411 | 5412.5671 | 5296.973 | 5439.0773 | 5451.5855 | [8 empty] | 5414.1823 | 5411 | 5412.5671 | 5296.973 | 5439.0773 | 5451.5855
7975 | 5410 | 5412.3397 | 5296.96 | 5439.0649 | 5451.3616 | [8 empty] | 5413.923 | 5410 | 5412.3397 | 5296.96 | 5439.0649 | 5451.3616
7976 | 5410 | 5412.1769 | 5296.9198 | 5438.9667 | 5451.134 | [8 empty] | 5413.9146 | 5410 | 5412.1769 | 5296.9198 | 5438.9667 | 5451.134
7977 | 5410 | 5412.1334 | 5296.9105 | 5438.9036 | 5451.0564 | [8 empty] | 5413.8244 | 5410 | 5412.1334 | 5296.9105 | 5438.9036 | 5451.0564
7978 | 5410 | 5411.948 | 5296.7218 | 5438.8989 | 5450.8769 | [8 empty] | 5413.6672 | 5410 | 5411.948 | 5296.7218 | 5438.8989 | 5450.8769
7979 | 5410 | 5411.5394 | 5296.3094 | 5438.5399 | 5450.644 | [8 empty] | 5413.6663 | 5410 | 5411.5394 | 5296.3094 | 5438.5399 | 5450.644
7980 | 5410 | 5411.443 | 5295.9901 | 5438.3413 | 5450.6137 | [8 empty] | 5413.5028 | 5410 | 5411.443 | 5295.9901 | 5438.3413 | 5450.6137
7981 | 5410 | 5411.3887 | 5295.7204 | 5438.0024 | 5450.511 | [8 empty] | 5413.4495 | 5410 | 5411.3887 | 5295.7204 | 5438.0024 | 5450.511
7982 | 5409 | 5411.2194 | 5295.6423 | 5437.8281 | 5450.3133 | [8 empty] | 5413.0924 | 5409 | 5411.2194 | 5295.6423 | 5437.8281 | 5450.3133
7983 | 5409 | 5411.2061 | 5295.6298 | 5437.7353 | 5450.198 | [8 empty] | 5413.0813 | 5409 | 5411.2061 | 5295.6298 | 5437.7353 | 5450.198
7984 | 5409 | 5411.1303 | 5295.4618 | 5437.6097 | 5450.1584 | [8 empty] | 5412.7892 | 5409 | 5411.1303 | 5295.4618 | 5437.6097 | 5450.1584
7985 | 5409 | 5411.1202 | 5295.37 | 5437.542 | 5450.0327 | [8 empty] | 5412.7824 | 5409 | 5411.1202 | 5295.37 | 5437.542 | 5450.0327
7986 | 5408 | 5410.5809 | 5295.3253 | 5437.3739 | 5448.8511 | [8 empty] | 5412.7708 | 5408 | 5410.5809 | 5295.3253 | 5437.3739 | 5448.8511
7987 | 5408 | 5410.5568 | 5295.1288 | 5437.2803 | 5448.4096 | [8 empty] | 5412.627 | 5408 | 5410.5568 | 5295.1288 | 5437.2803 | 5448.4096
7988 | 5408 | 5410.3127 | 5294.8544 | 5437.2303 | 5448.3045 | [8 empty] | 5412.3709 | 5408 | 5410.3127 | 5294.8544 | 5437.2303 | 5448.3045
7989 | 5408 | 5410.2032 | 5294.7452 | 5437.2184 | 5448.2557 | [8 empty] | 5412.3373 | 5408 | 5410.2032 | 5294.7452 | 5437.2184 | 5448.2557
7990 | 5408 | 5410.1603 | 5294.6763 | 5436.4122 | 5448.1113 | [8 empty] | 5412.254 | 5408 | 5410.1603 | 5294.6763 | 5436.4122 | 5448.1113
7991 | 5408 | 5410.1142 | 5294.6214 | 5436.1931 | 5448.0212 | [8 empty] | 5412.0668 | 5408 | 5410.1142 | 5294.6214 | 5436.1931 | 5448.0212
7992 | 5408 | 5409.9576 | 5294.5 | 5436.1751 | 5447.9197 | [8 empty] | 5412.0417 | 5408 | 5409.9576 | 5294.5 | 5436.1751 | 5447.9197
7993 | 5407 | 5409.5595 | 5294.4948 | 5436.0265 | 5447.7341 | [8 empty] | 5411.9196 | 5407 | 5409.5595 | 5294.4948 | 5436.0265 | 5447.7341
7994 | 5407 | 5409.3339 | 5294.3018 | 5436.0119 | 5447.5683 | [8 empty] | 5411.5811 | 5407 | 5409.3339 | 5294.3018 | 5436.0119 | 5447.5683
7995 | 5407 | 5409.1232 | 5293.9644 | 5435.6579 | 5447.4751 | [8 empty] | 5411.5127 | 5407 | 5409.1232 | 5293.9644 | 5435.6579 | 5447.4751
7996 | 5407 | 5408.9765 | 5293.9626 | 5435.5458 | 5447.3779 | [8 empty] | 5411.4851 | 5407 | 5408.9765 | 5293.9626 | 5435.5458 | 5447.3779
7997 | 5407 | 5408.9323 | 5293.7876 | 5435.5325 | 5447.2789 | [8 empty] | 5411.2809 | 5407 | 5408.9323 | 5293.7876 | 5435.5325 | 5447.2789
7998 | 5407 | 5408.8427 | 5293.542 | 5435.3531 | 5447.2572 | [8 empty] | 5411.2707 | 5407 | 5408.8427 | 5293.542 | 5435.3531 | 5447.2572
7999 | 5407 | 5408.7589 | 5293.1157 | 5435.2443 | 5447.0665 | [8 empty] | 5411.2466 | 5407 | 5408.7589 | 5293.1157 | 5435.2443 | 5447.0665
8000 | 5406 | 5408.7145 | 5292.8067 | 5435.1059 | 5446.9467 | [8 empty] | 5411.0206 | 5406 | 5408.7145 | 5292.8067 | 5435.1059 | 5446.9467
8001 | 5406 | 5408.677 | 5292.6184 | 5433.9511 | 5446.895 | [8 empty] | 5410.8961 | 5406 | 5408.677 | 5292.6184 | 5433.9511 | 5446.895
8002 | 5406 | 5408.5786 | 5292.5915 | 5433.9271 | 5446.8871 | [8 empty] | 5410.6512 | 5406 | 5408.5786 | 5292.5915 | 5433.9271 | 5446.8871
8003 | 5406 | 5408.2566 | 5292.3081 | 5433.8829 | 5446.8394 | [8 empty] | 5410.5749 | 5406 | 5408.2566 | 5292.3081 | 5433.8829 | 5446.8394
8004 | 5406 | 5407.8701 | 5292.1718 | 5433.8278 | 5446.7007 | [8 empty] | 5410.4483 | 5406 | 5407.8701 | 5292.1718 | 5433.8278 | 5446.7007
8005 | 5406 | 5407.5549 | 5291.9766 | 5433.4684 | 5446.6723 | [8 empty] | 5410.3318 | 5406 | 5407.5549 | 5291.9766 | 5433.4684 | 5446.6723
8006 | 5406 | 5407.5449 | 5291.9044 | 5433.2216 | 5446.488 | [8 empty] | 5410.1395 | 5406 | 5407.5449 | 5291.9044 | 5433.2216 | 5446.488
8007 | 5406 | 5407.4552 | 5291.8044 | 5433.1268 | 5446.4281 | [8 empty] | 5410.1218 | 5406 | 5407.4552 | 5291.8044 | 5433.1268 | 5446.4281
8008 | 5406 | 5407.4453 | 5291.6268 | 5433.1227 | 5446.1528 | [8 empty] | 5409.838 | 5406 | 5407.4453 | 5291.6268 | 5433.1227 | 5446.1528
8009 | 5405 | 5407.2517 | 5291.4917 | 5432.9065 | 5446.0874 | [8 empty] | 5409.768 | 5405 | 5407.2517 | 5291.4917 | 5432.9065 | 5446.0874
8010 | 5405 | 5407.1981 | 5291.3544 | 5432.8935 | 5445.9464 | [8 empty] | 5409.5516 | 5405 | 5407.1981 | 5291.3544 | 5432.8935 | 5445.9464
8011 | 5405 | 5406.8679 | 5291.2786 | 5432.2186 | 5445.738 | [8 empty] | 5409.5389 | 5405 | 5406.8679 | 5291.2786 | 5432.2186 | 5445.738
8012 | 5405 | 5406.7538 | 5291.2355 | 5432.1101 | 5445.6313 | [8 empty] | 5409.485 | 5405 | 5406.7538 | 5291.2355 | 5432.1101 | 5445.6313
8013 | 5405 | 5406.6655 | 5291.0014 | 5431.8299 | 5445.6129 | [8 empty] | 5409.1021 | 5405 | 5406.6655 | 5291.0014 | 5431.8299 | 5445.6129
8014 | 5405 | 5406.4565 | 5290.8792 | 5431.815 | 5445.4235 | [8 empty] | 5408.968 | 5405 | 5406.4565 | 5290.8792 | 5431.815 | 5445.4235
8015 | 5405 | 5406.1711 | 5290.5261 | 5431.7825 | 5445.2715 | [8 empty] | 5408.821 | 5405 | 5406.1711 | 5290.5261 | 5431.7825 | 5445.2715
8016 | 5405 | 5406.1673 | 5290.4592 | 5431.7096 | 5445.1505 | [8 empty] | 5408.4832 | 5405 | 5406.1673 | 5290.4592 | 5431.7096 | 5445.1505
8017 | 5405 | 5406.0865 | 5289.8663 | 5431.6505 | 5444.409 | [8 empty] | 5408.4436 | 5405 | 5406.0865 | 5289.8663 | 5431.6505 | 5444.409
8018 | 5405 | 5405.9191 | 5288.9316 | 5431.2335 | 5444.3173 | [8 empty] | 5408.3133 | 5405 | 5405.9191 | 5288.9316 | 5431.2335 | 5444.3173
8019 | 5404 | 5405.8205 | 5288.8513 | 5431.1445 | 5443.8151 | [8 empty] | 5408.257 | 5404 | 5405.8205 | 5288.8513 | 5431.1445 | 5443.8151
8020 | 5404 | 5405.8032 | 5288.7555 | 5430.965 | 5443.7305 | [8 empty] | 5408.2557 | 5404 | 5405.8032 | 5288.7555 | 5430.965 | 5443.7305
8021 | 5404 | 5405.7052 | 5288.5043 | 5430.7849 | 5443.6389 | [8 empty] | 5408.2531 | 5404 | 5405.7052 | 5288.5043 | 5430.7849 | 5443.6389
8022 | 5404 | 5405.5307 | 5288.2155 | 5430.6201 | 5443.499 | [8 empty] | 5408.0712 | 5404 | 5405.5307 | 5288.2155 | 5430.6201 | 5443.499
8023 | 5404 | 5405.5185 | 5288.2008 | 5430.0202 | 5443.4725 | [8 empty] | 5407.9826 | 5404 | 5405.5185 | 5288.2008 | 5430.0202 | 5443.4725
8024 | 5404 | 5405.4502 | 5287.9563 | 5429.638 | 5443.3581 | [8 empty] | 5407.9614 | 5404 | 5405.4502 | 5287.9563 | 5429.638 | 5443.3581
8025 | 5403 | 5405.2862 | 5287.6222 | 5429.4216 | 5443.346 | [8 empty] | 5407.7751 | 5403 | 5405.2862 | 5287.6222 | 5429.4216 | 5443.346
8026 | 5403 | 5404.8336 | 5287.2666 | 5429.2619 | 5443.0613 | [8 empty] | 5407.6381 | 5403 | 5404.8336 | 5287.2666 | 5429.2619 | 5443.0613
8027 | 5403 | 5404.7949 | 5287.1066 | 5429.2146 | 5443.0201 | [8 empty] | 5407.4146 | 5403 | 5404.7949 | 5287.1066 | 5429.2146 | 5443.0201
8028 | 5403 | 5404.7519 | 5286.655 | 5429.1419 | 5442.9477 | [8 empty] | 5406.9692 | 5403 | 5404.7519 | 5286.655 | 5429.1419 | 5442.9477
8029 | 5403 | 5404.6991 | 5286.5797 | 5428.8956 | 5442.7825 | [8 empty] | 5406.8817 | 5403 | 5404.6991 | 5286.5797 | 5428.8956 | 5442.7825
8030 | 5403 | 5404.6369 | 5286.523 | 5428.7725 | 5442.6567 | [8 empty] | 5406.8663 | 5403 | 5404.6369 | 5286.523 | 5428.7725 | 5442.6567
8031 | 5403 | 5404.3565 | 5286.4828 | 5428.2455 | 5442.3647 | [8 empty] | 5406.688 | 5403 | 5404.3565 | 5286.4828 | 5428.2455 | 5442.3647
8032 | 5403 | 5403.7298 | 5286.3034 | 5428.0935 | 5442.3167 | [8 empty] | 5406.5727 | 5403 | 5403.7298 | 5286.3034 | 5428.0935 | 5442.3167
8033 | 5402 | 5403.5465 | 5286.3019 | 5428.0703 | 5442.2446 | [8 empty] | 5406.5335 | 5402 | 5403.5465 | 5286.3019 | 5428.0703 | 5442.2446
8034 | 5402 | 5403.476 | 5286.2977 | 5427.9533 | 5441.6457 | [8 empty] | 5406.5313 | 5402 | 5403.476 | 5286.2977 | 5427.9533 | 5441.6457
8035 | 5402 | 5403.3233 | 5285.9863 | 5427.7818 | 5441.5436 | [8 empty] | 5406.1636 | 5402 | 5403.3233 | 5285.9863 | 5427.7818 | 5441.5436
8036 | 5402 | 5403.3201 | 5285.9644 | 5427.7396 | 5441.3905 | [8 empty] | 5406.0616 | 5402 | 5403.3201 | 5285.9644 | 5427.7396 | 5441.3905
8037 | 5402 | 5403.3103 | 5285.8408 | 5427.655 | 5441.2268 | [8 empty] | 5406.0196 | 5402 | 5403.3103 | 5285.8408 | 5427.655 | 5441.2268
8038 | 5402 | 5402.9054 | 5285.6944 | 5427.3023 | 5441.0323 | [8 empty] | 5405.9672 | 5402 | 5402.9054 | 5285.6944 | 5427.3023 | 5441.0323
8039 | 5402 | 5402.8067 | 5285.5049 | 5427.2797 | 5440.9466 | [8 empty] | 5405.6643 | 5402 | 5402.8067 | 5285.5049 | 5427.2797 | 5440.9466
8040 | 5402 | 5402.5088 | 5285.2126 | 5427.1398 | 5440.7948 | [8 empty] | 5405.3185 | 5402 | 5402.5088 | 5285.2126 | 5427.1398 | 5440.7948
8041 | 5402 | 5402.1877 | 5285.0907 | 5427.0047 | 5440.7862 | [8 empty] | 5405.0769 | 5402 | 5402.1877 | 5285.0907 | 5427.0047 | 5440.7862
8042 | 5402 | 5401.9922 | 5285.0787 | 5426.8554 | 5440.7755 | [8 empty] | 5405.067 | 5402 | 5401.9922 | 5285.0787 | 5426.8554 | 5440.7755
8043 | 5402 | 5401.6945 | 5284.875 | 5426.56 | 5440.6609 | [8 empty] | 5404.8817 | 5402 | 5401.6945 | 5284.875 | 5426.56 | 5440.6609
8044 | 5401 | 5401.6369 | 5284.812 | 5426.3491 | 5440.545 | [8 empty] | 5404.7364 | 5401 | 5401.6369 | 5284.812 | 5426.3491 | 5440.545
8045 | 5401 | 5401.3885 | 5284.506 | 5426.1561 | 5440.3808 | [8 empty] | 5404.6359 | 5401 | 5401.3885 | 5284.506 | 5426.1561 | 5440.3808
8046 | 5401 | 5401.1898 | 5284.4329 | 5426.1234 | 5440.261 | [8 empty] | 5404.6104 | 5401 | 5401.1898 | 5284.4329 | 5426.1234 | 5440.261
8047 | 5401 | 5401.1289 | 5284.4208 | 5425.9764 | 5440.1479 | [8 empty] | 5404.5674 | 5401 | 5401.1289 | 5284.4208 | 5425.9764 | 5440.1479
8048 | 5401 | 5400.8358 | 5284.3169 | 5425.92 | 5440.1425 | [8 empty] | 5404.549 | 5401 | 5400.8358 | 5284.3169 | 5425.92 | 5440.1425
8049 | 5401 | 5400.8239 | 5284.1976 | 5425.7599 | 5440.1325 | [8 empty] | 5404.471 | 5401 | 5400.8239 | 5284.1976 | 5425.7599 | 5440.1325
8050 | 5401 | 5400.7667 | 5283.741 | 5425.7486 | 5440.0728 | [8 empty] | 5404.337 | 5401 | 5400.7667 | 5283.741 | 5425.7486 | 5440.0728
8051 | 5400 | 5400.5972 | 5283.5925 | 5425.7377 | 5439.5538 | [8 empty] | 5404.3011 | 5400 | 5400.5972 | 5283.5925 | 5425.7377 | 5439.5538
8052 | 5400 | 5400.5051 | 5283.4268 | 5425.6291 | 5439.3672 | [8 empty] | 5404.1624 | 5400 | 5400.5051 | 5283.4268 | 5425.6291 | 5439.3672
8053 | 5400 | 5400.4899 | 5283.3572 | 5425.1717 | 5438.9971 | [8 empty] | 5403.9152 | 5400 | 5400.4899 | 5283.3572 | 5425.1717 | 5438.9971
8054 | 5400 | 5399.9918 | 5283.2656 | 5425.0958 | 5438.7908 | [8 empty] | 5403.8965 | 5400 | 5399.9918 | 5283.2656 | 5425.0958 | 5438.7908
8055 | 5400 | 5399.9565 | 5283.1773 | 5425.0866 | 5438.67 | [8 empty] | 5403.8088 | 5400 | 5399.9565 | 5283.1773 | 5425.0866 | 5438.67
8056 | 5400 | 5399.9438 | 5283.0307 | 5424.7089 | 5438.6398 | [8 empty] | 5403.7632 | 5400 | 5399.9438 | 5283.0307 | 5424.7089 | 5438.6398
8057 | 5400 | 5399.6093 | 5282.8457 | 5424.7045 | 5438.6111 | [8 empty] | 5403.6081 | 5400 | 5399.6093 | 5282.8457 | 5424.7045 | 5438.6111
8058 | 5400 | 5399.4391 | 5282.6405 | 5424.692 | 5438.5924 | [8 empty] | 5403.2758 | 5400 | 5399.4391 | 5282.6405 | 5424.692 | 5438.5924
8059 | 5399 | 5399.3058 | 5282.6011 | 5424.6604 | 5438.4156 | [8 empty] | 5403.1262 | 5399 | 5399.3058 | 5282.6011 | 5424.6604 | 5438.4156
8060 | 5399 | 5399.293 | 5282.5667 | 5424.6251 | 5438.1379 | [8 empty] | 5402.8571 | 5399 | 5399.293 | 5282.5667 | 5424.6251 | 5438.1379
8061 | 5399 | 5399.1318 | 5282.5574 | 5424.5457 | 5438.1216 | [8 empty] | 5402.7034 | 5399 | 5399.1318 | 5282.5574 | 5424.5457 | 5438.1216
8062 | 5399 | 5399.0944 | 5282.5271 | 5424.461 | 5437.9052 | [8 empty] | 5402.4828 | 5399 | 5399.0944 | 5282.5271 | 5424.461 | 5437.9052
8063 | 5399 | 5399.0758 | 5282.4457 | 5424.3722 | 5437.8239 | [8 empty] | 5402.1706 | 5399 | 5399.0758 | 5282.4457 | 5424.3722 | 5437.8239
8064 | 5399 | 5398.9685 | 5282.2835 | 5424.3501 | 5437.8052 | [8 empty] | 5402.0725 | 5399 | 5398.9685 | 5282.2835 | 5424.3501 | 5437.8052
8065 | 5398 | 5398.7042 | 5282.2636 | 5424.2581 | 5437.7789 | [8 empty] | 5401.8735 | 5398 | 5398.7042 | 5282.2636 | 5424.2581 | 5437.7789
8066 | 5398 | 5398.6941 | 5282.2144 | 5423.9557 | 5437.6525 | [8 empty] | 5401.8107 | 5398 | 5398.6941 | 5282.2144 | 5423.9557 | 5437.6525
8067 | 5398 | 5398.5349 | 5281.9382 | 5423.7808 | 5437.3226 | [8 empty] | 5401.8021 | 5398 | 5398.5349 | 5281.9382 | 5423.7808 | 5437.3226
8068 | 5398 | 5398.4289 | 5281.9098 | 5423.7467 | 5437.3025 | [8 empty] | 5401.797 | 5398 | 5398.4289 | 5281.9098 | 5423.7467 | 5437.3025
8069 | 5398 | 5398.1753 | 5281.7874 | 5423.2083 | 5436.7026 | [8 empty] | 5401.7349 | 5398 | 5398.1753 | 5281.7874 | 5423.2083 | 5436.7026
8070 | 5398 | 5397.7708 | 5281.756 | 5423.1374 | 5436.65 | [8 empty] | 5401.6323 | 5398 | 5397.7708 | 5281.756 | 5423.1374 | 5436.65
8071 | 5398 | 5397.675 | 5281.7119 | 5422.7786 | 5435.8788 | [8 empty] | 5401.6261 | 5398 | 5397.675 | 5281.7119 | 5422.7786 | 5435.8788
8072 | 5397 | 5396.9952 | 5281.6328 | 5422.7098 | 5435.8557 | [8 empty] | 5401.6216 | 5397 | 5396.9952 | 5281.6328 | 5422.7098 | 5435.8557
8073 | 5397 | 5396.8224 | 5281.2722 | 5422.5616 | 5435.5656 | [8 empty] | 5401.6177 | 5397 | 5396.8224 | 5281.2722 | 5422.5616 | 5435.5656
8074 | 5397 | 5396.4212 | 5281.2714 | 5422.1804 | 5435.5517 | [8 empty] | 5401.4161 | 5397 | 5396.4212 | 5281.2714 | 5422.1804 | 5435.5517
8075 | 5397 | 5396.3657 | 5281.0955 | 5422.0912 | 5435.2737 | [8 empty] | 5401.3383 | 5397 | 5396.3657 | 5281.0955 | 5422.0912 | 5435.2737
8076 | 5397 | 5396.2737 | 5281.0758 | 5421.7808 | 5435.1562 | [8 empty] | 5401.2895 | 5397 | 5396.2737 | 5281.0758 | 5421.7808 | 5435.1562
8077 | 5397 | 5396.0997 | 5281.0629 | 5421.7766 | 5435.0588 | [8 empty] | 5400.7266 | 5397 | 5396.0997 | 5281.0629 | 5421.7766 | 5435.0588
8078 | 5397 | 5395.8745 | 5280.7932 | 5421.4525 | 5434.7615 | [8 empty] | 5400.5694 | 5397 | 5395.8745 | 5280.7932 | 5421.4525 | 5434.7615
8079 | 5397 | 5395.7666 | 5280.7586 | 5421.1959 | 5434.7099 | [8 empty] | 5400.4881 | 5397 | 5395.7666 | 5280.7586 | 5421.1959 | 5434.7099
8080 | 5396 | 5395.6511 | 5280.7275 | 5421.0193 | 5434.6077 | [8 empty] | 5400.2407 | 5396 | 5395.6511 | 5280.7275 | 5421.0193 | 5434.6077
8081 | 5396 | 5395.4082 | 5280.5859 | 5420.9896 | 5434.3746 | [8 empty] | 5400.2065 | 5396 | 5395.4082 | 5280.5859 | 5420.9896 | 5434.3746
8082 | 5396 | 5395.394 | 5280.5402 | 5420.6268 | 5434.2938 | [8 empty] | 5400.0187 | 5396 | 5395.394 | 5280.5402 | 5420.6268 | 5434.2938
8083 | 5396 | 5395.3312 | 5280.5054 | 5420.433 | 5434.1207 | [8 empty] | 5399.9492 | 5396 | 5395.3312 | 5280.5054 | 5420.433 | 5434.1207
8084 | 5396 | 5395.2613 | 5280.3187 | 5420.3295 | 5434.0896 | [8 empty] | 5399.9277 | 5396 | 5395.2613 | 5280.3187 | 5420.3295 | 5434.0896
8085 | 5396 | 5395.017 | 5280.2897 | 5420.2125 | 5433.8506 | [8 empty] | 5399.568 | 5396 | 5395.017 | 5280.2897 | 5420.2125 | 5433.8506
8086 | 5396 | 5394.8637 | 5280.2861 | 5420.0217 | 5433.7089 | [8 empty] | 5399.2612 | 5396 | 5394.8637 | 5280.2861 | 5420.0217 | 5433.7089
8087 | 5396 | 5394.6271 | 5280.2405 | 5419.9702 | 5433.5896 | [8 empty] | 5399.1968 | 5396 | 5394.6271 | 5280.2405 | 5419.9702 | 5433.5896
8088 | 5396 | 5394.4124 | 5280.1681 | 5419.7361 | 5433.4738 | [8 empty] | 5399.1921 | 5396 | 5394.4124 | 5280.1681 | 5419.7361 | 5433.4738
8089 | 5396 | 5394.3878 | 5279.8247 | 5419.4706 | 5433.4555 | [8 empty] | 5399.1521 | 5396 | 5394.3878 | 5279.8247 | 5419.4706 | 5433.4555
8090 | 5395 | 5394.1483 | 5279.5774 | 5419.343 | 5433.3732 | [8 empty] | 5399.062 | 5395 | 5394.1483 | 5279.5774 | 5419.343 | 5433.3732
8091 | 5395 | 5393.9146 | 5279.4897 | 5419.3285 | 5433.3402 | [8 empty] | 5399.0334 | 5395 | 5393.9146 | 5279.4897 | 5419.3285 | 5433.3402
8092 | 5395 | 5393.6992 | 5279.3972 | 5418.9614 | 5433.1708 | [8 empty] | 5398.9688 | 5395 | 5393.6992 | 5279.3972 | 5418.9614 | 5433.1708
8093 | 5395 | 5393.5687 | 5279.0781 | 5418.8935 | 5433.0482 | [8 empty] | 5398.8205 | 5395 | 5393.5687 | 5279.0781 | 5418.8935 | 5433.0482
8094 | 5395 | 5393.397 | 5279.0634 | 5418.8192 | 5432.9037 | [8 empty] | 5398.7132 | 5395 | 5393.397 | 5279.0634 | 5418.8192 | 5432.9037
8095 | 5394 | 5393.357 | 5278.6015 | 5418.6428 | 5432.6568 | [8 empty] | 5398.3621 | 5394 | 5393.357 | 5278.6015 | 5418.6428 | 5432.6568
8096 | 5394 | 5393.3333 | 5278.5921 | 5418.5293 | 5432.4087 | [8 empty] | 5398.2726 | 5394 | 5393.3333 | 5278.5921 | 5418.5293 | 5432.4087
8097 | 5394 | 5393.0026 | 5278.5348 | 5418.014 | 5432.398 | [8 empty] | 5398.2506 | 5394 | 5393.0026 | 5278.5348 | 5418.014 | 5432.398
8098 | 5394 | 5392.9664 | 5278.5142 | 5417.9095 | 5432.2849 | [8 empty] | 5398.0679 | 5394 | 5392.9664 | 5278.5142 | 5417.9095 | 5432.2849
8099 | 5394 | 5392.9376 | 5278.4347 | 5417.8404 | 5431.868 | [8 empty] | 5398.0341 | 5394 | 5392.9376 | 5278.4347 | 5417.8404 | 5431.868
8100 | 5394 | 5392.8575 | 5278.4009 | 5417.7869 | 5431.6632 | [8 empty] | 5398.017 | 5394 | 5392.8575 | 5278.4009 | 5417.7869 | 5431.6632
8101 | 5393 | 5392.7221 | 5278.1787 | 5417.7833 | 5431.6157 | [8 empty] | 5397.9298 | 5393 | 5392.7221 | 5278.1787 | 5417.7833 | 5431.6157
8102 | 5393 | 5392.6118 | 5278.1551 | 5417.6568 | 5431.6141 | [8 empty] | 5397.6713 | 5393 | 5392.6118 | 5278.1551 | 5417.6568 | 5431.6141
8103 | 5393 | 5392.5359 | 5278.0565 | 5417.6342 | 5431.4157 | [8 empty] | 5397.5854 | 5393 | 5392.5359 | 5278.0565 | 5417.6342 | 5431.4157
8104 | 5393 | 5392.3282 | 5278.0107 | 5417.6077 | 5431.1929 | [8 empty] | 5397.3272 | 5393 | 5392.3282 | 5278.0107 | 5417.6077 | 5431.1929
8105 | 5393 | 5392.3094 | 5277.8851 | 5417.5578 | 5431.0085 | [8 empty] | 5397.2999 | 5393 | 5392.3094 | 5277.8851 | 5417.5578 | 5431.0085
8106 | 5393 | 5392.0913 | 5277.8672 | 5417.5045 | 5430.8714 | [8 empty] | 5397.0454 | 5393 | 5392.0913 | 5277.8672 | 5417.5045 | 5430.8714
8107 | 5392 | 5392.0804 | 5277.7299 | 5417.4266 | 5430.7983 | [8 empty] | 5396.9874 | 5392 | 5392.0804 | 5277.7299 | 5417.4266 | 5430.7983
8108 | 5392 | 5391.9496 | 5277.5554 | 5417.3987 | 5430.6404 | [8 empty] | 5396.8947 | 5392 | 5391.9496 | 5277.5554 | 5417.3987 | 5430.6404
8109 | 5392 | 5391.9248 | 5277.5352 | 5417.393 | 5430.5221 | [8 empty] | 5396.8018 | 5392 | 5391.9248 | 5277.5352 | 5417.393 | 5430.5221
8110 | 5392 | 5391.922 | 5277.4193 | 5417.2834 | 5430.3157 | [8 empty] | 5396.7842 | 5392 | 5391.922 | 5277.4193 | 5417.2834 | 5430.3157
8111 | 5392 | 5391.6053 | 5277.2897 | 5417.0882 | 5430.1776 | [8 empty] | 5396.574 | 5392 | 5391.6053 | 5277.2897 | 5417.0882 | 5430.1776
8112 | 5392 | 5390.9864 | 5277.2121 | 5416.9203 | 5429.9072 | [8 empty] | 5396.3958 | 5392 | 5390.9864 | 5277.2121 | 5416.9203 | 5429.9072
8113 | 5392 | 5390.9051 | 5277.2073 | 5416.8854 | 5429.846 | [8 empty] | 5396.2261 | 5392 | 5390.9051 | 5277.2073 | 5416.8854 | 5429.846
8114 | 5392 | 5390.368 | 5277.1674 | 5416.7524 | 5429.7253 | [8 empty] | 5396.1198 | 5392 | 5390.368 | 5277.1674 | 5416.7524 | 5429.7253
8115 | 5392 | 5389.9683 | 5277.1627 | 5416.7404 | 5429.3874 | [8 empty] | 5395.9941 | 5392 | 5389.9683 | 5277.1627 | 5416.7404 | 5429.3874
8116 | 5392 | 5389.7941 | 5277.1452 | 5416.4941 | 5429.2576 | [8 empty] | 5395.8671 | 5392 | 5389.7941 | 5277.1452 | 5416.4941 | 5429.2576
8117 | 5392 | 5389.5631 | 5277.1179 | 5416.3807 | 5429.1557 | [8 empty] | 5395.6312 | 5392 | 5389.5631 | 5277.1179 | 5416.3807 | 5429.1557
8118 | 5391 | 5389.3318 | 5276.9709 | 5416.0662 | 5429.0843 | [8 empty] | 5395.5113 | 5391 | 5389.3318 | 5276.9709 | 5416.0662 | 5429.0843
8119 | 5391 | 5389.2642 | 5276.9624 | 5415.9535 | 5429.001 | [8 empty] | 5395.3243 | 5391 | 5389.2642 | 5276.9624 | 5415.9535 | 5429.001
8120 | 5391 | 5389.2539 | 5276.7857 | 5415.8867 | 5428.9853 | [8 empty] | 5395.3112 | 5391 | 5389.2539 | 5276.7857 | 5415.8867 | 5428.9853
8121 | 5391 | 5389.1966 | 5276.7099 | 5415.8688 | 5428.524 | [8 empty] | 5394.995 | 5391 | 5389.1966 | 5276.7099 | 5415.8688 | 5428.524
8122 | 5391 | 5389.1444 | 5276.5145 | 5415.7448 | 5428.3972 | [8 empty] | 5394.9849 | 5391 | 5389.1444 | 5276.5145 | 5415.7448 | 5428.3972
8123 | 5391 | 5388.9526 | 5276.5012 | 5415.7088 | 5428.125 | [8 empty] | 5394.8956 | 5391 | 5388.9526 | 5276.5012 | 5415.7088 | 5428.125
8124 | 5391 | 5388.7419 | 5276.352 | 5415.6628 | 5428.037 | [8 empty] | 5394.6862 | 5391 | 5388.7419 | 5276.352 | 5415.6628 | 5428.037
8125 | 5391 | 5388.6827 | 5276.1499 | 5415.5588 | 5427.739 | [8 empty] | 5394.1215 | 5391 | 5388.6827 | 5276.1499 | 5415.5588 | 5427.739
8126 | 5390 | 5388.6018 | 5276.146 | 5415.5072 | 5427.6669 | [8 empty] | 5394.0763 | 5390 | 5388.6018 | 5276.146 | 5415.5072 | 5427.6669
8127 | 5390 | 5388.4176 | 5275.8497 | 5415.4747 | 5427.6561 | [8 empty] | 5393.9919 | 5390 | 5388.4176 | 5275.8497 | 5415.4747 | 5427.6561
8128 | 5390 | 5388.3718 | 5275.7901 | 5415.4226 | 5427.3894 | [8 empty] | 5393.9454 | 5390 | 5388.3718 | 5275.7901 | 5415.4226 | 5427.3894
8129 | 5390 | 5388.3322 | 5275.5508 | 5415.3748 | 5427.0319 | [8 empty] | 5393.7723 | 5390 | 5388.3322 | 5275.5508 | 5415.3748 | 5427.0319
8130 | 5390 | 5387.8705 | 5275.5259 | 5415.325 | 5427.0127 | [8 empty] | 5393.4413 | 5390 | 5387.8705 | 5275.5259 | 5415.325 | 5427.0127
8131 | 5390 | 5387.3471 | 5275.5055 | 5415.1821 | 5427.0018 | [8 empty] | 5393.32 | 5390 | 5387.3471 | 5275.5055 | 5415.1821 | 5427.0018
8132 | 5390 | 5387.2253 | 5275.4171 | 5415.1765 | 5426.8903 | [8 empty] | 5393.0552 | 5390 | 5387.2253 | 5275.4171 | 5415.1765 | 5426.8903
8133 | 5390 | 5387.2204 | 5275.356 | 5415.0385 | 5426.7459 | [8 empty] | 5392.7494 | 5390 | 5387.2204 | 5275.356 | 5415.0385 | 5426.7459
8134 | 5390 | 5387.1336 | 5274.893 | 5414.7236 | 5426.2883 | [8 empty] | 5392.6894 | 5390 | 5387.1336 | 5274.893 | 5414.7236 | 5426.2883
8135 | 5390 | 5386.9962 | 5274.6777 | 5414.4285 | 5426.2452 | [8 empty] | 5392.6393 | 5390 | 5386.9962 | 5274.6777 | 5414.4285 | 5426.2452
8136 | 5390 | 5386.6301 | 5274.3615 | 5414.3353 | 5426.0806 | [8 empty] | 5392.427 | 5390 | 5386.6301 | 5274.3615 | 5414.3353 | 5426.0806
8137 | 5390 | 5386.5726 | 5274.2246 | 5414.2063 | 5425.6339 | [8 empty] | 5392.2245 | 5390 | 5386.5726 | 5274.2246 | 5414.2063 | 5425.6339
8138 | 5389 | 5386.3495 | 5274.2198 | 5414.0823 | 5424.8865 | [8 empty] | 5392.1975 | 5389 | 5386.3495 | 5274.2198 | 5414.0823 | 5424.8865
8139 | 5389 | 5385.7898 | 5273.9282 | 5413.8146 | 5424.8663 | [8 empty] | 5391.7104 | 5389 | 5385.7898 | 5273.9282 | 5413.8146 | 5424.8663
8140 | 5389 | 5385.4571 | 5273.9059 | 5413.512 | 5424.761 | [8 empty] | 5391.6119 | 5389 | 5385.4571 | 5273.9059 | 5413.512 | 5424.761
8141 | 5389 | 5385.4463 | 5273.7251 | 5413.1585 | 5424.7556 | [8 empty] | 5391.5998 | 5389 | 5385.4463 | 5273.7251 | 5413.1585 | 5424.7556
8142 | 5389 | 5385.432 | 5273.5593 | 5413.1265 | 5424.714 | [8 empty] | 5391.3478 | 5389 | 5385.432 | 5273.5593 | 5413.1265 | 5424.714
8143 | 5389 | 5385.4039 | 5273.2813 | 5412.9476 | 5424.6626 | [8 empty] | 5391.3099 | 5389 | 5385.4039 | 5273.2813 | 5412.9476 | 5424.6626
8144 | 5388 | 5385.2522 | 5272.9643 | 5412.8907 | 5424.5917 | [8 empty] | 5391.214 | 5388 | 5385.2522 | 5272.9643 | 5412.8907 | 5424.5917
8145 | 5388 | 5385.1636 | 5272.586 | 5412.8454 | 5424.3468 | [8 empty] | 5391.1898 | 5388 | 5385.1636 | 5272.586 | 5412.8454 | 5424.3468
8146 | 5388 | 5385.1522 | 5272.2288 | 5412.7765 | 5424.3439 | [8 empty] | 5391.0151 | 5388 | 5385.1522 | 5272.2288 | 5412.7765 | 5424.3439
8147 | 5388 | 5385.1187 | 5272.1239 | 5412.6985 | 5424.261 | [8 empty] | 5390.925 | 5388 | 5385.1187 | 5272.1239 | 5412.6985 | 5424.261
8148 | 5388 | 5385.0277 | 5272.0412 | 5412.6817 | 5424.0942 | [8 empty] | 5390.8671 | 5388 | 5385.0277 | 5272.0412 | 5412.6817 | 5424.0942
8149 | 5388 | 5384.687 | 5271.9984 | 5412.3083 | 5423.9562 | [8 empty] | 5390.6779 | 5388 | 5384.687 | 5271.9984 | 5412.3083 | 5423.9562
8150 | 5388 | 5384.5574 | 5271.9962 | 5412.0685 | 5423.3549 | [8 empty] | 5390.6083 | 5388 | 5384.5574 | 5271.9962 | 5412.0685 | 5423.3549
8151 | 5387 | 5384.5226 | 5271.8743 | 5412.0132 | 5423.2909 | [8 empty] | 5390.1731 | 5387 | 5384.5226 | 5271.8743 | 5412.0132 | 5423.2909
8152 | 5387 | 5384.5188 | 5271.7769 | 5411.9788 | 5423.2795 | [8 empty] | 5390.156 | 5387 | 5384.5188 | 5271.7769 | 5411.9788 | 5423.2795
8153 | 5387 | 5383.8799 | 5271.6679 | 5411.8865 | 5423.1758 | [8 empty] | 5390.087 | 5387 | 5383.8799 | 5271.6679 | 5411.8865 | 5423.1758
8154 | 5387 | 5383.729 | 5271.5837 | 5411.7895 | 5423.1096 | [8 empty] | 5389.9158 | 5387 | 5383.729 | 5271.5837 | 5411.7895 | 5423.1096
8155 | 5387 | 5383.6844 | 5271.2342 | 5411.7123 | 5422.8068 | [8 empty] | 5389.6164 | 5387 | 5383.6844 | 5271.2342 | 5411.7123 | 5422.8068
8156 | 5387 | 5383.621 | 5270.7102 | 5411.6723 | 5422.7822 | [8 empty] | 5389.5374 | 5387 | 5383.621 | 5270.7102 | 5411.6723 | 5422.7822
8157 | 5387 | 5383.3932 | 5270.6927 | 5411.5748 | 5422.6465 | [8 empty] | 5389.5221 | 5387 | 5383.3932 | 5270.6927 | 5411.5748 | 5422.6465
8158 | 5386 | 5383.2692 | 5270.6572 | 5411.5046 | 5422.3262 | [8 empty] | 5389.4366 | 5386 | 5383.2692 | 5270.6572 | 5411.5046 | 5422.3262
8159 | 5386 | 5383.1186 | 5270.6347 | 5411.1246 | 5422.1647 | [8 empty] | 5389.3286 | 5386 | 5383.1186 | 5270.6347 | 5411.1246 | 5422.1647
8160 | 5386 | 5383.0543 | 5270.4807 | 5410.9231 | 5422.0322 | [8 empty] | 5389.2863 | 5386 | 5383.0543 | 5270.4807 | 5410.9231 | 5422.0322
8161 | 5386 | 5382.0929 | 5270.2429 | 5410.7591 | 5422.0111 | [8 empty] | 5389.1957 | 5386 | 5382.0929 | 5270.2429 | 5410.7591 | 5422.0111
8162 | 5385 | 5382.0862 | 5270.2408 | 5410.6263 | 5421.8646 | [8 empty] | 5389.1309 | 5385 | 5382.0862 | 5270.2408 | 5410.6263 | 5421.8646
8163 | 5385 | 5381.9646 | 5269.9403 | 5410.4812 | 5421.7414 | [8 empty] | 5388.9183 | 5385 | 5381.9646 | 5269.9403 | 5410.4812 | 5421.7414
8164 | 5385 | 5381.5642 | 5269.2232 | 5409.9962 | 5421.2625 | [8 empty] | 5388.7871 | 5385 | 5381.5642 | 5269.2232 | 5409.9962 | 5421.2625
8165 | 5385 | 5381.5087 | 5269.0988 | 5409.9236 | 5421.1934 | [8 empty] | 5388.7612 | 5385 | 5381.5087 | 5269.0988 | 5409.9236 | 5421.1934
8166 | 5385 | 5381.4726 | 5268.8648 | 5409.5813 | 5421.1794 | [8 empty] | 5388.7098 | 5385 | 5381.4726 | 5268.8648 | 5409.5813 | 5421.1794
8167 | 5385 | 5381.43 | 5268.7532 | 5409.5303 | 5420.9939 | [8 empty] | 5388.6265 | 5385 | 5381.43 | 5268.7532 | 5409.5303 | 5420.9939
8168 | 5385 | 5381.2423 | 5268.6965 | 5409.3741 | 5420.8015 | [8 empty] | 5388.6128 | 5385 | 5381.2423 | 5268.6965 | 5409.3741 | 5420.8015
8169 | 5385 | 5381.0892 | 5268.5201 | 5409.3017 | 5420.6779 | [8 empty] | 5388.5365 | 5385 | 5381.0892 | 5268.5201 | 5409.3017 | 5420.6779
8170 | 5384 | 5380.6096 | 5268.4002 | 5409.2626 | 5420.3142 | [8 empty] | 5388.5291 | 5384 | 5380.6096 | 5268.4002 | 5409.2626 | 5420.3142
8171 | 5384 | 5380.5658 | 5268.3169 | 5409.1553 | 5420.2508 | [8 empty] | 5388.3886 | 5384 | 5380.5658 | 5268.3169 | 5409.1553 | 5420.2508
8172 | 5384 | 5380.5323 | 5268.1619 | 5409.125 | 5420.0215 | [8 empty] | 5388.3093 | 5384 | 5380.5323 | 5268.1619 | 5409.125 | 5420.0215
8173 | 5384 | 5380.5213 | 5267.3719 | 5408.9268 | 5419.8558 | [8 empty] | 5388.2689 | 5384 | 5380.5213 | 5267.3719 | 5408.9268 | 5419.8558
8174 | 5383 | 5380.4198 | 5267.3233 | 5408.8988 | 5419.7616 | [8 empty] | 5388.1196 | 5383 | 5380.4198 | 5267.3233 | 5408.8988 | 5419.7616
8175 | 5383 | 5380.228 | 5267.189 | 5408.8625 | 5419.6634 | [8 empty] | 5388.0433 | 5383 | 5380.228 | 5267.189 | 5408.8625 | 5419.6634
8176 | 5383 | 5380.1466 | 5267.0903 | 5408.7582 | 5419.6421 | [8 empty] | 5387.9421 | 5383 | 5380.1466 | 5267.0903 | 5408.7582 | 5419.6421
8177 | 5383 | 5379.8265 | 5266.8937 | 5408.751 | 5419.007 | [8 empty] | 5387.7936 | 5383 | 5379.8265 | 5266.8937 | 5408.751 | 5419.007
8178 | 5383 | 5379.8186 | 5266.8691 | 5408.6206 | 5418.9427 | [8 empty] | 5387.7296 | 5383 | 5379.8186 | 5266.8691 | 5408.6206 | 5418.9427
8179 | 5383 | 5379.7775 | 5266.8482 | 5408.5857 | 5418.8783 | [8 empty] | 5387.4432 | 5383 | 5379.7775 | 5266.8482 | 5408.5857 | 5418.8783
8180 | 5382 | 5379.7223 | 5266.8016 | 5408.5325 | 5418.5042 | [8 empty] | 5387.1106 | 5382 | 5379.7223 | 5266.8016 | 5408.5325 | 5418.5042
8181 | 5382 | 5379.7035 | 5266.7797 | 5408.4433 | 5418.497 | [8 empty] | 5387.1076 | 5382 | 5379.7035 | 5266.7797 | 5408.4433 | 5418.497
8182 | 5382 | 5379.5708 | 5266.7525 | 5408.2807 | 5418.2818 | [8 empty] | 5386.9659 | 5382 | 5379.5708 | 5266.7525 | 5408.2807 | 5418.2818
8183 | 5382 | 5379.4406 | 5266.7157 | 5408.2251 | 5418.2364 | [8 empty] | 5386.6722 | 5382 | 5379.4406 | 5266.7157 | 5408.2251 | 5418.2364
8184 | 5382 | 5379.278 | 5266.6061 | 5408.1168 | 5418.1613 | [8 empty] | 5386.3075 | 5382 | 5379.278 | 5266.6061 | 5408.1168 | 5418.1613
8185 | 5382 | 5379.1996 | 5266.3763 | 5407.8357 | 5417.713 | [8 empty] | 5386.0889 | 5382 | 5379.1996 | 5266.3763 | 5407.8357 | 5417.713
8186 | 5382 | 5379.1878 | 5266.1047 | 5407.5149 | 5417.6915 | [8 empty] | 5386.0725 | 5382 | 5379.1878 | 5266.1047 | 5407.5149 | 5417.6915
8187 | 5382 | 5379.1867 | 5265.9529 | 5407.4655 | 5417.6455 | [8 empty] | 5385.9613 | 5382 | 5379.1867 | 5265.9529 | 5407.4655 | 5417.6455
8188 | 5382 | 5379.1683 | 5265.8296 | 5407.3971 | 5417.5092 | [8 empty] | 5385.6688 | 5382 | 5379.1683 | 5265.8296 | 5407.3971 | 5417.5092
8189 | 5382 | 5378.9857 | 5265.8122 | 5406.9306 | 5417.503 | [8 empty] | 5385.6086 | 5382 | 5378.9857 | 5265.8122 | 5406.9306 | 5417.503
8190 | 5382 | 5378.958 | 5265.4846 | 5406.9282 | 5417.4877 | [8 empty] | 5385.5012 | 5382 | 5378.958 | 5265.4846 | 5406.9282 | 5417.4877
8191 | 5381 | 5378.9106 | 5265.2621 | 5406.7372 | 5417.3538 | [8 empty] | 5385.3977 | 5381 | 5378.9106 | 5265.2621 | 5406.7372 | 5417.3538
8192 | 5381 | 5378.7407 | 5265.1242 | 5406.4203 | 5417.3126 | [8 empty] | 5385.3734 | 5381 | 5378.7407 | 5265.1242 | 5406.4203 | 5417.3126
8193 | 5381 | 5378.7285 | 5264.9191 | 5406.2159 | 5417.2781 | [8 empty] | 5385.2751 | 5381 | 5378.7285 | 5264.9191 | 5406.2159 | 5417.2781
8194 | 5381 | 5378.611 | 5264.8528 | 5406.2039 | 5417.2741 | [8 empty] | 5385.2219 | 5381 | 5378.611 | 5264.8528 | 5406.2039 | 5417.2741
8195 | 5381 | 5378.5457 | 5264.4262 | 5406.1096 | 5417.156 | [8 empty] | 5385.1556 | 5381 | 5378.5457 | 5264.4262 | 5406.1096 | 5417.156
8196 | 5381 | 5378.1164 | 5264.4087 | 5405.9933 | 5416.9114 | [8 empty] | 5385.0715 | 5381 | 5378.1164 | 5264.4087 | 5405.9933 | 5416.9114
8197 | 5381 | 5377.8976 | 5263.9149 | 5405.9214 | 5416.7701 | [8 empty] | 5384.9916 | 5381 | 5377.8976 | 5263.9149 | 5405.9214 | 5416.7701
8198 | 5381 | 5377.8852 | 5263.5249 | 5405.9061 | 5416.7448 | [8 empty] | 5384.9226 | 5381 | 5377.8852 | 5263.5249 | 5405.9061 | 5416.7448
8199 | 5381 | 5377.8555 | 5263.5247 | 5405.8954 | 5416.6224 | [8 empty] | 5384.9009 | 5381 | 5377.8555 | 5263.5247 | 5405.8954 | 5416.6224
8200 | 5381 | 5377.8327 | 5263.3419 | 5405.6714 | 5416.5923 | [8 empty] | 5384.7692 | 5381 | 5377.8327 | 5263.3419 | 5405.6714 | 5416.5923
8201 | 5380 | 5377.76 | 5263.2847 | 5405.525 | 5416.5628 | [8 empty] | 5384.6672 | 5380 | 5377.76 | 5263.2847 | 5405.525 | 5416.5628
8202 | 5380 | 5377.409 | 5263.0528 | 5405.28 | 5416.5266 | [8 empty] | 5384.5805 | 5380 | 5377.409 | 5263.0528 | 5405.28 | 5416.5266
8203 | 5380 | 5377.1269 | 5263.0182 | 5405.1793 | 5416.5021 | [8 empty] | 5384.5065 | 5380 | 5377.1269 | 5263.0182 | 5405.1793 | 5416.5021
8204 | 5380 | 5376.5681 | 5262.7644 | 5405.0274 | 5416.376 | [8 empty] | 5384.455 | 5380 | 5376.5681 | 5262.7644 | 5405.0274 | 5416.376
8205 | 5380 | 5376.5505 | 5262.7281 | 5404.6782 | 5416.3509 | [8 empty] | 5384.4332 | 5380 | 5376.5505 | 5262.7281 | 5404.6782 | 5416.3509
8206 | 5380 | 5376.4885 | 5262.6751 | 5404.5834 | 5416.2834 | [8 empty] | 5384.367 | 5380 | 5376.4885 | 5262.6751 | 5404.5834 | 5416.2834
8207 | 5380 | 5376.4783 | 5262.6278 | 5404.4167 | 5416.2663 | [8 empty] | 5384.3481 | 5380 | 5376.4783 | 5262.6278 | 5404.4167 | 5416.2663
8208 | 5379 | 5376.2033 | 5262.2351 | 5404.2549 | 5416.266 | [8 empty] | 5383.8801 | 5379 | 5376.2033 | 5262.2351 | 5404.2549 | 5416.266
8209 | 5379 | 5376.0166 | 5262.2183 | 5404.1084 | 5416.2042 | [8 empty] | 5383.8016 | 5379 | 5376.0166 | 5262.2183 | 5404.1084 | 5416.2042
8210 | 5379 | 5375.7169 | 5262.0373 | 5404.0123 | 5416.0993 | [8 empty] | 5383.7264 | 5379 | 5375.7169 | 5262.0373 | 5404.0123 | 5416.0993
8211 | 5379 | 5375.7068 | 5262.0162 | 5403.9695 | 5415.9387 | [8 empty] | 5383.6187 | 5379 | 5375.7068 | 5262.0162 | 5403.9695 | 5415.9387
8212 | 5379 | 5375.5238 | 5261.8971 | 5403.5747 | 5415.9258 | [8 empty] | 5383.5836 | 5379 | 5375.5238 | 5261.8971 | 5403.5747 | 5415.9258
8213 | 5379 | 5375.1993 | 5261.6239 | 5403.3091 | 5415.9197 | [8 empty] | 5383.2796 | 5379 | 5375.1993 | 5261.6239 | 5403.3091 | 5415.9197
8214 | 5379 | 5375.0651 | 5261.487 | 5403.1755 | 5415.482 | [8 empty] | 5383.0017 | 5379 | 5375.0651 | 5261.487 | 5403.1755 | 5415.482
8215 | 5379 | 5374.898 | 5261.2614 | 5402.6244 | 5415.4638 | [8 empty] | 5382.8108 | 5379 | 5374.898 | 5261.2614 | 5402.6244 | 5415.4638
8216 | 5379 | 5374.6984 | 5261.2033 | 5402.566 | 5415.3019 | [8 empty] | 5382.6981 | 5379 | 5374.6984 | 5261.2033 | 5402.566 | 5415.3019
8217 | 5378 | 5374.6869 | 5261.1721 | 5402.5202 | 5415.2322 | [8 empty] | 5382.63 | 5378 | 5374.6869 | 5261.1721 | 5402.5202 | 5415.2322
8218 | 5378 | 5374.6533 | 5260.9053 | 5402.4112 | 5415.0237 | [8 empty] | 5382.5267 | 5378 | 5374.6533 | 5260.9053 | 5402.4112 | 5415.0237
8219 | 5378 | 5374.1915 | 5260.8707 | 5402.2344 | 5414.7193 | [8 empty] | 5382.4374 | 5378 | 5374.1915 | 5260.8707 | 5402.2344 | 5414.7193
8220 | 5378 | 5374.1442 | 5260.849 | 5401.8355 | 5414.6579 | [8 empty] | 5382.3812 | 5378 | 5374.1442 | 5260.849 | 5401.8355 | 5414.6579
8221 | 5378 | 5373.7872 | 5260.6921 | 5401.7271 | 5414.2049 | [8 empty] | 5382.3384 | 5378 | 5373.7872 | 5260.6921 | 5401.7271 | 5414.2049
8222 | 5378 | 5373.7082 | 5260.6719 | 5401.5861 | 5413.9765 | [8 empty] | 5382.2874 | 5378 | 5373.7082 | 5260.6719 | 5401.5861 | 5413.9765
8223 | 5378 | 5373.7031 | 5260.3082 | 5401.4889 | 5413.9203 | [8 empty] | 5382.1579 | 5378 | 5373.7031 | 5260.3082 | 5401.4889 | 5413.9203
8224 | 5377 | 5373.4442 | 5260.2147 | 5401.2513 | 5413.8883 | [8 empty] | 5382.1243 | 5377 | 5373.4442 | 5260.2147 | 5401.2513 | 5413.8883
8225 | 5377 | 5373.3742 | 5259.9619 | 5401.2352 | 5413.8126 | [8 empty] | 5381.528 | 5377 | 5373.3742 | 5259.9619 | 5401.2352 | 5413.8126
8226 | 5377 | 5373.3322 | 5258.9037 | 5400.8377 | 5413.7721 | [8 empty] | 5381.4072 | 5377 | 5373.3322 | 5258.9037 | 5400.8377 | 5413.7721
8227 | 5377 | 5373.2487 | 5258.7843 | 5400.8207 | 5413.617 | [8 empty] | 5381.2375 | 5377 | 5373.2487 | 5258.7843 | 5400.8207 | 5413.617
8228 | 5377 | 5373.2284 | 5258.6914 | 5400.7519 | 5413.5752 | [8 empty] | 5381.1761 | 5377 | 5373.2284 | 5258.6914 | 5400.7519 | 5413.5752
8229 | 5377 | 5373.2188 | 5258.6154 | 5400.6633 | 5413.4392 | [8 empty] | 5381.1584 | 5377 | 5373.2188 | 5258.6154 | 5400.6633 | 5413.4392
8230 | 5377 | 5373.2114 | 5258.1815 | 5400.5221 | 5413.3651 | [8 empty] | 5381.1462 | 5377 | 5373.2114 | 5258.1815 | 5400.5221 | 5413.3651
8231 | 5377 | 5373.0362 | 5258.0373 | 5400.5045 | 5413.2853 | [8 empty] | 5380.9117 | 5377 | 5373.0362 | 5258.0373 | 5400.5045 | 5413.2853
8232 | 5377 | 5372.9308 | 5257.9021 | 5400.2467 | 5413.1706 | [8 empty] | 5380.5054 | 5377 | 5372.9308 | 5257.9021 | 5400.2467 | 5413.1706
8233 | 5377 | 5372.8868 | 5257.8934 | 5399.9861 | 5413.0912 | [8 empty] | 5380.267 | 5377 | 5372.8868 | 5257.8934 | 5399.9861 | 5413.0912
8234 | 5377 | 5372.4376 | 5257.5235 | 5399.9229 | 5413.0222 | [8 empty] | 5380.2448 | 5377 | 5372.4376 | 5257.5235 | 5399.9229 | 5413.0222
8235 | 5376 | 5372.2079 | 5257.0598 | 5399.8123 | 5413.0165 | [8 empty] | 5380.0745 | 5376 | 5372.2079 | 5257.0598 | 5399.8123 | 5413.0165
8236 | 5376 | 5372.1924 | 5257.0028 | 5399.511 | 5412.4974 | [8 empty] | 5379.7791 | 5376 | 5372.1924 | 5257.0028 | 5399.511 | 5412.4974
8237 | 5376 | 5372.1566 | 5256.9927 | 5399.3222 | 5412.2791 | [8 empty] | 5379.4469 | 5376 | 5372.1566 | 5256.9927 | 5399.3222 | 5412.2791
8238 | 5376 | 5371.9946 | 5256.7362 | 5399.2849 | 5412.2678 | [8 empty] | 5379.4019 | 5376 | 5371.9946 | 5256.7362 | 5399.2849 | 5412.2678
8239 | 5376 | 5371.8507 | 5256.718 | 5398.7221 | 5411.8582 | [8 empty] | 5379.3775 | 5376 | 5371.8507 | 5256.718 | 5398.7221 | 5411.8582
8240 | 5376 | 5371.5149 | 5256.4132 | 5398.6963 | 5411.4031 | [8 empty] | 5379.2548 | 5376 | 5371.5149 | 5256.4132 | 5398.6963 | 5411.4031
8241 | 5376 | 5371.1376 | 5256.3638 | 5398.6388 | 5411.2344 | [8 empty] | 5378.9788 | 5376 | 5371.1376 | 5256.3638 | 5398.6388 | 5411.2344
8242 | 5376 | 5370.8527 | 5256.2465 | 5398.4006 | 5410.9567 | [8 empty] | 5378.7519 | 5376 | 5370.8527 | 5256.2465 | 5398.4006 | 5410.9567
8243 | 5375 | 5370.6202 | 5256.1389 | 5398.0946 | 5410.8655 | [8 empty] | 5378.4145 | 5375 | 5370.6202 | 5256.1389 | 5398.0946 | 5410.8655
8244 | 5375 | 5370.3925 | 5255.7167 | 5398.0827 | 5410.7856 | [8 empty] | 5378.3585 | 5375 | 5370.3925 | 5255.7167 | 5398.0827 | 5410.7856
8245 | 5375 | 5370.2333 | 5255.7096 | 5397.9951 | 5410.5616 | [8 empty] | 5378.1058 | 5375 | 5370.2333 | 5255.7096 | 5397.9951 | 5410.5616
8246 | 5375 | 5370.1151 | 5255.558 | 5397.9759 | 5410.5293 | [8 empty] | 5378.0683 | 5375 | 5370.1151 | 5255.558 | 5397.9759 | 5410.5293
8247 | 5374 | 5369.8964 | 5255.5511 | 5397.9372 | 5410.5052 | [8 empty] | 5377.9667 | 5374 | 5369.8964 | 5255.5511 | 5397.9372 | 5410.5052
8248 | 5374 | 5369.8772 | 5255.3345 | 5397.8945 | 5410.216 | [8 empty] | 5377.8617 | 5374 | 5369.8772 | 5255.3345 | 5397.8945 | 5410.216
8249 | 5374 | 5369.8508 | 5254.7874 | 5397.6992 | 5410.0704 | [8 empty] | 5377.7735 | 5374 | 5369.8508 | 5254.7874 | 5397.6992 | 5410.0704
8250 | 5374 | 5369.8101 | 5254.7224 | 5397.5711 | 5409.9484 | [8 empty] | 5377.7579 | 5374 | 5369.8101 | 5254.7224 | 5397.5711 | 5409.9484
8251 | 5373 | 5369.5828 | 5254.4072 | 5397.4677 | 5409.8686 | [8 empty] | 5377.6515 | 5373 | 5369.5828 | 5254.4072 | 5397.4677 | 5409.8686
8252 | 5373 | 5369.2566 | 5254.3469 | 5397.4421 | 5409.8378 | [8 empty] | 5377.6078 | 5373 | 5369.2566 | 5254.3469 | 5397.4421 | 5409.8378
8253 | 5373 | 5369.1709 | 5254.0931 | 5397.3392 | 5409.6939 | [8 empty] | 5377.5722 | 5373 | 5369.1709 | 5254.0931 | 5397.3392 | 5409.6939
8254 | 5373 | 5368.8943 | 5254.0473 | 5397.0936 | 5409.4333 | [8 empty] | 5377.0617 | 5373 | 5368.8943 | 5254.0473 | 5397.0936 | 5409.4333
8255 | 5373 | 5368.7038 | 5253.575 | 5397.0597 | 5409.3509 | [8 empty] | 5376.9686 | 5373 | 5368.7038 | 5253.575 | 5397.0597 | 5409.3509
8256 | 5373 | 5368.4907 | 5253.5542 | 5397.0165 | 5409.2975 | [8 empty] | 5376.9002 | 5373 | 5368.4907 | 5253.5542 | 5397.0165 | 5409.2975
8257 | 5373 | 5368.4674 | 5253.0857 | 5396.9093 | 5409.2848 | [8 empty] | 5376.7572 | 5373 | 5368.4674 | 5253.0857 | 5396.9093 | 5409.2848
8258 | 5373 | 5368.2942 | 5253.0281 | 5396.8747 | 5409.2474 | [8 empty] | 5376.5161 | 5373 | 5368.2942 | 5253.0281 | 5396.8747 | 5409.2474
8259 | 5372 | 5368.1152 | 5252.5438 | 5396.6831 | 5409.194 | [8 empty] | 5376.3779 | 5372 | 5368.1152 | 5252.5438 | 5396.6831 | 5409.194
8260 | 5372 | 5368.0829 | 5252.1401 | 5396.5706 | 5409.0586 | [8 empty] | 5376.3471 | 5372 | 5368.0829 | 5252.1401 | 5396.5706 | 5409.0586
8261 | 5372 | 5368.0712 | 5252.063 | 5396.4261 | 5408.9082 | [8 empty] | 5376.285 | 5372 | 5368.0712 | 5252.063 | 5396.4261 | 5408.9082
8262 | 5372 | 5367.8317 | 5251.9334 | 5396.1958 | 5408.8585 | [8 empty] | 5376.1745 | 5372 | 5367.8317 | 5251.9334 | 5396.1958 | 5408.8585
8263 | 5372 | 5367.7798 | 5251.717 | 5396.0652 | 5408.7974 | [8 empty] | 5375.8734 | 5372 | 5367.7798 | 5251.717 | 5396.0652 | 5408.7974
8264 | 5372 | 5367.5688 | 5251.6259 | 5396.0407 | 5408.6163 | [8 empty] | 5375.8394 | 5372 | 5367.5688 | 5251.6259 | 5396.0407 | 5408.6163
8265 | 5372 | 5367.3277 | 5251.597 | 5395.6845 | 5408.4167 | [8 empty] | 5375.6214 | 5372 | 5367.3277 | 5251.597 | 5395.6845 | 5408.4167
8266 | 5371 | 5367.2285 | 5251.5275 | 5395.6518 | 5408.2971 | [8 empty] | 5375.4536 | 5371 | 5367.2285 | 5251.5275 | 5395.6518 | 5408.2971
8267 | 5371 | 5366.9455 | 5251.1737 | 5395.5646 | 5407.7358 | [8 empty] | 5375.3522 | 5371 | 5366.9455 | 5251.1737 | 5395.5646 | 5407.7358
8268 | 5371 | 5366.809 | 5250.5469 | 5395.2079 | 5407.4839 | [8 empty] | 5375.2187 | 5371 | 5366.809 | 5250.5469 | 5395.2079 | 5407.4839
8269 | 5371 | 5366.7764 | 5250.4801 | 5394.9906 | 5407.4321 | [8 empty] | 5375.1874 | 5371 | 5366.7764 | 5250.4801 | 5394.9906 | 5407.4321
8270 | 5371 | 5366.6291 | 5250.4089 | 5394.9389 | 5407.3791 | [8 empty] | 5375.0224 | 5371 | 5366.6291 | 5250.4089 | 5394.9389 | 5407.3791
8271 | 5371 | 5366.612 | 5250.0495 | 5394.8166 | 5407.3755 | [8 empty] | 5374.9902 | 5371 | 5366.612 | 5250.0495 | 5394.8166 | 5407.3755
8272 | 5371 | 5366.5251 | 5249.8789 | 5394.7574 | 5407.3589 | [8 empty] | 5374.9298 | 5371 | 5366.5251 | 5249.8789 | 5394.7574 | 5407.3589
8273 | 5371 | 5366.4614 | 5249.8496 | 5394.7566 | 5407.2457 | [8 empty] | 5374.8915 | 5371 | 5366.4614 | 5249.8496 | 5394.7566 | 5407.2457
8274 | 5371 | 5366.146 | 5249.8127 | 5394.6014 | 5407.1169 | [8 empty] | 5374.714 | 5371 | 5366.146 | 5249.8127 | 5394.6014 | 5407.1169
8275 | 5371 | 5366.099 | 5249.7581 | 5394.5909 | 5407.0308 | [8 empty] | 5374.6827 | 5371 | 5366.099 | 5249.7581 | 5394.5909 | 5407.0308
8276 | 5371 | 5365.9277 | 5249.5477 | 5394.5024 | 5406.6747 | [8 empty] | 5374.5937 | 5371 | 5365.9277 | 5249.5477 | 5394.5024 | 5406.6747
8277 | 5370 | 5365.499 | 5249.1317 | 5394.4863 | 5406.5869 | [8 empty] | 5374.5436 | 5370 | 5365.499 | 5249.1317 | 5394.4863 | 5406.5869
8278 | 5370 | 5365.4945 | 5248.997 | 5394.4716 | 5406.5254 | [8 empty] | 5374.5172 | 5370 | 5365.4945 | 5248.997 | 5394.4716 | 5406.5254
8279 | 5369 | 5365.4827 | 5248.8581 | 5393.8988 | 5406.4449 | [8 empty] | 5374.4669 | 5369 | 5365.4827 | 5248.8581 | 5393.8988 | 5406.4449
8280 | 5369 | 5365.1097 | 5248.2235 | 5393.7494 | 5406.2907 | [8 empty] | 5374.4525 | 5369 | 5365.1097 | 5248.2235 | 5393.7494 | 5406.2907
8281 | 5369 | 5364.9374 | 5248.2118 | 5393.5825 | 5406.129 | [8 empty] | 5374.3627 | 5369 | 5364.9374 | 5248.2118 | 5393.5825 | 5406.129
8282 | 5369 | 5364.7267 | 5248.1769 | 5393.4805 | 5406.0934 | [8 empty] | 5374.2871 | 5369 | 5364.7267 | 5248.1769 | 5393.4805 | 5406.0934
8283 | 5369 | 5364.5165 | 5248.0946 | 5393.4682 | 5405.7632 | [8 empty] | 5374.28 | 5369 | 5364.5165 | 5248.0946 | 5393.4682 | 5405.7632
8284 | 5369 | 5364.3384 | 5248.0533 | 5393.1398 | 5405.583 | [8 empty] | 5374.2259 | 5369 | 5364.3384 | 5248.0533 | 5393.1398 | 5405.583
8285 | 5369 | 5364.3146 | 5248.0187 | 5392.9677 | 5405.5063 | [8 empty] | 5374.1088 | 5369 | 5364.3146 | 5248.0187 | 5392.9677 | 5405.5063
8286 | 5369 | 5364.1226 | 5247.91 | 5392.869 | 5405.4361 | [8 empty] | 5374.0469 | 5369 | 5364.1226 | 5247.91 | 5392.869 | 5405.4361
8287 | 5369 | 5364.0716 | 5247.8704 | 5392.8436 | 5405.4163 | [8 empty] | 5374.0443 | 5369 | 5364.0716 | 5247.8704 | 5392.8436 | 5405.4163
8288 | 5369 | 5363.6384 | 5247.8631 | 5392.5502 | 5405.3857 | [8 empty] | 5373.8435 | 5369 | 5363.6384 | 5247.8631 | 5392.5502 | 5405.3857
8289 | 5368 | 5363.4402 | 5247.4784 | 5392.4599 | 5405.2469 | [8 empty] | 5373.7636 | 5368 | 5363.4402 | 5247.4784 | 5392.4599 | 5405.2469
8290 | 5368 | 5363.389 | 5247.4106 | 5392.3043 | 5405.1806 | [8 empty] | 5373.7318 | 5368 | 5363.389 | 5247.4106 | 5392.3043 | 5405.1806
8291 | 5368 | 5363.2551 | 5247.0683 | 5391.9738 | 5405.0854 | [8 empty] | 5373.6661 | 5368 | 5363.2551 | 5247.0683 | 5391.9738 | 5405.0854
8292 | 5368 | 5363.1552 | 5246.9844 | 5391.844 | 5404.7104 | [8 empty] | 5373.6161 | 5368 | 5363.1552 | 5246.9844 | 5391.844 | 5404.7104
8293 | 5368 | 5363.0967 | 5246.7718 | 5391.6636 | 5404.4517 | [8 empty] | 5373.5205 | 5368 | 5363.0967 | 5246.7718 | 5391.6636 | 5404.4517
8294 | 5368 | 5362.9179 | 5246.6776 | 5391.6035 | 5404.1334 | [8 empty] | 5373.3941 | 5368 | 5362.9179 | 5246.6776 | 5391.6035 | 5404.1334
8295 | 5368 | 5362.6691 | 5246.6615 | 5390.9323 | 5403.6515 | [8 empty] | 5373.3678 | 5368 | 5362.6691 | 5246.6615 | 5390.9323 | 5403.6515
8296 | 5368 | 5362.6128 | 5246.5628 | 5390.7133 | 5403.4713 | [8 empty] | 5373.1238 | 5368 | 5362.6128 | 5246.5628 | 5390.7133 | 5403.4713
8297 | 5367 | 5362.3271 | 5246.428 | 5390.64 | 5403.4625 | [8 empty] | 5373.0918 | 5367 | 5362.3271 | 5246.428 | 5390.64 | 5403.4625
8298 | 5367 | 5362.0991 | 5246.309 | 5390.424 | 5403.2287 | [8 empty] | 5372.9331 | 5367 | 5362.0991 | 5246.309 | 5390.424 | 5403.2287
8299 | 5367 | 5362.0009 | 5246.243 | 5390.3659 | 5403.1397 | [8 empty] | 5372.7973 | 5367 | 5362.0009 | 5246.243 | 5390.3659 | 5403.1397
8300 | 5367 | 5361.9375 | 5245.9509 | 5390.2555 | 5402.9297 | [8 empty] | 5372.5016 | 5367 | 5361.9375 | 5245.9509 | 5390.2555 | 5402.9297
8301 | 5367 | 5361.6365 | 5245.6819 | 5390.2436 | 5402.892 | [8 empty] | 5372.1642 | 5367 | 5361.6365 | 5245.6819 | 5390.2436 | 5402.892
8302 | 5367 | 5361.4754 | 5245.2592 | 5389.9426 | 5402.1516 | [8 empty] | 5371.9843 | 5367 | 5361.4754 | 5245.2592 | 5389.9426 | 5402.1516
8303 | 5367 | 5361.3232 | 5245.2391 | 5389.6954 | 5402.0309 | [8 empty] | 5371.7838 | 5367 | 5361.3232 | 5245.2391 | 5389.6954 | 5402.0309
8304 | 5366 | 5360.995 | 5245.2007 | 5389.6945 | 5401.867 | [8 empty] | 5371.5898 | 5366 | 5360.995 | 5245.2007 | 5389.6945 | 5401.867
8305 | 5366 | 5360.9774 | 5244.5798 | 5389.3407 | 5401.7642 | [8 empty] | 5371.2112 | 5366 | 5360.9774 | 5244.5798 | 5389.3407 | 5401.7642
8306 | 5366 | 5360.965 | 5244.3664 | 5389.1641 | 5401.7042 | [8 empty] | 5371.1463 | 5366 | 5360.965 | 5244.3664 | 5389.1641 | 5401.7042
8307 | 5366 | 5360.7856 | 5244.2986 | 5389.0962 | 5401.6499 | [8 empty] | 5370.5786 | 5366 | 5360.7856 | 5244.2986 | 5389.0962 | 5401.6499
8308 | 5366 | 5360.7643 | 5244.1006 | 5388.7815 | 5401.3899 | [8 empty] | 5370.5152 | 5366 | 5360.7643 | 5244.1006 | 5388.7815 | 5401.3899
8309 | 5366 | 5360.4771 | 5243.4167 | 5388.4474 | 5401.1129 | [8 empty] | 5370.2375 | 5366 | 5360.4771 | 5243.4167 | 5388.4474 | 5401.1129
8310 | 5365 | 5360.4369 | 5243.3834 | 5388.4206 | 5401.0326 | [8 empty] | 5370.0167 | 5365 | 5360.4369 | 5243.3834 | 5388.4206 | 5401.0326
8311 | 5365 | 5360.4029 | 5243.2575 | 5388.4062 | 5400.9182 | [8 empty] | 5369.9637 | 5365 | 5360.4029 | 5243.2575 | 5388.4062 | 5400.9182
8312 | 5365 | 5360.3964 | 5243.1668 | 5388.3846 | 5400.912 | [8 empty] | 5369.8895 | 5365 | 5360.3964 | 5243.1668 | 5388.3846 | 5400.912
8313 | 5365 | 5360.3746 | 5243.0239 | 5388.3708 | 5400.905 | [8 empty] | 5369.612 | 5365 | 5360.3746 | 5243.0239 | 5388.3708 | 5400.905
8314 | 5365 | 5360.3176 | 5243.0215 | 5388.3567 | 5400.872 | [8 empty] | 5369.5139 | 5365 | 5360.3176 | 5243.0215 | 5388.3567 | 5400.872
8315 | 5365 | 5360.1478 | 5242.5634 | 5388.3122 | 5400.7369 | [8 empty] | 5368.7138 | 5365 | 5360.1478 | 5242.5634 | 5388.3122 | 5400.7369
8316 | 5365 | 5360.0855 | 5242.2327 | 5388.3019 | 5400.67 | [8 empty] | 5368.7097 | 5365 | 5360.0855 | 5242.2327 | 5388.3019 | 5400.67
8317 | 5365 | 5359.7715 | 5242.189 | 5388.1717 | 5400.3041 | [8 empty] | 5368.6957 | 5365 | 5359.7715 | 5242.189 | 5388.1717 | 5400.3041
8318 | 5365 | 5359.7465 | 5242.0049 | 5388.12 | 5400.2972 | [8 empty] | 5368.6154 | 5365 | 5359.7465 | 5242.0049 | 5388.12 | 5400.2972
8319 | 5365 | 5359.6911 | 5241.9726 | 5388.0953 | 5400.2049 | [8 empty] | 5368.6144 | 5365 | 5359.6911 | 5241.9726 | 5388.0953 | 5400.2049
8320 | 5365 | 5359.5017 | 5241.9381 | 5388.012 | 5400.155 | [8 empty] | 5368.6057 | 5365 | 5359.5017 | 5241.9381 | 5388.012 | 5400.155
8321 | 5365 | 5359.4893 | 5241.6893 | 5387.9931 | 5399.976 | [8 empty] | 5368.546 | 5365 | 5359.4893 | 5241.6893 | 5387.9931 | 5399.976
8322 | 5365 | 5359.455 | 5241.4222 | 5387.7892 | 5399.7615 | [8 empty] | 5368.4839 | 5365 | 5359.455 | 5241.4222 | 5387.7892 | 5399.7615
8323 | 5365 | 5359.3388 | 5241.3452 | 5387.7507 | 5399.6242 | [8 empty] | 5368.4726 | 5365 | 5359.3388 | 5241.3452 | 5387.7507 | 5399.6242
8324 | 5364 | 5359.2847 | 5241.2247 | 5387.7342 | 5399.4726 | [8 empty] | 5368.4364 | 5364 | 5359.2847 | 5241.2247 | 5387.7342 | 5399.4726
8325 | 5364 | 5359.1483 | 5241.0743 | 5387.6827 | 5399.3612 | [8 empty] | 5368.1235 | 5364 | 5359.1483 | 5241.0743 | 5387.6827 | 5399.3612
8326 | 5364 | 5359.1246 | 5240.6173 | 5387.3162 | 5399.3223 | [8 empty] | 5368.0785 | 5364 | 5359.1246 | 5240.6173 | 5387.3162 | 5399.3223
8327 | 5364 | 5359.0785 | 5240.5283 | 5387.0132 | 5399.2609 | [8 empty] | 5367.9945 | 5364 | 5359.0785 | 5240.5283 | 5387.0132 | 5399.2609
8328 | 5364 | 5358.823 | 5240.3006 | 5386.8077 | 5399.0838 | [8 empty] | 5367.7967 | 5364 | 5358.823 | 5240.3006 | 5386.8077 | 5399.0838
8329 | 5364 | 5358.8101 | 5240.2601 | 5386.7875 | 5399.0704 | [8 empty] | 5367.6847 | 5364 | 5358.8101 | 5240.2601 | 5386.7875 | 5399.0704
8330 | 5364 | 5358.6147 | 5240.2372 | 5386.4748 | 5398.9638 | [8 empty] | 5367.3393 | 5364 | 5358.6147 | 5240.2372 | 5386.4748 | 5398.9638
8331 | 5364 | 5358.4666 | 5240.1915 | 5386.3767 | 5398.9036 | [8 empty] | 5367.3315 | 5364 | 5358.4666 | 5240.1915 | 5386.3767 | 5398.9036
8332 | 5364 | 5358.4251 | 5239.9825 | 5386.2362 | 5398.849 | [8 empty] | 5367.2969 | 5364 | 5358.4251 | 5239.9825 | 5386.2362 | 5398.849
8333 | 5364 | 5358.3546 | 5239.9231 | 5386.0078 | 5398.7992 | [8 empty] | 5367.1156 | 5364 | 5358.3546 | 5239.9231 | 5386.0078 | 5398.7992
8334 | 5363 | 5357.9824 | 5239.8787 | 5386.0038 | 5398.6584 | [8 empty] | 5366.9431 | 5363 | 5357.9824 | 5239.8787 | 5386.0038 | 5398.6584
8335 | 5363 | 5357.9345 | 5239.8091 | 5385.6742 | 5398.5517 | [8 empty] | 5366.8706 | 5363 | 5357.9345 | 5239.8091 | 5385.6742 | 5398.5517
8336 | 5363 | 5357.8613 | 5239.7583 | 5385.6322 | 5397.9859 | [8 empty] | 5366.7041 | 5363 | 5357.8613 | 5239.7583 | 5385.6322 | 5397.9859
8337 | 5363 | 5357.8259 | 5239.5666 | 5385.2609 | 5397.9027 | [8 empty] | 5366.5404 | 5363 | 5357.8259 | 5239.5666 | 5385.2609 | 5397.9027
8338 | 5363 | 5357.6647 | 5239.3934 | 5384.9817 | 5397.8955 | [8 empty] | 5366.4937 | 5363 | 5357.6647 | 5239.3934 | 5384.9817 | 5397.8955
8339 | 5363 | 5357.3881 | 5239.3131 | 5384.797 | 5397.7609 | [8 empty] | 5366.4686 | 5363 | 5357.3881 | 5239.3131 | 5384.797 | 5397.7609
8340 | 5363 | 5357.2908 | 5239.1881 | 5384.401 | 5397.7363 | [8 empty] | 5366.4361 | 5363 | 5357.2908 | 5239.1881 | 5384.401 | 5397.7363
8341 | 5362 | 5357.2585 | 5239.1596 | 5384.3514 | 5397.5898 | [8 empty] | 5366.0858 | 5362 | 5357.2585 | 5239.1596 | 5384.3514 | 5397.5898
8342 | 5362 | 5357.174 | 5239.0693 | 5384.2728 | 5397.4953 | [8 empty] | 5365.9253 | 5362 | 5357.174 | 5239.0693 | 5384.2728 | 5397.4953
8343 | 5362 | 5357.1658 | 5238.9382 | 5384.2063 | 5397.4874 | [8 empty] | 5365.9022 | 5362 | 5357.1658 | 5238.9382 | 5384.2063 | 5397.4874
8344 | 5362 | 5357.1097 | 5238.9182 | 5383.8032 | 5397.1177 | [8 empty] | 5365.4811 | 5362 | 5357.1097 | 5238.9182 | 5383.8032 | 5397.1177
8345 | 5362 | 5356.877 | 5238.8757 | 5383.8011 | 5396.9149 | [8 empty] | 5365.4348 | 5362 | 5356.877 | 5238.8757 | 5383.8011 | 5396.9149
8346 | 5362 | 5356.8508 | 5238.7918 | 5383.7281 | 5396.8898 | [8 empty] | 5365.371 | 5362 | 5356.8508 | 5238.7918 | 5383.7281 | 5396.8898
8347 | 5362 | 5356.7873 | 5238.7664 | 5383.3411 | 5396.8296 | [8 empty] | 5365.367 | 5362 | 5356.7873 | 5238.7664 | 5383.3411 | 5396.8296
8348 | 5362 | 5356.784 | 5238.7104 | 5383.1674 | 5396.7948 | [8 empty] | 5365.3468 | 5362 | 5356.784 | 5238.7104 | 5383.1674 | 5396.7948
8349 | 5362 | 5356.4516 | 5238.3507 | 5382.8312 | 5396.5626 | [8 empty] | 5365.1577 | 5362 | 5356.4516 | 5238.3507 | 5382.8312 | 5396.5626
8350 | 5362 | 5356.4321 | 5238.204 | 5382.4441 | 5396.4528 | [8 empty] | 5365.1532 | 5362 | 5356.4321 | 5238.204 | 5382.4441 | 5396.4528
8351 | 5362 | 5356.3934 | 5238.1567 | 5381.9398 | 5396.3084 | [8 empty] | 5364.9593 | 5362 | 5356.3934 | 5238.1567 | 5381.9398 | 5396.3084
8352 | 5361 | 5356.2792 | 5238.0565 | 5381.8566 | 5396.2427 | [8 empty] | 5364.9147 | 5361 | 5356.2792 | 5238.0565 | 5381.8566 | 5396.2427
8353 | 5361 | 5355.9566 | 5237.6653 | 5381.8477 | 5396.0302 | [8 empty] | 5364.6474 | 5361 | 5355.9566 | 5237.6653 | 5381.8477 | 5396.0302
8354 | 5361 | 5355.6293 | 5237.6315 | 5381.5841 | 5395.9496 | [8 empty] | 5364.359 | 5361 | 5355.6293 | 5237.6315 | 5381.5841 | 5395.9496
8355 | 5361 | 5355.3984 | 5237.2884 | 5381.5743 | 5395.8898 | [8 empty] | 5364.3532 | 5361 | 5355.3984 | 5237.2884 | 5381.5743 | 5395.8898
8356 | 5360 | 5355.1116 | 5237.1983 | 5381.4094 | 5395.3043 | [8 empty] | 5364.3512 | 5360 | 5355.1116 | 5237.1983 | 5381.4094 | 5395.3043
8357 | 5360 | 5355.0937 | 5237.1419 | 5381.3502 | 5395.3029 | [8 empty] | 5364.3016 | 5360 | 5355.0937 | 5237.1419 | 5381.3502 | 5395.3029
8358 | 5360 | 5354.8493 | 5237.1123 | 5381.1575 | 5395.0085 | [8 empty] | 5364.2106 | 5360 | 5354.8493 | 5237.1123 | 5381.1575 | 5395.0085
8359 | 5360 | 5354.682 | 5237.1067 | 5381.0874 | 5394.8672 | [8 empty] | 5364.1328 | 5360 | 5354.682 | 5237.1067 | 5381.0874 | 5394.8672
8360 | 5360 | 5354.3634 | 5236.9625 | 5381.0703 | 5394.8411 | [8 empty] | 5364.105 | 5360 | 5354.3634 | 5236.9625 | 5381.0703 | 5394.8411
8361 | 5360 | 5354.0307 | 5236.8134 | 5380.994 | 5394.4958 | [8 empty] | 5363.1574 | 5360 | 5354.0307 | 5236.8134 | 5380.994 | 5394.4958
8362 | 5360 | 5354.0184 | 5236.8037 | 5380.8115 | 5394.4887 | [8 empty] | 5363.1095 | 5360 | 5354.0184 | 5236.8037 | 5380.8115 | 5394.4887
8363 | 5359 | 5353.9826 | 5236.4594 | 5380.783 | 5394.4836 | [8 empty] | 5363.0907 | 5359 | 5353.9826 | 5236.4594 | 5380.783 | 5394.4836
8364 | 5359 | 5353.878 | 5236.2976 | 5380.6534 | 5394.3783 | [8 empty] | 5363.0322 | 5359 | 5353.878 | 5236.2976 | 5380.6534 | 5394.3783
8365 | 5359 | 5353.714 | 5236.1454 | 5380.5953 | 5394.3147 | [8 empty] | 5362.928 | 5359 | 5353.714 | 5236.1454 | 5380.5953 | 5394.3147
8366 | 5359 | 5353.027 | 5236.059 | 5380.5715 | 5394.2654 | [8 empty] | 5362.7963 | 5359 | 5353.027 | 5236.059 | 5380.5715 | 5394.2654
8367 | 5359 | 5352.9198 | 5236.0377 | 5380.3921 | 5394.0693 | [8 empty] | 5362.6739 | 5359 | 5352.9198 | 5236.0377 | 5380.3921 | 5394.0693
8368 | 5359 | 5352.5976 | 5235.7966 | 5380.3105 | 5393.7938 | [8 empty] | 5362.6213 | 5359 | 5352.5976 | 5235.7966 | 5380.3105 | 5393.7938
8369 | 5359 | 5352.4157 | 5235.5524 | 5379.7215 | 5393.7391 | [8 empty] | 5362.591 | 5359 | 5352.4157 | 5235.5524 | 5379.7215 | 5393.7391
8370 | 5359 | 5352.0993 | 5235.3903 | 5379.6983 | 5393.5897 | [8 empty] | 5362.4828 | 5359 | 5352.0993 | 5235.3903 | 5379.6983 | 5393.5897
8371 | 5359 | 5352.0474 | 5235.0481 | 5379.5493 | 5393.4503 | [8 empty] | 5362.4106 | 5359 | 5352.0474 | 5235.0481 | 5379.5493 | 5393.4503
8372 | 5359 | 5351.9971 | 5234.9226 | 5379.509 | 5393.3592 | [8 empty] | 5362.3103 | 5359 | 5351.9971 | 5234.9226 | 5379.509 | 5393.3592
8373 | 5359 | 5351.9785 | 5234.7387 | 5379.4716 | 5393.1317 | [8 empty] | 5362.1429 | 5359 | 5351.9785 | 5234.7387 | 5379.4716 | 5393.1317
8374 | 5359 | 5351.8552 | 5234.5005 | 5379.0561 | 5393.1182 | [8 empty] | 5362.0566 | 5359 | 5351.8552 | 5234.5005 | 5379.0561 | 5393.1182
8375 | 5359 | 5351.8117 | 5234.2927 | 5379.0434 | 5393.0486 | [8 empty] | 5362.0153 | 5359 | 5351.8117 | 5234.2927 | 5379.0434 | 5393.0486
8376 | 5359 | 5351.8096 | 5234.1606 | 5378.8589 | 5393.0293 | [8 empty] | 5361.8691 | 5359 | 5351.8096 | 5234.1606 | 5378.8589 | 5393.0293
8377 | 5359 | 5351.6189 | 5233.5839 | 5378.5767 | 5392.8073 | [8 empty] | 5361.7239 | 5359 | 5351.6189 | 5233.5839 | 5378.5767 | 5392.8073
8378 | 5359 | 5351.5387 | 5233.4918 | 5378.5676 | 5392.6273 | [8 empty] | 5361.3768 | 5359 | 5351.5387 | 5233.4918 | 5378.5676 | 5392.6273
8379 | 5358 | 5351.4948 | 5233.4672 | 5378.4905 | 5392.5437 | [8 empty] | 5360.9306 | 5358 | 5351.4948 | 5233.4672 | 5378.4905 | 5392.5437
8380 | 5358 | 5351.2622 | 5233.1105 | 5378.4072 | 5392.5293 | [8 empty] | 5360.7848 | 5358 | 5351.2622 | 5233.1105 | 5378.4072 | 5392.5293
8381 | 5358 | 5351.222 | 5232.895 | 5378.4062 | 5392.4649 | [8 empty] | 5360.3986 | 5358 | 5351.222 | 5232.895 | 5378.4062 | 5392.4649
8382 | 5358 | 5351.1627 | 5232.8815 | 5378.1052 | 5392.4585 | [8 empty] | 5360.2962 | 5358 | 5351.1627 | 5232.8815 | 5378.1052 | 5392.4585
8383 | 5358 | 5350.8446 | 5232.7565 | 5377.8301 | 5392.3541 | [8 empty] | 5360.1493 | 5358 | 5350.8446 | 5232.7565 | 5377.8301 | 5392.3541
8384 | 5358 | 5350.7918 | 5232.6053 | 5377.5845 | 5391.9831 | [8 empty] | 5360.0804 | 5358 | 5350.7918 | 5232.6053 | 5377.5845 | 5391.9831
8385 | 5358 | 5350.4637 | 5232.5554 | 5377.0443 | 5391.9045 | [8 empty] | 5359.9874 | 5358 | 5350.4637 | 5232.5554 | 5377.0443 | 5391.9045
8386 | 5358 | 5350.3901 | 5232.486 | 5376.818 | 5391.8677 | [8 empty] | 5359.9383 | 5358 | 5350.3901 | 5232.486 | 5376.818 | 5391.8677
8387 | 5357 | 5350.1633 | 5232.432 | 5376.4913 | 5391.7333 | [8 empty] | 5359.8165 | 5357 | 5350.1633 | 5232.432 | 5376.4913 | 5391.7333
8388 | 5357 | 5350.0603 | 5232.2974 | 5376.3804 | 5391.6476 | [8 empty] | 5359.7207 | 5357 | 5350.0603 | 5232.2974 | 5376.3804 | 5391.6476
8389 | 5357 | 5349.9948 | 5231.8581 | 5376.1628 | 5391.5789 | [8 empty] | 5359.3983 | 5357 | 5349.9948 | 5231.8581 | 5376.1628 | 5391.5789
8390 | 5357 | 5349.832 | 5231.8391 | 5376.0767 | 5391.5366 | [8 empty] | 5359.297 | 5357 | 5349.832 | 5231.8391 | 5376.0767 | 5391.5366
8391 | 5357 | 5349.7304 | 5231.502 | 5375.9845 | 5391.5091 | [8 empty] | 5359.2941 | 5357 | 5349.7304 | 5231.502 | 5375.9845 | 5391.5091
8392 | 5356 | 5349.6839 | 5231.2652 | 5375.8164 | 5391.3054 | [8 empty] | 5359.0356 | 5356 | 5349.6839 | 5231.2652 | 5375.8164 | 5391.3054
8393 | 5356 | 5349.6169 | 5231.128 | 5375.7184 | 5391.0178 | [8 empty] | 5358.7948 | 5356 | 5349.6169 | 5231.128 | 5375.7184 | 5391.0178
8394 | 5356 | 5349.6008 | 5231.0544 | 5375.5474 | 5390.9804 | [8 empty] | 5358.7688 | 5356 | 5349.6008 | 5231.0544 | 5375.5474 | 5390.9804
8395 | 5356 | 5349.5734 | 5231.0258 | 5375.2207 | 5390.8962 | [8 empty] | 5358.0483 | 5356 | 5349.5734 | 5231.0258 | 5375.2207 | 5390.8962
8396 | 5356 | 5349.5274 | 5230.9685 | 5375.1609 | 5390.8065 | [8 empty] | 5357.9483 | 5356 | 5349.5274 | 5230.9685 | 5375.1609 | 5390.8065
8397 | 5356 | 5349.3918 | 5230.9207 | 5374.9213 | 5389.6112 | [8 empty] | 5357.7185 | 5356 | 5349.3918 | 5230.9207 | 5374.9213 | 5389.6112
8398 | 5356 | 5349.3103 | 5230.875 | 5374.8136 | 5389.5238 | [8 empty] | 5357.6412 | 5356 | 5349.3103 | 5230.875 | 5374.8136 | 5389.5238
8399 | 5356 | 5349.3027 | 5230.86 | 5374.523 | 5389.2427 | [8 empty] | 5357.5076 | 5356 | 5349.3027 | 5230.86 | 5374.523 | 5389.2427
8400 | 5356 | 5349.2257 | 5230.6552 | 5374.5229 | 5389.0486 | [8 empty] | 5357.4181 | 5356 | 5349.2257 | 5230.6552 | 5374.5229 | 5389.0486
8401 | 5355 | 5348.919 | 5230.4874 | 5374.4745 | 5389.0448 | [8 empty] | 5357.3595 | 5355 | 5348.919 | 5230.4874 | 5374.4745 | 5389.0448
8402 | 5355 | 5348.5631 | 5230.3553 | 5374.1139 | 5389.0122 | [8 empty] | 5357.2999 | 5355 | 5348.5631 | 5230.3553 | 5374.1139 | 5389.0122
8403 | 5355 | 5348.3846 | 5230.2949 | 5373.5774 | 5388.9983 | [8 empty] | 5357.2369 | 5355 | 5348.3846 | 5230.2949 | 5373.5774 | 5388.9983
8404 | 5355 | 5348.3345 | 5230.1648 | 5373.4723 | 5388.6767 | [8 empty] | 5357.0827 | 5355 | 5348.3345 | 5230.1648 | 5373.4723 | 5388.6767
8405 | 5355 | 5348.091 | 5230.1631 | 5373.4424 | 5388.4594 | [8 empty] | 5356.9991 | 5355 | 5348.091 | 5230.1631 | 5373.4424 | 5388.4594
8406 | 5355 | 5348.0822 | 5230.1079 | 5373.3643 | 5388.4561 | [8 empty] | 5356.97 | 5355 | 5348.0822 | 5230.1079 | 5373.3643 | 5388.4561
8407 | 5355 | 5347.9115 | 5230.0723 | 5373.2687 | 5388.1116 | [8 empty] | 5356.928 | 5355 | 5347.9115 | 5230.0723 | 5373.2687 | 5388.1116
8408 | 5355 | 5347.68 | 5230.0409 | 5373.2581 | 5387.8805 | [8 empty] | 5356.8973 | 5355 | 5347.68 | 5230.0409 | 5373.2581 | 5387.8805
8409 | 5354 | 5347.4109 | 5229.6653 | 5373.2406 | 5387.8667 | [8 empty] | 5356.8295 | 5354 | 5347.4109 | 5229.6653 | 5373.2406 | 5387.8667
8410 | 5354 | 5347.0814 | 5229.3829 | 5373.1155 | 5387.8142 | [8 empty] | 5356.63 | 5354 | 5347.0814 | 5229.3829 | 5373.1155 | 5387.8142
8411 | 5354 | 5346.7883 | 5229.2719 | 5373 | 5387.783 | [8 empty] | 5356.5796 | 5354 | 5346.7883 | 5229.2719 | 5373 | 5387.783
8412 | 5354 | 5346.4249 | 5229.2716 | 5372.951 | 5387.5557 | [8 empty] | 5356.4685 | 5354 | 5346.4249 | 5229.2716 | 5372.951 | 5387.5557
8413 | 5354 | 5346.1069 | 5229.1091 | 5372.7611 | 5387.4477 | [8 empty] | 5356.2529 | 5354 | 5346.1069 | 5229.1091 | 5372.7611 | 5387.4477
8414 | 5353 | 5345.7602 | 5229.0417 | 5372.6755 | 5387.4275 | [8 empty] | 5356.1129 | 5353 | 5345.7602 | 5229.0417 | 5372.6755 | 5387.4275
8415 | 5353 | 5345.6632 | 5228.8506 | 5372.4332 | 5387.3774 | [8 empty] | 5355.8622 | 5353 | 5345.6632 | 5228.8506 | 5372.4332 | 5387.3774
8416 | 5353 | 5345.5389 | 5228.7503 | 5372.2426 | 5387.0966 | [8 empty] | 5355.523 | 5353 | 5345.5389 | 5228.7503 | 5372.2426 | 5387.0966
8417 | 5353 | 5345.3796 | 5228.6805 | 5371.9365 | 5387.0649 | [8 empty] | 5355.3699 | 5353 | 5345.3796 | 5228.6805 | 5371.9365 | 5387.0649
8418 | 5353 | 5345.337 | 5228.5307 | 5371.9191 | 5386.9778 | [8 empty] | 5355.3695 | 5353 | 5345.337 | 5228.5307 | 5371.9191 | 5386.9778
8419 | 5353 | 5345.1962 | 5228.4043 | 5371.8289 | 5386.9122 | [8 empty] | 5355.342 | 5353 | 5345.1962 | 5228.4043 | 5371.8289 | 5386.9122
8420 | 5353 | 5345.1635 | 5228.2687 | 5371.7846 | 5386.8871 | [8 empty] | 5355.2003 | 5353 | 5345.1635 | 5228.2687 | 5371.7846 | 5386.8871
8421 | 5353 | 5345.0043 | 5228.2366 | 5371.6157 | 5386.8681 | [8 empty] | 5355.1579 | 5353 | 5345.0043 | 5228.2366 | 5371.6157 | 5386.8681
8422 | 5353 | 5344.9185 | 5228.1602 | 5371.5609 | 5386.7215 | [8 empty] | 5354.488 | 5353 | 5344.9185 | 5228.1602 | 5371.5609 | 5386.7215
8423 | 5352 | 5344.7244 | 5228.0531 | 5371.5477 | 5386.679 | [8 empty] | 5354.451 | 5352 | 5344.7244 | 5228.0531 | 5371.5477 | 5386.679
8424 | 5352 | 5344.0831 | 5228.0056 | 5371.5048 | 5386.6672 | [8 empty] | 5354.2675 | 5352 | 5344.0831 | 5228.0056 | 5371.5048 | 5386.6672
8425 | 5352 | 5343.9304 | 5227.848 | 5371.1374 | 5386.4288 | [8 empty] | 5354.1054 | 5352 | 5343.9304 | 5227.848 | 5371.1374 | 5386.4288
8426 | 5352 | 5343.6011 | 5227.7613 | 5371.1141 | 5386.1186 | [8 empty] | 5353.9595 | 5352 | 5343.6011 | 5227.7613 | 5371.1141 | 5386.1186
8427 | 5352 | 5343.4948 | 5227.6082 | 5371.0163 | 5386.1107 | [8 empty] | 5353.8451 | 5352 | 5343.4948 | 5227.6082 | 5371.0163 | 5386.1107
8428 | 5352 | 5343.477 | 5227.5236 | 5370.6719 | 5385.8829 | [8 empty] | 5353.7026 | 5352 | 5343.477 | 5227.5236 | 5370.6719 | 5385.8829
8429 | 5352 | 5343.2748 | 5227.5164 | 5370.63 | 5385.79 | [8 empty] | 5353.6445 | 5352 | 5343.2748 | 5227.5164 | 5370.63 | 5385.79
8430 | 5352 | 5343.2014 | 5227.4093 | 5370.2458 | 5385.7671 | [8 empty] | 5353.5324 | 5352 | 5343.2014 | 5227.4093 | 5370.2458 | 5385.7671
8431 | 5352 | 5343.0524 | 5227.2559 | 5370.2424 | 5385.604 | [8 empty] | 5353.5307 | 5352 | 5343.0524 | 5227.2559 | 5370.2424 | 5385.604
8432 | 5351 | 5342.9901 | 5227.2324 | 5370.2054 | 5385.3869 | [8 empty] | 5353.4018 | 5351 | 5342.9901 | 5227.2324 | 5370.2054 | 5385.3869
8433 | 5351 | 5342.9865 | 5226.9683 | 5369.8907 | 5385.3821 | [8 empty] | 5353.3336 | 5351 | 5342.9865 | 5226.9683 | 5369.8907 | 5385.3821
8434 | 5351 | 5342.8652 | 5226.8931 | 5369.4171 | 5385.3604 | [8 empty] | 5353.2664 | 5351 | 5342.8652 | 5226.8931 | 5369.4171 | 5385.3604
8435 | 5351 | 5342.6796 | 5226.819 | 5369.0765 | 5385.3301 | [8 empty] | 5353.1885 | 5351 | 5342.6796 | 5226.819 | 5369.0765 | 5385.3301
8436 | 5350 | 5342.6413 | 5226.7377 | 5369.064 | 5385.259 | [8 empty] | 5353.1577 | 5350 | 5342.6413 | 5226.7377 | 5369.064 | 5385.259
8437 | 5350 | 5341.9958 | 5226.5603 | 5369.0301 | 5385.1549 | [8 empty] | 5353.1461 | 5350 | 5341.9958 | 5226.5603 | 5369.0301 | 5385.1549
8438 | 5350 | 5341.9742 | 5226.2668 | 5368.6642 | 5384.8118 | [8 empty] | 5352.8768 | 5350 | 5341.9742 | 5226.2668 | 5368.6642 | 5384.8118
8439 | 5350 | 5341.7285 | 5226.2584 | 5368.5126 | 5384.749 | [8 empty] | 5352.857 | 5350 | 5341.7285 | 5226.2584 | 5368.5126 | 5384.749
8440 | 5350 | 5341.4669 | 5225.8811 | 5368.3641 | 5384.4619 | [8 empty] | 5352.7307 | 5350 | 5341.4669 | 5225.8811 | 5368.3641 | 5384.4619
8441 | 5350 | 5341.3792 | 5225.7239 | 5368.2667 | 5384.1538 | [8 empty] | 5352.5465 | 5350 | 5341.3792 | 5225.7239 | 5368.2667 | 5384.1538
8442 | 5349 | 5341.1918 | 5225.4709 | 5368.0102 | 5384.1494 | [8 empty] | 5352.4979 | 5349 | 5341.1918 | 5225.4709 | 5368.0102 | 5384.1494
8443 | 5349 | 5340.8191 | 5225.4436 | 5367.6088 | 5384.0398 | [8 empty] | 5352.4046 | 5349 | 5340.8191 | 5225.4436 | 5367.6088 | 5384.0398
8444 | 5349 | 5340.7886 | 5225.3812 | 5367.23 | 5383.9384 | [8 empty] | 5352.2648 | 5349 | 5340.7886 | 5225.3812 | 5367.23 | 5383.9384
8445 | 5349 | 5340.686 | 5225.1804 | 5367.2239 | 5383.8275 | [8 empty] | 5352.2546 | 5349 | 5340.686 | 5225.1804 | 5367.2239 | 5383.8275
8446 | 5349 | 5340.4243 | 5224.1876 | 5366.9236 | 5383.6181 | [8 empty] | 5352.2363 | 5349 | 5340.4243 | 5224.1876 | 5366.9236 | 5383.6181
8447 | 5348 | 5340.4078 | 5224.0853 | 5366.7966 | 5383.5729 | [8 empty] | 5351.9856 | 5348 | 5340.4078 | 5224.0853 | 5366.7966 | 5383.5729
8448 | 5348 | 5340.2787 | 5224.0627 | 5366.6034 | 5383.5455 | [8 empty] | 5351.9701 | 5348 | 5340.2787 | 5224.0627 | 5366.6034 | 5383.5455
8449 | 5348 | 5340.2356 | 5223.996 | 5366.4108 | 5383.5372 | [8 empty] | 5351.9537 | 5348 | 5340.2356 | 5223.996 | 5366.4108 | 5383.5372
8450 | 5348 | 5340.1961 | 5223.9488 | 5366.3838 | 5383.5144 | [8 empty] | 5351.8174 | 5348 | 5340.1961 | 5223.9488 | 5366.3838 | 5383.5144
8451 | 5348 | 5340.0724 | 5223.943 | 5366.0294 | 5383.3798 | [8 empty] | 5351.7898 | 5348 | 5340.0724 | 5223.943 | 5366.0294 | 5383.3798
8452 | 5348 | 5340.0584 | 5223.7555 | 5365.758 | 5383.3713 | [8 empty] | 5351.6332 | 5348 | 5340.0584 | 5223.7555 | 5365.758 | 5383.3713
8453 | 5348 | 5340.0467 | 5223.5629 | 5365.5933 | 5383.3213 | [8 empty] | 5351.5925 | 5348 | 5340.0467 | 5223.5629 | 5365.5933 | 5383.3213
8454 | 5348 | 5339.8632 | 5223.0035 | 5365.5875 | 5383.2397 | [8 empty] | 5351.4864 | 5348 | 5339.8632 | 5223.0035 | 5365.5875 | 5383.2397
8455 | 5347 | 5339.4089 | 5222.9426 | 5365.4848 | 5383.0086 | [8 empty] | 5351.4766 | 5347 | 5339.4089 | 5222.9426 | 5365.4848 | 5383.0086
8456 | 5347 | 5338.8558 | 5222.9234 | 5365.4662 | 5382.9314 | [8 empty] | 5351.3814 | 5347 | 5338.8558 | 5222.9234 | 5365.4662 | 5382.9314
8457 | 5347 | 5338.736 | 5222.8012 | 5365.1366 | 5382.6768 | [8 empty] | 5351.0575 | 5347 | 5338.736 | 5222.8012 | 5365.1366 | 5382.6768
8458 | 5347 | 5338.641 | 5222.542 | 5365.1355 | 5382.5321 | [8 empty] | 5350.9397 | 5347 | 5338.641 | 5222.542 | 5365.1355 | 5382.5321
8459 | 5347 | 5338.5706 | 5222.4186 | 5365.0703 | 5382.3779 | [8 empty] | 5350.7218 | 5347 | 5338.5706 | 5222.4186 | 5365.0703 | 5382.3779
8460 | 5347 | 5338.5394 | 5222.3448 | 5364.9981 | 5382.1934 | [8 empty] | 5350.2517 | 5347 | 5338.5394 | 5222.3448 | 5364.9981 | 5382.1934
8461 | 5347 | 5338.2705 | 5222.234 | 5364.9225 | 5382.1836 | [8 empty] | 5350.1515 | 5347 | 5338.2705 | 5222.234 | 5364.9225 | 5382.1836
8462 | 5347 | 5338.1927 | 5222.1715 | 5364.9189 | 5382.1711 | [8 empty] | 5349.8178 | 5347 | 5338.1927 | 5222.1715 | 5364.9189 | 5382.1711
8463 | 5347 | 5338.0922 | 5222.1496 | 5364.7052 | 5382.0003 | [8 empty] | 5349.6984 | 5347 | 5338.0922 | 5222.1496 | 5364.7052 | 5382.0003
8464 | 5347 | 5338.0122 | 5222.0944 | 5364.4994 | 5381.9483 | [8 empty] | 5349.5992 | 5347 | 5338.0122 | 5222.0944 | 5364.4994 | 5381.9483
8465 | 5347 | 5337.6706 | 5221.9599 | 5364.4584 | 5381.8028 | [8 empty] | 5349.5426 | 5347 | 5337.6706 | 5221.9599 | 5364.4584 | 5381.8028
8466 | 5347 | 5337.5989 | 5221.8912 | 5364.4296 | 5381.715 | [8 empty] | 5349.3369 | 5347 | 5337.5989 | 5221.8912 | 5364.4296 | 5381.715
8467 | 5346 | 5337.1708 | 5221.782 | 5364.0285 | 5381.5524 | [8 empty] | 5349.2501 | 5346 | 5337.1708 | 5221.782 | 5364.0285 | 5381.5524
8468 | 5346 | 5337.1539 | 5221.6306 | 5363.6626 | 5381.4768 | [8 empty] | 5349.204 | 5346 | 5337.1539 | 5221.6306 | 5363.6626 | 5381.4768
8469 | 5346 | 5337.1067 | 5221.506 | 5363.5842 | 5381.4725 | [8 empty] | 5348.986 | 5346 | 5337.1067 | 5221.506 | 5363.5842 | 5381.4725
8470 | 5346 | 5337.0545 | 5221.2871 | 5363.4885 | 5381.3894 | [8 empty] | 5348.8415 | 5346 | 5337.0545 | 5221.2871 | 5363.4885 | 5381.3894
8471 | 5346 | 5337.0067 | 5221.2724 | 5363.4522 | 5381.3481 | [8 empty] | 5348.7626 | 5346 | 5337.0067 | 5221.2724 | 5363.4522 | 5381.3481
8472 | 5346 | 5336.8962 | 5221.169 | 5363.1853 | 5381.2913 | [8 empty] | 5348.5309 | 5346 | 5336.8962 | 5221.169 | 5363.1853 | 5381.2913
8473 | 5345 | 5336.8918 | 5221.152 | 5363.1239 | 5381.2639 | [8 empty] | 5348.5158 | 5345 | 5336.8918 | 5221.152 | 5363.1239 | 5381.2639
8474 | 5345 | 5336.8509 | 5220.8187 | 5363.1136 | 5381.2627 | [8 empty] | 5348.2276 | 5345 | 5336.8509 | 5220.8187 | 5363.1136 | 5381.2627
8475 | 5345 | 5336.7698 | 5220.5219 | 5362.8763 | 5381.2234 | [8 empty] | 5348.0542 | 5345 | 5336.7698 | 5220.5219 | 5362.8763 | 5381.2234
8476 | 5345 | 5336.4516 | 5220.1133 | 5362.8512 | 5381.0342 | [8 empty] | 5348.0469 | 5345 | 5336.4516 | 5220.1133 | 5362.8512 | 5381.0342
8477 | 5345 | 5336.1697 | 5219.6338 | 5362.3969 | 5380.6813 | [8 empty] | 5347.233 | 5345 | 5336.1697 | 5219.6338 | 5362.3969 | 5380.6813
8478 | 5345 | 5336.1207 | 5219.5865 | 5362.0728 | 5380.529 | [8 empty] | 5347.1832 | 5345 | 5336.1207 | 5219.5865 | 5362.0728 | 5380.529
8479 | 5345 | 5336.0706 | 5219.3435 | 5362.0579 | 5380.5159 | [8 empty] | 5347.0609 | 5345 | 5336.0706 | 5219.3435 | 5362.0579 | 5380.5159
8480 | 5345 | 5335.8128 | 5219.1569 | 5361.781 | 5380.42 | [8 empty] | 5346.8573 | 5345 | 5335.8128 | 5219.1569 | 5361.781 | 5380.42
8481 | 5345 | 5335.7668 | 5219.1157 | 5361.5915 | 5380.2259 | [8 empty] | 5346.7307 | 5345 | 5335.7668 | 5219.1157 | 5361.5915 | 5380.2259
8482 | 5344 | 5335.5337 | 5218.941 | 5361.1687 | 5380.2089 | [8 empty] | 5346.6002 | 5344 | 5335.5337 | 5218.941 | 5361.1687 | 5380.2089
8483 | 5344 | 5335.3256 | 5218.8919 | 5361.1282 | 5380.0206 | [8 empty] | 5345.8014 | 5344 | 5335.3256 | 5218.8919 | 5361.1282 | 5380.0206
8484 | 5344 | 5335.1735 | 5218.6583 | 5361.0443 | 5379.9606 | [8 empty] | 5345.7873 | 5344 | 5335.1735 | 5218.6583 | 5361.0443 | 5379.9606
8485 | 5344 | 5334.7356 | 5218.5984 | 5361.0069 | 5379.7195 | [8 empty] | 5345.5035 | 5344 | 5334.7356 | 5218.5984 | 5361.0069 | 5379.7195
8486 | 5344 | 5334.5895 | 5218.5927 | 5361.0007 | 5379.3641 | [8 empty] | 5345.5035 | 5344 | 5334.5895 | 5218.5927 | 5361.0007 | 5379.3641
8487 | 5344 | 5334.5637 | 5218.464 | 5360.997 | 5379.3295 | [8 empty] | 5345.3316 | 5344 | 5334.5637 | 5218.464 | 5360.997 | 5379.3295
8488 | 5344 | 5334.4729 | 5218.4537 | 5360.972 | 5379.3139 | [8 empty] | 5345.1042 | 5344 | 5334.4729 | 5218.4537 | 5360.972 | 5379.3139
8489 | 5344 | 5334.3502 | 5218.325 | 5360.8248 | 5379.1952 | [8 empty] | 5345.0793 | 5344 | 5334.3502 | 5218.325 | 5360.8248 | 5379.1952
8490 | 5343 | 5334.3097 | 5218.0059 | 5360.5697 | 5379.1814 | [8 empty] | 5345.0146 | 5343 | 5334.3097 | 5218.0059 | 5360.5697 | 5379.1814
8491 | 5343 | 5334.2079 | 5217.7519 | 5360.3624 | 5379.1787 | [8 empty] | 5344.9891 | 5343 | 5334.2079 | 5217.7519 | 5360.3624 | 5379.1787
8492 | 5343 | 5334.1624 | 5217.7272 | 5360.1587 | 5379.078 | [8 empty] | 5344.94 | 5343 | 5334.1624 | 5217.7272 | 5360.1587 | 5379.078
8493 | 5343 | 5333.9652 | 5217.7039 | 5359.8447 | 5379.0193 | [8 empty] | 5344.8067 | 5343 | 5333.9652 | 5217.7039 | 5359.8447 | 5379.0193
8494 | 5343 | 5333.9305 | 5217.6106 | 5359.7871 | 5378.9269 | [8 empty] | 5344.5431 | 5343 | 5333.9305 | 5217.6106 | 5359.7871 | 5378.9269
8495 | 5343 | 5333.904 | 5217.3503 | 5359.7851 | 5378.9161 | [8 empty] | 5344.5059 | 5343 | 5333.904 | 5217.3503 | 5359.7851 | 5378.9161
8496 | 5343 | 5333.2598 | 5217.2834 | 5359.6062 | 5378.9046 | [8 empty] | 5344.3873 | 5343 | 5333.2598 | 5217.2834 | 5359.6062 | 5378.9046
8497 | 5343 | 5333.1679 | 5217.2277 | 5359.51 | 5378.8538 | [8 empty] | 5344.3705 | 5343 | 5333.1679 | 5217.2277 | 5359.51 | 5378.8538
8498 | 5343 | 5333.017 | 5217.2173 | 5359.4698 | 5378.7803 | [8 empty] | 5344.3263 | 5343 | 5333.017 | 5217.2173 | 5359.4698 | 5378.7803
8499 | 5343 | 5332.6366 | 5217.173 | 5359.4261 | 5378.7532 | [8 empty] | 5344.3224 | 5343 | 5332.6366 | 5217.173 | 5359.4261 | 5378.7532
8500 | 5342 | 5332.3822 | 5217.0901 | 5359.2548 | 5378.6981 | [8 empty] | 5344.3106 | 5342 | 5332.3822 | 5217.0901 | 5359.2548 | 5378.6981
8501 | 5342 | 5332.1804 | 5216.8588 | 5359.2065 | 5378.4943 | [8 empty] | 5344.1586 | 5342 | 5332.1804 | 5216.8588 | 5359.2065 | 5378.4943
8502 | 5342 | 5332.1238 | 5216.6808 | 5359.0786 | 5378.4571 | [8 empty] | 5344.1291 | 5342 | 5332.1238 | 5216.6808 | 5359.0786 | 5378.4571
8503 | 5342 | 5331.8461 | 5216.5476 | 5358.9619 | 5377.9261 | [8 empty] | 5343.8639 | 5342 | 5331.8461 | 5216.5476 | 5358.9619 | 5377.9261
8504 | 5342 | 5331.8228 | 5216.2514 | 5358.8635 | 5377.8486 | [8 empty] | 5343.5925 | 5342 | 5331.8228 | 5216.2514 | 5358.8635 | 5377.8486
8505 | 5342 | 5331.4103 | 5215.925 | 5358.75 | 5377.759 | [8 empty] | 5343.5547 | 5342 | 5331.4103 | 5215.925 | 5358.75 | 5377.759
8506 | 5342 | 5331.3016 | 5215.7662 | 5358.2804 | 5377.7129 | [8 empty] | 5343.2291 | 5342 | 5331.3016 | 5215.7662 | 5358.2804 | 5377.7129
8507 | 5342 | 5331.178 | 5215.756 | 5358.1421 | 5377.4685 | [8 empty] | 5342.6335 | 5342 | 5331.178 | 5215.756 | 5358.1421 | 5377.4685
8508 | 5342 | 5330.899 | 5215.7047 | 5357.9571 | 5377.428 | [8 empty] | 5342.6097 | 5342 | 5330.899 | 5215.7047 | 5357.9571 | 5377.428
8509 | 5341 | 5330.8541 | 5215.6484 | 5357.8621 | 5377.4153 | [8 empty] | 5342.5499 | 5341 | 5330.8541 | 5215.6484 | 5357.8621 | 5377.4153
8510 | 5341 | 5330.7094 | 5215.5931 | 5357.6492 | 5377.3876 | [8 empty] | 5342.4938 | 5341 | 5330.7094 | 5215.5931 | 5357.6492 | 5377.3876
8511 | 5341 | 5330.6087 | 5215.5701 | 5357.5628 | 5377.3714 | [8 empty] | 5342.3891 | 5341 | 5330.6087 | 5215.5701 | 5357.5628 | 5377.3714
8512 | 5341 | 5329.9563 | 5215.4573 | 5357.5047 | 5377.2462 | [8 empty] | 5342.3438 | 5341 | 5329.9563 | 5215.4573 | 5357.5047 | 5377.2462
8513 | 5341 | 5329.774 | 5214.9053 | 5357.4418 | 5377.2119 | [8 empty] | 5342.309 | 5341 | 5329.774 | 5214.9053 | 5357.4418 | 5377.2119
8514 | 5341 | 5329.6456 | 5214.8732 | 5357.3941 | 5377.079 | [8 empty] | 5342.0549 | 5341 | 5329.6456 | 5214.8732 | 5357.3941 | 5377.079
8515 | 5341 | 5329.6027 | 5214.7546 | 5357.3695 | 5377.0069 | [8 empty] | 5341.639 | 5341 | 5329.6027 | 5214.7546 | 5357.3695 | 5377.0069
8516 | 5340 | 5329.2636 | 5214.7306 | 5357.3283 | 5376.9964 | [8 empty] | 5341.2423 | 5340 | 5329.2636 | 5214.7306 | 5357.3283 | 5376.9964
8517 | 5340 | 5329.2627 | 5214.4781 | 5357.3175 | 5376.9196 | [8 empty] | 5341.036 | 5340 | 5329.2627 | 5214.4781 | 5357.3175 | 5376.9196
8518 | 5340 | 5329.0225 | 5214.423 | 5357.2156 | 5376.8396 | [8 empty] | 5341.0359 | 5340 | 5329.0225 | 5214.423 | 5357.2156 | 5376.8396
8519 | 5340 | 5328.9322 | 5213.7614 | 5357.0123 | 5376.5852 | [8 empty] | 5340.8252 | 5340 | 5328.9322 | 5213.7614 | 5357.0123 | 5376.5852
8520 | 5340 | 5328.7351 | 5213.5371 | 5356.9559 | 5376.5453 | [8 empty] | 5340.7889 | 5340 | 5328.7351 | 5213.5371 | 5356.9559 | 5376.5453
8521 | 5340 | 5328.6713 | 5213.2784 | 5356.6563 | 5376.4316 | [8 empty] | 5340.5422 | 5340 | 5328.6713 | 5213.2784 | 5356.6563 | 5376.4316
8522 | 5340 | 5328.5183 | 5213.2422 | 5356.652 | 5376.349 | [8 empty] | 5340.3094 | 5340 | 5328.5183 | 5213.2422 | 5356.652 | 5376.349
8523 | 5339 | 5328.4344 | 5213.145 | 5356.5711 | 5376.336 | [8 empty] | 5340.1913 | 5339 | 5328.4344 | 5213.145 | 5356.5711 | 5376.336
8524 | 5339 | 5328.3459 | 5212.8253 | 5356.2131 | 5376.2501 | [8 empty] | 5340.0467 | 5339 | 5328.3459 | 5212.8253 | 5356.2131 | 5376.2501
8525 | 5339 | 5328.1434 | 5212.7432 | 5355.9765 | 5376.2431 | [8 empty] | 5339.9977 | 5339 | 5328.1434 | 5212.7432 | 5355.9765 | 5376.2431
8526 | 5339 | 5327.9327 | 5212.3967 | 5355.9699 | 5376.1924 | [8 empty] | 5339.886 | 5339 | 5327.9327 | 5212.3967 | 5355.9699 | 5376.1924
8527 | 5339 | 5327.6688 | 5212.3503 | 5355.9497 | 5376.1491 | [8 empty] | 5339.6923 | 5339 | 5327.6688 | 5212.3503 | 5355.9497 | 5376.1491
8528 | 5339 | 5327.6172 | 5211.9899 | 5355.8432 | 5376.141 | [8 empty] | 5339.6376 | 5339 | 5327.6172 | 5211.9899 | 5355.8432 | 5376.141
8529 | 5339 | 5327.4671 | 5211.9519 | 5355.7528 | 5376.1192 | [8 empty] | 5339.617 | 5339 | 5327.4671 | 5211.9519 | 5355.7528 | 5376.1192
8530 | 5339 | 5327.4302 | 5211.9101 | 5355.7232 | 5375.9869 | [8 empty] | 5339.4601 | 5339 | 5327.4302 | 5211.9101 | 5355.7232 | 5375.9869
8531 | 5339 | 5327.3038 | 5211.6358 | 5355.6997 | 5375.9181 | [8 empty] | 5339.2302 | 5339 | 5327.3038 | 5211.6358 | 5355.6997 | 5375.9181
8532 | 5339 | 5327.3011 | 5211.6135 | 5355.4991 | 5375.5496 | [8 empty] | 5339.1693 | 5339 | 5327.3011 | 5211.6135 | 5355.4991 | 5375.5496
8533 | 5338 | 5327.2742 | 5211.3928 | 5355.3197 | 5375.4065 | [8 empty] | 5339.1163 | 5338 | 5327.2742 | 5211.3928 | 5355.3197 | 5375.4065
8534 | 5338 | 5327.0552 | 5211.3578 | 5354.583 | 5375.1037 | [8 empty] | 5339.0954 | 5338 | 5327.0552 | 5211.3578 | 5354.583 | 5375.1037
8535 | 5338 | 5326.988 | 5211.115 | 5354.4522 | 5374.96 | [8 empty] | 5338.7906 | 5338 | 5326.988 | 5211.115 | 5354.4522 | 5374.96
8536 | 5338 | 5326.9753 | 5211.0539 | 5354.202 | 5374.9264 | [8 empty] | 5338.6409 | 5338 | 5326.9753 | 5211.0539 | 5354.202 | 5374.9264
8537 | 5337 | 5326.9707 | 5210.8696 | 5354.1487 | 5374.9106 | [8 empty] | 5338.3664 | 5337 | 5326.9707 | 5210.8696 | 5354.1487 | 5374.9106
8538 | 5337 | 5326.6996 | 5210.8658 | 5354.1428 | 5374.5977 | [8 empty] | 5338.232 | 5337 | 5326.6996 | 5210.8658 | 5354.1428 | 5374.5977
8539 | 5337 | 5326.546 | 5210.4078 | 5354.0275 | 5374.4956 | [8 empty] | 5338.1751 | 5337 | 5326.546 | 5210.4078 | 5354.0275 | 5374.4956
8540 | 5337 | 5326.5194 | 5209.9883 | 5353.9203 | 5374.3335 | [8 empty] | 5338.1239 | 5337 | 5326.5194 | 5209.9883 | 5353.9203 | 5374.3335
8541 | 5337 | 5326.1204 | 5209.9512 | 5353.5186 | 5374.2872 | [8 empty] | 5338.0618 | 5337 | 5326.1204 | 5209.9512 | 5353.5186 | 5374.2872
8542 | 5337 | 5325.7339 | 5209.4326 | 5353.2283 | 5374.0707 | [8 empty] | 5338.0114 | 5337 | 5325.7339 | 5209.4326 | 5353.2283 | 5374.0707
8543 | 5337 | 5325.6743 | 5209.4287 | 5353.0999 | 5373.9644 | [8 empty] | 5337.6225 | 5337 | 5325.6743 | 5209.4287 | 5353.0999 | 5373.9644
8544 | 5337 | 5324.9533 | 5209.075 | 5352.9433 | 5373.6018 | [8 empty] | 5337.0625 | 5337 | 5324.9533 | 5209.075 | 5352.9433 | 5373.6018
8545 | 5336 | 5324.9093 | 5208.8505 | 5352.8771 | 5373.5137 | [8 empty] | 5337.0487 | 5336 | 5324.9093 | 5208.8505 | 5352.8771 | 5373.5137
8546 | 5336 | 5324.8918 | 5208.7269 | 5352.7417 | 5373.2095 | [8 empty] | 5337.0333 | 5336 | 5324.8918 | 5208.7269 | 5352.7417 | 5373.2095
8547 | 5336 | 5324.8681 | 5208.6977 | 5351.8777 | 5373.1163 | [8 empty] | 5336.9299 | 5336 | 5324.8681 | 5208.6977 | 5351.8777 | 5373.1163
8548 | 5336 | 5324.0903 | 5208.6636 | 5351.8698 | 5372.9063 | [8 empty] | 5336.8854 | 5336 | 5324.0903 | 5208.6636 | 5351.8698 | 5372.9063
8549 | 5336 | 5323.9609 | 5208.098 | 5351.6313 | 5372.8476 | [8 empty] | 5336.531 | 5336 | 5323.9609 | 5208.098 | 5351.6313 | 5372.8476
8550 | 5336 | 5323.8777 | 5208.0881 | 5351.5739 | 5372.7453 | [8 empty] | 5336.5152 | 5336 | 5323.8777 | 5208.0881 | 5351.5739 | 5372.7453
8551 | 5336 | 5323.7303 | 5208.0447 | 5351.5513 | 5372.7366 | [8 empty] | 5336.4469 | 5336 | 5323.7303 | 5208.0447 | 5351.5513 | 5372.7366
8552 | 5335 | 5323.5229 | 5207.6923 | 5351.516 | 5372.3612 | [8 empty] | 5336.3191 | 5335 | 5323.5229 | 5207.6923 | 5351.516 | 5372.3612
8553 | 5335 | 5323.5185 | 5207.5259 | 5351.3708 | 5372.1364 | [8 empty] | 5336.2944 | 5335 | 5323.5185 | 5207.5259 | 5351.3708 | 5372.1364
8554 | 5335 | 5323.5058 | 5207.4339 | 5351.1093 | 5372.101 | [8 empty] | 5336.2133 | 5335 | 5323.5058 | 5207.4339 | 5351.1093 | 5372.101
8555 | 5335 | 5323.1409 | 5206.8463 | 5350.9808 | 5371.9171 | [8 empty] | 5336.0646 | 5335 | 5323.1409 | 5206.8463 | 5350.9808 | 5371.9171
8556 | 5335 | 5323.1094 | 5206.7238 | 5350.9427 | 5371.8611 | [8 empty] | 5335.9753 | 5335 | 5323.1094 | 5206.7238 | 5350.9427 | 5371.8611
8557 | 5335 | 5322.9883 | 5206.6996 | 5350.908 | 5371.6406 | [8 empty] | 5335.6557 | 5335 | 5322.9883 | 5206.6996 | 5350.908 | 5371.6406
8558 | 5335 | 5322.5705 | 5205.6741 | 5350.7471 | 5371.5305 | [8 empty] | 5335.6451 | 5335 | 5322.5705 | 5205.6741 | 5350.7471 | 5371.5305
8559 | 5334 | 5322.5258 | 5205.6571 | 5350.6941 | 5371.3109 | [8 empty] | 5335.4828 | 5334 | 5322.5258 | 5205.6571 | 5350.6941 | 5371.3109
8560 | 5334 | 5322.4035 | 5205.6262 | 5350.5173 | 5371.306 | [8 empty] | 5335.4184 | 5334 | 5322.4035 | 5205.6262 | 5350.5173 | 5371.306
8561 | 5334 | 5322.2471 | 5205.5841 | 5350.3862 | 5371.1453 | [8 empty] | 5335.1753 | 5334 | 5322.2471 | 5205.5841 | 5350.3862 | 5371.1453
8562 | 5334 | 5321.965 | 5205.34 | 5350.1683 | 5370.5289 | [8 empty] | 5335.1513 | 5334 | 5321.965 | 5205.34 | 5350.1683 | 5370.5289
8563 | 5334 | 5321.9183 | 5205.2816 | 5350.1518 | 5370.3778 | [8 empty] | 5334.9914 | 5334 | 5321.9183 | 5205.2816 | 5350.1518 | 5370.3778
8564 | 5333 | 5321.7663 | 5205.0589 | 5350.0245 | 5370.3721 | [8 empty] | 5334.8423 | 5333 | 5321.7663 | 5205.0589 | 5350.0245 | 5370.3721
8565 | 5333 | 5321.6228 | 5204.9586 | 5350.005 | 5370.2866 | [8 empty] | 5334.6724 | 5333 | 5321.6228 | 5204.9586 | 5350.005 | 5370.2866
8566 | 5333 | 5321.3128 | 5204.894 | 5349.9321 | 5370.2472 | [8 empty] | 5334.659 | 5333 | 5321.3128 | 5204.894 | 5349.9321 | 5370.2472
8567 | 5333 | 5321.3085 | 5204.7337 | 5349.9276 | 5370.2447 | [8 empty] | 5334.5433 | 5333 | 5321.3085 | 5204.7337 | 5349.9276 | 5370.2447
8568 | 5333 | 5321.1966 | 5204.5726 | 5349.4345 | 5370.2415 | [8 empty] | 5334.5422 | 5333 | 5321.1966 | 5204.5726 | 5349.4345 | 5370.2415
8569 | 5333 | 5321.1873 | 5204.5578 | 5349.3784 | 5370.185 | [8 empty] | 5334.4051 | 5333 | 5321.1873 | 5204.5578 | 5349.3784 | 5370.185
8570 | 5333 | 5320.7283 | 5204.4437 | 5349.1562 | 5370.1258 | [8 empty] | 5334.3805 | 5333 | 5320.7283 | 5204.4437 | 5349.1562 | 5370.1258
8571 | 5333 | 5320.6801 | 5204.2934 | 5348.7567 | 5369.917 | [8 empty] | 5334.2046 | 5333 | 5320.6801 | 5204.2934 | 5348.7567 | 5369.917
8572 | 5333 | 5320.2868 | 5204.2577 | 5348.5371 | 5369.7997 | [8 empty] | 5334.0124 | 5333 | 5320.2868 | 5204.2577 | 5348.5371 | 5369.7997
8573 | 5333 | 5320.2478 | 5204.2052 | 5348.0989 | 5369.724 | [8 empty] | 5333.8616 | 5333 | 5320.2478 | 5204.2052 | 5348.0989 | 5369.724
8574 | 5333 | 5320.0492 | 5204.1549 | 5348.0864 | 5369.4007 | [8 empty] | 5333.8341 | 5333 | 5320.0492 | 5204.1549 | 5348.0864 | 5369.4007
8575 | 5333 | 5319.9458 | 5203.9535 | 5347.5807 | 5369.34 | [8 empty] | 5333.5762 | 5333 | 5319.9458 | 5203.9535 | 5347.5807 | 5369.34
8576 | 5332 | 5319.8421 | 5203.9255 | 5347.4789 | 5369.2453 | [8 empty] | 5333.317 | 5332 | 5319.8421 | 5203.9255 | 5347.4789 | 5369.2453
8577 | 5331 | 5319.657 | 5203.754 | 5347.4592 | 5368.9243 | [8 empty] | 5333.0457 | 5331 | 5319.657 | 5203.754 | 5347.4592 | 5368.9243
8578 | 5331 | 5319.6246 | 5203.7115 | 5347.3326 | 5368.861 | [8 empty] | 5333.0153 | 5331 | 5319.6246 | 5203.7115 | 5347.3326 | 5368.861
8579 | 5331 | 5319.3856 | 5203.4393 | 5347.3163 | 5368.6955 | [8 empty] | 5332.9368 | 5331 | 5319.3856 | 5203.4393 | 5347.3163 | 5368.6955
8580 | 5331 | 5319.3578 | 5203.4313 | 5347.0459 | 5368.6421 | [8 empty] | 5332.9344 | 5331 | 5319.3578 | 5203.4313 | 5347.0459 | 5368.6421
8581 | 5331 | 5319.0415 | 5203.2546 | 5346.953 | 5368.6153 | [8 empty] | 5332.8208 | 5331 | 5319.0415 | 5203.2546 | 5346.953 | 5368.6153
8582 | 5331 | 5319.0143 | 5202.9971 | 5346.7306 | 5368.6007 | [8 empty] | 5332.6834 | 5331 | 5319.0143 | 5202.9971 | 5346.7306 | 5368.6007
8583 | 5331 | 5319.0094 | 5202.7807 | 5346.5809 | 5368.4078 | [8 empty] | 5332.6498 | 5331 | 5319.0094 | 5202.7807 | 5346.5809 | 5368.4078
8584 | 5331 | 5318.9729 | 5202.674 | 5346.5779 | 5368.3585 | [8 empty] | 5332.6166 | 5331 | 5318.9729 | 5202.674 | 5346.5779 | 5368.3585
8585 | 5331 | 5318.3511 | 5202.5355 | 5346.1391 | 5368.3567 | [8 empty] | 5332.5293 | 5331 | 5318.3511 | 5202.5355 | 5346.1391 | 5368.3567
8586 | 5331 | 5318.3362 | 5202.5345 | 5346.0084 | 5368.3477 | [8 empty] | 5332.3669 | 5331 | 5318.3362 | 5202.5345 | 5346.0084 | 5368.3477
8587 | 5331 | 5318.1324 | 5202.1686 | 5345.9746 | 5368.3033 | [8 empty] | 5332.2105 | 5331 | 5318.1324 | 5202.1686 | 5345.9746 | 5368.3033
8588 | 5331 | 5318.0237 | 5201.7621 | 5345.8559 | 5368.1855 | [8 empty] | 5332.1775 | 5331 | 5318.0237 | 5201.7621 | 5345.8559 | 5368.1855
8589 | 5331 | 5318.0179 | 5201.7251 | 5345.7416 | 5367.9144 | [8 empty] | 5331.9355 | 5331 | 5318.0179 | 5201.7251 | 5345.7416 | 5367.9144
8590 | 5330 | 5318.003 | 5201.5098 | 5345.5315 | 5367.893 | [8 empty] | 5331.7547 | 5330 | 5318.003 | 5201.5098 | 5345.5315 | 5367.893
8591 | 5330 | 5318.0009 | 5200.9861 | 5345.4098 | 5367.832 | [8 empty] | 5331.5694 | 5330 | 5318.0009 | 5200.9861 | 5345.4098 | 5367.832
8592 | 5330 | 5317.9629 | 5200.9158 | 5345.3333 | 5367.7936 | [8 empty] | 5331.5488 | 5330 | 5317.9629 | 5200.9158 | 5345.3333 | 5367.7936
8593 | 5330 | 5317.8691 | 5200.9081 | 5345.0422 | 5367.6829 | [8 empty] | 5331.5379 | 5330 | 5317.8691 | 5200.9081 | 5345.0422 | 5367.6829
8594 | 5330 | 5317.7842 | 5200.6179 | 5344.7743 | 5367.584 | [8 empty] | 5331.2233 | 5330 | 5317.7842 | 5200.6179 | 5344.7743 | 5367.584
8595 | 5330 | 5317.7148 | 5200.4394 | 5344.6426 | 5367.5367 | [8 empty] | 5330.9504 | 5330 | 5317.7148 | 5200.4394 | 5344.6426 | 5367.5367
8596 | 5330 | 5317.6309 | 5200.1572 | 5344.6425 | 5367.1231 | [8 empty] | 5330.739 | 5330 | 5317.6309 | 5200.1572 | 5344.6425 | 5367.1231
8597 | 5330 | 5317.6192 | 5200.0949 | 5344.3723 | 5366.9603 | [8 empty] | 5330.6541 | 5330 | 5317.6192 | 5200.0949 | 5344.3723 | 5366.9603
8598 | 5330 | 5317.4706 | 5200.0816 | 5344.2869 | 5366.8865 | [8 empty] | 5330.5271 | 5330 | 5317.4706 | 5200.0816 | 5344.2869 | 5366.8865
8599 | 5330 | 5317.3722 | 5200.0193 | 5344.1184 | 5366.8648 | [8 empty] | 5330.4485 | 5330 | 5317.3722 | 5200.0193 | 5344.1184 | 5366.8648
8600 | 5329 | 5317.2464 | 5199.4198 | 5343.9318 | 5366.6881 | [8 empty] | 5330.3387 | 5329 | 5317.2464 | 5199.4198 | 5343.9318 | 5366.6881
8601 | 5329 | 5317.1875 | 5198.973 | 5343.6106 | 5366.6052 | [8 empty] | 5330.0846 | 5329 | 5317.1875 | 5198.973 | 5343.6106 | 5366.6052
8602 | 5329 | 5316.8879 | 5198.6336 | 5343.5872 | 5366.4141 | [8 empty] | 5329.9627 | 5329 | 5316.8879 | 5198.6336 | 5343.5872 | 5366.4141
8603 | 5329 | 5316.7504 | 5198.6039 | 5343.3988 | 5366.1324 | [8 empty] | 5329.9094 | 5329 | 5316.7504 | 5198.6039 | 5343.3988 | 5366.1324
8604 | 5328 | 5316.6447 | 5198.4996 | 5343.3508 | 5366.071 | [8 empty] | 5329.8607 | 5328 | 5316.6447 | 5198.4996 | 5343.3508 | 5366.071
8605 | 5328 | 5316.566 | 5198.3037 | 5343.2602 | 5365.9026 | [8 empty] | 5329.7757 | 5328 | 5316.566 | 5198.3037 | 5343.2602 | 5365.9026
8606 | 5328 | 5316.5272 | 5198.2663 | 5343.1502 | 5365.1388 | [8 empty] | 5329.758 | 5328 | 5316.5272 | 5198.2663 | 5343.1502 | 5365.1388
8607 | 5327 | 5316.5227 | 5198.1777 | 5342.8757 | 5364.9326 | [8 empty] | 5329.7409 | 5327 | 5316.5227 | 5198.1777 | 5342.8757 | 5364.9326
8608 | 5327 | 5316.5065 | 5198.1235 | 5342.8664 | 5364.7402 | [8 empty] | 5329.6551 | 5327 | 5316.5065 | 5198.1235 | 5342.8664 | 5364.7402
8609 | 5327 | 5316.1875 | 5198.084 | 5342.4717 | 5364.404 | [8 empty] | 5329.6411 | 5327 | 5316.1875 | 5198.084 | 5342.4717 | 5364.404
8610 | 5327 | 5316.1317 | 5197.8569 | 5342.4117 | 5364.2627 | [8 empty] | 5329.4877 | 5327 | 5316.1317 | 5197.8569 | 5342.4117 | 5364.2627
8611 | 5327 | 5316.0992 | 5197.8553 | 5342.2877 | 5364.0797 | [8 empty] | 5329.3702 | 5327 | 5316.0992 | 5197.8553 | 5342.2877 | 5364.0797
8612 | 5327 | 5315.6674 | 5197.8301 | 5342.192 | 5363.9741 | [8 empty] | 5329.3142 | 5327 | 5315.6674 | 5197.8301 | 5342.192 | 5363.9741
8613 | 5327 | 5315.6126 | 5197.6783 | 5342.1001 | 5363.9042 | [8 empty] | 5329.2063 | 5327 | 5315.6126 | 5197.6783 | 5342.1001 | 5363.9042
8614 | 5327 | 5315.4156 | 5197.6103 | 5341.6901 | 5363.7635 | [8 empty] | 5329.1071 | 5327 | 5315.4156 | 5197.6103 | 5341.6901 | 5363.7635
8615 | 5326 | 5315.402 | 5197.517 | 5341.5508 | 5363.7414 | [8 empty] | 5328.9325 | 5326 | 5315.402 | 5197.517 | 5341.5508 | 5363.7414
8616 | 5326 | 5315.335 | 5197.5115 | 5341.208 | 5363.6676 | [8 empty] | 5328.8836 | 5326 | 5315.335 | 5197.5115 | 5341.208 | 5363.6676
8617 | 5326 | 5315.3058 | 5197.1624 | 5341.2032 | 5363.5495 | [8 empty] | 5328.7401 | 5326 | 5315.3058 | 5197.1624 | 5341.2032 | 5363.5495
8618 | 5326 | 5315.3053 | 5196.9347 | 5341.118 | 5363.3937 | [8 empty] | 5328.5518 | 5326 | 5315.3053 | 5196.9347 | 5341.118 | 5363.3937
8619 | 5325 | 5315.0568 | 5196.7971 | 5341.0869 | 5363.2133 | [8 empty] | 5328.5121 | 5325 | 5315.0568 | 5196.7971 | 5341.0869 | 5363.2133
8620 | 5325 | 5314.9105 | 5196.5415 | 5340.9668 | 5363.1859 | [8 empty] | 5328.4802 | 5325 | 5314.9105 | 5196.5415 | 5340.9668 | 5363.1859
8621 | 5325 | 5314.6719 | 5196.3097 | 5340.884 | 5363.1212 | [8 empty] | 5328.3014 | 5325 | 5314.6719 | 5196.3097 | 5340.884 | 5363.1212
8622 | 5325 | 5314.624 | 5196.1621 | 5340.874 | 5362.9085 | [8 empty] | 5328.2671 | 5325 | 5314.624 | 5196.1621 | 5340.874 | 5362.9085
8623 | 5325 | 5314.4026 | 5196.0186 | 5340.4086 | 5362.8526 | [8 empty] | 5328.1862 | 5325 | 5314.4026 | 5196.0186 | 5340.4086 | 5362.8526
8624 | 5325 | 5314.3973 | 5195.9447 | 5340.3359 | 5362.6858 | [8 empty] | 5328.156 | 5325 | 5314.3973 | 5195.9447 | 5340.3359 | 5362.6858
8625 | 5325 | 5314.3542 | 5195.899 | 5340.2898 | 5362.3667 | [8 empty] | 5328.0994 | 5325 | 5314.3542 | 5195.899 | 5340.2898 | 5362.3667
8626 | 5325 | 5314.2892 | 5195.674 | 5340.2578 | 5362.1021 | [8 empty] | 5327.7639 | 5325 | 5314.2892 | 5195.674 | 5340.2578 | 5362.1021
8627 | 5324 | 5314.1535 | 5195.5613 | 5339.9586 | 5362.0109 | [8 empty] | 5327.759 | 5324 | 5314.1535 | 5195.5613 | 5339.9586 | 5362.0109
8628 | 5324 | 5314.0337 | 5195.5213 | 5339.8226 | 5361.8751 | [8 empty] | 5327.5808 | 5324 | 5314.0337 | 5195.5213 | 5339.8226 | 5361.8751
8629 | 5324 | 5313.7644 | 5195.4717 | 5339.8016 | 5361.8229 | [8 empty] | 5327.3295 | 5324 | 5313.7644 | 5195.4717 | 5339.8016 | 5361.8229
8630 | 5324 | 5313.4477 | 5195.4595 | 5339.7667 | 5361.6012 | [8 empty] | 5327.3098 | 5324 | 5313.4477 | 5195.4595 | 5339.7667 | 5361.6012
8631 | 5324 | 5313.182 | 5195.055 | 5339.6598 | 5361.5347 | [8 empty] | 5327.2598 | 5324 | 5313.182 | 5195.055 | 5339.6598 | 5361.5347
8632 | 5323 | 5312.8284 | 5194.8359 | 5338.7091 | 5361.4362 | [8 empty] | 5327.1999 | 5323 | 5312.8284 | 5194.8359 | 5338.7091 | 5361.4362
8633 | 5323 | 5312.7205 | 5194.6418 | 5338.4929 | 5361.4031 | [8 empty] | 5327.126 | 5323 | 5312.7205 | 5194.6418 | 5338.4929 | 5361.4031
8634 | 5323 | 5312.4741 | 5194.5665 | 5338.4681 | 5361.2839 | [8 empty] | 5326.9318 | 5323 | 5312.4741 | 5194.5665 | 5338.4681 | 5361.2839
8635 | 5323 | 5312.105 | 5194.4373 | 5338.3041 | 5361.1736 | [8 empty] | 5326.8017 | 5323 | 5312.105 | 5194.4373 | 5338.3041 | 5361.1736
8636 | 5323 | 5312.089 | 5194.2898 | 5338.3016 | 5361.082 | [8 empty] | 5326.6435 | 5323 | 5312.089 | 5194.2898 | 5338.3016 | 5361.082
8637 | 5323 | 5312.0289 | 5194.1852 | 5338.248 | 5361.0353 | [8 empty] | 5326.5608 | 5323 | 5312.0289 | 5194.1852 | 5338.248 | 5361.0353
8638 | 5323 | 5311.8154 | 5194.1321 | 5338.1897 | 5360.9931 | [8 empty] | 5326.323 | 5323 | 5311.8154 | 5194.1321 | 5338.1897 | 5360.9931
8639 | 5322 | 5311.7942 | 5194.0283 | 5337.8043 | 5360.642 | [8 empty] | 5326.3122 | 5322 | 5311.7942 | 5194.0283 | 5337.8043 | 5360.642
8640 | 5322 | 5311.5811 | 5193.891 | 5337.5823 | 5360.5725 | [8 empty] | 5326.1423 | 5322 | 5311.5811 | 5193.891 | 5337.5823 | 5360.5725
8641 | 5322 | 5311.4043 | 5193.7766 | 5337.2933 | 5360.523 | [8 empty] | 5325.8643 | 5322 | 5311.4043 | 5193.7766 | 5337.2933 | 5360.523
8642 | 5322 | 5311.2827 | 5193.5891 | 5337.1223 | 5360.2978 | [8 empty] | 5325.8556 | 5322 | 5311.2827 | 5193.5891 | 5337.1223 | 5360.2978
8643 | 5322 | 5311.124 | 5193.5396 | 5336.9981 | 5360.0375 | [8 empty] | 5325.5921 | 5322 | 5311.124 | 5193.5396 | 5336.9981 | 5360.0375
8644 | 5322 | 5311.0439 | 5193.2815 | 5336.811 | 5359.9327 | [8 empty] | 5325.4387 | 5322 | 5311.0439 | 5193.2815 | 5336.811 | 5359.9327
8645 | 5322 | 5311.031 | 5193.0927 | 5336.6944 | 5359.8312 | [8 empty] | 5325.2851 | 5322 | 5311.031 | 5193.0927 | 5336.6944 | 5359.8312
8646 | 5322 | 5310.9525 | 5193.009 | 5336.6677 | 5359.8286 | [8 empty] | 5325.1508 | 5322 | 5310.9525 | 5193.009 | 5336.6677 | 5359.8286
8647 | 5321 | 5310.7506 | 5192.9451 | 5336.621 | 5359.6372 | [8 empty] | 5324.9591 | 5321 | 5310.7506 | 5192.9451 | 5336.621 | 5359.6372
8648 | 5321 | 5310.4987 | 5192.69 | 5336.4931 | 5359.5612 | [8 empty] | 5324.9538 | 5321 | 5310.4987 | 5192.69 | 5336.4931 | 5359.5612
8649 | 5321 | 5310.489 | 5192.4942 | 5336.4572 | 5359.5458 | [8 empty] | 5324.6986 | 5321 | 5310.489 | 5192.4942 | 5336.4572 | 5359.5458
8650 | 5321 | 5310.3173 | 5192.4662 | 5336.3043 | 5359.527 | [8 empty] | 5324.1442 | 5321 | 5310.3173 | 5192.4662 | 5336.3043 | 5359.527
8651 | 5321 | 5310.281 | 5192.2443 | 5336.1308 | 5359.1561 | [8 empty] | 5324.0725 | 5321 | 5310.281 | 5192.2443 | 5336.1308 | 5359.1561
8652 | 5321 | 5310.1659 | 5192.1244 | 5335.9771 | 5358.9154 | [8 empty] | 5324.037 | 5321 | 5310.1659 | 5192.1244 | 5335.9771 | 5358.9154
8653 | 5321 | 5309.9522 | 5192.0269 | 5335.8338 | 5358.8525 | [8 empty] | 5323.7975 | 5321 | 5309.9522 | 5192.0269 | 5335.8338 | 5358.8525
8654 | 5320 | 5309.7622 | 5191.8293 | 5335.7583 | 5358.8252 | [8 empty] | 5323.7578 | 5320 | 5309.7622 | 5191.8293 | 5335.7583 | 5358.8252
8655 | 5320 | 5309.5522 | 5191.4571 | 5335.6723 | 5358.6024 | [8 empty] | 5323.6839 | 5320 | 5309.5522 | 5191.4571 | 5335.6723 | 5358.6024
8656 | 5320 | 5309.4399 | 5191.1207 | 5335.657 | 5358.0556 | [8 empty] | 5323.6239 | 5320 | 5309.4399 | 5191.1207 | 5335.657 | 5358.0556
8657 | 5320 | 5309.4271 | 5190.5786 | 5335.5455 | 5357.9961 | [8 empty] | 5323.5885 | 5320 | 5309.4271 | 5190.5786 | 5335.5455 | 5357.9961
8658 | 5320 | 5308.9171 | 5190.3755 | 5335.5001 | 5357.8941 | [8 empty] | 5323.5834 | 5320 | 5308.9171 | 5190.3755 | 5335.5001 | 5357.8941
8659 | 5320 | 5308.8535 | 5189.9633 | 5335.4656 | 5357.8838 | [8 empty] | 5323.5223 | 5320 | 5308.8535 | 5189.9633 | 5335.4656 | 5357.8838
8660 | 5320 | 5308.5177 | 5189.778 | 5335.4537 | 5357.6966 | [8 empty] | 5323.3189 | 5320 | 5308.5177 | 5189.778 | 5335.4537 | 5357.6966
8661 | 5320 | 5308.4852 | 5189.5165 | 5335.3221 | 5357.4525 | [8 empty] | 5323.1416 | 5320 | 5308.4852 | 5189.5165 | 5335.3221 | 5357.4525
8662 | 5320 | 5308.3576 | 5189.2938 | 5335.3214 | 5357.3342 | [8 empty] | 5322.846 | 5320 | 5308.3576 | 5189.2938 | 5335.3214 | 5357.3342
8663 | 5319 | 5308.1914 | 5189.1794 | 5335.2817 | 5357.2089 | [8 empty] | 5322.726 | 5319 | 5308.1914 | 5189.1794 | 5335.2817 | 5357.2089
8664 | 5319 | 5308.1313 | 5189.1664 | 5335.2704 | 5357.2056 | [8 empty] | 5322.7097 | 5319 | 5308.1313 | 5189.1664 | 5335.2704 | 5357.2056
8665 | 5319 | 5308.0969 | 5189.0474 | 5335.1049 | 5356.9133 | [8 empty] | 5322.5331 | 5319 | 5308.0969 | 5189.0474 | 5335.1049 | 5356.9133
8666 | 5319 | 5307.9498 | 5188.9023 | 5334.969 | 5356.7292 | [8 empty] | 5322.5292 | 5319 | 5307.9498 | 5188.9023 | 5334.969 | 5356.7292
8667 | 5319 | 5307.8222 | 5188.7799 | 5334.7275 | 5356.4783 | [8 empty] | 5322.3586 | 5319 | 5307.8222 | 5188.7799 | 5334.7275 | 5356.4783
8668 | 5319 | 5307.4872 | 5188.5887 | 5334.087 | 5356.4731 | [8 empty] | 5322.3435 | 5319 | 5307.4872 | 5188.5887 | 5334.087 | 5356.4731
8669 | 5319 | 5307.3474 | 5188.4004 | 5334.0558 | 5356.3328 | [8 empty] | 5322.1829 | 5319 | 5307.3474 | 5188.4004 | 5334.0558 | 5356.3328
8670 | 5318 | 5307.3412 | 5188.3012 | 5334.0335 | 5356.3127 | [8 empty] | 5322.1148 | 5318 | 5307.3412 | 5188.3012 | 5334.0335 | 5356.3127
8671 | 5318 | 5307.3055 | 5188.1089 | 5333.928 | 5356.3108 | [8 empty] | 5322.1058 | 5318 | 5307.3055 | 5188.1089 | 5333.928 | 5356.3108
8672 | 5318 | 5307.2823 | 5188.0507 | 5333.9135 | 5356.242 | [8 empty] | 5321.9381 | 5318 | 5307.2823 | 5188.0507 | 5333.9135 | 5356.242
8673 | 5318 | 5307.2189 | 5187.8848 | 5333.8706 | 5356.0598 | [8 empty] | 5321.8132 | 5318 | 5307.2189 | 5187.8848 | 5333.8706 | 5356.0598
8674 | 5318 | 5307.0178 | 5187.6933 | 5333.7429 | 5355.9679 | [8 empty] | 5321.7725 | 5318 | 5307.0178 | 5187.6933 | 5333.7429 | 5355.9679
8675 | 5318 | 5306.8113 | 5187.6041 | 5333.7377 | 5355.9602 | [8 empty] | 5321.4716 | 5318 | 5306.8113 | 5187.6041 | 5333.7377 | 5355.9602
8676 | 5318 | 5306.5096 | 5187.6037 | 5333.4972 | 5355.6895 | [8 empty] | 5321.4501 | 5318 | 5306.5096 | 5187.6037 | 5333.4972 | 5355.6895
8677 | 5318 | 5306.3425 | 5187.5274 | 5333.4158 | 5355.6772 | [8 empty] | 5321.3003 | 5318 | 5306.3425 | 5187.5274 | 5333.4158 | 5355.6772
8678 | 5317 | 5306.2583 | 5187.458 | 5333.3603 | 5355.6116 | [8 empty] | 5321.0719 | 5317 | 5306.2583 | 5187.458 | 5333.3603 | 5355.6116
8679 | 5317 | 5305.9804 | 5187.3789 | 5333.2849 | 5355.595 | [8 empty] | 5321.0569 | 5317 | 5305.9804 | 5187.3789 | 5333.2849 | 5355.595
8680 | 5317 | 5305.8773 | 5186.8984 | 5333.2682 | 5355.4403 | [8 empty] | 5320.7686 | 5317 | 5305.8773 | 5186.8984 | 5333.2682 | 5355.4403
8681 | 5317 | 5305.8742 | 5186.8921 | 5333.2559 | 5355.3781 | [8 empty] | 5320.6654 | 5317 | 5305.8742 | 5186.8921 | 5333.2559 | 5355.3781
8682 | 5317 | 5305.7172 | 5186.5978 | 5333.1533 | 5355.3661 | [8 empty] | 5320.638 | 5317 | 5305.7172 | 5186.5978 | 5333.1533 | 5355.3661
8683 | 5317 | 5305.5563 | 5186.4133 | 5332.8492 | 5355.3259 | [8 empty] | 5320.0279 | 5317 | 5305.5563 | 5186.4133 | 5332.8492 | 5355.3259
8684 | 5317 | 5305.1189 | 5186.1603 | 5332.7487 | 5355.2722 | [8 empty] | 5320.0227 | 5317 | 5305.1189 | 5186.1603 | 5332.7487 | 5355.2722
8685 | 5317 | 5305.0858 | 5185.9542 | 5332.5395 | 5355.2028 | [8 empty] | 5320.022 | 5317 | 5305.0858 | 5185.9542 | 5332.5395 | 5355.2028
8686 | 5317 | 5305.0406 | 5185.9367 | 5332.3416 | 5355.2022 | [8 empty] | 5319.9303 | 5317 | 5305.0406 | 5185.9367 | 5332.3416 | 5355.2022
8687 | 5317 | 5304.8522 | 5185.8699 | 5332.3233 | 5354.8775 | [8 empty] | 5319.8941 | 5317 | 5304.8522 | 5185.8699 | 5332.3233 | 5354.8775
8688 | 5316 | 5304.7063 | 5185.6995 | 5332.211 | 5354.8441 | [8 empty] | 5319.6221 | 5316 | 5304.7063 | 5185.6995 | 5332.211 | 5354.8441
8689 | 5316 | 5304.4313 | 5185.5839 | 5332.1591 | 5354.1304 | [8 empty] | 5319.5667 | 5316 | 5304.4313 | 5185.5839 | 5332.1591 | 5354.1304
8690 | 5316 | 5304.2358 | 5185.5623 | 5332.0438 | 5353.7263 | [8 empty] | 5319.3351 | 5316 | 5304.2358 | 5185.5623 | 5332.0438 | 5353.7263
8691 | 5315 | 5303.9488 | 5185.318 | 5331.5379 | 5353.4063 | [8 empty] | 5319.1642 | 5315 | 5303.9488 | 5185.318 | 5331.5379 | 5353.4063
8692 | 5315 | 5303.8577 | 5185.305 | 5331.3318 | 5353.2469 | [8 empty] | 5318.9593 | 5315 | 5303.8577 | 5185.305 | 5331.3318 | 5353.2469
8693 | 5315 | 5303.7639 | 5185.0556 | 5331.1244 | 5353.1349 | [8 empty] | 5318.951 | 5315 | 5303.7639 | 5185.0556 | 5331.1244 | 5353.1349
8694 | 5315 | 5303.6322 | 5185.0058 | 5330.8555 | 5352.8096 | [8 empty] | 5318.8961 | 5315 | 5303.6322 | 5185.0058 | 5330.8555 | 5352.8096
8695 | 5315 | 5303.6321 | 5184.9151 | 5330.8098 | 5352.5502 | [8 empty] | 5318.845 | 5315 | 5303.6321 | 5184.9151 | 5330.8098 | 5352.5502
8696 | 5314 | 5303.5036 | 5184.7261 | 5330.6052 | 5352.4451 | [8 empty] | 5318.8263 | 5314 | 5303.5036 | 5184.7261 | 5330.6052 | 5352.4451
8697 | 5314 | 5303.454 | 5184.5664 | 5330.4208 | 5352.3972 | [8 empty] | 5318.7382 | 5314 | 5303.454 | 5184.5664 | 5330.4208 | 5352.3972
8698 | 5314 | 5303.351 | 5184.5642 | 5330.3618 | 5352.38 | [8 empty] | 5318.7318 | 5314 | 5303.351 | 5184.5642 | 5330.3618 | 5352.38
8699 | 5314 | 5303.322 | 5184.5588 | 5330.3459 | 5352.1051 | [8 empty] | 5318.5749 | 5314 | 5303.322 | 5184.5588 | 5330.3459 | 5352.1051
8700 | 5314 | 5303.3167 | 5184.5564 | 5329.9728 | 5351.9849 | [8 empty] | 5318.4368 | 5314 | 5303.3167 | 5184.5564 | 5329.9728 | 5351.9849
8701 | 5314 | 5303.2713 | 5184.5466 | 5329.946 | 5351.907 | [8 empty] | 5317.9566 | 5314 | 5303.2713 | 5184.5466 | 5329.946 | 5351.907
8702 | 5314 | 5303.1489 | 5184.3346 | 5329.8328 | 5351.8097 | [8 empty] | 5317.7176 | 5314 | 5303.1489 | 5184.3346 | 5329.8328 | 5351.8097
8703 | 5314 | 5302.6184 | 5184.2761 | 5329.8069 | 5350.7863 | [8 empty] | 5317.6571 | 5314 | 5302.6184 | 5184.2761 | 5329.8069 | 5350.7863
8704 | 5313 | 5302.4644 | 5184.1389 | 5329.7129 | 5350.6205 | [8 empty] | 5317.571 | 5313 | 5302.4644 | 5184.1389 | 5329.7129 | 5350.6205
8705 | 5313 | 5302.411 | 5184.1162 | 5329.5976 | 5350.4671 | [8 empty] | 5317.4841 | 5313 | 5302.411 | 5184.1162 | 5329.5976 | 5350.4671
8706 | 5313 | 5302.3889 | 5184.0913 | 5329.377 | 5350.272 | [8 empty] | 5317.2927 | 5313 | 5302.3889 | 5184.0913 | 5329.377 | 5350.272
8707 | 5313 | 5302.3768 | 5183.9861 | 5329.3768 | 5350.0508 | [8 empty] | 5317.047 | 5313 | 5302.3768 | 5183.9861 | 5329.3768 | 5350.0508
8708 | 5312 | 5302.3287 | 5183.8859 | 5329.3115 | 5349.5152 | [8 empty] | 5316.6615 | 5312 | 5302.3287 | 5183.8859 | 5329.3115 | 5349.5152
8709 | 5312 | 5302.2791 | 5183.5878 | 5329.2931 | 5349.4437 | [8 empty] | 5316.6124 | 5312 | 5302.2791 | 5183.5878 | 5329.2931 | 5349.4437
8710 | 5312 | 5302.2413 | 5183.4896 | 5329.2706 | 5349.22 | [8 empty] | 5316.5874 | 5312 | 5302.2413 | 5183.4896 | 5329.2706 | 5349.22
8711 | 5312 | 5302.2337 | 5183.4016 | 5329.1993 | 5349.1976 | [8 empty] | 5316.4203 | 5312 | 5302.2337 | 5183.4016 | 5329.1993 | 5349.1976
8712 | 5312 | 5302.0734 | 5183.123 | 5329.1708 | 5349.1698 | [8 empty] | 5316.3476 | 5312 | 5302.0734 | 5183.123 | 5329.1708 | 5349.1698
8713 | 5312 | 5302.031 | 5182.6857 | 5329.0408 | 5349.1344 | [8 empty] | 5315.8652 | 5312 | 5302.031 | 5182.6857 | 5329.0408 | 5349.1344
8714 | 5312 | 5301.9104 | 5182.6568 | 5328.9926 | 5349.0149 | [8 empty] | 5315.6663 | 5312 | 5301.9104 | 5182.6568 | 5328.9926 | 5349.0149
8715 | 5312 | 5301.8328 | 5182.562 | 5328.8878 | 5348.8362 | [8 empty] | 5315.2658 | 5312 | 5301.8328 | 5182.562 | 5328.8878 | 5348.8362
8716 | 5311 | 5301.7146 | 5182.4748 | 5328.8137 | 5348.8273 | [8 empty] | 5315.0083 | 5311 | 5301.7146 | 5182.4748 | 5328.8137 | 5348.8273
8717 | 5311 | 5301.3581 | 5182.3084 | 5328.7764 | 5348.7386 | [8 empty] | 5314.4794 | 5311 | 5301.3581 | 5182.3084 | 5328.7764 | 5348.7386
8718 | 5311 | 5301.0591 | 5182.2567 | 5328.7131 | 5348.7313 | [8 empty] | 5314.4321 | 5311 | 5301.0591 | 5182.2567 | 5328.7131 | 5348.7313
8719 | 5311 | 5300.9772 | 5181.9764 | 5328.6899 | 5348.6811 | [8 empty] | 5314.2708 | 5311 | 5300.9772 | 5181.9764 | 5328.6899 | 5348.6811
8720 | 5310 | 5300.8809 | 5181.9658 | 5328.5305 | 5348.6504 | [8 empty] | 5314.0572 | 5310 | 5300.8809 | 5181.9658 | 5328.5305 | 5348.6504
8721 | 5310 | 5300.7588 | 5181.9261 | 5328.3357 | 5348.5974 | [8 empty] | 5313.9685 | 5310 | 5300.7588 | 5181.9261 | 5328.3357 | 5348.5974
8722 | 5310 | 5300.7198 | 5181.7448 | 5328.322 | 5348.4631 | [8 empty] | 5313.899 | 5310 | 5300.7198 | 5181.7448 | 5328.322 | 5348.4631
8723 | 5310 | 5300.708 | 5181.4434 | 5328.1835 | 5348.4146 | [8 empty] | 5313.867 | 5310 | 5300.708 | 5181.4434 | 5328.1835 | 5348.4146
8724 | 5310 | 5300.6358 | 5181.3759 | 5327.844 | 5348.3366 | [8 empty] | 5313.7529 | 5310 | 5300.6358 | 5181.3759 | 5327.844 | 5348.3366
8725 | 5309 | 5300.57 | 5181.2105 | 5327.6842 | 5348.3129 | [8 empty] | 5313.6954 | 5309 | 5300.57 | 5181.2105 | 5327.6842 | 5348.3129
8726 | 5309 | 5300.5249 | 5181.0726 | 5327.5885 | 5348.1495 | [8 empty] | 5313.6102 | 5309 | 5300.5249 | 5181.0726 | 5327.5885 | 5348.1495
8727 | 5309 | 5300.39 | 5180.9465 | 5327.5175 | 5347.9563 | [8 empty] | 5313.4079 | 5309 | 5300.39 | 5180.9465 | 5327.5175 | 5347.9563
8728 | 5308 | 5300.2633 | 5180.7342 | 5327.3578 | 5347.9358 | [8 empty] | 5313.1233 | 5308 | 5300.2633 | 5180.7342 | 5327.3578 | 5347.9358
8729 | 5308 | 5300.2159 | 5180.7156 | 5327.2276 | 5347.6322 | [8 empty] | 5313.0659 | 5308 | 5300.2159 | 5180.7156 | 5327.2276 | 5347.6322
8730 | 5308 | 5300.1879 | 5180.556 | 5327.1228 | 5347.517 | [8 empty] | 5312.8406 | 5308 | 5300.1879 | 5180.556 | 5327.1228 | 5347.517
8731 | 5308 | 5300.1583 | 5180.512 | 5327.0422 | 5347.2266 | [8 empty] | 5312.7259 | 5308 | 5300.1583 | 5180.512 | 5327.0422 | 5347.2266
8732 | 5308 | 5300.0812 | 5180.506 | 5326.8899 | 5347.1876 | [8 empty] | 5312.6652 | 5308 | 5300.0812 | 5180.506 | 5326.8899 | 5347.1876
8733 | 5308 | 5299.9731 | 5180.3753 | 5326.7741 | 5347.0708 | [8 empty] | 5312.6436 | 5308 | 5299.9731 | 5180.3753 | 5326.7741 | 5347.0708
8734 | 5307 | 5299.82 | 5180.2474 | 5326.6646 | 5346.9882 | [8 empty] | 5312.5644 | 5307 | 5299.82 | 5180.2474 | 5326.6646 | 5346.9882
8735 | 5307 | 5299.463 | 5179.8734 | 5326.4833 | 5346.5579 | [8 empty] | 5312.4709 | 5307 | 5299.463 | 5179.8734 | 5326.4833 | 5346.5579
8736 | 5307 | 5299.2476 | 5179.6019 | 5326.1851 | 5346.4088 | [8 empty] | 5311.6638 | 5307 | 5299.2476 | 5179.6019 | 5326.1851 | 5346.4088
8737 | 5307 | 5299.0337 | 5179.5292 | 5326.134 | 5346.3832 | [8 empty] | 5311.6181 | 5307 | 5299.0337 | 5179.5292 | 5326.134 | 5346.3832
8738 | 5307 | 5299.0319 | 5179.5189 | 5325.985 | 5346.3411 | [8 empty] | 5311.227 | 5307 | 5299.0319 | 5179.5189 | 5325.985 | 5346.3411
8739 | 5307 | 5298.6555 | 5179.159 | 5325.7583 | 5345.6889 | [8 empty] | 5311.1837 | 5307 | 5298.6555 | 5179.159 | 5325.7583 | 5345.6889
8740 | 5306 | 5298.6275 | 5179.0556 | 5325.6785 | 5345.5928 | [8 empty] | 5311.0614 | 5306 | 5298.6275 | 5179.0556 | 5325.6785 | 5345.5928
8741 | 5306 | 5297.9516 | 5178.8036 | 5325.6751 | 5345.5357 | [8 empty] | 5310.843 | 5306 | 5297.9516 | 5178.8036 | 5325.6751 | 5345.5357
8742 | 5306 | 5297.7591 | 5178.7349 | 5325.512 | 5345.2447 | [8 empty] | 5310.5694 | 5306 | 5297.7591 | 5178.7349 | 5325.512 | 5345.2447
8743 | 5306 | 5297.7361 | 5178.7048 | 5325.384 | 5345.1618 | [8 empty] | 5310.5411 | 5306 | 5297.7361 | 5178.7048 | 5325.384 | 5345.1618
8744 | 5306 | 5297.7073 | 5178.555 | 5325.2228 | 5344.9234 | [8 empty] | 5310.5045 | 5306 | 5297.7073 | 5178.555 | 5325.2228 | 5344.9234
8745 | 5305 | 5297.7054 | 5178.3311 | 5325.1562 | 5344.8444 | [8 empty] | 5310.4639 | 5305 | 5297.7054 | 5178.3311 | 5325.1562 | 5344.8444
8746 | 5305 | 5297.6612 | 5178.1338 | 5324.9944 | 5344.8152 | [8 empty] | 5310.2315 | 5305 | 5297.6612 | 5178.1338 | 5324.9944 | 5344.8152
8747 | 5305 | 5297.6564 | 5178.1179 | 5324.9214 | 5344.751 | [8 empty] | 5310.1506 | 5305 | 5297.6564 | 5178.1179 | 5324.9214 | 5344.751
8748 | 5305 | 5297.6359 | 5177.8951 | 5324.6626 | 5344.4815 | [8 empty] | 5310.0453 | 5305 | 5297.6359 | 5177.8951 | 5324.6626 | 5344.4815
8749 | 5305 | 5297.559 | 5177.7437 | 5324.6525 | 5344.4761 | [8 empty] | 5309.9922 | 5305 | 5297.559 | 5177.7437 | 5324.6525 | 5344.4761
8750 | 5305 | 5297.3505 | 5177.5861 | 5324.4988 | 5344.467 | [8 empty] | 5309.8682 | 5305 | 5297.3505 | 5177.5861 | 5324.4988 | 5344.467
8751 | 5304 | 5297.1174 | 5177.4147 | 5324.4912 | 5344.2371 | [8 empty] | 5309.7006 | 5304 | 5297.1174 | 5177.4147 | 5324.4912 | 5344.2371
8752 | 5304 | 5297.0062 | 5177.0622 | 5324.4178 | 5344.2157 | [8 empty] | 5309.6402 | 5304 | 5297.0062 | 5177.0622 | 5324.4178 | 5344.2157
8753 | 5304 | 5297.0039 | 5177.0011 | 5324.2942 | 5344.0488 | [8 empty] | 5309.0464 | 5304 | 5297.0039 | 5177.0011 | 5324.2942 | 5344.0488
8754 | 5303 | 5296.7868 | 5176.8464 | 5324.0179 | 5343.9056 | [8 empty] | 5308.5255 | 5303 | 5296.7868 | 5176.8464 | 5324.0179 | 5343.9056
8755 | 5303 | 5296.7227 | 5176.596 | 5323.6266 | 5343.7919 | [8 empty] | 5308.396 | 5303 | 5296.7227 | 5176.596 | 5323.6266 | 5343.7919
8756 | 5303 | 5296.5053 | 5176.5359 | 5322.9638 | 5343.64 | [8 empty] | 5308.2901 | 5303 | 5296.5053 | 5176.5359 | 5322.9638 | 5343.64
8757 | 5303 | 5296.4909 | 5176.2021 | 5322.8284 | 5343.5501 | [8 empty] | 5308.2205 | 5303 | 5296.4909 | 5176.2021 | 5322.8284 | 5343.5501
8758 | 5303 | 5296.4825 | 5175.6318 | 5322.6726 | 5343.4011 | [8 empty] | 5308.1527 | 5303 | 5296.4825 | 5175.6318 | 5322.6726 | 5343.4011
8759 | 5302 | 5296.3798 | 5175.6121 | 5321.9451 | 5343.354 | [8 empty] | 5308.0872 | 5302 | 5296.3798 | 5175.6121 | 5321.9451 | 5343.354
8760 | 5302 | 5296.2529 | 5175.5976 | 5321.8017 | 5343.2902 | [8 empty] | 5308.0134 | 5302 | 5296.2529 | 5175.5976 | 5321.8017 | 5343.2902
8761 | 5302 | 5296.2308 | 5175.5195 | 5321.7997 | 5343.173 | [8 empty] | 5307.9911 | 5302 | 5296.2308 | 5175.5195 | 5321.7997 | 5343.173
8762 | 5302 | 5296.2211 | 5175.4962 | 5321.4004 | 5342.9224 | [8 empty] | 5307.8865 | 5302 | 5296.2211 | 5175.4962 | 5321.4004 | 5342.9224
8763 | 5302 | 5296.0751 | 5175.3651 | 5321.2825 | 5342.9182 | [8 empty] | 5307.3724 | 5302 | 5296.0751 | 5175.3651 | 5321.2825 | 5342.9182
8764 | 5301 | 5296.02 | 5175.3623 | 5320.9781 | 5342.7892 | [8 empty] | 5307.2103 | 5301 | 5296.02 | 5175.3623 | 5320.9781 | 5342.7892
8765 | 5301 | 5295.7601 | 5175.3082 | 5320.8059 | 5342.7022 | [8 empty] | 5307.148 | 5301 | 5295.7601 | 5175.3082 | 5320.8059 | 5342.7022
8766 | 5301 | 5295.5051 | 5175.1383 | 5320.6772 | 5342.6763 | [8 empty] | 5307.1357 | 5301 | 5295.5051 | 5175.1383 | 5320.6772 | 5342.6763
8767 | 5301 | 5295.4076 | 5175.0994 | 5320.6767 | 5342.4765 | [8 empty] | 5306.7401 | 5301 | 5295.4076 | 5175.0994 | 5320.6767 | 5342.4765
8768 | 5301 | 5295.0767 | 5175.0711 | 5320.6433 | 5342.314 | [8 empty] | 5306.731 | 5301 | 5295.0767 | 5175.0711 | 5320.6433 | 5342.314
8769 | 5301 | 5294.9741 | 5174.7562 | 5320.4888 | 5341.7682 | [8 empty] | 5306.7186 | 5301 | 5294.9741 | 5174.7562 | 5320.4888 | 5341.7682
8770 | 5301 | 5294.5903 | 5174.6873 | 5320.4023 | 5341.7284 | [8 empty] | 5306.5936 | 5301 | 5294.5903 | 5174.6873 | 5320.4023 | 5341.7284
8771 | 5300 | 5294.522 | 5174.6557 | 5320.1063 | 5341.6772 | [8 empty] | 5306.5874 | 5300 | 5294.522 | 5174.6557 | 5320.1063 | 5341.6772
8772 | 5300 | 5294.3998 | 5174.4753 | 5320.1003 | 5341.3486 | [8 empty] | 5306.5783 | 5300 | 5294.3998 | 5174.4753 | 5320.1003 | 5341.3486
8773 | 5300 | 5294.2945 | 5174.4703 | 5319.9852 | 5341.2366 | [8 empty] | 5306.5624 | 5300 | 5294.2945 | 5174.4703 | 5319.9852 | 5341.2366
8774 | 5300 | 5294.2763 | 5174.2108 | 5319.8316 | 5340.6958 | [8 empty] | 5306.4848 | 5300 | 5294.2763 | 5174.2108 | 5319.8316 | 5340.6958
8775 | 5300 | 5293.6162 | 5174.1953 | 5319.7482 | 5340.6757 | [8 empty] | 5306.4445 | 5300 | 5293.6162 | 5174.1953 | 5319.7482 | 5340.6757
8776 | 5300 | 5293.3724 | 5174.0169 | 5319.7445 | 5340.6234 | [8 empty] | 5306.1884 | 5300 | 5293.3724 | 5174.0169 | 5319.7445 | 5340.6234
8777 | 5300 | 5292.6446 | 5173.9085 | 5319.6144 | 5340.3922 | [8 empty] | 5305.8164 | 5300 | 5292.6446 | 5173.9085 | 5319.6144 | 5340.3922
8778 | 5300 | 5292.375 | 5173.8995 | 5319.3516 | 5340.3816 | [8 empty] | 5305.7341 | 5300 | 5292.375 | 5173.8995 | 5319.3516 | 5340.3816
8779 | 5300 | 5291.8949 | 5173.7601 | 5319.291 | 5340.3802 | [8 empty] | 5305.4315 | 5300 | 5291.8949 | 5173.7601 | 5319.291 | 5340.3802
8780 | 5300 | 5291.8741 | 5173.4527 | 5319.2434 | 5340.2618 | [8 empty] | 5305.4011 | 5300 | 5291.8741 | 5173.4527 | 5319.2434 | 5340.2618
8781 | 5299 | 5291.7844 | 5173.4377 | 5319.1125 | 5339.8976 | [8 empty] | 5305.3966 | 5299 | 5291.7844 | 5173.4377 | 5319.1125 | 5339.8976
8782 | 5299 | 5291.7254 | 5173.4003 | 5319.0082 | 5339.8481 | [8 empty] | 5305.191 | 5299 | 5291.7254 | 5173.4003 | 5319.0082 | 5339.8481
8783 | 5299 | 5291.6061 | 5173.3865 | 5318.9119 | 5339.8408 | [8 empty] | 5305.1897 | 5299 | 5291.6061 | 5173.3865 | 5318.9119 | 5339.8408
8784 | 5299 | 5291.5822 | 5172.949 | 5318.8335 | 5339.5984 | [8 empty] | 5305.1846 | 5299 | 5291.5822 | 5172.949 | 5318.8335 | 5339.5984
8785 | 5299 | 5291.1802 | 5172.8038 | 5318.765 | 5339.486 | [8 empty] | 5305.1469 | 5299 | 5291.1802 | 5172.8038 | 5318.765 | 5339.486
8786 | 5299 | 5290.9507 | 5172.5401 | 5318.5963 | 5339.4347 | [8 empty] | 5304.6812 | 5299 | 5290.9507 | 5172.5401 | 5318.5963 | 5339.4347
8787 | 5298 | 5290.9135 | 5172.4355 | 5318.5666 | 5339.4217 | [8 empty] | 5304.6686 | 5298 | 5290.9135 | 5172.4355 | 5318.5666 | 5339.4217
8788 | 5298 | 5290.8055 | 5172.3739 | 5318.5063 | 5339.1911 | [8 empty] | 5304.5816 | 5298 | 5290.8055 | 5172.3739 | 5318.5063 | 5339.1911
8789 | 5298 | 5290.6849 | 5172.3311 | 5318.3701 | 5339.132 | [8 empty] | 5304.3703 | 5298 | 5290.6849 | 5172.3311 | 5318.3701 | 5339.132
8790 | 5298 | 5290.654 | 5172.2026 | 5318.1431 | 5339.0543 | [8 empty] | 5304.2205 | 5298 | 5290.654 | 5172.2026 | 5318.1431 | 5339.0543
8791 | 5298 | 5290.2813 | 5171.9374 | 5317.9456 | 5339.0228 | [8 empty] | 5304.1024 | 5298 | 5290.2813 | 5171.9374 | 5317.9456 | 5339.0228
8792 | 5298 | 5290.1626 | 5171.8194 | 5317.9044 | 5338.9584 | [8 empty] | 5303.9317 | 5298 | 5290.1626 | 5171.8194 | 5317.9044 | 5338.9584
8793 | 5298 | 5290.1529 | 5171.7559 | 5317.8789 | 5338.6517 | [8 empty] | 5303.7677 | 5298 | 5290.1529 | 5171.7559 | 5317.8789 | 5338.6517
8794 | 5298 | 5290.1059 | 5171.3551 | 5317.6766 | 5338.6275 | [8 empty] | 5303.667 | 5298 | 5290.1059 | 5171.3551 | 5317.6766 | 5338.6275
8795 | 5298 | 5290.0973 | 5171.2583 | 5317.3672 | 5338.6026 | [8 empty] | 5303.6549 | 5298 | 5290.0973 | 5171.2583 | 5317.3672 | 5338.6026
8796 | 5298 | 5289.3178 | 5171.1869 | 5317.3317 | 5338.563 | [8 empty] | 5303.6448 | 5298 | 5289.3178 | 5171.1869 | 5317.3317 | 5338.563
8797 | 5298 | 5289.1482 | 5170.9034 | 5316.7702 | 5338.4728 | [8 empty] | 5303.5893 | 5298 | 5289.1482 | 5170.9034 | 5316.7702 | 5338.4728
8798 | 5297 | 5289.1033 | 5170.3133 | 5316.3306 | 5338.4457 | [8 empty] | 5303.3484 | 5297 | 5289.1033 | 5170.3133 | 5316.3306 | 5338.4457
8799 | 5297 | 5289.1012 | 5170.2458 | 5316.2654 | 5337.9355 | [8 empty] | 5303.181 | 5297 | 5289.1012 | 5170.2458 | 5316.2654 | 5337.9355
8800 | 5297 | 5288.9421 | 5170.0895 | 5316.1471 | 5337.8906 | [8 empty] | 5303.1024 | 5297 | 5288.9421 | 5170.0895 | 5316.1471 | 5337.8906
8801 | 5297 | 5288.8506 | 5169.7933 | 5315.9599 | 5337.4125 | [8 empty] | 5303.0339 | 5297 | 5288.8506 | 5169.7933 | 5315.9599 | 5337.4125
8802 | 5297 | 5288.6463 | 5169.745 | 5315.9324 | 5337.3442 | [8 empty] | 5303.0205 | 5297 | 5288.6463 | 5169.745 | 5315.9324 | 5337.3442
8803 | 5297 | 5288.594 | 5169.7443 | 5315.8335 | 5337.3247 | [8 empty] | 5302.8175 | 5297 | 5288.594 | 5169.7443 | 5315.8335 | 5337.3247
8804 | 5297 | 5288.5634 | 5169.3554 | 5315.8284 | 5337.3042 | [8 empty] | 5302.7915 | 5297 | 5288.5634 | 5169.3554 | 5315.8284 | 5337.3042
8805 | 5297 | 5288.5013 | 5169.253 | 5315.7911 | 5337.1134 | [8 empty] | 5302.751 | 5297 | 5288.5013 | 5169.253 | 5315.7911 | 5337.1134
8806 | 5297 | 5288.3305 | 5169.2406 | 5315.6379 | 5337.066 | [8 empty] | 5302.6592 | 5297 | 5288.3305 | 5169.2406 | 5315.6379 | 5337.066
8807 | 5296 | 5288.2338 | 5168.8973 | 5315.5963 | 5336.7752 | [8 empty] | 5302.5442 | 5296 | 5288.2338 | 5168.8973 | 5315.5963 | 5336.7752
8808 | 5296 | 5287.9169 | 5168.8783 | 5315.393 | 5336.4933 | [8 empty] | 5302.4079 | 5296 | 5287.9169 | 5168.8783 | 5315.393 | 5336.4933
8809 | 5296 | 5287.8817 | 5168.8615 | 5315.3709 | 5336.4551 | [8 empty] | 5302.3631 | 5296 | 5287.8817 | 5168.8615 | 5315.3709 | 5336.4551
8810 | 5296 | 5287.4335 | 5168.6826 | 5315.2452 | 5336.2601 | [8 empty] | 5302.1319 | 5296 | 5287.4335 | 5168.6826 | 5315.2452 | 5336.2601
8811 | 5296 | 5287.3119 | 5168.3133 | 5314.8353 | 5336.253 | [8 empty] | 5301.9635 | 5296 | 5287.3119 | 5168.3133 | 5314.8353 | 5336.253
8812 | 5296 | 5287.2437 | 5168.025 | 5314.8124 | 5336.1103 | [8 empty] | 5301.9165 | 5296 | 5287.2437 | 5168.025 | 5314.8124 | 5336.1103
8813 | 5296 | 5287.0617 | 5167.848 | 5314.7153 | 5335.5238 | [8 empty] | 5301.7768 | 5296 | 5287.0617 | 5167.848 | 5314.7153 | 5335.5238
8814 | 5296 | 5287.0569 | 5167.8457 | 5314.7141 | 5335.2568 | [8 empty] | 5301.7056 | 5296 | 5287.0569 | 5167.8457 | 5314.7141 | 5335.2568
8815 | 5296 | 5287.0556 | 5167.6401 | 5314.7124 | 5335.2353 | [8 empty] | 5301.6983 | 5296 | 5287.0556 | 5167.6401 | 5314.7124 | 5335.2353
8816 | 5296 | 5287.052 | 5167.4084 | 5314.6215 | 5335.1377 | [8 empty] | 5301.6406 | 5296 | 5287.052 | 5167.4084 | 5314.6215 | 5335.1377
8817 | 5295 | 5286.8313 | 5166.9927 | 5314.5898 | 5335.1035 | [8 empty] | 5301.4784 | 5295 | 5286.8313 | 5166.9927 | 5314.5898 | 5335.1035
8818 | 5295 | 5286.7759 | 5166.8523 | 5314.1412 | 5334.6847 | [8 empty] | 5301.4737 | 5295 | 5286.7759 | 5166.8523 | 5314.1412 | 5334.6847
8819 | 5295 | 5286.7195 | 5166.7525 | 5314.0946 | 5334.5969 | [8 empty] | 5301.4057 | 5295 | 5286.7195 | 5166.7525 | 5314.0946 | 5334.5969
8820 | 5295 | 5286.6378 | 5166.7074 | 5313.9399 | 5334.3045 | [8 empty] | 5301.3761 | 5295 | 5286.6378 | 5166.7074 | 5313.9399 | 5334.3045
8821 | 5295 | 5286.403 | 5166.5675 | 5313.8865 | 5334.2256 | [8 empty] | 5301.3186 | 5295 | 5286.403 | 5166.5675 | 5313.8865 | 5334.2256
8822 | 5295 | 5286.3613 | 5166.5488 | 5313.7357 | 5334.2105 | [8 empty] | 5300.9607 | 5295 | 5286.3613 | 5166.5488 | 5313.7357 | 5334.2105
8823 | 5295 | 5286.2899 | 5166.4437 | 5313.5159 | 5334.0913 | [8 empty] | 5300.8008 | 5295 | 5286.2899 | 5166.4437 | 5313.5159 | 5334.0913
8824 | 5294 | 5286.1342 | 5166.4203 | 5313.3874 | 5333.6937 | [8 empty] | 5300.7842 | 5294 | 5286.1342 | 5166.4203 | 5313.3874 | 5333.6937
8825 | 5294 | 5286.1075 | 5166.3944 | 5313.266 | 5333.5191 | [8 empty] | 5300.7789 | 5294 | 5286.1075 | 5166.3944 | 5313.266 | 5333.5191
8826 | 5294 | 5286.0991 | 5166.3561 | 5313.1759 | 5333.1062 | [8 empty] | 5300.7117 | 5294 | 5286.0991 | 5166.3561 | 5313.1759 | 5333.1062
8827 | 5294 | 5286.0501 | 5166.2853 | 5313.1319 | 5332.8606 | [8 empty] | 5300.5312 | 5294 | 5286.0501 | 5166.2853 | 5313.1319 | 5332.8606
8828 | 5294 | 5286.0358 | 5166.2354 | 5313.1082 | 5332.773 | [8 empty] | 5300.1743 | 5294 | 5286.0358 | 5166.2354 | 5313.1082 | 5332.773
8829 | 5294 | 5286.0054 | 5166.1244 | 5312.9613 | 5332.632 | [8 empty] | 5300.1552 | 5294 | 5286.0054 | 5166.1244 | 5312.9613 | 5332.632
8830 | 5294 | 5285.9573 | 5166.0475 | 5312.9129 | 5332.5256 | [8 empty] | 5299.5355 | 5294 | 5285.9573 | 5166.0475 | 5312.9129 | 5332.5256
8831 | 5293 | 5285.8453 | 5165.9619 | 5312.6354 | 5332.3048 | [8 empty] | 5299.4844 | 5293 | 5285.8453 | 5165.9619 | 5312.6354 | 5332.3048
8832 | 5293 | 5285.4929 | 5165.7409 | 5312.2376 | 5331.6785 | [8 empty] | 5299.3968 | 5293 | 5285.4929 | 5165.7409 | 5312.2376 | 5331.6785
8833 | 5293 | 5285.1728 | 5165.7331 | 5312.2329 | 5331.6451 | [8 empty] | 5299.0507 | 5293 | 5285.1728 | 5165.7331 | 5312.2329 | 5331.6451
8834 | 5293 | 5284.9212 | 5165.2645 | 5311.668 | 5331.5876 | [8 empty] | 5298.9837 | 5293 | 5284.9212 | 5165.2645 | 5311.668 | 5331.5876
8835 | 5293 | 5284.854 | 5165.1577 | 5311.5677 | 5331.3747 | [8 empty] | 5298.9464 | 5293 | 5284.854 | 5165.1577 | 5311.5677 | 5331.3747
8836 | 5292 | 5284.7553 | 5164.9545 | 5311.3901 | 5331.3049 | [8 empty] | 5298.9399 | 5292 | 5284.7553 | 5164.9545 | 5311.3901 | 5331.3049
8837 | 5292 | 5284.1461 | 5164.9484 | 5311.3574 | 5331.0026 | [8 empty] | 5298.7609 | 5292 | 5284.1461 | 5164.9484 | 5311.3574 | 5331.0026
8838 | 5292 | 5283.9905 | 5164.8725 | 5311.2316 | 5330.7071 | [8 empty] | 5298.7562 | 5292 | 5283.9905 | 5164.8725 | 5311.2316 | 5330.7071
8839 | 5292 | 5283.913 | 5164.5524 | 5310.8582 | 5330.5454 | [8 empty] | 5298.5167 | 5292 | 5283.913 | 5164.5524 | 5310.8582 | 5330.5454
8840 | 5292 | 5283.8537 | 5163.7117 | 5310.8279 | 5330.5139 | [8 empty] | 5298.4753 | 5292 | 5283.8537 | 5163.7117 | 5310.8279 | 5330.5139
8841 | 5292 | 5283.8529 | 5163.6057 | 5310.793 | 5330.5113 | [8 empty] | 5298.3966 | 5292 | 5283.8529 | 5163.6057 | 5310.793 | 5330.5113
8842 | 5291 | 5283.8089 | 5163.5704 | 5310.7626 | 5330.1163 | [8 empty] | 5297.9489 | 5291 | 5283.8089 | 5163.5704 | 5310.7626 | 5330.1163
8843 | 5291 | 5283.79 | 5163.4313 | 5310.744 | 5329.8654 | [8 empty] | 5297.8898 | 5291 | 5283.79 | 5163.4313 | 5310.744 | 5329.8654
8844 | 5291 | 5283.6396 | 5163.2999 | 5310.7234 | 5329.8407 | [8 empty] | 5297.8708 | 5291 | 5283.6396 | 5163.2999 | 5310.7234 | 5329.8407
8845 | 5291 | 5283.4075 | 5163.2318 | 5310.3508 | 5329.8123 | [8 empty] | 5297.844 | 5291 | 5283.4075 | 5163.2318 | 5310.3508 | 5329.8123
8846 | 5291 | 5283.3104 | 5163.1107 | 5310.1667 | 5329.7903 | [8 empty] | 5297.8292 | 5291 | 5283.3104 | 5163.1107 | 5310.1667 | 5329.7903
8847 | 5291 | 5283.0898 | 5162.9988 | 5310.1235 | 5329.4763 | [8 empty] | 5297.7888 | 5291 | 5283.0898 | 5162.9988 | 5310.1235 | 5329.4763
8848 | 5291 | 5282.8884 | 5162.6579 | 5310.1205 | 5329.2656 | [8 empty] | 5297.7682 | 5291 | 5282.8884 | 5162.6579 | 5310.1205 | 5329.2656
8849 | 5291 | 5282.6383 | 5162.5233 | 5310.1124 | 5329.084 | [8 empty] | 5297.4683 | 5291 | 5282.6383 | 5162.5233 | 5310.1124 | 5329.084
8850 | 5291 | 5282.6165 | 5162.4923 | 5310.079 | 5328.9578 | [8 empty] | 5297.3456 | 5291 | 5282.6165 | 5162.4923 | 5310.079 | 5328.9578
8851 | 5291 | 5282.6132 | 5162.4819 | 5310.0476 | 5328.5549 | [8 empty] | 5297.2603 | 5291 | 5282.6132 | 5162.4819 | 5310.0476 | 5328.5549
8852 | 5290 | 5282.5447 | 5162.2345 | 5310.0119 | 5328.4357 | [8 empty] | 5297.1875 | 5290 | 5282.5447 | 5162.2345 | 5310.0119 | 5328.4357
8853 | 5290 | 5282.5007 | 5162.204 | 5309.975 | 5328.2513 | [8 empty] | 5297.1417 | 5290 | 5282.5007 | 5162.204 | 5309.975 | 5328.2513
8854 | 5290 | 5282.4853 | 5161.8618 | 5309.878 | 5328.2499 | [8 empty] | 5296.9735 | 5290 | 5282.4853 | 5161.8618 | 5309.878 | 5328.2499
8855 | 5290 | 5282.422 | 5161.6928 | 5309.8379 | 5328.1537 | [8 empty] | 5296.8512 | 5290 | 5282.422 | 5161.6928 | 5309.8379 | 5328.1537
8856 | 5290 | 5282.3697 | 5161.6803 | 5309.7003 | 5327.8756 | [8 empty] | 5296.7282 | 5290 | 5282.3697 | 5161.6803 | 5309.7003 | 5327.8756
8857 | 5290 | 5282.3368 | 5161.37 | 5309.4774 | 5327.7732 | [8 empty] | 5296.6747 | 5290 | 5282.3368 | 5161.37 | 5309.4774 | 5327.7732
8858 | 5290 | 5282.3239 | 5161.3361 | 5309.2823 | 5327.6362 | [8 empty] | 5296.5878 | 5290 | 5282.3239 | 5161.3361 | 5309.2823 | 5327.6362
8859 | 5290 | 5281.868 | 5161.3055 | 5309.1762 | 5327.6321 | [8 empty] | 5296.4935 | 5290 | 5281.868 | 5161.3055 | 5309.1762 | 5327.6321
8860 | 5289 | 5281.7803 | 5161.2889 | 5308.8577 | 5326.8543 | [8 empty] | 5296.3157 | 5289 | 5281.7803 | 5161.2889 | 5308.8577 | 5326.8543
8861 | 5289 | 5281.5065 | 5161.2346 | 5308.8054 | 5326.827 | [8 empty] | 5296.2374 | 5289 | 5281.5065 | 5161.2346 | 5308.8054 | 5326.827
8862 | 5289 | 5281.4296 | 5161.0391 | 5308.597 | 5326.7865 | [8 empty] | 5296.2277 | 5289 | 5281.4296 | 5161.0391 | 5308.597 | 5326.7865
8863 | 5289 | 5281.1346 | 5160.8916 | 5308.5907 | 5326.7691 | [8 empty] | 5296.1473 | 5289 | 5281.1346 | 5160.8916 | 5308.5907 | 5326.7691
8864 | 5288 | 5281.0785 | 5160.76 | 5308.5428 | 5326.6525 | [8 empty] | 5295.8427 | 5288 | 5281.0785 | 5160.76 | 5308.5428 | 5326.6525
8865 | 5288 | 5280.9396 | 5160.7222 | 5308.476 | 5326.6037 | [8 empty] | 5295.7383 | 5288 | 5280.9396 | 5160.7222 | 5308.476 | 5326.6037
8866 | 5288 | 5280.8691 | 5160.6289 | 5308.4172 | 5326.5222 | [8 empty] | 5295.6145 | 5288 | 5280.8691 | 5160.6289 | 5308.4172 | 5326.5222
8867 | 5288 | 5280.7604 | 5160.611 | 5308.4084 | 5326.408 | [8 empty] | 5295.5787 | 5288 | 5280.7604 | 5160.611 | 5308.4084 | 5326.408
8868 | 5288 | 5280.7267 | 5160.4547 | 5308.2941 | 5326.375 | [8 empty] | 5295.195 | 5288 | 5280.7267 | 5160.4547 | 5308.2941 | 5326.375
8869 | 5288 | 5280.715 | 5160.3292 | 5308.074 | 5326.3327 | [8 empty] | 5295.1622 | 5288 | 5280.715 | 5160.3292 | 5308.074 | 5326.3327
8870 | 5288 | 5280.6389 | 5160.3128 | 5307.9686 | 5326.3325 | [8 empty] | 5295.0795 | 5288 | 5280.6389 | 5160.3128 | 5307.9686 | 5326.3325
8871 | 5288 | 5280.5457 | 5160.1322 | 5307.8176 | 5326.2842 | [8 empty] | 5295.0545 | 5288 | 5280.5457 | 5160.1322 | 5307.8176 | 5326.2842
8872 | 5288 | 5280.3959 | 5159.9795 | 5307.6513 | 5326.2775 | [8 empty] | 5294.9736 | 5288 | 5280.3959 | 5159.9795 | 5307.6513 | 5326.2775
8873 | 5288 | 5280.3383 | 5159.9492 | 5307.6486 | 5326.1864 | [8 empty] | 5294.7628 | 5288 | 5280.3383 | 5159.9492 | 5307.6486 | 5326.1864
8874 | 5287 | 5280.2167 | 5159.8176 | 5307.4473 | 5326.1429 | [8 empty] | 5294.6171 | 5287 | 5280.2167 | 5159.8176 | 5307.4473 | 5326.1429
8875 | 5287 | 5279.9455 | 5159.7258 | 5307.4435 | 5326.007 | [8 empty] | 5294.4624 | 5287 | 5279.9455 | 5159.7258 | 5307.4435 | 5326.007
8876 | 5287 | 5279.8568 | 5159.4103 | 5307.0981 | 5325.6435 | [8 empty] | 5294.2631 | 5287 | 5279.8568 | 5159.4103 | 5307.0981 | 5325.6435
8877 | 5287 | 5279.8473 | 5159.3864 | 5307.0315 | 5325.5106 | [8 empty] | 5293.7379 | 5287 | 5279.8473 | 5159.3864 | 5307.0315 | 5325.5106
8878 | 5287 | 5279.5948 | 5159.1464 | 5306.6207 | 5325.4904 | [8 empty] | 5293.7291 | 5287 | 5279.5948 | 5159.1464 | 5306.6207 | 5325.4904
8879 | 5287 | 5279.47 | 5159.1239 | 5306.6124 | 5325.4658 | [8 empty] | 5293.6062 | 5287 | 5279.47 | 5159.1239 | 5306.6124 | 5325.4658
8880 | 5286 | 5279.3034 | 5159.0463 | 5306.5837 | 5325.2508 | [8 empty] | 5293.4629 | 5286 | 5279.3034 | 5159.0463 | 5306.5837 | 5325.2508
8881 | 5286 | 5279.1802 | 5158.9303 | 5306.5407 | 5325.2411 | [8 empty] | 5293.3316 | 5286 | 5279.1802 | 5158.9303 | 5306.5407 | 5325.2411
8882 | 5286 | 5279.0026 | 5158.8554 | 5306.3776 | 5325.1869 | [8 empty] | 5293.3093 | 5286 | 5279.0026 | 5158.8554 | 5306.3776 | 5325.1869
8883 | 5286 | 5278.8172 | 5158.7231 | 5306.3168 | 5325.0858 | [8 empty] | 5293.2347 | 5286 | 5278.8172 | 5158.7231 | 5306.3168 | 5325.0858
8884 | 5286 | 5278.8099 | 5158.6143 | 5306.2699 | 5324.9811 | [8 empty] | 5292.8407 | 5286 | 5278.8099 | 5158.6143 | 5306.2699 | 5324.9811
8885 | 5286 | 5278.548 | 5158.4475 | 5306.2035 | 5324.8129 | [8 empty] | 5292.5863 | 5286 | 5278.548 | 5158.4475 | 5306.2035 | 5324.8129
8886 | 5286 | 5278.338 | 5158.3046 | 5305.9125 | 5324.7343 | [8 empty] | 5292.5292 | 5286 | 5278.338 | 5158.3046 | 5305.9125 | 5324.7343
8887 | 5285 | 5278.3152 | 5158.214 | 5305.6793 | 5324.6192 | [8 empty] | 5292.5194 | 5285 | 5278.3152 | 5158.214 | 5305.6793 | 5324.6192
8888 | 5285 | 5278.2759 | 5158.1991 | 5305.6678 | 5324.5966 | [8 empty] | 5292.358 | 5285 | 5278.2759 | 5158.1991 | 5305.6678 | 5324.5966
8889 | 5285 | 5278.2178 | 5158.0047 | 5305.6015 | 5323.8969 | [8 empty] | 5291.893 | 5285 | 5278.2178 | 5158.0047 | 5305.6015 | 5323.8969
8890 | 5285 | 5278.1592 | 5157.9729 | 5305.4774 | 5323.7734 | [8 empty] | 5291.8225 | 5285 | 5278.1592 | 5157.9729 | 5305.4774 | 5323.7734
8891 | 5285 | 5278.1282 | 5157.955 | 5305.3159 | 5323.3877 | [8 empty] | 5291.7153 | 5285 | 5278.1282 | 5157.955 | 5305.3159 | 5323.3877
8892 | 5285 | 5277.9873 | 5157.9364 | 5305.2958 | 5323.261 | [8 empty] | 5291.5782 | 5285 | 5277.9873 | 5157.9364 | 5305.2958 | 5323.261
8893 | 5285 | 5277.821 | 5157.8106 | 5305.1516 | 5323.1145 | [8 empty] | 5291.2035 | 5285 | 5277.821 | 5157.8106 | 5305.1516 | 5323.1145
8894 | 5285 | 5277.8197 | 5157.4416 | 5304.91 | 5323.0481 | [8 empty] | 5291.174 | 5285 | 5277.8197 | 5157.4416 | 5304.91 | 5323.0481
8895 | 5285 | 5277.8012 | 5157.3029 | 5304.8339 | 5322.9793 | [8 empty] | 5291.058 | 5285 | 5277.8012 | 5157.3029 | 5304.8339 | 5322.9793
8896 | 5285 | 5277.7455 | 5157.1897 | 5304.7122 | 5322.9512 | [8 empty] | 5290.7302 | 5285 | 5277.7455 | 5157.1897 | 5304.7122 | 5322.9512
8897 | 5285 | 5277.6958 | 5156.9677 | 5304.6487 | 5322.8692 | [8 empty] | 5290.6555 | 5285 | 5277.6958 | 5156.9677 | 5304.6487 | 5322.8692
8898 | 5285 | 5277.5927 | 5156.6899 | 5304.5427 | 5322.6824 | [8 empty] | 5290.6154 | 5285 | 5277.5927 | 5156.6899 | 5304.5427 | 5322.6824
8899 | 5285 | 5277.567 | 5156.3711 | 5304.4978 | 5322.66 | [8 empty] | 5290.5829 | 5285 | 5277.567 | 5156.3711 | 5304.4978 | 5322.66
8900 | 5284 | 5277.5474 | 5156.2829 | 5304.4143 | 5322.6195 | [8 empty] | 5290.3586 | 5284 | 5277.5474 | 5156.2829 | 5304.4143 | 5322.6195
8901 | 5284 | 5277.5253 | 5156.1842 | 5304.3192 | 5322.6115 | [8 empty] | 5290.2609 | 5284 | 5277.5253 | 5156.1842 | 5304.3192 | 5322.6115
8902 | 5284 | 5277.4744 | 5156.0876 | 5304.3128 | 5322.4049 | [8 empty] | 5290.2383 | 5284 | 5277.4744 | 5156.0876 | 5304.3128 | 5322.4049
8903 | 5284 | 5277.4362 | 5156.0599 | 5303.7801 | 5322.2203 | [8 empty] | 5290.2025 | 5284 | 5277.4362 | 5156.0599 | 5303.7801 | 5322.2203
8904 | 5284 | 5277.3145 | 5156.0225 | 5303.7092 | 5322.091 | [8 empty] | 5290.104 | 5284 | 5277.3145 | 5156.0225 | 5303.7092 | 5322.091
8905 | 5284 | 5277.1482 | 5155.714 | 5303.6639 | 5322.0405 | [8 empty] | 5290.0337 | 5284 | 5277.1482 | 5155.714 | 5303.6639 | 5322.0405
8906 | 5284 | 5277.1075 | 5155.6471 | 5303.6605 | 5321.9894 | [8 empty] | 5289.9721 | 5284 | 5277.1075 | 5155.6471 | 5303.6605 | 5321.9894
8907 | 5284 | 5277.1045 | 5155.4918 | 5303.6307 | 5321.7557 | [8 empty] | 5289.8742 | 5284 | 5277.1045 | 5155.4918 | 5303.6307 | 5321.7557
8908 | 5284 | 5277.0327 | 5155.4507 | 5303.0732 | 5321.7372 | [8 empty] | 5289.8542 | 5284 | 5277.0327 | 5155.4507 | 5303.0732 | 5321.7372
8909 | 5283 | 5277.015 | 5155.3917 | 5302.9225 | 5321.4868 | [8 empty] | 5289.851 | 5283 | 5277.015 | 5155.3917 | 5302.9225 | 5321.4868
8910 | 5283 | 5276.3315 | 5155.3255 | 5302.5073 | 5321.4031 | [8 empty] | 5289.8347 | 5283 | 5276.3315 | 5155.3255 | 5302.5073 | 5321.4031
8911 | 5283 | 5275.9948 | 5155.2594 | 5302.4723 | 5321.3805 | [8 empty] | 5289.4664 | 5283 | 5275.9948 | 5155.2594 | 5302.4723 | 5321.3805
8912 | 5283 | 5275.519 | 5154.8024 | 5302.245 | 5320.8581 | [8 empty] | 5289.3625 | 5283 | 5275.519 | 5154.8024 | 5302.245 | 5320.8581
8913 | 5282 | 5275.4286 | 5154.6533 | 5302.0941 | 5320.7524 | [8 empty] | 5289.2988 | 5282 | 5275.4286 | 5154.6533 | 5302.0941 | 5320.7524
8914 | 5282 | 5275.1824 | 5154.5862 | 5302.0268 | 5320.6912 | [8 empty] | 5289.1117 | 5282 | 5275.1824 | 5154.5862 | 5302.0268 | 5320.6912
8915 | 5282 | 5274.9914 | 5154.535 | 5301.6529 | 5320.6439 | [8 empty] | 5288.979 | 5282 | 5274.9914 | 5154.535 | 5301.6529 | 5320.6439
8916 | 5282 | 5274.976 | 5154.2234 | 5301.6255 | 5320.6404 | [8 empty] | 5288.9439 | 5282 | 5274.976 | 5154.2234 | 5301.6255 | 5320.6404
8917 | 5281 | 5274.85 | 5154.2106 | 5301.6106 | 5320.1872 | [8 empty] | 5288.7987 | 5281 | 5274.85 | 5154.2106 | 5301.6106 | 5320.1872
8918 | 5281 | 5274.6985 | 5154.1422 | 5301.5975 | 5320.0091 | [8 empty] | 5288.5792 | 5281 | 5274.6985 | 5154.1422 | 5301.5975 | 5320.0091
8919 | 5281 | 5274.4685 | 5154.1202 | 5301.4795 | 5319.8745 | [8 empty] | 5288.5685 | 5281 | 5274.4685 | 5154.1202 | 5301.4795 | 5319.8745
8920 | 5281 | 5274.2405 | 5153.9762 | 5301.3799 | 5319.7876 | [8 empty] | 5288.5653 | 5281 | 5274.2405 | 5153.9762 | 5301.3799 | 5319.7876
8921 | 5280 | 5274.1957 | 5153.7494 | 5301.3131 | 5319.5834 | [8 empty] | 5288.5618 | 5280 | 5274.1957 | 5153.7494 | 5301.3131 | 5319.5834
8922 | 5280 | 5274.1907 | 5153.5872 | 5301.2768 | 5319.207 | [8 empty] | 5288.559 | 5280 | 5274.1907 | 5153.5872 | 5301.2768 | 5319.207
8923 | 5280 | 5274.1163 | 5153.3111 | 5300.9341 | 5319.0871 | [8 empty] | 5288.412 | 5280 | 5274.1163 | 5153.3111 | 5300.9341 | 5319.0871
8924 | 5280 | 5274.0043 | 5153.2353 | 5300.9185 | 5319.0619 | [8 empty] | 5288.3189 | 5280 | 5274.0043 | 5153.2353 | 5300.9185 | 5319.0619
8925 | 5280 | 5273.9778 | 5153.0787 | 5300.9032 | 5319.0205 | [8 empty] | 5288.3091 | 5280 | 5273.9778 | 5153.0787 | 5300.9032 | 5319.0205
8926 | 5280 | 5273.717 | 5153.0685 | 5300.6162 | 5318.9421 | [8 empty] | 5288.1734 | 5280 | 5273.717 | 5153.0685 | 5300.6162 | 5318.9421
8927 | 5280 | 5273.5705 | 5152.983 | 5300.5756 | 5318.9205 | [8 empty] | 5288.1691 | 5280 | 5273.5705 | 5152.983 | 5300.5756 | 5318.9205
8928 | 5280 | 5273.172 | 5152.9607 | 5300.4661 | 5318.6235 | [8 empty] | 5288.1583 | 5280 | 5273.172 | 5152.9607 | 5300.4661 | 5318.6235
8929 | 5280 | 5272.7607 | 5152.9254 | 5300.2028 | 5318.5606 | [8 empty] | 5288.0449 | 5280 | 5272.7607 | 5152.9254 | 5300.2028 | 5318.5606
8930 | 5279 | 5272.5932 | 5152.911 | 5300.1843 | 5318.3355 | [8 empty] | 5287.9722 | 5279 | 5272.5932 | 5152.911 | 5300.1843 | 5318.3355
8931 | 5279 | 5272.5227 | 5152.7141 | 5300.1318 | 5318.1456 | [8 empty] | 5287.7067 | 5279 | 5272.5227 | 5152.7141 | 5300.1318 | 5318.1456
8932 | 5279 | 5272.3745 | 5152.4087 | 5300.1141 | 5318.051 | [8 empty] | 5287.511 | 5279 | 5272.3745 | 5152.4087 | 5300.1141 | 5318.051
8933 | 5279 | 5271.7831 | 5152.3446 | 5299.7957 | 5317.7703 | [8 empty] | 5287.4221 | 5279 | 5271.7831 | 5152.3446 | 5299.7957 | 5317.7703
8934 | 5279 | 5271.7313 | 5152.3116 | 5299.5674 | 5317.6714 | [8 empty] | 5287.1874 | 5279 | 5271.7313 | 5152.3116 | 5299.5674 | 5317.6714
8935 | 5279 | 5271.4269 | 5152.2749 | 5299.541 | 5317.2611 | [8 empty] | 5287.0731 | 5279 | 5271.4269 | 5152.2749 | 5299.541 | 5317.2611
8936 | 5279 | 5271.411 | 5152.1911 | 5299.4696 | 5317.2145 | [8 empty] | 5286.616 | 5279 | 5271.411 | 5152.1911 | 5299.4696 | 5317.2145
8937 | 5279 | 5271.3877 | 5151.9373 | 5299.4011 | 5317.1018 | [8 empty] | 5286.3108 | 5279 | 5271.3877 | 5151.9373 | 5299.4011 | 5317.1018
8938 | 5278 | 5271.0522 | 5151.6313 | 5299.2339 | 5317.0337 | [8 empty] | 5286.2797 | 5278 | 5271.0522 | 5151.6313 | 5299.2339 | 5317.0337
8939 | 5278 | 5271.0032 | 5151.4051 | 5298.7703 | 5316.731 | [8 empty] | 5286.167 | 5278 | 5271.0032 | 5151.4051 | 5298.7703 | 5316.731
8940 | 5278 | 5270.793 | 5151.3453 | 5298.5184 | 5316.6378 | [8 empty] | 5286.0603 | 5278 | 5270.793 | 5151.3453 | 5298.5184 | 5316.6378
8941 | 5278 | 5270.6614 | 5151.2081 | 5298.4843 | 5316.5172 | [8 empty] | 5285.9572 | 5278 | 5270.6614 | 5151.2081 | 5298.4843 | 5316.5172
8942 | 5278 | 5270.5335 | 5151.1407 | 5298.211 | 5316.3553 | [8 empty] | 5285.7484 | 5278 | 5270.5335 | 5151.1407 | 5298.211 | 5316.3553
8943 | 5278 | 5270.5196 | 5151.1313 | 5298.0985 | 5316.167 | [8 empty] | 5285.7033 | 5278 | 5270.5196 | 5151.1313 | 5298.0985 | 5316.167
8944 | 5278 | 5270.4048 | 5150.8949 | 5298.0871 | 5316.1354 | [8 empty] | 5285.6046 | 5278 | 5270.4048 | 5150.8949 | 5298.0871 | 5316.1354
8945 | 5278 | 5270.0612 | 5150.8837 | 5297.8213 | 5315.9326 | [8 empty] | 5285.5719 | 5278 | 5270.0612 | 5150.8837 | 5297.8213 | 5315.9326
8946 | 5278 | 5269.8902 | 5150.422 | 5297.5298 | 5315.7421 | [8 empty] | 5285.4645 | 5278 | 5269.8902 | 5150.422 | 5297.5298 | 5315.7421
8947 | 5278 | 5269.6758 | 5150.3935 | 5296.9687 | 5315.7412 | [8 empty] | 5285.4433 | 5278 | 5269.6758 | 5150.3935 | 5296.9687 | 5315.7412
8948 | 5277 | 5269.5188 | 5150.3797 | 5296.8052 | 5315.7353 | [8 empty] | 5285.2411 | 5277 | 5269.5188 | 5150.3797 | 5296.8052 | 5315.7353
8949 | 5277 | 5269.249 | 5150.1029 | 5296.8046 | 5315.583 | [8 empty] | 5284.762 | 5277 | 5269.249 | 5150.1029 | 5296.8046 | 5315.583
8950 | 5277 | 5269.1237 | 5149.947 | 5296.7328 | 5315.3845 | [8 empty] | 5284.6909 | 5277 | 5269.1237 | 5149.947 | 5296.7328 | 5315.3845
8951 | 5277 | 5268.7666 | 5149.5092 | 5296.6157 | 5315.2073 | [8 empty] | 5284.5805 | 5277 | 5268.7666 | 5149.5092 | 5296.6157 | 5315.2073
8952 | 5277 | 5268.6463 | 5149.504 | 5296.5086 | 5314.8028 | [8 empty] | 5284.5594 | 5277 | 5268.6463 | 5149.504 | 5296.5086 | 5314.8028
8953 | 5277 | 5268.464 | 5149.1088 | 5296.3606 | 5314.7914 | [8 empty] | 5284.3485 | 5277 | 5268.464 | 5149.1088 | 5296.3606 | 5314.7914
8954 | 5277 | 5268.395 | 5149.059 | 5296.3353 | 5314.6625 | [8 empty] | 5284.3312 | 5277 | 5268.395 | 5149.059 | 5296.3353 | 5314.6625
8955 | 5277 | 5268.0166 | 5148.5064 | 5296.1008 | 5314.6163 | [8 empty] | 5284.2669 | 5277 | 5268.0166 | 5148.5064 | 5296.1008 | 5314.6163
8956 | 5277 | 5267.8406 | 5148.0457 | 5296.082 | 5314.5391 | [8 empty] | 5284.1343 | 5277 | 5267.8406 | 5148.0457 | 5296.082 | 5314.5391
8957 | 5276 | 5267.6895 | 5147.877 | 5295.899 | 5314.5159 | [8 empty] | 5284.0928 | 5276 | 5267.6895 | 5147.877 | 5295.899 | 5314.5159
8958 | 5276 | 5267.5853 | 5147.8189 | 5295.5974 | 5314.3537 | [8 empty] | 5283.8118 | 5276 | 5267.5853 | 5147.8189 | 5295.5974 | 5314.3537
8959 | 5276 | 5267.4237 | 5147.5279 | 5295.5849 | 5314.2812 | [8 empty] | 5283.7875 | 5276 | 5267.4237 | 5147.5279 | 5295.5849 | 5314.2812
8960 | 5276 | 5267.2832 | 5147.4928 | 5295.4853 | 5313.9816 | [8 empty] | 5283.7867 | 5276 | 5267.2832 | 5147.4928 | 5295.4853 | 5313.9816
8961 | 5276 | 5267.2807 | 5147.3552 | 5295.3625 | 5313.7913 | [8 empty] | 5283.7568 | 5276 | 5267.2807 | 5147.3552 | 5295.3625 | 5313.7913
8962 | 5275 | 5266.9313 | 5147.118 | 5295.2881 | 5313.0364 | [8 empty] | 5283.7203 | 5275 | 5266.9313 | 5147.118 | 5295.2881 | 5313.0364
8963 | 5275 | 5266.8719 | 5146.6637 | 5295.1471 | 5312.7599 | [8 empty] | 5283.439 | 5275 | 5266.8719 | 5146.6637 | 5295.1471 | 5312.7599
8964 | 5275 | 5266.7247 | 5146.2455 | 5294.9937 | 5312.7137 | [8 empty] | 5283.4242 | 5275 | 5266.7247 | 5146.2455 | 5294.9937 | 5312.7137
8965 | 5275 | 5266.679 | 5146.1974 | 5294.8186 | 5312.3525 | [8 empty] | 5283.117 | 5275 | 5266.679 | 5146.1974 | 5294.8186 | 5312.3525
8966 | 5275 | 5266.4484 | 5146.017 | 5294.6099 | 5312.2477 | [8 empty] | 5282.6813 | 5275 | 5266.4484 | 5146.017 | 5294.6099 | 5312.2477
8967 | 5275 | 5266.2822 | 5145.8953 | 5294.1792 | 5312.1397 | [8 empty] | 5282.5907 | 5275 | 5266.2822 | 5145.8953 | 5294.1792 | 5312.1397
8968 | 5275 | 5266.2551 | 5145.5439 | 5294.163 | 5312.0195 | [8 empty] | 5282.5479 | 5275 | 5266.2551 | 5145.5439 | 5294.163 | 5312.0195
8969 | 5275 | 5266.2452 | 5145.4276 | 5294.0162 | 5311.6826 | [8 empty] | 5282.4226 | 5275 | 5266.2452 | 5145.4276 | 5294.0162 | 5311.6826
8970 | 5274 | 5266.1077 | 5145.2742 | 5293.7298 | 5311.6568 | [8 empty] | 5282.3911 | 5274 | 5266.1077 | 5145.2742 | 5293.7298 | 5311.6568
8971 | 5274 | 5265.9791 | 5145.1759 | 5293.6628 | 5311.55 | [8 empty] | 5282.3775 | 5274 | 5265.9791 | 5145.1759 | 5293.6628 | 5311.55
8972 | 5274 | 5265.8128 | 5145.1214 | 5293.6267 | 5311.5224 | [8 empty] | 5282.3308 | 5274 | 5265.8128 | 5145.1214 | 5293.6267 | 5311.5224
8973 | 5274 | 5265.5255 | 5145.1184 | 5293.5746 | 5311.4164 | [8 empty] | 5282.3111 | 5274 | 5265.5255 | 5145.1184 | 5293.5746 | 5311.4164
8974 | 5274 | 5265.3339 | 5145.0148 | 5293.4611 | 5311.1022 | [8 empty] | 5282.2591 | 5274 | 5265.3339 | 5145.0148 | 5293.4611 | 5311.1022
8975 | 5274 | 5265.3337 | 5145.0134 | 5293.4607 | 5311.0425 | [8 empty] | 5282.1383 | 5274 | 5265.3337 | 5145.0134 | 5293.4607 | 5311.0425
8976 | 5273 | 5264.6824 | 5144.7049 | 5293.4139 | 5310.8349 | [8 empty] | 5282.0223 | 5273 | 5264.6824 | 5144.7049 | 5293.4139 | 5310.8349
8977 | 5273 | 5264.5475 | 5144.5442 | 5293.0033 | 5310.7529 | [8 empty] | 5281.6448 | 5273 | 5264.5475 | 5144.5442 | 5293.0033 | 5310.7529
8978 | 5273 | 5264.4154 | 5144.5402 | 5292.7782 | 5310.5149 | [8 empty] | 5281.6122 | 5273 | 5264.4154 | 5144.5402 | 5292.7782 | 5310.5149
8979 | 5273 | 5264.3527 | 5144.5214 | 5292.72 | 5310.4775 | [8 empty] | 5281.4891 | 5273 | 5264.3527 | 5144.5214 | 5292.72 | 5310.4775
8980 | 5273 | 5264.3491 | 5144.4439 | 5292.6855 | 5310.2952 | [8 empty] | 5281.4166 | 5273 | 5264.3491 | 5144.4439 | 5292.6855 | 5310.2952
8981 | 5273 | 5264.0847 | 5144.2642 | 5292.6225 | 5310.1993 | [8 empty] | 5281.2776 | 5273 | 5264.0847 | 5144.2642 | 5292.6225 | 5310.1993
8982 | 5272 | 5264.0813 | 5144.2251 | 5292.5 | 5309.8026 | [8 empty] | 5281.1369 | 5272 | 5264.0813 | 5144.2251 | 5292.5 | 5309.8026
8983 | 5272 | 5263.9393 | 5144.2178 | 5292.4213 | 5308.8411 | [8 empty] | 5280.9585 | 5272 | 5263.9393 | 5144.2178 | 5292.4213 | 5308.8411
8984 | 5272 | 5263.678 | 5144.1391 | 5292.4203 | 5308.5091 | [8 empty] | 5280.7577 | 5272 | 5263.678 | 5144.1391 | 5292.4203 | 5308.5091
8985 | 5272 | 5263.2445 | 5143.8882 | 5291.9377 | 5308.0901 | [8 empty] | 5280.598 | 5272 | 5263.2445 | 5143.8882 | 5291.9377 | 5308.0901
8986 | 5272 | 5263.0962 | 5143.8805 | 5291.8179 | 5308.0506 | [8 empty] | 5280.3558 | 5272 | 5263.0962 | 5143.8805 | 5291.8179 | 5308.0506
8987 | 5272 | 5263.0469 | 5143.83 | 5291.6191 | 5307.9299 | [8 empty] | 5279.7211 | 5272 | 5263.0469 | 5143.83 | 5291.6191 | 5307.9299
8988 | 5272 | 5262.9921 | 5143.6385 | 5291.5954 | 5307.7963 | [8 empty] | 5279.5313 | 5272 | 5262.9921 | 5143.6385 | 5291.5954 | 5307.7963
8989 | 5272 | 5262.9783 | 5143.5804 | 5291.5579 | 5307.7455 | [8 empty] | 5279.4893 | 5272 | 5262.9783 | 5143.5804 | 5291.5579 | 5307.7455
8990 | 5272 | 5262.8013 | 5143.5767 | 5291.2576 | 5307.6769 | [8 empty] | 5279.4343 | 5272 | 5262.8013 | 5143.5767 | 5291.2576 | 5307.6769
8991 | 5271 | 5262.7996 | 5143.5655 | 5291.003 | 5307.6412 | [8 empty] | 5279.3807 | 5271 | 5262.7996 | 5143.5655 | 5291.003 | 5307.6412
8992 | 5271 | 5262.7459 | 5143.483 | 5290.9897 | 5307.508 | [8 empty] | 5279.1932 | 5271 | 5262.7459 | 5143.483 | 5290.9897 | 5307.508
8993 | 5271 | 5262.5784 | 5143.4585 | 5290.919 | 5307.4302 | [8 empty] | 5279.0928 | 5271 | 5262.5784 | 5143.4585 | 5290.919 | 5307.4302
8994 | 5271 | 5261.5555 | 5143.4214 | 5290.6292 | 5307.408 | [8 empty] | 5278.8819 | 5271 | 5261.5555 | 5143.4214 | 5290.6292 | 5307.408
8995 | 5271 | 5261.4026 | 5143.1665 | 5290.5962 | 5307.3686 | [8 empty] | 5278.8053 | 5271 | 5261.4026 | 5143.1665 | 5290.5962 | 5307.3686
8996 | 5271 | 5261.3824 | 5142.8557 | 5290.588 | 5307.226 | [8 empty] | 5278.771 | 5271 | 5261.3824 | 5142.8557 | 5290.588 | 5307.226
8997 | 5270 | 5261.2906 | 5142.7851 | 5290.412 | 5307.0829 | [8 empty] | 5278.471 | 5270 | 5261.2906 | 5142.7851 | 5290.412 | 5307.0829
8998 | 5270 | 5261.2742 | 5142.5341 | 5290.3114 | 5306.9016 | [8 empty] | 5278.4199 | 5270 | 5261.2742 | 5142.5341 | 5290.3114 | 5306.9016
8999 | 5270 | 5261.2297 | 5142.3691 | 5290.1763 | 5306.8954 | [8 empty] | 5278.3695 | 5270 | 5261.2297 | 5142.3691 | 5290.1763 | 5306.8954
9000 | 5270 | 5261.2162 | 5142.2967 | 5290.1081 | 5306.8413 | [8 empty] | 5278.2864 | 5270 | 5261.2162 | 5142.2967 | 5290.1081 | 5306.8413
9001 | 5270 | 5261.0253 | 5142.2022 | 5290.054 | 5306.5997 | [8 empty] | 5278.0857 | 5270 | 5261.0253 | 5142.2022 | 5290.054 | 5306.5997
9002 | 5270 | 5260.918 | 5142.145 | 5289.8617 | 5306.397 | [8 empty] | 5278.0832 | 5270 | 5260.918 | 5142.145 | 5289.8617 | 5306.397
9003 | 5270 | 5260.8057 | 5141.9256 | 5289.8277 | 5305.9893 | [8 empty] | 5277.976 | 5270 | 5260.8057 | 5141.9256 | 5289.8277 | 5305.9893
9004 | 5270 | 5260.7609 | 5141.9176 | 5289.7445 | 5305.9792 | [8 empty] | 5277.7667 | 5270 | 5260.7609 | 5141.9176 | 5289.7445 | 5305.9792
9005 | 5270 | 5260.7462 | 5141.8353 | 5289.3026 | 5305.9712 | [8 empty] | 5277.694 | 5270 | 5260.7462 | 5141.8353 | 5289.3026 | 5305.9712
9006 | 5270 | 5260.7448 | 5141.6267 | 5289.017 | 5305.8493 | [8 empty] | 5277.2045 | 5270 | 5260.7448 | 5141.6267 | 5289.017 | 5305.8493
9007 | 5270 | 5260.5601 | 5141.5326 | 5288.4741 | 5305.7933 | [8 empty] | 5277.1091 | 5270 | 5260.5601 | 5141.5326 | 5288.4741 | 5305.7933
9008 | 5270 | 5260.1856 | 5141.374 | 5288.413 | 5305.5777 | [8 empty] | 5277.0571 | 5270 | 5260.1856 | 5141.374 | 5288.413 | 5305.5777
9009 | 5270 | 5260.0079 | 5141.3125 | 5288.391 | 5305.0749 | [8 empty] | 5277.0512 | 5270 | 5260.0079 | 5141.3125 | 5288.391 | 5305.0749
9010 | 5269 | 5259.88 | 5141.1976 | 5288.3317 | 5305.0439 | [8 empty] | 5277.0462 | 5269 | 5259.88 | 5141.1976 | 5288.3317 | 5305.0439
9011 | 5269 | 5259.7612 | 5141.1316 | 5288.3138 | 5304.9471 | [8 empty] | 5277.0166 | 5269 | 5259.7612 | 5141.1316 | 5288.3138 | 5304.9471
9012 | 5269 | 5259.7173 | 5141.1248 | 5288.0771 | 5304.8699 | [8 empty] | 5276.8353 | 5269 | 5259.7173 | 5141.1248 | 5288.0771 | 5304.8699
9013 | 5269 | 5259.1985 | 5140.5923 | 5288.0489 | 5304.8177 | [8 empty] | 5276.7772 | 5269 | 5259.1985 | 5140.5923 | 5288.0489 | 5304.8177
9014 | 5269 | 5259.1871 | 5140.588 | 5288.0361 | 5304.8075 | [8 empty] | 5276.7735 | 5269 | 5259.1871 | 5140.588 | 5288.0361 | 5304.8075
9015 | 5269 | 5259.1661 | 5139.653 | 5287.6766 | 5304.7583 | [8 empty] | 5276.3898 | 5269 | 5259.1661 | 5139.653 | 5287.6766 | 5304.7583
9016 | 5269 | 5258.675 | 5139.5616 | 5287.4803 | 5304.7428 | [8 empty] | 5276.378 | 5269 | 5258.675 | 5139.5616 | 5287.4803 | 5304.7428
9017 | 5269 | 5258.665 | 5139.3435 | 5287.3381 | 5304.6825 | [8 empty] | 5276.2331 | 5269 | 5258.665 | 5139.3435 | 5287.3381 | 5304.6825
9018 | 5269 | 5258.5958 | 5139.3009 | 5287.0686 | 5304.5372 | [8 empty] | 5276.1294 | 5269 | 5258.5958 | 5139.3009 | 5287.0686 | 5304.5372
9019 | 5269 | 5258.5821 | 5139.2426 | 5286.8263 | 5304.5293 | [8 empty] | 5276.1022 | 5269 | 5258.5821 | 5139.2426 | 5286.8263 | 5304.5293
9020 | 5269 | 5258.5802 | 5139.0681 | 5286.712 | 5304.4966 | [8 empty] | 5276.02 | 5269 | 5258.5802 | 5139.0681 | 5286.712 | 5304.4966
9021 | 5268 | 5258.4609 | 5139.055 | 5286.48 | 5304.4728 | [8 empty] | 5275.7283 | 5268 | 5258.4609 | 5139.055 | 5286.48 | 5304.4728
9022 | 5268 | 5258.307 | 5138.9804 | 5285.7574 | 5304.4233 | [8 empty] | 5275.6312 | 5268 | 5258.307 | 5138.9804 | 5285.7574 | 5304.4233
9023 | 5268 | 5258.276 | 5138.9436 | 5285.573 | 5304.0914 | [8 empty] | 5275.3726 | 5268 | 5258.276 | 5138.9436 | 5285.573 | 5304.0914
9024 | 5268 | 5258.0889 | 5138.7822 | 5285.4267 | 5303.8827 | [8 empty] | 5275.3535 | 5268 | 5258.0889 | 5138.7822 | 5285.4267 | 5303.8827
9025 | 5268 | 5258.0467 | 5138.5359 | 5285.405 | 5303.8698 | [8 empty] | 5275.1608 | 5268 | 5258.0467 | 5138.5359 | 5285.405 | 5303.8698
9026 | 5268 | 5257.7715 | 5138.214 | 5285.3985 | 5303.4997 | [8 empty] | 5275.0391 | 5268 | 5257.7715 | 5138.214 | 5285.3985 | 5303.4997
9027 | 5267 | 5257.471 | 5138.149 | 5285.2683 | 5303.4878 | [8 empty] | 5274.9198 | 5267 | 5257.471 | 5138.149 | 5285.2683 | 5303.4878
9028 | 5267 | 5257.3465 | 5138.0664 | 5285.2656 | 5303.3586 | [8 empty] | 5274.6868 | 5267 | 5257.3465 | 5138.0664 | 5285.2656 | 5303.3586
9029 | 5267 | 5257.1611 | 5138.0624 | 5285.0857 | 5303.3029 | [8 empty] | 5274.5439 | 5267 | 5257.1611 | 5138.0624 | 5285.0857 | 5303.3029
9030 | 5267 | 5257.1381 | 5138.0206 | 5284.9954 | 5303.2801 | [8 empty] | 5274.4011 | 5267 | 5257.1381 | 5138.0206 | 5284.9954 | 5303.2801
9031 | 5267 | 5257.058 | 5138.0149 | 5284.9878 | 5303.1194 | [8 empty] | 5274.2314 | 5267 | 5257.058 | 5138.0149 | 5284.9878 | 5303.1194
9032 | 5267 | 5256.9517 | 5137.9167 | 5284.5276 | 5303.1074 | [8 empty] | 5274.1929 | 5267 | 5256.9517 | 5137.9167 | 5284.5276 | 5303.1074
9033 | 5266 | 5256.9285 | 5137.8231 | 5284.2876 | 5302.9839 | [8 empty] | 5273.9506 | 5266 | 5256.9285 | 5137.8231 | 5284.2876 | 5302.9839
9034 | 5266 | 5256.5213 | 5137.7762 | 5284.2118 | 5302.8484 | [8 empty] | 5273.7424 | 5266 | 5256.5213 | 5137.7762 | 5284.2118 | 5302.8484
9035 | 5266 | 5256.3624 | 5137.5126 | 5284.0873 | 5302.8249 | [8 empty] | 5273.6542 | 5266 | 5256.3624 | 5137.5126 | 5284.0873 | 5302.8249
9036 | 5266 | 5256.3159 | 5137.5104 | 5283.9022 | 5302.747 | [8 empty] | 5273.4407 | 5266 | 5256.3159 | 5137.5104 | 5283.9022 | 5302.747
9037 | 5266 | 5256.2219 | 5137.5002 | 5283.8626 | 5302.5605 | [8 empty] | 5273.3304 | 5266 | 5256.2219 | 5137.5002 | 5283.8626 | 5302.5605
9038 | 5266 | 5255.6182 | 5137.459 | 5283.79 | 5302.4445 | [8 empty] | 5273.1598 | 5266 | 5255.6182 | 5137.459 | 5283.79 | 5302.4445
9039 | 5266 | 5255.5721 | 5137.0926 | 5283.5971 | 5302.1292 | [8 empty] | 5273.1496 | 5266 | 5255.5721 | 5137.0926 | 5283.5971 | 5302.1292
9040 | 5266 | 5255.4259 | 5137.0139 | 5283.4038 | 5302.0551 | [8 empty] | 5272.7212 | 5266 | 5255.4259 | 5137.0139 | 5283.4038 | 5302.0551
9041 | 5266 | 5255.3299 | 5136.9832 | 5283.2898 | 5301.9712 | [8 empty] | 5272.5913 | 5266 | 5255.3299 | 5136.9832 | 5283.2898 | 5301.9712
9042 | 5265 | 5255.1555 | 5136.6755 | 5283.036 | 5301.8294 | [8 empty] | 5272.5498 | 5265 | 5255.1555 | 5136.6755 | 5283.036 | 5301.8294
9043 | 5265 | 5254.7072 | 5136.6524 | 5282.9369 | 5301.7497 | [8 empty] | 5272.5342 | 5265 | 5254.7072 | 5136.6524 | 5282.9369 | 5301.7497
9044 | 5265 | 5254.6754 | 5136.6305 | 5282.7925 | 5301.5984 | [8 empty] | 5272.4726 | 5265 | 5254.6754 | 5136.6305 | 5282.7925 | 5301.5984
9045 | 5265 | 5254.4256 | 5136.4957 | 5282.7853 | 5301.5315 | [8 empty] | 5272.11 | 5265 | 5254.4256 | 5136.4957 | 5282.7853 | 5301.5315
9046 | 5265 | 5254.2848 | 5136.3216 | 5282.5561 | 5301.5205 | [8 empty] | 5272.0806 | 5265 | 5254.2848 | 5136.3216 | 5282.5561 | 5301.5205
9047 | 5265 | 5254.0313 | 5136.279 | 5282.4851 | 5301.4812 | [8 empty] | 5271.985 | 5265 | 5254.0313 | 5136.279 | 5282.4851 | 5301.4812
9048 | 5265 | 5253.96 | 5136.1777 | 5282.3642 | 5301.4791 | [8 empty] | 5271.7595 | 5265 | 5253.96 | 5136.1777 | 5282.3642 | 5301.4791
9049 | 5265 | 5253.9145 | 5136.1462 | 5281.8033 | 5301.3856 | [8 empty] | 5271.6587 | 5265 | 5253.9145 | 5136.1462 | 5281.8033 | 5301.3856
9050 | 5265 | 5253.8971 | 5136.076 | 5281.5054 | 5301.162 | [8 empty] | 5271.628 | 5265 | 5253.8971 | 5136.076 | 5281.5054 | 5301.162
9051 | 5264 | 5253.8674 | 5135.7188 | 5281.2771 | 5301.1108 | [8 empty] | 5271.6006 | 5264 | 5253.8674 | 5135.7188 | 5281.2771 | 5301.1108
9052 | 5264 | 5253.8373 | 5135.6832 | 5281.2766 | 5300.8987 | [8 empty] | 5271.5743 | 5264 | 5253.8373 | 5135.6832 | 5281.2766 | 5300.8987
9053 | 5264 | 5253.7971 | 5135.4121 | 5281.1476 | 5300.8982 | [8 empty] | 5271.5658 | 5264 | 5253.7971 | 5135.4121 | 5281.1476 | 5300.8982
9054 | 5264 | 5253.7237 | 5135.2966 | 5280.8781 | 5300.8923 | [8 empty] | 5271.457 | 5264 | 5253.7237 | 5135.2966 | 5280.8781 | 5300.8923
9055 | 5264 | 5253.6345 | 5135.2888 | 5280.8718 | 5300.4059 | [8 empty] | 5271.3632 | 5264 | 5253.6345 | 5135.2888 | 5280.8718 | 5300.4059
9056 | 5264 | 5253.5695 | 5134.9441 | 5280.8284 | 5300.1753 | [8 empty] | 5271.2851 | 5264 | 5253.5695 | 5134.9441 | 5280.8284 | 5300.1753
9057 | 5264 | 5253.502 | 5134.7834 | 5280.7761 | 5300.0843 | [8 empty] | 5271.0191 | 5264 | 5253.502 | 5134.7834 | 5280.7761 | 5300.0843
9058 | 5264 | 5253.2967 | 5134.612 | 5280.3517 | 5299.9624 | [8 empty] | 5270.9478 | 5264 | 5253.2967 | 5134.612 | 5280.3517 | 5299.9624
9059 | 5264 | 5253.2824 | 5134.5497 | 5280.3371 | 5299.9176 | [8 empty] | 5270.8542 | 5264 | 5253.2824 | 5134.5497 | 5280.3371 | 5299.9176
9060 | 5264 | 5253.241 | 5134.4076 | 5280.2694 | 5299.9057 | [8 empty] | 5270.6341 | 5264 | 5253.241 | 5134.4076 | 5280.2694 | 5299.9057
9061 | 5263 | 5253.1699 | 5134.3139 | 5280.0668 | 5299.9017 | [8 empty] | 5270.606 | 5263 | 5253.1699 | 5134.3139 | 5280.0668 | 5299.9017
9062 | 5263 | 5252.9399 | 5134.2802 | 5279.763 | 5299.6349 | [8 empty] | 5270.5705 | 5263 | 5252.9399 | 5134.2802 | 5279.763 | 5299.6349
9063 | 5263 | 5252.8955 | 5133.7943 | 5279.6374 | 5299.5437 | [8 empty] | 5270.5523 | 5263 | 5252.8955 | 5133.7943 | 5279.6374 | 5299.5437
9064 | 5263 | 5252.8186 | 5133.7168 | 5279.5283 | 5299.5417 | [8 empty] | 5270.3547 | 5263 | 5252.8186 | 5133.7168 | 5279.5283 | 5299.5417
9065 | 5263 | 5252.8064 | 5133.7026 | 5279.443 | 5299.3116 | [8 empty] | 5270.1973 | 5263 | 5252.8064 | 5133.7026 | 5279.443 | 5299.3116
9066 | 5263 | 5252.7369 | 5133.6499 | 5279.2186 | 5299.1998 | [8 empty] | 5270.139 | 5263 | 5252.7369 | 5133.6499 | 5279.2186 | 5299.1998
9067 | 5262 | 5252.7151 | 5133.625 | 5278.9767 | 5298.9345 | [8 empty] | 5269.6422 | 5262 | 5252.7151 | 5133.625 | 5278.9767 | 5298.9345
9068 | 5262 | 5252.519 | 5133.6094 | 5278.8577 | 5298.855 | [8 empty] | 5269.6309 | 5262 | 5252.519 | 5133.6094 | 5278.8577 | 5298.855
9069 | 5262 | 5252.26 | 5133.6049 | 5278.8286 | 5298.3274 | [8 empty] | 5269.2359 | 5262 | 5252.26 | 5133.6049 | 5278.8286 | 5298.3274
9070 | 5262 | 5252.2156 | 5133.5776 | 5278.7641 | 5297.931 | [8 empty] | 5269.2051 | 5262 | 5252.2156 | 5133.5776 | 5278.7641 | 5297.931
9071 | 5262 | 5252.0866 | 5133.5388 | 5278.4759 | 5297.807 | [8 empty] | 5268.9143 | 5262 | 5252.0866 | 5133.5388 | 5278.4759 | 5297.807
9072 | 5262 | 5251.9738 | 5133.5139 | 5278.2373 | 5297.7556 | [8 empty] | 5268.9049 | 5262 | 5251.9738 | 5133.5139 | 5278.2373 | 5297.7556
9073 | 5262 | 5251.8952 | 5133.498 | 5277.9024 | 5297.6997 | [8 empty] | 5268.8174 | 5262 | 5251.8952 | 5133.498 | 5277.9024 | 5297.6997
9074 | 5262 | 5251.8938 | 5133.4947 | 5277.8556 | 5297.4881 | [8 empty] | 5268.5604 | 5262 | 5251.8938 | 5133.4947 | 5277.8556 | 5297.4881
9075 | 5262 | 5251.8629 | 5133.3972 | 5277.4927 | 5297.4269 | [8 empty] | 5268.454 | 5262 | 5251.8629 | 5133.3972 | 5277.4927 | 5297.4269
9076 | 5261 | 5251.5648 | 5132.8844 | 5277.3828 | 5297.4075 | [8 empty] | 5268.2817 | 5261 | 5251.5648 | 5132.8844 | 5277.3828 | 5297.4075
9077 | 5261 | 5251.4543 | 5132.8057 | 5277.1145 | 5297.0106 | [8 empty] | 5268.0923 | 5261 | 5251.4543 | 5132.8057 | 5277.1145 | 5297.0106
9078 | 5261 | 5251.3195 | 5132.7996 | 5277.1108 | 5296.9015 | [8 empty] | 5267.9521 | 5261 | 5251.3195 | 5132.7996 | 5277.1108 | 5296.9015
9079 | 5261 | 5251.2238 | 5132.6625 | 5276.9759 | 5296.8683 | [8 empty] | 5267.7058 | 5261 | 5251.2238 | 5132.6625 | 5276.9759 | 5296.8683
9080 | 5261 | 5251.1878 | 5132.586 | 5276.9728 | 5296.4027 | [8 empty] | 5267.6369 | 5261 | 5251.1878 | 5132.586 | 5276.9728 | 5296.4027
9081 | 5260 | 5250.9799 | 5132.3949 | 5276.6938 | 5296.285 | [8 empty] | 5267.3344 | 5260 | 5250.9799 | 5132.3949 | 5276.6938 | 5296.285
9082 | 5260 | 5250.9345 | 5132.052 | 5276.5241 | 5296.0751 | [8 empty] | 5267.2825 | 5260 | 5250.9345 | 5132.052 | 5276.5241 | 5296.0751
9083 | 5260 | 5250.8667 | 5131.9797 | 5276.4746 | 5295.8083 | [8 empty] | 5267.2592 | 5260 | 5250.8667 | 5131.9797 | 5276.4746 | 5295.8083
9084 | 5260 | 5250.8656 | 5131.9399 | 5276.4679 | 5295.687 | [8 empty] | 5267.1846 | 5260 | 5250.8656 | 5131.9399 | 5276.4679 | 5295.687
9085 | 5260 | 5250.736 | 5131.8506 | 5276.2135 | 5295.6524 | [8 empty] | 5267.1594 | 5260 | 5250.736 | 5131.8506 | 5276.2135 | 5295.6524
9086 | 5259 | 5250.6517 | 5131.5791 | 5276.0356 | 5295.5003 | [8 empty] | 5267.0339 | 5259 | 5250.6517 | 5131.5791 | 5276.0356 | 5295.5003
9087 | 5259 | 5250.5206 | 5131.5373 | 5275.9776 | 5295.317 | [8 empty] | 5266.9864 | 5259 | 5250.5206 | 5131.5373 | 5275.9776 | 5295.317
9088 | 5259 | 5250.3162 | 5131.5003 | 5275.9076 | 5295.2467 | [8 empty] | 5266.8533 | 5259 | 5250.3162 | 5131.5003 | 5275.9076 | 5295.2467
9089 | 5259 | 5250.2509 | 5131.4227 | 5275.8049 | 5295.2172 | [8 empty] | 5266.7829 | 5259 | 5250.2509 | 5131.4227 | 5275.8049 | 5295.2172
9090 | 5259 | 5250.1206 | 5131.3564 | 5275.7358 | 5295.1305 | [8 empty] | 5266.7514 | 5259 | 5250.1206 | 5131.3564 | 5275.7358 | 5295.1305
9091 | 5258 | 5250.0441 | 5131.3352 | 5275.5391 | 5294.9995 | [8 empty] | 5266.5964 | 5258 | 5250.0441 | 5131.3352 | 5275.5391 | 5294.9995
9092 | 5258 | 5249.8591 | 5131.3087 | 5275.3289 | 5294.9521 | [8 empty] | 5266.506 | 5258 | 5249.8591 | 5131.3087 | 5275.3289 | 5294.9521
9093 | 5258 | 5249.8558 | 5131.1558 | 5275.1334 | 5294.9319 | [8 empty] | 5266.2511 | 5258 | 5249.8558 | 5131.1558 | 5275.1334 | 5294.9319
9094 | 5258 | 5249.7932 | 5131.0652 | 5275.1245 | 5294.8523 | [8 empty] | 5266.0915 | 5258 | 5249.7932 | 5131.0652 | 5275.1245 | 5294.8523
9095 | 5258 | 5249.7404 | 5131.0633 | 5275.059 | 5294.006 | [8 empty] | 5265.8835 | 5258 | 5249.7404 | 5131.0633 | 5275.059 | 5294.006
9096 | 5258 | 5249.6827 | 5131.0182 | 5275.0195 | 5293.8204 | [8 empty] | 5265.8632 | 5258 | 5249.6827 | 5131.0182 | 5275.0195 | 5293.8204
9097 | 5258 | 5249.5997 | 5130.9138 | 5274.7668 | 5293.6199 | [8 empty] | 5265.6035 | 5258 | 5249.5997 | 5130.9138 | 5274.7668 | 5293.6199
9098 | 5258 | 5249.5445 | 5130.7376 | 5274.3122 | 5293.4388 | [8 empty] | 5265.3157 | 5258 | 5249.5445 | 5130.7376 | 5274.3122 | 5293.4388
9099 | 5258 | 5249.3339 | 5130.5435 | 5274.2993 | 5293.3593 | [8 empty] | 5265.2583 | 5258 | 5249.3339 | 5130.5435 | 5274.2993 | 5293.3593
9100 | 5258 | 5248.66 | 5130.2995 | 5274.0513 | 5293.279 | [8 empty] | 5265.1541 | 5258 | 5248.66 | 5130.2995 | 5274.0513 | 5293.279
9101 | 5258 | 5248.3948 | 5130.2742 | 5273.9777 | 5292.9933 | [8 empty] | 5265.1524 | 5258 | 5248.3948 | 5130.2742 | 5273.9777 | 5292.9933
9102 | 5258 | 5247.8192 | 5129.8767 | 5273.955 | 5292.915 | [8 empty] | 5265.1026 | 5258 | 5247.8192 | 5129.8767 | 5273.955 | 5292.915
9103 | 5258 | 5247.7816 | 5129.6865 | 5273.6584 | 5292.7328 | [8 empty] | 5265.0308 | 5258 | 5247.7816 | 5129.6865 | 5273.6584 | 5292.7328
9104 | 5257 | 5247.7676 | 5129.5867 | 5273.5933 | 5292.7063 | [8 empty] | 5264.902 | 5257 | 5247.7676 | 5129.5867 | 5273.5933 | 5292.7063
9105 | 5257 | 5247.6453 | 5129.3467 | 5273.4676 | 5292.3139 | [8 empty] | 5264.8858 | 5257 | 5247.6453 | 5129.3467 | 5273.4676 | 5292.3139
9106 | 5257 | 5247.455 | 5129.1791 | 5273.4398 | 5292.2482 | [8 empty] | 5264.7918 | 5257 | 5247.455 | 5129.1791 | 5273.4398 | 5292.2482
9107 | 5257 | 5247.2688 | 5129.1724 | 5273.3862 | 5292.1843 | [8 empty] | 5264.6905 | 5257 | 5247.2688 | 5129.1724 | 5273.3862 | 5292.1843
9108 | 5257 | 5246.9986 | 5128.8153 | 5273.1161 | 5292.1411 | [8 empty] | 5264.5963 | 5257 | 5246.9986 | 5128.8153 | 5273.1161 | 5292.1411
9109 | 5257 | 5246.8643 | 5127.9925 | 5272.7671 | 5292.0493 | [8 empty] | 5264.411 | 5257 | 5246.8643 | 5127.9925 | 5272.7671 | 5292.0493
9110 | 5257 | 5246.8033 | 5127.6318 | 5272.7408 | 5291.8857 | [8 empty] | 5264.256 | 5257 | 5246.8033 | 5127.6318 | 5272.7408 | 5291.8857
9111 | 5257 | 5246.6598 | 5127.5121 | 5272.7095 | 5291.8695 | [8 empty] | 5264.0732 | 5257 | 5246.6598 | 5127.5121 | 5272.7095 | 5291.8695
9112 | 5257 | 5246.6236 | 5127.4149 | 5272.6377 | 5291.8025 | [8 empty] | 5263.8388 | 5257 | 5246.6236 | 5127.4149 | 5272.6377 | 5291.8025
9113 | 5256 | 5246.6108 | 5127.3474 | 5272.5644 | 5291.7124 | [8 empty] | 5263.6864 | 5256 | 5246.6108 | 5127.3474 | 5272.5644 | 5291.7124
9114 | 5256 | 5246.5533 | 5127.3256 | 5272.4763 | 5291.5883 | [8 empty] | 5263.5718 | 5256 | 5246.5533 | 5127.3256 | 5272.4763 | 5291.5883
9115 | 5256 | 5246.4308 | 5127.3226 | 5272.2342 | 5291.5277 | [8 empty] | 5263.4883 | 5256 | 5246.4308 | 5127.3226 | 5272.2342 | 5291.5277
9116 | 5256 | 5246.1674 | 5127.1076 | 5271.4534 | 5291.5015 | [8 empty] | 5263.0989 | 5256 | 5246.1674 | 5127.1076 | 5271.4534 | 5291.5015
9117 | 5256 | 5246.1601 | 5127.0617 | 5271.4491 | 5291.3931 | [8 empty] | 5262.9159 | 5256 | 5246.1601 | 5127.0617 | 5271.4491 | 5291.3931
9118 | 5256 | 5245.6797 | 5126.7642 | 5271.4044 | 5290.9371 | [8 empty] | 5262.8875 | 5256 | 5245.6797 | 5126.7642 | 5271.4044 | 5290.9371
9119 | 5255 | 5245.5808 | 5126.6757 | 5271.3528 | 5290.9328 | [8 empty] | 5262.851 | 5255 | 5245.5808 | 5126.6757 | 5271.3528 | 5290.9328
9120 | 5255 | 5245.5109 | 5126.6502 | 5270.9009 | 5290.9122 | [8 empty] | 5262.6908 | 5255 | 5245.5109 | 5126.6502 | 5270.9009 | 5290.9122
9121 | 5255 | 5245.363 | 5126.5314 | 5270.1033 | 5290.9077 | [8 empty] | 5262.5385 | 5255 | 5245.363 | 5126.5314 | 5270.1033 | 5290.9077
9122 | 5255 | 5245.3606 | 5126.478 | 5270.0334 | 5290.5928 | [8 empty] | 5262.3677 | 5255 | 5245.3606 | 5126.478 | 5270.0334 | 5290.5928
9123 | 5255 | 5245.2914 | 5126.432 | 5269.9912 | 5290.4938 | [8 empty] | 5262.1825 | 5255 | 5245.2914 | 5126.432 | 5269.9912 | 5290.4938
9124 | 5255 | 5245.1768 | 5126.2928 | 5269.9646 | 5290.4739 | [8 empty] | 5262.0496 | 5255 | 5245.1768 | 5126.2928 | 5269.9646 | 5290.4739
9125 | 5255 | 5245.1251 | 5126.2655 | 5269.9004 | 5290.3695 | [8 empty] | 5262.0393 | 5255 | 5245.1251 | 5126.2655 | 5269.9004 | 5290.3695
9126 | 5255 | 5244.9396 | 5126.1351 | 5269.7844 | 5290.3218 | [8 empty] | 5262.0318 | 5255 | 5244.9396 | 5126.1351 | 5269.7844 | 5290.3218
9127 | 5255 | 5244.7872 | 5126.1022 | 5269.5827 | 5290.2839 | [8 empty] | 5261.8498 | 5255 | 5244.7872 | 5126.1022 | 5269.5827 | 5290.2839
9128 | 5255 | 5244.7435 | 5125.8366 | 5269.4577 | 5290.0232 | [8 empty] | 5261.4285 | 5255 | 5244.7435 | 5125.8366 | 5269.4577 | 5290.0232
9129 | 5254 | 5244.6871 | 5125.7906 | 5269.2736 | 5290.0169 | [8 empty] | 5261.422 | 5254 | 5244.6871 | 5125.7906 | 5269.2736 | 5290.0169
9130 | 5254 | 5244.6724 | 5125.3365 | 5269.1035 | 5289.9829 | [8 empty] | 5261.3776 | 5254 | 5244.6724 | 5125.3365 | 5269.1035 | 5289.9829
9131 | 5254 | 5244.6063 | 5125.1853 | 5268.7467 | 5289.9747 | [8 empty] | 5261.2032 | 5254 | 5244.6063 | 5125.1853 | 5268.7467 | 5289.9747
9132 | 5254 | 5244.4092 | 5125.144 | 5268.7443 | 5289.9269 | [8 empty] | 5261.142 | 5254 | 5244.4092 | 5125.144 | 5268.7443 | 5289.9269
9133 | 5254 | 5244.2769 | 5125.1325 | 5268.2919 | 5289.8195 | [8 empty] | 5260.8259 | 5254 | 5244.2769 | 5125.1325 | 5268.2919 | 5289.8195
9134 | 5254 | 5243.9425 | 5124.9303 | 5267.9991 | 5289.4784 | [8 empty] | 5260.7449 | 5254 | 5243.9425 | 5124.9303 | 5267.9991 | 5289.4784
9135 | 5254 | 5243.9014 | 5124.8293 | 5267.9514 | 5289.3495 | [8 empty] | 5260.442 | 5254 | 5243.9014 | 5124.8293 | 5267.9514 | 5289.3495
9136 | 5253 | 5243.8514 | 5124.6579 | 5267.7816 | 5289.1998 | [8 empty] | 5260.4112 | 5253 | 5243.8514 | 5124.6579 | 5267.7816 | 5289.1998
9137 | 5253 | 5243.7804 | 5124.5409 | 5267.7732 | 5289.1671 | [8 empty] | 5259.9562 | 5253 | 5243.7804 | 5124.5409 | 5267.7732 | 5289.1671
9138 | 5253 | 5243.6716 | 5124.4372 | 5267.5242 | 5288.9129 | [8 empty] | 5259.4114 | 5253 | 5243.6716 | 5124.4372 | 5267.5242 | 5288.9129
9139 | 5253 | 5243.5534 | 5124.4075 | 5267.4946 | 5288.6918 | [8 empty] | 5259.3191 | 5253 | 5243.5534 | 5124.4075 | 5267.4946 | 5288.6918
9140 | 5253 | 5243.5139 | 5124.1137 | 5267.4454 | 5288.5921 | [8 empty] | 5259.1621 | 5253 | 5243.5139 | 5124.1137 | 5267.4454 | 5288.5921
9141 | 5253 | 5243.2984 | 5123.9284 | 5267.3548 | 5288.3538 | [8 empty] | 5259.131 | 5253 | 5243.2984 | 5123.9284 | 5267.3548 | 5288.3538
9142 | 5252 | 5243.2343 | 5123.5768 | 5266.9835 | 5288.3504 | [8 empty] | 5259.1042 | 5252 | 5243.2343 | 5123.5768 | 5266.9835 | 5288.3504
9143 | 5252 | 5243.1472 | 5123.5307 | 5266.8191 | 5288.0079 | [8 empty] | 5259.087 | 5252 | 5243.1472 | 5123.5307 | 5266.8191 | 5288.0079
9144 | 5252 | 5242.78 | 5123.3052 | 5266.7998 | 5287.9067 | [8 empty] | 5259.0604 | 5252 | 5242.78 | 5123.3052 | 5266.7998 | 5287.9067
9145 | 5252 | 5242.7023 | 5122.9772 | 5266.7234 | 5287.8674 | [8 empty] | 5259.0085 | 5252 | 5242.7023 | 5122.9772 | 5266.7234 | 5287.8674
9146 | 5252 | 5242.6916 | 5122.8492 | 5266.5563 | 5287.7818 | [8 empty] | 5258.9572 | 5252 | 5242.6916 | 5122.8492 | 5266.5563 | 5287.7818
9147 | 5252 | 5242.3324 | 5122.7405 | 5266.5393 | 5287.7776 | [8 empty] | 5258.8649 | 5252 | 5242.3324 | 5122.7405 | 5266.5393 | 5287.7776
9148 | 5252 | 5242.2607 | 5122.672 | 5266.4565 | 5287.4331 | [8 empty] | 5258.8494 | 5252 | 5242.2607 | 5122.672 | 5266.4565 | 5287.4331
9149 | 5252 | 5242.0733 | 5122.6538 | 5266.3685 | 5287.2867 | [8 empty] | 5258.8397 | 5252 | 5242.0733 | 5122.6538 | 5266.3685 | 5287.2867
9150 | 5252 | 5241.7838 | 5122.5723 | 5266.1777 | 5287.2165 | [8 empty] | 5258.6097 | 5252 | 5241.7838 | 5122.5723 | 5266.1777 | 5287.2165
9151 | 5251 | 5241.7213 | 5122.5555 | 5265.9437 | 5286.9926 | [8 empty] | 5258.437 | 5251 | 5241.7213 | 5122.5555 | 5265.9437 | 5286.9926
9152 | 5251 | 5241.5975 | 5122.5064 | 5265.8731 | 5286.8507 | [8 empty] | 5258.3868 | 5251 | 5241.5975 | 5122.5064 | 5265.8731 | 5286.8507
9153 | 5251 | 5241.3243 | 5122.018 | 5265.7162 | 5286.7397 | [8 empty] | 5258.3459 | 5251 | 5241.3243 | 5122.018 | 5265.7162 | 5286.7397
9154 | 5251 | 5241.2334 | 5121.9985 | 5265.7096 | 5286.5654 | [8 empty] | 5258.241 | 5251 | 5241.2334 | 5121.9985 | 5265.7096 | 5286.5654
9155 | 5251 | 5241.0229 | 5121.75 | 5265.5295 | 5286.5142 | [8 empty] | 5258.0798 | 5251 | 5241.0229 | 5121.75 | 5265.5295 | 5286.5142
9156 | 5251 | 5240.9992 | 5121.7085 | 5265.4815 | 5286.3388 | [8 empty] | 5257.997 | 5251 | 5240.9992 | 5121.7085 | 5265.4815 | 5286.3388
9157 | 5251 | 5240.5615 | 5121.3971 | 5265.4357 | 5286.2738 | [8 empty] | 5257.8722 | 5251 | 5240.5615 | 5121.3971 | 5265.4357 | 5286.2738
9158 | 5250 | 5240.467 | 5121.3474 | 5265.2881 | 5286.081 | [8 empty] | 5257.8251 | 5250 | 5240.467 | 5121.3474 | 5265.2881 | 5286.081
9159 | 5250 | 5240.4432 | 5121.3111 | 5265.2418 | 5286.0647 | [8 empty] | 5257.6575 | 5250 | 5240.4432 | 5121.3111 | 5265.2418 | 5286.0647
9160 | 5250 | 5240.2406 | 5121.2765 | 5265.1789 | 5285.6183 | [8 empty] | 5257.6322 | 5250 | 5240.2406 | 5121.2765 | 5265.1789 | 5285.6183
9161 | 5250 | 5240.1836 | 5121.054 | 5265.1682 | 5285.535 | [8 empty] | 5257.5157 | 5250 | 5240.1836 | 5121.054 | 5265.1682 | 5285.535
9162 | 5250 | 5240.1171 | 5120.7965 | 5264.7173 | 5285.3745 | [8 empty] | 5257.4288 | 5250 | 5240.1171 | 5120.7965 | 5264.7173 | 5285.3745
9163 | 5249 | 5239.9913 | 5120.6692 | 5264.5996 | 5285.3641 | [8 empty] | 5257.34 | 5249 | 5239.9913 | 5120.6692 | 5264.5996 | 5285.3641
9164 | 5249 | 5239.8311 | 5120.5757 | 5264.3177 | 5285.3566 | [8 empty] | 5257.1625 | 5249 | 5239.8311 | 5120.5757 | 5264.3177 | 5285.3566
9165 | 5249 | 5239.7315 | 5120.3155 | 5264.0747 | 5285.2238 | [8 empty] | 5256.93 | 5249 | 5239.7315 | 5120.3155 | 5264.0747 | 5285.2238
9166 | 5249 | 5239.6132 | 5120.2054 | 5264.0169 | 5285.2217 | [8 empty] | 5256.6944 | 5249 | 5239.6132 | 5120.2054 | 5264.0169 | 5285.2217
9167 | 5249 | 5239.4888 | 5120.1775 | 5263.8246 | 5285.2139 | [8 empty] | 5256.5701 | 5249 | 5239.4888 | 5120.1775 | 5263.8246 | 5285.2139
9168 | 5249 | 5239.1734 | 5120.0236 | 5263.4951 | 5285.2007 | [8 empty] | 5256.5422 | 5249 | 5239.1734 | 5120.0236 | 5263.4951 | 5285.2007
9169 | 5249 | 5239.0918 | 5119.8704 | 5263.3076 | 5285.1548 | [8 empty] | 5256.5373 | 5249 | 5239.0918 | 5119.8704 | 5263.3076 | 5285.1548
9170 | 5249 | 5238.912 | 5119.8001 | 5263.0996 | 5284.7342 | [8 empty] | 5256.3826 | 5249 | 5238.912 | 5119.8001 | 5263.0996 | 5284.7342
9171 | 5248 | 5238.8783 | 5119.6542 | 5263.0254 | 5284.5998 | [8 empty] | 5256.3756 | 5248 | 5238.8783 | 5119.6542 | 5263.0254 | 5284.5998
9172 | 5248 | 5238.7861 | 5119.5941 | 5262.9386 | 5284.4904 | [8 empty] | 5256.2985 | 5248 | 5238.7861 | 5119.5941 | 5262.9386 | 5284.4904
9173 | 5248 | 5238.7441 | 5119.5671 | 5262.599 | 5284.3291 | [8 empty] | 5256.1265 | 5248 | 5238.7441 | 5119.5671 | 5262.599 | 5284.3291
9174 | 5248 | 5238.7296 | 5119.5623 | 5262.4019 | 5284.2416 | [8 empty] | 5255.9876 | 5248 | 5238.7296 | 5119.5623 | 5262.4019 | 5284.2416
9175 | 5247 | 5238.5065 | 5119.416 | 5262.3805 | 5284.1495 | [8 empty] | 5255.9649 | 5247 | 5238.5065 | 5119.416 | 5262.3805 | 5284.1495
9176 | 5247 | 5238.4958 | 5119.3285 | 5261.9617 | 5284.1227 | [8 empty] | 5255.9287 | 5247 | 5238.4958 | 5119.3285 | 5261.9617 | 5284.1227
9177 | 5247 | 5238.4836 | 5119.1064 | 5261.6454 | 5283.7059 | [8 empty] | 5255.8739 | 5247 | 5238.4836 | 5119.1064 | 5261.6454 | 5283.7059
9178 | 5247 | 5238.233 | 5118.9944 | 5261.3715 | 5283.4473 | [8 empty] | 5255.5278 | 5247 | 5238.233 | 5118.9944 | 5261.3715 | 5283.4473
9179 | 5247 | 5238.1577 | 5118.9432 | 5260.9716 | 5283.2155 | [8 empty] | 5255.2065 | 5247 | 5238.1577 | 5118.9432 | 5260.9716 | 5283.2155
9180 | 5247 | 5238.0869 | 5118.8865 | 5260.8275 | 5283.0724 | [8 empty] | 5255.0513 | 5247 | 5238.0869 | 5118.8865 | 5260.8275 | 5283.0724
9181 | 5247 | 5238.0232 | 5118.6117 | 5260.631 | 5282.8585 | [8 empty] | 5254.8626 | 5247 | 5238.0232 | 5118.6117 | 5260.631 | 5282.8585
9182 | 5247 | 5237.6767 | 5118.5213 | 5260.5962 | 5282.6299 | [8 empty] | 5254.7905 | 5247 | 5237.6767 | 5118.5213 | 5260.5962 | 5282.6299
9183 | 5246 | 5237.6543 | 5118.3839 | 5260.5707 | 5282.5654 | [8 empty] | 5254.2105 | 5246 | 5237.6543 | 5118.3839 | 5260.5707 | 5282.5654
9184 | 5246 | 5237.4231 | 5118.1755 | 5260.2276 | 5282.5605 | [8 empty] | 5254.2015 | 5246 | 5237.4231 | 5118.1755 | 5260.2276 | 5282.5605
9185 | 5246 | 5237.3398 | 5118.0724 | 5260.1853 | 5282.4973 | [8 empty] | 5254.1041 | 5246 | 5237.3398 | 5118.0724 | 5260.1853 | 5282.4973
9186 | 5246 | 5237.2842 | 5117.9891 | 5259.9303 | 5282.2618 | [8 empty] | 5254.064 | 5246 | 5237.2842 | 5117.9891 | 5259.9303 | 5282.2618
9187 | 5246 | 5237.1478 | 5117.6505 | 5259.8233 | 5282.079 | [8 empty] | 5253.6394 | 5246 | 5237.1478 | 5117.6505 | 5259.8233 | 5282.079
9188 | 5246 | 5237.1468 | 5117.5923 | 5259.5697 | 5282.0551 | [8 empty] | 5253.5445 | 5246 | 5237.1468 | 5117.5923 | 5259.5697 | 5282.0551
9189 | 5246 | 5237.0284 | 5117.3199 | 5259.164 | 5281.5074 | [8 empty] | 5253.0147 | 5246 | 5237.0284 | 5117.3199 | 5259.164 | 5281.5074
9190 | 5246 | 5236.927 | 5117.3155 | 5259.0901 | 5281.4285 | [8 empty] | 5252.2503 | 5246 | 5236.927 | 5117.3155 | 5259.0901 | 5281.4285
9191 | 5246 | 5236.9265 | 5117.2593 | 5259.0503 | 5281.2331 | [8 empty] | 5252.1352 | 5246 | 5236.9265 | 5117.2593 | 5259.0503 | 5281.2331
9192 | 5246 | 5236.8759 | 5117.257 | 5258.922 | 5281.1482 | [8 empty] | 5252.0919 | 5246 | 5236.8759 | 5117.257 | 5258.922 | 5281.1482
9193 | 5245 | 5236.7013 | 5117.0524 | 5258.9134 | 5280.9924 | [8 empty] | 5251.9358 | 5245 | 5236.7013 | 5117.0524 | 5258.9134 | 5280.9924
9194 | 5245 | 5236.5212 | 5116.7429 | 5258.7523 | 5280.7667 | [8 empty] | 5251.779 | 5245 | 5236.5212 | 5116.7429 | 5258.7523 | 5280.7667
9195 | 5245 | 5236.3676 | 5116.6582 | 5258.7443 | 5280.4587 | [8 empty] | 5251.4897 | 5245 | 5236.3676 | 5116.6582 | 5258.7443 | 5280.4587
9196 | 5245 | 5236.273 | 5116.4772 | 5258.5865 | 5280.3174 | [8 empty] | 5251.303 | 5245 | 5236.273 | 5116.4772 | 5258.5865 | 5280.3174
9197 | 5245 | 5236.1571 | 5116.1224 | 5258.2676 | 5280.2586 | [8 empty] | 5251.209 | 5245 | 5236.1571 | 5116.1224 | 5258.2676 | 5280.2586
9198 | 5245 | 5236.1296 | 5115.9571 | 5258.2443 | 5280.2305 | [8 empty] | 5251.1273 | 5245 | 5236.1296 | 5115.9571 | 5258.2443 | 5280.2305
9199 | 5245 | 5236.0553 | 5115.8414 | 5258.2342 | 5279.9253 | [8 empty] | 5250.8338 | 5245 | 5236.0553 | 5115.8414 | 5258.2342 | 5279.9253
9200 | 5245 | 5236.0548 | 5115.8087 | 5258.2274 | 5279.8715 | [8 empty] | 5250.5513 | 5245 | 5236.0548 | 5115.8087 | 5258.2274 | 5279.8715
9201 | 5245 | 5235.8518 | 5115.5885 | 5258.2217 | 5279.8679 | [8 empty] | 5250.175 | 5245 | 5235.8518 | 5115.5885 | 5258.2217 | 5279.8679
9202 | 5244 | 5235.8241 | 5115.5649 | 5258.1867 | 5279.7859 | [8 empty] | 5250.1403 | 5244 | 5235.8241 | 5115.5649 | 5258.1867 | 5279.7859
9203 | 5244 | 5235.5255 | 5115.1249 | 5257.9279 | 5279.7017 | [8 empty] | 5250.0447 | 5244 | 5235.5255 | 5115.1249 | 5257.9279 | 5279.7017
9204 | 5244 | 5235.3228 | 5115.0277 | 5257.8347 | 5279.5445 | [8 empty] | 5249.4853 | 5244 | 5235.3228 | 5115.0277 | 5257.8347 | 5279.5445
9205 | 5244 | 5235.2348 | 5114.9993 | 5257.7197 | 5279.1382 | [8 empty] | 5248.8979 | 5244 | 5235.2348 | 5114.9993 | 5257.7197 | 5279.1382
9206 | 5244 | 5235.1891 | 5114.8142 | 5257.6945 | 5279.0436 | [8 empty] | 5248.657 | 5244 | 5235.1891 | 5114.8142 | 5257.6945 | 5279.0436
9207 | 5244 | 5235.1371 | 5114.2597 | 5257.6254 | 5279.0236 | [8 empty] | 5248.5809 | 5244 | 5235.1371 | 5114.2597 | 5257.6254 | 5279.0236
9208 | 5244 | 5235.032 | 5114.1734 | 5257.6074 | 5278.9008 | [8 empty] | 5248.565 | 5244 | 5235.032 | 5114.1734 | 5257.6074 | 5278.9008
9209 | 5244 | 5234.9797 | 5114.1698 | 5257.5705 | 5278.8076 | [8 empty] | 5248.3001 | 5244 | 5234.9797 | 5114.1698 | 5257.5705 | 5278.8076
9210 | 5244 | 5234.8021 | 5114.0667 | 5257.3492 | 5278.5695 | [8 empty] | 5248.0995 | 5244 | 5234.8021 | 5114.0667 | 5257.3492 | 5278.5695
9211 | 5244 | 5234.7599 | 5114.0474 | 5257.3327 | 5278.451 | [8 empty] | 5248.0581 | 5244 | 5234.7599 | 5114.0474 | 5257.3327 | 5278.451
9212 | 5244 | 5234.608 | 5113.3774 | 5257.2209 | 5278.3732 | [8 empty] | 5248.0565 | 5244 | 5234.608 | 5113.3774 | 5257.2209 | 5278.3732
9213 | 5244 | 5234.4739 | 5113.2732 | 5257.2158 | 5278.0175 | [8 empty] | 5248.0535 | 5244 | 5234.4739 | 5113.2732 | 5257.2158 | 5278.0175
9214 | 5244 | 5234.323 | 5113.263 | 5257.2139 | 5277.9961 | [8 empty] | 5247.7957 | 5244 | 5234.323 | 5113.263 | 5257.2139 | 5277.9961
9215 | 5244 | 5234.2898 | 5113.0859 | 5257.0057 | 5277.7999 | [8 empty] | 5247.7866 | 5244 | 5234.2898 | 5113.0859 | 5257.0057 | 5277.7999
9216 | 5244 | 5234.1665 | 5113.081 | 5256.9711 | 5277.6312 | [8 empty] | 5247.5812 | 5244 | 5234.1665 | 5113.081 | 5256.9711 | 5277.6312
9217 | 5244 | 5234.0593 | 5113.0364 | 5256.6123 | 5277.5888 | [8 empty] | 5247.4088 | 5244 | 5234.0593 | 5113.0364 | 5256.6123 | 5277.5888
9218 | 5243 | 5234.0288 | 5113.0122 | 5256.6039 | 5277.5341 | [8 empty] | 5247.3938 | 5243 | 5234.0288 | 5113.0122 | 5256.6039 | 5277.5341
9219 | 5243 | 5233.9174 | 5112.9063 | 5256.6012 | 5277.5022 | [8 empty] | 5247.3558 | 5243 | 5233.9174 | 5112.9063 | 5256.6012 | 5277.5022
9220 | 5242 | 5233.8396 | 5112.9003 | 5256.4844 | 5277.2468 | [8 empty] | 5247.3066 | 5242 | 5233.8396 | 5112.9003 | 5256.4844 | 5277.2468
9221 | 5242 | 5233.6518 | 5112.4211 | 5256.2436 | 5277.1845 | [8 empty] | 5247.2155 | 5242 | 5233.6518 | 5112.4211 | 5256.2436 | 5277.1845
9222 | 5242 | 5233.5569 | 5112.3251 | 5255.6415 | 5277.1463 | [8 empty] | 5247.1817 | 5242 | 5233.5569 | 5112.3251 | 5255.6415 | 5277.1463
9223 | 5242 | 5233.5552 | 5112.309 | 5255.641 | 5277.0792 | [8 empty] | 5246.9346 | 5242 | 5233.5552 | 5112.309 | 5255.641 | 5277.0792
9224 | 5242 | 5233.5489 | 5112.1033 | 5255.5237 | 5276.8418 | [8 empty] | 5246.687 | 5242 | 5233.5489 | 5112.1033 | 5255.5237 | 5276.8418
9225 | 5242 | 5233.5222 | 5112.0079 | 5255.4499 | 5276.7871 | [8 empty] | 5246.6484 | 5242 | 5233.5222 | 5112.0079 | 5255.4499 | 5276.7871
9226 | 5241 | 5233.4974 | 5111.952 | 5255.3946 | 5276.7707 | [8 empty] | 5246.5332 | 5241 | 5233.4974 | 5111.952 | 5255.3946 | 5276.7707
9227 | 5241 | 5233.3242 | 5111.849 | 5255.3246 | 5276.7235 | [8 empty] | 5246.5099 | 5241 | 5233.3242 | 5111.849 | 5255.3246 | 5276.7235
9228 | 5241 | 5233.2492 | 5111.5777 | 5255.1512 | 5276.5861 | [8 empty] | 5246.3605 | 5241 | 5233.2492 | 5111.5777 | 5255.1512 | 5276.5861
9229 | 5241 | 5233.2138 | 5111.5296 | 5255.0134 | 5276.5494 | [8 empty] | 5246.3233 | 5241 | 5233.2138 | 5111.5296 | 5255.0134 | 5276.5494
9230 | 5241 | 5233.1383 | 5111.2029 | 5254.9554 | 5276.5193 | [8 empty] | 5246.2381 | 5241 | 5233.1383 | 5111.2029 | 5254.9554 | 5276.5193
9231 | 5241 | 5233.0667 | 5111.0282 | 5254.791 | 5276.4902 | [8 empty] | 5246.2156 | 5241 | 5233.0667 | 5111.0282 | 5254.791 | 5276.4902
9232 | 5241 | 5233.0628 | 5110.9939 | 5254.6202 | 5276.4077 | [8 empty] | 5246.0819 | 5241 | 5233.0628 | 5110.9939 | 5254.6202 | 5276.4077
9233 | 5241 | 5232.9078 | 5110.9376 | 5254.5545 | 5276.3006 | [8 empty] | 5246.0749 | 5241 | 5232.9078 | 5110.9376 | 5254.5545 | 5276.3006
9234 | 5240 | 5232.7034 | 5110.8469 | 5254.3375 | 5276.2408 | [8 empty] | 5245.926 | 5240 | 5232.7034 | 5110.8469 | 5254.3375 | 5276.2408
9235 | 5240 | 5232.376 | 5110.8357 | 5253.7909 | 5275.9976 | [8 empty] | 5245.9001 | 5240 | 5232.376 | 5110.8357 | 5253.7909 | 5275.9976
9236 | 5240 | 5232.3588 | 5110.8118 | 5253.7619 | 5275.7958 | [8 empty] | 5245.6818 | 5240 | 5232.3588 | 5110.8118 | 5253.7619 | 5275.7958
9237 | 5240 | 5232.3241 | 5110.7655 | 5253.7576 | 5275.7841 | [8 empty] | 5245.384 | 5240 | 5232.3241 | 5110.7655 | 5253.7576 | 5275.7841
9238 | 5240 | 5232.2724 | 5110.7446 | 5253.3759 | 5275.7074 | [8 empty] | 5245.3298 | 5240 | 5232.2724 | 5110.7446 | 5253.3759 | 5275.7074
9239 | 5240 | 5232.1587 | 5110.686 | 5253.2438 | 5275.5734 | [8 empty] | 5244.8648 | 5240 | 5232.1587 | 5110.686 | 5253.2438 | 5275.5734
9240 | 5240 | 5232.028 | 5110.6317 | 5253.1608 | 5275.5084 | [8 empty] | 5244.8617 | 5240 | 5232.028 | 5110.6317 | 5253.1608 | 5275.5084
9241 | 5240 | 5231.9215 | 5110.5692 | 5253.1533 | 5275.4191 | [8 empty] | 5244.8233 | 5240 | 5231.9215 | 5110.5692 | 5253.1533 | 5275.4191
9242 | 5240 | 5231.8206 | 5110.501 | 5253.1297 | 5275.3095 | [8 empty] | 5244.6984 | 5240 | 5231.8206 | 5110.501 | 5253.1297 | 5275.3095
9243 | 5239 | 5231.7544 | 5110.391 | 5253.1242 | 5275.0647 | [8 empty] | 5244.6874 | 5239 | 5231.7544 | 5110.391 | 5253.1242 | 5275.0647
9244 | 5239 | 5231.7302 | 5110.2474 | 5253.0136 | 5275.0319 | [8 empty] | 5244.4344 | 5239 | 5231.7302 | 5110.2474 | 5253.0136 | 5275.0319
9245 | 5239 | 5231.7293 | 5109.9883 | 5252.9948 | 5274.6929 | [8 empty] | 5244.3536 | 5239 | 5231.7293 | 5109.9883 | 5252.9948 | 5274.6929
9246 | 5239 | 5231.5923 | 5109.6553 | 5252.9842 | 5274.5677 | [8 empty] | 5244.1636 | 5239 | 5231.5923 | 5109.6553 | 5252.9842 | 5274.5677
9247 | 5239 | 5231.5275 | 5109.4479 | 5252.7402 | 5274.5315 | [8 empty] | 5244.0521 | 5239 | 5231.5275 | 5109.4479 | 5252.7402 | 5274.5315
9248 | 5238 | 5231.5032 | 5109.4023 | 5252.5544 | 5274.4611 | [8 empty] | 5244.003 | 5238 | 5231.5032 | 5109.4023 | 5252.5544 | 5274.4611
9249 | 5238 | 5231.4647 | 5109.2389 | 5252.5525 | 5274.3299 | [8 empty] | 5243.9425 | 5238 | 5231.4647 | 5109.2389 | 5252.5525 | 5274.3299
9250 | 5238 | 5231.4014 | 5109.1747 | 5252.2827 | 5274.2537 | [8 empty] | 5243.802 | 5238 | 5231.4014 | 5109.1747 | 5252.2827 | 5274.2537
9251 | 5238 | 5231.3846 | 5109.1073 | 5252.2069 | 5273.9406 | [8 empty] | 5243.6463 | 5238 | 5231.3846 | 5109.1073 | 5252.2069 | 5273.9406
9252 | 5238 | 5231.3598 | 5108.8381 | 5252.1128 | 5273.9034 | [8 empty] | 5243.4827 | 5238 | 5231.3598 | 5108.8381 | 5252.1128 | 5273.9034
9253 | 5238 | 5231.2866 | 5108.6988 | 5251.9478 | 5273.7734 | [8 empty] | 5243.4004 | 5238 | 5231.2866 | 5108.6988 | 5251.9478 | 5273.7734
9254 | 5238 | 5231.2684 | 5108.6447 | 5251.8939 | 5273.6955 | [8 empty] | 5243.094 | 5238 | 5231.2684 | 5108.6447 | 5251.8939 | 5273.6955
9255 | 5237 | 5230.8383 | 5108.6425 | 5251.8482 | 5273.5729 | [8 empty] | 5242.9605 | 5237 | 5230.8383 | 5108.6425 | 5251.8482 | 5273.5729
9256 | 5237 | 5230.7871 | 5108.513 | 5251.7341 | 5273.4843 | [8 empty] | 5242.9328 | 5237 | 5230.7871 | 5108.513 | 5251.7341 | 5273.4843
9257 | 5237 | 5230.7673 | 5108.4948 | 5251.726 | 5273.4584 | [8 empty] | 5242.676 | 5237 | 5230.7673 | 5108.4948 | 5251.726 | 5273.4584
9258 | 5237 | 5230.6963 | 5108.4208 | 5251.558 | 5273.3946 | [8 empty] | 5242.6424 | 5237 | 5230.6963 | 5108.4208 | 5251.558 | 5273.3946
9259 | 5237 | 5230.6286 | 5108.3555 | 5251.451 | 5273.3479 | [8 empty] | 5242.5152 | 5237 | 5230.6286 | 5108.3555 | 5251.451 | 5273.3479
9260 | 5237 | 5230.466 | 5108.2631 | 5251.3745 | 5273.3207 | [8 empty] | 5242.4598 | 5237 | 5230.466 | 5108.2631 | 5251.3745 | 5273.3207
9261 | 5237 | 5230.4436 | 5108.2486 | 5251.2631 | 5273.215 | [8 empty] | 5242.3323 | 5237 | 5230.4436 | 5108.2486 | 5251.2631 | 5273.215
9262 | 5237 | 5230.3081 | 5108.0875 | 5251.148 | 5273.0103 | [8 empty] | 5242.1963 | 5237 | 5230.3081 | 5108.0875 | 5251.148 | 5273.0103
9263 | 5236 | 5230.1923 | 5107.771 | 5251.0886 | 5272.9959 | [8 empty] | 5242.0862 | 5236 | 5230.1923 | 5107.771 | 5251.0886 | 5272.9959
9264 | 5236 | 5230.1747 | 5107.223 | 5250.9081 | 5272.7474 | [8 empty] | 5242.0816 | 5236 | 5230.1747 | 5107.223 | 5250.9081 | 5272.7474
9265 | 5236 | 5229.242 | 5107.1767 | 5250.7507 | 5272.6083 | [8 empty] | 5242.0332 | 5236 | 5229.242 | 5107.1767 | 5250.7507 | 5272.6083
9266 | 5236 | 5229.199 | 5107.088 | 5250.3725 | 5272.5129 | [8 empty] | 5242.0255 | 5236 | 5229.199 | 5107.088 | 5250.3725 | 5272.5129
9267 | 5236 | 5228.9035 | 5106.9744 | 5250.32 | 5272.4795 | [8 empty] | 5241.8666 | 5236 | 5228.9035 | 5106.9744 | 5250.32 | 5272.4795
9268 | 5236 | 5228.7799 | 5106.8461 | 5250.2676 | 5271.9502 | [8 empty] | 5241.8573 | 5236 | 5228.7799 | 5106.8461 | 5250.2676 | 5271.9502
9269 | 5236 | 5228.3727 | 5106.7692 | 5249.9071 | 5271.904 | [8 empty] | 5241.7118 | 5236 | 5228.3727 | 5106.7692 | 5249.9071 | 5271.904
9270 | 5235 | 5228.3547 | 5106.4845 | 5249.776 | 5271.7614 | [8 empty] | 5241.5989 | 5235 | 5228.3547 | 5106.4845 | 5249.776 | 5271.7614
9271 | 5235 | 5228.2752 | 5106.3708 | 5249.6325 | 5271.7114 | [8 empty] | 5241.4831 | 5235 | 5228.2752 | 5106.3708 | 5249.6325 | 5271.7114
9272 | 5235 | 5228.1432 | 5106.2165 | 5249.613 | 5271.5211 | [8 empty] | 5241.2384 | 5235 | 5228.1432 | 5106.2165 | 5249.613 | 5271.5211
9273 | 5235 | 5227.8405 | 5106.0202 | 5249.2123 | 5271.4172 | [8 empty] | 5241.006 | 5235 | 5227.8405 | 5106.0202 | 5249.2123 | 5271.4172
9274 | 5235 | 5227.7357 | 5105.9094 | 5249.1767 | 5271.4043 | [8 empty] | 5240.772 | 5235 | 5227.7357 | 5105.9094 | 5249.1767 | 5271.4043
9275 | 5235 | 5227.6987 | 5105.8855 | 5249.1417 | 5271.2641 | [8 empty] | 5240.6287 | 5235 | 5227.6987 | 5105.8855 | 5249.1417 | 5271.2641
9276 | 5234 | 5227.6915 | 5105.632 | 5249.1116 | 5271.1937 | [8 empty] | 5240.5749 | 5234 | 5227.6915 | 5105.632 | 5249.1116 | 5271.1937
9277 | 5234 | 5227.4842 | 5105.5845 | 5249.1101 | 5271.1162 | [8 empty] | 5240.4345 | 5234 | 5227.4842 | 5105.5845 | 5249.1101 | 5271.1162
9278 | 5234 | 5227.2766 | 5105.2084 | 5248.8063 | 5271.0602 | [8 empty] | 5240.4187 | 5234 | 5227.2766 | 5105.2084 | 5248.8063 | 5271.0602
9279 | 5234 | 5227.2288 | 5105.16 | 5248.7769 | 5271.0573 | [8 empty] | 5240.3756 | 5234 | 5227.2288 | 5105.16 | 5248.7769 | 5271.0573
9280 | 5234 | 5227.106 | 5105.0756 | 5248.6138 | 5270.7315 | [8 empty] | 5239.9687 | 5234 | 5227.106 | 5105.0756 | 5248.6138 | 5270.7315
9281 | 5234 | 5227.0577 | 5104.753 | 5248.428 | 5270.5866 | [8 empty] | 5239.9436 | 5234 | 5227.0577 | 5104.753 | 5248.428 | 5270.5866
9282 | 5234 | 5227.0349 | 5104.564 | 5248.3688 | 5270.3817 | [8 empty] | 5239.9221 | 5234 | 5227.0349 | 5104.564 | 5248.3688 | 5270.3817
9283 | 5234 | 5226.911 | 5104.5306 | 5248.2614 | 5270.1069 | [8 empty] | 5239.8993 | 5234 | 5226.911 | 5104.5306 | 5248.2614 | 5270.1069
9284 | 5234 | 5226.7513 | 5104.4903 | 5247.7827 | 5269.9597 | [8 empty] | 5239.883 | 5234 | 5226.7513 | 5104.4903 | 5247.7827 | 5269.9597
9285 | 5234 | 5226.6537 | 5104.3923 | 5247.6972 | 5269.8644 | [8 empty] | 5239.7936 | 5234 | 5226.6537 | 5104.3923 | 5247.6972 | 5269.8644
9286 | 5233 | 5226.5645 | 5104.3672 | 5247.2923 | 5269.7244 | [8 empty] | 5239.7806 | 5233 | 5226.5645 | 5104.3672 | 5247.2923 | 5269.7244
9287 | 5233 | 5226.3457 | 5104.1214 | 5247.2696 | 5269.6829 | [8 empty] | 5239.5867 | 5233 | 5226.3457 | 5104.1214 | 5247.2696 | 5269.6829
9288 | 5233 | 5226.3381 | 5104.0325 | 5247.2292 | 5269.3533 | [8 empty] | 5239.1871 | 5233 | 5226.3381 | 5104.0325 | 5247.2292 | 5269.3533
9289 | 5233 | 5226.3258 | 5103.8979 | 5247.1365 | 5269.3034 | [8 empty] | 5239.0062 | 5233 | 5226.3258 | 5103.8979 | 5247.1365 | 5269.3034
9290 | 5233 | 5226.1919 | 5103.8271 | 5247.1047 | 5269.2164 | [8 empty] | 5238.8514 | 5233 | 5226.1919 | 5103.8271 | 5247.1047 | 5269.2164
9291 | 5233 | 5226.186 | 5103.8046 | 5246.9382 | 5269.0397 | [8 empty] | 5238.7411 | 5233 | 5226.186 | 5103.8046 | 5246.9382 | 5269.0397
9292 | 5233 | 5226.149 | 5103.276 | 5246.719 | 5268.8813 | [8 empty] | 5238.6691 | 5233 | 5226.149 | 5103.276 | 5246.719 | 5268.8813
9293 | 5233 | 5226.0124 | 5103.246 | 5246.3166 | 5268.4577 | [8 empty] | 5238.471 | 5233 | 5226.0124 | 5103.246 | 5246.3166 | 5268.4577
9294 | 5233 | 5225.8636 | 5103.0184 | 5246.0253 | 5268.3412 | [8 empty] | 5238.2007 | 5233 | 5225.8636 | 5103.0184 | 5246.0253 | 5268.3412
9295 | 5233 | 5225.6307 | 5102.8193 | 5246.0223 | 5268.3387 | [8 empty] | 5238.1357 | 5233 | 5225.6307 | 5102.8193 | 5246.0223 | 5268.3387
9296 | 5233 | 5225.5079 | 5102.6573 | 5246.0212 | 5268.3289 | [8 empty] | 5238.1158 | 5233 | 5225.5079 | 5102.6573 | 5246.0212 | 5268.3289
9297 | 5232 | 5225.0398 | 5102.6427 | 5246.0206 | 5268.3237 | [8 empty] | 5238.065 | 5232 | 5225.0398 | 5102.6427 | 5246.0206 | 5268.3237
9298 | 5232 | 5225.0172 | 5102.3243 | 5245.936 | 5268.2574 | [8 empty] | 5238.0378 | 5232 | 5225.0172 | 5102.3243 | 5245.936 | 5268.2574
9299 | 5232 | 5224.9781 | 5102.1389 | 5245.5915 | 5267.75 | [8 empty] | 5238.0119 | 5232 | 5224.9781 | 5102.1389 | 5245.5915 | 5267.75
9300 | 5232 | 5224.8518 | 5102.1323 | 5245.566 | 5267.5208 | [8 empty] | 5238.0115 | 5232 | 5224.8518 | 5102.1323 | 5245.566 | 5267.5208
9301 | 5232 | 5224.7688 | 5102.1194 | 5244.549 | 5267.4526 | [8 empty] | 5237.9788 | 5232 | 5224.7688 | 5102.1194 | 5244.549 | 5267.4526
9302 | 5232 | 5224.678 | 5101.8518 | 5244.5451 | 5267.1709 | [8 empty] | 5237.8873 | 5232 | 5224.678 | 5101.8518 | 5244.5451 | 5267.1709
9303 | 5231 | 5224.5914 | 5101.7218 | 5244.418 | 5267.1357 | [8 empty] | 5237.5362 | 5231 | 5224.5914 | 5101.7218 | 5244.418 | 5267.1357
9304 | 5231 | 5224.4699 | 5101.6884 | 5244.2365 | 5267.107 | [8 empty] | 5237.297 | 5231 | 5224.4699 | 5101.6884 | 5244.2365 | 5267.107
9305 | 5231 | 5224.341 | 5101.5281 | 5244.1992 | 5267.005 | [8 empty] | 5237.2793 | 5231 | 5224.341 | 5101.5281 | 5244.1992 | 5267.005
9306 | 5231 | 5224.1171 | 5101.3577 | 5244.1202 | 5266.7985 | [8 empty] | 5237.2252 | 5231 | 5224.1171 | 5101.3577 | 5244.1202 | 5266.7985
9307 | 5231 | 5223.7434 | 5101.2001 | 5244.0697 | 5266.6613 | [8 empty] | 5237.1212 | 5231 | 5223.7434 | 5101.2001 | 5244.0697 | 5266.6613
9308 | 5231 | 5223.7107 | 5101.1526 | 5243.5956 | 5266.3726 | [8 empty] | 5237.1125 | 5231 | 5223.7107 | 5101.1526 | 5243.5956 | 5266.3726
9309 | 5231 | 5223.4054 | 5100.8208 | 5243.471 | 5266.2743 | [8 empty] | 5237.0488 | 5231 | 5223.4054 | 5100.8208 | 5243.471 | 5266.2743
9310 | 5231 | 5223.3197 | 5100.7069 | 5243.3915 | 5265.8856 | [8 empty] | 5237.0133 | 5231 | 5223.3197 | 5100.7069 | 5243.3915 | 5265.8856
9311 | 5231 | 5223.3069 | 5100.6998 | 5243.3881 | 5265.7781 | [8 empty] | 5236.6432 | 5231 | 5223.3069 | 5100.6998 | 5243.3881 | 5265.7781
9312 | 5231 | 5223.1286 | 5100.6101 | 5243.3535 | 5265.6879 | [8 empty] | 5236.6057 | 5231 | 5223.1286 | 5100.6101 | 5243.3535 | 5265.6879
9313 | 5230 | 5223.0766 | 5100.5518 | 5243.3105 | 5265.6228 | [8 empty] | 5236.442 | 5230 | 5223.0766 | 5100.5518 | 5243.3105 | 5265.6228
9314 | 5230 | 5223.0295 | 5100.5314 | 5242.9981 | 5265.5309 | [8 empty] | 5236.4078 | 5230 | 5223.0295 | 5100.5314 | 5242.9981 | 5265.5309
9315 | 5230 | 5222.9626 | 5100.3951 | 5242.7371 | 5265.5304 | [8 empty] | 5236.3437 | 5230 | 5222.9626 | 5100.3951 | 5242.7371 | 5265.5304
9316 | 5230 | 5222.9143 | 5100.387 | 5242.7068 | 5265.0896 | [8 empty] | 5236.2979 | 5230 | 5222.9143 | 5100.387 | 5242.7068 | 5265.0896
9317 | 5230 | 5222.7042 | 5100.1359 | 5242.6483 | 5265.019 | [8 empty] | 5236.0933 | 5230 | 5222.7042 | 5100.1359 | 5242.6483 | 5265.019
9318 | 5230 | 5222.4665 | 5100.1042 | 5242.5723 | 5264.959 | [8 empty] | 5236.0615 | 5230 | 5222.4665 | 5100.1042 | 5242.5723 | 5264.959
9319 | 5230 | 5222.1576 | 5099.809 | 5241.9946 | 5264.9468 | [8 empty] | 5236.0459 | 5230 | 5222.1576 | 5099.809 | 5241.9946 | 5264.9468
9320 | 5230 | 5222.1232 | 5099.7581 | 5241.7924 | 5264.9043 | [8 empty] | 5236.0385 | 5230 | 5222.1232 | 5099.7581 | 5241.7924 | 5264.9043
9321 | 5229 | 5222.1023 | 5099.5799 | 5241.682 | 5264.8937 | [8 empty] | 5236.0148 | 5229 | 5222.1023 | 5099.5799 | 5241.682 | 5264.8937
9322 | 5229 | 5222.0923 | 5099.4211 | 5241.4774 | 5264.8262 | [8 empty] | 5235.8738 | 5229 | 5222.0923 | 5099.4211 | 5241.4774 | 5264.8262
9323 | 5229 | 5222.0632 | 5099.3724 | 5241.1259 | 5264.7779 | [8 empty] | 5235.844 | 5229 | 5222.0632 | 5099.3724 | 5241.1259 | 5264.7779
9324 | 5229 | 5222.0095 | 5099.1373 | 5241.1156 | 5264.4323 | [8 empty] | 5235.8241 | 5229 | 5222.0095 | 5099.1373 | 5241.1156 | 5264.4323
9325 | 5229 | 5221.9984 | 5098.8451 | 5240.9355 | 5264.3998 | [8 empty] | 5235.7665 | 5229 | 5221.9984 | 5098.8451 | 5240.9355 | 5264.3998
9326 | 5229 | 5221.9316 | 5098.8165 | 5240.8707 | 5264.073 | [8 empty] | 5235.6806 | 5229 | 5221.9316 | 5098.8165 | 5240.8707 | 5264.073
9327 | 5229 | 5221.5192 | 5098.7002 | 5240.8686 | 5264.0026 | [8 empty] | 5235.3859 | 5229 | 5221.5192 | 5098.7002 | 5240.8686 | 5264.0026
9328 | 5229 | 5221.3948 | 5098.6442 | 5240.7955 | 5263.974 | [8 empty] | 5235.3833 | 5229 | 5221.3948 | 5098.6442 | 5240.7955 | 5263.974
9329 | 5229 | 5220.8855 | 5098.6276 | 5240.5884 | 5263.9271 | [8 empty] | 5235.3638 | 5229 | 5220.8855 | 5098.6276 | 5240.5884 | 5263.9271
9330 | 5229 | 5220.7347 | 5098.488 | 5240.5629 | 5263.3986 | [8 empty] | 5235.2864 | 5229 | 5220.7347 | 5098.488 | 5240.5629 | 5263.3986
9331 | 5229 | 5220.3762 | 5098.2742 | 5240.4356 | 5263.2714 | [8 empty] | 5235.2136 | 5229 | 5220.3762 | 5098.2742 | 5240.4356 | 5263.2714
9332 | 5229 | 5220.2414 | 5097.9119 | 5240.3191 | 5263.2254 | [8 empty] | 5235.1361 | 5229 | 5220.2414 | 5097.9119 | 5240.3191 | 5263.2254
9333 | 5229 | 5220.2231 | 5097.8961 | 5240.1556 | 5262.9554 | [8 empty] | 5235.0111 | 5229 | 5220.2231 | 5097.8961 | 5240.1556 | 5262.9554
9334 | 5229 | 5220.1041 | 5097.867 | 5240.0533 | 5262.9093 | [8 empty] | 5234.9376 | 5229 | 5220.1041 | 5097.867 | 5240.0533 | 5262.9093
9335 | 5229 | 5220.0895 | 5097.8015 | 5239.7542 | 5262.6119 | [8 empty] | 5234.6736 | 5229 | 5220.0895 | 5097.8015 | 5239.7542 | 5262.6119
9336 | 5229 | 5219.83 | 5097.7141 | 5239.5489 | 5262.5826 | [8 empty] | 5234.5345 | 5229 | 5219.83 | 5097.7141 | 5239.5489 | 5262.5826
9337 | 5228 | 5219.8236 | 5097.6813 | 5239.1032 | 5262.5055 | [8 empty] | 5234.495 | 5228 | 5219.8236 | 5097.6813 | 5239.1032 | 5262.5055
9338 | 5228 | 5219.6557 | 5097.0694 | 5239.0052 | 5262.1625 | [8 empty] | 5234.1477 | 5228 | 5219.6557 | 5097.0694 | 5239.0052 | 5262.1625
9339 | 5228 | 5219.6226 | 5097.0447 | 5238.6667 | 5262.1579 | [8 empty] | 5233.7982 | 5228 | 5219.6226 | 5097.0447 | 5238.6667 | 5262.1579
9340 | 5228 | 5219.5733 | 5096.8091 | 5238.6496 | 5262.0148 | [8 empty] | 5233.5281 | 5228 | 5219.5733 | 5096.8091 | 5238.6496 | 5262.0148
9341 | 5227 | 5219.4604 | 5096.7384 | 5238.5638 | 5261.736 | [8 empty] | 5233.5109 | 5227 | 5219.4604 | 5096.7384 | 5238.5638 | 5261.736
9342 | 5227 | 5219.1795 | 5096.651 | 5238.4225 | 5261.1837 | [8 empty] | 5233.3385 | 5227 | 5219.1795 | 5096.651 | 5238.4225 | 5261.1837
9343 | 5227 | 5219.0247 | 5096.4735 | 5238.2611 | 5261.0255 | [8 empty] | 5233.2333 | 5227 | 5219.0247 | 5096.4735 | 5238.2611 | 5261.0255
9344 | 5227 | 5219.0021 | 5096.4084 | 5237.7594 | 5261.0245 | [8 empty] | 5233.1371 | 5227 | 5219.0021 | 5096.4084 | 5237.7594 | 5261.0245
9345 | 5227 | 5218.7692 | 5096.3544 | 5237.7189 | 5261.0128 | [8 empty] | 5233.0408 | 5227 | 5218.7692 | 5096.3544 | 5237.7189 | 5261.0128
9346 | 5227 | 5218.1967 | 5096.2885 | 5237.668 | 5260.432 | [8 empty] | 5232.969 | 5227 | 5218.1967 | 5096.2885 | 5237.668 | 5260.432
9347 | 5227 | 5217.9789 | 5096.281 | 5237.1575 | 5260.2991 | [8 empty] | 5232.9236 | 5227 | 5217.9789 | 5096.281 | 5237.1575 | 5260.2991
9348 | 5227 | 5217.7412 | 5096.262 | 5236.7801 | 5260.2039 | [8 empty] | 5232.6465 | 5227 | 5217.7412 | 5096.262 | 5236.7801 | 5260.2039
9349 | 5227 | 5217.5979 | 5096.1977 | 5236.6697 | 5260.0671 | [8 empty] | 5232.4745 | 5227 | 5217.5979 | 5096.1977 | 5236.6697 | 5260.0671
9350 | 5227 | 5217.5921 | 5096.1515 | 5236.553 | 5260.0246 | [8 empty] | 5232.4477 | 5227 | 5217.5921 | 5096.1515 | 5236.553 | 5260.0246
9351 | 5226 | 5217.3932 | 5095.3623 | 5236.4244 | 5260.0138 | [8 empty] | 5232.3097 | 5226 | 5217.3932 | 5095.3623 | 5236.4244 | 5260.0138
9352 | 5226 | 5217.3712 | 5095.2426 | 5236.3216 | 5259.9223 | [8 empty] | 5232.1272 | 5226 | 5217.3712 | 5095.2426 | 5236.3216 | 5259.9223
9353 | 5226 | 5217.0755 | 5095.053 | 5236.2717 | 5259.8913 | [8 empty] | 5232.0918 | 5226 | 5217.0755 | 5095.053 | 5236.2717 | 5259.8913
9354 | 5226 | 5216.8407 | 5095.0383 | 5236.107 | 5259.8865 | [8 empty] | 5232.0771 | 5226 | 5216.8407 | 5095.0383 | 5236.107 | 5259.8865
9355 | 5226 | 5216.7725 | 5094.7726 | 5236.0673 | 5259.4964 | [8 empty] | 5231.9898 | 5226 | 5216.7725 | 5094.7726 | 5236.0673 | 5259.4964
9356 | 5225 | 5216.5187 | 5094.7438 | 5235.4442 | 5259.491 | [8 empty] | 5231.9419 | 5225 | 5216.5187 | 5094.7438 | 5235.4442 | 5259.491
9357 | 5225 | 5216.4643 | 5094.7309 | 5235.4177 | 5259.3308 | [8 empty] | 5231.4607 | 5225 | 5216.4643 | 5094.7309 | 5235.4177 | 5259.3308
9358 | 5225 | 5216.4165 | 5094.7238 | 5235.3127 | 5259.1815 | [8 empty] | 5231.33 | 5225 | 5216.4165 | 5094.7238 | 5235.3127 | 5259.1815
9359 | 5225 | 5216.3251 | 5094.5769 | 5234.8965 | 5259.165 | [8 empty] | 5231.2164 | 5225 | 5216.3251 | 5094.5769 | 5234.8965 | 5259.165
9360 | 5225 | 5216.0757 | 5094.5193 | 5234.8525 | 5259.1523 | [8 empty] | 5231.0715 | 5225 | 5216.0757 | 5094.5193 | 5234.8525 | 5259.1523
9361 | 5224 | 5216.0556 | 5094.3993 | 5234.8243 | 5258.7213 | [8 empty] | 5230.7984 | 5224 | 5216.0556 | 5094.3993 | 5234.8243 | 5258.7213
9362 | 5224 | 5215.9354 | 5094.3455 | 5234.682 | 5258.6059 | [8 empty] | 5230.7181 | 5224 | 5215.9354 | 5094.3455 | 5234.682 | 5258.6059
9363 | 5224 | 5215.8087 | 5094.3249 | 5234.0957 | 5258.4464 | [8 empty] | 5230.7075 | 5224 | 5215.8087 | 5094.3249 | 5234.0957 | 5258.4464
9364 | 5224 | 5215.7992 | 5094.2196 | 5233.8017 | 5258.2967 | [8 empty] | 5230.6601 | 5224 | 5215.7992 | 5094.2196 | 5233.8017 | 5258.2967
9365 | 5224 | 5215.7961 | 5093.832 | 5233.7386 | 5258.2537 | [8 empty] | 5230.3796 | 5224 | 5215.7961 | 5093.832 | 5233.7386 | 5258.2537
9366 | 5224 | 5215.334 | 5093.5591 | 5233.5715 | 5258.1664 | [8 empty] | 5230.3209 | 5224 | 5215.334 | 5093.5591 | 5233.5715 | 5258.1664
9367 | 5224 | 5215.2141 | 5093.4518 | 5233.5339 | 5258.0853 | [8 empty] | 5230.3201 | 5224 | 5215.2141 | 5093.4518 | 5233.5339 | 5258.0853
9368 | 5223 | 5214.9625 | 5093.3732 | 5233.3419 | 5258.0443 | [8 empty] | 5230.276 | 5223 | 5214.9625 | 5093.3732 | 5233.3419 | 5258.0443
9369 | 5223 | 5214.886 | 5093.3621 | 5233.3334 | 5257.7858 | [8 empty] | 5230.0934 | 5223 | 5214.886 | 5093.3621 | 5233.3334 | 5257.7858
9370 | 5223 | 5214.8687 | 5093.3465 | 5233.2173 | 5257.7518 | [8 empty] | 5229.7956 | 5223 | 5214.8687 | 5093.3465 | 5233.2173 | 5257.7518
9371 | 5223 | 5214.8174 | 5093.3306 | 5232.8597 | 5257.3359 | [8 empty] | 5229.5908 | 5223 | 5214.8174 | 5093.3306 | 5232.8597 | 5257.3359
9372 | 5223 | 5214.7705 | 5092.8234 | 5232.7635 | 5257.2765 | [8 empty] | 5229.5405 | 5223 | 5214.7705 | 5092.8234 | 5232.7635 | 5257.2765
9373 | 5223 | 5214.7583 | 5092.545 | 5232.7444 | 5257.1205 | [8 empty] | 5229.1793 | 5223 | 5214.7583 | 5092.545 | 5232.7444 | 5257.1205
9374 | 5222 | 5214.7204 | 5092.4954 | 5232.6744 | 5257.0599 | [8 empty] | 5229.145 | 5222 | 5214.7204 | 5092.4954 | 5232.6744 | 5257.0599
9375 | 5222 | 5214.5406 | 5092.393 | 5232.6244 | 5256.8067 | [8 empty] | 5229.0718 | 5222 | 5214.5406 | 5092.393 | 5232.6244 | 5256.8067
9376 | 5222 | 5214.4359 | 5092.3479 | 5232.3327 | 5256.6119 | [8 empty] | 5229.0484 | 5222 | 5214.4359 | 5092.3479 | 5232.3327 | 5256.6119
9377 | 5222 | 5214.2285 | 5092.1262 | 5232.0939 | 5256.596 | [8 empty] | 5228.9621 | 5222 | 5214.2285 | 5092.1262 | 5232.0939 | 5256.596
9378 | 5222 | 5214.2063 | 5092.0659 | 5232.0061 | 5256.4324 | [8 empty] | 5228.9592 | 5222 | 5214.2063 | 5092.0659 | 5232.0061 | 5256.4324
9379 | 5222 | 5213.9598 | 5092.0257 | 5231.8961 | 5256.0865 | [8 empty] | 5228.8533 | 5222 | 5213.9598 | 5092.0257 | 5231.8961 | 5256.0865
9380 | 5222 | 5213.8226 | 5091.839 | 5231.7176 | 5256.005 | [8 empty] | 5228.7471 | 5222 | 5213.8226 | 5091.839 | 5231.7176 | 5256.005
9381 | 5222 | 5213.5885 | 5091.777 | 5231.3467 | 5255.9661 | [8 empty] | 5228.5231 | 5222 | 5213.5885 | 5091.777 | 5231.3467 | 5255.9661
9382 | 5221 | 5213.5826 | 5091.5827 | 5230.9355 | 5255.9657 | [8 empty] | 5228.3639 | 5221 | 5213.5826 | 5091.5827 | 5230.9355 | 5255.9657
9383 | 5221 | 5213.4456 | 5091.54 | 5230.7416 | 5255.5843 | [8 empty] | 5228.3235 | 5221 | 5213.4456 | 5091.54 | 5230.7416 | 5255.5843
9384 | 5221 | 5213.4293 | 5091.432 | 5230.7412 | 5255.4837 | [8 empty] | 5227.9628 | 5221 | 5213.4293 | 5091.432 | 5230.7412 | 5255.4837
9385 | 5221 | 5213.4064 | 5091.3143 | 5230.6975 | 5255.3766 | [8 empty] | 5227.8046 | 5221 | 5213.4064 | 5091.3143 | 5230.6975 | 5255.3766
9386 | 5221 | 5213.0978 | 5091.1834 | 5230.2481 | 5255.363 | [8 empty] | 5227.5177 | 5221 | 5213.0978 | 5091.1834 | 5230.2481 | 5255.363
9387 | 5221 | 5213.0601 | 5090.8043 | 5230.0255 | 5254.9158 | [8 empty] | 5227.3962 | 5221 | 5213.0601 | 5090.8043 | 5230.0255 | 5254.9158
9388 | 5221 | 5212.95 | 5090.6194 | 5229.9633 | 5254.8644 | [8 empty] | 5227.3946 | 5221 | 5212.95 | 5090.6194 | 5229.9633 | 5254.8644
9389 | 5220 | 5212.9449 | 5090.5957 | 5229.3872 | 5254.7495 | [8 empty] | 5227.3179 | 5220 | 5212.9449 | 5090.5957 | 5229.3872 | 5254.7495
9390 | 5220 | 5212.7967 | 5089.9642 | 5229.3214 | 5254.6882 | [8 empty] | 5227.1908 | 5220 | 5212.7967 | 5089.9642 | 5229.3214 | 5254.6882
9391 | 5220 | 5212.7674 | 5089.8799 | 5229.1898 | 5254.5329 | [8 empty] | 5227.1474 | 5220 | 5212.7674 | 5089.8799 | 5229.1898 | 5254.5329
9392 | 5220 | 5212.5519 | 5089.8563 | 5229.1179 | 5254.5294 | [8 empty] | 5226.7071 | 5220 | 5212.5519 | 5089.8563 | 5229.1179 | 5254.5294
9393 | 5220 | 5212.5299 | 5089.7078 | 5228.9853 | 5253.8322 | [8 empty] | 5226.6182 | 5220 | 5212.5299 | 5089.7078 | 5228.9853 | 5253.8322
9394 | 5220 | 5212.3689 | 5089.3272 | 5228.965 | 5253.6466 | [8 empty] | 5226.466 | 5220 | 5212.3689 | 5089.3272 | 5228.965 | 5253.6466
9395 | 5220 | 5212.226 | 5089.249 | 5228.7528 | 5253.6219 | [8 empty] | 5226.4437 | 5220 | 5212.226 | 5089.249 | 5228.7528 | 5253.6219
9396 | 5220 | 5212.1408 | 5089.2001 | 5228.6953 | 5253.5765 | [8 empty] | 5226.3535 | 5220 | 5212.1408 | 5089.2001 | 5228.6953 | 5253.5765
9397 | 5220 | 5212.115 | 5089.1609 | 5228.3665 | 5253.5331 | [8 empty] | 5226.1944 | 5220 | 5212.115 | 5089.1609 | 5228.3665 | 5253.5331
9398 | 5220 | 5211.9245 | 5089.0802 | 5228.2786 | 5253.4301 | [8 empty] | 5226.1479 | 5220 | 5211.9245 | 5089.0802 | 5228.2786 | 5253.4301
9399 | 5219 | 5211.7934 | 5089.0073 | 5228.1228 | 5253.2932 | [8 empty] | 5226.1393 | 5219 | 5211.7934 | 5089.0073 | 5228.1228 | 5253.2932
9400 | 5219 | 5211.7914 | 5088.9431 | 5227.5967 | 5253.1735 | [8 empty] | 5225.9977 | 5219 | 5211.7914 | 5088.9431 | 5227.5967 | 5253.1735
9401 | 5219 | 5211.7002 | 5088.8783 | 5227.5113 | 5253.1213 | [8 empty] | 5225.9608 | 5219 | 5211.7002 | 5088.8783 | 5227.5113 | 5253.1213
9402 | 5219 | 5211.2829 | 5088.8704 | 5227.4778 | 5253.0459 | [8 empty] | 5225.9205 | 5219 | 5211.2829 | 5088.8704 | 5227.4778 | 5253.0459
9403 | 5219 | 5210.8705 | 5088.8315 | 5227.3443 | 5252.809 | [8 empty] | 5225.8717 | 5219 | 5210.8705 | 5088.8315 | 5227.3443 | 5252.809
9404 | 5219 | 5210.7285 | 5088.6515 | 5227.3207 | 5252.7497 | [8 empty] | 5225.8703 | 5219 | 5210.7285 | 5088.6515 | 5227.3207 | 5252.7497
9405 | 5219 | 5210.6345 | 5088.3629 | 5227.2585 | 5252.6135 | [8 empty] | 5225.8594 | 5219 | 5210.6345 | 5088.3629 | 5227.2585 | 5252.6135
9406 | 5218 | 5210.5636 | 5088.357 | 5227.1728 | 5252.4415 | [8 empty] | 5225.8063 | 5218 | 5210.5636 | 5088.357 | 5227.1728 | 5252.4415
9407 | 5218 | 5210.4812 | 5088.3288 | 5227.0972 | 5252.3046 | [8 empty] | 5225.7633 | 5218 | 5210.4812 | 5088.3288 | 5227.0972 | 5252.3046
9408 | 5218 | 5210.4738 | 5088.2826 | 5227.0832 | 5252.2796 | [8 empty] | 5225.5741 | 5218 | 5210.4738 | 5088.2826 | 5227.0832 | 5252.2796
9409 | 5217 | 5210.4362 | 5088.2485 | 5226.9506 | 5252.1033 | [8 empty] | 5225.5596 | 5217 | 5210.4362 | 5088.2485 | 5226.9506 | 5252.1033
9410 | 5217 | 5210.4322 | 5088.2245 | 5226.8415 | 5251.9891 | [8 empty] | 5225.277 | 5217 | 5210.4322 | 5088.2245 | 5226.8415 | 5251.9891
9411 | 5217 | 5210.2024 | 5088.0078 | 5226.7258 | 5251.8381 | [8 empty] | 5225.1859 | 5217 | 5210.2024 | 5088.0078 | 5226.7258 | 5251.8381
9412 | 5217 | 5210.1544 | 5087.9888 | 5226.6323 | 5251.735 | [8 empty] | 5225.0229 | 5217 | 5210.1544 | 5087.9888 | 5226.6323 | 5251.735
9413 | 5217 | 5210.1161 | 5087.7473 | 5226.6117 | 5251.6935 | [8 empty] | 5224.8874 | 5217 | 5210.1161 | 5087.7473 | 5226.6117 | 5251.6935
9414 | 5217 | 5209.9513 | 5087.7226 | 5226.4472 | 5251.5888 | [8 empty] | 5224.6557 | 5217 | 5209.9513 | 5087.7226 | 5226.4472 | 5251.5888
9415 | 5217 | 5209.9512 | 5087.6344 | 5226.3444 | 5251.587 | [8 empty] | 5224.6371 | 5217 | 5209.9512 | 5087.6344 | 5226.3444 | 5251.587
9416 | 5217 | 5209.7405 | 5087.5994 | 5226.2283 | 5251.5456 | [8 empty] | 5224.5553 | 5217 | 5209.7405 | 5087.5994 | 5226.2283 | 5251.5456
9417 | 5217 | 5209.7319 | 5087.5209 | 5226.0795 | 5251.1692 | [8 empty] | 5224.5154 | 5217 | 5209.7319 | 5087.5209 | 5226.0795 | 5251.1692
9418 | 5217 | 5209.6259 | 5087.5207 | 5225.9847 | 5251.1066 | [8 empty] | 5224.4638 | 5217 | 5209.6259 | 5087.5207 | 5225.9847 | 5251.1066
9419 | 5216 | 5209.2021 | 5087.3364 | 5225.9795 | 5250.9933 | [8 empty] | 5224.3123 | 5216 | 5209.2021 | 5087.3364 | 5225.9795 | 5250.9933
9420 | 5216 | 5209.0995 | 5087.3316 | 5225.9368 | 5250.9825 | [8 empty] | 5224.1673 | 5216 | 5209.0995 | 5087.3316 | 5225.9368 | 5250.9825
9421 | 5216 | 5208.9916 | 5087.055 | 5225.8375 | 5250.8301 | [8 empty] | 5224.1174 | 5216 | 5208.9916 | 5087.055 | 5225.8375 | 5250.8301
9422 | 5216 | 5208.9414 | 5086.8944 | 5225.6282 | 5250.7782 | [8 empty] | 5223.7787 | 5216 | 5208.9414 | 5086.8944 | 5225.6282 | 5250.7782
9423 | 5216 | 5208.9302 | 5086.7999 | 5225.4896 | 5250.7542 | [8 empty] | 5223.7306 | 5216 | 5208.9302 | 5086.7999 | 5225.4896 | 5250.7542
9424 | 5216 | 5208.8711 | 5086.5129 | 5225.3784 | 5250.6447 | [8 empty] | 5223.5502 | 5216 | 5208.8711 | 5086.5129 | 5225.3784 | 5250.6447
9425 | 5216 | 5208.7127 | 5086.2668 | 5225.1303 | 5250.4207 | [8 empty] | 5223.5067 | 5216 | 5208.7127 | 5086.2668 | 5225.1303 | 5250.4207
9426 | 5216 | 5208.6707 | 5086.1952 | 5224.6726 | 5250.2544 | [8 empty] | 5223.4778 | 5216 | 5208.6707 | 5086.1952 | 5224.6726 | 5250.2544
9427 | 5215 | 5208.5957 | 5086.0892 | 5224.5869 | 5250.1401 | [8 empty] | 5223.4261 | 5215 | 5208.5957 | 5086.0892 | 5224.5869 | 5250.1401
9428 | 5215 | 5208.5321 | 5086.0792 | 5223.5474 | 5250.012 | [8 empty] | 5223.1843 | 5215 | 5208.5321 | 5086.0792 | 5223.5474 | 5250.012
9429 | 5215 | 5208.5205 | 5085.9559 | 5223.4345 | 5249.8034 | [8 empty] | 5223.09 | 5215 | 5208.5205 | 5085.9559 | 5223.4345 | 5249.8034
9430 | 5215 | 5208.5202 | 5085.8613 | 5223.3609 | 5249.3344 | [8 empty] | 5222.8128 | 5215 | 5208.5202 | 5085.8613 | 5223.3609 | 5249.3344
9431 | 5214 | 5208.4662 | 5085.7445 | 5223.2857 | 5248.9139 | [8 empty] | 5222.5965 | 5214 | 5208.4662 | 5085.7445 | 5223.2857 | 5248.9139
9432 | 5214 | 5208.3891 | 5085.7239 | 5223.2663 | 5248.8808 | [8 empty] | 5222.5958 | 5214 | 5208.3891 | 5085.7239 | 5223.2663 | 5248.8808
9433 | 5214 | 5208.2273 | 5085.6928 | 5222.94 | 5248.8655 | [8 empty] | 5222.5175 | 5214 | 5208.2273 | 5085.6928 | 5222.94 | 5248.8655
9434 | 5214 | 5208.0769 | 5085.6269 | 5222.8582 | 5248.6807 | [8 empty] | 5222.439 | 5214 | 5208.0769 | 5085.6269 | 5222.8582 | 5248.6807
9435 | 5214 | 5208.0516 | 5085.4914 | 5222.764 | 5248.6487 | [8 empty] | 5222.3942 | 5214 | 5208.0516 | 5085.4914 | 5222.764 | 5248.6487
9436 | 5214 | 5208.0195 | 5085.1061 | 5222.7282 | 5248.5909 | [8 empty] | 5222.3193 | 5214 | 5208.0195 | 5085.1061 | 5222.7282 | 5248.5909
9437 | 5213 | 5208.0188 | 5084.7333 | 5222.6928 | 5248.1873 | [8 empty] | 5222.212 | 5213 | 5208.0188 | 5084.7333 | 5222.6928 | 5248.1873
9438 | 5213 | 5207.7335 | 5084.5278 | 5222.6329 | 5247.9569 | [8 empty] | 5222.0515 | 5213 | 5207.7335 | 5084.5278 | 5222.6329 | 5247.9569
9439 | 5213 | 5207.2503 | 5084.471 | 5222.4992 | 5247.9293 | [8 empty] | 5222.0062 | 5213 | 5207.2503 | 5084.471 | 5222.4992 | 5247.9293
9440 | 5213 | 5207.2417 | 5084.3937 | 5222.1914 | 5247.8765 | [8 empty] | 5221.9563 | 5213 | 5207.2417 | 5084.3937 | 5222.1914 | 5247.8765
9441 | 5213 | 5207.0058 | 5084.0471 | 5222.0457 | 5247.7681 | [8 empty] | 5221.9339 | 5213 | 5207.0058 | 5084.0471 | 5222.0457 | 5247.7681
9442 | 5213 | 5206.6866 | 5083.9237 | 5221.9872 | 5247.6339 | [8 empty] | 5221.7043 | 5213 | 5206.6866 | 5083.9237 | 5221.9872 | 5247.6339
9443 | 5212 | 5206.6016 | 5083.7047 | 5221.9703 | 5247.5061 | [8 empty] | 5221.7034 | 5212 | 5206.6016 | 5083.7047 | 5221.9703 | 5247.5061
9444 | 5212 | 5206.3794 | 5083.6628 | 5221.9144 | 5247.5007 | [8 empty] | 5221.6928 | 5212 | 5206.3794 | 5083.6628 | 5221.9144 | 5247.5007
9445 | 5212 | 5206.3371 | 5083.6619 | 5221.8122 | 5247.4661 | [8 empty] | 5221.5877 | 5212 | 5206.3371 | 5083.6619 | 5221.8122 | 5247.4661
9446 | 5212 | 5206.1606 | 5083.5431 | 5221.7916 | 5247.1816 | [8 empty] | 5221.5508 | 5212 | 5206.1606 | 5083.5431 | 5221.7916 | 5247.1816
9447 | 5212 | 5205.875 | 5083.5203 | 5221.5776 | 5247.1211 | [8 empty] | 5221.5484 | 5212 | 5205.875 | 5083.5203 | 5221.5776 | 5247.1211
9448 | 5212 | 5205.7728 | 5083.2129 | 5221.3633 | 5246.9078 | [8 empty] | 5221.2635 | 5212 | 5205.7728 | 5083.2129 | 5221.3633 | 5246.9078
9449 | 5211 | 5205.6039 | 5083.0828 | 5221.231 | 5246.8687 | [8 empty] | 5221.1124 | 5211 | 5205.6039 | 5083.0828 | 5221.231 | 5246.8687
9450 | 5211 | 5205.5421 | 5083.0605 | 5221.0193 | 5246.8434 | [8 empty] | 5221.0875 | 5211 | 5205.5421 | 5083.0605 | 5221.0193 | 5246.8434
9451 | 5211 | 5205.5158 | 5082.9876 | 5220.988 | 5246.7206 | [8 empty] | 5221.0231 | 5211 | 5205.5158 | 5082.9876 | 5220.988 | 5246.7206
9452 | 5211 | 5205.2224 | 5082.9394 | 5220.8966 | 5246.6557 | [8 empty] | 5220.8758 | 5211 | 5205.2224 | 5082.9394 | 5220.8966 | 5246.6557
9453 | 5211 | 5204.8783 | 5082.9248 | 5220.7402 | 5246.5218 | [8 empty] | 5220.8683 | 5211 | 5204.8783 | 5082.9248 | 5220.7402 | 5246.5218
9454 | 5211 | 5204.8103 | 5082.8394 | 5220.6846 | 5246.4336 | [8 empty] | 5220.8077 | 5211 | 5204.8103 | 5082.8394 | 5220.6846 | 5246.4336
9455 | 5211 | 5204.7922 | 5082.7748 | 5220.609 | 5246.3896 | [8 empty] | 5220.8044 | 5211 | 5204.7922 | 5082.7748 | 5220.609 | 5246.3896
9456 | 5211 | 5204.5498 | 5082.4861 | 5220.4893 | 5246.2879 | [8 empty] | 5220.7804 | 5211 | 5204.5498 | 5082.4861 | 5220.4893 | 5246.2879
9457 | 5211 | 5204.4559 | 5082.4797 | 5220.4841 | 5245.9606 | [8 empty] | 5220.7354 | 5211 | 5204.4559 | 5082.4797 | 5220.4841 | 5245.9606
9458 | 5211 | 5204.4497 | 5082.2653 | 5220.4743 | 5245.8779 | [8 empty] | 5220.6501 | 5211 | 5204.4497 | 5082.2653 | 5220.4743 | 5245.8779
9459 | 5211 | 5204.2187 | 5082.1627 | 5220.2942 | 5245.7391 | [8 empty] | 5220.608 | 5211 | 5204.2187 | 5082.1627 | 5220.2942 | 5245.7391
9460 | 5210 | 5204.0848 | 5081.8337 | 5220.2204 | 5245.4089 | [8 empty] | 5220.6017 | 5210 | 5204.0848 | 5081.8337 | 5220.2204 | 5245.4089
9461 | 5210 | 5203.6983 | 5081.6313 | 5220.1391 | 5245.3511 | [8 empty] | 5220.3219 | 5210 | 5203.6983 | 5081.6313 | 5220.1391 | 5245.3511
9462 | 5210 | 5203.5104 | 5081.6136 | 5219.9685 | 5245.2599 | [8 empty] | 5220.1071 | 5210 | 5203.5104 | 5081.6136 | 5219.9685 | 5245.2599
9463 | 5210 | 5203.4541 | 5081.606 | 5219.895 | 5245.1825 | [8 empty] | 5220.066 | 5210 | 5203.4541 | 5081.606 | 5219.895 | 5245.1825
9464 | 5210 | 5203.4035 | 5081.5589 | 5219.7265 | 5244.7134 | [8 empty] | 5220.0591 | 5210 | 5203.4035 | 5081.5589 | 5219.7265 | 5244.7134
9465 | 5210 | 5203.381 | 5081.4946 | 5219.7224 | 5244.7069 | [8 empty] | 5220.0533 | 5210 | 5203.381 | 5081.4946 | 5219.7224 | 5244.7069
9466 | 5210 | 5203.0021 | 5081.4827 | 5219.1727 | 5244.693 | [8 empty] | 5220.0511 | 5210 | 5203.0021 | 5081.4827 | 5219.1727 | 5244.693
9467 | 5210 | 5202.893 | 5081.3775 | 5219.1592 | 5244.3299 | [8 empty] | 5219.8472 | 5210 | 5202.893 | 5081.3775 | 5219.1592 | 5244.3299
9468 | 5210 | 5202.7339 | 5081.3484 | 5219.1537 | 5244.1102 | [8 empty] | 5219.7679 | 5210 | 5202.7339 | 5081.3484 | 5219.1537 | 5244.1102
9469 | 5210 | 5202.6767 | 5081.0805 | 5218.187 | 5244.1025 | [8 empty] | 5219.5943 | 5210 | 5202.6767 | 5081.0805 | 5218.187 | 5244.1025
9470 | 5210 | 5202.6413 | 5081.0449 | 5218.136 | 5243.9614 | [8 empty] | 5219.548 | 5210 | 5202.6413 | 5081.0449 | 5218.136 | 5243.9614
9471 | 5210 | 5202.3814 | 5081.0279 | 5217.9258 | 5243.6199 | [8 empty] | 5219.5338 | 5210 | 5202.3814 | 5081.0279 | 5217.9258 | 5243.6199
9472 | 5210 | 5202.0937 | 5080.9586 | 5217.9221 | 5243.3203 | [8 empty] | 5219.1703 | 5210 | 5202.0937 | 5080.9586 | 5217.9221 | 5243.3203
9473 | 5209 | 5201.9322 | 5080.8907 | 5217.4813 | 5243.2956 | [8 empty] | 5218.8311 | 5209 | 5201.9322 | 5080.8907 | 5217.4813 | 5243.2956
9474 | 5209 | 5201.882 | 5080.8666 | 5217.3298 | 5242.9493 | [8 empty] | 5218.7379 | 5209 | 5201.882 | 5080.8666 | 5217.3298 | 5242.9493
9475 | 5209 | 5201.7288 | 5080.8263 | 5217.2669 | 5242.731 | [8 empty] | 5218.6237 | 5209 | 5201.7288 | 5080.8263 | 5217.2669 | 5242.731
9476 | 5209 | 5201.6984 | 5080.757 | 5217.0655 | 5242.7101 | [8 empty] | 5218.6104 | 5209 | 5201.6984 | 5080.757 | 5217.0655 | 5242.7101
9477 | 5208 | 5201.5433 | 5080.372 | 5217.0368 | 5242.6636 | [8 empty] | 5218.5203 | 5208 | 5201.5433 | 5080.372 | 5217.0368 | 5242.6636
9478 | 5208 | 5201.5048 | 5080.3557 | 5217.0284 | 5242.5864 | [8 empty] | 5218.3751 | 5208 | 5201.5048 | 5080.3557 | 5217.0284 | 5242.5864
9479 | 5208 | 5201.4327 | 5080.339 | 5216.985 | 5242.428 | [8 empty] | 5218.2242 | 5208 | 5201.4327 | 5080.339 | 5216.985 | 5242.428
9480 | 5208 | 5201.2077 | 5080.1536 | 5216.8406 | 5242.2563 | [8 empty] | 5218.2217 | 5208 | 5201.2077 | 5080.1536 | 5216.8406 | 5242.2563
9481 | 5208 | 5201.0819 | 5080.1312 | 5216.4195 | 5242.2338 | [8 empty] | 5217.8966 | 5208 | 5201.0819 | 5080.1312 | 5216.4195 | 5242.2338
9482 | 5208 | 5201.0776 | 5080.1075 | 5216.3834 | 5241.9752 | [8 empty] | 5217.7327 | 5208 | 5201.0776 | 5080.1075 | 5216.3834 | 5241.9752
9483 | 5208 | 5201.0606 | 5080.0707 | 5216.38 | 5241.6365 | [8 empty] | 5217.6721 | 5208 | 5201.0606 | 5080.0707 | 5216.38 | 5241.6365
9484 | 5208 | 5201.0562 | 5079.9125 | 5216.2684 | 5241.5796 | [8 empty] | 5216.9009 | 5208 | 5201.0562 | 5079.9125 | 5216.2684 | 5241.5796
9485 | 5207 | 5200.9289 | 5079.5473 | 5216.0579 | 5241.5281 | [8 empty] | 5216.8355 | 5207 | 5200.9289 | 5079.5473 | 5216.0579 | 5241.5281
9486 | 5207 | 5200.764 | 5079.5372 | 5215.933 | 5241.4977 | [8 empty] | 5216.6875 | 5207 | 5200.764 | 5079.5372 | 5215.933 | 5241.4977
9487 | 5207 | 5200.75 | 5079.4487 | 5215.9117 | 5241.1387 | [8 empty] | 5216.4186 | 5207 | 5200.75 | 5079.4487 | 5215.9117 | 5241.1387
9488 | 5207 | 5200.677 | 5079.4277 | 5215.6039 | 5241.0311 | [8 empty] | 5216.2918 | 5207 | 5200.677 | 5079.4277 | 5215.6039 | 5241.0311
9489 | 5207 | 5200.6586 | 5079.4051 | 5215.5651 | 5240.673 | [8 empty] | 5216.2555 | 5207 | 5200.6586 | 5079.4051 | 5215.5651 | 5240.673
9490 | 5207 | 5200.4002 | 5079.4023 | 5215.4236 | 5240.5689 | [8 empty] | 5216.1842 | 5207 | 5200.4002 | 5079.4023 | 5215.4236 | 5240.5689
9491 | 5207 | 5200.3733 | 5079.1933 | 5215.1708 | 5240.3748 | [8 empty] | 5215.7398 | 5207 | 5200.3733 | 5079.1933 | 5215.1708 | 5240.3748
9492 | 5207 | 5200.1459 | 5079.1451 | 5214.9994 | 5240.2081 | [8 empty] | 5215.7374 | 5207 | 5200.1459 | 5079.1451 | 5214.9994 | 5240.2081
9493 | 5207 | 5200.1402 | 5079.0944 | 5214.9583 | 5240.1384 | [8 empty] | 5215.5666 | 5207 | 5200.1402 | 5079.0944 | 5214.9583 | 5240.1384
9494 | 5207 | 5200.1102 | 5079.0059 | 5214.8741 | 5240.0332 | [8 empty] | 5215.5291 | 5207 | 5200.1102 | 5079.0059 | 5214.8741 | 5240.0332
9495 | 5207 | 5199.9605 | 5078.9871 | 5214.7882 | 5239.7814 | [8 empty] | 5215.4468 | 5207 | 5199.9605 | 5078.9871 | 5214.7882 | 5239.7814
9496 | 5207 | 5199.8566 | 5078.9303 | 5214.7831 | 5239.7546 | [8 empty] | 5215.3328 | 5207 | 5199.8566 | 5078.9303 | 5214.7831 | 5239.7546
9497 | 5207 | 5199.8097 | 5078.9301 | 5214.6892 | 5239.701 | [8 empty] | 5215.329 | 5207 | 5199.8097 | 5078.9301 | 5214.6892 | 5239.701
9498 | 5206 | 5199.766 | 5078.9285 | 5214.3626 | 5239.2186 | [8 empty] | 5215.2502 | 5206 | 5199.766 | 5078.9285 | 5214.3626 | 5239.2186
9499 | 5206 | 5199.6325 | 5078.6884 | 5214.331 | 5239.1976 | [8 empty] | 5215.1609 | 5206 | 5199.6325 | 5078.6884 | 5214.331 | 5239.1976
9500 | 5206 | 5199.5042 | 5078.6069 | 5214.2897 | 5239.1525 | [8 empty] | 5215.1251 | 5206 | 5199.5042 | 5078.6069 | 5214.2897 | 5239.1525
9501 | 5206 | 5199.422 | 5078.2891 | 5214.0023 | 5239.0191 | [8 empty] | 5214.8174 | 5206 | 5199.422 | 5078.2891 | 5214.0023 | 5239.0191
9502 | 5206 | 5199.4186 | 5078.2314 | 5213.8724 | 5238.8905 | [8 empty] | 5214.3791 | 5206 | 5199.4186 | 5078.2314 | 5213.8724 | 5238.8905
9503 | 5206 | 5199.3449 | 5078.0989 | 5213.7019 | 5238.8679 | [8 empty] | 5214.2568 | 5206 | 5199.3449 | 5078.0989 | 5213.7019 | 5238.8679
9504 | 5206 | 5199.2437 | 5078.0868 | 5213.5389 | 5238.6408 | [8 empty] | 5214.2344 | 5206 | 5199.2437 | 5078.0868 | 5213.5389 | 5238.6408
9505 | 5206 | 5198.8875 | 5078.0387 | 5213.4537 | 5238.6223 | [8 empty] | 5214.1449 | 5206 | 5198.8875 | 5078.0387 | 5213.4537 | 5238.6223
9506 | 5206 | 5198.631 | 5077.1841 | 5213.3312 | 5238.2664 | [8 empty] | 5214.0537 | 5206 | 5198.631 | 5077.1841 | 5213.3312 | 5238.2664
9507 | 5206 | 5198.5713 | 5077.1367 | 5212.8597 | 5238.1393 | [8 empty] | 5213.5715 | 5206 | 5198.5713 | 5077.1367 | 5212.8597 | 5238.1393
9508 | 5205 | 5198.5308 | 5077.1236 | 5212.753 | 5237.8202 | [8 empty] | 5213.366 | 5205 | 5198.5308 | 5077.1236 | 5212.753 | 5237.8202
9509 | 5205 | 5198.4943 | 5077.0344 | 5212.7441 | 5237.7914 | [8 empty] | 5213.3493 | 5205 | 5198.4943 | 5077.0344 | 5212.7441 | 5237.7914
9510 | 5205 | 5198.4889 | 5076.9716 | 5212.4665 | 5237.7429 | [8 empty] | 5213.1763 | 5205 | 5198.4889 | 5076.9716 | 5212.4665 | 5237.7429
9511 | 5205 | 5198.2487 | 5076.8721 | 5212.4365 | 5237.614 | [8 empty] | 5212.9935 | 5205 | 5198.2487 | 5076.8721 | 5212.4365 | 5237.614
9512 | 5205 | 5198.2423 | 5076.7304 | 5212.4164 | 5237.1618 | [8 empty] | 5212.9748 | 5205 | 5198.2423 | 5076.7304 | 5212.4164 | 5237.1618
9513 | 5205 | 5198.1695 | 5076.0422 | 5212.3553 | 5237.0916 | [8 empty] | 5212.9535 | 5205 | 5198.1695 | 5076.0422 | 5212.3553 | 5237.0916
9514 | 5205 | 5198.1504 | 5075.9351 | 5212.233 | 5237.042 | [8 empty] | 5212.9085 | 5205 | 5198.1504 | 5075.9351 | 5212.233 | 5237.042
9515 | 5205 | 5197.9364 | 5075.7491 | 5212.1806 | 5236.9803 | [8 empty] | 5212.862 | 5205 | 5197.9364 | 5075.7491 | 5212.1806 | 5236.9803
9516 | 5205 | 5197.9245 | 5075.4442 | 5212.1754 | 5236.7767 | [8 empty] | 5212.8583 | 5205 | 5197.9245 | 5075.4442 | 5212.1754 | 5236.7767
9517 | 5205 | 5197.8205 | 5075.1284 | 5212.1629 | 5236.7429 | [8 empty] | 5212.8265 | 5205 | 5197.8205 | 5075.1284 | 5212.1629 | 5236.7429
9518 | 5204 | 5197.7794 | 5075.1282 | 5212.0454 | 5236.7371 | [8 empty] | 5212.5121 | 5204 | 5197.7794 | 5075.1282 | 5212.0454 | 5236.7371
9519 | 5204 | 5197.4632 | 5075.0248 | 5212.0338 | 5236.0352 | [8 empty] | 5212.4846 | 5204 | 5197.4632 | 5075.0248 | 5212.0338 | 5236.0352
9520 | 5204 | 5197.3351 | 5074.839 | 5211.8503 | 5235.9882 | [8 empty] | 5212.0824 | 5204 | 5197.3351 | 5074.839 | 5211.8503 | 5235.9882
9521 | 5204 | 5197.3175 | 5074.8201 | 5211.7196 | 5235.9572 | [8 empty] | 5212.0368 | 5204 | 5197.3175 | 5074.8201 | 5211.7196 | 5235.9572
9522 | 5204 | 5197.2436 | 5074.8128 | 5211.6342 | 5235.8533 | [8 empty] | 5211.9489 | 5204 | 5197.2436 | 5074.8128 | 5211.6342 | 5235.8533
9523 | 5204 | 5197.0468 | 5074.7525 | 5211.4554 | 5235.7747 | [8 empty] | 5211.8016 | 5204 | 5197.0468 | 5074.7525 | 5211.4554 | 5235.7747
9524 | 5204 | 5196.9259 | 5074.4602 | 5211.3561 | 5235.7266 | [8 empty] | 5211.654 | 5204 | 5196.9259 | 5074.4602 | 5211.3561 | 5235.7266
9525 | 5204 | 5196.7234 | 5074.3779 | 5210.8759 | 5235.7218 | [8 empty] | 5211.6513 | 5204 | 5196.7234 | 5074.3779 | 5210.8759 | 5235.7218
9526 | 5203 | 5196.5851 | 5074.1261 | 5210.1901 | 5235.694 | [8 empty] | 5211.5758 | 5203 | 5196.5851 | 5074.1261 | 5210.1901 | 5235.694
9527 | 5203 | 5196.534 | 5073.8223 | 5209.8643 | 5235.3881 | [8 empty] | 5211.3122 | 5203 | 5196.534 | 5073.8223 | 5209.8643 | 5235.3881
9528 | 5203 | 5196.5301 | 5073.1271 | 5209.799 | 5234.8471 | [8 empty] | 5211.1594 | 5203 | 5196.5301 | 5073.1271 | 5209.799 | 5234.8471
9529 | 5203 | 5196.5141 | 5073.0886 | 5209.7437 | 5234.5288 | [8 empty] | 5211.017 | 5203 | 5196.5141 | 5073.0886 | 5209.7437 | 5234.5288
9530 | 5203 | 5196.4415 | 5073.0111 | 5209.6331 | 5234.4733 | [8 empty] | 5210.9645 | 5203 | 5196.4415 | 5073.0111 | 5209.6331 | 5234.4733
9531 | 5202 | 5196.4007 | 5073.0024 | 5209.6112 | 5234.4402 | [8 empty] | 5210.8924 | 5202 | 5196.4007 | 5073.0024 | 5209.6112 | 5234.4402
9532 | 5202 | 5196.074 | 5072.9647 | 5209.4334 | 5234.4192 | [8 empty] | 5210.8294 | 5202 | 5196.074 | 5072.9647 | 5209.4334 | 5234.4192
9533 | 5202 | 5195.9876 | 5072.9485 | 5209.3904 | 5234.3121 | [8 empty] | 5210.784 | 5202 | 5195.9876 | 5072.9485 | 5209.3904 | 5234.3121
9534 | 5202 | 5195.9226 | 5072.7079 | 5209.3769 | 5234.1821 | [8 empty] | 5210.76 | 5202 | 5195.9226 | 5072.7079 | 5209.3769 | 5234.1821
9535 | 5202 | 5195.8801 | 5072.6014 | 5209.141 | 5234.0215 | [8 empty] | 5210.7333 | 5202 | 5195.8801 | 5072.6014 | 5209.141 | 5234.0215
9536 | 5202 | 5195.7913 | 5072.5667 | 5208.9326 | 5233.7635 | [8 empty] | 5210.6521 | 5202 | 5195.7913 | 5072.5667 | 5208.9326 | 5233.7635
9537 | 5202 | 5195.6691 | 5072.2869 | 5208.7448 | 5232.8432 | [8 empty] | 5210.4829 | 5202 | 5195.6691 | 5072.2869 | 5208.7448 | 5232.8432
9538 | 5202 | 5195.6181 | 5072.1737 | 5208.0944 | 5232.7686 | [8 empty] | 5210.4066 | 5202 | 5195.6181 | 5072.1737 | 5208.0944 | 5232.7686
9539 | 5202 | 5195.6025 | 5072.1099 | 5208.0276 | 5232.4861 | [8 empty] | 5210.3999 | 5202 | 5195.6025 | 5072.1099 | 5208.0276 | 5232.4861
9540 | 5202 | 5195.4809 | 5071.9528 | 5207.6798 | 5232.4754 | [8 empty] | 5210.2967 | 5202 | 5195.4809 | 5071.9528 | 5207.6798 | 5232.4754
9541 | 5202 | 5195.4665 | 5071.9482 | 5207.5781 | 5232.4139 | [8 empty] | 5209.9958 | 5202 | 5195.4665 | 5071.9482 | 5207.5781 | 5232.4139
9542 | 5202 | 5195.1809 | 5071.8999 | 5207.5502 | 5232.3721 | [8 empty] | 5209.9426 | 5202 | 5195.1809 | 5071.8999 | 5207.5502 | 5232.3721
9543 | 5202 | 5195.0194 | 5071.8763 | 5207.0379 | 5232.3263 | [8 empty] | 5209.6946 | 5202 | 5195.0194 | 5071.8763 | 5207.0379 | 5232.3263
9544 | 5201 | 5194.9963 | 5071.7957 | 5206.91 | 5232.3229 | [8 empty] | 5209.5951 | 5201 | 5194.9963 | 5071.7957 | 5206.91 | 5232.3229
9545 | 5201 | 5194.9277 | 5071.5999 | 5206.7489 | 5232.3032 | [8 empty] | 5209.5763 | 5201 | 5194.9277 | 5071.5999 | 5206.7489 | 5232.3032
9546 | 5201 | 5194.8803 | 5071.4035 | 5206.6688 | 5232.2195 | [8 empty] | 5209.0236 | 5201 | 5194.8803 | 5071.4035 | 5206.6688 | 5232.2195
9547 | 5201 | 5194.8689 | 5071.3958 | 5206.5705 | 5232.174 | [8 empty] | 5208.9084 | 5201 | 5194.8689 | 5071.3958 | 5206.5705 | 5232.174
9548 | 5201 | 5194.6811 | 5071.347 | 5206.4086 | 5231.8754 | [8 empty] | 5208.8841 | 5201 | 5194.6811 | 5071.347 | 5206.4086 | 5231.8754
9549 | 5201 | 5194.6684 | 5071.3457 | 5206.3463 | 5231.8459 | [8 empty] | 5208.8491 | 5201 | 5194.6684 | 5071.3457 | 5206.3463 | 5231.8459
9550 | 5201 | 5194.5902 | 5071.3027 | 5206.1614 | 5231.745 | [8 empty] | 5208.7801 | 5201 | 5194.5902 | 5071.3027 | 5206.1614 | 5231.745
9551 | 5201 | 5194.5338 | 5071.1894 | 5206.0532 | 5231.7165 | [8 empty] | 5208.7318 | 5201 | 5194.5338 | 5071.1894 | 5206.0532 | 5231.7165
9552 | 5201 | 5194.5075 | 5071.1094 | 5205.9644 | 5231.6037 | [8 empty] | 5208.7115 | 5201 | 5194.5075 | 5071.1094 | 5205.9644 | 5231.6037
9553 | 5200 | 5194.2514 | 5071.0917 | 5205.867 | 5231.6014 | [8 empty] | 5208.5435 | 5200 | 5194.2514 | 5071.0917 | 5205.867 | 5231.6014
9554 | 5200 | 5194.1912 | 5071.036 | 5205.6657 | 5231.5819 | [8 empty] | 5208.5236 | 5200 | 5194.1912 | 5071.036 | 5205.6657 | 5231.5819
9555 | 5200 | 5194.0821 | 5070.9711 | 5205.6599 | 5231.5809 | [8 empty] | 5208.5176 | 5200 | 5194.0821 | 5070.9711 | 5205.6599 | 5231.5809
9556 | 5200 | 5193.9295 | 5070.9136 | 5205.4747 | 5231.4947 | [8 empty] | 5208.4817 | 5200 | 5193.9295 | 5070.9136 | 5205.4747 | 5231.4947
9557 | 5200 | 5193.8773 | 5070.8991 | 5205.4662 | 5231.1819 | [8 empty] | 5208.4708 | 5200 | 5193.8773 | 5070.8991 | 5205.4662 | 5231.1819
9558 | 5199 | 5193.675 | 5070.8854 | 5205.0176 | 5231.0157 | [8 empty] | 5208.4482 | 5199 | 5193.675 | 5070.8854 | 5205.0176 | 5231.0157
9559 | 5199 | 5193.6348 | 5070.8632 | 5204.9209 | 5230.7137 | [8 empty] | 5208.382 | 5199 | 5193.6348 | 5070.8632 | 5204.9209 | 5230.7137
9560 | 5199 | 5193.5323 | 5070.7384 | 5204.4955 | 5230.5713 | [8 empty] | 5208.229 | 5199 | 5193.5323 | 5070.7384 | 5204.4955 | 5230.5713
9561 | 5198 | 5193.3863 | 5070.7206 | 5204.3232 | 5230.3855 | [8 empty] | 5208.2013 | 5198 | 5193.3863 | 5070.7206 | 5204.3232 | 5230.3855
9562 | 5198 | 5193.3719 | 5070.437 | 5204.1199 | 5230.1668 | [8 empty] | 5208.0589 | 5198 | 5193.3719 | 5070.437 | 5204.1199 | 5230.1668
9563 | 5198 | 5193.324 | 5070.3304 | 5203.9524 | 5229.7952 | [8 empty] | 5207.9843 | 5198 | 5193.324 | 5070.3304 | 5203.9524 | 5229.7952
9564 | 5198 | 5193.3192 | 5070.3163 | 5203.8368 | 5229.4811 | [8 empty] | 5207.7008 | 5198 | 5193.3192 | 5070.3163 | 5203.8368 | 5229.4811
9565 | 5198 | 5193.234 | 5069.9519 | 5203.781 | 5229.3822 | [8 empty] | 5207.6633 | 5198 | 5193.234 | 5069.9519 | 5203.781 | 5229.3822
9566 | 5198 | 5193.1431 | 5069.7967 | 5203.6539 | 5229.2042 | [8 empty] | 5207.3982 | 5198 | 5193.1431 | 5069.7967 | 5203.6539 | 5229.2042
9567 | 5198 | 5193.1347 | 5069.5757 | 5203.4815 | 5229.1503 | [8 empty] | 5207.1403 | 5198 | 5193.1347 | 5069.5757 | 5203.4815 | 5229.1503
9568 | 5198 | 5192.8882 | 5069.5369 | 5203.3661 | 5228.7404 | [8 empty] | 5206.9748 | 5198 | 5192.8882 | 5069.5369 | 5203.3661 | 5228.7404
9569 | 5198 | 5192.6008 | 5069.4034 | 5203.3246 | 5228.4977 | [8 empty] | 5206.7015 | 5198 | 5192.6008 | 5069.4034 | 5203.3246 | 5228.4977
9570 | 5198 | 5192.5916 | 5069.3967 | 5203.0812 | 5228.4006 | [8 empty] | 5206.6626 | 5198 | 5192.5916 | 5069.3967 | 5203.0812 | 5228.4006
9571 | 5198 | 5192.5832 | 5069.3757 | 5202.7646 | 5227.7248 | [8 empty] | 5206.6435 | 5198 | 5192.5832 | 5069.3757 | 5202.7646 | 5227.7248
9572 | 5198 | 5192.3717 | 5069.3298 | 5202.6844 | 5227.7104 | [8 empty] | 5206.6235 | 5198 | 5192.3717 | 5069.3298 | 5202.6844 | 5227.7104
9573 | 5198 | 5192.3448 | 5069.0538 | 5202.5469 | 5227.4767 | [8 empty] | 5206.4828 | 5198 | 5192.3448 | 5069.0538 | 5202.5469 | 5227.4767
9574 | 5197 | 5192.3308 | 5068.9978 | 5202.1807 | 5227.4348 | [8 empty] | 5206.463 | 5197 | 5192.3308 | 5068.9978 | 5202.1807 | 5227.4348
9575 | 5197 | 5192.3286 | 5068.9071 | 5202.0678 | 5227.3709 | [8 empty] | 5206.448 | 5197 | 5192.3286 | 5068.9071 | 5202.0678 | 5227.3709
9576 | 5197 | 5192.2949 | 5068.8147 | 5201.8375 | 5227.3338 | [8 empty] | 5206.3244 | 5197 | 5192.2949 | 5068.8147 | 5201.8375 | 5227.3338
9577 | 5197 | 5192.1546 | 5068.7225 | 5201.6156 | 5227.0387 | [8 empty] | 5206.3091 | 5197 | 5192.1546 | 5068.7225 | 5201.6156 | 5227.0387
9578 | 5197 | 5192.0015 | 5068.6487 | 5201.482 | 5226.8512 | [8 empty] | 5206.2973 | 5197 | 5192.0015 | 5068.6487 | 5201.482 | 5226.8512
9579 | 5197 | 5191.9673 | 5068.6474 | 5201.429 | 5226.7806 | [8 empty] | 5206.2251 | 5197 | 5191.9673 | 5068.6474 | 5201.429 | 5226.7806
9580 | 5197 | 5191.8504 | 5068.3701 | 5201.3079 | 5226.7358 | [8 empty] | 5206.201 | 5197 | 5191.8504 | 5068.3701 | 5201.3079 | 5226.7358
9581 | 5197 | 5191.8037 | 5068.0404 | 5201.2541 | 5226.7124 | [8 empty] | 5205.8445 | 5197 | 5191.8037 | 5068.0404 | 5201.2541 | 5226.7124
9582 | 5197 | 5191.5879 | 5068.0088 | 5201.2514 | 5226.6756 | [8 empty] | 5205.6817 | 5197 | 5191.5879 | 5068.0088 | 5201.2514 | 5226.6756
9583 | 5197 | 5191.519 | 5067.9533 | 5201.1161 | 5226.5514 | [8 empty] | 5205.2095 | 5197 | 5191.519 | 5067.9533 | 5201.1161 | 5226.5514
9584 | 5197 | 5191.425 | 5067.9201 | 5201.1109 | 5226.3198 | [8 empty] | 5205.0274 | 5197 | 5191.425 | 5067.9201 | 5201.1109 | 5226.3198
9585 | 5196 | 5191.3392 | 5067.905 | 5200.901 | 5225.7604 | [8 empty] | 5204.9909 | 5196 | 5191.3392 | 5067.905 | 5200.901 | 5225.7604
9586 | 5196 | 5191.1671 | 5067.771 | 5200.7703 | 5225.7564 | [8 empty] | 5204.9246 | 5196 | 5191.1671 | 5067.771 | 5200.7703 | 5225.7564
9587 | 5196 | 5190.9794 | 5067.6822 | 5200.7534 | 5225.7559 | [8 empty] | 5204.8708 | 5196 | 5190.9794 | 5067.6822 | 5200.7534 | 5225.7559
9588 | 5196 | 5190.5733 | 5067.5293 | 5200.7466 | 5225.6731 | [8 empty] | 5204.7816 | 5196 | 5190.5733 | 5067.5293 | 5200.7466 | 5225.6731
9589 | 5196 | 5190.4101 | 5067.4484 | 5200.6842 | 5225.1944 | [8 empty] | 5204.7416 | 5196 | 5190.4101 | 5067.4484 | 5200.6842 | 5225.1944
9590 | 5196 | 5190.2078 | 5066.8305 | 5200.6006 | 5224.8146 | [8 empty] | 5204.6924 | 5196 | 5190.2078 | 5066.8305 | 5200.6006 | 5224.8146
9591 | 5196 | 5190.2015 | 5066.6987 | 5200.5678 | 5224.6591 | [8 empty] | 5204.5259 | 5196 | 5190.2015 | 5066.6987 | 5200.5678 | 5224.6591
9592 | 5196 | 5190.1306 | 5066.5647 | 5200.5483 | 5224.4837 | [8 empty] | 5204.4877 | 5196 | 5190.1306 | 5066.5647 | 5200.5483 | 5224.4837
9593 | 5196 | 5189.9168 | 5066.5597 | 5200.4834 | 5224.4301 | [8 empty] | 5204.4143 | 5196 | 5189.9168 | 5066.5597 | 5200.4834 | 5224.4301
9594 | 5196 | 5189.7642 | 5066.5201 | 5200.2464 | 5224.3975 | [8 empty] | 5204.3029 | 5196 | 5189.7642 | 5066.5201 | 5200.2464 | 5224.3975
9595 | 5196 | 5189.6914 | 5066.3905 | 5200.2173 | 5224.1712 | [8 empty] | 5204.2809 | 5196 | 5189.6914 | 5066.3905 | 5200.2173 | 5224.1712
9596 | 5196 | 5189.3291 | 5066.3379 | 5200.0583 | 5224.1539 | [8 empty] | 5203.9793 | 5196 | 5189.3291 | 5066.3379 | 5200.0583 | 5224.1539
9597 | 5195 | 5189.1841 | 5066.1534 | 5200.0063 | 5224.1303 | [8 empty] | 5203.9752 | 5195 | 5189.1841 | 5066.1534 | 5200.0063 | 5224.1303
9598 | 5195 | 5189.0347 | 5065.8194 | 5199.8523 | 5223.9755 | [8 empty] | 5203.9641 | 5195 | 5189.0347 | 5065.8194 | 5199.8523 | 5223.9755
9599 | 5195 | 5189.033 | 5065.8091 | 5199.605 | 5223.636 | [8 empty] | 5203.9323 | 5195 | 5189.033 | 5065.8091 | 5199.605 | 5223.636
9600 | 5195 | 5188.8492 | 5065.6653 | 5199.5828 | 5223.6262 | [8 empty] | 5203.9211 | 5195 | 5188.8492 | 5065.6653 | 5199.5828 | 5223.6262
9601 | 5195 | 5188.7956 | 5065.6289 | 5199.2584 | 5223.6234 | [8 empty] | 5203.9065 | 5195 | 5188.7956 | 5065.6289 | 5199.2584 | 5223.6234
9602 | 5195 | 5188.6689 | 5065.5955 | 5199.2154 | 5223.5217 | [8 empty] | 5203.8372 | 5195 | 5188.6689 | 5065.5955 | 5199.2154 | 5223.5217
9603 | 5195 | 5188.5489 | 5064.771 | 5199.1331 | 5223.4303 | [8 empty] | 5203.7394 | 5195 | 5188.5489 | 5064.771 | 5199.1331 | 5223.4303
9604 | 5195 | 5188.4747 | 5064.4786 | 5198.9652 | 5223.3697 | [8 empty] | 5203.5793 | 5195 | 5188.4747 | 5064.4786 | 5198.9652 | 5223.3697
9605 | 5195 | 5188.2246 | 5064.4402 | 5198.8657 | 5223.197 | [8 empty] | 5203.321 | 5195 | 5188.2246 | 5064.4402 | 5198.8657 | 5223.197
9606 | 5195 | 5188.0215 | 5064.2887 | 5198.6883 | 5223.1854 | [8 empty] | 5203.3138 | 5195 | 5188.0215 | 5064.2887 | 5198.6883 | 5223.1854
9607 | 5194 | 5187.9614 | 5064.2732 | 5198.5027 | 5222.8745 | [8 empty] | 5203.2402 | 5194 | 5187.9614 | 5064.2732 | 5198.5027 | 5222.8745
9608 | 5194 | 5187.9193 | 5064.0453 | 5198.4728 | 5222.8315 | [8 empty] | 5202.9323 | 5194 | 5187.9193 | 5064.0453 | 5198.4728 | 5222.8315
9609 | 5194 | 5187.7672 | 5063.6935 | 5198.4619 | 5222.7975 | [8 empty] | 5202.8565 | 5194 | 5187.7672 | 5063.6935 | 5198.4619 | 5222.7975
9610 | 5194 | 5187.7661 | 5063.685 | 5198.1068 | 5222.7972 | [8 empty] | 5202.8491 | 5194 | 5187.7661 | 5063.685 | 5198.1068 | 5222.7972
9611 | 5194 | 5187.607 | 5063.6323 | 5197.7486 | 5222.6952 | [8 empty] | 5202.8387 | 5194 | 5187.607 | 5063.6323 | 5197.7486 | 5222.6952
9612 | 5194 | 5187.5559 | 5063.4829 | 5197.6823 | 5222.4754 | [8 empty] | 5202.6921 | 5194 | 5187.5559 | 5063.4829 | 5197.6823 | 5222.4754
9613 | 5194 | 5187.5046 | 5063.2022 | 5196.795 | 5222.4542 | [8 empty] | 5201.9461 | 5194 | 5187.5046 | 5063.2022 | 5196.795 | 5222.4542
9614 | 5194 | 5187.2634 | 5063.0033 | 5196.6282 | 5222.2746 | [8 empty] | 5201.8403 | 5194 | 5187.2634 | 5063.0033 | 5196.6282 | 5222.2746
9615 | 5193 | 5187.1762 | 5062.9654 | 5196.5727 | 5222.2314 | [8 empty] | 5201.7919 | 5193 | 5187.1762 | 5062.9654 | 5196.5727 | 5222.2314
9616 | 5193 | 5187.1719 | 5062.7867 | 5196.5229 | 5222.0911 | [8 empty] | 5201.5315 | 5193 | 5187.1719 | 5062.7867 | 5196.5229 | 5222.0911
9617 | 5193 | 5187.1398 | 5062.549 | 5196.4086 | 5222.0374 | [8 empty] | 5201.1216 | 5193 | 5187.1398 | 5062.549 | 5196.4086 | 5222.0374
9618 | 5193 | 5187.068 | 5062.4586 | 5196.2673 | 5222.0223 | [8 empty] | 5201.0465 | 5193 | 5187.068 | 5062.4586 | 5196.2673 | 5222.0223
9619 | 5193 | 5186.7897 | 5062.4209 | 5196.2619 | 5221.8201 | [8 empty] | 5200.9913 | 5193 | 5186.7897 | 5062.4209 | 5196.2619 | 5221.8201
9620 | 5193 | 5186.7162 | 5062.4104 | 5196.2472 | 5221.422 | [8 empty] | 5200.8807 | 5193 | 5186.7162 | 5062.4104 | 5196.2472 | 5221.422
9621 | 5193 | 5186.5004 | 5062.23 | 5196.238 | 5221.1182 | [8 empty] | 5200.622 | 5193 | 5186.5004 | 5062.23 | 5196.238 | 5221.1182
9622 | 5193 | 5186.4586 | 5062.2255 | 5196.1255 | 5220.927 | [8 empty] | 5200.6202 | 5193 | 5186.4586 | 5062.2255 | 5196.1255 | 5220.927
9623 | 5193 | 5186.408 | 5062.0728 | 5195.9831 | 5220.7198 | [8 empty] | 5200.5573 | 5193 | 5186.408 | 5062.0728 | 5195.9831 | 5220.7198
9624 | 5192 | 5186.2981 | 5061.8655 | 5195.8136 | 5220.6209 | [8 empty] | 5200.496 | 5192 | 5186.2981 | 5061.8655 | 5195.8136 | 5220.6209
9625 | 5192 | 5186.2363 | 5061.8293 | 5195.2859 | 5220.4433 | [8 empty] | 5200.4239 | 5192 | 5186.2363 | 5061.8293 | 5195.2859 | 5220.4433
9626 | 5192 | 5186.1849 | 5061.3974 | 5195.2782 | 5220.4172 | [8 empty] | 5200.4117 | 5192 | 5186.1849 | 5061.3974 | 5195.2782 | 5220.4172
9627 | 5192 | 5185.8388 | 5061.3556 | 5195.1916 | 5220.2474 | [8 empty] | 5200.3301 | 5192 | 5185.8388 | 5061.3556 | 5195.1916 | 5220.2474
9628 | 5192 | 5185.8177 | 5061.2923 | 5195.1256 | 5220.0583 | [8 empty] | 5200.3199 | 5192 | 5185.8177 | 5061.2923 | 5195.1256 | 5220.0583
9629 | 5192 | 5185.8075 | 5061.292 | 5194.9638 | 5220.0547 | [8 empty] | 5199.9586 | 5192 | 5185.8075 | 5061.292 | 5194.9638 | 5220.0547
9630 | 5192 | 5185.7771 | 5061.2076 | 5194.6721 | 5220.0146 | [8 empty] | 5199.8932 | 5192 | 5185.7771 | 5061.2076 | 5194.6721 | 5220.0146
9631 | 5192 | 5185.7582 | 5061.182 | 5194.6496 | 5219.952 | [8 empty] | 5199.7913 | 5192 | 5185.7582 | 5061.182 | 5194.6496 | 5219.952
9632 | 5192 | 5185.6767 | 5061.0108 | 5194.6427 | 5219.8537 | [8 empty] | 5199.6447 | 5192 | 5185.6767 | 5061.0108 | 5194.6427 | 5219.8537
9633 | 5191 | 5185.5688 | 5060.9545 | 5194.6194 | 5219.8534 | [8 empty] | 5199.5374 | 5191 | 5185.5688 | 5060.9545 | 5194.6194 | 5219.8534
9634 | 5191 | 5185.328 | 5060.5217 | 5194.1664 | 5219.7805 | [8 empty] | 5199.4967 | 5191 | 5185.328 | 5060.5217 | 5194.1664 | 5219.7805
9635 | 5191 | 5185.2164 | 5060.3987 | 5194.1201 | 5219.7609 | [8 empty] | 5199.4152 | 5191 | 5185.2164 | 5060.3987 | 5194.1201 | 5219.7609
9636 | 5191 | 5185.1032 | 5060.2422 | 5194.0574 | 5219.6787 | [8 empty] | 5199.2421 | 5191 | 5185.1032 | 5060.2422 | 5194.0574 | 5219.6787
9637 | 5191 | 5185.0318 | 5060.0997 | 5193.9957 | 5219.4898 | [8 empty] | 5199.2414 | 5191 | 5185.0318 | 5060.0997 | 5193.9957 | 5219.4898
9638 | 5191 | 5184.9049 | 5060.0316 | 5193.974 | 5219.228 | [8 empty] | 5199.1812 | 5191 | 5184.9049 | 5060.0316 | 5193.974 | 5219.228
9639 | 5190 | 5184.8571 | 5059.9416 | 5193.8452 | 5219.0377 | [8 empty] | 5199.1662 | 5190 | 5184.8571 | 5059.9416 | 5193.8452 | 5219.0377
9640 | 5190 | 5184.6561 | 5059.659 | 5193.5951 | 5218.9649 | [8 empty] | 5198.909 | 5190 | 5184.6561 | 5059.659 | 5193.5951 | 5218.9649
9641 | 5190 | 5184.584 | 5059.5795 | 5193.4188 | 5218.7906 | [8 empty] | 5198.5514 | 5190 | 5184.584 | 5059.5795 | 5193.4188 | 5218.7906
9642 | 5190 | 5184.5765 | 5059.3432 | 5193.1959 | 5218.7778 | [8 empty] | 5198.2891 | 5190 | 5184.5765 | 5059.3432 | 5193.1959 | 5218.7778
9643 | 5190 | 5184.4394 | 5059.1999 | 5193.1711 | 5218.7047 | [8 empty] | 5198.2022 | 5190 | 5184.4394 | 5059.1999 | 5193.1711 | 5218.7047
9644 | 5189 | 5184.3748 | 5058.7322 | 5192.949 | 5218.6054 | [8 empty] | 5198.1905 | 5189 | 5184.3748 | 5058.7322 | 5192.949 | 5218.6054
9645 | 5189 | 5184.3674 | 5058.3455 | 5192.8494 | 5218.3952 | [8 empty] | 5198.0899 | 5189 | 5184.3674 | 5058.3455 | 5192.8494 | 5218.3952
9646 | 5189 | 5184.3021 | 5058.2228 | 5192.6827 | 5218.2568 | [8 empty] | 5197.5426 | 5189 | 5184.3021 | 5058.2228 | 5192.6827 | 5218.2568
9647 | 5189 | 5184.2872 | 5057.8228 | 5192.66 | 5218.227 | [8 empty] | 5197.3759 | 5189 | 5184.2872 | 5057.8228 | 5192.66 | 5218.227
9648 | 5189 | 5184.2282 | 5057.634 | 5192.3815 | 5218.0297 | [8 empty] | 5197.3617 | 5189 | 5184.2282 | 5057.634 | 5192.3815 | 5218.0297
9649 | 5189 | 5184.1835 | 5057.633 | 5192.209 | 5217.7087 | [8 empty] | 5197.253 | 5189 | 5184.1835 | 5057.633 | 5192.209 | 5217.7087
9650 | 5189 | 5183.9756 | 5057.6083 | 5192.1404 | 5217.7079 | [8 empty] | 5197.1356 | 5189 | 5183.9756 | 5057.6083 | 5192.1404 | 5217.7079
9651 | 5189 | 5183.7139 | 5057.3495 | 5191.8781 | 5217.4038 | [8 empty] | 5197.1192 | 5189 | 5183.7139 | 5057.3495 | 5191.8781 | 5217.4038
9652 | 5189 | 5183.5652 | 5057.3251 | 5191.4072 | 5217.2143 | [8 empty] | 5196.7557 | 5189 | 5183.5652 | 5057.3251 | 5191.4072 | 5217.2143
9653 | 5188 | 5183.5365 | 5057.1988 | 5191.3213 | 5217.0557 | [8 empty] | 5196.6927 | 5188 | 5183.5365 | 5057.1988 | 5191.3213 | 5217.0557
9654 | 5188 | 5183.5056 | 5057.1824 | 5191.3187 | 5216.9416 | [8 empty] | 5196.5906 | 5188 | 5183.5056 | 5057.1824 | 5191.3187 | 5216.9416
9655 | 5188 | 5183.4522 | 5057.1669 | 5191.2871 | 5216.856 | [8 empty] | 5196.4563 | 5188 | 5183.4522 | 5057.1669 | 5191.2871 | 5216.856
9656 | 5188 | 5183.3908 | 5057.1302 | 5191.196 | 5216.8273 | [8 empty] | 5196.4001 | 5188 | 5183.3908 | 5057.1302 | 5191.196 | 5216.8273
9657 | 5188 | 5183.3081 | 5057.055 | 5191.1867 | 5216.7868 | [8 empty] | 5196.3437 | 5188 | 5183.3081 | 5057.055 | 5191.1867 | 5216.7868
9658 | 5188 | 5183.1839 | 5056.9359 | 5191.0483 | 5216.7159 | [8 empty] | 5196.2963 | 5188 | 5183.1839 | 5056.9359 | 5191.0483 | 5216.7159
9659 | 5188 | 5183.1064 | 5056.9353 | 5190.7707 | 5216.4934 | [8 empty] | 5196.2606 | 5188 | 5183.1064 | 5056.9353 | 5190.7707 | 5216.4934
9660 | 5188 | 5182.9058 | 5056.9007 | 5190.7342 | 5216.4874 | [8 empty] | 5196.0985 | 5188 | 5182.9058 | 5056.9007 | 5190.7342 | 5216.4874
9661 | 5188 | 5182.8895 | 5056.747 | 5190.6569 | 5216.3736 | [8 empty] | 5195.9664 | 5188 | 5182.8895 | 5056.747 | 5190.6569 | 5216.3736
9662 | 5188 | 5182.8581 | 5056.5925 | 5190.6417 | 5216.1649 | [8 empty] | 5195.9132 | 5188 | 5182.8581 | 5056.5925 | 5190.6417 | 5216.1649
9663 | 5188 | 5182.7224 | 5056.4875 | 5190.5712 | 5216.1104 | [8 empty] | 5195.3453 | 5188 | 5182.7224 | 5056.4875 | 5190.5712 | 5216.1104
9664 | 5187 | 5182.6698 | 5056.2867 | 5190.4169 | 5216.0948 | [8 empty] | 5195.1958 | 5187 | 5182.6698 | 5056.2867 | 5190.4169 | 5216.0948
9665 | 5187 | 5182.3263 | 5056.0134 | 5190.3058 | 5216.0895 | [8 empty] | 5195.1855 | 5187 | 5182.3263 | 5056.0134 | 5190.3058 | 5216.0895
9666 | 5187 | 5182.1573 | 5055.9023 | 5190.2624 | 5216.0653 | [8 empty] | 5195.1359 | 5187 | 5182.1573 | 5055.9023 | 5190.2624 | 5216.0653
9667 | 5187 | 5182.0277 | 5055.7123 | 5189.9672 | 5215.8943 | [8 empty] | 5195.1331 | 5187 | 5182.0277 | 5055.7123 | 5189.9672 | 5215.8943
9668 | 5187 | 5181.5146 | 5055.5363 | 5189.7606 | 5215.7325 | [8 empty] | 5194.9559 | 5187 | 5181.5146 | 5055.5363 | 5189.7606 | 5215.7325
9669 | 5187 | 5181.4201 | 5055.4767 | 5189.6158 | 5215.5754 | [8 empty] | 5194.6753 | 5187 | 5181.4201 | 5055.4767 | 5189.6158 | 5215.5754
9670 | 5186 | 5181.0198 | 5055.2842 | 5189.4052 | 5215.4783 | [8 empty] | 5194.4126 | 5186 | 5181.0198 | 5055.2842 | 5189.4052 | 5215.4783
9671 | 5186 | 5180.9734 | 5055.2709 | 5189.1622 | 5215.4655 | [8 empty] | 5194.3513 | 5186 | 5180.9734 | 5055.2709 | 5189.1622 | 5215.4655
9672 | 5186 | 5180.9691 | 5055.0589 | 5189.0048 | 5215.3084 | [8 empty] | 5194.1098 | 5186 | 5180.9691 | 5055.0589 | 5189.0048 | 5215.3084
9673 | 5186 | 5180.9417 | 5055.0318 | 5188.8417 | 5215.2118 | [8 empty] | 5193.8723 | 5186 | 5180.9417 | 5055.0318 | 5188.8417 | 5215.2118
9674 | 5186 | 5180.9049 | 5054.9884 | 5188.7358 | 5215.1866 | [8 empty] | 5193.7958 | 5186 | 5180.9049 | 5054.9884 | 5188.7358 | 5215.1866
9675 | 5186 | 5180.7599 | 5054.783 | 5188.6976 | 5214.9997 | [8 empty] | 5193.7019 | 5186 | 5180.7599 | 5054.783 | 5188.6976 | 5214.9997
9676 | 5186 | 5180.4728 | 5054.7365 | 5188.0107 | 5214.8847 | [8 empty] | 5193.6644 | 5186 | 5180.4728 | 5054.7365 | 5188.0107 | 5214.8847
9677 | 5186 | 5180.2665 | 5054.5972 | 5187.8813 | 5214.7762 | [8 empty] | 5193.6605 | 5186 | 5180.2665 | 5054.5972 | 5187.8813 | 5214.7762
9678 | 5186 | 5180.0376 | 5054.4338 | 5187.6626 | 5214.6599 | [8 empty] | 5193.3496 | 5186 | 5180.0376 | 5054.4338 | 5187.6626 | 5214.6599
9679 | 5185 | 5179.6119 | 5054.3404 | 5187.4093 | 5214.5802 | [8 empty] | 5193.1781 | 5185 | 5179.6119 | 5054.3404 | 5187.4093 | 5214.5802
9680 | 5185 | 5179.5524 | 5054.0718 | 5186.6878 | 5214.4343 | [8 empty] | 5193.0968 | 5185 | 5179.5524 | 5054.0718 | 5186.6878 | 5214.4343
9681 | 5185 | 5179.5522 | 5053.9288 | 5186.5852 | 5214.1898 | [8 empty] | 5192.7926 | 5185 | 5179.5522 | 5053.9288 | 5186.5852 | 5214.1898
9682 | 5185 | 5179.4585 | 5053.9048 | 5186.3467 | 5214.0599 | [8 empty] | 5192.6828 | 5185 | 5179.4585 | 5053.9048 | 5186.3467 | 5214.0599
9683 | 5185 | 5179.2351 | 5053.6752 | 5186.1737 | 5213.3899 | [8 empty] | 5192.659 | 5185 | 5179.2351 | 5053.6752 | 5186.1737 | 5213.3899
9684 | 5185 | 5179.173 | 5053.5439 | 5185.9758 | 5213.3687 | [8 empty] | 5192.6062 | 5185 | 5179.173 | 5053.5439 | 5185.9758 | 5213.3687
9685 | 5185 | 5179.0709 | 5053.4705 | 5185.7292 | 5213.1917 | [8 empty] | 5192.4653 | 5185 | 5179.0709 | 5053.4705 | 5185.7292 | 5213.1917
9686 | 5185 | 5178.9546 | 5053.4239 | 5185.6601 | 5213.1734 | [8 empty] | 5192.4632 | 5185 | 5178.9546 | 5053.4239 | 5185.6601 | 5213.1734
9687 | 5185 | 5178.8991 | 5053.3121 | 5185.6208 | 5213.1253 | [8 empty] | 5192.3205 | 5185 | 5178.8991 | 5053.3121 | 5185.6208 | 5213.1253
9688 | 5185 | 5178.7937 | 5053.3092 | 5185.5756 | 5213.0856 | [8 empty] | 5192.2298 | 5185 | 5178.7937 | 5053.3092 | 5185.5756 | 5213.0856
9689 | 5185 | 5178.3459 | 5052.9417 | 5185.5334 | 5212.6374 | [8 empty] | 5192.0978 | 5185 | 5178.3459 | 5052.9417 | 5185.5334 | 5212.6374
9690 | 5184 | 5178.3454 | 5052.9039 | 5185.528 | 5212.5976 | [8 empty] | 5191.9808 | 5184 | 5178.3454 | 5052.9039 | 5185.528 | 5212.5976
9691 | 5184 | 5178.2491 | 5052.7653 | 5185.3545 | 5212.5625 | [8 empty] | 5191.8421 | 5184 | 5178.2491 | 5052.7653 | 5185.3545 | 5212.5625
9692 | 5184 | 5178.2386 | 5052.6542 | 5185.2867 | 5212.4978 | [8 empty] | 5191.736 | 5184 | 5178.2386 | 5052.6542 | 5185.2867 | 5212.4978
9693 | 5184 | 5178.2214 | 5052.6043 | 5185.1908 | 5212.4091 | [8 empty] | 5191.6932 | 5184 | 5178.2214 | 5052.6043 | 5185.1908 | 5212.4091
9694 | 5183 | 5178.1009 | 5052.4657 | 5185.005 | 5212.3401 | [8 empty] | 5191.4368 | 5183 | 5178.1009 | 5052.4657 | 5185.005 | 5212.3401
9695 | 5183 | 5178.0949 | 5052.4184 | 5184.7744 | 5212.208 | [8 empty] | 5191.1098 | 5183 | 5178.0949 | 5052.4184 | 5184.7744 | 5212.208
9696 | 5183 | 5178.0051 | 5052.3546 | 5184.5136 | 5212.18 | [8 empty] | 5191.0971 | 5183 | 5178.0051 | 5052.3546 | 5184.5136 | 5212.18
9697 | 5183 | 5177.7227 | 5052.1144 | 5184.4898 | 5212.0672 | [8 empty] | 5191.0392 | 5183 | 5177.7227 | 5052.1144 | 5184.4898 | 5212.0672
9698 | 5183 | 5177.4393 | 5051.9383 | 5184.4859 | 5212.0263 | [8 empty] | 5191.0262 | 5183 | 5177.4393 | 5051.9383 | 5184.4859 | 5212.0263
9699 | 5183 | 5177.4034 | 5051.9165 | 5184.3782 | 5211.9738 | [8 empty] | 5190.9622 | 5183 | 5177.4034 | 5051.9165 | 5184.3782 | 5211.9738
9700 | 5183 | 5177.3885 | 5051.7878 | 5184.0565 | 5211.9065 | [8 empty] | 5190.8835 | 5183 | 5177.3885 | 5051.7878 | 5184.0565 | 5211.9065
9701 | 5183 | 5177.3558 | 5051.5541 | 5184.0441 | 5211.8534 | [8 empty] | 5190.8461 | 5183 | 5177.3558 | 5051.5541 | 5184.0441 | 5211.8534
9702 | 5182 | 5177.2958 | 5051.5396 | 5184.0169 | 5211.7165 | [8 empty] | 5190.7831 | 5182 | 5177.2958 | 5051.5396 | 5184.0169 | 5211.7165
9703 | 5182 | 5177.2299 | 5051.2289 | 5183.4714 | 5211.496 | [8 empty] | 5190.739 | 5182 | 5177.2299 | 5051.2289 | 5183.4714 | 5211.496
9704 | 5182 | 5177.1903 | 5051.1515 | 5183.299 | 5211.3687 | [8 empty] | 5190.7231 | 5182 | 5177.1903 | 5051.1515 | 5183.299 | 5211.3687
9705 | 5182 | 5177.1461 | 5051.0634 | 5183.2883 | 5211.1601 | [8 empty] | 5190.616 | 5182 | 5177.1461 | 5051.0634 | 5183.2883 | 5211.1601
9706 | 5182 | 5177.0454 | 5050.968 | 5182.9519 | 5211.1224 | [8 empty] | 5190.3686 | 5182 | 5177.0454 | 5050.968 | 5182.9519 | 5211.1224
9707 | 5182 | 5177.0061 | 5050.8793 | 5182.8067 | 5210.6787 | [8 empty] | 5190.1193 | 5182 | 5177.0061 | 5050.8793 | 5182.8067 | 5210.6787
9708 | 5182 | 5176.9917 | 5050.7971 | 5182.7821 | 5210.5853 | [8 empty] | 5190.0514 | 5182 | 5176.9917 | 5050.7971 | 5182.7821 | 5210.5853
9709 | 5182 | 5176.7954 | 5050.66 | 5182.754 | 5210.3774 | [8 empty] | 5190.0006 | 5182 | 5176.7954 | 5050.66 | 5182.754 | 5210.3774
9710 | 5182 | 5176.5637 | 5050.4546 | 5182.6891 | 5210.2842 | [8 empty] | 5189.7722 | 5182 | 5176.5637 | 5050.4546 | 5182.6891 | 5210.2842
9711 | 5181 | 5176.4906 | 5050.306 | 5182.4433 | 5210.2271 | [8 empty] | 5189.5136 | 5181 | 5176.4906 | 5050.306 | 5182.4433 | 5210.2271
9712 | 5181 | 5176.1242 | 5050.2604 | 5182.3396 | 5210.2244 | [8 empty] | 5189.458 | 5181 | 5176.1242 | 5050.2604 | 5182.3396 | 5210.2244
9713 | 5181 | 5176.1138 | 5050.2274 | 5182.1608 | 5209.8683 | [8 empty] | 5189.4525 | 5181 | 5176.1138 | 5050.2274 | 5182.1608 | 5209.8683
9714 | 5181 | 5176.0843 | 5050.0749 | 5182.0607 | 5209.7432 | [8 empty] | 5189.4319 | 5181 | 5176.0843 | 5050.0749 | 5182.0607 | 5209.7432
9715 | 5180 | 5176.0512 | 5049.9827 | 5181.9317 | 5209.7401 | [8 empty] | 5189.4009 | 5180 | 5176.0512 | 5049.9827 | 5181.9317 | 5209.7401
9716 | 5180 | 5175.9633 | 5049.872 | 5181.9283 | 5209.4077 | [8 empty] | 5189.0645 | 5180 | 5175.9633 | 5049.872 | 5181.9283 | 5209.4077
9717 | 5180 | 5175.9459 | 5049.4749 | 5181.8948 | 5209.2289 | [8 empty] | 5189.0453 | 5180 | 5175.9459 | 5049.4749 | 5181.8948 | 5209.2289
9718 | 5180 | 5175.8838 | 5049.2993 | 5181.6921 | 5209.0218 | [8 empty] | 5188.7385 | 5180 | 5175.8838 | 5049.2993 | 5181.6921 | 5209.0218
9719 | 5180 | 5175.7135 | 5049.1254 | 5181.6261 | 5208.8757 | [8 empty] | 5188.6851 | 5180 | 5175.7135 | 5049.1254 | 5181.6261 | 5208.8757
9720 | 5180 | 5175.5468 | 5048.8089 | 5181.4899 | 5208.8716 | [8 empty] | 5188.6835 | 5180 | 5175.5468 | 5048.8089 | 5181.4899 | 5208.8716
9721 | 5180 | 5175.5017 | 5048.7644 | 5181.3856 | 5208.8485 | [8 empty] | 5188.6313 | 5180 | 5175.5017 | 5048.7644 | 5181.3856 | 5208.8485
9722 | 5180 | 5175.3568 | 5048.7501 | 5181.379 | 5208.8103 | [8 empty] | 5188.4612 | 5180 | 5175.3568 | 5048.7501 | 5181.379 | 5208.8103
9723 | 5180 | 5175.3524 | 5048.7287 | 5181.2996 | 5208.7736 | [8 empty] | 5188.2494 | 5180 | 5175.3524 | 5048.7287 | 5181.2996 | 5208.7736
9724 | 5179 | 5174.8978 | 5048.5619 | 5181.2439 | 5208.722 | [8 empty] | 5188.0867 | 5179 | 5174.8978 | 5048.5619 | 5181.2439 | 5208.722
9725 | 5179 | 5174.8225 | 5048.444 | 5181.2217 | 5208.6292 | [8 empty] | 5187.9298 | 5179 | 5174.8225 | 5048.444 | 5181.2217 | 5208.6292
9726 | 5179 | 5174.5618 | 5048.4073 | 5181.062 | 5208.5008 | [8 empty] | 5187.8193 | 5179 | 5174.5618 | 5048.4073 | 5181.062 | 5208.5008
9727 | 5179 | 5174.4695 | 5048.2441 | 5180.8517 | 5208.3881 | [8 empty] | 5187.7625 | 5179 | 5174.4695 | 5048.2441 | 5180.8517 | 5208.3881
9728 | 5179 | 5174.4115 | 5048.2383 | 5180.6131 | 5208.3686 | [8 empty] | 5187.5909 | 5179 | 5174.4115 | 5048.2383 | 5180.6131 | 5208.3686
9729 | 5179 | 5173.4808 | 5048.1388 | 5180.5813 | 5208.1244 | [8 empty] | 5187.5836 | 5179 | 5173.4808 | 5048.1388 | 5180.5813 | 5208.1244
9730 | 5179 | 5173.4005 | 5048.0621 | 5180.2872 | 5208.0576 | [8 empty] | 5187.2305 | 5179 | 5173.4005 | 5048.0621 | 5180.2872 | 5208.0576
9731 | 5179 | 5173.2912 | 5048.0356 | 5180.2603 | 5208.0271 | [8 empty] | 5186.9045 | 5179 | 5173.2912 | 5048.0356 | 5180.2603 | 5208.0271
9732 | 5179 | 5173.1458 | 5047.61 | 5179.8641 | 5208.0004 | [8 empty] | 5186.8144 | 5179 | 5173.1458 | 5047.61 | 5179.8641 | 5208.0004
9733 | 5179 | 5173.1384 | 5047.5236 | 5179.8499 | 5207.6701 | [8 empty] | 5186.812 | 5179 | 5173.1384 | 5047.5236 | 5179.8499 | 5207.6701
9734 | 5179 | 5173.1332 | 5047.3828 | 5179.7543 | 5207.6537 | [8 empty] | 5186.6469 | 5179 | 5173.1332 | 5047.3828 | 5179.7543 | 5207.6537
9735 | 5178 | 5172.6971 | 5047.2013 | 5179.622 | 5207.6184 | [8 empty] | 5186.6377 | 5178 | 5172.6971 | 5047.2013 | 5179.622 | 5207.6184
9736 | 5178 | 5172.6658 | 5047.1908 | 5179.4599 | 5207.5083 | [8 empty] | 5186.3937 | 5178 | 5172.6658 | 5047.1908 | 5179.4599 | 5207.5083
9737 | 5178 | 5172.6512 | 5046.9692 | 5179.0285 | 5207.3438 | [8 empty] | 5186.3834 | 5178 | 5172.6512 | 5046.9692 | 5179.0285 | 5207.3438
9738 | 5178 | 5172.6425 | 5046.8385 | 5179.0258 | 5207.0272 | [8 empty] | 5186.3704 | 5178 | 5172.6425 | 5046.8385 | 5179.0258 | 5207.0272
9739 | 5178 | 5172.4807 | 5046.626 | 5178.8803 | 5206.9103 | [8 empty] | 5186.3522 | 5178 | 5172.4807 | 5046.626 | 5178.8803 | 5206.9103
9740 | 5178 | 5172.1739 | 5046.5068 | 5178.6978 | 5206.7842 | [8 empty] | 5186.0599 | 5178 | 5172.1739 | 5046.5068 | 5178.6978 | 5206.7842
9741 | 5178 | 5171.6804 | 5046.2886 | 5178.6845 | 5206.4056 | [8 empty] | 5185.8189 | 5178 | 5171.6804 | 5046.2886 | 5178.6845 | 5206.4056
9742 | 5178 | 5171.6036 | 5046.2649 | 5178.5968 | 5206.3165 | [8 empty] | 5185.7706 | 5178 | 5171.6036 | 5046.2649 | 5178.5968 | 5206.3165
9743 | 5178 | 5171.5998 | 5046.1491 | 5178.5484 | 5206.3092 | [8 empty] | 5185.752 | 5178 | 5171.5998 | 5046.1491 | 5178.5484 | 5206.3092
9744 | 5178 | 5171.5439 | 5045.6933 | 5178.4417 | 5206.1924 | [8 empty] | 5185.6514 | 5178 | 5171.5439 | 5045.6933 | 5178.4417 | 5206.1924
9745 | 5177 | 5171.4669 | 5045.4584 | 5178.3596 | 5206.1124 | [8 empty] | 5185.5283 | 5177 | 5171.4669 | 5045.4584 | 5178.3596 | 5206.1124
9746 | 5177 | 5171.2825 | 5045.0806 | 5178.2714 | 5206.0419 | [8 empty] | 5185.4733 | 5177 | 5171.2825 | 5045.0806 | 5178.2714 | 5206.0419
9747 | 5177 | 5171.2693 | 5045.0491 | 5178.2557 | 5205.7985 | [8 empty] | 5185.2953 | 5177 | 5171.2693 | 5045.0491 | 5178.2557 | 5205.7985
9748 | 5177 | 5171.2621 | 5045.0426 | 5178.2533 | 5205.4726 | [8 empty] | 5185.2566 | 5177 | 5171.2621 | 5045.0426 | 5178.2533 | 5205.4726
9749 | 5177 | 5170.8596 | 5045.0058 | 5178.0306 | 5205.4424 | [8 empty] | 5185.064 | 5177 | 5170.8596 | 5045.0058 | 5178.0306 | 5205.4424
9750 | 5176 | 5170.6658 | 5044.7146 | 5178.0071 | 5205.4031 | [8 empty] | 5184.7874 | 5176 | 5170.6658 | 5044.7146 | 5178.0071 | 5205.4031
9751 | 5176 | 5170.4284 | 5044.5991 | 5177.9308 | 5205.1303 | [8 empty] | 5184.6976 | 5176 | 5170.4284 | 5044.5991 | 5177.9308 | 5205.1303
9752 | 5176 | 5170.37 | 5044.4598 | 5177.8777 | 5205.0958 | [8 empty] | 5184.6066 | 5176 | 5170.37 | 5044.4598 | 5177.8777 | 5205.0958
9753 | 5176 | 5170.3099 | 5044.0607 | 5177.6834 | 5205.0478 | [8 empty] | 5184.5531 | 5176 | 5170.3099 | 5044.0607 | 5177.6834 | 5205.0478
9754 | 5176 | 5169.9301 | 5043.9174 | 5177.1402 | 5204.4728 | [8 empty] | 5184.5001 | 5176 | 5169.9301 | 5043.9174 | 5177.1402 | 5204.4728
9755 | 5176 | 5169.8508 | 5043.8882 | 5177.0361 | 5204.4561 | [8 empty] | 5184.3286 | 5176 | 5169.8508 | 5043.8882 | 5177.0361 | 5204.4561
9756 | 5176 | 5169.7704 | 5043.6186 | 5176.7611 | 5204.2248 | [8 empty] | 5184.2265 | 5176 | 5169.7704 | 5043.6186 | 5176.7611 | 5204.2248
9757 | 5176 | 5169.6647 | 5043.3935 | 5176.1113 | 5204.1028 | [8 empty] | 5184.1513 | 5176 | 5169.6647 | 5043.3935 | 5176.1113 | 5204.1028
9758 | 5176 | 5169.5397 | 5042.9592 | 5175.9783 | 5203.4264 | [8 empty] | 5184.1431 | 5176 | 5169.5397 | 5042.9592 | 5175.9783 | 5203.4264
9759 | 5175 | 5169.5185 | 5042.9414 | 5175.9722 | 5203.4205 | [8 empty] | 5183.9668 | 5175 | 5169.5185 | 5042.9414 | 5175.9722 | 5203.4205
9760 | 5175 | 5169.4998 | 5042.9043 | 5175.8845 | 5203.3384 | [8 empty] | 5183.9151 | 5175 | 5169.4998 | 5042.9043 | 5175.8845 | 5203.3384
9761 | 5175 | 5168.9507 | 5042.7676 | 5175.7945 | 5203.2667 | [8 empty] | 5183.8164 | 5175 | 5168.9507 | 5042.7676 | 5175.7945 | 5203.2667
9762 | 5175 | 5168.8305 | 5042.6188 | 5175.6675 | 5203.084 | [8 empty] | 5183.8117 | 5175 | 5168.8305 | 5042.6188 | 5175.6675 | 5203.084
9763 | 5175 | 5168.7926 | 5042.5332 | 5175.5849 | 5202.9433 | [8 empty] | 5183.6989 | 5175 | 5168.7926 | 5042.5332 | 5175.5849 | 5202.9433
9764 | 5175 | 5168.7678 | 5042.5029 | 5175.2865 | 5202.8735 | [8 empty] | 5183.5553 | 5175 | 5168.7678 | 5042.5029 | 5175.2865 | 5202.8735
9765 | 5175 | 5168.5183 | 5042.4056 | 5175.2181 | 5202.8586 | [8 empty] | 5183.3906 | 5175 | 5168.5183 | 5042.4056 | 5175.2181 | 5202.8586
9766 | 5175 | 5168.2359 | 5042.0745 | 5175.0572 | 5202.7325 | [8 empty] | 5183.0718 | 5175 | 5168.2359 | 5042.0745 | 5175.0572 | 5202.7325
9767 | 5175 | 5168.1738 | 5042.0327 | 5175.0313 | 5202.5981 | [8 empty] | 5183.0213 | 5175 | 5168.1738 | 5042.0327 | 5175.0313 | 5202.5981
9768 | 5174 | 5167.5412 | 5042.0226 | 5174.8413 | 5202.5616 | [8 empty] | 5182.8179 | 5174 | 5167.5412 | 5042.0226 | 5174.8413 | 5202.5616
9769 | 5174 | 5167.4418 | 5042.005 | 5174.723 | 5202.52 | [8 empty] | 5182.8119 | 5174 | 5167.4418 | 5042.005 | 5174.723 | 5202.52
9770 | 5174 | 5167.4199 | 5041.975 | 5174.457 | 5202.4551 | [8 empty] | 5182.8032 | 5174 | 5167.4199 | 5041.975 | 5174.457 | 5202.4551
9771 | 5174 | 5167.032 | 5041.7743 | 5174.2758 | 5202.2886 | [8 empty] | 5182.7608 | 5174 | 5167.032 | 5041.7743 | 5174.2758 | 5202.2886
9772 | 5174 | 5167.0006 | 5041.725 | 5174.04 | 5202.0364 | [8 empty] | 5182.2598 | 5174 | 5167.0006 | 5041.725 | 5174.04 | 5202.0364
9773 | 5174 | 5166.8055 | 5041.6582 | 5174.0349 | 5201.81 | [8 empty] | 5182.1378 | 5174 | 5166.8055 | 5041.6582 | 5174.0349 | 5201.81
9774 | 5174 | 5166.7887 | 5041.5435 | 5173.9779 | 5201.442 | [8 empty] | 5182.0805 | 5174 | 5166.7887 | 5041.5435 | 5173.9779 | 5201.442
9775 | 5174 | 5166.7885 | 5041.4285 | 5173.8785 | 5201.037 | [8 empty] | 5181.9069 | 5174 | 5166.7885 | 5041.4285 | 5173.8785 | 5201.037
9776 | 5174 | 5166.77 | 5041.4255 | 5173.6875 | 5200.9047 | [8 empty] | 5181.7853 | 5174 | 5166.77 | 5041.4255 | 5173.6875 | 5200.9047
9777 | 5174 | 5166.0715 | 5041.3585 | 5173.6097 | 5200.8194 | [8 empty] | 5181.7388 | 5174 | 5166.0715 | 5041.3585 | 5173.6097 | 5200.8194
9778 | 5174 | 5166.0025 | 5041.2253 | 5173.5681 | 5200.7953 | [8 empty] | 5181.5837 | 5174 | 5166.0025 | 5041.2253 | 5173.5681 | 5200.7953
9779 | 5173 | 5165.8815 | 5041.0064 | 5173.4262 | 5200.7286 | [8 empty] | 5181.4647 | 5173 | 5165.8815 | 5041.0064 | 5173.4262 | 5200.7286
9780 | 5173 | 5165.8336 | 5040.9655 | 5173.1144 | 5200.2674 | [8 empty] | 5180.9881 | 5173 | 5165.8336 | 5040.9655 | 5173.1144 | 5200.2674
9781 | 5173 | 5165.6532 | 5040.7159 | 5172.9499 | 5200.121 | [8 empty] | 5180.9138 | 5173 | 5165.6532 | 5040.7159 | 5172.9499 | 5200.121
9782 | 5173 | 5165.4063 | 5040.6174 | 5172.7403 | 5199.9891 | [8 empty] | 5180.6726 | 5173 | 5165.4063 | 5040.6174 | 5172.7403 | 5199.9891
9783 | 5173 | 5165.3072 | 5040.6055 | 5172.6367 | 5199.8867 | [8 empty] | 5180.4796 | 5173 | 5165.3072 | 5040.6055 | 5172.6367 | 5199.8867
9784 | 5173 | 5165.2433 | 5040.4216 | 5172.512 | 5199.6181 | [8 empty] | 5180.2098 | 5173 | 5165.2433 | 5040.4216 | 5172.512 | 5199.6181
9785 | 5173 | 5165.1947 | 5040.281 | 5172.4804 | 5199.2428 | [8 empty] | 5179.7071 | 5173 | 5165.1947 | 5040.281 | 5172.4804 | 5199.2428
9786 | 5173 | 5165.0183 | 5040.2416 | 5172.0608 | 5199.2141 | [8 empty] | 5179.6631 | 5173 | 5165.0183 | 5040.2416 | 5172.0608 | 5199.2141
9787 | 5173 | 5164.9808 | 5040.2272 | 5172.0375 | 5199.1454 | [8 empty] | 5179.4391 | 5173 | 5164.9808 | 5040.2272 | 5172.0375 | 5199.1454
9788 | 5173 | 5164.9738 | 5040.0071 | 5172.0171 | 5199.0912 | [8 empty] | 5179.3423 | 5173 | 5164.9738 | 5040.0071 | 5172.0171 | 5199.0912
9789 | 5173 | 5164.6631 | 5039.8612 | 5171.9501 | 5198.9811 | [8 empty] | 5179.3249 | 5173 | 5164.6631 | 5039.8612 | 5171.9501 | 5198.9811
9790 | 5172 | 5164.6475 | 5039.7711 | 5171.8225 | 5198.7416 | [8 empty] | 5179.0871 | 5172 | 5164.6475 | 5039.7711 | 5171.8225 | 5198.7416
9791 | 5172 | 5164.6311 | 5039.7111 | 5171.7607 | 5198.727 | [8 empty] | 5178.9232 | 5172 | 5164.6311 | 5039.7111 | 5171.7607 | 5198.727
9792 | 5172 | 5164.5702 | 5039.526 | 5171.6101 | 5198.5371 | [8 empty] | 5178.9139 | 5172 | 5164.5702 | 5039.526 | 5171.6101 | 5198.5371
9793 | 5172 | 5164.512 | 5039.2744 | 5171.4068 | 5198.4597 | [8 empty] | 5178.4864 | 5172 | 5164.512 | 5039.2744 | 5171.4068 | 5198.4597
9794 | 5172 | 5164.4336 | 5039.1497 | 5171.2553 | 5198.3495 | [8 empty] | 5178.4666 | 5172 | 5164.4336 | 5039.1497 | 5171.2553 | 5198.3495
9795 | 5172 | 5164.2741 | 5038.8583 | 5171.0482 | 5197.2818 | [8 empty] | 5178.408 | 5172 | 5164.2741 | 5038.8583 | 5171.0482 | 5197.2818
9796 | 5172 | 5164.2571 | 5038.7696 | 5170.9055 | 5196.7608 | [8 empty] | 5178.2914 | 5172 | 5164.2571 | 5038.7696 | 5170.9055 | 5196.7608
9797 | 5172 | 5164.2422 | 5038.5851 | 5170.8336 | 5196.6367 | [8 empty] | 5178.1479 | 5172 | 5164.2422 | 5038.5851 | 5170.8336 | 5196.6367
9798 | 5172 | 5164.073 | 5038.5266 | 5170.7254 | 5196.5381 | [8 empty] | 5177.8007 | 5172 | 5164.073 | 5038.5266 | 5170.7254 | 5196.5381
9799 | 5171 | 5164.0351 | 5038.3086 | 5170.5765 | 5196.5226 | [8 empty] | 5177.6319 | 5171 | 5164.0351 | 5038.3086 | 5170.5765 | 5196.5226
9800 | 5171 | 5163.9971 | 5038.2428 | 5170.5019 | 5196.5094 | [8 empty] | 5177.5034 | 5171 | 5163.9971 | 5038.2428 | 5170.5019 | 5196.5094
9801 | 5171 | 5163.7153 | 5038.2308 | 5170.3297 | 5196.4464 | [8 empty] | 5177.4061 | 5171 | 5163.7153 | 5038.2308 | 5170.3297 | 5196.4464
9802 | 5171 | 5163.4372 | 5038.2019 | 5170.2732 | 5196.4065 | [8 empty] | 5177.3688 | 5171 | 5163.4372 | 5038.2019 | 5170.2732 | 5196.4065
9803 | 5171 | 5163.131 | 5038.1831 | 5170.1896 | 5196.2226 | [8 empty] | 5176.9593 | 5171 | 5163.131 | 5038.1831 | 5170.1896 | 5196.2226
9804 | 5171 | 5163.0843 | 5037.9114 | 5170.1737 | 5196.1562 | [8 empty] | 5176.9437 | 5171 | 5163.0843 | 5037.9114 | 5170.1737 | 5196.1562
9805 | 5171 | 5163.0534 | 5037.8781 | 5170.0281 | 5196.144 | [8 empty] | 5176.8509 | 5171 | 5163.0534 | 5037.8781 | 5170.0281 | 5196.144
9806 | 5170 | 5162.9662 | 5037.8704 | 5169.65 | 5195.9741 | [8 empty] | 5176.7818 | 5170 | 5162.9662 | 5037.8704 | 5169.65 | 5195.9741
9807 | 5170 | 5162.8314 | 5037.7433 | 5169.2889 | 5195.8996 | [8 empty] | 5176.2751 | 5170 | 5162.8314 | 5037.7433 | 5169.2889 | 5195.8996
9808 | 5170 | 5162.7371 | 5037.7416 | 5168.9668 | 5195.8413 | [8 empty] | 5176.2714 | 5170 | 5162.7371 | 5037.7416 | 5168.9668 | 5195.8413
9809 | 5170 | 5162.5945 | 5037.6517 | 5168.8803 | 5195.6198 | [8 empty] | 5176.258 | 5170 | 5162.5945 | 5037.6517 | 5168.8803 | 5195.6198
9810 | 5170 | 5162.3403 | 5037.4865 | 5168.7239 | 5195.0036 | [8 empty] | 5175.8111 | 5170 | 5162.3403 | 5037.4865 | 5168.7239 | 5195.0036
9811 | 5169 | 5162.3252 | 5037.4152 | 5168.6973 | 5194.8939 | [8 empty] | 5175.6645 | 5169 | 5162.3252 | 5037.4152 | 5168.6973 | 5194.8939
9812 | 5169 | 5162.2631 | 5037.0777 | 5168.574 | 5194.5729 | [8 empty] | 5175.5483 | 5169 | 5162.2631 | 5037.0777 | 5168.574 | 5194.5729
9813 | 5169 | 5162.0155 | 5037.071 | 5168.4913 | 5194.4748 | [8 empty] | 5175.2877 | 5169 | 5162.0155 | 5037.071 | 5168.4913 | 5194.4748
9814 | 5168 | 5162.0009 | 5036.9984 | 5168.2315 | 5194.4555 | [8 empty] | 5175.0143 | 5168 | 5162.0009 | 5036.9984 | 5168.2315 | 5194.4555
9815 | 5168 | 5161.7865 | 5036.9078 | 5167.5685 | 5194.4349 | [8 empty] | 5174.9775 | 5168 | 5161.7865 | 5036.9078 | 5167.5685 | 5194.4349
9816 | 5168 | 5161.5568 | 5036.8843 | 5167.1695 | 5194.414 | [8 empty] | 5174.9071 | 5168 | 5161.5568 | 5036.8843 | 5167.1695 | 5194.414
9817 | 5168 | 5161.4068 | 5036.7391 | 5167.0435 | 5194.3619 | [8 empty] | 5174.8332 | 5168 | 5161.4068 | 5036.7391 | 5167.0435 | 5194.3619
9818 | 5168 | 5161.2561 | 5036.6547 | 5167.0287 | 5194.2911 | [8 empty] | 5174.62 | 5168 | 5161.2561 | 5036.6547 | 5167.0287 | 5194.2911
9819 | 5167 | 5161.2383 | 5036.5807 | 5166.8174 | 5194.2269 | [8 empty] | 5174.5401 | 5167 | 5161.2383 | 5036.5807 | 5166.8174 | 5194.2269
9820 | 5167 | 5160.9371 | 5036.4908 | 5166.5385 | 5194.2206 | [8 empty] | 5174.4841 | 5167 | 5160.9371 | 5036.4908 | 5166.5385 | 5194.2206
9821 | 5167 | 5160.9342 | 5036.442 | 5166.3151 | 5194.2177 | [8 empty] | 5173.5891 | 5167 | 5160.9342 | 5036.442 | 5166.3151 | 5194.2177
9822 | 5167 | 5160.9024 | 5036.2319 | 5166.2654 | 5194.1486 | [8 empty] | 5173.589 | 5167 | 5160.9024 | 5036.2319 | 5166.2654 | 5194.1486
9823 | 5167 | 5160.7767 | 5036.2033 | 5165.9186 | 5194.1313 | [8 empty] | 5173.5438 | 5167 | 5160.7767 | 5036.2033 | 5165.9186 | 5194.1313
9824 | 5167 | 5160.5575 | 5036.1147 | 5165.8936 | 5194.0956 | [8 empty] | 5173.368 | 5167 | 5160.5575 | 5036.1147 | 5165.8936 | 5194.0956
9825 | 5167 | 5160.4905 | 5035.9568 | 5165.8742 | 5193.9205 | [8 empty] | 5173.3549 | 5167 | 5160.4905 | 5035.9568 | 5165.8742 | 5193.9205
9826 | 5167 | 5160.4427 | 5035.9219 | 5165.7945 | 5193.8473 | [8 empty] | 5173.2601 | 5167 | 5160.4427 | 5035.9219 | 5165.7945 | 5193.8473
9827 | 5166 | 5160.4053 | 5035.8741 | 5165.4842 | 5193.7564 | [8 empty] | 5173.2297 | 5166 | 5160.4053 | 5035.8741 | 5165.4842 | 5193.7564
9828 | 5166 | 5160.3757 | 5035.86 | 5165.226 | 5193.7543 | [8 empty] | 5173.2179 | 5166 | 5160.3757 | 5035.86 | 5165.226 | 5193.7543
9829 | 5166 | 5160.3667 | 5035.8561 | 5165.0095 | 5193.7182 | [8 empty] | 5173.1694 | 5166 | 5160.3667 | 5035.8561 | 5165.0095 | 5193.7182
9830 | 5166 | 5160.2577 | 5035.6791 | 5164.8928 | 5193.6788 | [8 empty] | 5173.0125 | 5166 | 5160.2577 | 5035.6791 | 5164.8928 | 5193.6788
9831 | 5166 | 5160.1089 | 5035.6537 | 5164.6538 | 5193.4097 | [8 empty] | 5172.9655 | 5166 | 5160.1089 | 5035.6537 | 5164.6538 | 5193.4097
9832 | 5166 | 5160.0413 | 5035.6483 | 5164.4847 | 5193.4091 | [8 empty] | 5172.8995 | 5166 | 5160.0413 | 5035.6483 | 5164.4847 | 5193.4091
9833 | 5166 | 5159.7612 | 5035.5762 | 5164.476 | 5193.3432 | [8 empty] | 5172.8681 | 5166 | 5159.7612 | 5035.5762 | 5164.476 | 5193.3432
9834 | 5166 | 5159.679 | 5035.4978 | 5164.4187 | 5193.2435 | [8 empty] | 5172.8371 | 5166 | 5159.679 | 5035.4978 | 5164.4187 | 5193.2435
9835 | 5166 | 5159.6674 | 5035.2695 | 5164.4124 | 5192.7702 | [8 empty] | 5172.5996 | 5166 | 5159.6674 | 5035.2695 | 5164.4124 | 5192.7702
9836 | 5166 | 5159.5066 | 5034.9674 | 5164.1967 | 5192.7244 | [8 empty] | 5172.5337 | 5166 | 5159.5066 | 5034.9674 | 5164.1967 | 5192.7244
9837 | 5165 | 5159.4631 | 5034.6865 | 5163.7977 | 5192.4933 | [8 empty] | 5172.422 | 5165 | 5159.4631 | 5034.6865 | 5163.7977 | 5192.4933
9838 | 5165 | 5159.4123 | 5034.6211 | 5163.6782 | 5192.2827 | [8 empty] | 5172.3241 | 5165 | 5159.4123 | 5034.6211 | 5163.6782 | 5192.2827
9839 | 5165 | 5159.2086 | 5034.5709 | 5163.5545 | 5192.1539 | [8 empty] | 5172.1677 | 5165 | 5159.2086 | 5034.5709 | 5163.5545 | 5192.1539
9840 | 5165 | 5158.9274 | 5034.4837 | 5163.4506 | 5191.6877 | [8 empty] | 5172.1464 | 5165 | 5158.9274 | 5034.4837 | 5163.4506 | 5191.6877
9841 | 5165 | 5158.7925 | 5034.3828 | 5163.2167 | 5191.4681 | [8 empty] | 5172.0319 | 5165 | 5158.7925 | 5034.3828 | 5163.2167 | 5191.4681
9842 | 5165 | 5158.4064 | 5033.9016 | 5163.1015 | 5191.2542 | [8 empty] | 5171.9979 | 5165 | 5158.4064 | 5033.9016 | 5163.1015 | 5191.2542
9843 | 5165 | 5158.352 | 5033.8981 | 5163.0835 | 5191.1796 | [8 empty] | 5171.9057 | 5165 | 5158.352 | 5033.8981 | 5163.0835 | 5191.1796
9844 | 5164 | 5158.3141 | 5033.7166 | 5162.8042 | 5191.0109 | [8 empty] | 5171.8498 | 5164 | 5158.3141 | 5033.7166 | 5162.8042 | 5191.0109
9845 | 5164 | 5158.182 | 5033.4813 | 5162.7475 | 5190.4153 | [8 empty] | 5171.7907 | 5164 | 5158.182 | 5033.4813 | 5162.7475 | 5190.4153
9846 | 5164 | 5158.1591 | 5033.3761 | 5162.4571 | 5189.9077 | [8 empty] | 5171.7049 | 5164 | 5158.1591 | 5033.3761 | 5162.4571 | 5189.9077
9847 | 5164 | 5158.1289 | 5033.0775 | 5162.3544 | 5189.4368 | [8 empty] | 5171.6475 | 5164 | 5158.1289 | 5033.0775 | 5162.3544 | 5189.4368
9848 | 5164 | 5158.1015 | 5033.0221 | 5162.3382 | 5189.2382 | [8 empty] | 5171.6431 | 5164 | 5158.1015 | 5033.0221 | 5162.3382 | 5189.2382
9849 | 5164 | 5158.0895 | 5032.867 | 5162.3248 | 5189.1793 | [8 empty] | 5171.4882 | 5164 | 5158.0895 | 5032.867 | 5162.3248 | 5189.1793
9850 | 5164 | 5158.0538 | 5032.6811 | 5162.1722 | 5189.116 | [8 empty] | 5171.4831 | 5164 | 5158.0538 | 5032.6811 | 5162.1722 | 5189.116
9851 | 5164 | 5157.9995 | 5032.593 | 5162.0657 | 5188.9792 | [8 empty] | 5171.4027 | 5164 | 5157.9995 | 5032.593 | 5162.0657 | 5188.9792
9852 | 5164 | 5157.8567 | 5032.5717 | 5162.0447 | 5188.9351 | [8 empty] | 5171.222 | 5164 | 5157.8567 | 5032.5717 | 5162.0447 | 5188.9351
9853 | 5163 | 5157.8214 | 5032.5186 | 5162.0217 | 5188.8185 | [8 empty] | 5171.1484 | 5163 | 5157.8214 | 5032.5186 | 5162.0217 | 5188.8185
9854 | 5163 | 5157.3272 | 5032.4007 | 5161.8028 | 5188.7455 | [8 empty] | 5171.122 | 5163 | 5157.3272 | 5032.4007 | 5161.8028 | 5188.7455
9855 | 5163 | 5157.2116 | 5032.3891 | 5161.232 | 5188.7146 | [8 empty] | 5170.7177 | 5163 | 5157.2116 | 5032.3891 | 5161.232 | 5188.7146
9856 | 5163 | 5157.202 | 5032.3465 | 5161.0205 | 5188.6618 | [8 empty] | 5170.6807 | 5163 | 5157.202 | 5032.3465 | 5161.0205 | 5188.6618
9857 | 5163 | 5157.1047 | 5032.2895 | 5160.8056 | 5188.4104 | [8 empty] | 5170.6136 | 5163 | 5157.1047 | 5032.2895 | 5160.8056 | 5188.4104
9858 | 5163 | 5156.9817 | 5032.2729 | 5160.7357 | 5188.2586 | [8 empty] | 5170.512 | 5163 | 5156.9817 | 5032.2729 | 5160.7357 | 5188.2586
9859 | 5163 | 5156.7347 | 5032.1615 | 5160.6863 | 5188.0821 | [8 empty] | 5170.3801 | 5163 | 5156.7347 | 5032.1615 | 5160.6863 | 5188.0821
9860 | 5162 | 5156.7217 | 5031.9947 | 5160.6603 | 5188.0184 | [8 empty] | 5170.2117 | 5162 | 5156.7217 | 5031.9947 | 5160.6603 | 5188.0184
9861 | 5162 | 5156.6728 | 5031.9436 | 5160.3672 | 5187.5891 | [8 empty] | 5169.7291 | 5162 | 5156.6728 | 5031.9436 | 5160.3672 | 5187.5891
9862 | 5162 | 5156.2935 | 5031.9173 | 5160.3237 | 5187.526 | [8 empty] | 5169.6639 | 5162 | 5156.2935 | 5031.9173 | 5160.3237 | 5187.526
9863 | 5162 | 5156.1606 | 5031.9146 | 5159.6852 | 5187.3069 | [8 empty] | 5169.5687 | 5162 | 5156.1606 | 5031.9146 | 5159.6852 | 5187.3069
9864 | 5162 | 5156.1035 | 5031.7751 | 5159.3133 | 5187.1175 | [8 empty] | 5169.5507 | 5162 | 5156.1035 | 5031.7751 | 5159.3133 | 5187.1175
9865 | 5162 | 5156.0216 | 5031.5279 | 5159.3038 | 5186.9564 | [8 empty] | 5169.5405 | 5162 | 5156.0216 | 5031.5279 | 5159.3038 | 5186.9564
9866 | 5162 | 5156.005 | 5031.3164 | 5159.3001 | 5186.7649 | [8 empty] | 5169.5181 | 5162 | 5156.005 | 5031.3164 | 5159.3001 | 5186.7649
9867 | 5162 | 5155.8597 | 5031.0585 | 5159.2496 | 5186.6792 | [8 empty] | 5169.4804 | 5162 | 5155.8597 | 5031.0585 | 5159.2496 | 5186.6792
9868 | 5162 | 5155.77 | 5030.8381 | 5158.9806 | 5186.6286 | [8 empty] | 5169.4403 | 5162 | 5155.77 | 5030.8381 | 5158.9806 | 5186.6286
9869 | 5161 | 5155.7437 | 5030.7719 | 5158.8581 | 5186.2606 | [8 empty] | 5169.3439 | 5161 | 5155.7437 | 5030.7719 | 5158.8581 | 5186.2606
9870 | 5161 | 5155.6728 | 5030.7108 | 5158.8407 | 5186.254 | [8 empty] | 5169.2433 | 5161 | 5155.6728 | 5030.7108 | 5158.8407 | 5186.254
9871 | 5161 | 5155.5953 | 5030.7039 | 5158.823 | 5185.936 | [8 empty] | 5169.1309 | 5161 | 5155.5953 | 5030.7039 | 5158.823 | 5185.936
9872 | 5161 | 5155.5453 | 5030.6574 | 5158.7917 | 5185.6316 | [8 empty] | 5169.1171 | 5161 | 5155.5453 | 5030.6574 | 5158.7917 | 5185.6316
9873 | 5161 | 5155.508 | 5030.5449 | 5158.7721 | 5185.4676 | [8 empty] | 5168.8949 | 5161 | 5155.508 | 5030.5449 | 5158.7721 | 5185.4676
9874 | 5161 | 5155.3319 | 5030.4629 | 5158.6636 | 5185.313 | [8 empty] | 5168.756 | 5161 | 5155.3319 | 5030.4629 | 5158.6636 | 5185.313
9875 | 5161 | 5155.296 | 5030.0898 | 5158.6509 | 5185.1901 | [8 empty] | 5168.6127 | 5161 | 5155.296 | 5030.0898 | 5158.6509 | 5185.1901
9876 | 5161 | 5155.0639 | 5030.0368 | 5158.6247 | 5185.1777 | [8 empty] | 5168.4003 | 5161 | 5155.0639 | 5030.0368 | 5158.6247 | 5185.1777
9877 | 5160 | 5154.9753 | 5029.8738 | 5158.4183 | 5184.7303 | [8 empty] | 5168.2223 | 5160 | 5154.9753 | 5029.8738 | 5158.4183 | 5184.7303
9878 | 5160 | 5154.5587 | 5029.4697 | 5158.3364 | 5184.3704 | [8 empty] | 5168.1301 | 5160 | 5154.5587 | 5029.4697 | 5158.3364 | 5184.3704
9879 | 5160 | 5154.4058 | 5029.4504 | 5158.3026 | 5183.7487 | [8 empty] | 5167.8401 | 5160 | 5154.4058 | 5029.4504 | 5158.3026 | 5183.7487
9880 | 5159 | 5154.2655 | 5029.4423 | 5158.1887 | 5183.6815 | [8 empty] | 5167.4864 | 5159 | 5154.2655 | 5029.4423 | 5158.1887 | 5183.6815
9881 | 5159 | 5154.171 | 5029.2507 | 5158.1776 | 5183.4633 | [8 empty] | 5167.3431 | 5159 | 5154.171 | 5029.2507 | 5158.1776 | 5183.4633
9882 | 5159 | 5154.1696 | 5028.9893 | 5157.9001 | 5182.8446 | [8 empty] | 5167.305 | 5159 | 5154.1696 | 5028.9893 | 5157.9001 | 5182.8446
9883 | 5159 | 5154.0862 | 5028.651 | 5157.7174 | 5182.6713 | [8 empty] | 5167.1631 | 5159 | 5154.0862 | 5028.651 | 5157.7174 | 5182.6713
9884 | 5159 | 5154.0412 | 5028.6346 | 5157.0894 | 5182.1453 | [8 empty] | 5167.1117 | 5159 | 5154.0412 | 5028.6346 | 5157.0894 | 5182.1453
9885 | 5158 | 5153.9428 | 5028.6231 | 5156.955 | 5182.0121 | [8 empty] | 5167.0696 | 5158 | 5153.9428 | 5028.6231 | 5156.955 | 5182.0121
9886 | 5158 | 5153.8593 | 5028.6073 | 5156.6274 | 5182.0082 | [8 empty] | 5166.7829 | 5158 | 5153.8593 | 5028.6073 | 5156.6274 | 5182.0082
9887 | 5158 | 5153.7359 | 5028.4252 | 5156.5418 | 5181.9336 | [8 empty] | 5166.7231 | 5158 | 5153.7359 | 5028.4252 | 5156.5418 | 5181.9336
9888 | 5158 | 5153.552 | 5028.3337 | 5156.0253 | 5181.8553 | [8 empty] | 5166.6909 | 5158 | 5153.552 | 5028.3337 | 5156.0253 | 5181.8553
9889 | 5158 | 5153.5068 | 5028.2879 | 5155.3475 | 5181.835 | [8 empty] | 5166.5945 | 5158 | 5153.5068 | 5028.2879 | 5155.3475 | 5181.835
9890 | 5158 | 5153.4969 | 5028.1048 | 5155.3299 | 5181.7528 | [8 empty] | 5166.5778 | 5158 | 5153.4969 | 5028.1048 | 5155.3299 | 5181.7528
9891 | 5158 | 5153.2538 | 5027.9283 | 5155.2184 | 5181.7349 | [8 empty] | 5166.5723 | 5158 | 5153.2538 | 5027.9283 | 5155.2184 | 5181.7349
9892 | 5158 | 5153.201 | 5027.5213 | 5155.1538 | 5181.4064 | [8 empty] | 5166.526 | 5158 | 5153.201 | 5027.5213 | 5155.1538 | 5181.4064
9893 | 5157 | 5152.8649 | 5027.0844 | 5155.0931 | 5181.3659 | [8 empty] | 5166.5075 | 5157 | 5152.8649 | 5027.0844 | 5155.0931 | 5181.3659
9894 | 5157 | 5152.8063 | 5027.042 | 5154.7041 | 5181.2643 | [8 empty] | 5166.4705 | 5157 | 5152.8063 | 5027.042 | 5154.7041 | 5181.2643
9895 | 5157 | 5152.5758 | 5027.0311 | 5154.6568 | 5181.1162 | [8 empty] | 5166.3953 | 5157 | 5152.5758 | 5027.0311 | 5154.6568 | 5181.1162
9896 | 5157 | 5152.4472 | 5026.9676 | 5154.5298 | 5180.7884 | [8 empty] | 5166.3568 | 5157 | 5152.4472 | 5026.9676 | 5154.5298 | 5180.7884
9897 | 5157 | 5151.93 | 5026.9474 | 5154.4326 | 5180.7736 | [8 empty] | 5166.1773 | 5157 | 5151.93 | 5026.9474 | 5154.4326 | 5180.7736
9898 | 5157 | 5151.7901 | 5026.8099 | 5154.4323 | 5180.5799 | [8 empty] | 5166.0838 | 5157 | 5151.7901 | 5026.8099 | 5154.4323 | 5180.5799
9899 | 5157 | 5151.68 | 5026.6733 | 5153.8248 | 5180.5077 | [8 empty] | 5166.0283 | 5157 | 5151.68 | 5026.6733 | 5153.8248 | 5180.5077
9900 | 5156 | 5151.502 | 5026.5751 | 5153.7567 | 5180.2072 | [8 empty] | 5165.8619 | 5156 | 5151.502 | 5026.5751 | 5153.7567 | 5180.2072
9901 | 5156 | 5151.4448 | 5026.4654 | 5153.743 | 5179.8896 | [8 empty] | 5165.8415 | 5156 | 5151.4448 | 5026.4654 | 5153.743 | 5179.8896
9902 | 5156 | 5151.2674 | 5026.4609 | 5153.4031 | 5179.7802 | [8 empty] | 5165.6968 | 5156 | 5151.2674 | 5026.4609 | 5153.4031 | 5179.7802
9903 | 5156 | 5151.1258 | 5025.997 | 5153.3453 | 5179.6492 | [8 empty] | 5165.3963 | 5156 | 5151.1258 | 5025.997 | 5153.3453 | 5179.6492
9904 | 5156 | 5151.0776 | 5025.9966 | 5153.2608 | 5179.5774 | [8 empty] | 5165.3362 | 5156 | 5151.0776 | 5025.9966 | 5153.2608 | 5179.5774
9905 | 5156 | 5150.6643 | 5025.8762 | 5153.1643 | 5179.4869 | [8 empty] | 5165.2812 | 5156 | 5150.6643 | 5025.8762 | 5153.1643 | 5179.4869
9906 | 5155 | 5150.6488 | 5025.718 | 5153.1143 | 5179.3588 | [8 empty] | 5165.2476 | 5155 | 5150.6488 | 5025.718 | 5153.1143 | 5179.3588
9907 | 5155 | 5150.4925 | 5025.5607 | 5153.0424 | 5179.3416 | [8 empty] | 5165.1263 | 5155 | 5150.4925 | 5025.5607 | 5153.0424 | 5179.3416
9908 | 5155 | 5150.4673 | 5025.425 | 5152.439 | 5179.3247 | [8 empty] | 5165.0691 | 5155 | 5150.4673 | 5025.425 | 5152.439 | 5179.3247
9909 | 5155 | 5150.4569 | 5025.0694 | 5152.2936 | 5179.2545 | [8 empty] | 5164.9938 | 5155 | 5150.4569 | 5025.0694 | 5152.2936 | 5179.2545
9910 | 5155 | 5150.4366 | 5025.032 | 5152.1857 | 5179.1193 | [8 empty] | 5164.9731 | 5155 | 5150.4366 | 5025.032 | 5152.1857 | 5179.1193
9911 | 5155 | 5150.4282 | 5024.9473 | 5152.1743 | 5179.0837 | [8 empty] | 5164.9358 | 5155 | 5150.4282 | 5024.9473 | 5152.1743 | 5179.0837
9912 | 5155 | 5150.4225 | 5024.8666 | 5151.8185 | 5178.8202 | [8 empty] | 5164.9351 | 5155 | 5150.4225 | 5024.8666 | 5151.8185 | 5178.8202
9913 | 5154 | 5150.2668 | 5024.7516 | 5151.6717 | 5178.738 | [8 empty] | 5164.8535 | 5154 | 5150.2668 | 5024.7516 | 5151.6717 | 5178.738
9914 | 5154 | 5150.2373 | 5024.6455 | 5151.5987 | 5178.6266 | [8 empty] | 5164.6418 | 5154 | 5150.2373 | 5024.6455 | 5151.5987 | 5178.6266
9915 | 5154 | 5150.1999 | 5024.6232 | 5151.5236 | 5178.4109 | [8 empty] | 5164.5819 | 5154 | 5150.1999 | 5024.6232 | 5151.5236 | 5178.4109
9916 | 5154 | 5150.0822 | 5024.5496 | 5151.4585 | 5178.3516 | [8 empty] | 5164.4664 | 5154 | 5150.0822 | 5024.5496 | 5151.4585 | 5178.3516
9917 | 5154 | 5149.9428 | 5024.3781 | 5151.4383 | 5178.3082 | [8 empty] | 5164.3591 | 5154 | 5149.9428 | 5024.3781 | 5151.4383 | 5178.3082
9918 | 5154 | 5149.9093 | 5024.3441 | 5151.2462 | 5178.2169 | [8 empty] | 5164.2645 | 5154 | 5149.9093 | 5024.3441 | 5151.2462 | 5178.2169
9919 | 5154 | 5149.5391 | 5024.1421 | 5151.2454 | 5178.0866 | [8 empty] | 5164.1357 | 5154 | 5149.5391 | 5024.1421 | 5151.2454 | 5178.0866
9920 | 5154 | 5149.5048 | 5024.0968 | 5151.2021 | 5177.6586 | [8 empty] | 5164.0007 | 5154 | 5149.5048 | 5024.0968 | 5151.2021 | 5177.6586
9921 | 5154 | 5149.4563 | 5024.0678 | 5151.1735 | 5177.5975 | [8 empty] | 5163.9051 | 5154 | 5149.4563 | 5024.0678 | 5151.1735 | 5177.5975
9922 | 5154 | 5149.425 | 5023.7333 | 5150.5484 | 5177.4308 | [8 empty] | 5163.817 | 5154 | 5149.425 | 5023.7333 | 5150.5484 | 5177.4308
9923 | 5154 | 5149.4015 | 5023.7169 | 5150.3481 | 5177.429 | [8 empty] | 5163.8051 | 5154 | 5149.4015 | 5023.7169 | 5150.3481 | 5177.429
9924 | 5153 | 5149.3893 | 5023.6925 | 5150.1732 | 5177.2867 | [8 empty] | 5163.5509 | 5153 | 5149.3893 | 5023.6925 | 5150.1732 | 5177.2867
9925 | 5153 | 5148.8955 | 5023.5356 | 5150.1598 | 5177.2688 | [8 empty] | 5163.4965 | 5153 | 5148.8955 | 5023.5356 | 5150.1598 | 5177.2688
9926 | 5153 | 5148.665 | 5023.4807 | 5150.1511 | 5177.2448 | [8 empty] | 5163.4859 | 5153 | 5148.665 | 5023.4807 | 5150.1511 | 5177.2448
9927 | 5153 | 5148.6029 | 5023.2057 | 5149.8008 | 5177.1239 | [8 empty] | 5163.4677 | 5153 | 5148.6029 | 5023.2057 | 5149.8008 | 5177.1239
9928 | 5153 | 5148.5923 | 5023.1716 | 5149.4815 | 5176.9784 | [8 empty] | 5163.4207 | 5153 | 5148.5923 | 5023.1716 | 5149.4815 | 5176.9784
9929 | 5153 | 5148.5384 | 5022.9666 | 5149.2152 | 5176.9115 | [8 empty] | 5163.276 | 5153 | 5148.5384 | 5022.9666 | 5149.2152 | 5176.9115
9930 | 5153 | 5148.0391 | 5022.6145 | 5148.9282 | 5176.7999 | [8 empty] | 5163.2334 | 5153 | 5148.0391 | 5022.6145 | 5148.9282 | 5176.7999
9931 | 5153 | 5147.9467 | 5022.5687 | 5148.7069 | 5176.5253 | [8 empty] | 5163.1169 | 5153 | 5147.9467 | 5022.5687 | 5148.7069 | 5176.5253
9932 | 5153 | 5147.6553 | 5022.1917 | 5148.4836 | 5176.4905 | [8 empty] | 5163.0966 | 5153 | 5147.6553 | 5022.1917 | 5148.4836 | 5176.4905
9933 | 5152 | 5147.49 | 5022.1505 | 5148.4122 | 5176.4446 | [8 empty] | 5163.0237 | 5152 | 5147.49 | 5022.1505 | 5148.4122 | 5176.4446
9934 | 5152 | 5147.4144 | 5022.1495 | 5148.4024 | 5176.3792 | [8 empty] | 5162.8552 | 5152 | 5147.4144 | 5022.1495 | 5148.4024 | 5176.3792
9935 | 5152 | 5147.3925 | 5022.1134 | 5148.1974 | 5176.0692 | [8 empty] | 5162.8098 | 5152 | 5147.3925 | 5022.1134 | 5148.1974 | 5176.0692
9936 | 5152 | 5147.3486 | 5021.9564 | 5148.0689 | 5176.0329 | [8 empty] | 5162.7311 | 5152 | 5147.3486 | 5021.9564 | 5148.0689 | 5176.0329
9937 | 5151 | 5147.3238 | 5021.9436 | 5147.898 | 5175.8587 | [8 empty] | 5162.6888 | 5151 | 5147.3238 | 5021.9436 | 5147.898 | 5175.8587
9938 | 5151 | 5147.2345 | 5021.8818 | 5147.6781 | 5175.5742 | [8 empty] | 5162.6633 | 5151 | 5147.2345 | 5021.8818 | 5147.6781 | 5175.5742
9939 | 5151 | 5147.1036 | 5021.6535 | 5147.6004 | 5175.4206 | [8 empty] | 5162.2495 | 5151 | 5147.1036 | 5021.6535 | 5147.6004 | 5175.4206
9940 | 5151 | 5147.0743 | 5021.6137 | 5147.4231 | 5175.3856 | [8 empty] | 5162.142 | 5151 | 5147.0743 | 5021.6137 | 5147.4231 | 5175.3856
9941 | 5151 | 5146.6861 | 5021.5702 | 5147.1618 | 5175.2387 | [8 empty] | 5162.094 | 5151 | 5146.6861 | 5021.5702 | 5147.1618 | 5175.2387
9942 | 5151 | 5146.6525 | 5021.0823 | 5147.1347 | 5175.1828 | [8 empty] | 5162.0045 | 5151 | 5146.6525 | 5021.0823 | 5147.1347 | 5175.1828
9943 | 5151 | 5146.6247 | 5020.9678 | 5147.1332 | 5174.9774 | [8 empty] | 5161.9436 | 5151 | 5146.6247 | 5020.9678 | 5147.1332 | 5174.9774
9944 | 5151 | 5146.5451 | 5020.8721 | 5147.1167 | 5174.8784 | [8 empty] | 5161.8663 | 5151 | 5146.5451 | 5020.8721 | 5147.1167 | 5174.8784
9945 | 5151 | 5146.5079 | 5020.7356 | 5147.1011 | 5174.8231 | [8 empty] | 5161.7855 | 5151 | 5146.5079 | 5020.7356 | 5147.1011 | 5174.8231
9946 | 5151 | 5146.3869 | 5020.6614 | 5147.0629 | 5174.784 | [8 empty] | 5161.5551 | 5151 | 5146.3869 | 5020.6614 | 5147.0629 | 5174.784
9947 | 5150 | 5146.3156 | 5020.626 | 5146.9093 | 5174.7179 | [8 empty] | 5160.6818 | 5150 | 5146.3156 | 5020.626 | 5146.9093 | 5174.7179
9948 | 5150 | 5146.305 | 5020.5813 | 5146.7757 | 5174.6808 | [8 empty] | 5160.5365 | 5150 | 5146.305 | 5020.5813 | 5146.7757 | 5174.6808
9949 | 5150 | 5146.2822 | 5020.543 | 5146.2613 | 5174.4921 | [8 empty] | 5160.2136 | 5150 | 5146.2822 | 5020.543 | 5146.2613 | 5174.4921
9950 | 5150 | 5146.2153 | 5020.5047 | 5146.2007 | 5174.3857 | [8 empty] | 5160.1549 | 5150 | 5146.2153 | 5020.5047 | 5146.2007 | 5174.3857
9951 | 5150 | 5145.997 | 5020.3679 | 5145.7815 | 5174.056 | [8 empty] | 5160.0547 | 5150 | 5145.997 | 5020.3679 | 5145.7815 | 5174.056
9952 | 5150 | 5145.9891 | 5020.2484 | 5145.0834 | 5174.0012 | [8 empty] | 5160.0176 | 5150 | 5145.9891 | 5020.2484 | 5145.0834 | 5174.0012
9953 | 5150 | 5145.9485 | 5020.0726 | 5144.9528 | 5173.9797 | [8 empty] | 5159.8858 | 5150 | 5145.9485 | 5020.0726 | 5144.9528 | 5173.9797
9954 | 5149 | 5145.9094 | 5020.0712 | 5144.7977 | 5173.6243 | [8 empty] | 5159.867 | 5149 | 5145.9094 | 5020.0712 | 5144.7977 | 5173.6243
9955 | 5149 | 5145.8913 | 5020.0025 | 5144.7786 | 5173.5979 | [8 empty] | 5159.8234 | 5149 | 5145.8913 | 5020.0025 | 5144.7786 | 5173.5979
9956 | 5149 | 5145.8829 | 5019.7444 | 5144.6943 | 5173.4003 | [8 empty] | 5159.7933 | 5149 | 5145.8829 | 5019.7444 | 5144.6943 | 5173.4003
9957 | 5149 | 5145.6716 | 5019.5384 | 5144.6035 | 5173.3788 | [8 empty] | 5159.1439 | 5149 | 5145.6716 | 5019.5384 | 5144.6035 | 5173.3788
9958 | 5149 | 5145.6554 | 5019.4516 | 5144.5283 | 5173.3203 | [8 empty] | 5158.9665 | 5149 | 5145.6554 | 5019.4516 | 5144.5283 | 5173.3203
9959 | 5149 | 5145.5592 | 5019.3658 | 5144.4704 | 5173.0455 | [8 empty] | 5158.9035 | 5149 | 5145.5592 | 5019.3658 | 5144.4704 | 5173.0455
9960 | 5149 | 5145.5081 | 5019.3533 | 5144.3127 | 5172.9079 | [8 empty] | 5158.8145 | 5149 | 5145.5081 | 5019.3533 | 5144.3127 | 5172.9079
9961 | 5149 | 5145.3113 | 5019.3455 | 5144.2758 | 5172.7272 | [8 empty] | 5158.316 | 5149 | 5145.3113 | 5019.3455 | 5144.2758 | 5172.7272
9962 | 5149 | 5145.2956 | 5019.3074 | 5144.1843 | 5172.4723 | [8 empty] | 5158.2512 | 5149 | 5145.2956 | 5019.3074 | 5144.1843 | 5172.4723
9963 | 5149 | 5145.2748 | 5019.2936 | 5144.021 | 5172.4176 | [8 empty] | 5158.237 | 5149 | 5145.2748 | 5019.2936 | 5144.021 | 5172.4176
9964 | 5148 | 5145.1478 | 5019.2748 | 5143.9219 | 5172.2588 | [8 empty] | 5157.8227 | 5148 | 5145.1478 | 5019.2748 | 5143.9219 | 5172.2588
9965 | 5148 | 5145.1083 | 5018.9823 | 5143.9184 | 5172.1177 | [8 empty] | 5157.3912 | 5148 | 5145.1083 | 5018.9823 | 5143.9184 | 5172.1177
9966 | 5148 | 5145.0832 | 5018.9513 | 5143.6914 | 5171.8709 | [8 empty] | 5157.2562 | 5148 | 5145.0832 | 5018.9513 | 5143.6914 | 5171.8709
9967 | 5148 | 5144.9476 | 5018.944 | 5143.5448 | 5171.8351 | [8 empty] | 5157.2041 | 5148 | 5144.9476 | 5018.944 | 5143.5448 | 5171.8351
9968 | 5148 | 5144.7442 | 5018.6375 | 5143.4498 | 5171.5857 | [8 empty] | 5157.1634 | 5148 | 5144.7442 | 5018.6375 | 5143.4498 | 5171.5857
9969 | 5148 | 5144.7381 | 5018.5708 | 5143.3467 | 5171.1417 | [8 empty] | 5156.7771 | 5148 | 5144.7381 | 5018.5708 | 5143.3467 | 5171.1417
9970 | 5148 | 5144.6744 | 5018.5156 | 5143.3039 | 5171.0675 | [8 empty] | 5156.7548 | 5148 | 5144.6744 | 5018.5156 | 5143.3039 | 5171.0675
9971 | 5147 | 5144.6573 | 5018.4652 | 5143.1145 | 5170.9682 | [8 empty] | 5156.5122 | 5147 | 5144.6573 | 5018.4652 | 5143.1145 | 5170.9682
9972 | 5147 | 5144.528 | 5018.4393 | 5143.1135 | 5170.9274 | [8 empty] | 5156.3535 | 5147 | 5144.528 | 5018.4393 | 5143.1135 | 5170.9274
9973 | 5147 | 5144.4985 | 5018.3462 | 5143.0944 | 5170.64 | [8 empty] | 5156.3376 | 5147 | 5144.4985 | 5018.3462 | 5143.0944 | 5170.64
9974 | 5147 | 5144.3981 | 5018.2696 | 5142.5073 | 5170.5521 | [8 empty] | 5155.7995 | 5147 | 5144.3981 | 5018.2696 | 5142.5073 | 5170.5521
9975 | 5147 | 5144.241 | 5018.2129 | 5142.5068 | 5170.1111 | [8 empty] | 5155.7349 | 5147 | 5144.241 | 5018.2129 | 5142.5068 | 5170.1111
9976 | 5147 | 5144.2254 | 5017.8017 | 5142.2307 | 5170.1005 | [8 empty] | 5155.592 | 5147 | 5144.2254 | 5017.8017 | 5142.2307 | 5170.1005
9977 | 5147 | 5144.1801 | 5017.7309 | 5142.0152 | 5169.9409 | [8 empty] | 5155.5436 | 5147 | 5144.1801 | 5017.7309 | 5142.0152 | 5169.9409
9978 | 5147 | 5144.0909 | 5017.5438 | 5141.6687 | 5169.8001 | [8 empty] | 5155.5244 | 5147 | 5144.0909 | 5017.5438 | 5141.6687 | 5169.8001
9979 | 5147 | 5143.7381 | 5017.417 | 5141.668 | 5169.7779 | [8 empty] | 5155.3076 | 5147 | 5143.7381 | 5017.417 | 5141.668 | 5169.7779
9980 | 5147 | 5143.5813 | 5017.387 | 5141.5004 | 5169.7655 | [8 empty] | 5154.9217 | 5147 | 5143.5813 | 5017.387 | 5141.5004 | 5169.7655
9981 | 5147 | 5143.3454 | 5017.3507 | 5141.3097 | 5169.7463 | [8 empty] | 5154.6947 | 5147 | 5143.3454 | 5017.3507 | 5141.3097 | 5169.7463
9982 | 5147 | 5143.2932 | 5017.246 | 5141.1893 | 5169.7035 | [8 empty] | 5154.4065 | 5147 | 5143.2932 | 5017.246 | 5141.1893 | 5169.7035
9983 | 5147 | 5143.1465 | 5017.2277 | 5141.1866 | 5169.4747 | [8 empty] | 5154.2507 | 5147 | 5143.1465 | 5017.2277 | 5141.1866 | 5169.4747
9984 | 5146 | 5143.108 | 5017.1772 | 5141.0546 | 5169.4141 | [8 empty] | 5153.9637 | 5146 | 5143.108 | 5017.1772 | 5141.0546 | 5169.4141
9985 | 5146 | 5143.1009 | 5017.1772 | 5140.93 | 5169.3144 | [8 empty] | 5153.796 | 5146 | 5143.1009 | 5017.1772 | 5140.93 | 5169.3144
9986 | 5146 | 5143.071 | 5017.1676 | 5140.3066 | 5169.1935 | [8 empty] | 5153.7418 | 5146 | 5143.071 | 5017.1676 | 5140.3066 | 5169.1935
9987 | 5146 | 5142.878 | 5017.0011 | 5140.158 | 5168.7773 | [8 empty] | 5153.5054 | 5146 | 5142.878 | 5017.0011 | 5140.158 | 5168.7773
9988 | 5146 | 5142.8615 | 5016.655 | 5140.1531 | 5168.6383 | [8 empty] | 5153.4697 | 5146 | 5142.8615 | 5016.655 | 5140.1531 | 5168.6383
9989 | 5146 | 5142.6267 | 5016.3407 | 5140.0114 | 5168.5821 | [8 empty] | 5153.4005 | 5146 | 5142.6267 | 5016.3407 | 5140.0114 | 5168.5821
9990 | 5145 | 5142.484 | 5016.2575 | 5139.7879 | 5168.5781 | [8 empty] | 5153.3928 | 5145 | 5142.484 | 5016.2575 | 5139.7879 | 5168.5781
9991 | 5145 | 5142.3561 | 5016.0067 | 5139.7362 | 5168.5658 | [8 empty] | 5153.3613 | 5145 | 5142.3561 | 5016.0067 | 5139.7362 | 5168.5658
9992 | 5145 | 5142.077 | 5015.8866 | 5139.6841 | 5168.1874 | [8 empty] | 5153.2533 | 5145 | 5142.077 | 5015.8866 | 5139.6841 | 5168.1874
9993 | 5145 | 5141.9422 | 5015.6734 | 5139.5904 | 5168.1758 | [8 empty] | 5153.2083 | 5145 | 5141.9422 | 5015.6734 | 5139.5904 | 5168.1758
9994 | 5145 | 5141.9325 | 5015.6462 | 5139.4721 | 5168.17 | [8 empty] | 5153.204 | 5145 | 5141.9325 | 5015.6462 | 5139.4721 | 5168.17
9995 | 5145 | 5141.908 | 5015.3795 | 5139.2915 | 5167.8849 | [8 empty] | 5153.0616 | 5145 | 5141.908 | 5015.3795 | 5139.2915 | 5167.8849
9996 | 5145 | 5141.7265 | 5015.2853 | 5139.2514 | 5167.7891 | [8 empty] | 5153.0515 | 5145 | 5141.7265 | 5015.2853 | 5139.2514 | 5167.7891
9997 | 5145 | 5141.5632 | 5014.87 | 5139.1699 | 5167.7474 | [8 empty] | 5152.9617 | 5145 | 5141.5632 | 5014.87 | 5139.1699 | 5167.7474
9998 | 5145 | 5141.3752 | 5014.8562 | 5139.1497 | 5167.7021 | [8 empty] | 5152.9167 | 5145 | 5141.3752 | 5014.8562 | 5139.1497 | 5167.7021
9999 | 5145 | 5141.3156 | 5014.5884 | 5138.7427 | 5166.8903 | [8 empty] | 5152.8893 | 5145 | 5141.3156 | 5014.5884 | 5138.7427 | 5166.8903
10000 | 5145 | 5141.2938 | 5014.52 | 5138.2876 | 5166.8248 | [8 empty] | 5152.5877 | 5145 | 5141.2938 | 5014.52 | 5138.2876 | 5166.8248
10001 | 5145 | 5141.2256 | 5014.25 | 5138.2729 | 5166.7029 | [8 empty] | 5152.5417 | 5145 | 5141.2256 | 5014.25 | 5138.2729 | 5166.7029
10002 | 5144 | 5141.2133 | 5013.9231 | 5138.2587 | 5166.6669 | [8 empty] | 5152.5082 | 5144 | 5141.2133 | 5013.9231 | 5138.2587 | 5166.6669
10003 | 5144 | 5140.9217 | 5013.5527 | 5138.0549 | 5166.6204 | [8 empty] | 5152.5014 | 5144 | 5140.9217 | 5013.5527 | 5138.0549 | 5166.6204
10004 | 5144 | 5140.8742 | 5013.2811 | 5138.0397 | 5166.4958 | [8 empty] | 5152.2395 | 5144 | 5140.8742 | 5013.2811 | 5138.0397 | 5166.4958
10005 | 5144 | 5140.7907 | 5013.1406 | 5138.032 | 5166.3699 | [8 empty] | 5151.7161 | 5144 | 5140.7907 | 5013.1406 | 5138.032 | 5166.3699
10006 | 5144 | 5140.6175 | 5013.1094 | 5137.9934 | 5166.2293 | [8 empty] | 5151.3754 | 5144 | 5140.6175 | 5013.1094 | 5137.9934 | 5166.2293
10007 | 5144 | 5140.5993 | 5013.0867 | 5137.9814 | 5165.9919 | [8 empty] | 5151.2263 | 5144 | 5140.5993 | 5013.0867 | 5137.9814 | 5165.9919
10008 | 5144 | 5140.3729 | 5012.9768 | 5137.8625 | 5165.9394 | [8 empty] | 5150.9019 | 5144 | 5140.3729 | 5012.9768 | 5137.8625 | 5165.9394
10009 | 5144 | 5139.963 | 5012.7469 | 5137.757 | 5165.7975 | [8 empty] | 5150.8632 | 5144 | 5139.963 | 5012.7469 | 5137.757 | 5165.7975
10010 | 5144 | 5139.6951 | 5012.7459 | 5137.7433 | 5165.6447 | [8 empty] | 5150.8346 | 5144 | 5139.6951 | 5012.7459 | 5137.7433 | 5165.6447
10011 | 5144 | 5139.6874 | 5012.708 | 5137.7345 | 5165.3943 | [8 empty] | 5150.6414 | 5144 | 5139.6874 | 5012.708 | 5137.7345 | 5165.3943
10012 | 5143 | 5139.5751 | 5012.4448 | 5137.1607 | 5165.3082 | [8 empty] | 5150.4811 | 5143 | 5139.5751 | 5012.4448 | 5137.1607 | 5165.3082
10013 | 5143 | 5139.3356 | 5012.3404 | 5137.0977 | 5165.2333 | [8 empty] | 5150.333 | 5143 | 5139.3356 | 5012.3404 | 5137.0977 | 5165.2333
10014 | 5143 | 5139.2126 | 5012.0073 | 5136.9693 | 5165.2175 | [8 empty] | 5150.214 | 5143 | 5139.2126 | 5012.0073 | 5136.9693 | 5165.2175
10015 | 5143 | 5139.1344 | 5011.7661 | 5136.963 | 5165.0849 | [8 empty] | 5149.8788 | 5143 | 5139.1344 | 5011.7661 | 5136.963 | 5165.0849
10016 | 5143 | 5138.9469 | 5011.6641 | 5136.7684 | 5164.9713 | [8 empty] | 5149.6055 | 5143 | 5138.9469 | 5011.6641 | 5136.7684 | 5164.9713
10017 | 5143 | 5138.9128 | 5011.5578 | 5136.3205 | 5164.7996 | [8 empty] | 5149.599 | 5143 | 5138.9128 | 5011.5578 | 5136.3205 | 5164.7996
10018 | 5143 | 5138.9066 | 5011.4667 | 5136.1677 | 5164.5828 | [8 empty] | 5149.4432 | 5143 | 5138.9066 | 5011.4667 | 5136.1677 | 5164.5828
10019 | 5142 | 5138.8962 | 5011.4137 | 5136.1338 | 5164.3679 | [8 empty] | 5149.4086 | 5142 | 5138.8962 | 5011.4137 | 5136.1338 | 5164.3679
10020 | 5142 | 5138.6359 | 5011.2454 | 5135.4079 | 5164.3566 | [8 empty] | 5149.2743 | 5142 | 5138.6359 | 5011.2454 | 5135.4079 | 5164.3566
10021 | 5142 | 5138.5976 | 5011.0778 | 5135.4074 | 5164.2983 | [8 empty] | 5149.1388 | 5142 | 5138.5976 | 5011.0778 | 5135.4074 | 5164.2983
10022 | 5142 | 5138.5671 | 5010.8817 | 5135.3977 | 5164.1836 | [8 empty] | 5149.0714 | 5142 | 5138.5671 | 5010.8817 | 5135.3977 | 5164.1836
10023 | 5142 | 5138.3995 | 5010.8715 | 5135.1911 | 5164.1796 | [8 empty] | 5148.7756 | 5142 | 5138.3995 | 5010.8715 | 5135.1911 | 5164.1796
10024 | 5141 | 5138.1956 | 5010.831 | 5135.1142 | 5164.0331 | [8 empty] | 5148.6632 | 5141 | 5138.1956 | 5010.831 | 5135.1142 | 5164.0331
10025 | 5141 | 5137.785 | 5010.2717 | 5134.8549 | 5163.5475 | [8 empty] | 5148.421 | 5141 | 5137.785 | 5010.2717 | 5134.8549 | 5163.5475
10026 | 5141 | 5137.6614 | 5010.2222 | 5134.7438 | 5163.4698 | [8 empty] | 5148.3631 | 5141 | 5137.6614 | 5010.2222 | 5134.7438 | 5163.4698
10027 | 5141 | 5137.6089 | 5010.1865 | 5134.7404 | 5163.445 | [8 empty] | 5148.0408 | 5141 | 5137.6089 | 5010.1865 | 5134.7404 | 5163.445
10028 | 5141 | 5137.5192 | 5010.1338 | 5134.677 | 5163.3823 | [8 empty] | 5147.991 | 5141 | 5137.5192 | 5010.1338 | 5134.677 | 5163.3823
10029 | 5141 | 5137.4545 | 5010.1225 | 5134.3306 | 5163.0933 | [8 empty] | 5147.7154 | 5141 | 5137.4545 | 5010.1225 | 5134.3306 | 5163.0933
10030 | 5141 | 5137.412 | 5009.8808 | 5134.266 | 5162.8395 | [8 empty] | 5147.6528 | 5141 | 5137.412 | 5009.8808 | 5134.266 | 5162.8395
10031 | 5140 | 5137.2803 | 5009.7926 | 5134.0078 | 5162.5362 | [8 empty] | 5147.6074 | 5140 | 5137.2803 | 5009.7926 | 5134.0078 | 5162.5362
10032 | 5140 | 5137.2215 | 5009.7721 | 5133.9792 | 5162.5304 | [8 empty] | 5147.5125 | 5140 | 5137.2215 | 5009.7721 | 5133.9792 | 5162.5304
10033 | 5140 | 5137.1376 | 5009.7101 | 5133.8456 | 5162.4877 | [8 empty] | 5147.505 | 5140 | 5137.1376 | 5009.7101 | 5133.8456 | 5162.4877
10034 | 5140 | 5137.0703 | 5009.5024 | 5133.8432 | 5162.2337 | [8 empty] | 5147.4459 | 5140 | 5137.0703 | 5009.5024 | 5133.8432 | 5162.2337
10035 | 5140 | 5136.9829 | 5009.038 | 5133.6777 | 5162.1997 | [8 empty] | 5147.0879 | 5140 | 5136.9829 | 5009.038 | 5133.6777 | 5162.1997
10036 | 5140 | 5136.9392 | 5009.0023 | 5133.5604 | 5162.1994 | [8 empty] | 5146.899 | 5140 | 5136.9392 | 5009.0023 | 5133.5604 | 5162.1994
10037 | 5140 | 5136.2205 | 5008.8711 | 5133.4512 | 5162.018 | [8 empty] | 5146.7422 | 5140 | 5136.2205 | 5008.8711 | 5133.4512 | 5162.018
10038 | 5140 | 5136.1592 | 5008.6315 | 5133.2902 | 5161.7412 | [8 empty] | 5146.6766 | 5140 | 5136.1592 | 5008.6315 | 5133.2902 | 5161.7412
10039 | 5140 | 5136.1288 | 5008.6202 | 5133.1207 | 5161.5768 | [8 empty] | 5146.6397 | 5140 | 5136.1288 | 5008.6202 | 5133.1207 | 5161.5768
10040 | 5140 | 5136.0209 | 5008.6106 | 5133.1006 | 5161.5701 | [8 empty] | 5146.5846 | 5140 | 5136.0209 | 5008.6106 | 5133.1006 | 5161.5701
10041 | 5139 | 5135.7474 | 5008.5579 | 5132.6638 | 5161.5643 | [8 empty] | 5146.5205 | 5139 | 5135.7474 | 5008.5579 | 5132.6638 | 5161.5643
10042 | 5139 | 5135.6711 | 5008.1056 | 5132.6268 | 5161.4899 | [8 empty] | 5146.5161 | 5139 | 5135.6711 | 5008.1056 | 5132.6268 | 5161.4899
10043 | 5139 | 5135.6127 | 5007.9137 | 5132.6183 | 5161.288 | [8 empty] | 5146.4824 | 5139 | 5135.6127 | 5007.9137 | 5132.6183 | 5161.288
10044 | 5139 | 5135.5132 | 5007.9109 | 5132.6046 | 5161.1754 | [8 empty] | 5146.2845 | 5139 | 5135.5132 | 5007.9109 | 5132.6046 | 5161.1754
10045 | 5139 | 5135.3871 | 5007.9011 | 5132.5732 | 5161.1456 | [8 empty] | 5146.2742 | 5139 | 5135.3871 | 5007.9011 | 5132.5732 | 5161.1456
10046 | 5139 | 5135.3733 | 5007.8913 | 5132.4983 | 5160.9647 | [8 empty] | 5146.2457 | 5139 | 5135.3733 | 5007.8913 | 5132.4983 | 5160.9647
10047 | 5139 | 5135.3488 | 5007.6186 | 5132.4259 | 5160.7712 | [8 empty] | 5146.0963 | 5139 | 5135.3488 | 5007.6186 | 5132.4259 | 5160.7712
10048 | 5139 | 5135.2762 | 5007.4693 | 5132.376 | 5160.7024 | [8 empty] | 5146.0611 | 5139 | 5135.2762 | 5007.4693 | 5132.376 | 5160.7024
10049 | 5139 | 5135.0198 | 5007.2334 | 5132.297 | 5160.2622 | [8 empty] | 5145.8451 | 5139 | 5135.0198 | 5007.2334 | 5132.297 | 5160.2622
10050 | 5139 | 5134.9549 | 5007.225 | 5132.1998 | 5160.2465 | [8 empty] | 5145.813 | 5139 | 5134.9549 | 5007.225 | 5132.1998 | 5160.2465
10051 | 5139 | 5134.8418 | 5007.215 | 5132.1529 | 5159.8934 | [8 empty] | 5145.7738 | 5139 | 5134.8418 | 5007.215 | 5132.1529 | 5159.8934
10052 | 5138 | 5134.4526 | 5007.1206 | 5132.1528 | 5159.8319 | [8 empty] | 5145.6697 | 5138 | 5134.4526 | 5007.1206 | 5132.1528 | 5159.8319
10053 | 5138 | 5134.1563 | 5007.0958 | 5132.0577 | 5159.793 | [8 empty] | 5145.6322 | 5138 | 5134.1563 | 5007.0958 | 5132.0577 | 5159.793
10054 | 5138 | 5134.0365 | 5006.9495 | 5132.0183 | 5159.7798 | [8 empty] | 5145.6181 | 5138 | 5134.0365 | 5006.9495 | 5132.0183 | 5159.7798
10055 | 5138 | 5133.9848 | 5006.8533 | 5131.9105 | 5159.7647 | [8 empty] | 5145.5125 | 5138 | 5133.9848 | 5006.8533 | 5131.9105 | 5159.7647
10056 | 5138 | 5133.8763 | 5006.7094 | 5131.5988 | 5159.7203 | [8 empty] | 5145.4221 | 5138 | 5133.8763 | 5006.7094 | 5131.5988 | 5159.7203
10057 | 5137 | 5133.8496 | 5006.5049 | 5131.5687 | 5159.6261 | [8 empty] | 5145.2679 | 5137 | 5133.8496 | 5006.5049 | 5131.5687 | 5159.6261
10058 | 5137 | 5133.8365 | 5006.2838 | 5131.5055 | 5159.5965 | [8 empty] | 5145.0828 | 5137 | 5133.8365 | 5006.2838 | 5131.5055 | 5159.5965
10059 | 5137 | 5133.4702 | 5006.2614 | 5131.4088 | 5159.3591 | [8 empty] | 5145.0352 | 5137 | 5133.4702 | 5006.2614 | 5131.4088 | 5159.3591
10060 | 5137 | 5133.3968 | 5006.1361 | 5131.2524 | 5159.2424 | [8 empty] | 5144.8482 | 5137 | 5133.3968 | 5006.1361 | 5131.2524 | 5159.2424
10061 | 5137 | 5133.1257 | 5006.1245 | 5131.1788 | 5159.1984 | [8 empty] | 5144.7701 | 5137 | 5133.1257 | 5006.1245 | 5131.1788 | 5159.1984
10062 | 5137 | 5133.1187 | 5006.0269 | 5131.1739 | 5158.9267 | [8 empty] | 5144.7169 | 5137 | 5133.1187 | 5006.0269 | 5131.1739 | 5158.9267
10063 | 5137 | 5132.9989 | 5005.9071 | 5131.0554 | 5158.8188 | [8 empty] | 5144.5942 | 5137 | 5132.9989 | 5005.9071 | 5131.0554 | 5158.8188
10064 | 5136 | 5132.936 | 5005.7589 | 5130.8885 | 5158.5654 | [8 empty] | 5144.4566 | 5136 | 5132.936 | 5005.7589 | 5130.8885 | 5158.5654
10065 | 5136 | 5132.7782 | 5005.5175 | 5130.7062 | 5158.3984 | [8 empty] | 5144.3117 | 5136 | 5132.7782 | 5005.5175 | 5130.7062 | 5158.3984
10066 | 5136 | 5132.7744 | 5005.4282 | 5130.0405 | 5158.1376 | [8 empty] | 5144.2187 | 5136 | 5132.7744 | 5005.4282 | 5130.0405 | 5158.1376
10067 | 5136 | 5132.7342 | 5005.1733 | 5129.8418 | 5158.0998 | [8 empty] | 5144.1373 | 5136 | 5132.7342 | 5005.1733 | 5129.8418 | 5158.0998
10068 | 5136 | 5132.734 | 5005.1478 | 5129.6724 | 5158.0859 | [8 empty] | 5144.0993 | 5136 | 5132.734 | 5005.1478 | 5129.6724 | 5158.0859
10069 | 5136 | 5132.6364 | 5005.0931 | 5129.5733 | 5158.0388 | [8 empty] | 5143.8531 | 5136 | 5132.6364 | 5005.0931 | 5129.5733 | 5158.0388
10070 | 5135 | 5132.5742 | 5005.0177 | 5129.3857 | 5157.951 | [8 empty] | 5143.8446 | 5135 | 5132.5742 | 5005.0177 | 5129.3857 | 5157.951
10071 | 5135 | 5132.4524 | 5005.0098 | 5129.1682 | 5157.8386 | [8 empty] | 5143.6131 | 5135 | 5132.4524 | 5005.0098 | 5129.1682 | 5157.8386
10072 | 5135 | 5132.4108 | 5004.8879 | 5128.9921 | 5157.6111 | [8 empty] | 5143.5828 | 5135 | 5132.4108 | 5004.8879 | 5128.9921 | 5157.6111
10073 | 5135 | 5132.388 | 5004.8622 | 5128.7423 | 5157.4683 | [8 empty] | 5143.5173 | 5135 | 5132.388 | 5004.8622 | 5128.7423 | 5157.4683
10074 | 5135 | 5132.3518 | 5004.7506 | 5128.7271 | 5157.4376 | [8 empty] | 5143.2902 | 5135 | 5132.3518 | 5004.7506 | 5128.7271 | 5157.4376
10075 | 5135 | 5132.2725 | 5004.6794 | 5128.7041 | 5157.3939 | [8 empty] | 5143.2646 | 5135 | 5132.2725 | 5004.6794 | 5128.7041 | 5157.3939
10076 | 5135 | 5132.1649 | 5004.59 | 5128.3937 | 5157.3552 | [8 empty] | 5143.2281 | 5135 | 5132.1649 | 5004.59 | 5128.3937 | 5157.3552
10077 | 5135 | 5132.0375 | 5004.5342 | 5128.0159 | 5157.3226 | [8 empty] | 5143.1944 | 5135 | 5132.0375 | 5004.5342 | 5128.0159 | 5157.3226
10078 | 5134 | 5131.8497 | 5004.2459 | 5127.8771 | 5157.1459 | [8 empty] | 5143.0634 | 5134 | 5131.8497 | 5004.2459 | 5127.8771 | 5157.1459
10079 | 5134 | 5131.6066 | 5003.8745 | 5127.7818 | 5156.7631 | [8 empty] | 5143.0024 | 5134 | 5131.6066 | 5003.8745 | 5127.7818 | 5156.7631
10080 | 5134 | 5131.5747 | 5003.8567 | 5127.5905 | 5156.5424 | [8 empty] | 5142.8467 | 5134 | 5131.5747 | 5003.8567 | 5127.5905 | 5156.5424
10081 | 5134 | 5131.4153 | 5003.8548 | 5127.3466 | 5156.4841 | [8 empty] | 5142.8004 | 5134 | 5131.4153 | 5003.8548 | 5127.3466 | 5156.4841
10082 | 5134 | 5131.3916 | 5003.8294 | 5127.2819 | 5156.3141 | [8 empty] | 5142.6396 | 5134 | 5131.3916 | 5003.8294 | 5127.2819 | 5156.3141
10083 | 5134 | 5131.1849 | 5003.6901 | 5127.1461 | 5156.2397 | [8 empty] | 5142.6268 | 5134 | 5131.1849 | 5003.6901 | 5127.1461 | 5156.2397
10084 | 5134 | 5131.1239 | 5003.6897 | 5127.0134 | 5155.825 | [8 empty] | 5142.5925 | 5134 | 5131.1239 | 5003.6897 | 5127.0134 | 5155.825
10085 | 5134 | 5131.0639 | 5003.606 | 5126.9093 | 5155.8176 | [8 empty] | 5142.3435 | 5134 | 5131.0639 | 5003.606 | 5126.9093 | 5155.8176
10086 | 5134 | 5130.8174 | 5003.4879 | 5126.8284 | 5155.7739 | [8 empty] | 5142.2215 | 5134 | 5130.8174 | 5003.4879 | 5126.8284 | 5155.7739
10087 | 5133 | 5130.7081 | 5003.416 | 5126.6527 | 5155.6498 | [8 empty] | 5142.0922 | 5133 | 5130.7081 | 5003.416 | 5126.6527 | 5155.6498
10088 | 5133 | 5130.6401 | 5003.3678 | 5126.4646 | 5155.5776 | [8 empty] | 5142.0283 | 5133 | 5130.6401 | 5003.3678 | 5126.4646 | 5155.5776
10089 | 5133 | 5130.6019 | 5003.3251 | 5126.4458 | 5155.3891 | [8 empty] | 5141.9227 | 5133 | 5130.6019 | 5003.3251 | 5126.4458 | 5155.3891
10090 | 5133 | 5130.5678 | 5003.1104 | 5126.3285 | 5155.3358 | [8 empty] | 5141.8566 | 5133 | 5130.5678 | 5003.1104 | 5126.3285 | 5155.3358
10091 | 5133 | 5130.4736 | 5003.1059 | 5125.9254 | 5155.3125 | [8 empty] | 5141.5939 | 5133 | 5130.4736 | 5003.1059 | 5125.9254 | 5155.3125
10092 | 5133 | 5130.4252 | 5003.1026 | 5125.8518 | 5155.2648 | [8 empty] | 5141.4747 | 5133 | 5130.4252 | 5003.1026 | 5125.8518 | 5155.2648
10093 | 5133 | 5130.3886 | 5003.0544 | 5125.3338 | 5155.1092 | [8 empty] | 5141.416 | 5133 | 5130.3886 | 5003.0544 | 5125.3338 | 5155.1092
10094 | 5133 | 5130.2313 | 5002.9765 | 5125.2529 | 5155.0032 | [8 empty] | 5141.2621 | 5133 | 5130.2313 | 5002.9765 | 5125.2529 | 5155.0032
10095 | 5132 | 5130.0944 | 5002.7675 | 5125.1076 | 5154.9496 | [8 empty] | 5141.2045 | 5132 | 5130.0944 | 5002.7675 | 5125.1076 | 5154.9496
10096 | 5132 | 5129.9986 | 5002.726 | 5124.9951 | 5154.8777 | [8 empty] | 5141.1485 | 5132 | 5129.9986 | 5002.726 | 5124.9951 | 5154.8777
10097 | 5132 | 5129.8876 | 5002.6996 | 5124.8006 | 5154.8212 | [8 empty] | 5141.1322 | 5132 | 5129.8876 | 5002.6996 | 5124.8006 | 5154.8212
10098 | 5132 | 5129.7869 | 5002.4599 | 5124.7761 | 5154.5804 | [8 empty] | 5140.8182 | 5132 | 5129.7869 | 5002.4599 | 5124.7761 | 5154.5804
10099 | 5132 | 5129.7505 | 5002.3648 | 5124.6926 | 5154.5231 | [8 empty] | 5140.431 | 5132 | 5129.7505 | 5002.3648 | 5124.6926 | 5154.5231
10100 | 5132 | 5129.5848 | 5002.2128 | 5124.6092 | 5154.5224 | [8 empty] | 5140.3475 | 5132 | 5129.5848 | 5002.2128 | 5124.6092 | 5154.5224
10101 | 5132 | 5129.2245 | 5002.0001 | 5124.5685 | 5154.2459 | [8 empty] | 5140.3092 | 5132 | 5129.2245 | 5002.0001 | 5124.5685 | 5154.2459
10102 | 5132 | 5129.1969 | 5001.9126 | 5124.4535 | 5153.6307 | [8 empty] | 5140.1764 | 5132 | 5129.1969 | 5001.9126 | 5124.4535 | 5153.6307
10103 | 5132 | 5129.0758 | 5001.8809 | 5124.0818 | 5153.6137 | [8 empty] | 5139.7427 | 5132 | 5129.0758 | 5001.8809 | 5124.0818 | 5153.6137
10104 | 5132 | 5128.8546 | 5001.8456 | 5124.0803 | 5153.5778 | [8 empty] | 5139.7158 | 5132 | 5128.8546 | 5001.8456 | 5124.0803 | 5153.5778
10105 | 5132 | 5128.7161 | 5001.5874 | 5123.9575 | 5153.4522 | [8 empty] | 5139.6552 | 5132 | 5128.7161 | 5001.5874 | 5123.9575 | 5153.4522
10106 | 5131 | 5128.5899 | 5001.5646 | 5123.9002 | 5153.2223 | [8 empty] | 5139.6458 | 5131 | 5128.5899 | 5001.5646 | 5123.9002 | 5153.2223
10107 | 5131 | 5128.586 | 5001.5377 | 5123.8405 | 5152.9188 | [8 empty] | 5139.6386 | 5131 | 5128.586 | 5001.5377 | 5123.8405 | 5152.9188
10108 | 5131 | 5128.5481 | 5001.4148 | 5123.8388 | 5152.4031 | [8 empty] | 5139.5208 | 5131 | 5128.5481 | 5001.4148 | 5123.8388 | 5152.4031
10109 | 5131 | 5128.4933 | 5001.4091 | 5123.7219 | 5152.2045 | [8 empty] | 5139.5154 | 5131 | 5128.4933 | 5001.4091 | 5123.7219 | 5152.2045
10110 | 5131 | 5128.3937 | 5001.2963 | 5123.5684 | 5152.0139 | [8 empty] | 5139.4653 | 5131 | 5128.3937 | 5001.2963 | 5123.5684 | 5152.0139
10111 | 5131 | 5128.3234 | 5001.1077 | 5123.5153 | 5151.852 | [8 empty] | 5139.363 | 5131 | 5128.3234 | 5001.1077 | 5123.5153 | 5151.852
10112 | 5131 | 5128.1546 | 5000.9102 | 5123.4525 | 5151.5218 | [8 empty] | 5139.3158 | 5131 | 5128.1546 | 5000.9102 | 5123.4525 | 5151.5218
10113 | 5131 | 5128.1294 | 5000.6524 | 5123.3219 | 5151.4381 | [8 empty] | 5139.1861 | 5131 | 5128.1294 | 5000.6524 | 5123.3219 | 5151.4381
10114 | 5131 | 5127.6563 | 5000.3269 | 5123.0052 | 5151.3636 | [8 empty] | 5139.1622 | 5131 | 5127.6563 | 5000.3269 | 5123.0052 | 5151.3636
10115 | 5131 | 5127.6527 | 5000.1319 | 5122.8354 | 5151.1327 | [8 empty] | 5138.6778 | 5131 | 5127.6527 | 5000.1319 | 5122.8354 | 5151.1327
10116 | 5131 | 5127.57 | 5000.0463 | 5122.45 | 5150.6468 | [8 empty] | 5138.4657 | 5131 | 5127.57 | 5000.0463 | 5122.45 | 5150.6468
10117 | 5131 | 5127.5097 | 5000.046 | 5122.1295 | 5150.1524 | [8 empty] | 5138.1533 | 5131 | 5127.5097 | 5000.046 | 5122.1295 | 5150.1524
10118 | 5131 | 5127.4461 | 4999.8413 | 5121.9142 | 5150.0608 | [8 empty] | 5137.8619 | 5131 | 5127.4461 | 4999.8413 | 5121.9142 | 5150.0608
10119 | 5130 | 5127.4197 | 4999.8296 | 5121.8884 | 5150.0514 | [8 empty] | 5137.5457 | 5130 | 5127.4197 | 4999.8296 | 5121.8884 | 5150.0514
10120 | 5130 | 5127.3855 | 4999.7412 | 5121.72 | 5149.9272 | [8 empty] | 5137.5426 | 5130 | 5127.3855 | 4999.7412 | 5121.72 | 5149.9272
10121 | 5130 | 5127.1785 | 4999.7306 | 5121.6853 | 5149.5447 | [8 empty] | 5137.508 | 5130 | 5127.1785 | 4999.7306 | 5121.6853 | 5149.5447
10122 | 5130 | 5127.1535 | 4999.3192 | 5121.4896 | 5149.3214 | [8 empty] | 5137.4742 | 5130 | 5127.1535 | 4999.3192 | 5121.4896 | 5149.3214
10123 | 5130 | 5127.0844 | 4999.3098 | 5121.2267 | 5149.028 | [8 empty] | 5137.4663 | 5130 | 5127.0844 | 4999.3098 | 5121.2267 | 5149.028
10124 | 5130 | 5126.9568 | 4999.1784 | 5121.2202 | 5148.9579 | [8 empty] | 5137.4194 | 5130 | 5126.9568 | 4999.1784 | 5121.2202 | 5148.9579
10125 | 5129 | 5126.8818 | 4999.0657 | 5121.0533 | 5148.9086 | [8 empty] | 5137.1313 | 5129 | 5126.8818 | 4999.0657 | 5121.0533 | 5148.9086
10126 | 5129 | 5126.8432 | 4998.8554 | 5120.9554 | 5148.9035 | [8 empty] | 5137.0867 | 5129 | 5126.8432 | 4998.8554 | 5120.9554 | 5148.9035
10127 | 5129 | 5126.6712 | 4998.4273 | 5120.9496 | 5148.6376 | [8 empty] | 5136.9499 | 5129 | 5126.6712 | 4998.4273 | 5120.9496 | 5148.6376
10128 | 5129 | 5126.5766 | 4998.4191 | 5120.8891 | 5148.6331 | [8 empty] | 5136.7841 | 5129 | 5126.5766 | 4998.4191 | 5120.8891 | 5148.6331
10129 | 5129 | 5126.5601 | 4998.2223 | 5120.869 | 5148.599 | [8 empty] | 5136.7358 | 5129 | 5126.5601 | 4998.2223 | 5120.869 | 5148.599
10130 | 5129 | 5126.3796 | 4998.2059 | 5120.7788 | 5148.4594 | [8 empty] | 5136.6573 | 5129 | 5126.3796 | 4998.2059 | 5120.7788 | 5148.4594
10131 | 5129 | 5126.358 | 4998.1829 | 5120.7541 | 5148.3757 | [8 empty] | 5136.5253 | 5129 | 5126.358 | 4998.1829 | 5120.7541 | 5148.3757
10132 | 5129 | 5126.1167 | 4998.1379 | 5120.5332 | 5148.1718 | [8 empty] | 5136.3804 | 5129 | 5126.1167 | 4998.1379 | 5120.5332 | 5148.1718
10133 | 5129 | 5126.0055 | 4998.069 | 5120.3351 | 5148.1032 | [8 empty] | 5136.3651 | 5129 | 5126.0055 | 4998.069 | 5120.3351 | 5148.1032
10134 | 5129 | 5125.8362 | 4997.9483 | 5120.1599 | 5147.6628 | [8 empty] | 5136.342 | 5129 | 5125.8362 | 4997.9483 | 5120.1599 | 5147.6628
10135 | 5129 | 5125.8014 | 4997.8386 | 5120.1147 | 5147.491 | [8 empty] | 5135.7581 | 5129 | 5125.8014 | 4997.8386 | 5120.1147 | 5147.491
10136 | 5129 | 5125.7227 | 4997.6989 | 5120.0934 | 5147.4848 | [8 empty] | 5135.6666 | 5129 | 5125.7227 | 4997.6989 | 5120.0934 | 5147.4848
10137 | 5129 | 5125.7206 | 4997.6802 | 5120.0797 | 5147.4337 | [8 empty] | 5135.5753 | 5129 | 5125.7206 | 4997.6802 | 5120.0797 | 5147.4337
10138 | 5128 | 5125.5005 | 4997.6793 | 5120.055 | 5147.2443 | [8 empty] | 5135.4391 | 5128 | 5125.5005 | 4997.6793 | 5120.055 | 5147.2443
10139 | 5128 | 5125.1358 | 4997.5681 | 5120.0422 | 5146.9246 | [8 empty] | 5135.398 | 5128 | 5125.1358 | 4997.5681 | 5120.0422 | 5146.9246
10140 | 5128 | 5125.0402 | 4997.505 | 5119.9829 | 5146.7118 | [8 empty] | 5135.3639 | 5128 | 5125.0402 | 4997.505 | 5119.9829 | 5146.7118
10141 | 5128 | 5124.9387 | 4997.3947 | 5119.7623 | 5146.6577 | [8 empty] | 5135.1736 | 5128 | 5124.9387 | 4997.3947 | 5119.7623 | 5146.6577
10142 | 5128 | 5124.8887 | 4997.2752 | 5119.5448 | 5146.5818 | [8 empty] | 5135.0648 | 5128 | 5124.8887 | 4997.2752 | 5119.5448 | 5146.5818
10143 | 5128 | 5124.8658 | 4997.2535 | 5119.434 | 5145.9584 | [8 empty] | 5135.0381 | 5128 | 5124.8658 | 4997.2535 | 5119.434 | 5145.9584
10144 | 5128 | 5124.6621 | 4996.7467 | 5119.3918 | 5145.7294 | [8 empty] | 5134.5088 | 5128 | 5124.6621 | 4996.7467 | 5119.3918 | 5145.7294
10145 | 5128 | 5124.4856 | 4996.6664 | 5119.3841 | 5145.544 | [8 empty] | 5134.4002 | 5128 | 5124.4856 | 4996.6664 | 5119.3841 | 5145.544
10146 | 5128 | 5124.4807 | 4996.5803 | 5119.3458 | 5145.4682 | [8 empty] | 5134.361 | 5128 | 5124.4807 | 4996.5803 | 5119.3458 | 5145.4682
10147 | 5128 | 5124.3015 | 4996.4266 | 5119.0434 | 5145.3673 | [8 empty] | 5134.2869 | 5128 | 5124.3015 | 4996.4266 | 5119.0434 | 5145.3673
10148 | 5128 | 5124.2937 | 4996.3611 | 5118.9781 | 5144.7632 | [8 empty] | 5134.2591 | 5128 | 5124.2937 | 4996.3611 | 5118.9781 | 5144.7632
10149 | 5128 | 5124.2559 | 4996.3398 | 5118.9703 | 5144.5258 | [8 empty] | 5134.245 | 5128 | 5124.2559 | 4996.3398 | 5118.9703 | 5144.5258
10150 | 5128 | 5124.1687 | 4996.208 | 5118.5421 | 5144.5234 | [8 empty] | 5134.1394 | 5128 | 5124.1687 | 4996.208 | 5118.5421 | 5144.5234
10151 | 5128 | 5124.0468 | 4996.0307 | 5118.2207 | 5144.4053 | [8 empty] | 5134.1301 | 5128 | 5124.0468 | 4996.0307 | 5118.2207 | 5144.4053
10152 | 5128 | 5123.9943 | 4995.99 | 5118.2081 | 5144.3797 | [8 empty] | 5134.1071 | 5128 | 5123.9943 | 4995.99 | 5118.2081 | 5144.3797
10153 | 5127 | 5123.759 | 4995.9211 | 5118.1716 | 5144.2797 | [8 empty] | 5134.0978 | 5127 | 5123.759 | 4995.9211 | 5118.1716 | 5144.2797
10154 | 5127 | 5123.2886 | 4995.905 | 5117.7054 | 5144.0883 | [8 empty] | 5133.9624 | 5127 | 5123.2886 | 4995.905 | 5117.7054 | 5144.0883
10155 | 5127 | 5123.1805 | 4995.8181 | 5117.4661 | 5143.8078 | [8 empty] | 5133.8246 | 5127 | 5123.1805 | 4995.8181 | 5117.4661 | 5143.8078
10156 | 5127 | 5123.1618 | 4995.744 | 5117.3324 | 5143.6795 | [8 empty] | 5133.7571 | 5127 | 5123.1618 | 4995.744 | 5117.3324 | 5143.6795
10157 | 5127 | 5122.8008 | 4995.6119 | 5117.1482 | 5143.6667 | [8 empty] | 5133.7282 | 5127 | 5122.8008 | 4995.6119 | 5117.1482 | 5143.6667
10158 | 5127 | 5122.555 | 4995.5835 | 5117.0388 | 5143.0497 | [8 empty] | 5133.5265 | 5127 | 5122.555 | 4995.5835 | 5117.0388 | 5143.0497
10159 | 5127 | 5122.4481 | 4995.5427 | 5116.9808 | 5142.9639 | [8 empty] | 5133.5238 | 5127 | 5122.4481 | 4995.5427 | 5116.9808 | 5142.9639
10160 | 5126 | 5122.2029 | 4995.3077 | 5116.612 | 5142.7062 | [8 empty] | 5133.5044 | 5126 | 5122.2029 | 4995.3077 | 5116.612 | 5142.7062
10161 | 5126 | 5122.1706 | 4995.2606 | 5116.5846 | 5142.6856 | [8 empty] | 5133.2511 | 5126 | 5122.1706 | 4995.2606 | 5116.5846 | 5142.6856
10162 | 5126 | 5122.0649 | 4995.1316 | 5116.4687 | 5142.512 | [8 empty] | 5133.2227 | 5126 | 5122.0649 | 4995.1316 | 5116.4687 | 5142.512
10163 | 5126 | 5121.9441 | 4995.0686 | 5116.3275 | 5142.126 | [8 empty] | 5132.8154 | 5126 | 5121.9441 | 4995.0686 | 5116.3275 | 5142.126
10164 | 5126 | 5121.8058 | 4994.9938 | 5116.3228 | 5142.0263 | [8 empty] | 5132.73 | 5126 | 5121.8058 | 4994.9938 | 5116.3228 | 5142.0263
10165 | 5126 | 5121.7293 | 4994.9488 | 5116.2239 | 5141.8605 | [8 empty] | 5132.5951 | 5126 | 5121.7293 | 4994.9488 | 5116.2239 | 5141.8605
10166 | 5126 | 5121.6767 | 4994.896 | 5115.9348 | 5141.6301 | [8 empty] | 5132.4344 | 5126 | 5121.6767 | 4994.896 | 5115.9348 | 5141.6301
10167 | 5126 | 5121.5266 | 4994.8369 | 5115.8323 | 5141.5095 | [8 empty] | 5132.2203 | 5126 | 5121.5266 | 4994.8369 | 5115.8323 | 5141.5095
10168 | 5126 | 5121.4861 | 4994.6556 | 5115.622 | 5141.2199 | [8 empty] | 5132.1382 | 5126 | 5121.4861 | 4994.6556 | 5115.622 | 5141.2199
10169 | 5126 | 5121.4386 | 4994.5298 | 5115.6066 | 5141.0625 | [8 empty] | 5132.0617 | 5126 | 5121.4386 | 4994.5298 | 5115.6066 | 5141.0625
10170 | 5125 | 5121.3456 | 4994.3045 | 5115.2684 | 5140.9297 | [8 empty] | 5131.9806 | 5125 | 5121.3456 | 4994.3045 | 5115.2684 | 5140.9297
10171 | 5125 | 5121.2351 | 4994.2518 | 5114.9195 | 5140.7804 | [8 empty] | 5131.9793 | 5125 | 5121.2351 | 4994.2518 | 5114.9195 | 5140.7804
10172 | 5125 | 5121.1924 | 4994.2368 | 5114.6415 | 5140.7499 | [8 empty] | 5131.5796 | 5125 | 5121.1924 | 4994.2368 | 5114.6415 | 5140.7499
10173 | 5125 | 5120.9182 | 4994.2146 | 5114.639 | 5140.7495 | [8 empty] | 5131.5743 | 5125 | 5120.9182 | 4994.2146 | 5114.639 | 5140.7495
10174 | 5125 | 5120.8855 | 4994.1843 | 5114.5817 | 5140.5402 | [8 empty] | 5131.2066 | 5125 | 5120.8855 | 4994.1843 | 5114.5817 | 5140.5402
10175 | 5125 | 5120.8832 | 4993.9651 | 5114.3951 | 5140.5302 | [8 empty] | 5131.0412 | 5125 | 5120.8832 | 4993.9651 | 5114.3951 | 5140.5302
10176 | 5125 | 5120.8594 | 4993.8891 | 5114.3885 | 5140.4842 | [8 empty] | 5130.9821 | 5125 | 5120.8594 | 4993.8891 | 5114.3885 | 5140.4842
10177 | 5125 | 5120.7858 | 4993.8035 | 5114.3084 | 5140.2412 | [8 empty] | 5130.9259 | 5125 | 5120.7858 | 4993.8035 | 5114.3084 | 5140.2412
10178 | 5125 | 5120.7831 | 4993.6721 | 5114.0993 | 5140.0307 | [8 empty] | 5130.8976 | 5125 | 5120.7831 | 4993.6721 | 5114.0993 | 5140.0307
10179 | 5125 | 5120.7739 | 4993.4232 | 5114.0077 | 5139.9168 | [8 empty] | 5130.8933 | 5125 | 5120.7739 | 4993.4232 | 5114.0077 | 5139.9168
10180 | 5125 | 5120.6849 | 4993.3476 | 5114.0033 | 5139.7151 | [8 empty] | 5130.7815 | 5125 | 5120.6849 | 4993.3476 | 5114.0033 | 5139.7151
10181 | 5124 | 5120.6807 | 4993.2529 | 5113.9565 | 5139.6695 | [8 empty] | 5130.7483 | 5124 | 5120.6807 | 4993.2529 | 5113.9565 | 5139.6695
10182 | 5124 | 5120.6257 | 4993.1846 | 5113.9122 | 5139.6683 | [8 empty] | 5130.5093 | 5124 | 5120.6257 | 4993.1846 | 5113.9122 | 5139.6683
10183 | 5124 | 5120.5615 | 4993.0603 | 5113.8831 | 5139.661 | [8 empty] | 5130.4286 | 5124 | 5120.5615 | 4993.0603 | 5113.8831 | 5139.661
10184 | 5124 | 5120.4541 | 4993.0244 | 5113.7369 | 5139.5737 | [8 empty] | 5130.2987 | 5124 | 5120.4541 | 4993.0244 | 5113.7369 | 5139.5737
10185 | 5124 | 5120.4433 | 4992.7536 | 5113.6651 | 5139.5048 | [8 empty] | 5130.1975 | 5124 | 5120.4433 | 4992.7536 | 5113.6651 | 5139.5048
10186 | 5124 | 5120.4056 | 4992.715 | 5113.2965 | 5139.4996 | [8 empty] | 5130.1248 | 5124 | 5120.4056 | 4992.715 | 5113.2965 | 5139.4996
10187 | 5124 | 5119.8796 | 4992.674 | 5113.2348 | 5139.3425 | [8 empty] | 5130.0939 | 5124 | 5119.8796 | 4992.674 | 5113.2348 | 5139.3425
10188 | 5124 | 5119.7701 | 4992.6221 | 5113.2114 | 5139.3095 | [8 empty] | 5130.065 | 5124 | 5119.7701 | 4992.6221 | 5113.2114 | 5139.3095
10189 | 5124 | 5119.1762 | 4992.6008 | 5113.0205 | 5139.2652 | [8 empty] | 5129.8174 | 5124 | 5119.1762 | 4992.6008 | 5113.0205 | 5139.2652
10190 | 5124 | 5119.0264 | 4992.4947 | 5112.9363 | 5139.2156 | [8 empty] | 5129.7539 | 5124 | 5119.0264 | 4992.4947 | 5112.9363 | 5139.2156
10191 | 5123 | 5118.9869 | 4992.4821 | 5112.9013 | 5139.1257 | [8 empty] | 5129.5442 | 5123 | 5118.9869 | 4992.4821 | 5112.9013 | 5139.1257
10192 | 5123 | 5118.9707 | 4992.0243 | 5112.8734 | 5138.7228 | [8 empty] | 5129.2695 | 5123 | 5118.9707 | 4992.0243 | 5112.8734 | 5138.7228
10193 | 5123 | 5118.8818 | 4991.9995 | 5112.8658 | 5138.6615 | [8 empty] | 5129.0549 | 5123 | 5118.8818 | 4991.9995 | 5112.8658 | 5138.6615
10194 | 5123 | 5118.7346 | 4991.5343 | 5112.7965 | 5138.4531 | [8 empty] | 5129.032 | 5123 | 5118.7346 | 4991.5343 | 5112.7965 | 5138.4531
10195 | 5123 | 5118.7301 | 4991.4198 | 5112.3915 | 5138.4251 | [8 empty] | 5128.9478 | 5123 | 5118.7301 | 4991.4198 | 5112.3915 | 5138.4251
10196 | 5123 | 5118.7096 | 4991.2205 | 5112.0937 | 5138.3839 | [8 empty] | 5128.9143 | 5123 | 5118.7096 | 4991.2205 | 5112.0937 | 5138.3839
10197 | 5123 | 5118.5811 | 4991.1345 | 5112.0173 | 5138.2056 | [8 empty] | 5128.9027 | 5123 | 5118.5811 | 4991.1345 | 5112.0173 | 5138.2056
10198 | 5123 | 5118.581 | 4991.1204 | 5111.9581 | 5138.1679 | [8 empty] | 5128.9011 | 5123 | 5118.581 | 4991.1204 | 5111.9581 | 5138.1679
10199 | 5122 | 5118.543 | 4991.0799 | 5111.8724 | 5138.1347 | [8 empty] | 5128.8925 | 5122 | 5118.543 | 4991.0799 | 5111.8724 | 5138.1347
10200 | 5122 | 5118.5053 | 4990.9554 | 5111.8707 | 5137.9457 | [8 empty] | 5128.7353 | 5122 | 5118.5053 | 4990.9554 | 5111.8707 | 5137.9457
10201 | 5122 | 5118.3486 | 4990.9184 | 5111.7499 | 5137.9018 | [8 empty] | 5128.613 | 5122 | 5118.3486 | 4990.9184 | 5111.7499 | 5137.9018
10202 | 5122 | 5118.2798 | 4990.8743 | 5111.7278 | 5137.8392 | [8 empty] | 5128.5338 | 5122 | 5118.2798 | 4990.8743 | 5111.7278 | 5137.8392
10203 | 5122 | 5118.2325 | 4990.7924 | 5111.5783 | 5137.8293 | [8 empty] | 5128.2209 | 5122 | 5118.2325 | 4990.7924 | 5111.5783 | 5137.8293
10204 | 5122 | 5117.9801 | 4990.7131 | 5111.3673 | 5137.7748 | [8 empty] | 5127.8771 | 5122 | 5117.9801 | 4990.7131 | 5111.3673 | 5137.7748
10205 | 5122 | 5117.8451 | 4990.7108 | 5111.2689 | 5137.7189 | [8 empty] | 5127.6179 | 5122 | 5117.8451 | 4990.7108 | 5111.2689 | 5137.7189
10206 | 5121 | 5117.827 | 4990.7046 | 5111.2547 | 5137.7139 | [8 empty] | 5127.3742 | 5121 | 5117.827 | 4990.7046 | 5111.2547 | 5137.7139
10207 | 5121 | 5117.8264 | 4990.6969 | 5110.8539 | 5137.7088 | [8 empty] | 5127.1556 | 5121 | 5117.8264 | 4990.6969 | 5110.8539 | 5137.7088
10208 | 5121 | 5117.7469 | 4990.4342 | 5110.7508 | 5137.5325 | [8 empty] | 5127.1312 | 5121 | 5117.7469 | 4990.4342 | 5110.7508 | 5137.5325
10209 | 5121 | 5117.6446 | 4990.2624 | 5110.6928 | 5137.2979 | [8 empty] | 5126.5098 | 5121 | 5117.6446 | 4990.2624 | 5110.6928 | 5137.2979
10210 | 5121 | 5117.5937 | 4990.2242 | 5110.6921 | 5136.8724 | [8 empty] | 5126.2759 | 5121 | 5117.5937 | 4990.2242 | 5110.6921 | 5136.8724
10211 | 5121 | 5117.5236 | 4990.214 | 5110.6468 | 5136.8334 | [8 empty] | 5126.251 | 5121 | 5117.5236 | 4990.214 | 5110.6468 | 5136.8334
10212 | 5121 | 5117.4908 | 4989.9227 | 5110.6398 | 5136.6855 | [8 empty] | 5125.95 | 5121 | 5117.4908 | 4989.9227 | 5110.6398 | 5136.6855
10213 | 5121 | 5117.366 | 4989.7539 | 5110.4028 | 5136.5763 | [8 empty] | 5125.9453 | 5121 | 5117.366 | 4989.7539 | 5110.4028 | 5136.5763
10214 | 5120 | 5117.2815 | 4989.4302 | 5110.186 | 5136.3027 | [8 empty] | 5125.7641 | 5120 | 5117.2815 | 4989.4302 | 5110.186 | 5136.3027
10215 | 5120 | 5117.15 | 4989.3503 | 5110.1645 | 5136.2261 | [8 empty] | 5125.4959 | 5120 | 5117.15 | 4989.3503 | 5110.1645 | 5136.2261
10216 | 5120 | 5117.0092 | 4989.269 | 5110.051 | 5136.1576 | [8 empty] | 5125.2572 | 5120 | 5117.0092 | 4989.269 | 5110.051 | 5136.1576
10217 | 5120 | 5116.7188 | 4989.09 | 5110.0068 | 5135.8341 | [8 empty] | 5125.0098 | 5120 | 5116.7188 | 4989.09 | 5110.0068 | 5135.8341
10218 | 5120 | 5116.2891 | 4989.0898 | 5109.8577 | 5135.52 | [8 empty] | 5125.0028 | 5120 | 5116.2891 | 4989.0898 | 5109.8577 | 5135.52
10219 | 5120 | 5116.2112 | 4989.0214 | 5109.6967 | 5135.2505 | [8 empty] | 5124.9918 | 5120 | 5116.2112 | 4989.0214 | 5109.6967 | 5135.2505
10220 | 5120 | 5116.1191 | 4989.0033 | 5109.6336 | 5135.0803 | [8 empty] | 5124.9474 | 5120 | 5116.1191 | 4989.0033 | 5109.6336 | 5135.0803
10221 | 5120 | 5116.113 | 4988.9746 | 5109.5557 | 5134.8697 | [8 empty] | 5124.8432 | 5120 | 5116.113 | 4988.9746 | 5109.5557 | 5134.8697
10222 | 5120 | 5116.0239 | 4988.8071 | 5109.4969 | 5134.7474 | [8 empty] | 5124.6304 | 5120 | 5116.0239 | 4988.8071 | 5109.4969 | 5134.7474
10223 | 5119 | 5115.9597 | 4988.7139 | 5109.4462 | 5134.4349 | [8 empty] | 5124.571 | 5119 | 5115.9597 | 4988.7139 | 5109.4462 | 5134.4349
10224 | 5119 | 5115.92 | 4988.5836 | 5109.3474 | 5134.404 | [8 empty] | 5124.4399 | 5119 | 5115.92 | 4988.5836 | 5109.3474 | 5134.404
10225 | 5119 | 5115.8552 | 4988.5058 | 5109.2292 | 5134.3904 | [8 empty] | 5124.1092 | 5119 | 5115.8552 | 4988.5058 | 5109.2292 | 5134.3904
10226 | 5119 | 5115.1886 | 4988.4005 | 5109.0538 | 5134.3794 | [8 empty] | 5123.9661 | 5119 | 5115.1886 | 4988.4005 | 5109.0538 | 5134.3794
10227 | 5119 | 5115.1566 | 4987.9446 | 5109.014 | 5134.0174 | [8 empty] | 5123.9332 | 5119 | 5115.1566 | 4987.9446 | 5109.014 | 5134.0174
10228 | 5119 | 5115.113 | 4987.7095 | 5108.9325 | 5133.6843 | [8 empty] | 5123.7948 | 5119 | 5115.113 | 4987.7095 | 5108.9325 | 5133.6843
10229 | 5119 | 5115.0973 | 4987.6396 | 5108.8122 | 5133.2923 | [8 empty] | 5123.6638 | 5119 | 5115.0973 | 4987.6396 | 5108.8122 | 5133.2923
10230 | 5118 | 5115.0276 | 4987.6335 | 5108.6127 | 5133.2869 | [8 empty] | 5123.5917 | 5118 | 5115.0276 | 4987.6335 | 5108.6127 | 5133.2869
10231 | 5118 | 5114.8996 | 4987.5925 | 5108.5807 | 5133.2165 | [8 empty] | 5123.5636 | 5118 | 5114.8996 | 4987.5925 | 5108.5807 | 5133.2165
10232 | 5118 | 5114.5033 | 4987.1512 | 5108.4278 | 5132.9351 | [8 empty] | 5123.5185 | 5118 | 5114.5033 | 4987.1512 | 5108.4278 | 5132.9351
10233 | 5118 | 5114.4779 | 4986.7752 | 5108.413 | 5132.9044 | [8 empty] | 5123.3596 | 5118 | 5114.4779 | 4986.7752 | 5108.413 | 5132.9044
10234 | 5118 | 5114.2736 | 4986.7014 | 5108.2442 | 5132.8869 | [8 empty] | 5123.1134 | 5118 | 5114.2736 | 4986.7014 | 5108.2442 | 5132.8869
10235 | 5118 | 5113.9195 | 4986.6878 | 5108.0254 | 5132.7693 | [8 empty] | 5123.1122 | 5118 | 5113.9195 | 4986.6878 | 5108.0254 | 5132.7693
10236 | 5118 | 5113.9087 | 4986.6348 | 5107.7443 | 5132.7525 | [8 empty] | 5123.0134 | 5118 | 5113.9087 | 4986.6348 | 5107.7443 | 5132.7525
10237 | 5118 | 5113.8952 | 4986.1757 | 5107.7323 | 5132.5845 | [8 empty] | 5122.9858 | 5118 | 5113.8952 | 4986.1757 | 5107.7323 | 5132.5845
10238 | 5118 | 5113.7112 | 4986.0666 | 5107.7289 | 5132.5435 | [8 empty] | 5122.8803 | 5118 | 5113.7112 | 4986.0666 | 5107.7289 | 5132.5435
10239 | 5117 | 5113.4833 | 4986.0044 | 5107.7054 | 5132.5089 | [8 empty] | 5122.764 | 5117 | 5113.4833 | 4986.0044 | 5107.7054 | 5132.5089
10240 | 5117 | 5113.4751 | 4985.7716 | 5107.3849 | 5132.4519 | [8 empty] | 5122.4892 | 5117 | 5113.4751 | 4985.7716 | 5107.3849 | 5132.4519
10241 | 5117 | 5113.3555 | 4985.6894 | 5107.1445 | 5132.3952 | [8 empty] | 5122.2855 | 5117 | 5113.3555 | 4985.6894 | 5107.1445 | 5132.3952
10242 | 5117 | 5113.1968 | 4985.6893 | 5107.1164 | 5131.9302 | [8 empty] | 5122.2227 | 5117 | 5113.1968 | 4985.6893 | 5107.1164 | 5131.9302
10243 | 5117 | 5112.8806 | 4985.6569 | 5106.7763 | 5131.7601 | [8 empty] | 5122.1705 | 5117 | 5112.8806 | 4985.6569 | 5106.7763 | 5131.7601
10244 | 5117 | 5112.8744 | 4985.6055 | 5106.746 | 5131.2854 | [8 empty] | 5122.0608 | 5117 | 5112.8744 | 4985.6055 | 5106.746 | 5131.2854
10245 | 5117 | 5112.8585 | 4985.5495 | 5106.7192 | 5131.026 | [8 empty] | 5121.4661 | 5117 | 5112.8585 | 4985.5495 | 5106.7192 | 5131.026
10246 | 5117 | 5112.7639 | 4985.5054 | 5106.6931 | 5130.9106 | [8 empty] | 5121.4509 | 5117 | 5112.7639 | 4985.5054 | 5106.6931 | 5130.9106
10247 | 5117 | 5112.6014 | 4985.4814 | 5106.6695 | 5130.898 | [8 empty] | 5121.4477 | 5117 | 5112.6014 | 4985.4814 | 5106.6695 | 5130.898
10248 | 5116 | 5112.569 | 4985.4423 | 5106.5644 | 5130.7468 | [8 empty] | 5121.2257 | 5116 | 5112.569 | 4985.4423 | 5106.5644 | 5130.7468
10249 | 5116 | 5112.5539 | 4985.1003 | 5106.3887 | 5130.7332 | [8 empty] | 5121.0923 | 5116 | 5112.5539 | 4985.1003 | 5106.3887 | 5130.7332
10250 | 5116 | 5112.4564 | 4984.9961 | 5106.3761 | 5130.6664 | [8 empty] | 5121.0902 | 5116 | 5112.4564 | 4984.9961 | 5106.3761 | 5130.6664
10251 | 5116 | 5112.3135 | 4984.9907 | 5106.364 | 5130.6011 | [8 empty] | 5120.8648 | 5116 | 5112.3135 | 4984.9907 | 5106.364 | 5130.6011
10252 | 5116 | 5111.9786 | 4984.9232 | 5105.8687 | 5130.3942 | [8 empty] | 5120.7561 | 5116 | 5111.9786 | 4984.9232 | 5105.8687 | 5130.3942
10253 | 5116 | 5111.9694 | 4984.7433 | 5105.6787 | 5130.3236 | [8 empty] | 5120.5506 | 5116 | 5111.9694 | 4984.7433 | 5105.6787 | 5130.3236
10254 | 5116 | 5111.6631 | 4984.4382 | 5105.4424 | 5130.3104 | [8 empty] | 5120.301 | 5116 | 5111.6631 | 4984.4382 | 5105.4424 | 5130.3104
10255 | 5116 | 5111.6286 | 4984.2791 | 5105.4236 | 5130.2868 | [8 empty] | 5120.1415 | 5116 | 5111.6286 | 4984.2791 | 5105.4236 | 5130.2868
10256 | 5116 | 5111.5165 | 4984.2127 | 5105.2775 | 5130.1223 | [8 empty] | 5119.2148 | 5116 | 5111.5165 | 4984.2127 | 5105.2775 | 5130.1223
10257 | 5116 | 5111.3139 | 4984.1454 | 5105.1486 | 5130.0911 | [8 empty] | 5119.1536 | 5116 | 5111.3139 | 4984.1454 | 5105.1486 | 5130.0911
10258 | 5116 | 5111.301 | 4984.1175 | 5105.0832 | 5130.0788 | [8 empty] | 5119.0316 | 5116 | 5111.301 | 4984.1175 | 5105.0832 | 5130.0788
10259 | 5115 | 5111.2523 | 4983.9515 | 5104.5801 | 5130.0417 | [8 empty] | 5118.9529 | 5115 | 5111.2523 | 4983.9515 | 5104.5801 | 5130.0417
10260 | 5115 | 5110.9207 | 4983.7634 | 5104.4869 | 5129.9176 | [8 empty] | 5118.8726 | 5115 | 5110.9207 | 4983.7634 | 5104.4869 | 5129.9176
10261 | 5115 | 5110.908 | 4983.6655 | 5104.4219 | 5129.8513 | [8 empty] | 5118.6961 | 5115 | 5110.908 | 4983.6655 | 5104.4219 | 5129.8513
10262 | 5114 | 5110.7328 | 4983.6622 | 5104.3309 | 5129.7872 | [8 empty] | 5118.565 | 5114 | 5110.7328 | 4983.6622 | 5104.3309 | 5129.7872
10263 | 5114 | 5110.5013 | 4982.9831 | 5104.1606 | 5129.5769 | [8 empty] | 5118.548 | 5114 | 5110.5013 | 4982.9831 | 5104.1606 | 5129.5769
10264 | 5114 | 5110.4195 | 4982.9668 | 5104.1377 | 5129.448 | [8 empty] | 5118.5222 | 5114 | 5110.4195 | 4982.9668 | 5104.1377 | 5129.448
10265 | 5114 | 5110.251 | 4982.7839 | 5104.135 | 5129.4259 | [8 empty] | 5118.1959 | 5114 | 5110.251 | 4982.7839 | 5104.135 | 5129.4259
10266 | 5114 | 5110.1904 | 4982.7071 | 5103.8818 | 5129.3608 | [8 empty] | 5118.1568 | 5114 | 5110.1904 | 4982.7071 | 5103.8818 | 5129.3608
10267 | 5114 | 5110.1697 | 4982.6771 | 5103.8055 | 5129.0033 | [8 empty] | 5117.8031 | 5114 | 5110.1697 | 4982.6771 | 5103.8055 | 5129.0033
10268 | 5114 | 5110.0389 | 4982.654 | 5103.6477 | 5128.7987 | [8 empty] | 5117.6766 | 5114 | 5110.0389 | 4982.654 | 5103.6477 | 5128.7987
10269 | 5114 | 5109.8829 | 4982.6172 | 5103.6458 | 5128.6862 | [8 empty] | 5117.4677 | 5114 | 5109.8829 | 4982.6172 | 5103.6458 | 5128.6862
10270 | 5114 | 5109.7816 | 4982.4346 | 5103.4146 | 5128.5051 | [8 empty] | 5117.4495 | 5114 | 5109.7816 | 4982.4346 | 5103.4146 | 5128.5051
10271 | 5114 | 5109.7691 | 4982.2658 | 5103.2075 | 5128.3775 | [8 empty] | 5117.1781 | 5114 | 5109.7691 | 4982.2658 | 5103.2075 | 5128.3775
10272 | 5114 | 5109.742 | 4982.1463 | 5103.0235 | 5128.3269 | [8 empty] | 5117.1716 | 5114 | 5109.742 | 4982.1463 | 5103.0235 | 5128.3269
10273 | 5113 | 5109.6081 | 4982.0749 | 5102.6047 | 5128.0866 | [8 empty] | 5117.1715 | 5113 | 5109.6081 | 4982.0749 | 5102.6047 | 5128.0866
10274 | 5113 | 5109.585 | 4981.9914 | 5102.5506 | 5128.0062 | [8 empty] | 5116.8512 | 5113 | 5109.585 | 4981.9914 | 5102.5506 | 5128.0062
10275 | 5113 | 5109.5189 | 4981.7907 | 5102.3698 | 5127.9265 | [8 empty] | 5116.6838 | 5113 | 5109.5189 | 4981.7907 | 5102.3698 | 5127.9265
10276 | 5113 | 5109.5001 | 4981.766 | 5102.0321 | 5127.8656 | [8 empty] | 5116.6081 | 5113 | 5109.5001 | 4981.766 | 5102.0321 | 5127.8656
10277 | 5113 | 5109.464 | 4981.6813 | 5101.6792 | 5127.6857 | [8 empty] | 5116.5565 | 5113 | 5109.464 | 4981.6813 | 5101.6792 | 5127.6857
10278 | 5113 | 5109.4174 | 4981.6217 | 5101.3859 | 5127.5096 | [8 empty] | 5116.5171 | 5113 | 5109.4174 | 4981.6217 | 5101.3859 | 5127.5096
10279 | 5112 | 5109.3729 | 4981.6047 | 5101.3268 | 5127.463 | [8 empty] | 5116.4617 | 5112 | 5109.3729 | 4981.6047 | 5101.3268 | 5127.463
10280 | 5112 | 5109.2585 | 4981.5906 | 5101.2374 | 5127.4375 | [8 empty] | 5116.255 | 5112 | 5109.2585 | 4981.5906 | 5101.2374 | 5127.4375
10281 | 5112 | 5109.1717 | 4981.1935 | 5101.2079 | 5127.3447 | [8 empty] | 5116.1975 | 5112 | 5109.1717 | 4981.1935 | 5101.2079 | 5127.3447
10282 | 5112 | 5109.148 | 4981.1695 | 5101.1837 | 5127.1379 | [8 empty] | 5116.1469 | 5112 | 5109.148 | 4981.1695 | 5101.1837 | 5127.1379
10283 | 5111 | 5109.0897 | 4981.1659 | 5101.1025 | 5126.5169 | [8 empty] | 5116.117 | 5111 | 5109.0897 | 4981.1659 | 5101.1025 | 5126.5169
10284 | 5111 | 5108.8541 | 4981.1202 | 5101.0415 | 5126.452 | [8 empty] | 5116.1041 | 5111 | 5108.8541 | 4981.1202 | 5101.0415 | 5126.452
10285 | 5111 | 5108.6021 | 4980.8297 | 5100.6493 | 5126.4048 | [8 empty] | 5115.7264 | 5111 | 5108.6021 | 4980.8297 | 5100.6493 | 5126.4048
10286 | 5111 | 5108.414 | 4980.5657 | 5100.5261 | 5126.2223 | [8 empty] | 5115.6603 | 5111 | 5108.414 | 4980.5657 | 5100.5261 | 5126.2223
10287 | 5111 | 5108.0911 | 4980.5086 | 5100.5056 | 5126.1891 | [8 empty] | 5115.3755 | 5111 | 5108.0911 | 4980.5086 | 5100.5056 | 5126.1891
10288 | 5111 | 5107.932 | 4980.4461 | 5100.3583 | 5126.187 | [8 empty] | 5115.2278 | 5111 | 5107.932 | 4980.4461 | 5100.3583 | 5126.187
10289 | 5110 | 5107.6511 | 4980.4344 | 5099.9994 | 5126.0285 | [8 empty] | 5114.9211 | 5110 | 5107.6511 | 4980.4344 | 5099.9994 | 5126.0285
10290 | 5110 | 5107.4755 | 4980.3687 | 5099.9021 | 5125.9656 | [8 empty] | 5114.8445 | 5110 | 5107.4755 | 4980.3687 | 5099.9021 | 5125.9656
10291 | 5110 | 5107.3644 | 4980.2177 | 5099.8521 | 5125.5314 | [8 empty] | 5114.7411 | 5110 | 5107.3644 | 4980.2177 | 5099.8521 | 5125.5314
10292 | 5110 | 5107.3291 | 4980.1797 | 5099.564 | 5125.4908 | [8 empty] | 5114.7278 | 5110 | 5107.3291 | 4980.1797 | 5099.564 | 5125.4908
10293 | 5110 | 5107.2037 | 4980.1659 | 5099.5192 | 5125.476 | [8 empty] | 5114.5536 | 5110 | 5107.2037 | 4980.1659 | 5099.5192 | 5125.476
10294 | 5110 | 5107.064 | 4980.0694 | 5099.2081 | 5125.3804 | [8 empty] | 5114.5511 | 5110 | 5107.064 | 4980.0694 | 5099.2081 | 5125.3804
10295 | 5110 | 5106.9409 | 4979.9844 | 5099.1217 | 5125.2767 | [8 empty] | 5114.4636 | 5110 | 5106.9409 | 4979.9844 | 5099.1217 | 5125.2767
10296 | 5110 | 5106.9326 | 4979.9645 | 5099.0487 | 5125.2405 | [8 empty] | 5114.2942 | 5110 | 5106.9326 | 4979.9645 | 5099.0487 | 5125.2405
10297 | 5109 | 5106.9094 | 4979.9531 | 5098.9652 | 5124.6524 | [8 empty] | 5113.7621 | 5109 | 5106.9094 | 4979.9531 | 5098.9652 | 5124.6524
10298 | 5109 | 5106.8112 | 4979.7752 | 5098.9566 | 5124.5694 | [8 empty] | 5113.6344 | 5109 | 5106.8112 | 4979.7752 | 5098.9566 | 5124.5694
10299 | 5109 | 5106.7516 | 4979.7378 | 5098.6776 | 5124.561 | [8 empty] | 5113.629 | 5109 | 5106.7516 | 4979.7378 | 5098.6776 | 5124.561
10300 | 5109 | 5106.648 | 4979.5832 | 5098.6171 | 5124.4786 | [8 empty] | 5113.6074 | 5109 | 5106.648 | 4979.5832 | 5098.6171 | 5124.4786
10301 | 5109 | 5106.2577 | 4979.5213 | 5098.4588 | 5124.4326 | [8 empty] | 5113.5325 | 5109 | 5106.2577 | 4979.5213 | 5098.4588 | 5124.4326
10302 | 5109 | 5106.2177 | 4979.3164 | 5098.1887 | 5124.3478 | [8 empty] | 5113.2488 | 5109 | 5106.2177 | 4979.3164 | 5098.1887 | 5124.3478
10303 | 5109 | 5106.2101 | 4979.1733 | 5098.179 | 5124.2263 | [8 empty] | 5113.182 | 5109 | 5106.2101 | 4979.1733 | 5098.179 | 5124.2263
10304 | 5109 | 5106.2071 | 4979.1629 | 5098.0262 | 5123.9248 | [8 empty] | 5113.0812 | 5109 | 5106.2071 | 4979.1629 | 5098.0262 | 5123.9248
10305 | 5109 | 5106.1709 | 4979.1351 | 5097.5033 | 5123.7775 | [8 empty] | 5112.8922 | 5109 | 5106.1709 | 4979.1351 | 5097.5033 | 5123.7775
10306 | 5109 | 5106.1704 | 4979.1189 | 5097.3553 | 5123.7183 | [8 empty] | 5112.7299 | 5109 | 5106.1704 | 4979.1189 | 5097.3553 | 5123.7183
10307 | 5109 | 5106.0875 | 4979.077 | 5097.3453 | 5123.613 | [8 empty] | 5112.7102 | 5109 | 5106.0875 | 4979.077 | 5097.3453 | 5123.613
10308 | 5109 | 5105.9728 | 4979.0311 | 5096.9502 | 5123.5371 | [8 empty] | 5112.7098 | 5109 | 5105.9728 | 4979.0311 | 5096.9502 | 5123.5371
10309 | 5109 | 5105.4622 | 4978.8305 | 5096.9349 | 5123.3495 | [8 empty] | 5112.6528 | 5109 | 5105.4622 | 4978.8305 | 5096.9349 | 5123.3495
10310 | 5109 | 5105.3189 | 4978.8085 | 5096.8277 | 5123.0813 | [8 empty] | 5112.3874 | 5109 | 5105.3189 | 4978.8085 | 5096.8277 | 5123.0813
10311 | 5108 | 5105.0317 | 4978.8048 | 5096.8065 | 5123.0703 | [8 empty] | 5112.3574 | 5108 | 5105.0317 | 4978.8048 | 5096.8065 | 5123.0703
10312 | 5108 | 5104.8789 | 4978.7707 | 5096.7602 | 5123.0549 | [8 empty] | 5112.3413 | 5108 | 5104.8789 | 4978.7707 | 5096.7602 | 5123.0549
10313 | 5108 | 5104.8115 | 4978.4003 | 5096.5639 | 5122.9886 | [8 empty] | 5111.9711 | 5108 | 5104.8115 | 4978.4003 | 5096.5639 | 5122.9886
10314 | 5108 | 5104.4519 | 4978.2245 | 5096.4849 | 5122.9549 | [8 empty] | 5111.92 | 5108 | 5104.4519 | 4978.2245 | 5096.4849 | 5122.9549
10315 | 5108 | 5104.3553 | 4978.1316 | 5096.1982 | 5122.915 | [8 empty] | 5111.807 | 5108 | 5104.3553 | 4978.1316 | 5096.1982 | 5122.915
10316 | 5108 | 5104.3401 | 4977.762 | 5096.1861 | 5122.8977 | [8 empty] | 5111.55 | 5108 | 5104.3401 | 4977.762 | 5096.1861 | 5122.8977
10317 | 5108 | 5104.268 | 4977.3751 | 5096.155 | 5122.5983 | [8 empty] | 5111.4249 | 5108 | 5104.268 | 4977.3751 | 5096.155 | 5122.5983
10318 | 5108 | 5104.1884 | 4977.2521 | 5096.1298 | 5122.5203 | [8 empty] | 5110.9409 | 5108 | 5104.1884 | 4977.2521 | 5096.1298 | 5122.5203
10319 | 5107 | 5103.9521 | 4977.1182 | 5095.7341 | 5122.4935 | [8 empty] | 5110.5425 | 5107 | 5103.9521 | 4977.1182 | 5095.7341 | 5122.4935
10320 | 5107 | 5103.8826 | 4977.1035 | 5095.5116 | 5122.3623 | [8 empty] | 5110.5045 | 5107 | 5103.8826 | 4977.1035 | 5095.5116 | 5122.3623
10321 | 5107 | 5103.8571 | 4977.0371 | 5095.2883 | 5122.1258 | [8 empty] | 5110.4793 | 5107 | 5103.8571 | 4977.0371 | 5095.2883 | 5122.1258
10322 | 5107 | 5103.7037 | 4976.9642 | 5095.2618 | 5122.0228 | [8 empty] | 5110.4286 | 5107 | 5103.7037 | 4976.9642 | 5095.2618 | 5122.0228
10323 | 5107 | 5103.6481 | 4976.9399 | 5095.1658 | 5121.7155 | [8 empty] | 5110.1776 | 5107 | 5103.6481 | 4976.9399 | 5095.1658 | 5121.7155
10324 | 5106 | 5103.3635 | 4976.842 | 5095.1398 | 5121.6075 | [8 empty] | 5110.118 | 5106 | 5103.3635 | 4976.842 | 5095.1398 | 5121.6075
10325 | 5106 | 5103.0765 | 4976.8416 | 5094.5474 | 5120.9607 | [8 empty] | 5110.1057 | 5106 | 5103.0765 | 4976.8416 | 5094.5474 | 5120.9607
10326 | 5106 | 5102.8625 | 4976.6255 | 5094.4648 | 5120.9362 | [8 empty] | 5109.9734 | 5106 | 5102.8625 | 4976.6255 | 5094.4648 | 5120.9362
10327 | 5106 | 5102.6627 | 4976.608 | 5094.1926 | 5120.8585 | [8 empty] | 5109.5228 | 5106 | 5102.6627 | 4976.608 | 5094.1926 | 5120.8585
10328 | 5106 | 5102.6561 | 4976.5983 | 5094.1604 | 5120.4228 | [8 empty] | 5109.3539 | 5106 | 5102.6561 | 4976.5983 | 5094.1604 | 5120.4228
10329 | 5106 | 5102.1875 | 4976.5729 | 5093.9911 | 5119.9244 | [8 empty] | 5109.243 | 5106 | 5102.1875 | 4976.5729 | 5093.9911 | 5119.9244
10330 | 5106 | 5102.1135 | 4976.5242 | 5093.898 | 5119.8569 | [8 empty] | 5109.1992 | 5106 | 5102.1135 | 4976.5242 | 5093.898 | 5119.8569
10331 | 5105 | 5102.0069 | 4976.3895 | 5093.8321 | 5119.8154 | [8 empty] | 5109.1795 | 5105 | 5102.0069 | 4976.3895 | 5093.8321 | 5119.8154
10332 | 5105 | 5101.9058 | 4976.3579 | 5093.8287 | 5119.7326 | [8 empty] | 5109.1591 | 5105 | 5101.9058 | 4976.3579 | 5093.8287 | 5119.7326
10333 | 5105 | 5101.6756 | 4976.3076 | 5093.7561 | 5119.6724 | [8 empty] | 5109.0594 | 5105 | 5101.6756 | 4976.3076 | 5093.7561 | 5119.6724
10334 | 5105 | 5101.6729 | 4976.3036 | 5093.6086 | 5119.3868 | [8 empty] | 5109.0303 | 5105 | 5101.6729 | 4976.3036 | 5093.6086 | 5119.3868
10335 | 5105 | 5101.4889 | 4976.2767 | 5092.679 | 5119.1992 | [8 empty] | 5108.7777 | 5105 | 5101.4889 | 4976.2767 | 5092.679 | 5119.1992
10336 | 5105 | 5101.4739 | 4976.1013 | 5092.6739 | 5118.6409 | [8 empty] | 5108.6503 | 5105 | 5101.4739 | 4976.1013 | 5092.6739 | 5118.6409
10337 | 5105 | 5101.4718 | 4976.0479 | 5092.5302 | 5118.3894 | [8 empty] | 5108.3095 | 5105 | 5101.4718 | 4976.0479 | 5092.5302 | 5118.3894
10338 | 5105 | 5101.4679 | 4976.0438 | 5091.9573 | 5118.1148 | [8 empty] | 5107.8849 | 5105 | 5101.4679 | 4976.0438 | 5091.9573 | 5118.1148
10339 | 5104 | 5101.3254 | 4975.9571 | 5091.8319 | 5118.0301 | [8 empty] | 5107.8568 | 5104 | 5101.3254 | 4975.9571 | 5091.8319 | 5118.0301
10340 | 5104 | 5101.2041 | 4975.8765 | 5091.8243 | 5117.9531 | [8 empty] | 5107.6516 | 5104 | 5101.2041 | 4975.8765 | 5091.8243 | 5117.9531
10341 | 5104 | 5101.1612 | 4975.5795 | 5091.731 | 5117.8629 | [8 empty] | 5107.5665 | 5104 | 5101.1612 | 4975.5795 | 5091.731 | 5117.8629
10342 | 5104 | 5101.138 | 4975.2854 | 5091.7 | 5117.8311 | [8 empty] | 5107.4524 | 5104 | 5101.138 | 4975.2854 | 5091.7 | 5117.8311
10343 | 5104 | 5101.023 | 4975.2807 | 5091.4864 | 5117.7859 | [8 empty] | 5107.373 | 5104 | 5101.023 | 4975.2807 | 5091.4864 | 5117.7859
10344 | 5104 | 5100.7954 | 4975.2803 | 5091.4577 | 5117.6728 | [8 empty] | 5107.3608 | 5104 | 5100.7954 | 4975.2803 | 5091.4577 | 5117.6728
10345 | 5104 | 5100.594 | 4975.1278 | 5091.4277 | 5117.5984 | [8 empty] | 5107.1962 | 5104 | 5100.594 | 4975.1278 | 5091.4277 | 5117.5984
10346 | 5104 | 5100.5072 | 4974.9159 | 5091.3923 | 5117.4097 | [8 empty] | 5106.8007 | 5104 | 5100.5072 | 4974.9159 | 5091.3923 | 5117.4097
10347 | 5104 | 5100.4815 | 4974.8794 | 5091.2878 | 5117.2709 | [8 empty] | 5106.7112 | 5104 | 5100.4815 | 4974.8794 | 5091.2878 | 5117.2709
10348 | 5103 | 5100.1459 | 4974.7897 | 5091.1854 | 5116.9864 | [8 empty] | 5106.6836 | 5103 | 5100.1459 | 4974.7897 | 5091.1854 | 5116.9864
10349 | 5103 | 5100.038 | 4974.5615 | 5091.1711 | 5116.9684 | [8 empty] | 5106.3951 | 5103 | 5100.038 | 4974.5615 | 5091.1711 | 5116.9684
10350 | 5103 | 5099.8447 | 4974.5469 | 5091.0479 | 5116.6412 | [8 empty] | 5105.8479 | 5103 | 5099.8447 | 4974.5469 | 5091.0479 | 5116.6412
10351 | 5103 | 5099.8312 | 4974.4936 | 5090.899 | 5116.55 | [8 empty] | 5105.7773 | 5103 | 5099.8312 | 4974.4936 | 5090.899 | 5116.55
10352 | 5103 | 5099.5586 | 4974.3899 | 5090.5807 | 5116.2474 | [8 empty] | 5105.6527 | 5103 | 5099.5586 | 4974.3899 | 5090.5807 | 5116.2474
10353 | 5103 | 5099.5252 | 4974.2948 | 5090.568 | 5116.0063 | [8 empty] | 5105.6301 | 5103 | 5099.5252 | 4974.2948 | 5090.568 | 5116.0063
10354 | 5103 | 5099.4996 | 4973.9834 | 5090.5645 | 5115.779 | [8 empty] | 5105.3813 | 5103 | 5099.4996 | 4973.9834 | 5090.5645 | 5115.779
10355 | 5103 | 5099.4889 | 4973.8354 | 5090.5481 | 5115.562 | [8 empty] | 5105.3618 | 5103 | 5099.4889 | 4973.8354 | 5090.5481 | 5115.562
10356 | 5103 | 5099.3719 | 4973.7145 | 5090.5089 | 5115.3889 | [8 empty] | 5105.3546 | 5103 | 5099.3719 | 4973.7145 | 5090.5089 | 5115.3889
10357 | 5103 | 5099.2345 | 4973.7117 | 5090.0653 | 5115.3725 | [8 empty] | 5105.2646 | 5103 | 5099.2345 | 4973.7117 | 5090.0653 | 5115.3725
10358 | 5103 | 5099.0496 | 4973.6064 | 5090.03 | 5115.3387 | [8 empty] | 5105.1989 | 5103 | 5099.0496 | 4973.6064 | 5090.03 | 5115.3387
10359 | 5102 | 5099.0494 | 4973.4901 | 5089.8551 | 5115.3358 | [8 empty] | 5105.0124 | 5102 | 5099.0494 | 4973.4901 | 5089.8551 | 5115.3358
10360 | 5102 | 5098.9549 | 4973.3905 | 5089.522 | 5115.2955 | [8 empty] | 5104.9385 | 5102 | 5098.9549 | 4973.3905 | 5089.522 | 5115.2955
10361 | 5102 | 5098.8211 | 4973.3232 | 5089.3044 | 5115.1648 | [8 empty] | 5104.8905 | 5102 | 5098.8211 | 4973.3232 | 5089.3044 | 5115.1648
10362 | 5102 | 5098.6946 | 4973.2378 | 5089.2463 | 5115.0853 | [8 empty] | 5104.8313 | 5102 | 5098.6946 | 4973.2378 | 5089.2463 | 5115.0853
10363 | 5102 | 5098.6568 | 4973.1037 | 5089.098 | 5114.7601 | [8 empty] | 5104.7979 | 5102 | 5098.6568 | 4973.1037 | 5089.098 | 5114.7601
10364 | 5102 | 5098.5168 | 4972.9781 | 5089.0947 | 5114.6677 | [8 empty] | 5104.5882 | 5102 | 5098.5168 | 4972.9781 | 5089.0947 | 5114.6677
10365 | 5102 | 5098.3978 | 4972.9022 | 5089.0806 | 5114.5461 | [8 empty] | 5104.532 | 5102 | 5098.3978 | 4972.9022 | 5089.0806 | 5114.5461
10366 | 5101 | 5098.3535 | 4972.8161 | 5088.4139 | 5114.0066 | [8 empty] | 5104.5001 | 5101 | 5098.3535 | 4972.8161 | 5088.4139 | 5114.0066
10367 | 5101 | 5098.2833 | 4972.7797 | 5088.4061 | 5113.987 | [8 empty] | 5104.009 | 5101 | 5098.2833 | 4972.7797 | 5088.4061 | 5113.987
10368 | 5101 | 5098.207 | 4972.6018 | 5088.2178 | 5113.8172 | [8 empty] | 5103.8882 | 5101 | 5098.207 | 4972.6018 | 5088.2178 | 5113.8172
10369 | 5101 | 5098.1757 | 4972.3839 | 5088.0519 | 5113.8125 | [8 empty] | 5103.7577 | 5101 | 5098.1757 | 4972.3839 | 5088.0519 | 5113.8125
10370 | 5101 | 5098.1495 | 4972.0344 | 5088.015 | 5113.7947 | [8 empty] | 5103.7259 | 5101 | 5098.1495 | 4972.0344 | 5088.015 | 5113.7947
10371 | 5101 | 5098.0613 | 4971.9429 | 5087.8521 | 5113.7666 | [8 empty] | 5103.697 | 5101 | 5098.0613 | 4971.9429 | 5087.8521 | 5113.7666
10372 | 5101 | 5097.9696 | 4971.8143 | 5087.5038 | 5113.7595 | [8 empty] | 5103.642 | 5101 | 5097.9696 | 4971.8143 | 5087.5038 | 5113.7595
10373 | 5100 | 5097.7475 | 4971.6996 | 5087.4661 | 5113.2912 | [8 empty] | 5103.5084 | 5100 | 5097.7475 | 4971.6996 | 5087.4661 | 5113.2912
10374 | 5100 | 5097.5841 | 4971.6365 | 5087.4175 | 5113.2867 | [8 empty] | 5103.5071 | 5100 | 5097.5841 | 4971.6365 | 5087.4175 | 5113.2867
10375 | 5100 | 5097.4002 | 4971.4992 | 5087.2522 | 5113.0861 | [8 empty] | 5103.4378 | 5100 | 5097.4002 | 4971.4992 | 5087.2522 | 5113.0861
10376 | 5100 | 5097.2429 | 4971.4552 | 5087.2177 | 5113.0833 | [8 empty] | 5103.3831 | 5100 | 5097.2429 | 4971.4552 | 5087.2177 | 5113.0833
10377 | 5100 | 5097.2057 | 4971.4305 | 5087.0807 | 5113.0523 | [8 empty] | 5103.3629 | 5100 | 5097.2057 | 4971.4305 | 5087.0807 | 5113.0523
10378 | 5100 | 5097.1915 | 4971.2977 | 5087.0351 | 5113.0254 | [8 empty] | 5103.146 | 5100 | 5097.1915 | 4971.2977 | 5087.0351 | 5113.0254
10379 | 5100 | 5096.9414 | 4971.2823 | 5086.7799 | 5112.8913 | [8 empty] | 5103.1348 | 5100 | 5096.9414 | 4971.2823 | 5086.7799 | 5112.8913
10380 | 5099 | 5096.5759 | 4970.8978 | 5086.4742 | 5112.834 | [8 empty] | 5103.0748 | 5099 | 5096.5759 | 4970.8978 | 5086.4742 | 5112.834
10381 | 5099 | 5096.5753 | 4970.8471 | 5086.3142 | 5112.7158 | [8 empty] | 5102.8889 | 5099 | 5096.5753 | 4970.8471 | 5086.3142 | 5112.7158
10382 | 5099 | 5096.5667 | 4970.8446 | 5086.2808 | 5111.9175 | [8 empty] | 5102.8571 | 5099 | 5096.5667 | 4970.8446 | 5086.2808 | 5111.9175
10383 | 5099 | 5096.3569 | 4970.3385 | 5086.2155 | 5111.8888 | [8 empty] | 5102.5805 | 5099 | 5096.3569 | 4970.3385 | 5086.2155 | 5111.8888
10384 | 5099 | 5096.3248 | 4970.2155 | 5086.0818 | 5111.5272 | [8 empty] | 5102.5527 | 5099 | 5096.3248 | 4970.2155 | 5086.0818 | 5111.5272
10385 | 5099 | 5096.3126 | 4970.1764 | 5085.8164 | 5111.4983 | [8 empty] | 5102.5407 | 5099 | 5096.3126 | 4970.1764 | 5085.8164 | 5111.4983
10386 | 5098 | 5096.2942 | 4970.021 | 5085.7934 | 5111.4702 | [8 empty] | 5102.4981 | 5098 | 5096.2942 | 4970.021 | 5085.7934 | 5111.4702
10387 | 5098 | 5096.1818 | 4969.9096 | 5085.782 | 5111.3718 | [8 empty] | 5102.4642 | 5098 | 5096.1818 | 4969.9096 | 5085.782 | 5111.3718
10388 | 5098 | 5096.1295 | 4969.8792 | 5085.6796 | 5111.2464 | [8 empty] | 5102.4215 | 5098 | 5096.1295 | 4969.8792 | 5085.6796 | 5111.2464
10389 | 5098 | 5096.1063 | 4969.7752 | 5084.9288 | 5111.0526 | [8 empty] | 5102.3996 | 5098 | 5096.1063 | 4969.7752 | 5084.9288 | 5111.0526
10390 | 5098 | 5096.0502 | 4969.7549 | 5084.8981 | 5111.0254 | [8 empty] | 5102.1539 | 5098 | 5096.0502 | 4969.7549 | 5084.8981 | 5111.0254
10391 | 5098 | 5096.039 | 4969.6016 | 5084.5082 | 5110.9975 | [8 empty] | 5102.097 | 5098 | 5096.039 | 4969.6016 | 5084.5082 | 5110.9975
10392 | 5097 | 5095.9783 | 4969.5861 | 5084.3739 | 5110.8834 | [8 empty] | 5102.0467 | 5097 | 5095.9783 | 4969.5861 | 5084.3739 | 5110.8834
10393 | 5097 | 5095.9183 | 4969.549 | 5084.2172 | 5110.8439 | [8 empty] | 5101.9166 | 5097 | 5095.9183 | 4969.549 | 5084.2172 | 5110.8439
10394 | 5097 | 5095.9084 | 4969.5274 | 5084.1303 | 5110.6378 | [8 empty] | 5101.8803 | 5097 | 5095.9084 | 4969.5274 | 5084.1303 | 5110.6378
10395 | 5097 | 5095.8177 | 4969.5163 | 5084.087 | 5110.6192 | [8 empty] | 5101.852 | 5097 | 5095.8177 | 4969.5163 | 5084.087 | 5110.6192
10396 | 5097 | 5095.6747 | 4969.3758 | 5084.0332 | 5110.5198 | [8 empty] | 5101.8491 | 5097 | 5095.6747 | 4969.3758 | 5084.0332 | 5110.5198
10397 | 5096 | 5095.6185 | 4969.2966 | 5084.0292 | 5110.409 | [8 empty] | 5101.6446 | 5096 | 5095.6185 | 4969.2966 | 5084.0292 | 5110.409
10398 | 5096 | 5095.5875 | 4969.2505 | 5083.7996 | 5110.261 | [8 empty] | 5101.4064 | 5096 | 5095.5875 | 4969.2505 | 5083.7996 | 5110.261
10399 | 5096 | 5095.4201 | 4969.2061 | 5083.6865 | 5109.953 | [8 empty] | 5101.2802 | 5096 | 5095.4201 | 4969.2061 | 5083.6865 | 5109.953
10400 | 5096 | 5095.3946 | 4969.1429 | 5083.6337 | 5109.8667 | [8 empty] | 5101.0235 | 5096 | 5095.3946 | 4969.1429 | 5083.6337 | 5109.8667
10401 | 5096 | 5095.2058 | 4969.0414 | 5083.3937 | 5109.798 | [8 empty] | 5101.0226 | 5096 | 5095.2058 | 4969.0414 | 5083.3937 | 5109.798
10402 | 5095 | 5094.9923 | 4968.9949 | 5083.3148 | 5109.7474 | [8 empty] | 5100.9814 | 5095 | 5094.9923 | 4968.9949 | 5083.3148 | 5109.7474
10403 | 5095 | 5094.9593 | 4968.7629 | 5083.2831 | 5109.7114 | [8 empty] | 5100.9027 | 5095 | 5094.9593 | 4968.7629 | 5083.2831 | 5109.7114
10404 | 5095 | 5094.7495 | 4968.7296 | 5083.2467 | 5109.5695 | [8 empty] | 5100.6788 | 5095 | 5094.7495 | 4968.7296 | 5083.2467 | 5109.5695
10405 | 5095 | 5094.705 | 4968.5097 | 5083.1438 | 5109.4927 | [8 empty] | 5100.6404 | 5095 | 5094.705 | 4968.5097 | 5083.1438 | 5109.4927
10406 | 5095 | 5094.6521 | 4968.4125 | 5082.9691 | 5109.3802 | [8 empty] | 5100.5196 | 5095 | 5094.6521 | 4968.4125 | 5082.9691 | 5109.3802
10407 | 5095 | 5094.6418 | 4968.2966 | 5082.9495 | 5109.3482 | [8 empty] | 5100.495 | 5095 | 5094.6418 | 4968.2966 | 5082.9495 | 5109.3482
10408 | 5095 | 5094.5305 | 4968.2752 | 5082.6925 | 5109.3407 | [8 empty] | 5100.3568 | 5095 | 5094.5305 | 4968.2752 | 5082.6925 | 5109.3407
10409 | 5095 | 5094.4632 | 4968.2084 | 5082.6236 | 5109.3382 | [8 empty] | 5100.2762 | 5095 | 5094.4632 | 4968.2084 | 5082.6236 | 5109.3382
10410 | 5095 | 5094.344 | 4968.1786 | 5082.6098 | 5108.98 | [8 empty] | 5100.1894 | 5095 | 5094.344 | 4968.1786 | 5082.6098 | 5108.98
10411 | 5094 | 5094.1862 | 4968.1354 | 5082.5883 | 5108.9688 | [8 empty] | 5100.13 | 5094 | 5094.1862 | 4968.1354 | 5082.5883 | 5108.9688
10412 | 5094 | 5094.1329 | 4968.1315 | 5082.5814 | 5108.9502 | [8 empty] | 5100.0407 | 5094 | 5094.1329 | 4968.1315 | 5082.5814 | 5108.9502
10413 | 5094 | 5094.0514 | 4968.0546 | 5082.4033 | 5108.9158 | [8 empty] | 5099.9223 | 5094 | 5094.0514 | 4968.0546 | 5082.4033 | 5108.9158
10414 | 5094 | 5093.9622 | 4967.9634 | 5082.3721 | 5108.8647 | [8 empty] | 5099.8802 | 5094 | 5093.9622 | 4967.9634 | 5082.3721 | 5108.8647
10415 | 5093 | 5093.9282 | 4967.5165 | 5082.3596 | 5108.7497 | [8 empty] | 5099.7884 | 5093 | 5093.9282 | 4967.5165 | 5082.3596 | 5108.7497
10416 | 5093 | 5093.8284 | 4967.4545 | 5082.0787 | 5108.6327 | [8 empty] | 5099.7225 | 5093 | 5093.8284 | 4967.4545 | 5082.0787 | 5108.6327
10417 | 5093 | 5093.5631 | 4967.385 | 5082.0458 | 5108.5799 | [8 empty] | 5099.5949 | 5093 | 5093.5631 | 4967.385 | 5082.0458 | 5108.5799
10418 | 5093 | 5093.4036 | 4967.347 | 5081.8823 | 5108.3537 | [8 empty] | 5099.0445 | 5093 | 5093.4036 | 4967.347 | 5081.8823 | 5108.3537
10419 | 5093 | 5093.3392 | 4967.2588 | 5081.8722 | 5108.0872 | [8 empty] | 5099.0435 | 5093 | 5093.3392 | 4967.2588 | 5081.8722 | 5108.0872
10420 | 5093 | 5092.9204 | 4967.1866 | 5081.6898 | 5108.0839 | [8 empty] | 5099.034 | 5093 | 5092.9204 | 4967.1866 | 5081.6898 | 5108.0839
10421 | 5093 | 5092.7938 | 4967.13 | 5081.6056 | 5107.9668 | [8 empty] | 5098.9822 | 5093 | 5092.7938 | 4967.13 | 5081.6056 | 5107.9668
10422 | 5093 | 5092.7276 | 4967.0696 | 5081.5751 | 5107.9528 | [8 empty] | 5098.9745 | 5093 | 5092.7276 | 4967.0696 | 5081.5751 | 5107.9528
10423 | 5093 | 5092.6984 | 4966.765 | 5081.5491 | 5107.8526 | [8 empty] | 5098.9168 | 5093 | 5092.6984 | 4966.765 | 5081.5491 | 5107.8526
10424 | 5093 | 5092.6893 | 4966.6817 | 5081.5044 | 5107.7493 | [8 empty] | 5098.873 | 5093 | 5092.6893 | 4966.6817 | 5081.5044 | 5107.7493
10425 | 5093 | 5092.6618 | 4966.6237 | 5081.5009 | 5107.6655 | [8 empty] | 5098.8021 | 5093 | 5092.6618 | 4966.6237 | 5081.5009 | 5107.6655
10426 | 5092 | 5092.6397 | 4966.4228 | 5081.4934 | 5107.6228 | [8 empty] | 5098.6936 | 5092 | 5092.6397 | 4966.4228 | 5081.4934 | 5107.6228
10427 | 5092 | 5092.5836 | 4966.4212 | 5081.4446 | 5107.556 | [8 empty] | 5098.6724 | 5092 | 5092.5836 | 4966.4212 | 5081.4446 | 5107.556
10428 | 5092 | 5092.5599 | 4966.2734 | 5081.4119 | 5107.4982 | [8 empty] | 5098.6596 | 5092 | 5092.5599 | 4966.2734 | 5081.4119 | 5107.4982
10429 | 5092 | 5091.8585 | 4966.2046 | 5081.4002 | 5107.4802 | [8 empty] | 5098.56 | 5092 | 5091.8585 | 4966.2046 | 5081.4002 | 5107.4802
10430 | 5092 | 5091.798 | 4966.1911 | 5081.3969 | 5107.4793 | [8 empty] | 5098.4783 | 5092 | 5091.798 | 4966.1911 | 5081.3969 | 5107.4793
10431 | 5092 | 5091.7917 | 4965.9538 | 5080.9222 | 5107.2223 | [8 empty] | 5098.3824 | 5092 | 5091.7917 | 4965.9538 | 5080.9222 | 5107.2223
10432 | 5091 | 5091.7658 | 4965.9192 | 5080.788 | 5107.1872 | [8 empty] | 5098.233 | 5091 | 5091.7658 | 4965.9192 | 5080.788 | 5107.1872
10433 | 5091 | 5091.7034 | 4965.7359 | 5080.725 | 5106.8389 | [8 empty] | 5098.2021 | 5091 | 5091.7034 | 4965.7359 | 5080.725 | 5106.8389
10434 | 5091 | 5091.7025 | 4965.6734 | 5080.6473 | 5106.6715 | [8 empty] | 5098.1761 | 5091 | 5091.7025 | 4965.6734 | 5080.6473 | 5106.6715
10435 | 5091 | 5091.6416 | 4965.6355 | 5080.334 | 5106.6142 | [8 empty] | 5098.0086 | 5091 | 5091.6416 | 4965.6355 | 5080.334 | 5106.6142
10436 | 5091 | 5091.5787 | 4965.5255 | 5080.2789 | 5106.5007 | [8 empty] | 5097.9078 | 5091 | 5091.5787 | 4965.5255 | 5080.2789 | 5106.5007
10437 | 5091 | 5091.4915 | 4965.5141 | 5080.1881 | 5106.426 | [8 empty] | 5097.7492 | 5091 | 5091.4915 | 4965.5141 | 5080.1881 | 5106.426
10438 | 5091 | 5091.2493 | 4965.4714 | 5080.0675 | 5106.2976 | [8 empty] | 5097.4585 | 5091 | 5091.2493 | 4965.4714 | 5080.0675 | 5106.2976
10439 | 5091 | 5091.1626 | 4965.4525 | 5079.3839 | 5106.0573 | [8 empty] | 5097.3727 | 5091 | 5091.1626 | 4965.4525 | 5079.3839 | 5106.0573
10440 | 5091 | 5091.1425 | 4965.2634 | 5079.08 | 5105.8395 | [8 empty] | 5097.3557 | 5091 | 5091.1425 | 4965.2634 | 5079.08 | 5105.8395
10441 | 5090 | 5091.0407 | 4965.2471 | 5079.0613 | 5105.7939 | [8 empty] | 5097.2315 | 5090 | 5091.0407 | 4965.2471 | 5079.0613 | 5105.7939
10442 | 5090 | 5090.8724 | 4965.1965 | 5078.9751 | 5105.6869 | [8 empty] | 5097.2225 | 5090 | 5090.8724 | 4965.1965 | 5078.9751 | 5105.6869
10443 | 5090 | 5090.778 | 4965.1158 | 5078.8394 | 5105.6837 | [8 empty] | 5096.9896 | 5090 | 5090.778 | 4965.1158 | 5078.8394 | 5105.6837
10444 | 5090 | 5090.7603 | 4964.9241 | 5078.8381 | 5105.6626 | [8 empty] | 5096.9307 | 5090 | 5090.7603 | 4964.9241 | 5078.8381 | 5105.6626
10445 | 5090 | 5089.9895 | 4964.8858 | 5078.6567 | 5105.6397 | [8 empty] | 5096.6457 | 5090 | 5089.9895 | 4964.8858 | 5078.6567 | 5105.6397
10446 | 5090 | 5089.9799 | 4964.8604 | 5078.6415 | 5105.5707 | [8 empty] | 5096.6 | 5090 | 5089.9799 | 4964.8604 | 5078.6415 | 5105.5707
10447 | 5090 | 5089.9375 | 4964.7887 | 5078.6061 | 5105.3261 | [8 empty] | 5096.4063 | 5090 | 5089.9375 | 4964.7887 | 5078.6061 | 5105.3261
10448 | 5090 | 5089.8001 | 4964.4294 | 5078.2654 | 5105.3095 | [8 empty] | 5096.3879 | 5090 | 5089.8001 | 4964.4294 | 5078.2654 | 5105.3095
10449 | 5090 | 5089.7412 | 4964.3296 | 5078.2416 | 5105.2133 | [8 empty] | 5096.3537 | 5090 | 5089.7412 | 4964.3296 | 5078.2416 | 5105.2133
10450 | 5090 | 5089.5618 | 4964.3038 | 5078.1677 | 5105.1412 | [8 empty] | 5096.3177 | 5090 | 5089.5618 | 4964.3038 | 5078.1677 | 5105.1412
10451 | 5090 | 5089.5231 | 4964.2954 | 5078.1023 | 5105.056 | [8 empty] | 5096.1779 | 5090 | 5089.5231 | 4964.2954 | 5078.1023 | 5105.056
10452 | 5090 | 5089.4636 | 4964.1253 | 5078.0732 | 5104.6027 | [8 empty] | 5095.8548 | 5090 | 5089.4636 | 4964.1253 | 5078.0732 | 5104.6027
10453 | 5089 | 5089.4094 | 4964.1221 | 5078.0215 | 5104.4849 | [8 empty] | 5095.7987 | 5089 | 5089.4094 | 4964.1221 | 5078.0215 | 5104.4849
10454 | 5089 | 5089.3912 | 4963.8127 | 5077.7611 | 5104.4437 | [8 empty] | 5095.7611 | 5089 | 5089.3912 | 4963.8127 | 5077.7611 | 5104.4437
10455 | 5089 | 5089.3837 | 4963.8066 | 5077.5021 | 5104.2988 | [8 empty] | 5095.6052 | 5089 | 5089.3837 | 4963.8066 | 5077.5021 | 5104.2988
10456 | 5089 | 5089.2472 | 4963.7504 | 5077.2748 | 5104.1513 | [8 empty] | 5095.4731 | 5089 | 5089.2472 | 4963.7504 | 5077.2748 | 5104.1513
10457 | 5089 | 5089.2375 | 4963.7339 | 5076.8471 | 5103.9496 | [8 empty] | 5095.4103 | 5089 | 5089.2375 | 4963.7339 | 5076.8471 | 5103.9496
10458 | 5089 | 5089.1631 | 4963.6722 | 5076.7657 | 5103.8509 | [8 empty] | 5095.1844 | 5089 | 5089.1631 | 4963.6722 | 5076.7657 | 5103.8509
10459 | 5089 | 5089.1183 | 4963.4974 | 5076.5623 | 5103.6155 | [8 empty] | 5095.172 | 5089 | 5089.1183 | 4963.4974 | 5076.5623 | 5103.6155
10460 | 5089 | 5089.0704 | 4963.3399 | 5076.5045 | 5103.1468 | [8 empty] | 5095.1688 | 5089 | 5089.0704 | 4963.3399 | 5076.5045 | 5103.1468
10461 | 5089 | 5089.0417 | 4963.2972 | 5076.4552 | 5103.1265 | [8 empty] | 5094.9611 | 5089 | 5089.0417 | 4963.2972 | 5076.4552 | 5103.1265
10462 | 5088 | 5088.7406 | 4963.1706 | 5076.3955 | 5102.9638 | [8 empty] | 5094.9297 | 5088 | 5088.7406 | 4963.1706 | 5076.3955 | 5102.9638
10463 | 5088 | 5088.7254 | 4963.0624 | 5076.392 | 5102.5684 | [8 empty] | 5094.9039 | 5088 | 5088.7254 | 4963.0624 | 5076.392 | 5102.5684
10464 | 5088 | 5088.6928 | 4963.0092 | 5076.3917 | 5102.4141 | [8 empty] | 5094.8911 | 5088 | 5088.6928 | 4963.0092 | 5076.3917 | 5102.4141
10465 | 5088 | 5088.4838 | 4962.8396 | 5076.3872 | 5102.3685 | [8 empty] | 5094.4954 | 5088 | 5088.4838 | 4962.8396 | 5076.3872 | 5102.3685
10466 | 5088 | 5088.1619 | 4962.7349 | 5076.378 | 5102.2606 | [8 empty] | 5094.4633 | 5088 | 5088.1619 | 4962.7349 | 5076.378 | 5102.2606
10467 | 5088 | 5088.1144 | 4962.7265 | 5076.3125 | 5102.0314 | [8 empty] | 5094.4525 | 5088 | 5088.1144 | 4962.7265 | 5076.3125 | 5102.0314
10468 | 5088 | 5088.1099 | 4962.7195 | 5076.2414 | 5101.9876 | [8 empty] | 5094.425 | 5088 | 5088.1099 | 4962.7195 | 5076.2414 | 5101.9876
10469 | 5088 | 5088.0492 | 4962.6906 | 5076.089 | 5101.762 | [8 empty] | 5094.2488 | 5088 | 5088.0492 | 4962.6906 | 5076.089 | 5101.762
10470 | 5088 | 5088.0454 | 4962.5587 | 5076.0356 | 5101.5234 | [8 empty] | 5094.0426 | 5088 | 5088.0454 | 4962.5587 | 5076.0356 | 5101.5234
10471 | 5088 | 5087.9709 | 4962.5578 | 5075.7024 | 5101.5141 | [8 empty] | 5093.418 | 5088 | 5087.9709 | 4962.5578 | 5075.7024 | 5101.5141
10472 | 5088 | 5087.9198 | 4962.4482 | 5075.6868 | 5101.3148 | [8 empty] | 5093.2498 | 5088 | 5087.9198 | 4962.4482 | 5075.6868 | 5101.3148
10473 | 5087 | 5087.7319 | 4962.3271 | 5075.494 | 5101.2504 | [8 empty] | 5093.0355 | 5087 | 5087.7319 | 4962.3271 | 5075.494 | 5101.2504
10474 | 5087 | 5087.4337 | 4962.2257 | 5075.4738 | 5101.1736 | [8 empty] | 5092.8275 | 5087 | 5087.4337 | 4962.2257 | 5075.4738 | 5101.1736
10475 | 5087 | 5087.3905 | 4961.7877 | 5075.4557 | 5101.1541 | [8 empty] | 5092.6545 | 5087 | 5087.3905 | 4961.7877 | 5075.4557 | 5101.1541
10476 | 5087 | 5087.2369 | 4961.6379 | 5075.4372 | 5101.1108 | [8 empty] | 5092.4064 | 5087 | 5087.2369 | 4961.6379 | 5075.4372 | 5101.1108
10477 | 5087 | 5087.2037 | 4961.6179 | 5075.2829 | 5100.7224 | [8 empty] | 5092.3497 | 5087 | 5087.2037 | 4961.6179 | 5075.2829 | 5100.7224
10478 | 5087 | 5087.1998 | 4961.4592 | 5075.1699 | 5100.6868 | [8 empty] | 5092.1754 | 5087 | 5087.1998 | 4961.4592 | 5075.1699 | 5100.6868
10479 | 5087 | 5087.0141 | 4961.2757 | 5075.0282 | 5100.6629 | [8 empty] | 5092.1012 | 5087 | 5087.0141 | 4961.2757 | 5075.0282 | 5100.6629
10480 | 5087 | 5086.8263 | 4961.2555 | 5074.7942 | 5100.532 | [8 empty] | 5092.0193 | 5087 | 5086.8263 | 4961.2555 | 5074.7942 | 5100.532
10481 | 5086 | 5086.8048 | 4961.0808 | 5074.7339 | 5100.4439 | [8 empty] | 5092.0135 | 5086 | 5086.8048 | 4961.0808 | 5074.7339 | 5100.4439
10482 | 5086 | 5086.6609 | 4961.0783 | 5074.6136 | 5100.357 | [8 empty] | 5092.0093 | 5086 | 5086.6609 | 4961.0783 | 5074.6136 | 5100.357
10483 | 5086 | 5086.5791 | 4961.0629 | 5074.4447 | 5100.3314 | [8 empty] | 5092.0082 | 5086 | 5086.5791 | 4961.0629 | 5074.4447 | 5100.3314
10484 | 5086 | 5086.5279 | 4961.0023 | 5074.1095 | 5100.0198 | [8 empty] | 5091.9 | 5086 | 5086.5279 | 4961.0023 | 5074.1095 | 5100.0198
10485 | 5086 | 5086.4221 | 4960.9487 | 5073.8581 | 5099.961 | [8 empty] | 5091.7466 | 5086 | 5086.4221 | 4960.9487 | 5073.8581 | 5099.961
10486 | 5086 | 5086.3226 | 4960.8382 | 5073.8205 | 5099.8688 | [8 empty] | 5091.2881 | 5086 | 5086.3226 | 4960.8382 | 5073.8205 | 5099.8688
10487 | 5086 | 5086.3059 | 4960.8135 | 5073.7755 | 5099.8504 | [8 empty] | 5091.2425 | 5086 | 5086.3059 | 4960.8135 | 5073.7755 | 5099.8504
10488 | 5086 | 5086.1328 | 4960.7686 | 5073.675 | 5099.8283 | [8 empty] | 5091.105 | 5086 | 5086.1328 | 4960.7686 | 5073.675 | 5099.8283
10489 | 5086 | 5086.1138 | 4960.7256 | 5073.6582 | 5099.7678 | [8 empty] | 5091.0319 | 5086 | 5086.1138 | 4960.7256 | 5073.6582 | 5099.7678
10490 | 5086 | 5086.0914 | 4960.7 | 5073.597 | 5099.6826 | [8 empty] | 5090.9786 | 5086 | 5086.0914 | 4960.7 | 5073.597 | 5099.6826
10491 | 5086 | 5085.8705 | 4960.6616 | 5073.1495 | 5099.46 | [8 empty] | 5090.9348 | 5086 | 5085.8705 | 4960.6616 | 5073.1495 | 5099.46
10492 | 5086 | 5085.8549 | 4960.5779 | 5073.1489 | 5099.4009 | [8 empty] | 5090.8821 | 5086 | 5085.8549 | 4960.5779 | 5073.1489 | 5099.4009
10493 | 5086 | 5085.7076 | 4960.5503 | 5073.037 | 5098.8588 | [8 empty] | 5090.804 | 5086 | 5085.7076 | 4960.5503 | 5073.037 | 5098.8588
10494 | 5086 | 5085.6346 | 4960.5264 | 5072.8294 | 5098.8258 | [8 empty] | 5090.6305 | 5086 | 5085.6346 | 4960.5264 | 5072.8294 | 5098.8258
10495 | 5085 | 5085.5906 | 4960.3843 | 5072.7865 | 5098.3813 | [8 empty] | 5090.5862 | 5085 | 5085.5906 | 4960.3843 | 5072.7865 | 5098.3813
10496 | 5085 | 5085.4594 | 4960.1977 | 5072.4548 | 5098.3573 | [8 empty] | 5090.5546 | 5085 | 5085.4594 | 4960.1977 | 5072.4548 | 5098.3573
10497 | 5084 | 5085.3724 | 4960.1482 | 5071.7472 | 5098.3246 | [8 empty] | 5090.2796 | 5084 | 5085.3724 | 4960.1482 | 5071.7472 | 5098.3246
10498 | 5084 | 5085.3265 | 4960.028 | 5071.7445 | 5098.31 | [8 empty] | 5090.2351 | 5084 | 5085.3265 | 4960.028 | 5071.7445 | 5098.31
10499 | 5084 | 5085.1498 | 4959.9805 | 5071.6357 | 5098.1813 | [8 empty] | 5090.1816 | 5084 | 5085.1498 | 4959.9805 | 5071.6357 | 5098.1813
10500 | 5084 | 5085.0844 | 4959.8983 | 5071.4975 | 5097.9639 | [8 empty] | 5090.1026 | 5084 | 5085.0844 | 4959.8983 | 5071.4975 | 5097.9639
10501 | 5084 | 5084.9987 | 4959.8135 | 5071.439 | 5097.8929 | [8 empty] | 5090.0382 | 5084 | 5084.9987 | 4959.8135 | 5071.439 | 5097.8929
10502 | 5084 | 5084.9839 | 4959.7927 | 5071.4386 | 5097.8153 | [8 empty] | 5089.8455 | 5084 | 5084.9839 | 4959.7927 | 5071.4386 | 5097.8153
10503 | 5084 | 5084.7602 | 4959.7676 | 5071.2192 | 5097.814 | [8 empty] | 5089.7598 | 5084 | 5084.7602 | 4959.7676 | 5071.2192 | 5097.814
10504 | 5084 | 5084.7202 | 4959.4351 | 5071.2172 | 5097.6809 | [8 empty] | 5089.7412 | 5084 | 5084.7202 | 4959.4351 | 5071.2172 | 5097.6809
10505 | 5084 | 5084.4926 | 4959.3194 | 5071.1605 | 5097.1377 | [8 empty] | 5089.688 | 5084 | 5084.4926 | 4959.3194 | 5071.1605 | 5097.1377
10506 | 5083 | 5084.446 | 4959.181 | 5070.7431 | 5097.089 | [8 empty] | 5089.6708 | 5083 | 5084.446 | 4959.181 | 5070.7431 | 5097.089
10507 | 5083 | 5084.381 | 4959.0617 | 5070.4993 | 5096.8687 | [8 empty] | 5089.6668 | 5083 | 5084.381 | 4959.0617 | 5070.4993 | 5096.8687
10508 | 5083 | 5084.2795 | 4958.8684 | 5069.9762 | 5096.6458 | [8 empty] | 5089.6506 | 5083 | 5084.2795 | 4958.8684 | 5069.9762 | 5096.6458
10509 | 5083 | 5084.2439 | 4958.7341 | 5069.8927 | 5096.6368 | [8 empty] | 5089.6303 | 5083 | 5084.2439 | 4958.7341 | 5069.8927 | 5096.6368
10510 | 5083 | 5084.2437 | 4958.5948 | 5069.6783 | 5096.6129 | [8 empty] | 5089.6239 | 5083 | 5084.2437 | 4958.5948 | 5069.6783 | 5096.6129
10511 | 5083 | 5084.2053 | 4958.4254 | 5069.4816 | 5096.5892 | [8 empty] | 5089.5366 | 5083 | 5084.2053 | 4958.4254 | 5069.4816 | 5096.5892
10512 | 5083 | 5084.1413 | 4958.3068 | 5069.4232 | 5096.0893 | [8 empty] | 5088.8308 | 5083 | 5084.1413 | 4958.3068 | 5069.4232 | 5096.0893
10513 | 5083 | 5084.0736 | 4958.1729 | 5068.8334 | 5095.9852 | [8 empty] | 5088.8228 | 5083 | 5084.0736 | 4958.1729 | 5068.8334 | 5095.9852
10514 | 5083 | 5084.0514 | 4958.0155 | 5068.7573 | 5095.9211 | [8 empty] | 5088.6985 | 5083 | 5084.0514 | 4958.0155 | 5068.7573 | 5095.9211
10515 | 5083 | 5084.0327 | 4957.8563 | 5068.7131 | 5095.8627 | [8 empty] | 5088.6916 | 5083 | 5084.0327 | 4957.8563 | 5068.7131 | 5095.8627
10516 | 5083 | 5083.7062 | 4957.7527 | 5068.5963 | 5095.7926 | [8 empty] | 5088.6783 | 5083 | 5083.7062 | 4957.7527 | 5068.5963 | 5095.7926
10517 | 5083 | 5083.6798 | 4957.6529 | 5068.2782 | 5095.6427 | [8 empty] | 5088.4976 | 5083 | 5083.6798 | 4957.6529 | 5068.2782 | 5095.6427
10518 | 5083 | 5083.4711 | 4957.5162 | 5068.2222 | 5095.1268 | [8 empty] | 5088.461 | 5083 | 5083.4711 | 4957.5162 | 5068.2222 | 5095.1268
10519 | 5083 | 5083.4189 | 4957.2609 | 5067.9642 | 5095.0968 | [8 empty] | 5088.1893 | 5083 | 5083.4189 | 4957.2609 | 5067.9642 | 5095.0968
10520 | 5082 | 5083.297 | 4957.0205 | 5067.9598 | 5094.9936 | [8 empty] | 5088.0826 | 5082 | 5083.297 | 4957.0205 | 5067.9598 | 5094.9936
10521 | 5082 | 5083.1549 | 4956.949 | 5067.1433 | 5094.8859 | [8 empty] | 5087.9872 | 5082 | 5083.1549 | 4956.949 | 5067.1433 | 5094.8859
10522 | 5082 | 5083.0529 | 4956.9313 | 5067.1405 | 5094.8813 | [8 empty] | 5087.8395 | 5082 | 5083.0529 | 4956.9313 | 5067.1405 | 5094.8813
10523 | 5082 | 5082.8816 | 4956.8701 | 5067.0681 | 5094.7135 | [8 empty] | 5087.5318 | 5082 | 5082.8816 | 4956.8701 | 5067.0681 | 5094.7135
10524 | 5082 | 5082.826 | 4956.8427 | 5067.0452 | 5094.6612 | [8 empty] | 5087.4633 | 5082 | 5082.826 | 4956.8427 | 5067.0452 | 5094.6612
10525 | 5082 | 5082.7769 | 4956.7749 | 5066.7747 | 5094.5139 | [8 empty] | 5087.3241 | 5082 | 5082.7769 | 4956.7749 | 5066.7747 | 5094.5139
10526 | 5082 | 5082.6077 | 4956.6875 | 5066.7632 | 5093.9873 | [8 empty] | 5087.3027 | 5082 | 5082.6077 | 4956.6875 | 5066.7632 | 5093.9873
10527 | 5082 | 5082.4887 | 4956.6873 | 5066.738 | 5093.9308 | [8 empty] | 5087.2709 | 5082 | 5082.4887 | 4956.6873 | 5066.738 | 5093.9308
10528 | 5082 | 5082.3751 | 4956.6003 | 5066.6661 | 5093.662 | [8 empty] | 5087.2696 | 5082 | 5082.3751 | 4956.6003 | 5066.6661 | 5093.662
10529 | 5082 | 5082.2683 | 4956.4793 | 5066.5885 | 5093.6243 | [8 empty] | 5087.245 | 5082 | 5082.2683 | 4956.4793 | 5066.5885 | 5093.6243
10530 | 5081 | 5082.2131 | 4956.4528 | 5066.3496 | 5093.5459 | [8 empty] | 5087.1933 | 5081 | 5082.2131 | 4956.4528 | 5066.3496 | 5093.5459
10531 | 5081 | 5082.0545 | 4956.3031 | 5065.8828 | 5093.4724 | [8 empty] | 5087.1932 | 5081 | 5082.0545 | 4956.3031 | 5065.8828 | 5093.4724
10532 | 5081 | 5081.8767 | 4956.0979 | 5065.5072 | 5093.219 | [8 empty] | 5086.8341 | 5081 | 5081.8767 | 4956.0979 | 5065.5072 | 5093.219
10533 | 5081 | 5081.7531 | 4956.0379 | 5065.3713 | 5093.0445 | [8 empty] | 5086.673 | 5081 | 5081.7531 | 4956.0379 | 5065.3713 | 5093.0445
10534 | 5081 | 5081.4687 | 4956.0111 | 5065.2395 | 5092.9372 | [8 empty] | 5086.326 | 5081 | 5081.4687 | 4956.0111 | 5065.2395 | 5092.9372
10535 | 5081 | 5081.4172 | 4955.9991 | 5065.1954 | 5092.9359 | [8 empty] | 5086.2266 | 5081 | 5081.4172 | 4955.9991 | 5065.1954 | 5092.9359
10536 | 5080 | 5081.4033 | 4955.8402 | 5065.1121 | 5092.8969 | [8 empty] | 5085.8041 | 5080 | 5081.4033 | 4955.8402 | 5065.1121 | 5092.8969
10537 | 5080 | 5081.1607 | 4955.6386 | 5065.084 | 5092.8587 | [8 empty] | 5085.6909 | 5080 | 5081.1607 | 4955.6386 | 5065.084 | 5092.8587
10538 | 5080 | 5080.9102 | 4955.5681 | 5064.9357 | 5092.8067 | [8 empty] | 5085.6806 | 5080 | 5080.9102 | 4955.5681 | 5064.9357 | 5092.8067
10539 | 5080 | 5080.8411 | 4955.5093 | 5064.9075 | 5092.7982 | [8 empty] | 5085.6763 | 5080 | 5080.8411 | 4955.5093 | 5064.9075 | 5092.7982
10540 | 5080 | 5080.5427 | 4955.4391 | 5064.8337 | 5092.772 | [8 empty] | 5085.6661 | 5080 | 5080.5427 | 4955.4391 | 5064.8337 | 5092.772
10541 | 5080 | 5080.4633 | 4955.2414 | 5064.8162 | 5092.7588 | [8 empty] | 5085.6582 | 5080 | 5080.4633 | 4955.2414 | 5064.8162 | 5092.7588
10542 | 5080 | 5080.4348 | 4955.2078 | 5064.6252 | 5092.6999 | [8 empty] | 5085.3934 | 5080 | 5080.4348 | 4955.2078 | 5064.6252 | 5092.6999
10543 | 5080 | 5080.3337 | 4954.5078 | 5064.5839 | 5092.4346 | [8 empty] | 5085.2882 | 5080 | 5080.3337 | 4954.5078 | 5064.5839 | 5092.4346
10544 | 5079 | 5080.3054 | 4954.3246 | 5064.5512 | 5092.3505 | [8 empty] | 5085.2825 | 5079 | 5080.3054 | 4954.3246 | 5064.5512 | 5092.3505
10545 | 5079 | 5080.2677 | 4954.162 | 5064.1818 | 5092.1911 | [8 empty] | 5085.1297 | 5079 | 5080.2677 | 4954.162 | 5064.1818 | 5092.1911
10546 | 5079 | 5080.0537 | 4954.1578 | 5064.1458 | 5092.133 | [8 empty] | 5084.8358 | 5079 | 5080.0537 | 4954.1578 | 5064.1458 | 5092.133
10547 | 5079 | 5079.6899 | 4953.9562 | 5064.0998 | 5092.033 | [8 empty] | 5084.7365 | 5079 | 5079.6899 | 4953.9562 | 5064.0998 | 5092.033
10548 | 5079 | 5079.6428 | 4953.5243 | 5064.032 | 5091.6479 | [8 empty] | 5084.5324 | 5079 | 5079.6428 | 4953.5243 | 5064.032 | 5091.6479
10549 | 5079 | 5079.5845 | 4953.4823 | 5064.0088 | 5091.6263 | [8 empty] | 5084.4905 | 5079 | 5079.5845 | 4953.4823 | 5064.0088 | 5091.6263
10550 | 5079 | 5079.5823 | 4953.2831 | 5063.8655 | 5091.3245 | [8 empty] | 5084.3017 | 5079 | 5079.5823 | 4953.2831 | 5063.8655 | 5091.3245
10551 | 5079 | 5079.3585 | 4953.1172 | 5063.5192 | 5091.3059 | [8 empty] | 5084.2454 | 5079 | 5079.3585 | 4953.1172 | 5063.5192 | 5091.3059
10552 | 5079 | 5079.0295 | 4953.0324 | 5063.3817 | 5091.1431 | [8 empty] | 5084.1045 | 5079 | 5079.0295 | 4953.0324 | 5063.3817 | 5091.1431
10553 | 5078 | 5078.8863 | 4952.8563 | 5063.2539 | 5090.9155 | [8 empty] | 5084.0664 | 5078 | 5078.8863 | 4952.8563 | 5063.2539 | 5090.9155
10554 | 5078 | 5078.6711 | 4952.7378 | 5063.2475 | 5090.8707 | [8 empty] | 5084.0643 | 5078 | 5078.6711 | 4952.7378 | 5063.2475 | 5090.8707
10555 | 5078 | 5078.5748 | 4952.63 | 5063.1126 | 5090.8417 | [8 empty] | 5084.0394 | 5078 | 5078.5748 | 4952.63 | 5063.1126 | 5090.8417
10556 | 5078 | 5078.3712 | 4952.6045 | 5062.9953 | 5090.7153 | [8 empty] | 5083.8257 | 5078 | 5078.3712 | 4952.6045 | 5062.9953 | 5090.7153
10557 | 5078 | 5078.1336 | 4952.5132 | 5062.9175 | 5090.6241 | [8 empty] | 5083.7095 | 5078 | 5078.1336 | 4952.5132 | 5062.9175 | 5090.6241
10558 | 5078 | 5078.0259 | 4952.4279 | 5062.795 | 5090.5847 | [8 empty] | 5083.7062 | 5078 | 5078.0259 | 4952.4279 | 5062.795 | 5090.5847
10559 | 5078 | 5077.9906 | 4952.2723 | 5062.2254 | 5090.3538 | [8 empty] | 5083.5015 | 5078 | 5077.9906 | 4952.2723 | 5062.2254 | 5090.3538
10560 | 5077 | 5077.7623 | 4952.2498 | 5062.1678 | 5089.901 | [8 empty] | 5083.4379 | 5077 | 5077.7623 | 4952.2498 | 5062.1678 | 5089.901
10561 | 5077 | 5077.7367 | 4952.0616 | 5061.9911 | 5089.8717 | [8 empty] | 5083.3209 | 5077 | 5077.7367 | 4952.0616 | 5061.9911 | 5089.8717
10562 | 5077 | 5077.703 | 4951.8858 | 5061.8376 | 5089.7858 | [8 empty] | 5083.1955 | 5077 | 5077.703 | 4951.8858 | 5061.8376 | 5089.7858
10563 | 5077 | 5077.357 | 4951.7049 | 5061.7973 | 5089.7036 | [8 empty] | 5083.1572 | 5077 | 5077.357 | 4951.7049 | 5061.7973 | 5089.7036
10564 | 5077 | 5077.352 | 4951.5752 | 5061.5582 | 5089.62 | [8 empty] | 5083.1257 | 5077 | 5077.352 | 4951.5752 | 5061.5582 | 5089.62
10565 | 5077 | 5077.2846 | 4951.5067 | 5061.2562 | 5089.5417 | [8 empty] | 5083.0737 | 5077 | 5077.2846 | 4951.5067 | 5061.2562 | 5089.5417
10566 | 5077 | 5077.0478 | 4951.4936 | 5060.9385 | 5089.2354 | [8 empty] | 5083.0585 | 5077 | 5077.0478 | 4951.4936 | 5060.9385 | 5089.2354
10567 | 5077 | 5076.8729 | 4951.4898 | 5060.8911 | 5089.1691 | [8 empty] | 5082.9043 | 5077 | 5076.8729 | 4951.4898 | 5060.8911 | 5089.1691
10568 | 5077 | 5076.6964 | 4951.3993 | 5060.7601 | 5089.1441 | [8 empty] | 5082.5552 | 5077 | 5076.6964 | 4951.3993 | 5060.7601 | 5089.1441
10569 | 5077 | 5076.6349 | 4951.3965 | 5060.6699 | 5089.0764 | [8 empty] | 5082.4331 | 5077 | 5076.6349 | 4951.3965 | 5060.6699 | 5089.0764
10570 | 5077 | 5076.5091 | 4951.2476 | 5060.4108 | 5088.9722 | [8 empty] | 5082.2922 | 5077 | 5076.5091 | 4951.2476 | 5060.4108 | 5088.9722
10571 | 5076 | 5076.2958 | 4951.1188 | 5060.3581 | 5088.9122 | [8 empty] | 5082.2766 | 5076 | 5076.2958 | 4951.1188 | 5060.3581 | 5088.9122
10572 | 5076 | 5076.274 | 4951.0573 | 5060.2674 | 5088.3926 | [8 empty] | 5082.2297 | 5076 | 5076.274 | 4951.0573 | 5060.2674 | 5088.3926
10573 | 5076 | 5076.1637 | 4950.9329 | 5060.1424 | 5088.3006 | [8 empty] | 5082.2025 | 5076 | 5076.1637 | 4950.9329 | 5060.1424 | 5088.3006
10574 | 5076 | 5076.1481 | 4950.7815 | 5059.9266 | 5088.223 | [8 empty] | 5082.198 | 5076 | 5076.1481 | 4950.7815 | 5059.9266 | 5088.223
10575 | 5076 | 5076.0612 | 4950.4088 | 5059.7956 | 5088.1508 | [8 empty] | 5082.1822 | 5076 | 5076.0612 | 4950.4088 | 5059.7956 | 5088.1508
10576 | 5076 | 5075.8605 | 4950.3498 | 5059.5212 | 5087.9613 | [8 empty] | 5082.0572 | 5076 | 5075.8605 | 4950.3498 | 5059.5212 | 5087.9613
10577 | 5076 | 5075.8482 | 4950.2664 | 5059.4513 | 5087.9437 | [8 empty] | 5081.9147 | 5076 | 5075.8482 | 4950.2664 | 5059.4513 | 5087.9437
10578 | 5076 | 5075.8139 | 4950.0705 | 5059.337 | 5087.942 | [8 empty] | 5081.8789 | 5076 | 5075.8139 | 4950.0705 | 5059.337 | 5087.942
10579 | 5076 | 5075.7511 | 4949.9761 | 5059.3221 | 5087.7304 | [8 empty] | 5081.7515 | 5076 | 5075.7511 | 4949.9761 | 5059.3221 | 5087.7304
10580 | 5076 | 5075.6628 | 4949.8164 | 5059.1684 | 5087.2207 | [8 empty] | 5081.6312 | 5076 | 5075.6628 | 4949.8164 | 5059.1684 | 5087.2207
10581 | 5075 | 5075.5318 | 4949.5552 | 5059.103 | 5087.1798 | [8 empty] | 5081.5951 | 5075 | 5075.5318 | 4949.5552 | 5059.103 | 5087.1798
10582 | 5075 | 5075.4469 | 4949.4508 | 5058.7995 | 5087.1419 | [8 empty] | 5081.5853 | 5075 | 5075.4469 | 4949.4508 | 5058.7995 | 5087.1419
10583 | 5075 | 5075.2168 | 4949.3897 | 5058.5533 | 5087.0389 | [8 empty] | 5081.3956 | 5075 | 5075.2168 | 4949.3897 | 5058.5533 | 5087.0389
10584 | 5075 | 5075.1276 | 4949.3639 | 5058.5499 | 5086.9052 | [8 empty] | 5081.2935 | 5075 | 5075.1276 | 4949.3639 | 5058.5499 | 5086.9052
10585 | 5075 | 5075.0644 | 4949.2606 | 5058.5274 | 5086.4902 | [8 empty] | 5081.233 | 5075 | 5075.0644 | 4949.2606 | 5058.5274 | 5086.4902
10586 | 5075 | 5074.9937 | 4949.1251 | 5058.5168 | 5086.471 | [8 empty] | 5081.017 | 5075 | 5074.9937 | 4949.1251 | 5058.5168 | 5086.471
10587 | 5075 | 5074.9637 | 4949.1175 | 5058.3624 | 5086.4253 | [8 empty] | 5080.9213 | 5075 | 5074.9637 | 4949.1175 | 5058.3624 | 5086.4253
10588 | 5075 | 5074.7218 | 4949.0611 | 5058.3172 | 5086.2319 | [8 empty] | 5080.9081 | 5075 | 5074.7218 | 4949.0611 | 5058.3172 | 5086.2319
10589 | 5075 | 5074.5552 | 4948.8873 | 5058.2073 | 5085.8659 | [8 empty] | 5080.8825 | 5075 | 5074.5552 | 4948.8873 | 5058.2073 | 5085.8659
10590 | 5074 | 5074.5128 | 4948.8074 | 5058.1766 | 5085.8114 | [8 empty] | 5080.73 | 5074 | 5074.5128 | 4948.8074 | 5058.1766 | 5085.8114
10591 | 5074 | 5074.4733 | 4948.4774 | 5058.1598 | 5085.7936 | [8 empty] | 5080.6931 | 5074 | 5074.4733 | 4948.4774 | 5058.1598 | 5085.7936
10592 | 5074 | 5074.39 | 4948.3972 | 5058.1316 | 5085.7214 | [8 empty] | 5080.4557 | 5074 | 5074.39 | 4948.3972 | 5058.1316 | 5085.7214
10593 | 5074 | 5073.9851 | 4948.3948 | 5058.0918 | 5085.6832 | [8 empty] | 5080.34 | 5074 | 5073.9851 | 4948.3948 | 5058.0918 | 5085.6832
10594 | 5074 | 5073.9722 | 4948.3335 | 5058.0912 | 5085.5774 | [8 empty] | 5080.1771 | 5074 | 5073.9722 | 4948.3335 | 5058.0912 | 5085.5774
10595 | 5073 | 5073.9074 | 4948.3039 | 5058.0796 | 5085.5745 | [8 empty] | 5079.8723 | 5073 | 5073.9074 | 4948.3039 | 5058.0796 | 5085.5745
10596 | 5073 | 5073.6771 | 4948.2663 | 5057.9436 | 5085.4095 | [8 empty] | 5079.7051 | 5073 | 5073.6771 | 4948.2663 | 5057.9436 | 5085.4095
10597 | 5073 | 5073.6428 | 4948.2087 | 5057.8583 | 5085.3691 | [8 empty] | 5079.5668 | 5073 | 5073.6428 | 4948.2087 | 5057.8583 | 5085.3691
10598 | 5073 | 5073.4272 | 4948.1913 | 5057.5264 | 5085.1971 | [8 empty] | 5079.5151 | 5073 | 5073.4272 | 4948.1913 | 5057.5264 | 5085.1971
10599 | 5073 | 5073.1028 | 4948.0936 | 5057.4558 | 5085.154 | [8 empty] | 5079.464 | 5073 | 5073.1028 | 4948.0936 | 5057.4558 | 5085.154
10600 | 5073 | 5073.0361 | 4947.9564 | 5057.3663 | 5085.0485 | [8 empty] | 5079.3107 | 5073 | 5073.0361 | 4947.9564 | 5057.3663 | 5085.0485
10601 | 5073 | 5072.9525 | 4947.8813 | 5057.3174 | 5084.7709 | [8 empty] | 5079.21 | 5073 | 5072.9525 | 4947.8813 | 5057.3174 | 5084.7709
10602 | 5072 | 5072.92 | 4947.4416 | 5057.0439 | 5084.6144 | [8 empty] | 5079.1298 | 5072 | 5072.92 | 4947.4416 | 5057.0439 | 5084.6144
10603 | 5072 | 5072.8758 | 4947.3178 | 5056.5846 | 5084.5136 | [8 empty] | 5079.0514 | 5072 | 5072.8758 | 4947.3178 | 5056.5846 | 5084.5136
10604 | 5072 | 5072.7718 | 4947.247 | 5056.4223 | 5084.1517 | [8 empty] | 5078.8179 | 5072 | 5072.7718 | 4947.247 | 5056.4223 | 5084.1517
10605 | 5072 | 5072.5913 | 4947.2034 | 5056.3442 | 5084.115 | [8 empty] | 5078.4992 | 5072 | 5072.5913 | 4947.2034 | 5056.3442 | 5084.115
10606 | 5072 | 5072.3887 | 4947.1418 | 5056.3278 | 5084.0312 | [8 empty] | 5078.4497 | 5072 | 5072.3887 | 4947.1418 | 5056.3278 | 5084.0312
10607 | 5072 | 5072.2406 | 4947.1316 | 5056.2973 | 5083.7985 | [8 empty] | 5078.4141 | 5072 | 5072.2406 | 4947.1316 | 5056.2973 | 5083.7985
10608 | 5072 | 5072.1864 | 4947.1253 | 5056.0006 | 5083.7918 | [8 empty] | 5078.2731 | 5072 | 5072.1864 | 4947.1253 | 5056.0006 | 5083.7918
10609 | 5072 | 5072.1397 | 4947.0379 | 5055.8132 | 5083.5628 | [8 empty] | 5078.0979 | 5072 | 5072.1397 | 4947.0379 | 5055.8132 | 5083.5628
10610 | 5071 | 5072.0033 | 4946.9446 | 5055.773 | 5083.4859 | [8 empty] | 5078.0278 | 5071 | 5072.0033 | 4946.9446 | 5055.773 | 5083.4859
10611 | 5071 | 5071.9368 | 4946.9329 | 5055.7162 | 5083.3946 | [8 empty] | 5077.9245 | 5071 | 5071.9368 | 4946.9329 | 5055.7162 | 5083.3946
10612 | 5071 | 5071.8989 | 4946.9165 | 5055.5223 | 5083.2992 | [8 empty] | 5077.7283 | 5071 | 5071.8989 | 4946.9165 | 5055.5223 | 5083.2992
10613 | 5071 | 5071.8383 | 4946.8498 | 5055.3339 | 5083.2794 | [8 empty] | 5077.5065 | 5071 | 5071.8383 | 4946.8498 | 5055.3339 | 5083.2794
10614 | 5071 | 5071.5673 | 4946.6631 | 5055.2379 | 5083.1933 | [8 empty] | 5077.4745 | 5071 | 5071.5673 | 4946.6631 | 5055.2379 | 5083.1933
10615 | 5071 | 5071.3108 | 4946.5668 | 5055.1607 | 5083.0921 | [8 empty] | 5077.3388 | 5071 | 5071.3108 | 4946.5668 | 5055.1607 | 5083.0921
10616 | 5071 | 5071.1263 | 4946.5222 | 5055.0486 | 5082.9478 | [8 empty] | 5077.1739 | 5071 | 5071.1263 | 4946.5222 | 5055.0486 | 5082.9478
10617 | 5071 | 5071.0134 | 4946.3134 | 5054.9863 | 5082.8561 | [8 empty] | 5076.8461 | 5071 | 5071.0134 | 4946.3134 | 5054.9863 | 5082.8561
10618 | 5071 | 5071.0001 | 4946.1715 | 5054.7269 | 5082.7393 | [8 empty] | 5076.7146 | 5071 | 5071.0001 | 4946.1715 | 5054.7269 | 5082.7393
10619 | 5071 | 5070.9307 | 4946.1134 | 5054.4921 | 5082.5775 | [8 empty] | 5076.6643 | 5071 | 5070.9307 | 4946.1134 | 5054.4921 | 5082.5775
10620 | 5070 | 5070.876 | 4945.947 | 5054.3809 | 5082.5693 | [8 empty] | 5076.5699 | 5070 | 5070.876 | 4945.947 | 5054.3809 | 5082.5693
10621 | 5070 | 5070.8462 | 4945.8136 | 5054.3221 | 5082.5337 | [8 empty] | 5076.4931 | 5070 | 5070.8462 | 4945.8136 | 5054.3221 | 5082.5337
10622 | 5070 | 5070.8426 | 4945.7547 | 5054.2117 | 5082.3077 | [8 empty] | 5076.408 | 5070 | 5070.8426 | 4945.7547 | 5054.2117 | 5082.3077
10623 | 5070 | 5070.7805 | 4945.6552 | 5054.2092 | 5082.3044 | [8 empty] | 5076.4067 | 5070 | 5070.7805 | 4945.6552 | 5054.2092 | 5082.3044
10624 | 5070 | 5070.7627 | 4945.4992 | 5054.1836 | 5082.3006 | [8 empty] | 5076.3251 | 5070 | 5070.7627 | 4945.4992 | 5054.1836 | 5082.3006
10625 | 5070 | 5070.6531 | 4945.4113 | 5054.0954 | 5082.1924 | [8 empty] | 5076.1701 | 5070 | 5070.6531 | 4945.4113 | 5054.0954 | 5082.1924
10626 | 5070 | 5070.4097 | 4945.3685 | 5054.0336 | 5082.1329 | [8 empty] | 5076.1105 | 5070 | 5070.4097 | 4945.3685 | 5054.0336 | 5082.1329
10627 | 5069 | 5070.3421 | 4945.2701 | 5053.7675 | 5081.9903 | [8 empty] | 5075.9368 | 5069 | 5070.3421 | 4945.2701 | 5053.7675 | 5081.9903
10628 | 5069 | 5070.1722 | 4945.2645 | 5053.6741 | 5081.9082 | [8 empty] | 5075.3887 | 5069 | 5070.1722 | 4945.2645 | 5053.6741 | 5081.9082
10629 | 5069 | 5070.091 | 4945.2487 | 5053.5278 | 5081.3017 | [8 empty] | 5075.2758 | 5069 | 5070.091 | 4945.2487 | 5053.5278 | 5081.3017
10630 | 5069 | 5070.0528 | 4944.8037 | 5053.3802 | 5081.1978 | [8 empty] | 5075.0879 | 5069 | 5070.0528 | 4944.8037 | 5053.3802 | 5081.1978
10631 | 5069 | 5069.7608 | 4944.7427 | 5053.3702 | 5081.0758 | [8 empty] | 5075.0401 | 5069 | 5069.7608 | 4944.7427 | 5053.3702 | 5081.0758
10632 | 5068 | 5069.7254 | 4944.7008 | 5053.2101 | 5080.9775 | [8 empty] | 5074.941 | 5068 | 5069.7254 | 4944.7008 | 5053.2101 | 5080.9775
10633 | 5068 | 5069.5606 | 4944.654 | 5053.0982 | 5080.9316 | [8 empty] | 5074.5991 | 5068 | 5069.5606 | 4944.654 | 5053.0982 | 5080.9316
10634 | 5068 | 5069.5143 | 4944.5688 | 5052.9927 | 5080.9191 | [8 empty] | 5074.5507 | 5068 | 5069.5143 | 4944.5688 | 5052.9927 | 5080.9191
10635 | 5068 | 5069.366 | 4944.3389 | 5052.949 | 5080.6265 | [8 empty] | 5074.5195 | 5068 | 5069.366 | 4944.3389 | 5052.949 | 5080.6265
10636 | 5068 | 5069.2525 | 4944.2041 | 5052.9282 | 5080.4994 | [8 empty] | 5074.4463 | 5068 | 5069.2525 | 4944.2041 | 5052.9282 | 5080.4994
10637 | 5068 | 5069.1442 | 4944.0181 | 5052.8963 | 5080.2647 | [8 empty] | 5074.3951 | 5068 | 5069.1442 | 4944.0181 | 5052.8963 | 5080.2647
10638 | 5068 | 5069.096 | 4943.9795 | 5052.8072 | 5080.1624 | [8 empty] | 5074.35 | 5068 | 5069.096 | 4943.9795 | 5052.8072 | 5080.1624
10639 | 5068 | 5069.0292 | 4943.7631 | 5052.6525 | 5080.0815 | [8 empty] | 5074.3055 | 5068 | 5069.0292 | 4943.7631 | 5052.6525 | 5080.0815
10640 | 5068 | 5068.9602 | 4943.7134 | 5052.5425 | 5080.0436 | [8 empty] | 5074.2869 | 5068 | 5068.9602 | 4943.7134 | 5052.5425 | 5080.0436
10641 | 5068 | 5068.7234 | 4943.6919 | 5052.2958 | 5079.8166 | [8 empty] | 5074.1604 | 5068 | 5068.7234 | 4943.6919 | 5052.2958 | 5079.8166
10642 | 5068 | 5068.6075 | 4943.4993 | 5052.2814 | 5079.7517 | [8 empty] | 5073.8782 | 5068 | 5068.6075 | 4943.4993 | 5052.2814 | 5079.7517
10643 | 5068 | 5068.6036 | 4943.2764 | 5052.1693 | 5079.6612 | [8 empty] | 5073.7402 | 5068 | 5068.6036 | 4943.2764 | 5052.1693 | 5079.6612
10644 | 5068 | 5068.6 | 4943.2034 | 5052.1328 | 5079.6355 | [8 empty] | 5073.5677 | 5068 | 5068.6 | 4943.2034 | 5052.1328 | 5079.6355
10645 | 5067 | 5068.4369 | 4943.0036 | 5052.06 | 5079.5969 | [8 empty] | 5072.8622 | 5067 | 5068.4369 | 4943.0036 | 5052.06 | 5079.5969
10646 | 5067 | 5068.1658 | 4942.9274 | 5052.0596 | 5079.5754 | [8 empty] | 5072.8452 | 5067 | 5068.1658 | 4942.9274 | 5052.0596 | 5079.5754
10647 | 5067 | 5067.9081 | 4942.767 | 5052.0469 | 5079.3442 | [8 empty] | 5072.8124 | 5067 | 5067.9081 | 4942.767 | 5052.0469 | 5079.3442
10648 | 5067 | 5067.9074 | 4942.6485 | 5052.0154 | 5079.3392 | [8 empty] | 5072.7587 | 5067 | 5067.9074 | 4942.6485 | 5052.0154 | 5079.3392
10649 | 5067 | 5067.8944 | 4942.4906 | 5051.9536 | 5078.9219 | [8 empty] | 5072.3533 | 5067 | 5067.8944 | 4942.4906 | 5051.9536 | 5078.9219
10650 | 5067 | 5067.8653 | 4942.1937 | 5051.7357 | 5078.8177 | [8 empty] | 5072.2765 | 5067 | 5067.8653 | 4942.1937 | 5051.7357 | 5078.8177
10651 | 5067 | 5067.8115 | 4942.1652 | 5051.6994 | 5078.5567 | [8 empty] | 5072.2729 | 5067 | 5067.8115 | 4942.1652 | 5051.6994 | 5078.5567
10652 | 5066 | 5067.5938 | 4941.9766 | 5051.5722 | 5078.5382 | [8 empty] | 5072.1809 | 5066 | 5067.5938 | 4941.9766 | 5051.5722 | 5078.5382
10653 | 5066 | 5067.5662 | 4941.5171 | 5051.459 | 5078.5108 | [8 empty] | 5071.786 | 5066 | 5067.5662 | 4941.5171 | 5051.459 | 5078.5108
10654 | 5066 | 5067.364 | 4941.4165 | 5051.4058 | 5078.5075 | [8 empty] | 5071.7047 | 5066 | 5067.364 | 4941.4165 | 5051.4058 | 5078.5075
10655 | 5066 | 5066.9714 | 4941.1334 | 5051.1988 | 5078.4112 | [8 empty] | 5071.5651 | 5066 | 5066.9714 | 4941.1334 | 5051.1988 | 5078.4112
10656 | 5066 | 5066.8346 | 4941.1039 | 5050.8972 | 5078.3966 | [8 empty] | 5071.5585 | 5066 | 5066.8346 | 4941.1039 | 5050.8972 | 5078.3966
10657 | 5066 | 5066.8176 | 4941.0759 | 5050.8209 | 5078.3852 | [8 empty] | 5071.5339 | 5066 | 5066.8176 | 4941.0759 | 5050.8209 | 5078.3852
10658 | 5065 | 5066.7618 | 4941.0551 | 5050.6624 | 5078.2639 | [8 empty] | 5071.4957 | 5065 | 5066.7618 | 4941.0551 | 5050.6624 | 5078.2639
10659 | 5065 | 5066.7015 | 4940.971 | 5050.5614 | 5078.1681 | [8 empty] | 5071.3064 | 5065 | 5066.7015 | 4940.971 | 5050.5614 | 5078.1681
10660 | 5065 | 5066.6638 | 4940.5265 | 5050.5138 | 5078.1098 | [8 empty] | 5071.1873 | 5065 | 5066.6638 | 4940.5265 | 5050.5138 | 5078.1098
10661 | 5065 | 5066.6005 | 4940.504 | 5049.9935 | 5078.0237 | [8 empty] | 5071.1743 | 5065 | 5066.6005 | 4940.504 | 5049.9935 | 5078.0237
10662 | 5065 | 5066.4416 | 4940.234 | 5049.8274 | 5077.9582 | [8 empty] | 5070.9475 | 5065 | 5066.4416 | 4940.234 | 5049.8274 | 5077.9582
10663 | 5065 | 5066.4095 | 4940.2172 | 5049.7372 | 5077.3381 | [8 empty] | 5070.8398 | 5065 | 5066.4095 | 4940.2172 | 5049.7372 | 5077.3381
10664 | 5065 | 5066.3342 | 4940.0537 | 5049.3628 | 5077.3365 | [8 empty] | 5070.7937 | 5065 | 5066.3342 | 4940.0537 | 5049.3628 | 5077.3365
10665 | 5065 | 5066.1904 | 4940.033 | 5049.0264 | 5076.973 | [8 empty] | 5070.7621 | 5065 | 5066.1904 | 4940.033 | 5049.0264 | 5076.973
10666 | 5065 | 5066.1054 | 4939.9804 | 5048.9887 | 5076.7643 | [8 empty] | 5070.7351 | 5065 | 5066.1054 | 4939.9804 | 5048.9887 | 5076.7643
10667 | 5065 | 5066.0636 | 4939.9758 | 5048.9046 | 5076.723 | [8 empty] | 5070.6621 | 5065 | 5066.0636 | 4939.9758 | 5048.9046 | 5076.723
10668 | 5064 | 5065.881 | 4939.8664 | 5048.615 | 5076.6835 | [8 empty] | 5070.6185 | 5064 | 5065.881 | 4939.8664 | 5048.615 | 5076.6835
10669 | 5064 | 5065.7652 | 4939.8177 | 5048.548 | 5076.6612 | [8 empty] | 5070.6121 | 5064 | 5065.7652 | 4939.8177 | 5048.548 | 5076.6612
10670 | 5064 | 5065.5569 | 4939.7507 | 5048.5234 | 5076.4935 | [8 empty] | 5070.3436 | 5064 | 5065.5569 | 4939.7507 | 5048.5234 | 5076.4935
10671 | 5064 | 5065.5419 | 4939.6005 | 5048.1775 | 5076.4033 | [8 empty] | 5070.1683 | 5064 | 5065.5419 | 4939.6005 | 5048.1775 | 5076.4033
10672 | 5064 | 5065.4967 | 4939.0629 | 5048.1058 | 5076.3668 | [8 empty] | 5070.1293 | 5064 | 5065.4967 | 4939.0629 | 5048.1058 | 5076.3668
10673 | 5064 | 5065.4619 | 4939.0048 | 5048.0863 | 5076.3056 | [8 empty] | 5070.1277 | 5064 | 5065.4619 | 4939.0048 | 5048.0863 | 5076.3056
10674 | 5063 | 5065.2284 | 4939.0036 | 5047.6641 | 5076.2913 | [8 empty] | 5070.0939 | 5063 | 5065.2284 | 4939.0036 | 5047.6641 | 5076.2913
10675 | 5063 | 5064.8336 | 4938.9331 | 5047.4427 | 5075.9638 | [8 empty] | 5070.0445 | 5063 | 5064.8336 | 4938.9331 | 5047.4427 | 5075.9638
10676 | 5063 | 5064.6567 | 4938.7686 | 5047.1084 | 5075.8924 | [8 empty] | 5069.9447 | 5063 | 5064.6567 | 4938.7686 | 5047.1084 | 5075.8924
10677 | 5063 | 5064.583 | 4938.7545 | 5047.0671 | 5075.7156 | [8 empty] | 5069.4588 | 5063 | 5064.583 | 4938.7545 | 5047.0671 | 5075.7156
10678 | 5063 | 5064.4976 | 4938.7472 | 5046.9028 | 5075.3814 | [8 empty] | 5069.4101 | 5063 | 5064.4976 | 4938.7472 | 5046.9028 | 5075.3814
10679 | 5063 | 5064.3024 | 4938.7143 | 5046.8925 | 5074.9258 | [8 empty] | 5069.4042 | 5063 | 5064.3024 | 4938.7143 | 5046.8925 | 5074.9258
10680 | 5063 | 5064.2765 | 4938.493 | 5046.8115 | 5074.7905 | [8 empty] | 5069.3772 | 5063 | 5064.2765 | 4938.493 | 5046.8115 | 5074.7905
10681 | 5062 | 5063.9659 | 4938.3232 | 5046.6689 | 5074.734 | [8 empty] | 5069.3173 | 5062 | 5063.9659 | 4938.3232 | 5046.6689 | 5074.734
10682 | 5062 | 5063.8671 | 4938.3134 | 5046.543 | 5074.6219 | [8 empty] | 5069.3166 | 5062 | 5063.8671 | 4938.3134 | 5046.543 | 5074.6219
10683 | 5062 | 5063.7258 | 4938.2736 | 5046.5126 | 5074.5951 | [8 empty] | 5069.1161 | 5062 | 5063.7258 | 4938.2736 | 5046.5126 | 5074.5951
10684 | 5062 | 5063.6087 | 4938.2719 | 5046.2991 | 5074.4255 | [8 empty] | 5069.0912 | 5062 | 5063.6087 | 4938.2719 | 5046.2991 | 5074.4255
10685 | 5062 | 5063.5461 | 4938.2452 | 5045.7066 | 5074.4162 | [8 empty] | 5068.8143 | 5062 | 5063.5461 | 4938.2452 | 5045.7066 | 5074.4162
10686 | 5062 | 5063.335 | 4938.1795 | 5045.4127 | 5074.2147 | [8 empty] | 5068.716 | 5062 | 5063.335 | 4938.1795 | 5045.4127 | 5074.2147
10687 | 5062 | 5063.2528 | 4937.9987 | 5045.395 | 5074.0147 | [8 empty] | 5068.6942 | 5062 | 5063.2528 | 4937.9987 | 5045.395 | 5074.0147
10688 | 5061 | 5063.1725 | 4937.8989 | 5045.1561 | 5073.8677 | [8 empty] | 5068.5369 | 5061 | 5063.1725 | 4937.8989 | 5045.1561 | 5073.8677
10689 | 5061 | 5063.1525 | 4937.8928 | 5044.7532 | 5073.6697 | [8 empty] | 5068.3531 | 5061 | 5063.1525 | 4937.8928 | 5044.7532 | 5073.6697
10690 | 5061 | 5063.107 | 4937.875 | 5044.7266 | 5073.6583 | [8 empty] | 5068.3515 | 5061 | 5063.107 | 4937.875 | 5044.7266 | 5073.6583
10691 | 5061 | 5063.0563 | 4937.8094 | 5043.7748 | 5073.6027 | [8 empty] | 5068.3433 | 5061 | 5063.0563 | 4937.8094 | 5043.7748 | 5073.6027
10692 | 5060 | 5062.9102 | 4937.7678 | 5043.7372 | 5073.5921 | [8 empty] | 5068.3423 | 5060 | 5062.9102 | 4937.7678 | 5043.7372 | 5073.5921
10693 | 5060 | 5062.9097 | 4937.7277 | 5043.7131 | 5073.4881 | [8 empty] | 5068.2755 | 5060 | 5062.9097 | 4937.7277 | 5043.7131 | 5073.4881
10694 | 5060 | 5062.8995 | 4937.5733 | 5043.4948 | 5073.3663 | [8 empty] | 5068.2069 | 5060 | 5062.8995 | 4937.5733 | 5043.4948 | 5073.3663
10695 | 5060 | 5062.8089 | 4937.3771 | 5043.3456 | 5073.2365 | [8 empty] | 5067.958 | 5060 | 5062.8089 | 4937.3771 | 5043.3456 | 5073.2365
10696 | 5060 | 5062.8073 | 4937.119 | 5043.2596 | 5073.162 | [8 empty] | 5067.7938 | 5060 | 5062.8073 | 4937.119 | 5043.2596 | 5073.162
10697 | 5060 | 5062.736 | 4937.1063 | 5043.2205 | 5073.1424 | [8 empty] | 5067.7836 | 5060 | 5062.736 | 4937.1063 | 5043.2205 | 5073.1424
10698 | 5060 | 5062.651 | 4936.6945 | 5043.1402 | 5073.0008 | [8 empty] | 5067.6328 | 5060 | 5062.651 | 4936.6945 | 5043.1402 | 5073.0008
10699 | 5059 | 5062.6408 | 4936.6505 | 5043.1206 | 5072.828 | [8 empty] | 5067.6058 | 5059 | 5062.6408 | 4936.6505 | 5043.1206 | 5072.828
10700 | 5059 | 5062.5268 | 4936.5944 | 5042.6151 | 5072.8019 | [8 empty] | 5067.5701 | 5059 | 5062.5268 | 4936.5944 | 5042.6151 | 5072.8019
10701 | 5059 | 5062.4818 | 4936.2824 | 5042.4798 | 5072.5227 | [8 empty] | 5067.4665 | 5059 | 5062.4818 | 4936.2824 | 5042.4798 | 5072.5227
10702 | 5059 | 5062.403 | 4936.2027 | 5042.1163 | 5072.473 | [8 empty] | 5067.4574 | 5059 | 5062.403 | 4936.2027 | 5042.1163 | 5072.473
10703 | 5059 | 5061.9558 | 4936.1063 | 5042.0682 | 5072.3975 | [8 empty] | 5067.1684 | 5059 | 5061.9558 | 4936.1063 | 5042.0682 | 5072.3975
10704 | 5059 | 5061.8921 | 4936.0869 | 5041.9569 | 5072.2137 | [8 empty] | 5066.9542 | 5059 | 5061.8921 | 4936.0869 | 5041.9569 | 5072.2137
10705 | 5059 | 5061.8518 | 4935.9806 | 5041.7761 | 5071.981 | [8 empty] | 5066.7643 | 5059 | 5061.8518 | 4935.9806 | 5041.7761 | 5071.981
10706 | 5059 | 5061.4808 | 4935.9502 | 5041.7544 | 5071.9243 | [8 empty] | 5066.6548 | 5059 | 5061.4808 | 4935.9502 | 5041.7544 | 5071.9243
10707 | 5059 | 5061.4652 | 4935.7324 | 5041.6291 | 5071.8644 | [8 empty] | 5066.6478 | 5059 | 5061.4652 | 4935.7324 | 5041.6291 | 5071.8644
10708 | 5058 | 5061.19 | 4935.5539 | 5041.473 | 5071.8176 | [8 empty] | 5066.6242 | 5058 | 5061.19 | 4935.5539 | 5041.473 | 5071.8176
10709 | 5058 | 5061.0999 | 4935.3996 | 5041.4398 | 5071.7977 | [8 empty] | 5066.4424 | 5058 | 5061.0999 | 4935.3996 | 5041.4398 | 5071.7977
10710 | 5058 | 5061.0503 | 4935.3662 | 5041.3829 | 5071.5825 | [8 empty] | 5066.3113 | 5058 | 5061.0503 | 4935.3662 | 5041.3829 | 5071.5825
10711 | 5058 | 5061.0014 | 4935.1594 | 5041.2052 | 5071.5273 | [8 empty] | 5066.2323 | 5058 | 5061.0014 | 4935.1594 | 5041.2052 | 5071.5273
10712 | 5058 | 5060.788 | 4935.1505 | 5041.0201 | 5071.391 | [8 empty] | 5066.1401 | 5058 | 5060.788 | 4935.1505 | 5041.0201 | 5071.391
10713 | 5058 | 5060.7596 | 4935.1375 | 5040.9917 | 5071.3381 | [8 empty] | 5066.1352 | 5058 | 5060.7596 | 4935.1375 | 5040.9917 | 5071.3381
10714 | 5058 | 5060.5376 | 4935.0222 | 5040.951 | 5071.3126 | [8 empty] | 5065.9763 | 5058 | 5060.5376 | 4935.0222 | 5040.951 | 5071.3126
10715 | 5058 | 5060.4793 | 4934.9705 | 5040.5788 | 5071.2009 | [8 empty] | 5065.8176 | 5058 | 5060.4793 | 4934.9705 | 5040.5788 | 5071.2009
10716 | 5058 | 5060.337 | 4934.9155 | 5040.3623 | 5070.8851 | [8 empty] | 5065.8137 | 5058 | 5060.337 | 4934.9155 | 5040.3623 | 5070.8851
10717 | 5057 | 5060.2532 | 4934.8563 | 5040.2891 | 5070.8237 | [8 empty] | 5065.6427 | 5057 | 5060.2532 | 4934.8563 | 5040.2891 | 5070.8237
10718 | 5057 | 5060.0691 | 4934.787 | 5040.0034 | 5070.7978 | [8 empty] | 5065.4532 | 5057 | 5060.0691 | 4934.787 | 5040.0034 | 5070.7978
10719 | 5057 | 5060.0245 | 4934.6991 | 5039.9636 | 5070.6314 | [8 empty] | 5065.3224 | 5057 | 5060.0245 | 4934.6991 | 5039.9636 | 5070.6314
10720 | 5057 | 5059.95 | 4934.6903 | 5039.8494 | 5070.5947 | [8 empty] | 5065.0136 | 5057 | 5059.95 | 4934.6903 | 5039.8494 | 5070.5947
10721 | 5057 | 5059.6717 | 4934.639 | 5039.7715 | 5070.5867 | [8 empty] | 5064.8608 | 5057 | 5059.6717 | 4934.639 | 5039.7715 | 5070.5867
10722 | 5057 | 5059.6256 | 4934.5367 | 5039.7542 | 5070.4939 | [8 empty] | 5064.851 | 5057 | 5059.6256 | 4934.5367 | 5039.7542 | 5070.4939
10723 | 5056 | 5059.5273 | 4934.3701 | 5039.7121 | 5070.3328 | [8 empty] | 5064.8427 | 5056 | 5059.5273 | 4934.3701 | 5039.7121 | 5070.3328
10724 | 5056 | 5059.3995 | 4934.1283 | 5039.6624 | 5070.2426 | [8 empty] | 5064.8201 | 5056 | 5059.3995 | 4934.1283 | 5039.6624 | 5070.2426
10725 | 5056 | 5059.3674 | 4933.9447 | 5039.6192 | 5070.2332 | [8 empty] | 5064.7907 | 5056 | 5059.3674 | 4933.9447 | 5039.6192 | 5070.2332
10726 | 5056 | 5059.3617 | 4933.8228 | 5039.5676 | 5070.1528 | [8 empty] | 5064.725 | 5056 | 5059.3617 | 4933.8228 | 5039.5676 | 5070.1528
10727 | 5056 | 5059.1861 | 4933.7487 | 5039.2993 | 5069.9087 | [8 empty] | 5064.6408 | 5056 | 5059.1861 | 4933.7487 | 5039.2993 | 5069.9087
10728 | 5055 | 5058.9939 | 4933.6361 | 5039.2643 | 5069.836 | [8 empty] | 5064.63 | 5055 | 5058.9939 | 4933.6361 | 5039.2643 | 5069.836
10729 | 5055 | 5058.9097 | 4933.6018 | 5039.1246 | 5069.7579 | [8 empty] | 5064.2941 | 5055 | 5058.9097 | 4933.6018 | 5039.1246 | 5069.7579
10730 | 5055 | 5058.7176 | 4933.4755 | 5039.0503 | 5069.6618 | [8 empty] | 5064.1842 | 5055 | 5058.7176 | 4933.4755 | 5039.0503 | 5069.6618
10731 | 5055 | 5058.7155 | 4933.383 | 5039.0494 | 5069.2117 | [8 empty] | 5064.1166 | 5055 | 5058.7155 | 4933.383 | 5039.0494 | 5069.2117
10732 | 5055 | 5058.7018 | 4933.3392 | 5038.8092 | 5069.1949 | [8 empty] | 5064.0163 | 5055 | 5058.7018 | 4933.3392 | 5038.8092 | 5069.1949
10733 | 5055 | 5058.2183 | 4933.0614 | 5038.7554 | 5069.1591 | [8 empty] | 5063.9295 | 5055 | 5058.2183 | 4933.0614 | 5038.7554 | 5069.1591
10734 | 5055 | 5058.2045 | 4932.848 | 5038.6746 | 5069.111 | [8 empty] | 5063.8595 | 5055 | 5058.2045 | 4932.848 | 5038.6746 | 5069.111
10735 | 5055 | 5058.1283 | 4932.7643 | 5038.344 | 5069.0906 | [8 empty] | 5063.781 | 5055 | 5058.1283 | 4932.7643 | 5038.344 | 5069.0906
10736 | 5055 | 5058.1186 | 4932.5957 | 5038.1491 | 5069.0823 | [8 empty] | 5063.7753 | 5055 | 5058.1186 | 4932.5957 | 5038.1491 | 5069.0823
10737 | 5055 | 5057.6915 | 4932.5928 | 5037.7872 | 5068.9441 | [8 empty] | 5063.5789 | 5055 | 5057.6915 | 4932.5928 | 5037.7872 | 5068.9441
10738 | 5055 | 5057.6275 | 4932.5166 | 5037.7067 | 5068.6917 | [8 empty] | 5063.4398 | 5055 | 5057.6275 | 4932.5166 | 5037.7067 | 5068.6917
10739 | 5054 | 5057.5544 | 4932.4988 | 5037.638 | 5068.3537 | [8 empty] | 5063.3123 | 5054 | 5057.5544 | 4932.4988 | 5037.638 | 5068.3537
10740 | 5054 | 5057.5494 | 4932.286 | 5037.6353 | 5068.2292 | [8 empty] | 5063.2882 | 5054 | 5057.5494 | 4932.286 | 5037.6353 | 5068.2292
10741 | 5054 | 5057.3865 | 4932.1592 | 5037.6029 | 5068.2127 | [8 empty] | 5062.9964 | 5054 | 5057.3865 | 4932.1592 | 5037.6029 | 5068.2127
10742 | 5054 | 5057.2702 | 4932.0819 | 5037.4442 | 5067.9619 | [8 empty] | 5062.8229 | 5054 | 5057.2702 | 4932.0819 | 5037.4442 | 5067.9619
10743 | 5054 | 5057.1728 | 4931.9721 | 5037.198 | 5067.9438 | [8 empty] | 5062.7816 | 5054 | 5057.1728 | 4931.9721 | 5037.198 | 5067.9438
10744 | 5053 | 5057.0997 | 4931.9632 | 5037.1354 | 5067.7399 | [8 empty] | 5062.7302 | 5053 | 5057.0997 | 4931.9632 | 5037.1354 | 5067.7399
10745 | 5053 | 5057.0007 | 4931.9405 | 5036.8842 | 5067.3952 | [8 empty] | 5062.6561 | 5053 | 5057.0007 | 4931.9405 | 5036.8842 | 5067.3952
10746 | 5053 | 5056.928 | 4931.8343 | 5036.8049 | 5067.2557 | [8 empty] | 5062.4689 | 5053 | 5056.928 | 4931.8343 | 5036.8049 | 5067.2557
10747 | 5053 | 5056.9075 | 4931.6661 | 5036.7433 | 5067.1895 | [8 empty] | 5061.7825 | 5053 | 5056.9075 | 4931.6661 | 5036.7433 | 5067.1895
10748 | 5053 | 5056.8674 | 4931.467 | 5036.4938 | 5066.9418 | [8 empty] | 5061.3891 | 5053 | 5056.8674 | 4931.467 | 5036.4938 | 5066.9418
10749 | 5053 | 5056.8177 | 4931.2991 | 5036.4245 | 5066.9356 | [8 empty] | 5061.3387 | 5053 | 5056.8177 | 4931.2991 | 5036.4245 | 5066.9356
10750 | 5053 | 5056.8049 | 4931.0978 | 5036.172 | 5066.9163 | [8 empty] | 5061.2955 | 5053 | 5056.8049 | 4931.0978 | 5036.172 | 5066.9163
10751 | 5053 | 5056.7629 | 4930.8993 | 5035.837 | 5066.8983 | [8 empty] | 5061.2698 | 5053 | 5056.7629 | 4930.8993 | 5035.837 | 5066.8983
10752 | 5053 | 5056.4962 | 4930.8089 | 5035.6657 | 5066.7723 | [8 empty] | 5061.0982 | 5053 | 5056.4962 | 4930.8089 | 5035.6657 | 5066.7723
10753 | 5053 | 5056.3777 | 4930.6582 | 5035.4781 | 5066.7597 | [8 empty] | 5060.955 | 5053 | 5056.3777 | 4930.6582 | 5035.4781 | 5066.7597
10754 | 5053 | 5056.1608 | 4930.6215 | 5035.4686 | 5066.7076 | [8 empty] | 5060.7551 | 5053 | 5056.1608 | 4930.6215 | 5035.4686 | 5066.7076
10755 | 5052 | 5056.0974 | 4930.6115 | 5035.2847 | 5066.6736 | [8 empty] | 5060.5617 | 5052 | 5056.0974 | 4930.6115 | 5035.2847 | 5066.6736
10756 | 5052 | 5056.0708 | 4930.4905 | 5035.0794 | 5066.5948 | [8 empty] | 5060.1344 | 5052 | 5056.0708 | 4930.4905 | 5035.0794 | 5066.5948
10757 | 5052 | 5055.9865 | 4930.1961 | 5034.8991 | 5066.5917 | [8 empty] | 5060.0282 | 5052 | 5055.9865 | 4930.1961 | 5034.8991 | 5066.5917
10758 | 5052 | 5055.8988 | 4930.1687 | 5034.8368 | 5066.5612 | [8 empty] | 5060.0048 | 5052 | 5055.8988 | 4930.1687 | 5034.8368 | 5066.5612
10759 | 5052 | 5055.8823 | 4929.9512 | 5034.5121 | 5066.5324 | [8 empty] | 5059.9406 | 5052 | 5055.8823 | 4929.9512 | 5034.5121 | 5066.5324
10760 | 5052 | 5055.8577 | 4929.9033 | 5034.4964 | 5066.4253 | [8 empty] | 5059.5116 | 5052 | 5055.8577 | 4929.9033 | 5034.4964 | 5066.4253
10761 | 5052 | 5055.7857 | 4929.7546 | 5034.4333 | 5066.2074 | [8 empty] | 5059.1301 | 5052 | 5055.7857 | 4929.7546 | 5034.4333 | 5066.2074
10762 | 5052 | 5055.5508 | 4929.7124 | 5034.0778 | 5066.1843 | [8 empty] | 5058.9245 | 5052 | 5055.5508 | 4929.7124 | 5034.0778 | 5066.1843
10763 | 5052 | 5055.283 | 4929.7089 | 5033.6966 | 5065.3219 | [8 empty] | 5058.8812 | 5052 | 5055.283 | 4929.7089 | 5033.6966 | 5065.3219
10764 | 5052 | 5055.1774 | 4929.6283 | 5033.6758 | 5065.0823 | [8 empty] | 5058.8371 | 5052 | 5055.1774 | 4929.6283 | 5033.6758 | 5065.0823
10765 | 5052 | 5055.1005 | 4929.2961 | 5033.6711 | 5065.0497 | [8 empty] | 5058.8064 | 5052 | 5055.1005 | 4929.2961 | 5033.6711 | 5065.0497
10766 | 5051 | 5055.0697 | 4929.2462 | 5033.2141 | 5065.0066 | [8 empty] | 5058.7705 | 5051 | 5055.0697 | 4929.2462 | 5033.2141 | 5065.0066
10767 | 5051 | 5054.7403 | 4929.1342 | 5033.103 | 5064.9343 | [8 empty] | 5058.7686 | 5051 | 5054.7403 | 4929.1342 | 5033.103 | 5064.9343
10768 | 5051 | 5054.6236 | 4928.9005 | 5033.0963 | 5064.8519 | [8 empty] | 5058.7669 | 5051 | 5054.6236 | 4928.9005 | 5033.0963 | 5064.8519
10769 | 5051 | 5054.6112 | 4928.8788 | 5032.9873 | 5064.6412 | [8 empty] | 5058.5463 | 5051 | 5054.6112 | 4928.8788 | 5032.9873 | 5064.6412
10770 | 5051 | 5054.5064 | 4928.6439 | 5032.8694 | 5064.4287 | [8 empty] | 5058.5353 | 5051 | 5054.5064 | 4928.6439 | 5032.8694 | 5064.4287
10771 | 5051 | 5054.3956 | 4928.4601 | 5032.854 | 5064.3382 | [8 empty] | 5058.2546 | 5051 | 5054.3956 | 4928.4601 | 5032.854 | 5064.3382
10772 | 5051 | 5054.2263 | 4928.3782 | 5032.8424 | 5064.2791 | [8 empty] | 5058.1658 | 5051 | 5054.2263 | 4928.3782 | 5032.8424 | 5064.2791
10773 | 5051 | 5054.156 | 4928.3768 | 5032.8257 | 5064.0102 | [8 empty] | 5058.1309 | 5051 | 5054.156 | 4928.3768 | 5032.8257 | 5064.0102
10774 | 5051 | 5054.155 | 4928.1408 | 5032.6718 | 5063.381 | [8 empty] | 5058.04 | 5051 | 5054.155 | 4928.1408 | 5032.6718 | 5063.381
10775 | 5050 | 5054.0267 | 4928.0255 | 5032.3599 | 5063.2102 | [8 empty] | 5058.0266 | 5050 | 5054.0267 | 4928.0255 | 5032.3599 | 5063.2102
10776 | 5050 | 5053.909 | 4928.0129 | 5032.2901 | 5063.125 | [8 empty] | 5057.9701 | 5050 | 5053.909 | 4928.0129 | 5032.2901 | 5063.125
10777 | 5050 | 5053.8872 | 4927.9556 | 5032.1437 | 5063.071 | [8 empty] | 5057.9077 | 5050 | 5053.8872 | 4927.9556 | 5032.1437 | 5063.071
10778 | 5050 | 5053.7467 | 4927.9467 | 5031.9161 | 5063.0624 | [8 empty] | 5057.8469 | 5050 | 5053.7467 | 4927.9467 | 5031.9161 | 5063.0624
10779 | 5050 | 5053.6164 | 4927.8995 | 5031.8795 | 5062.8521 | [8 empty] | 5057.8388 | 5050 | 5053.6164 | 4927.8995 | 5031.8795 | 5062.8521
10780 | 5050 | 5053.5597 | 4927.84 | 5031.8484 | 5062.615 | [8 empty] | 5057.7987 | 5050 | 5053.5597 | 4927.84 | 5031.8484 | 5062.615
10781 | 5050 | 5053.4469 | 4927.7243 | 5031.5378 | 5062.1247 | [8 empty] | 5057.6448 | 5050 | 5053.4469 | 4927.7243 | 5031.5378 | 5062.1247
10782 | 5050 | 5053.4216 | 4927.6437 | 5031.451 | 5062.0888 | [8 empty] | 5057.3525 | 5050 | 5053.4216 | 4927.6437 | 5031.451 | 5062.0888
10783 | 5049 | 5053.2667 | 4927.4912 | 5031.1749 | 5061.8865 | [8 empty] | 5057.2199 | 5049 | 5053.2667 | 4927.4912 | 5031.1749 | 5061.8865
10784 | 5049 | 5053.2617 | 4927.3581 | 5031.0544 | 5061.6918 | [8 empty] | 5056.899 | 5049 | 5053.2617 | 4927.3581 | 5031.0544 | 5061.6918
10785 | 5049 | 5053.1066 | 4927.2055 | 5031.024 | 5061.5221 | [8 empty] | 5056.698 | 5049 | 5053.1066 | 4927.2055 | 5031.024 | 5061.5221
10786 | 5049 | 5053.0858 | 4927.0742 | 5031.0222 | 5061.4586 | [8 empty] | 5056.4527 | 5049 | 5053.0858 | 4927.0742 | 5031.0222 | 5061.4586
10787 | 5049 | 5052.958 | 4927.0296 | 5030.816 | 5061.4432 | [8 empty] | 5056.3953 | 5049 | 5052.958 | 4927.0296 | 5030.816 | 5061.4432
10788 | 5049 | 5052.8194 | 4926.9504 | 5030.6856 | 5061.3111 | [8 empty] | 5056.3055 | 5049 | 5052.8194 | 4926.9504 | 5030.6856 | 5061.3111
10789 | 5049 | 5052.5982 | 4926.8698 | 5030.6452 | 5061.2718 | [8 empty] | 5056.0866 | 5049 | 5052.5982 | 4926.8698 | 5030.6452 | 5061.2718
10790 | 5049 | 5052.3741 | 4926.7781 | 5030.5549 | 5061.1364 | [8 empty] | 5055.9945 | 5049 | 5052.3741 | 4926.7781 | 5030.5549 | 5061.1364
10791 | 5048 | 5052.1355 | 4926.701 | 5030.5417 | 5061.0432 | [8 empty] | 5055.4944 | 5048 | 5052.1355 | 4926.701 | 5030.5417 | 5061.0432
10792 | 5048 | 5052.0954 | 4926.6686 | 5030.2285 | 5060.9778 | [8 empty] | 5055.0113 | 5048 | 5052.0954 | 4926.6686 | 5030.2285 | 5060.9778
10793 | 5048 | 5052.0301 | 4926.6112 | 5030.1688 | 5060.9605 | [8 empty] | 5054.9435 | 5048 | 5052.0301 | 4926.6112 | 5030.1688 | 5060.9605
10794 | 5048 | 5051.895 | 4926.5097 | 5029.8601 | 5060.8354 | [8 empty] | 5054.8386 | 5048 | 5051.895 | 4926.5097 | 5029.8601 | 5060.8354
10795 | 5048 | 5051.6119 | 4926.363 | 5029.7549 | 5060.8029 | [8 empty] | 5054.8035 | 5048 | 5051.6119 | 4926.363 | 5029.7549 | 5060.8029
10796 | 5048 | 5051.5856 | 4926.2166 | 5029.7167 | 5060.7933 | [8 empty] | 5054.7093 | 5048 | 5051.5856 | 4926.2166 | 5029.7167 | 5060.7933
10797 | 5048 | 5051.5249 | 4926.0698 | 5029.2199 | 5060.7894 | [8 empty] | 5054.2568 | 5048 | 5051.5249 | 4926.0698 | 5029.2199 | 5060.7894
10798 | 5048 | 5051.4516 | 4925.9765 | 5028.8085 | 5060.5661 | [8 empty] | 5054.1518 | 5048 | 5051.4516 | 4925.9765 | 5028.8085 | 5060.5661
10799 | 5047 | 5051.3188 | 4925.956 | 5028.7296 | 5060.5596 | [8 empty] | 5054.1501 | 5047 | 5051.3188 | 4925.956 | 5028.7296 | 5060.5596
10800 | 5047 | 5051.0535 | 4925.8402 | 5028.713 | 5060.5087 | [8 empty] | 5054.1343 | 5047 | 5051.0535 | 4925.8402 | 5028.713 | 5060.5087
10801 | 5047 | 5050.8324 | 4925.7539 | 5028.7095 | 5060.4545 | [8 empty] | 5054.0308 | 5047 | 5050.8324 | 4925.7539 | 5028.7095 | 5060.4545
10802 | 5047 | 5050.8213 | 4925.7526 | 5028.545 | 5060.4177 | [8 empty] | 5053.5782 | 5047 | 5050.8213 | 4925.7526 | 5028.545 | 5060.4177
10803 | 5047 | 5050.539 | 4925.5856 | 5028.2297 | 5060.4089 | [8 empty] | 5053.5315 | 5047 | 5050.539 | 4925.5856 | 5028.2297 | 5060.4089
10804 | 5047 | 5050.4277 | 4925.5425 | 5028.199 | 5060.2637 | [8 empty] | 5052.9581 | 5047 | 5050.4277 | 4925.5425 | 5028.199 | 5060.2637
10805 | 5047 | 5050.3586 | 4925.2192 | 5028.1696 | 5060.2547 | [8 empty] | 5052.5676 | 5047 | 5050.3586 | 4925.2192 | 5028.1696 | 5060.2547
10806 | 5047 | 5050.1406 | 4925.0578 | 5027.9076 | 5059.5301 | [8 empty] | 5052.5476 | 5047 | 5050.1406 | 4925.0578 | 5027.9076 | 5059.5301
10807 | 5046 | 5050.0812 | 4924.964 | 5027.8343 | 5059.5204 | [8 empty] | 5052.4294 | 5046 | 5050.0812 | 4924.964 | 5027.8343 | 5059.5204
10808 | 5046 | 5050.0804 | 4924.7284 | 5027.6409 | 5059.2364 | [8 empty] | 5052.3957 | 5046 | 5050.0804 | 4924.7284 | 5027.6409 | 5059.2364
10809 | 5046 | 5050.0467 | 4924.7062 | 5027.5961 | 5059.2205 | [8 empty] | 5052.3284 | 5046 | 5050.0467 | 4924.7062 | 5027.5961 | 5059.2205
10810 | 5046 | 5049.7033 | 4924.3466 | 5027.5664 | 5059.2132 | [8 empty] | 5052.2766 | 5046 | 5049.7033 | 4924.3466 | 5027.5664 | 5059.2132
10811 | 5046 | 5049.5266 | 4924.334 | 5027.4825 | 5059.0782 | [8 empty] | 5052.1192 | 5046 | 5049.5266 | 4924.334 | 5027.4825 | 5059.0782
10812 | 5045 | 5049.5176 | 4924.2249 | 5027.2756 | 5058.7982 | [8 empty] | 5052.0219 | 5045 | 5049.5176 | 4924.2249 | 5027.2756 | 5058.7982
10813 | 5045 | 5049.4206 | 4923.6646 | 5027.2365 | 5058.6281 | [8 empty] | 5051.9511 | 5045 | 5049.4206 | 4923.6646 | 5027.2365 | 5058.6281
10814 | 5045 | 5049.4184 | 4923.5524 | 5027.1445 | 5058.0764 | [8 empty] | 5051.845 | 5045 | 5049.4184 | 4923.5524 | 5027.1445 | 5058.0764
10815 | 5045 | 5049.2403 | 4923.3965 | 5027.0909 | 5058.0578 | [8 empty] | 5051.7656 | 5045 | 5049.2403 | 4923.3965 | 5027.0909 | 5058.0578
10816 | 5045 | 5049.1713 | 4923.3781 | 5026.8117 | 5058.0474 | [8 empty] | 5051.7005 | 5045 | 5049.1713 | 4923.3781 | 5026.8117 | 5058.0474
10817 | 5045 | 5049.1315 | 4923.3754 | 5026.7995 | 5057.9596 | [8 empty] | 5051.7002 | 5045 | 5049.1315 | 4923.3754 | 5026.7995 | 5057.9596
10818 | 5045 | 5049.0862 | 4923.3285 | 5026.7934 | 5057.9115 | [8 empty] | 5051.662 | 5045 | 5049.0862 | 4923.3285 | 5026.7934 | 5057.9115
10819 | 5045 | 5048.7432 | 4923.0078 | 5026.7426 | 5057.3438 | [8 empty] | 5051.3829 | 5045 | 5048.7432 | 4923.0078 | 5026.7426 | 5057.3438
10820 | 5044 | 5048.6683 | 4922.9482 | 5026.6206 | 5057.3423 | [8 empty] | 5051.0876 | 5044 | 5048.6683 | 4922.9482 | 5026.6206 | 5057.3423
10821 | 5044 | 5048.3881 | 4922.9394 | 5026.5961 | 5057.1974 | [8 empty] | 5051.0822 | 5044 | 5048.3881 | 4922.9394 | 5026.5961 | 5057.1974
10822 | 5044 | 5048.0972 | 4922.8815 | 5026.4899 | 5057.1726 | [8 empty] | 5050.9291 | 5044 | 5048.0972 | 4922.8815 | 5026.4899 | 5057.1726
10823 | 5044 | 5048.0299 | 4922.875 | 5026.4079 | 5056.8524 | [8 empty] | 5050.6835 | 5044 | 5048.0299 | 4922.875 | 5026.4079 | 5056.8524
10824 | 5043 | 5047.923 | 4922.8474 | 5025.9761 | 5056.7937 | [8 empty] | 5050.4113 | 5043 | 5047.923 | 4922.8474 | 5025.9761 | 5056.7937
10825 | 5043 | 5047.7052 | 4922.8472 | 5025.8722 | 5056.6346 | [8 empty] | 5050.3038 | 5043 | 5047.7052 | 4922.8472 | 5025.8722 | 5056.6346
10826 | 5043 | 5047.5115 | 4922.7488 | 5025.7053 | 5056.5577 | [8 empty] | 5050.2806 | 5043 | 5047.5115 | 4922.7488 | 5025.7053 | 5056.5577
10827 | 5043 | 5047.508 | 4922.6794 | 5025.5625 | 5056.5127 | [8 empty] | 5050.0957 | 5043 | 5047.508 | 4922.6794 | 5025.5625 | 5056.5127
10828 | 5043 | 5047.4886 | 4922.5157 | 5025.4838 | 5056.4759 | [8 empty] | 5050.015 | 5043 | 5047.4886 | 4922.5157 | 5025.4838 | 5056.4759
10829 | 5043 | 5047.4099 | 4922.2494 | 5025.3921 | 5056.3996 | [8 empty] | 5049.961 | 5043 | 5047.4099 | 4922.2494 | 5025.3921 | 5056.3996
10830 | 5043 | 5047.1132 | 4922.2448 | 5025.267 | 5056.3931 | [8 empty] | 5049.8798 | 5043 | 5047.1132 | 4922.2448 | 5025.267 | 5056.3931
10831 | 5043 | 5047.0605 | 4922.2038 | 5025.1588 | 5056.3419 | [8 empty] | 5049.6838 | 5043 | 5047.0605 | 4922.2038 | 5025.1588 | 5056.3419
10832 | 5043 | 5047.0227 | 4922.1149 | 5025.1041 | 5056.2554 | [8 empty] | 5049.6372 | 5043 | 5047.0227 | 4922.1149 | 5025.1041 | 5056.2554
10833 | 5043 | 5046.9452 | 4921.9141 | 5025.0922 | 5056.1705 | [8 empty] | 5049.581 | 5043 | 5046.9452 | 4921.9141 | 5025.0922 | 5056.1705
10834 | 5042 | 5046.4556 | 4921.3736 | 5024.9858 | 5056.046 | [8 empty] | 5049.4484 | 5042 | 5046.4556 | 4921.3736 | 5024.9858 | 5056.046
10835 | 5042 | 5046.3756 | 4921.3553 | 5024.9442 | 5055.9751 | [8 empty] | 5049.3691 | 5042 | 5046.3756 | 4921.3553 | 5024.9442 | 5055.9751
10836 | 5042 | 5046.3195 | 4921.3353 | 5024.9434 | 5055.8453 | [8 empty] | 5049.3458 | 5042 | 5046.3195 | 4921.3353 | 5024.9434 | 5055.8453
10837 | 5042 | 5046.2865 | 4920.9995 | 5024.8631 | 5055.7819 | [8 empty] | 5049.1288 | 5042 | 5046.2865 | 4920.9995 | 5024.8631 | 5055.7819
10838 | 5042 | 5046.2402 | 4920.9355 | 5024.7915 | 5055.7638 | [8 empty] | 5049.0147 | 5042 | 5046.2402 | 4920.9355 | 5024.7915 | 5055.7638
10839 | 5042 | 5046.2109 | 4920.8991 | 5024.6425 | 5055.5915 | [8 empty] | 5048.9527 | 5042 | 5046.2109 | 4920.8991 | 5024.6425 | 5055.5915
10840 | 5042 | 5046.0993 | 4920.8652 | 5024.4341 | 5055.4664 | [8 empty] | 5048.806 | 5042 | 5046.0993 | 4920.8652 | 5024.4341 | 5055.4664
10841 | 5041 | 5045.8771 | 4920.8339 | 5024.3731 | 5055.4521 | [8 empty] | 5048.7082 | 5041 | 5045.8771 | 4920.8339 | 5024.3731 | 5055.4521
10842 | 5041 | 5045.865 | 4920.8143 | 5024.3428 | 5055.2793 | [8 empty] | 5048.5328 | 5041 | 5045.865 | 4920.8143 | 5024.3428 | 5055.2793
10843 | 5041 | 5045.8591 | 4920.7676 | 5023.8372 | 5055.1493 | [8 empty] | 5048.4346 | 5041 | 5045.8591 | 4920.7676 | 5023.8372 | 5055.1493
10844 | 5040 | 5045.8337 | 4920.7225 | 5023.6485 | 5055.0491 | [8 empty] | 5048.3835 | 5040 | 5045.8337 | 4920.7225 | 5023.6485 | 5055.0491
10845 | 5040 | 5045.7891 | 4920.2584 | 5023.1708 | 5054.9806 | [8 empty] | 5048.2592 | 5040 | 5045.7891 | 4920.2584 | 5023.1708 | 5054.9806
10846 | 5040 | 5045.7659 | 4920.0124 | 5022.9592 | 5054.8929 | [8 empty] | 5048.1524 | 5040 | 5045.7659 | 4920.0124 | 5022.9592 | 5054.8929
10847 | 5040 | 5045.6535 | 4920.0017 | 5022.8921 | 5054.8629 | [8 empty] | 5048.1275 | 5040 | 5045.6535 | 4920.0017 | 5022.8921 | 5054.8629
10848 | 5040 | 5045.4338 | 4919.987 | 5022.891 | 5054.8036 | [8 empty] | 5048.0964 | 5040 | 5045.4338 | 4919.987 | 5022.891 | 5054.8036
10849 | 5040 | 5045.22 | 4919.891 | 5022.7857 | 5054.7741 | [8 empty] | 5048.0669 | 5040 | 5045.22 | 4919.891 | 5022.7857 | 5054.7741
10850 | 5040 | 5044.9262 | 4919.6676 | 5022.6071 | 5054.6409 | [8 empty] | 5047.6075 | 5040 | 5044.9262 | 4919.6676 | 5022.6071 | 5054.6409
10851 | 5040 | 5044.905 | 4919.4186 | 5022.4115 | 5054.2181 | [8 empty] | 5047.5364 | 5040 | 5044.905 | 4919.4186 | 5022.4115 | 5054.2181
10852 | 5039 | 5044.6596 | 4919.3623 | 5022.3345 | 5054.0907 | [8 empty] | 5047.5284 | 5039 | 5044.6596 | 4919.3623 | 5022.3345 | 5054.0907
10853 | 5039 | 5044.6233 | 4919.3611 | 5022.2493 | 5053.8291 | [8 empty] | 5047.5175 | 5039 | 5044.6233 | 4919.3611 | 5022.2493 | 5053.8291
10854 | 5039 | 5044.554 | 4919.24 | 5022.0522 | 5053.6424 | [8 empty] | 5047.2745 | 5039 | 5044.554 | 4919.24 | 5022.0522 | 5053.6424
10855 | 5039 | 5044.2896 | 4919.1764 | 5021.6639 | 5053.5051 | [8 empty] | 5047.1956 | 5039 | 5044.2896 | 4919.1764 | 5021.6639 | 5053.5051
10856 | 5039 | 5044.2518 | 4919.0872 | 5021.6318 | 5053.2778 | [8 empty] | 5047.1189 | 5039 | 5044.2518 | 4919.0872 | 5021.6318 | 5053.2778
10857 | 5039 | 5044.0757 | 4919.059 | 5021.5539 | 5053.1927 | [8 empty] | 5046.7773 | 5039 | 5044.0757 | 4919.059 | 5021.5539 | 5053.1927
10858 | 5039 | 5044.0267 | 4918.9402 | 5021.5192 | 5053.0757 | [8 empty] | 5046.7061 | 5039 | 5044.0267 | 4918.9402 | 5021.5192 | 5053.0757
10859 | 5038 | 5043.9366 | 4918.8311 | 5021.5138 | 5053.0007 | [8 empty] | 5046.6322 | 5038 | 5043.9366 | 4918.8311 | 5021.5138 | 5053.0007
10860 | 5038 | 5043.3983 | 4918.7004 | 5021.4721 | 5052.7785 | [8 empty] | 5046.594 | 5038 | 5043.3983 | 4918.7004 | 5021.4721 | 5052.7785
10861 | 5038 | 5043.3899 | 4918.6833 | 5021.3471 | 5052.613 | [8 empty] | 5046.4383 | 5038 | 5043.3899 | 4918.6833 | 5021.3471 | 5052.613
10862 | 5038 | 5043.3892 | 4918.678 | 5020.9757 | 5052.5173 | [8 empty] | 5046.1669 | 5038 | 5043.3892 | 4918.678 | 5020.9757 | 5052.5173
10863 | 5038 | 5043.3652 | 4918.6071 | 5020.9453 | 5052.285 | [8 empty] | 5045.8651 | 5038 | 5043.3652 | 4918.6071 | 5020.9453 | 5052.285
10864 | 5038 | 5043.2766 | 4918.5464 | 5020.8513 | 5052.2753 | [8 empty] | 5045.6092 | 5038 | 5043.2766 | 4918.5464 | 5020.8513 | 5052.2753
10865 | 5038 | 5043.1916 | 4918.5456 | 5020.4606 | 5052.2501 | [8 empty] | 5045.4988 | 5038 | 5043.1916 | 4918.5456 | 5020.4606 | 5052.2501
10866 | 5038 | 5043.1778 | 4918.5271 | 5019.965 | 5052.127 | [8 empty] | 5045.385 | 5038 | 5043.1778 | 4918.5271 | 5019.965 | 5052.127
10867 | 5038 | 5043.0936 | 4918.3004 | 5019.797 | 5051.8292 | [8 empty] | 5045.3392 | 5038 | 5043.0936 | 4918.3004 | 5019.797 | 5051.8292
10868 | 5037 | 5043.0705 | 4918.0615 | 5019.7518 | 5051.7665 | [8 empty] | 5045.1951 | 5037 | 5043.0705 | 4918.0615 | 5019.7518 | 5051.7665
10869 | 5037 | 5042.9952 | 4918.0322 | 5019.6356 | 5051.7263 | [8 empty] | 5044.7629 | 5037 | 5042.9952 | 4918.0322 | 5019.6356 | 5051.7263
10870 | 5037 | 5042.7696 | 4917.8929 | 5019.3543 | 5051.6316 | [8 empty] | 5044.729 | 5037 | 5042.7696 | 4917.8929 | 5019.3543 | 5051.6316
10871 | 5036 | 5042.7533 | 4917.7627 | 5019.3203 | 5051.6055 | [8 empty] | 5044.6349 | 5036 | 5042.7533 | 4917.7627 | 5019.3203 | 5051.6055
10872 | 5036 | 5042.6468 | 4917.5958 | 5019.2377 | 5051.4651 | [8 empty] | 5044.5684 | 5036 | 5042.6468 | 4917.5958 | 5019.2377 | 5051.4651
10873 | 5036 | 5042.6205 | 4917.5143 | 5019.2349 | 5051.2643 | [8 empty] | 5044.378 | 5036 | 5042.6205 | 4917.5143 | 5019.2349 | 5051.2643
10874 | 5036 | 5042.4734 | 4917.4448 | 5019.1644 | 5051.212 | [8 empty] | 5044.3515 | 5036 | 5042.4734 | 4917.4448 | 5019.1644 | 5051.212
10875 | 5036 | 5042.1272 | 4917.4123 | 5018.9805 | 5051.0107 | [8 empty] | 5044.3053 | 5036 | 5042.1272 | 4917.4123 | 5018.9805 | 5051.0107
10876 | 5036 | 5042.0915 | 4917.4049 | 5018.9298 | 5050.8194 | [8 empty] | 5043.8273 | 5036 | 5042.0915 | 4917.4049 | 5018.9298 | 5050.8194
10877 | 5035 | 5042.0325 | 4917.3882 | 5018.9281 | 5050.7796 | [8 empty] | 5043.6509 | 5035 | 5042.0325 | 4917.3882 | 5018.9281 | 5050.7796
10878 | 5035 | 5041.9801 | 4917.2613 | 5018.8738 | 5050.68 | [8 empty] | 5043.6121 | 5035 | 5041.9801 | 4917.2613 | 5018.8738 | 5050.68
10879 | 5035 | 5041.9459 | 4917.2519 | 5018.6737 | 5050.5871 | [8 empty] | 5043.5957 | 5035 | 5041.9459 | 4917.2519 | 5018.6737 | 5050.5871
10880 | 5035 | 5041.9153 | 4917.0246 | 5018.3361 | 5050.2102 | [8 empty] | 5043.4974 | 5035 | 5041.9153 | 4917.0246 | 5018.3361 | 5050.2102
10881 | 5035 | 5041.8872 | 4917.0004 | 5018.3254 | 5050.0443 | [8 empty] | 5043.4188 | 5035 | 5041.8872 | 4917.0004 | 5018.3254 | 5050.0443
10882 | 5035 | 5041.7776 | 4916.9047 | 5018.1412 | 5049.7756 | [8 empty] | 5043.4146 | 5035 | 5041.7776 | 4916.9047 | 5018.1412 | 5049.7756
10883 | 5035 | 5041.7696 | 4916.8861 | 5018.0576 | 5049.6138 | [8 empty] | 5043.3926 | 5035 | 5041.7696 | 4916.8861 | 5018.0576 | 5049.6138
10884 | 5034 | 5041.7131 | 4916.8529 | 5018.0297 | 5049.609 | [8 empty] | 5043.3859 | 5034 | 5041.7131 | 4916.8529 | 5018.0297 | 5049.609
10885 | 5034 | 5041.7083 | 4916.8367 | 5017.3164 | 5049.292 | [8 empty] | 5043.3412 | 5034 | 5041.7083 | 4916.8367 | 5017.3164 | 5049.292
10886 | 5034 | 5041.5992 | 4916.6149 | 5017.2786 | 5049.2299 | [8 empty] | 5042.9966 | 5034 | 5041.5992 | 4916.6149 | 5017.2786 | 5049.2299
10887 | 5034 | 5041.4782 | 4916.5953 | 5016.9804 | 5049.0469 | [8 empty] | 5042.9894 | 5034 | 5041.4782 | 4916.5953 | 5016.9804 | 5049.0469
10888 | 5034 | 5041.4706 | 4916.5012 | 5016.8446 | 5048.9152 | [8 empty] | 5042.797 | 5034 | 5041.4706 | 4916.5012 | 5016.8446 | 5048.9152
10889 | 5034 | 5041.4616 | 4916.4564 | 5016.7293 | 5048.8955 | [8 empty] | 5042.7624 | 5034 | 5041.4616 | 4916.4564 | 5016.7293 | 5048.8955
10890 | 5034 | 5041.4445 | 4916.4523 | 5016.6894 | 5048.6265 | [8 empty] | 5042.4504 | 5034 | 5041.4445 | 4916.4523 | 5016.6894 | 5048.6265
10891 | 5033 | 5041.0904 | 4916.4387 | 5016.6793 | 5048.4779 | [8 empty] | 5042.3134 | 5033 | 5041.0904 | 4916.4387 | 5016.6793 | 5048.4779
10892 | 5033 | 5040.9429 | 4916.4378 | 5016.5588 | 5048.2571 | [8 empty] | 5042.2986 | 5033 | 5040.9429 | 4916.4378 | 5016.5588 | 5048.2571
10893 | 5033 | 5040.7947 | 4916.3573 | 5016.4918 | 5047.8842 | [8 empty] | 5042.2298 | 5033 | 5040.7947 | 4916.3573 | 5016.4918 | 5047.8842
10894 | 5033 | 5040.5382 | 4916.2626 | 5016.4099 | 5047.749 | [8 empty] | 5042.207 | 5033 | 5040.5382 | 4916.2626 | 5016.4099 | 5047.749
10895 | 5033 | 5040.4889 | 4916.1422 | 5016.3187 | 5047.6529 | [8 empty] | 5042.166 | 5033 | 5040.4889 | 4916.1422 | 5016.3187 | 5047.6529
10896 | 5033 | 5040.4374 | 4915.9822 | 5016.3031 | 5047.6363 | [8 empty] | 5042.0661 | 5033 | 5040.4374 | 4915.9822 | 5016.3031 | 5047.6363
10897 | 5033 | 5040.3006 | 4915.8638 | 5016.2999 | 5047.5549 | [8 empty] | 5042.0284 | 5033 | 5040.3006 | 4915.8638 | 5016.2999 | 5047.5549
10898 | 5033 | 5040.2028 | 4915.7973 | 5016.1509 | 5047.4442 | [8 empty] | 5041.9758 | 5033 | 5040.2028 | 4915.7973 | 5016.1509 | 5047.4442
10899 | 5033 | 5040.1906 | 4915.6422 | 5016.1421 | 5047.4158 | [8 empty] | 5041.8741 | 5033 | 5040.1906 | 4915.6422 | 5016.1421 | 5047.4158
10900 | 5032 | 5040.0152 | 4915.4591 | 5015.9836 | 5047.3765 | [8 empty] | 5041.8229 | 5032 | 5040.0152 | 4915.4591 | 5015.9836 | 5047.3765
10901 | 5032 | 5039.7759 | 4915.3685 | 5015.96 | 5047.3303 | [8 empty] | 5041.6163 | 5032 | 5039.7759 | 4915.3685 | 5015.96 | 5047.3303
10902 | 5032 | 5039.4815 | 4915.2708 | 5015.8603 | 5047.2189 | [8 empty] | 5041.4849 | 5032 | 5039.4815 | 4915.2708 | 5015.8603 | 5047.2189
10903 | 5032 | 5039.2712 | 4915.1804 | 5015.6329 | 5047.0915 | [8 empty] | 5041.4035 | 5032 | 5039.2712 | 4915.1804 | 5015.6329 | 5047.0915
10904 | 5032 | 5039.0149 | 4914.9805 | 5015.2361 | 5047.0683 | [8 empty] | 5041.3901 | 5032 | 5039.0149 | 4914.9805 | 5015.2361 | 5047.0683
10905 | 5032 | 5039.0029 | 4914.863 | 5015.2289 | 5047.03 | [8 empty] | 5041.3889 | 5032 | 5039.0029 | 4914.863 | 5015.2289 | 5047.03
10906 | 5032 | 5038.9775 | 4914.7276 | 5015.2211 | 5046.9786 | [8 empty] | 5041.3771 | 5032 | 5038.9775 | 4914.7276 | 5015.2211 | 5046.9786
10907 | 5032 | 5038.9182 | 4914.707 | 5015.1904 | 5046.8822 | [8 empty] | 5041.3458 | 5032 | 5038.9182 | 4914.707 | 5015.1904 | 5046.8822
10908 | 5032 | 5038.781 | 4914.6289 | 5015.1274 | 5046.7771 | [8 empty] | 5041.2426 | 5032 | 5038.781 | 4914.6289 | 5015.1274 | 5046.7771
10909 | 5032 | 5038.7428 | 4914.52 | 5015.1126 | 5046.7385 | [8 empty] | 5041.2417 | 5032 | 5038.7428 | 4914.52 | 5015.1126 | 5046.7385
10910 | 5031 | 5038.5965 | 4914.4864 | 5015.1046 | 5046.4778 | [8 empty] | 5040.6771 | 5031 | 5038.5965 | 4914.4864 | 5015.1046 | 5046.4778
10911 | 5031 | 5038.5664 | 4914.1738 | 5014.8496 | 5046.4312 | [8 empty] | 5040.5034 | 5031 | 5038.5664 | 4914.1738 | 5014.8496 | 5046.4312
10912 | 5031 | 5038.5403 | 4913.6552 | 5014.768 | 5046.2915 | [8 empty] | 5040.4687 | 5031 | 5038.5403 | 4913.6552 | 5014.768 | 5046.2915
10913 | 5031 | 5038.3855 | 4913.5668 | 5014.7208 | 5045.8867 | [8 empty] | 5040.3169 | 5031 | 5038.3855 | 4913.5668 | 5014.7208 | 5045.8867
10914 | 5030 | 5038.383 | 4913.4897 | 5014.6857 | 5045.8688 | [8 empty] | 5040.2924 | 5030 | 5038.383 | 4913.4897 | 5014.6857 | 5045.8688
10915 | 5030 | 5038.2834 | 4913.3906 | 5014.6393 | 5045.442 | [8 empty] | 5039.8792 | 5030 | 5038.2834 | 4913.3906 | 5014.6393 | 5045.442
10916 | 5030 | 5038.2275 | 4913.2079 | 5014.6176 | 5045.3933 | [8 empty] | 5039.8293 | 5030 | 5038.2275 | 4913.2079 | 5014.6176 | 5045.3933
10917 | 5030 | 5038.1905 | 4912.9621 | 5014.6139 | 5045.2259 | [8 empty] | 5039.7726 | 5030 | 5038.1905 | 4912.9621 | 5014.6139 | 5045.2259
10918 | 5030 | 5038.1015 | 4912.6989 | 5014.2084 | 5045.2166 | [8 empty] | 5039.7687 | 5030 | 5038.1015 | 4912.6989 | 5014.2084 | 5045.2166
10919 | 5030 | 5037.9607 | 4912.6871 | 5014.043 | 5045.1606 | [8 empty] | 5039.6973 | 5030 | 5037.9607 | 4912.6871 | 5014.043 | 5045.1606
10920 | 5030 | 5037.7515 | 4912.5438 | 5014.0416 | 5044.9491 | [8 empty] | 5039.6968 | 5030 | 5037.7515 | 4912.5438 | 5014.0416 | 5044.9491
10921 | 5030 | 5037.6732 | 4912.3561 | 5013.7024 | 5044.868 | [8 empty] | 5039.6737 | 5030 | 5037.6732 | 4912.3561 | 5013.7024 | 5044.868
10922 | 5030 | 5037.6689 | 4912.1588 | 5013.6848 | 5044.6686 | [8 empty] | 5039.6734 | 5030 | 5037.6689 | 4912.1588 | 5013.6848 | 5044.6686
10923 | 5030 | 5037.6126 | 4912.1318 | 5013.5713 | 5044.6121 | [8 empty] | 5039.643 | 5030 | 5037.6126 | 4912.1318 | 5013.5713 | 5044.6121
10924 | 5030 | 5037.4201 | 4912.0742 | 5013.5314 | 5044.5571 | [8 empty] | 5039.6344 | 5030 | 5037.4201 | 4912.0742 | 5013.5314 | 5044.5571
10925 | 5029 | 5037.3218 | 4911.9223 | 5013.3365 | 5044.3478 | [8 empty] | 5039.4279 | 5029 | 5037.3218 | 4911.9223 | 5013.3365 | 5044.3478
10926 | 5029 | 5037.2533 | 4911.6942 | 5013.2695 | 5044.2815 | [8 empty] | 5039.327 | 5029 | 5037.2533 | 4911.6942 | 5013.2695 | 5044.2815
10927 | 5029 | 5037.1145 | 4911.6864 | 5013.1693 | 5044.2805 | [8 empty] | 5039.2609 | 5029 | 5037.1145 | 4911.6864 | 5013.1693 | 5044.2805
10928 | 5029 | 5037.0522 | 4911.681 | 5013.1216 | 5044.0982 | [8 empty] | 5039.2201 | 5029 | 5037.0522 | 4911.681 | 5013.1216 | 5044.0982
10929 | 5029 | 5037.0157 | 4911.6526 | 5012.9122 | 5043.8384 | [8 empty] | 5039.0012 | 5029 | 5037.0157 | 4911.6526 | 5012.9122 | 5043.8384
10930 | 5029 | 5036.9775 | 4911.6427 | 5012.1819 | 5043.7279 | [8 empty] | 5038.5512 | 5029 | 5036.9775 | 4911.6427 | 5012.1819 | 5043.7279
10931 | 5029 | 5036.8805 | 4911.3685 | 5012.0366 | 5043.5949 | [8 empty] | 5038.3811 | 5029 | 5036.8805 | 4911.3685 | 5012.0366 | 5043.5949
10932 | 5029 | 5036.8028 | 4911.344 | 5012.0135 | 5043.5857 | [8 empty] | 5038.2389 | 5029 | 5036.8028 | 4911.344 | 5012.0135 | 5043.5857
10933 | 5029 | 5036.7932 | 4911.2838 | 5011.6532 | 5043.5162 | [8 empty] | 5038.1304 | 5029 | 5036.7932 | 4911.2838 | 5011.6532 | 5043.5162
10934 | 5029 | 5036.6965 | 4911.1216 | 5011.4889 | 5043.4395 | [8 empty] | 5038.0749 | 5029 | 5036.6965 | 4911.1216 | 5011.4889 | 5043.4395
10935 | 5029 | 5036.3006 | 4911.0543 | 5011.4174 | 5043.4239 | [8 empty] | 5037.9904 | 5029 | 5036.3006 | 4911.0543 | 5011.4174 | 5043.4239
10936 | 5029 | 5036.2784 | 4910.9959 | 5011.0081 | 5043.2357 | [8 empty] | 5037.9513 | 5029 | 5036.2784 | 4910.9959 | 5011.0081 | 5043.2357
10937 | 5028 | 5036.1241 | 4910.9477 | 5010.9008 | 5043.0609 | [8 empty] | 5037.8695 | 5028 | 5036.1241 | 4910.9477 | 5010.9008 | 5043.0609
10938 | 5028 | 5035.9557 | 4910.8233 | 5010.7222 | 5043.0258 | [8 empty] | 5037.8678 | 5028 | 5035.9557 | 4910.8233 | 5010.7222 | 5043.0258
10939 | 5028 | 5035.872 | 4910.7233 | 5010.6661 | 5043.0168 | [8 empty] | 5037.6043 | 5028 | 5035.872 | 4910.7233 | 5010.6661 | 5043.0168
10940 | 5028 | 5035.8099 | 4910.6615 | 5010.6447 | 5042.5751 | [8 empty] | 5037.6041 | 5028 | 5035.8099 | 4910.6615 | 5010.6447 | 5042.5751
10941 | 5028 | 5035.7836 | 4910.5419 | 5010.6292 | 5042.4572 | [8 empty] | 5037.5027 | 5028 | 5035.7836 | 4910.5419 | 5010.6292 | 5042.4572
10942 | 5028 | 5035.7596 | 4910.5393 | 5010.4585 | 5042.3737 | [8 empty] | 5037.4797 | 5028 | 5035.7596 | 4910.5393 | 5010.4585 | 5042.3737
10943 | 5028 | 5035.7481 | 4910.5033 | 5010.1191 | 5042.305 | [8 empty] | 5037.4677 | 5028 | 5035.7481 | 4910.5033 | 5010.1191 | 5042.305
10944 | 5028 | 5035.7248 | 4910.487 | 5010.1175 | 5042.1718 | [8 empty] | 5037.4144 | 5028 | 5035.7248 | 4910.487 | 5010.1175 | 5042.1718
10945 | 5028 | 5035.5855 | 4910.0506 | 5010.1021 | 5042.066 | [8 empty] | 5037.3127 | 5028 | 5035.5855 | 4910.0506 | 5010.1021 | 5042.066
10946 | 5028 | 5035.5806 | 4909.8498 | 5010.053 | 5042.0563 | [8 empty] | 5037.2649 | 5028 | 5035.5806 | 4909.8498 | 5010.053 | 5042.0563
10947 | 5027 | 5035.525 | 4909.8317 | 5009.786 | 5042.0454 | [8 empty] | 5037.0094 | 5027 | 5035.525 | 4909.8317 | 5009.786 | 5042.0454
10948 | 5027 | 5035.515 | 4909.8284 | 5009.6814 | 5041.6853 | [8 empty] | 5036.771 | 5027 | 5035.515 | 4909.8284 | 5009.6814 | 5041.6853
10949 | 5027 | 5035.2727 | 4909.7956 | 5009.1573 | 5041.6679 | [8 empty] | 5036.7567 | 5027 | 5035.2727 | 4909.7956 | 5009.1573 | 5041.6679
10950 | 5027 | 5035.1638 | 4909.6247 | 5009.1439 | 5041.4538 | [8 empty] | 5036.5366 | 5027 | 5035.1638 | 4909.6247 | 5009.1439 | 5041.4538
10951 | 5027 | 5035.0905 | 4909.4469 | 5009.0954 | 5041.399 | [8 empty] | 5036.5356 | 5027 | 5035.0905 | 4909.4469 | 5009.0954 | 5041.399
10952 | 5027 | 5034.9955 | 4909.4429 | 5009.0272 | 5041.0286 | [8 empty] | 5036.4929 | 5027 | 5034.9955 | 4909.4429 | 5009.0272 | 5041.0286
10953 | 5027 | 5034.9413 | 4909.4074 | 5008.8397 | 5040.7156 | [8 empty] | 5036.3785 | 5027 | 5034.9413 | 4909.4074 | 5008.8397 | 5040.7156
10954 | 5027 | 5034.8474 | 4909.2681 | 5008.8125 | 5040.6784 | [8 empty] | 5036.1983 | 5027 | 5034.8474 | 4909.2681 | 5008.8125 | 5040.6784
10955 | 5027 | 5034.7835 | 4909.2499 | 5008.6102 | 5040.4859 | [8 empty] | 5036.1659 | 5027 | 5034.7835 | 4909.2499 | 5008.6102 | 5040.4859
10956 | 5027 | 5034.7459 | 4909.0563 | 5008.518 | 5040.4278 | [8 empty] | 5036.0757 | 5027 | 5034.7459 | 4909.0563 | 5008.518 | 5040.4278
10957 | 5027 | 5034.6814 | 4908.8199 | 5008.425 | 5040.2612 | [8 empty] | 5036.069 | 5027 | 5034.6814 | 4908.8199 | 5008.425 | 5040.2612
10958 | 5026 | 5034.6506 | 4908.7572 | 5008.3315 | 5040.238 | [8 empty] | 5036.0347 | 5026 | 5034.6506 | 4908.7572 | 5008.3315 | 5040.238
10959 | 5026 | 5034.5042 | 4908.6568 | 5008.2402 | 5040.1601 | [8 empty] | 5035.9816 | 5026 | 5034.5042 | 4908.6568 | 5008.2402 | 5040.1601
10960 | 5026 | 5034.4727 | 4908.6101 | 5008.1749 | 5040.1421 | [8 empty] | 5035.8873 | 5026 | 5034.4727 | 4908.6101 | 5008.1749 | 5040.1421
10961 | 5026 | 5034.3319 | 4908.5012 | 5008.1718 | 5040.0636 | [8 empty] | 5035.6387 | 5026 | 5034.3319 | 4908.5012 | 5008.1718 | 5040.0636
10962 | 5026 | 5034.3289 | 4908.4318 | 5008.1587 | 5040.0546 | [8 empty] | 5035.6148 | 5026 | 5034.3289 | 4908.4318 | 5008.1587 | 5040.0546
10963 | 5026 | 5034.2415 | 4908.4198 | 5008.0737 | 5040.0268 | [8 empty] | 5035.3844 | 5026 | 5034.2415 | 4908.4198 | 5008.0737 | 5040.0268
10964 | 5026 | 5034.2407 | 4908.3684 | 5007.9701 | 5039.9872 | [8 empty] | 5035.3593 | 5026 | 5034.2407 | 4908.3684 | 5007.9701 | 5039.9872
10965 | 5026 | 5034.1839 | 4908.182 | 5007.9672 | 5039.9658 | [8 empty] | 5035.1372 | 5026 | 5034.1839 | 4908.182 | 5007.9672 | 5039.9658
10966 | 5026 | 5034.1616 | 4908.1702 | 5007.6968 | 5039.9239 | [8 empty] | 5034.9889 | 5026 | 5034.1616 | 4908.1702 | 5007.6968 | 5039.9239
10967 | 5025 | 5033.9037 | 4908.0493 | 5007.4931 | 5039.8301 | [8 empty] | 5034.9473 | 5025 | 5033.9037 | 4908.0493 | 5007.4931 | 5039.8301
10968 | 5025 | 5033.8527 | 4907.9501 | 5007.353 | 5039.5555 | [8 empty] | 5034.8123 | 5025 | 5033.8527 | 4907.9501 | 5007.353 | 5039.5555
10969 | 5025 | 5033.8261 | 4907.9392 | 5007.2649 | 5039.5471 | [8 empty] | 5034.6279 | 5025 | 5033.8261 | 4907.9392 | 5007.2649 | 5039.5471
10970 | 5025 | 5033.6911 | 4907.82 | 5007.0015 | 5039.4601 | [8 empty] | 5034.592 | 5025 | 5033.6911 | 4907.82 | 5007.0015 | 5039.4601
10971 | 5025 | 5033.6748 | 4907.3171 | 5006.9568 | 5039.4126 | [8 empty] | 5034.5786 | 5025 | 5033.6748 | 4907.3171 | 5006.9568 | 5039.4126
10972 | 5024 | 5033.6229 | 4907.2957 | 5006.9275 | 5039.3772 | [8 empty] | 5034.1812 | 5024 | 5033.6229 | 4907.2957 | 5006.9275 | 5039.3772
10973 | 5024 | 5033.3163 | 4907.2718 | 5006.9149 | 5039.3421 | [8 empty] | 5034.161 | 5024 | 5033.3163 | 4907.2718 | 5006.9149 | 5039.3421
10974 | 5024 | 5033.0311 | 4907.1683 | 5006.6579 | 5039.2533 | [8 empty] | 5034.0683 | 5024 | 5033.0311 | 4907.1683 | 5006.6579 | 5039.2533
10975 | 5024 | 5032.9949 | 4907.0353 | 5006.5438 | 5039.1269 | [8 empty] | 5034.0606 | 5024 | 5032.9949 | 4907.0353 | 5006.5438 | 5039.1269
10976 | 5024 | 5032.9202 | 4906.959 | 5006.3341 | 5039.1037 | [8 empty] | 5033.8475 | 5024 | 5032.9202 | 4906.959 | 5006.3341 | 5039.1037
10977 | 5024 | 5032.8825 | 4906.7842 | 5006.2303 | 5038.8215 | [8 empty] | 5033.8225 | 5024 | 5032.8825 | 4906.7842 | 5006.2303 | 5038.8215
10978 | 5024 | 5032.65 | 4906.6983 | 5006.074 | 5038.7896 | [8 empty] | 5033.8151 | 5024 | 5032.65 | 4906.6983 | 5006.074 | 5038.7896
10979 | 5024 | 5032.4383 | 4906.6273 | 5006.0211 | 5038.6358 | [8 empty] | 5033.3437 | 5024 | 5032.4383 | 4906.6273 | 5006.0211 | 5038.6358
10980 | 5023 | 5032.1912 | 4906.6032 | 5005.8742 | 5038.5514 | [8 empty] | 5033.3156 | 5023 | 5032.1912 | 4906.6032 | 5005.8742 | 5038.5514
10981 | 5023 | 5032.1911 | 4906.5434 | 5005.7356 | 5038.4327 | [8 empty] | 5033.2181 | 5023 | 5032.1911 | 4906.5434 | 5005.7356 | 5038.4327
10982 | 5023 | 5032.0425 | 4906.4646 | 5005.6387 | 5038.1562 | [8 empty] | 5033.0934 | 5023 | 5032.0425 | 4906.4646 | 5005.6387 | 5038.1562
10983 | 5023 | 5032.0179 | 4906.3038 | 5005.264 | 5038.0409 | [8 empty] | 5032.9874 | 5023 | 5032.0179 | 4906.3038 | 5005.264 | 5038.0409
10984 | 5023 | 5031.9815 | 4906.2939 | 5005.1641 | 5037.8591 | [8 empty] | 5032.9627 | 5023 | 5031.9815 | 4906.2939 | 5005.1641 | 5037.8591
10985 | 5023 | 5031.9425 | 4906.2392 | 5004.9586 | 5037.7392 | [8 empty] | 5032.8992 | 5023 | 5031.9425 | 4906.2392 | 5004.9586 | 5037.7392
10986 | 5023 | 5031.9072 | 4906.205 | 5004.8871 | 5037.5251 | [8 empty] | 5032.8343 | 5023 | 5031.9072 | 4906.205 | 5004.8871 | 5037.5251
10987 | 5023 | 5031.8584 | 4906.1976 | 5004.7746 | 5037.3541 | [8 empty] | 5032.6687 | 5023 | 5031.8584 | 4906.1976 | 5004.7746 | 5037.3541
10988 | 5023 | 5031.5662 | 4905.9575 | 5004.7614 | 5037.2314 | [8 empty] | 5032.5505 | 5023 | 5031.5662 | 4905.9575 | 5004.7614 | 5037.2314
10989 | 5023 | 5031.3967 | 4905.9492 | 5004.5772 | 5037.1275 | [8 empty] | 5032.4487 | 5023 | 5031.3967 | 4905.9492 | 5004.5772 | 5037.1275
10990 | 5022 | 5031.1851 | 4905.7774 | 5004.5107 | 5036.9869 | [8 empty] | 5032.3551 | 5022 | 5031.1851 | 4905.7774 | 5004.5107 | 5036.9869
10991 | 5022 | 5030.9363 | 4905.6725 | 5004.4597 | 5036.9795 | [8 empty] | 5032.3149 | 5022 | 5030.9363 | 4905.6725 | 5004.4597 | 5036.9795
10992 | 5022 | 5030.8643 | 4905.6268 | 5004.2343 | 5036.8608 | [8 empty] | 5032.1525 | 5022 | 5030.8643 | 4905.6268 | 5004.2343 | 5036.8608
10993 | 5022 | 5030.8075 | 4905.5869 | 5004.185 | 5036.8594 | [8 empty] | 5032.0383 | 5022 | 5030.8075 | 4905.5869 | 5004.185 | 5036.8594
10994 | 5022 | 5030.6434 | 4905.342 | 5004.1363 | 5036.8167 | [8 empty] | 5031.9294 | 5022 | 5030.6434 | 4905.342 | 5004.1363 | 5036.8167
10995 | 5022 | 5030.6286 | 4905.3303 | 5004.1354 | 5036.7258 | [8 empty] | 5031.7589 | 5022 | 5030.6286 | 4905.3303 | 5004.1354 | 5036.7258
10996 | 5022 | 5030.5815 | 4905.2618 | 5004.0529 | 5036.7171 | [8 empty] | 5031.7205 | 5022 | 5030.5815 | 4905.2618 | 5004.0529 | 5036.7171
10997 | 5021 | 5030.4286 | 4905.1745 | 5003.9604 | 5036.6551 | [8 empty] | 5031.7094 | 5021 | 5030.4286 | 4905.1745 | 5003.9604 | 5036.6551
10998 | 5021 | 5030.1697 | 4905.1045 | 5003.7924 | 5036.5319 | [8 empty] | 5031.4887 | 5021 | 5030.1697 | 4905.1045 | 5003.7924 | 5036.5319
10999 | 5021 | 5030.1615 | 4904.855 | 5003.461 | 5036.4907 | [8 empty] | 5031.1784 | 5021 | 5030.1615 | 4904.855 | 5003.461 | 5036.4907
11000 | 5021 | 5030.1049 | 4904.728 | 5003.3126 | 5036.4818 | [8 empty] | 5031.0943 | 5021 | 5030.1049 | 4904.728 | 5003.3126 | 5036.4818
11001 | 5021 | 5029.8224 | 4904.706 | 5003.2031 | 5036.1686 | [8 empty] | 5031.0894 | 5021 | 5029.8224 | 4904.706 | 5003.2031 | 5036.1686
11002 | 5021 | 5029.6166 | 4904.1863 | 5002.6943 | 5036.1022 | [8 empty] | 5030.9541 | 5021 | 5029.6166 | 4904.1863 | 5002.6943 | 5036.1022
11003 | 5021 | 5029.4312 | 4904.0939 | 5002.5247 | 5036.0826 | [8 empty] | 5030.9414 | 5021 | 5029.4312 | 4904.0939 | 5002.5247 | 5036.0826
11004 | 5021 | 5029.2895 | 4904.0855 | 5002.4973 | 5035.357 | [8 empty] | 5030.8351 | 5021 | 5029.2895 | 4904.0855 | 5002.4973 | 5035.357
11005 | 5021 | 5029.2652 | 4904.0685 | 5002.2394 | 5035.3115 | [8 empty] | 5030.8042 | 5021 | 5029.2652 | 4904.0685 | 5002.2394 | 5035.3115
11006 | 5020 | 5029.0845 | 4904.0087 | 5002.1454 | 5035.0921 | [8 empty] | 5030.7133 | 5020 | 5029.0845 | 4904.0087 | 5002.1454 | 5035.0921
11007 | 5020 | 5029.0452 | 4903.9364 | 5002.1062 | 5035.0174 | [8 empty] | 5030.5578 | 5020 | 5029.0452 | 4903.9364 | 5002.1062 | 5035.0174
11008 | 5020 | 5028.8919 | 4903.9187 | 5002.0935 | 5034.4659 | [8 empty] | 5030.5434 | 5020 | 5028.8919 | 4903.9187 | 5002.0935 | 5034.4659
11009 | 5020 | 5028.8636 | 4903.747 | 5002.05 | 5034.3907 | [8 empty] | 5030.3463 | 5020 | 5028.8636 | 4903.747 | 5002.05 | 5034.3907
11010 | 5020 | 5028.851 | 4903.6995 | 5001.9142 | 5034.3745 | [8 empty] | 5030.0829 | 5020 | 5028.851 | 4903.6995 | 5001.9142 | 5034.3745
11011 | 5020 | 5028.7311 | 4903.6891 | 5001.845 | 5034.2424 | [8 empty] | 5029.8678 | 5020 | 5028.7311 | 4903.6891 | 5001.845 | 5034.2424
11012 | 5020 | 5028.5469 | 4903.36 | 5001.7625 | 5034.233 | [8 empty] | 5029.6825 | 5020 | 5028.5469 | 4903.36 | 5001.7625 | 5034.233
11013 | 5020 | 5028.4871 | 4903.3457 | 5001.5951 | 5033.872 | [8 empty] | 5029.5606 | 5020 | 5028.4871 | 4903.3457 | 5001.5951 | 5033.872
11014 | 5020 | 5028.4201 | 4903.1158 | 5001.5606 | 5033.7814 | [8 empty] | 5029.5028 | 5020 | 5028.4201 | 4903.1158 | 5001.5606 | 5033.7814
11015 | 5020 | 5028.4028 | 4903.0292 | 5001.2753 | 5033.7515 | [8 empty] | 5029.3243 | 5020 | 5028.4028 | 4903.0292 | 5001.2753 | 5033.7515
11016 | 5020 | 5028.3968 | 4902.9846 | 5001.2095 | 5033.5401 | [8 empty] | 5029.2895 | 5020 | 5028.3968 | 4902.9846 | 5001.2095 | 5033.5401
11017 | 5020 | 5028.2078 | 4902.8965 | 5001.1385 | 5033.4044 | [8 empty] | 5029.287 | 5020 | 5028.2078 | 4902.8965 | 5001.1385 | 5033.4044
11018 | 5020 | 5028.195 | 4902.8947 | 5000.944 | 5033.2509 | [8 empty] | 5029.2859 | 5020 | 5028.195 | 4902.8947 | 5000.944 | 5033.2509
11019 | 5020 | 5028.0569 | 4902.8239 | 5000.8124 | 5033.2418 | [8 empty] | 5029.236 | 5020 | 5028.0569 | 4902.8239 | 5000.8124 | 5033.2418
11020 | 5020 | 5027.9764 | 4902.7814 | 5000.7881 | 5033.2382 | [8 empty] | 5029.1192 | 5020 | 5027.9764 | 4902.7814 | 5000.7881 | 5033.2382
11021 | 5020 | 5027.9134 | 4902.7316 | 5000.6803 | 5033.2165 | [8 empty] | 5029.1119 | 5020 | 5027.9134 | 4902.7316 | 5000.6803 | 5033.2165
11022 | 5019 | 5027.83 | 4902.7183 | 5000.6782 | 5032.7755 | [8 empty] | 5028.9222 | 5019 | 5027.83 | 4902.7183 | 5000.6782 | 5032.7755
11023 | 5019 | 5027.8141 | 4902.5046 | 5000.6733 | 5032.5898 | [8 empty] | 5028.4641 | 5019 | 5027.8141 | 4902.5046 | 5000.6733 | 5032.5898
11024 | 5019 | 5027.7218 | 4902.3232 | 5000.481 | 5032.3459 | [8 empty] | 5028.3462 | 5019 | 5027.7218 | 4902.3232 | 5000.481 | 5032.3459
11025 | 5019 | 5027.7148 | 4902.3223 | 5000.4286 | 5032.3101 | [8 empty] | 5028.3452 | 5019 | 5027.7148 | 4902.3223 | 5000.4286 | 5032.3101
11026 | 5019 | 5027.6986 | 4902.297 | 4999.7818 | 5032.1273 | [8 empty] | 5028.2354 | 5019 | 5027.6986 | 4902.297 | 4999.7818 | 5032.1273
11027 | 5019 | 5027.6109 | 4902.2016 | 4999.7451 | 5031.9583 | [8 empty] | 5028.0031 | 5019 | 5027.6109 | 4902.2016 | 4999.7451 | 5031.9583
11028 | 5019 | 5027.4973 | 4902.0558 | 4999.0597 | 5031.824 | [8 empty] | 5027.9301 | 5019 | 5027.4973 | 4902.0558 | 4999.0597 | 5031.824
11029 | 5019 | 5027.4907 | 4901.955 | 4998.9353 | 5031.7288 | [8 empty] | 5027.8566 | 5019 | 5027.4907 | 4901.955 | 4998.9353 | 5031.7288
11030 | 5019 | 5027.1393 | 4901.9458 | 4998.8783 | 5031.7054 | [8 empty] | 5027.6191 | 5019 | 5027.1393 | 4901.9458 | 4998.8783 | 5031.7054
11031 | 5019 | 5027.0434 | 4901.6812 | 4998.8362 | 5031.6423 | [8 empty] | 5027.5302 | 5019 | 5027.0434 | 4901.6812 | 4998.8362 | 5031.6423
11032 | 5018 | 5026.9346 | 4901.4627 | 4998.7874 | 5031.6352 | [8 empty] | 5027.5187 | 5018 | 5026.9346 | 4901.4627 | 4998.7874 | 5031.6352
11033 | 5018 | 5026.7813 | 4901.4545 | 4998.3822 | 5031.6067 | [8 empty] | 5027.3095 | 5018 | 5026.7813 | 4901.4545 | 4998.3822 | 5031.6067
11034 | 5018 | 5026.678 | 4901.2791 | 4998.3535 | 5031.6024 | [8 empty] | 5027.3016 | 5018 | 5026.678 | 4901.2791 | 4998.3535 | 5031.6024
11035 | 5018 | 5026.6167 | 4901.2601 | 4998.2554 | 5031.4535 | [8 empty] | 5027.2334 | 5018 | 5026.6167 | 4901.2601 | 4998.2554 | 5031.4535
11036 | 5017 | 5026.3451 | 4901.2237 | 4998.2187 | 5031.4473 | [8 empty] | 5027.23 | 5017 | 5026.3451 | 4901.2237 | 4998.2187 | 5031.4473
11037 | 5017 | 5026.2083 | 4901.2178 | 4998.1004 | 5031.3192 | [8 empty] | 5027.2212 | 5017 | 5026.2083 | 4901.2178 | 4998.1004 | 5031.3192
11038 | 5017 | 5026.2024 | 4901.163 | 4997.963 | 5031.2665 | [8 empty] | 5027.2127 | 5017 | 5026.2024 | 4901.163 | 4997.963 | 5031.2665
11039 | 5017 | 5025.9509 | 4901.1041 | 4997.5269 | 5031.0435 | [8 empty] | 5026.9941 | 5017 | 5025.9509 | 4901.1041 | 4997.5269 | 5031.0435
11040 | 5017 | 5025.8881 | 4901.0762 | 4997.5085 | 5030.94 | [8 empty] | 5026.9875 | 5017 | 5025.8881 | 4901.0762 | 4997.5085 | 5030.94
11041 | 5017 | 5025.7496 | 4901.0761 | 4997.2093 | 5030.7661 | [8 empty] | 5026.9357 | 5017 | 5025.7496 | 4901.0761 | 4997.2093 | 5030.7661
11042 | 5017 | 5025.703 | 4901.0456 | 4997.1942 | 5030.5228 | [8 empty] | 5026.7825 | 5017 | 5025.703 | 4901.0456 | 4997.1942 | 5030.5228
11043 | 5017 | 5025.6318 | 4901.0277 | 4997.0764 | 5030.3442 | [8 empty] | 5026.7665 | 5017 | 5025.6318 | 4901.0277 | 4997.0764 | 5030.3442
11044 | 5017 | 5025.5504 | 4900.9356 | 4997.0302 | 5030.2564 | [8 empty] | 5026.7545 | 5017 | 5025.5504 | 4900.9356 | 4997.0302 | 5030.2564
11045 | 5017 | 5025.4555 | 4900.8875 | 4996.991 | 5030.0007 | [8 empty] | 5026.5004 | 5017 | 5025.4555 | 4900.8875 | 4996.991 | 5030.0007
11046 | 5017 | 5025.1509 | 4900.8153 | 4996.7648 | 5029.8555 | [8 empty] | 5026.3405 | 5017 | 5025.1509 | 4900.8153 | 4996.7648 | 5029.8555
11047 | 5017 | 5025.0795 | 4900.7974 | 4996.7632 | 5029.7087 | [8 empty] | 5026.243 | 5017 | 5025.0795 | 4900.7974 | 4996.7632 | 5029.7087
11048 | 5016 | 5024.9104 | 4900.7901 | 4996.7608 | 5029.599 | [8 empty] | 5026.161 | 5016 | 5024.9104 | 4900.7901 | 4996.7608 | 5029.599
11049 | 5016 | 5024.7907 | 4900.7397 | 4996.5201 | 5029.4866 | [8 empty] | 5025.9329 | 5016 | 5024.7907 | 4900.7397 | 4996.5201 | 5029.4866
11050 | 5016 | 5024.7856 | 4900.6592 | 4996.4994 | 5029.3949 | [8 empty] | 5025.8156 | 5016 | 5024.7856 | 4900.6592 | 4996.4994 | 5029.3949
11051 | 5016 | 5024.4815 | 4900.5632 | 4996.2678 | 5029.3773 | [8 empty] | 5025.7062 | 5016 | 5024.4815 | 4900.5632 | 4996.2678 | 5029.3773
11052 | 5016 | 5024.4469 | 4900.5223 | 4996.2084 | 5029.3278 | [8 empty] | 5025.6327 | 5016 | 5024.4469 | 4900.5223 | 4996.2084 | 5029.3278
11053 | 5016 | 5024.3974 | 4900.4981 | 4996.0731 | 5029.3259 | [8 empty] | 5025.2613 | 5016 | 5024.3974 | 4900.4981 | 4996.0731 | 5029.3259
11054 | 5016 | 5024.3941 | 4900.4553 | 4996.0001 | 5029.1634 | [8 empty] | 5025.2451 | 5016 | 5024.3941 | 4900.4553 | 4996.0001 | 5029.1634
11055 | 5016 | 5024.2663 | 4900.2773 | 4995.8089 | 5028.619 | [8 empty] | 5025.228 | 5016 | 5024.2663 | 4900.2773 | 4995.8089 | 5028.619
11056 | 5016 | 5024.1817 | 4900.2658 | 4995.6111 | 5028.5576 | [8 empty] | 5025.0511 | 5016 | 5024.1817 | 4900.2658 | 4995.6111 | 5028.5576
11057 | 5016 | 5024.0592 | 4900.1106 | 4995.368 | 5028.5346 | [8 empty] | 5024.9684 | 5016 | 5024.0592 | 4900.1106 | 4995.368 | 5028.5346
11058 | 5016 | 5023.9936 | 4900.0471 | 4995.3435 | 5028.3643 | [8 empty] | 5024.6291 | 5016 | 5023.9936 | 4900.0471 | 4995.3435 | 5028.3643
11059 | 5015 | 5023.9037 | 4899.9433 | 4995.264 | 5028.3451 | [8 empty] | 5024.4645 | 5015 | 5023.9037 | 4899.9433 | 4995.264 | 5028.3451
11060 | 5015 | 5023.3503 | 4899.8897 | 4995.0436 | 5028.1127 | [8 empty] | 5024.3584 | 5015 | 5023.3503 | 4899.8897 | 4995.0436 | 5028.1127
11061 | 5015 | 5023.1979 | 4899.8463 | 4994.9848 | 5028.0051 | [8 empty] | 5024.3047 | 5015 | 5023.1979 | 4899.8463 | 4994.9848 | 5028.0051
11062 | 5015 | 5023.1885 | 4899.7937 | 4994.7939 | 5027.9002 | [8 empty] | 5024.2669 | 5015 | 5023.1885 | 4899.7937 | 4994.7939 | 5027.9002
11063 | 5015 | 5023.1686 | 4899.7666 | 4994.7611 | 5027.8167 | [8 empty] | 5024.2126 | 5015 | 5023.1686 | 4899.7666 | 4994.7611 | 5027.8167
11064 | 5014 | 5023.1294 | 4899.7506 | 4994.6571 | 5027.6749 | [8 empty] | 5024.0192 | 5014 | 5023.1294 | 4899.7506 | 4994.6571 | 5027.6749
11065 | 5014 | 5023.1188 | 4899.7491 | 4994.6557 | 5027.5894 | [8 empty] | 5023.8275 | 5014 | 5023.1188 | 4899.7491 | 4994.6557 | 5027.5894
11066 | 5014 | 5023.1089 | 4899.7127 | 4994.6447 | 5027.4519 | [8 empty] | 5023.7992 | 5014 | 5023.1089 | 4899.7127 | 4994.6447 | 5027.4519
11067 | 5014 | 5022.9921 | 4899.5608 | 4994.3841 | 5027.0388 | [8 empty] | 5023.6781 | 5014 | 5022.9921 | 4899.5608 | 4994.3841 | 5027.0388
11068 | 5014 | 5022.8273 | 4899.5563 | 4994.2099 | 5026.9246 | [8 empty] | 5023.5754 | 5014 | 5022.8273 | 4899.5563 | 4994.2099 | 5026.9246
11069 | 5014 | 5022.7379 | 4899.4197 | 4994.0527 | 5026.6261 | [8 empty] | 5023.5027 | 5014 | 5022.7379 | 4899.4197 | 4994.0527 | 5026.6261
11070 | 5014 | 5022.5453 | 4899.2916 | 4994.0242 | 5026.2668 | [8 empty] | 5023.4073 | 5014 | 5022.5453 | 4899.2916 | 4994.0242 | 5026.2668
11071 | 5014 | 5022.4757 | 4899.1996 | 4993.9729 | 5026.1169 | [8 empty] | 5023.1674 | 5014 | 5022.4757 | 4899.1996 | 4993.9729 | 5026.1169
11072 | 5014 | 5022.2846 | 4899.1675 | 4993.797 | 5026.1108 | [8 empty] | 5023.1535 | 5014 | 5022.2846 | 4899.1675 | 4993.797 | 5026.1108
11073 | 5014 | 5022.1591 | 4898.9292 | 4993.6265 | 5026.0969 | [8 empty] | 5023.1268 | 5014 | 5022.1591 | 4898.9292 | 4993.6265 | 5026.0969
11074 | 5014 | 5022.1305 | 4898.8106 | 4993.5298 | 5026.0033 | [8 empty] | 5023.1116 | 5014 | 5022.1305 | 4898.8106 | 4993.5298 | 5026.0033
11075 | 5014 | 5022.0886 | 4898.8077 | 4993.4627 | 5025.9956 | [8 empty] | 5022.9084 | 5014 | 5022.0886 | 4898.8077 | 4993.4627 | 5025.9956
11076 | 5013 | 5021.8751 | 4898.7986 | 4993.4239 | 5025.8161 | [8 empty] | 5022.8959 | 5013 | 5021.8751 | 4898.7986 | 4993.4239 | 5025.8161
11077 | 5013 | 5021.8659 | 4898.7936 | 4993.4221 | 5025.8129 | [8 empty] | 5022.8395 | 5013 | 5021.8659 | 4898.7936 | 4993.4221 | 5025.8129
11078 | 5013 | 5021.845 | 4898.734 | 4993.386 | 5025.5252 | [8 empty] | 5022.8057 | 5013 | 5021.845 | 4898.734 | 4993.386 | 5025.5252
11079 | 5013 | 5021.8116 | 4898.5581 | 4992.8982 | 5024.9384 | [8 empty] | 5022.803 | 5013 | 5021.8116 | 4898.5581 | 4992.8982 | 5024.9384
11080 | 5013 | 5021.6395 | 4898.5576 | 4992.863 | 5024.9083 | [8 empty] | 5022.3502 | 5013 | 5021.6395 | 4898.5576 | 4992.863 | 5024.9083
11081 | 5013 | 5020.978 | 4898.3776 | 4992.7751 | 5024.7853 | [8 empty] | 5022.1711 | 5013 | 5020.978 | 4898.3776 | 4992.7751 | 5024.7853
11082 | 5013 | 5020.8969 | 4898.3239 | 4992.6469 | 5024.616 | [8 empty] | 5022.0262 | 5013 | 5020.8969 | 4898.3239 | 4992.6469 | 5024.616
11083 | 5013 | 5020.8859 | 4898.1699 | 4992.5576 | 5024.5441 | [8 empty] | 5021.7765 | 5013 | 5020.8859 | 4898.1699 | 4992.5576 | 5024.5441
11084 | 5013 | 5020.8668 | 4898.1583 | 4992.5419 | 5024.5405 | [8 empty] | 5021.6569 | 5013 | 5020.8668 | 4898.1583 | 4992.5419 | 5024.5405
11085 | 5012 | 5020.6674 | 4898.1211 | 4992.5306 | 5024.0582 | [8 empty] | 5021.3714 | 5012 | 5020.6674 | 4898.1211 | 4992.5306 | 5024.0582
11086 | 5012 | 5020.4052 | 4898.0772 | 4992.4242 | 5023.6739 | [8 empty] | 5021.2957 | 5012 | 5020.4052 | 4898.0772 | 4992.4242 | 5023.6739
11087 | 5012 | 5020.3646 | 4897.9706 | 4992.1605 | 5023.5294 | [8 empty] | 5020.8693 | 5012 | 5020.3646 | 4897.9706 | 4992.1605 | 5023.5294
11088 | 5012 | 5020.3406 | 4897.8989 | 4992.1358 | 5023.2368 | [8 empty] | 5020.8526 | 5012 | 5020.3406 | 4897.8989 | 4992.1358 | 5023.2368
11089 | 5012 | 5020.315 | 4897.586 | 4991.9949 | 5023.2184 | [8 empty] | 5020.8513 | 5012 | 5020.315 | 4897.586 | 4991.9949 | 5023.2184
11090 | 5012 | 5020.218 | 4897.3778 | 4991.6 | 5023.2164 | [8 empty] | 5020.7467 | 5012 | 5020.218 | 4897.3778 | 4991.6 | 5023.2164
11091 | 5012 | 5020.1406 | 4897.3268 | 4991.5363 | 5023.2147 | [8 empty] | 5020.7171 | 5012 | 5020.1406 | 4897.3268 | 4991.5363 | 5023.2147
11092 | 5011 | 5019.7164 | 4897.2099 | 4991.3673 | 5023.1062 | [8 empty] | 5020.5401 | 5011 | 5019.7164 | 4897.2099 | 4991.3673 | 5023.1062
11093 | 5011 | 5019.6795 | 4897.1384 | 4991.2542 | 5023.0357 | [8 empty] | 5020.34 | 5011 | 5019.6795 | 4897.1384 | 4991.2542 | 5023.0357
11094 | 5011 | 5019.641 | 4897.1087 | 4991.2119 | 5022.8902 | [8 empty] | 5020.3106 | 5011 | 5019.641 | 4897.1087 | 4991.2119 | 5022.8902
11095 | 5010 | 5019.6127 | 4897.0722 | 4991.0416 | 5022.7926 | [8 empty] | 5020.2054 | 5010 | 5019.6127 | 4897.0722 | 4991.0416 | 5022.7926
11096 | 5010 | 5019.4694 | 4896.9704 | 4990.9586 | 5022.7214 | [8 empty] | 5020.2003 | 5010 | 5019.4694 | 4896.9704 | 4990.9586 | 5022.7214
11097 | 5010 | 5019.4124 | 4896.7577 | 4990.6874 | 5022.4943 | [8 empty] | 5020.1988 | 5010 | 5019.4124 | 4896.7577 | 4990.6874 | 5022.4943
11098 | 5010 | 5019.3822 | 4896.6925 | 4990.3501 | 5022.4774 | [8 empty] | 5020.1372 | 5010 | 5019.3822 | 4896.6925 | 4990.3501 | 5022.4774
11099 | 5010 | 5019.3642 | 4896.679 | 4990.1101 | 5022.4017 | [8 empty] | 5020.1186 | 5010 | 5019.3642 | 4896.679 | 4990.1101 | 5022.4017
11100 | 5010 | 5019.2594 | 4896.5893 | 4989.9812 | 5022.2633 | [8 empty] | 5019.9959 | 5010 | 5019.2594 | 4896.5893 | 4989.9812 | 5022.2633
11101 | 5010 | 5019.0246 | 4896.4659 | 4989.8898 | 5022.2364 | [8 empty] | 5019.9668 | 5010 | 5019.0246 | 4896.4659 | 4989.8898 | 5022.2364
11102 | 5010 | 5019.0052 | 4896.4122 | 4989.859 | 5022.1902 | [8 empty] | 5019.8957 | 5010 | 5019.0052 | 4896.4122 | 4989.859 | 5022.1902
11103 | 5010 | 5018.9833 | 4896.0875 | 4989.832 | 5021.8698 | [8 empty] | 5019.8245 | 5010 | 5018.9833 | 4896.0875 | 4989.832 | 5021.8698
11104 | 5010 | 5018.9593 | 4895.9003 | 4989.8228 | 5021.8652 | [8 empty] | 5019.6856 | 5010 | 5018.9593 | 4895.9003 | 4989.8228 | 5021.8652
11105 | 5010 | 5018.9323 | 4895.8859 | 4989.6442 | 5021.8276 | [8 empty] | 5019.623 | 5010 | 5018.9323 | 4895.8859 | 4989.6442 | 5021.8276
11106 | 5010 | 5018.7259 | 4895.8475 | 4989.4346 | 5021.6333 | [8 empty] | 5019.3447 | 5010 | 5018.7259 | 4895.8475 | 4989.4346 | 5021.6333
11107 | 5010 | 5018.1748 | 4895.7602 | 4989.3115 | 5021.5655 | [8 empty] | 5019.211 | 5010 | 5018.1748 | 4895.7602 | 4989.3115 | 5021.5655
11108 | 5009 | 5018.0103 | 4895.7122 | 4988.9629 | 5021.3435 | [8 empty] | 5019.1529 | 5009 | 5018.0103 | 4895.7122 | 4988.9629 | 5021.3435
11109 | 5009 | 5017.8481 | 4895.5745 | 4988.7679 | 5020.9852 | [8 empty] | 5019.1487 | 5009 | 5017.8481 | 4895.5745 | 4988.7679 | 5020.9852
11110 | 5009 | 5017.823 | 4895.5472 | 4988.706 | 5020.8743 | [8 empty] | 5018.9809 | 5009 | 5017.823 | 4895.5472 | 4988.706 | 5020.8743
11111 | 5009 | 5017.6907 | 4895.4986 | 4988.6487 | 5020.8538 | [8 empty] | 5018.7223 | 5009 | 5017.6907 | 4895.4986 | 4988.6487 | 5020.8538
11112 | 5009 | 5017.6768 | 4895.4836 | 4988.5907 | 5020.7523 | [8 empty] | 5018.6481 | 5009 | 5017.6768 | 4895.4836 | 4988.5907 | 5020.7523
11113 | 5009 | 5017.6429 | 4895.3629 | 4988.1976 | 5020.4606 | [8 empty] | 5018.2823 | 5009 | 5017.6429 | 4895.3629 | 4988.1976 | 5020.4606
11114 | 5009 | 5017.5391 | 4895.2428 | 4988.1475 | 5020.4131 | [8 empty] | 5018.0777 | 5009 | 5017.5391 | 4895.2428 | 4988.1475 | 5020.4131
11115 | 5009 | 5017.51 | 4895.0394 | 4987.8116 | 5020.3605 | [8 empty] | 5017.9423 | 5009 | 5017.51 | 4895.0394 | 4987.8116 | 5020.3605
11116 | 5008 | 5017.5017 | 4895.0032 | 4987.5027 | 5020.3507 | [8 empty] | 5017.9197 | 5008 | 5017.5017 | 4895.0032 | 4987.5027 | 5020.3507
11117 | 5008 | 5017.3634 | 4894.9068 | 4987.1786 | 5020.2578 | [8 empty] | 5017.9173 | 5008 | 5017.3634 | 4894.9068 | 4987.1786 | 5020.2578
11118 | 5008 | 5017.2521 | 4894.8552 | 4987.0626 | 5020.1806 | [8 empty] | 5017.6551 | 5008 | 5017.2521 | 4894.8552 | 4987.0626 | 5020.1806
11119 | 5008 | 5017.0566 | 4894.7715 | 4986.9749 | 5020.1229 | [8 empty] | 5017.6362 | 5008 | 5017.0566 | 4894.7715 | 4986.9749 | 5020.1229
11120 | 5008 | 5016.9631 | 4894.7604 | 4986.9582 | 5020.1195 | [8 empty] | 5017.4647 | 5008 | 5016.9631 | 4894.7604 | 4986.9582 | 5020.1195
11121 | 5007 | 5016.8677 | 4894.6178 | 4986.8862 | 5020.0989 | [8 empty] | 5017.0948 | 5007 | 5016.8677 | 4894.6178 | 4986.8862 | 5020.0989
11122 | 5007 | 5016.8514 | 4894.6108 | 4986.7953 | 5019.9354 | [8 empty] | 5017.0466 | 5007 | 5016.8514 | 4894.6108 | 4986.7953 | 5019.9354
11123 | 5007 | 5016.7518 | 4894.5382 | 4986.6288 | 5019.9042 | [8 empty] | 5017.0452 | 5007 | 5016.7518 | 4894.5382 | 4986.6288 | 5019.9042
11124 | 5007 | 5016.6348 | 4894.4968 | 4986.4972 | 5019.894 | [8 empty] | 5016.8432 | 5007 | 5016.6348 | 4894.4968 | 4986.4972 | 5019.894
11125 | 5007 | 5016.5749 | 4894.435 | 4986.4793 | 5019.7255 | [8 empty] | 5016.8184 | 5007 | 5016.5749 | 4894.435 | 4986.4793 | 5019.7255
11126 | 5007 | 5016.4003 | 4894.3983 | 4986.1553 | 5019.5338 | [8 empty] | 5016.6554 | 5007 | 5016.4003 | 4894.3983 | 4986.1553 | 5019.5338
11127 | 5007 | 5016.3593 | 4894.3417 | 4986.1456 | 5019.4764 | [8 empty] | 5016.5636 | 5007 | 5016.3593 | 4894.3417 | 4986.1456 | 5019.4764
11128 | 5006 | 5016.319 | 4894.2154 | 4986.0234 | 5019.4556 | [8 empty] | 5016.5338 | 5006 | 5016.319 | 4894.2154 | 4986.0234 | 5019.4556
11129 | 5006 | 5016.1253 | 4894.0759 | 4985.9965 | 5019.3 | [8 empty] | 5016.4946 | 5006 | 5016.1253 | 4894.0759 | 4985.9965 | 5019.3
11130 | 5006 | 5016.0788 | 4894.0397 | 4985.8567 | 5019.0031 | [8 empty] | 5016.4783 | 5006 | 5016.0788 | 4894.0397 | 4985.8567 | 5019.0031
11131 | 5006 | 5015.8701 | 4893.4499 | 4985.8089 | 5018.7801 | [8 empty] | 5016.2618 | 5006 | 5015.8701 | 4893.4499 | 4985.8089 | 5018.7801
11132 | 5006 | 5015.7955 | 4893.3203 | 4985.7603 | 5018.5477 | [8 empty] | 5016.2583 | 5006 | 5015.7955 | 4893.3203 | 4985.7603 | 5018.5477
11133 | 5006 | 5015.7755 | 4893.3008 | 4985.5778 | 5018.5337 | [8 empty] | 5016.1398 | 5006 | 5015.7755 | 4893.3008 | 4985.5778 | 5018.5337
11134 | 5006 | 5015.5063 | 4893.2342 | 4985.5428 | 5018.5 | [8 empty] | 5016.1133 | 5006 | 5015.5063 | 4893.2342 | 4985.5428 | 5018.5
11135 | 5006 | 5015.2089 | 4893.2342 | 4985.514 | 5018.4037 | [8 empty] | 5016.0981 | 5006 | 5015.2089 | 4893.2342 | 4985.514 | 5018.4037
11136 | 5006 | 5015.1596 | 4893.1881 | 4985.3545 | 5018.3948 | [8 empty] | 5016.0184 | 5006 | 5015.1596 | 4893.1881 | 4985.3545 | 5018.3948
11137 | 5006 | 5015.097 | 4893.1765 | 4985.2426 | 5018.3694 | [8 empty] | 5015.9245 | 5006 | 5015.097 | 4893.1765 | 4985.2426 | 5018.3694
11138 | 5006 | 5015.0626 | 4893.1202 | 4985.042 | 5018.2405 | [8 empty] | 5015.9137 | 5006 | 5015.0626 | 4893.1202 | 4985.042 | 5018.2405
11139 | 5006 | 5014.9442 | 4893.0921 | 4984.897 | 5018.1327 | [8 empty] | 5015.7682 | 5006 | 5014.9442 | 4893.0921 | 4984.897 | 5018.1327
11140 | 5005 | 5014.9243 | 4893.0875 | 4984.8786 | 5017.9883 | [8 empty] | 5015.7678 | 5005 | 5014.9243 | 4893.0875 | 4984.8786 | 5017.9883
11141 | 5005 | 5014.7564 | 4893.065 | 4984.8104 | 5017.9029 | [8 empty] | 5015.6179 | 5005 | 5014.7564 | 4893.065 | 4984.8104 | 5017.9029
11142 | 5005 | 5014.7158 | 4893.018 | 4984.778 | 5017.8479 | [8 empty] | 5015.5696 | 5005 | 5014.7158 | 4893.018 | 4984.778 | 5017.8479
11143 | 5005 | 5014.5886 | 4892.9203 | 4984.7354 | 5017.5258 | [8 empty] | 5015.5404 | 5005 | 5014.5886 | 4892.9203 | 4984.7354 | 5017.5258
11144 | 5005 | 5014.2626 | 4892.894 | 4984.6127 | 5017.5141 | [8 empty] | 5015.4704 | 5005 | 5014.2626 | 4892.894 | 4984.6127 | 5017.5141
11145 | 5005 | 5014.0892 | 4892.4225 | 4984.3102 | 5017.3695 | [8 empty] | 5015.3995 | 5005 | 5014.0892 | 4892.4225 | 4984.3102 | 5017.3695
11146 | 5005 | 5014.0266 | 4892.416 | 4984.2902 | 5017.2421 | [8 empty] | 5015.3531 | 5005 | 5014.0266 | 4892.416 | 4984.2902 | 5017.2421
11147 | 5005 | 5013.804 | 4892.183 | 4984.2164 | 5016.8564 | [8 empty] | 5015.2639 | 5005 | 5013.804 | 4892.183 | 4984.2164 | 5016.8564
11148 | 5005 | 5013.7329 | 4892.0708 | 4984.2044 | 5016.7863 | [8 empty] | 5015.071 | 5005 | 5013.7329 | 4892.0708 | 4984.2044 | 5016.7863
11149 | 5005 | 5013.6647 | 4891.9882 | 4984.1077 | 5016.7852 | [8 empty] | 5014.9347 | 5005 | 5013.6647 | 4891.9882 | 4984.1077 | 5016.7852
11150 | 5005 | 5013.6182 | 4891.974 | 4984.0588 | 5016.7155 | [8 empty] | 5014.8997 | 5005 | 5013.6182 | 4891.974 | 4984.0588 | 5016.7155
11151 | 5005 | 5013.3733 | 4891.959 | 4983.9397 | 5016.602 | [8 empty] | 5014.8544 | 5005 | 5013.3733 | 4891.959 | 4983.9397 | 5016.602
11152 | 5005 | 5013.3447 | 4891.9212 | 4983.8644 | 5016.5234 | [8 empty] | 5014.7808 | 5005 | 5013.3447 | 4891.9212 | 4983.8644 | 5016.5234
11153 | 5005 | 5013.0094 | 4891.9171 | 4983.7996 | 5016.4664 | [8 empty] | 5014.7381 | 5005 | 5013.0094 | 4891.9171 | 4983.7996 | 5016.4664
11154 | 5005 | 5012.9547 | 4891.8775 | 4983.5095 | 5016.4097 | [8 empty] | 5014.7174 | 5005 | 5012.9547 | 4891.8775 | 4983.5095 | 5016.4097
11155 | 5004 | 5012.9016 | 4891.8584 | 4983.4581 | 5016.3365 | [8 empty] | 5014.6067 | 5004 | 5012.9016 | 4891.8584 | 4983.4581 | 5016.3365
11156 | 5004 | 5012.8347 | 4891.8063 | 4983.2978 | 5016.1984 | [8 empty] | 5014.6011 | 5004 | 5012.8347 | 4891.8063 | 4983.2978 | 5016.1984
11157 | 5004 | 5012.7787 | 4891.7674 | 4983.1399 | 5016.1868 | [8 empty] | 5014.5639 | 5004 | 5012.7787 | 4891.7674 | 4983.1399 | 5016.1868
11158 | 5004 | 5012.7563 | 4891.7652 | 4983.0823 | 5015.8331 | [8 empty] | 5014.3828 | 5004 | 5012.7563 | 4891.7652 | 4983.0823 | 5015.8331
11159 | 5004 | 5012.7544 | 4891.6454 | 4982.9587 | 5015.7506 | [8 empty] | 5014.3558 | 5004 | 5012.7544 | 4891.6454 | 4982.9587 | 5015.7506
11160 | 5004 | 5012.2037 | 4891.446 | 4982.8759 | 5015.7092 | [8 empty] | 5014.1718 | 5004 | 5012.2037 | 4891.446 | 4982.8759 | 5015.7092
11161 | 5004 | 5012.0999 | 4891.1622 | 4982.6664 | 5015.6318 | [8 empty] | 5013.9637 | 5004 | 5012.0999 | 4891.1622 | 4982.6664 | 5015.6318
11162 | 5004 | 5012.0482 | 4891.1419 | 4982.3953 | 5015.2192 | [8 empty] | 5013.9414 | 5004 | 5012.0482 | 4891.1419 | 4982.3953 | 5015.2192
11163 | 5004 | 5012.025 | 4890.9673 | 4982.3162 | 5015.1137 | [8 empty] | 5013.781 | 5004 | 5012.025 | 4890.9673 | 4982.3162 | 5015.1137
11164 | 5004 | 5011.9682 | 4890.8133 | 4982.2837 | 5015.1088 | [8 empty] | 5013.7299 | 5004 | 5011.9682 | 4890.8133 | 4982.2837 | 5015.1088
11165 | 5004 | 5011.9642 | 4890.6964 | 4982.1628 | 5015.1064 | [8 empty] | 5013.6592 | 5004 | 5011.9642 | 4890.6964 | 4982.1628 | 5015.1064
11166 | 5004 | 5011.8057 | 4890.5548 | 4982.052 | 5014.9542 | [8 empty] | 5013.6467 | 5004 | 5011.8057 | 4890.5548 | 4982.052 | 5014.9542
11167 | 5003 | 5011.7949 | 4890.2737 | 4981.7221 | 5014.6309 | [8 empty] | 5013.4258 | 5003 | 5011.7949 | 4890.2737 | 4981.7221 | 5014.6309
11168 | 5003 | 5011.4389 | 4890.2465 | 4981.6897 | 5014.6282 | [8 empty] | 5013.1989 | 5003 | 5011.4389 | 4890.2465 | 4981.6897 | 5014.6282
11169 | 5003 | 5011.3839 | 4890.1976 | 4981.6639 | 5014.5473 | [8 empty] | 5013.1957 | 5003 | 5011.3839 | 4890.1976 | 4981.6639 | 5014.5473
11170 | 5003 | 5011.3222 | 4890.0773 | 4981.6176 | 5014.4037 | [8 empty] | 5013.1341 | 5003 | 5011.3222 | 4890.0773 | 4981.6176 | 5014.4037
11171 | 5003 | 5011.1796 | 4889.9818 | 4981.2455 | 5014.0496 | [8 empty] | 5012.8815 | 5003 | 5011.1796 | 4889.9818 | 4981.2455 | 5014.0496
11172 | 5003 | 5010.9608 | 4889.8873 | 4981.1548 | 5014.0414 | [8 empty] | 5012.8592 | 5003 | 5010.9608 | 4889.8873 | 4981.1548 | 5014.0414
11173 | 5002 | 5010.8558 | 4889.7755 | 4981.0795 | 5013.8872 | [8 empty] | 5012.7086 | 5002 | 5010.8558 | 4889.7755 | 4981.0795 | 5013.8872
11174 | 5002 | 5010.8337 | 4889.737 | 4980.9656 | 5013.6179 | [8 empty] | 5012.4548 | 5002 | 5010.8337 | 4889.737 | 4980.9656 | 5013.6179
11175 | 5002 | 5010.652 | 4889.6919 | 4980.7932 | 5013.5277 | [8 empty] | 5012.2768 | 5002 | 5010.652 | 4889.6919 | 4980.7932 | 5013.5277
11176 | 5002 | 5010.5268 | 4889.6668 | 4980.76 | 5013.385 | [8 empty] | 5012.2634 | 5002 | 5010.5268 | 4889.6668 | 4980.76 | 5013.385
11177 | 5002 | 5010.3997 | 4889.6228 | 4980.6767 | 5013.163 | [8 empty] | 5012.253 | 5002 | 5010.3997 | 4889.6228 | 4980.6767 | 5013.163
11178 | 5002 | 5010.2748 | 4889.4906 | 4980.608 | 5012.9521 | [8 empty] | 5012.1087 | 5002 | 5010.2748 | 4889.4906 | 4980.608 | 5012.9521
11179 | 5002 | 5010.1525 | 4889.4271 | 4980.3476 | 5012.7962 | [8 empty] | 5012.1033 | 5002 | 5010.1525 | 4889.4271 | 4980.3476 | 5012.7962
11180 | 5002 | 5010.0115 | 4889.3898 | 4980.1358 | 5011.9418 | [8 empty] | 5012.0252 | 5002 | 5010.0115 | 4889.3898 | 4980.1358 | 5011.9418
11181 | 5002 | 5009.9366 | 4889.3661 | 4980.1196 | 5011.7762 | [8 empty] | 5011.9961 | 5002 | 5009.9366 | 4889.3661 | 4980.1196 | 5011.7762
11182 | 5002 | 5009.8867 | 4889.2665 | 4979.8891 | 5011.6819 | [8 empty] | 5011.8825 | 5002 | 5009.8867 | 4889.2665 | 4979.8891 | 5011.6819
11183 | 5002 | 5009.6369 | 4889.0423 | 4979.7144 | 5011.3853 | [8 empty] | 5011.486 | 5002 | 5009.6369 | 4889.0423 | 4979.7144 | 5011.3853
11184 | 5001 | 5009.5018 | 4889.0349 | 4979.6052 | 5011.3651 | [8 empty] | 5011.3433 | 5001 | 5009.5018 | 4889.0349 | 4979.6052 | 5011.3651
11185 | 5001 | 5009.2792 | 4888.9855 | 4979.4271 | 5011.354 | [8 empty] | 5011.334 | 5001 | 5009.2792 | 4888.9855 | 4979.4271 | 5011.354
11186 | 5001 | 5009.2221 | 4888.8923 | 4979.2246 | 5011.1222 | [8 empty] | 5011.2562 | 5001 | 5009.2221 | 4888.8923 | 4979.2246 | 5011.1222
11187 | 5001 | 5008.9193 | 4888.7577 | 4978.9387 | 5011.0845 | [8 empty] | 5010.9599 | 5001 | 5008.9193 | 4888.7577 | 4978.9387 | 5011.0845
11188 | 5001 | 5008.7499 | 4888.7264 | 4978.9383 | 5011.0388 | [8 empty] | 5010.86 | 5001 | 5008.7499 | 4888.7264 | 4978.9383 | 5011.0388
11189 | 5001 | 5008.7387 | 4888.5726 | 4978.8006 | 5010.895 | [8 empty] | 5010.3955 | 5001 | 5008.7387 | 4888.5726 | 4978.8006 | 5010.895
11190 | 5001 | 5008.6844 | 4888.5333 | 4978.4229 | 5010.7008 | [8 empty] | 5010.2066 | 5001 | 5008.6844 | 4888.5333 | 4978.4229 | 5010.7008
11191 | 5001 | 5008.5931 | 4888.5167 | 4978.4051 | 5010.6777 | [8 empty] | 5010.1316 | 5001 | 5008.5931 | 4888.5167 | 4978.4051 | 5010.6777
11192 | 5001 | 5008.5617 | 4888.476 | 4978.35 | 5010.6303 | [8 empty] | 5009.9952 | 5001 | 5008.5617 | 4888.476 | 4978.35 | 5010.6303
11193 | 5000 | 5008.551 | 4888.1617 | 4978.2732 | 5010.2235 | [8 empty] | 5009.9712 | 5000 | 5008.551 | 4888.1617 | 4978.2732 | 5010.2235
11194 | 5000 | 5008.4574 | 4888.0289 | 4978.2279 | 5009.6573 | [8 empty] | 5009.6963 | 5000 | 5008.4574 | 4888.0289 | 4978.2279 | 5009.6573
11195 | 5000 | 5008.2407 | 4887.9958 | 4978.2048 | 5009.4116 | [8 empty] | 5009.6705 | 5000 | 5008.2407 | 4887.9958 | 4978.2048 | 5009.4116
11196 | 5000 | 5008.0542 | 4887.9504 | 4978.0747 | 5009.1585 | [8 empty] | 5009.4574 | 5000 | 5008.0542 | 4887.9504 | 4978.0747 | 5009.1585
11197 | 5000 | 5007.8413 | 4887.8301 | 4977.8818 | 5009.0864 | [8 empty] | 5009.2141 | 5000 | 5007.8413 | 4887.8301 | 4977.8818 | 5009.0864
11198 | 5000 | 5007.8383 | 4887.7059 | 4977.8404 | 5009.0328 | [8 empty] | 5008.9384 | 5000 | 5007.8383 | 4887.7059 | 4977.8404 | 5009.0328
11199 | 5000 | 5007.7826 | 4887.6668 | 4977.8301 | 5008.9611 | [8 empty] | 5008.8598 | 5000 | 5007.7826 | 4887.6668 | 4977.8301 | 5008.9611
11200 | 5000 | 5007.7633 | 4887.5116 | 4977.7715 | 5008.8526 | [8 empty] | 5008.7977 | 5000 | 5007.7633 | 4887.5116 | 4977.7715 | 5008.8526
11201 | 4999 | 5007.6419 | 4887.1968 | 4977.4527 | 5008.5206 | [8 empty] | 5008.7188 | 4999 | 5007.6419 | 4887.1968 | 4977.4527 | 5008.5206
11202 | 4999 | 5007.6289 | 4887.1639 | 4977.4396 | 5007.8343 | [8 empty] | 5008.6052 | 4999 | 5007.6289 | 4887.1639 | 4977.4396 | 5007.8343
11203 | 4999 | 5007.2197 | 4887.1313 | 4977.2694 | 5007.817 | [8 empty] | 5008.0593 | 4999 | 5007.2197 | 4887.1313 | 4977.2694 | 5007.817
11204 | 4999 | 5007.0737 | 4887.1273 | 4977.2385 | 5007.6897 | [8 empty] | 5007.7593 | 4999 | 5007.0737 | 4887.1273 | 4977.2385 | 5007.6897
11205 | 4999 | 5006.6171 | 4887.069 | 4977.1419 | 5007.6279 | [8 empty] | 5007.4032 | 4999 | 5006.6171 | 4887.069 | 4977.1419 | 5007.6279
11206 | 4999 | 5006.612 | 4886.9632 | 4977.0123 | 5007.4404 | [8 empty] | 5007.3288 | 4999 | 5006.612 | 4886.9632 | 4977.0123 | 5007.4404
11207 | 4999 | 5006.5499 | 4886.7187 | 4976.9659 | 5007.3546 | [8 empty] | 5007.1372 | 4999 | 5006.5499 | 4886.7187 | 4976.9659 | 5007.3546
11208 | 4999 | 5006.3872 | 4886.7148 | 4976.8751 | 5007.2756 | [8 empty] | 5007.1341 | 4999 | 5006.3872 | 4886.7148 | 4976.8751 | 5007.2756
11209 | 4999 | 5006.2594 | 4886.6703 | 4976.7589 | 5006.8242 | [8 empty] | 5007.0852 | 4999 | 5006.2594 | 4886.6703 | 4976.7589 | 5006.8242
11210 | 4998 | 5006.1482 | 4886.5788 | 4976.3757 | 5006.7745 | [8 empty] | 5007.0509 | 4998 | 5006.1482 | 4886.5788 | 4976.3757 | 5006.7745
11211 | 4998 | 5006.1263 | 4886.5662 | 4976.3167 | 5006.7193 | [8 empty] | 5007.0119 | 4998 | 5006.1263 | 4886.5662 | 4976.3167 | 5006.7193
11212 | 4998 | 5005.9379 | 4886.414 | 4976.2162 | 5006.6788 | [8 empty] | 5006.9017 | 4998 | 5005.9379 | 4886.414 | 4976.2162 | 5006.6788
11213 | 4998 | 5005.8568 | 4886.3214 | 4976.073 | 5006.4013 | [8 empty] | 5006.8877 | 4998 | 5005.8568 | 4886.3214 | 4976.073 | 5006.4013
11214 | 4998 | 5005.8205 | 4886.1851 | 4976.0063 | 5006.2513 | [8 empty] | 5006.8363 | 4998 | 5005.8205 | 4886.1851 | 4976.0063 | 5006.2513
11215 | 4998 | 5005.7495 | 4885.9055 | 4975.8546 | 5006.1075 | [8 empty] | 5006.8076 | 4998 | 5005.7495 | 4885.9055 | 4975.8546 | 5006.1075
11216 | 4998 | 5005.7358 | 4885.8663 | 4975.4414 | 5006.0779 | [8 empty] | 5006.7751 | 4998 | 5005.7358 | 4885.8663 | 4975.4414 | 5006.0779
11217 | 4998 | 5005.5794 | 4885.8252 | 4975.3229 | 5005.687 | [8 empty] | 5006.7167 | 4998 | 5005.5794 | 4885.8252 | 4975.3229 | 5005.687
11218 | 4997 | 5005.5433 | 4885.8174 | 4975.1892 | 5005.6572 | [8 empty] | 5006.7056 | 4997 | 5005.5433 | 4885.8174 | 4975.1892 | 5005.6572
11219 | 4997 | 5005.5256 | 4885.808 | 4974.9259 | 5005.5934 | [8 empty] | 5006.6996 | 4997 | 5005.5256 | 4885.808 | 4974.9259 | 5005.5934
11220 | 4997 | 5005.4088 | 4885.7993 | 4974.812 | 5005.5152 | [8 empty] | 5006.6932 | 4997 | 5005.4088 | 4885.7993 | 4974.812 | 5005.5152
11221 | 4997 | 5005.2094 | 4885.6972 | 4974.7661 | 5005.426 | [8 empty] | 5006.6335 | 4997 | 5005.2094 | 4885.6972 | 4974.7661 | 5005.426
11222 | 4997 | 5005.1723 | 4885.6467 | 4974.757 | 5005.3579 | [8 empty] | 5006.6198 | 4997 | 5005.1723 | 4885.6467 | 4974.757 | 5005.3579
11223 | 4997 | 5004.6088 | 4885.6278 | 4974.6049 | 5005.3344 | [8 empty] | 5006.3965 | 4997 | 5004.6088 | 4885.6278 | 4974.6049 | 5005.3344
11224 | 4997 | 5004.5367 | 4885.5835 | 4974.5313 | 5005.2249 | [8 empty] | 5006.3739 | 4997 | 5004.5367 | 4885.5835 | 4974.5313 | 5005.2249
11225 | 4997 | 5004.266 | 4885.4483 | 4974.3433 | 5005.1472 | [8 empty] | 5006.3116 | 4997 | 5004.266 | 4885.4483 | 4974.3433 | 5005.1472
11226 | 4997 | 5004.261 | 4885.2013 | 4974.1193 | 5005.0412 | [8 empty] | 5006.2713 | 4997 | 5004.261 | 4885.2013 | 4974.1193 | 5005.0412
11227 | 4996 | 5003.992 | 4885.1373 | 4973.9852 | 5004.9412 | [8 empty] | 5006.1995 | 4996 | 5003.992 | 4885.1373 | 4973.9852 | 5004.9412
11228 | 4996 | 5003.8754 | 4885.1315 | 4973.9701 | 5004.8932 | [8 empty] | 5005.9014 | 4996 | 5003.8754 | 4885.1315 | 4973.9701 | 5004.8932
11229 | 4996 | 5003.8522 | 4885.0618 | 4973.875 | 5004.8513 | [8 empty] | 5005.6105 | 4996 | 5003.8522 | 4885.0618 | 4973.875 | 5004.8513
11230 | 4996 | 5003.5283 | 4884.9583 | 4973.7822 | 5004.812 | [8 empty] | 5005.546 | 4996 | 5003.5283 | 4884.9583 | 4973.7822 | 5004.812
11231 | 4996 | 5003.4911 | 4884.9479 | 4973.6646 | 5004.7076 | [8 empty] | 5005.2955 | 4996 | 5003.4911 | 4884.9479 | 4973.6646 | 5004.7076
11232 | 4996 | 5003.365 | 4884.9181 | 4973.5329 | 5004.3826 | [8 empty] | 5005.0432 | 4996 | 5003.365 | 4884.9181 | 4973.5329 | 5004.3826
11233 | 4996 | 5003.355 | 4884.422 | 4973.5068 | 5004.0995 | [8 empty] | 5004.7179 | 4996 | 5003.355 | 4884.422 | 4973.5068 | 5004.0995
11234 | 4995 | 5003.2578 | 4884.3869 | 4973.3815 | 5003.8731 | [8 empty] | 5004.5318 | 4995 | 5003.2578 | 4884.3869 | 4973.3815 | 5003.8731
11235 | 4995 | 5003.2295 | 4884.3069 | 4973.3382 | 5003.8624 | [8 empty] | 5004.4097 | 4995 | 5003.2295 | 4884.3069 | 4973.3382 | 5003.8624
11236 | 4995 | 5002.9112 | 4884.2983 | 4973.0867 | 5003.7276 | [8 empty] | 5004.1353 | 4995 | 5002.9112 | 4884.2983 | 4973.0867 | 5003.7276
11237 | 4995 | 5002.7552 | 4884.1495 | 4972.5954 | 5003.6873 | [8 empty] | 5003.9285 | 4995 | 5002.7552 | 4884.1495 | 4972.5954 | 5003.6873
11238 | 4995 | 5002.729 | 4884.0452 | 4972.4816 | 5003.5332 | [8 empty] | 5003.8806 | 4995 | 5002.729 | 4884.0452 | 4972.4816 | 5003.5332
11239 | 4995 | 5002.7192 | 4883.5582 | 4972.3405 | 5003.4699 | [8 empty] | 5003.8379 | 4995 | 5002.7192 | 4883.5582 | 4972.3405 | 5003.4699
11240 | 4994 | 5002.5666 | 4883.5154 | 4972.3303 | 5003.308 | [8 empty] | 5003.7041 | 4994 | 5002.5666 | 4883.5154 | 4972.3303 | 5003.308
11241 | 4994 | 5002.5529 | 4883.4385 | 4971.9939 | 5003.2264 | [8 empty] | 5003.5689 | 4994 | 5002.5529 | 4883.4385 | 4971.9939 | 5003.2264
11242 | 4994 | 5002.2333 | 4883.4375 | 4971.687 | 5002.8188 | [8 empty] | 5003.2351 | 4994 | 5002.2333 | 4883.4375 | 4971.687 | 5002.8188
11243 | 4994 | 5002.0976 | 4883.3076 | 4971.6674 | 5002.7824 | [8 empty] | 5003.1105 | 4994 | 5002.0976 | 4883.3076 | 4971.6674 | 5002.7824
11244 | 4994 | 5001.861 | 4883.2026 | 4971.6347 | 5002.7133 | [8 empty] | 5003.0954 | 4994 | 5001.861 | 4883.2026 | 4971.6347 | 5002.7133
11245 | 4994 | 5001.7315 | 4883.1381 | 4971.4063 | 5002.6198 | [8 empty] | 5003.0843 | 4994 | 5001.7315 | 4883.1381 | 4971.4063 | 5002.6198
11246 | 4994 | 5001.3058 | 4883.1193 | 4971.4029 | 5002.2387 | [8 empty] | 5003.0158 | 4994 | 5001.3058 | 4883.1193 | 4971.4029 | 5002.2387
11247 | 4993 | 5001.181 | 4882.9376 | 4971.1317 | 5002.0273 | [8 empty] | 5003.0016 | 4993 | 5001.181 | 4882.9376 | 4971.1317 | 5002.0273
11248 | 4993 | 5001.1592 | 4882.6414 | 4971.0997 | 5001.8304 | [8 empty] | 5002.9373 | 4993 | 5001.1592 | 4882.6414 | 4971.0997 | 5001.8304
11249 | 4993 | 5000.9282 | 4882.3635 | 4970.9929 | 5001.6331 | [8 empty] | 5002.5801 | 4993 | 5000.9282 | 4882.3635 | 4970.9929 | 5001.6331
11250 | 4992 | 5000.7868 | 4882.2723 | 4970.8802 | 5001.5417 | [8 empty] | 5002.5351 | 4992 | 5000.7868 | 4882.2723 | 4970.8802 | 5001.5417
11251 | 4992 | 5000.7243 | 4882.2649 | 4970.6663 | 5001.5349 | [8 empty] | 5002.3771 | 4992 | 5000.7243 | 4882.2649 | 4970.6663 | 5001.5349
11252 | 4992 | 5000.5461 | 4882.1981 | 4970.5423 | 5001.3062 | [8 empty] | 5002.3661 | 4992 | 5000.5461 | 4882.1981 | 4970.5423 | 5001.3062
11253 | 4992 | 5000.4078 | 4882.1448 | 4970.4903 | 5001.2329 | [8 empty] | 5002.1907 | 4992 | 5000.4078 | 4882.1448 | 4970.4903 | 5001.2329
11254 | 4992 | 5000.326 | 4882.0916 | 4970.3891 | 5001.0437 | [8 empty] | 5002.0362 | 4992 | 5000.326 | 4882.0916 | 4970.3891 | 5001.0437
11255 | 4992 | 5000.1954 | 4882.0533 | 4970.3141 | 5000.9716 | [8 empty] | 5001.7566 | 4992 | 5000.1954 | 4882.0533 | 4970.3141 | 5000.9716
11256 | 4992 | 4999.9976 | 4881.9152 | 4970.0363 | 5000.9122 | [8 empty] | 5001.3736 | 4992 | 4999.9976 | 4881.9152 | 4970.0363 | 5000.9122
11257 | 4992 | 4999.9707 | 4881.8481 | 4969.9855 | 5000.8188 | [8 empty] | 5001.129 | 4992 | 4999.9707 | 4881.8481 | 4969.9855 | 5000.8188
11258 | 4992 | 4999.9658 | 4881.847 | 4969.8515 | 5000.7908 | [8 empty] | 5001.1026 | 4992 | 4999.9658 | 4881.847 | 4969.8515 | 5000.7908
11259 | 4992 | 4999.9485 | 4881.558 | 4969.4957 | 5000.4317 | [8 empty] | 5000.9647 | 4992 | 4999.9485 | 4881.558 | 4969.4957 | 5000.4317
11260 | 4992 | 4999.8751 | 4881.1297 | 4969.2814 | 5000.3666 | [8 empty] | 5000.9517 | 4992 | 4999.8751 | 4881.1297 | 4969.2814 | 5000.3666
11261 | 4991 | 4999.7548 | 4881.1191 | 4969.2302 | 5000.2987 | [8 empty] | 5000.8803 | 4991 | 4999.7548 | 4881.1191 | 4969.2302 | 5000.2987
11262 | 4991 | 4999.7347 | 4881.0013 | 4969.23 | 5000.1779 | [8 empty] | 5000.7941 | 4991 | 4999.7347 | 4881.0013 | 4969.23 | 5000.1779
11263 | 4991 | 4999.6911 | 4880.4496 | 4969.1428 | 5000.145 | [8 empty] | 5000.7157 | 4991 | 4999.6911 | 4880.4496 | 4969.1428 | 5000.145
11264 | 4991 | 4999.6612 | 4880.3527 | 4968.9098 | 4999.9903 | [8 empty] | 5000.2468 | 4991 | 4999.6612 | 4880.3527 | 4968.9098 | 4999.9903
11265 | 4991 | 4999.5803 | 4880.2937 | 4968.8861 | 4999.9688 | [8 empty] | 5000.2261 | 4991 | 4999.5803 | 4880.2937 | 4968.8861 | 4999.9688
11266 | 4990 | 4999.4001 | 4880.073 | 4968.6133 | 4999.9274 | [8 empty] | 5000.0028 | 4990 | 4999.4001 | 4880.073 | 4968.6133 | 4999.9274
11267 | 4990 | 4999.3685 | 4880.0316 | 4968.3108 | 4999.8959 | [8 empty] | 4999.9407 | 4990 | 4999.3685 | 4880.0316 | 4968.3108 | 4999.8959
11268 | 4990 | 4999.2956 | 4879.8567 | 4967.971 | 4999.7872 | [8 empty] | 4999.8738 | 4990 | 4999.2956 | 4879.8567 | 4967.971 | 4999.7872
11269 | 4990 | 4999.1419 | 4879.7619 | 4967.9243 | 4999.698 | [8 empty] | 4999.8491 | 4990 | 4999.1419 | 4879.7619 | 4967.9243 | 4999.698
11270 | 4990 | 4998.9011 | 4879.7156 | 4967.3514 | 4999.6823 | [8 empty] | 4999.7757 | 4990 | 4998.9011 | 4879.7156 | 4967.3514 | 4999.6823
11271 | 4990 | 4998.8511 | 4879.5721 | 4967.3253 | 4999.6653 | [8 empty] | 4999.7681 | 4990 | 4998.8511 | 4879.5721 | 4967.3253 | 4999.6653
11272 | 4990 | 4998.8273 | 4879.5584 | 4967.2553 | 4999.6121 | [8 empty] | 4999.7124 | 4990 | 4998.8273 | 4879.5584 | 4967.2553 | 4999.6121
11273 | 4990 | 4998.5475 | 4879.4504 | 4967.2552 | 4999.4409 | [8 empty] | 4999.6372 | 4990 | 4998.5475 | 4879.4504 | 4967.2552 | 4999.4409
11274 | 4990 | 4998.427 | 4879.3826 | 4967.1867 | 4999.3606 | [8 empty] | 4999.5953 | 4990 | 4998.427 | 4879.3826 | 4967.1867 | 4999.3606
11275 | 4990 | 4998.38 | 4879.3667 | 4967.1117 | 4999.1986 | [8 empty] | 4999.5205 | 4990 | 4998.38 | 4879.3667 | 4967.1117 | 4999.1986
11276 | 4990 | 4998.1928 | 4879.3282 | 4966.8618 | 4999.1786 | [8 empty] | 4999.4052 | 4990 | 4998.1928 | 4879.3282 | 4966.8618 | 4999.1786
11277 | 4990 | 4998.1299 | 4879.1664 | 4966.6085 | 4998.7477 | [8 empty] | 4999.2362 | 4990 | 4998.1299 | 4879.1664 | 4966.6085 | 4998.7477
11278 | 4989 | 4998.1002 | 4879.1106 | 4966.4592 | 4998.608 | [8 empty] | 4999.0468 | 4989 | 4998.1002 | 4879.1106 | 4966.4592 | 4998.608
11279 | 4989 | 4998.0829 | 4879.0804 | 4966.2716 | 4998.495 | [8 empty] | 4999.0158 | 4989 | 4998.0829 | 4879.0804 | 4966.2716 | 4998.495
11280 | 4989 | 4997.8574 | 4879.0672 | 4966.2436 | 4998.3183 | [8 empty] | 4999.0087 | 4989 | 4997.8574 | 4879.0672 | 4966.2436 | 4998.3183
11281 | 4989 | 4997.6499 | 4879.0068 | 4966.1451 | 4998.2091 | [8 empty] | 4998.92 | 4989 | 4997.6499 | 4879.0068 | 4966.1451 | 4998.2091
11282 | 4989 | 4997.2082 | 4878.3788 | 4966.0319 | 4998.1496 | [8 empty] | 4998.9111 | 4989 | 4997.2082 | 4878.3788 | 4966.0319 | 4998.1496
11283 | 4989 | 4997.1856 | 4877.6089 | 4965.9413 | 4998.1038 | [8 empty] | 4998.5678 | 4989 | 4997.1856 | 4877.6089 | 4965.9413 | 4998.1038
11284 | 4989 | 4997.0592 | 4877.5974 | 4965.5225 | 4997.9888 | [8 empty] | 4998.4024 | 4989 | 4997.0592 | 4877.5974 | 4965.5225 | 4997.9888
11285 | 4989 | 4996.7567 | 4877.5737 | 4965.433 | 4997.9255 | [8 empty] | 4998.3138 | 4989 | 4996.7567 | 4877.5737 | 4965.433 | 4997.9255
11286 | 4988 | 4996.744 | 4877.3435 | 4965.3674 | 4997.9242 | [8 empty] | 4998.2884 | 4988 | 4996.744 | 4877.3435 | 4965.3674 | 4997.9242
11287 | 4988 | 4996.5988 | 4877.2621 | 4965.1661 | 4997.9179 | [8 empty] | 4998.1847 | 4988 | 4996.5988 | 4877.2621 | 4965.1661 | 4997.9179
11288 | 4988 | 4996.5835 | 4877.2307 | 4965.0205 | 4997.8996 | [8 empty] | 4998.1049 | 4988 | 4996.5835 | 4877.2307 | 4965.0205 | 4997.8996
11289 | 4988 | 4996.5765 | 4877.2149 | 4964.8909 | 4997.2468 | [8 empty] | 4997.7449 | 4988 | 4996.5765 | 4877.2149 | 4964.8909 | 4997.2468
11290 | 4988 | 4996.572 | 4877.1612 | 4964.1185 | 4997.1483 | [8 empty] | 4997.7243 | 4988 | 4996.572 | 4877.1612 | 4964.1185 | 4997.1483
11291 | 4988 | 4996.5303 | 4876.9788 | 4964.0213 | 4997.1008 | [8 empty] | 4997.5891 | 4988 | 4996.5303 | 4876.9788 | 4964.0213 | 4997.1008
11292 | 4988 | 4996.4416 | 4876.6396 | 4964.0082 | 4996.9885 | [8 empty] | 4997.5818 | 4988 | 4996.4416 | 4876.6396 | 4964.0082 | 4996.9885
11293 | 4988 | 4996.3176 | 4876.5711 | 4963.9072 | 4996.6781 | [8 empty] | 4997.5628 | 4988 | 4996.3176 | 4876.5711 | 4963.9072 | 4996.6781
11294 | 4987 | 4996.1655 | 4876.5289 | 4963.8059 | 4996.6746 | [8 empty] | 4997.0537 | 4987 | 4996.1655 | 4876.5289 | 4963.8059 | 4996.6746
11295 | 4987 | 4995.9498 | 4876.4518 | 4963.69 | 4996.6579 | [8 empty] | 4996.9426 | 4987 | 4995.9498 | 4876.4518 | 4963.69 | 4996.6579
11296 | 4987 | 4995.8865 | 4876.0759 | 4963.6468 | 4996.641 | [8 empty] | 4996.9027 | 4987 | 4995.8865 | 4876.0759 | 4963.6468 | 4996.641
11297 | 4987 | 4995.8189 | 4876.0508 | 4963.614 | 4996.6375 | [8 empty] | 4996.7758 | 4987 | 4995.8189 | 4876.0508 | 4963.614 | 4996.6375
11298 | 4987 | 4995.6782 | 4875.9137 | 4963.5802 | 4996.1465 | [8 empty] | 4996.6923 | 4987 | 4995.6782 | 4875.9137 | 4963.5802 | 4996.1465
11299 | 4987 | 4995.5319 | 4875.6154 | 4963.4461 | 4995.9589 | [8 empty] | 4996.635 | 4987 | 4995.5319 | 4875.6154 | 4963.4461 | 4995.9589
11300 | 4987 | 4995.5055 | 4875.5789 | 4963.0713 | 4995.8653 | [8 empty] | 4996.6067 | 4987 | 4995.5055 | 4875.5789 | 4963.0713 | 4995.8653
11301 | 4987 | 4995.4826 | 4875.5767 | 4962.9492 | 4995.7077 | [8 empty] | 4996.5183 | 4987 | 4995.4826 | 4875.5767 | 4962.9492 | 4995.7077
11302 | 4987 | 4995.3205 | 4875.3263 | 4962.7784 | 4995.5898 | [8 empty] | 4996.4851 | 4987 | 4995.3205 | 4875.3263 | 4962.7784 | 4995.5898
11303 | 4987 | 4995.2781 | 4875.2178 | 4962.6406 | 4995.2136 | [8 empty] | 4996.4198 | 4987 | 4995.2781 | 4875.2178 | 4962.6406 | 4995.2136
11304 | 4987 | 4994.9927 | 4875.0158 | 4962.4531 | 4994.9863 | [8 empty] | 4996.2276 | 4987 | 4994.9927 | 4875.0158 | 4962.4531 | 4994.9863
11305 | 4987 | 4994.9145 | 4874.7115 | 4962.4213 | 4994.9725 | [8 empty] | 4996.1723 | 4987 | 4994.9145 | 4874.7115 | 4962.4213 | 4994.9725
11306 | 4987 | 4994.8517 | 4874.7086 | 4962.3247 | 4994.7759 | [8 empty] | 4996.1518 | 4987 | 4994.8517 | 4874.7086 | 4962.3247 | 4994.7759
11307 | 4986 | 4994.8265 | 4874.705 | 4962.1509 | 4994.5757 | [8 empty] | 4996.108 | 4986 | 4994.8265 | 4874.705 | 4962.1509 | 4994.5757
11308 | 4986 | 4994.4825 | 4874.5466 | 4961.7156 | 4994.3942 | [8 empty] | 4995.8857 | 4986 | 4994.4825 | 4874.5466 | 4961.7156 | 4994.3942
11309 | 4986 | 4994.4546 | 4874.3817 | 4961.7073 | 4994.1292 | [8 empty] | 4995.8357 | 4986 | 4994.4546 | 4874.3817 | 4961.7073 | 4994.1292
11310 | 4986 | 4994.3915 | 4874.3689 | 4961.4021 | 4993.961 | [8 empty] | 4995.6601 | 4986 | 4994.3915 | 4874.3689 | 4961.4021 | 4993.961
11311 | 4986 | 4994.3277 | 4874.3501 | 4961.1164 | 4993.9035 | [8 empty] | 4995.6215 | 4986 | 4994.3277 | 4874.3501 | 4961.1164 | 4993.9035
11312 | 4986 | 4994.2452 | 4874.3404 | 4961.0724 | 4993.6941 | [8 empty] | 4995.403 | 4986 | 4994.2452 | 4874.3404 | 4961.0724 | 4993.6941
11313 | 4986 | 4994.1471 | 4874.1931 | 4961.017 | 4993.5865 | [8 empty] | 4995.1999 | 4986 | 4994.1471 | 4874.1931 | 4961.017 | 4993.5865
11314 | 4986 | 4994.0561 | 4874.0929 | 4960.9966 | 4993.48 | [8 empty] | 4994.902 | 4986 | 4994.0561 | 4874.0929 | 4960.9966 | 4993.48
11315 | 4986 | 4994.0268 | 4874.0664 | 4960.5393 | 4993.0813 | [8 empty] | 4994.8916 | 4986 | 4994.0268 | 4874.0664 | 4960.5393 | 4993.0813
11316 | 4986 | 4993.9392 | 4874.0421 | 4960.4258 | 4992.8296 | [8 empty] | 4994.8173 | 4986 | 4993.9392 | 4874.0421 | 4960.4258 | 4992.8296
11317 | 4986 | 4993.8813 | 4873.9145 | 4960.1142 | 4992.751 | [8 empty] | 4994.6662 | 4986 | 4993.8813 | 4873.9145 | 4960.1142 | 4992.751
11318 | 4986 | 4993.8275 | 4873.8976 | 4960.0177 | 4992.7203 | [8 empty] | 4994.5023 | 4986 | 4993.8275 | 4873.8976 | 4960.0177 | 4992.7203
11319 | 4986 | 4993.6651 | 4873.8186 | 4959.9784 | 4992.5873 | [8 empty] | 4994.4731 | 4986 | 4993.6651 | 4873.8186 | 4959.9784 | 4992.5873
11320 | 4986 | 4993.2468 | 4873.7907 | 4959.7571 | 4992.201 | [8 empty] | 4994.4217 | 4986 | 4993.2468 | 4873.7907 | 4959.7571 | 4992.201
11321 | 4985 | 4993.1919 | 4873.6024 | 4959.7065 | 4992.0464 | [8 empty] | 4994.2177 | 4985 | 4993.1919 | 4873.6024 | 4959.7065 | 4992.0464
11322 | 4985 | 4993.0952 | 4873.589 | 4959.494 | 4991.9927 | [8 empty] | 4994.1434 | 4985 | 4993.0952 | 4873.589 | 4959.494 | 4991.9927
11323 | 4985 | 4992.9096 | 4873.5671 | 4959.4021 | 4991.8903 | [8 empty] | 4994.044 | 4985 | 4992.9096 | 4873.5671 | 4959.4021 | 4991.8903
11324 | 4985 | 4992.7968 | 4873.5236 | 4959.3595 | 4991.6666 | [8 empty] | 4993.8956 | 4985 | 4992.7968 | 4873.5236 | 4959.3595 | 4991.6666
11325 | 4985 | 4992.7342 | 4873.3067 | 4959.2716 | 4991.365 | [8 empty] | 4993.8604 | 4985 | 4992.7342 | 4873.3067 | 4959.2716 | 4991.365
11326 | 4985 | 4992.7068 | 4873.304 | 4959.105 | 4991.2793 | [8 empty] | 4993.765 | 4985 | 4992.7068 | 4873.304 | 4959.105 | 4991.2793
11327 | 4985 | 4992.6838 | 4873.2786 | 4959.0931 | 4991.2328 | [8 empty] | 4993.5774 | 4985 | 4992.6838 | 4873.2786 | 4959.0931 | 4991.2328
11328 | 4985 | 4992.587 | 4873.1709 | 4959.0393 | 4991.1892 | [8 empty] | 4993.3908 | 4985 | 4992.587 | 4873.1709 | 4959.0393 | 4991.1892
11329 | 4984 | 4992.5713 | 4873.0628 | 4958.8545 | 4990.8847 | [8 empty] | 4993.3584 | 4984 | 4992.5713 | 4873.0628 | 4958.8545 | 4990.8847
11330 | 4984 | 4992.5288 | 4872.9173 | 4958.6814 | 4990.6116 | [8 empty] | 4993.2384 | 4984 | 4992.5288 | 4872.9173 | 4958.6814 | 4990.6116
11331 | 4984 | 4992.5262 | 4872.9 | 4958.6503 | 4990.4702 | [8 empty] | 4993.2332 | 4984 | 4992.5262 | 4872.9 | 4958.6503 | 4990.4702
11332 | 4984 | 4992.0977 | 4872.8559 | 4958.582 | 4990.3951 | [8 empty] | 4993.0818 | 4984 | 4992.0977 | 4872.8559 | 4958.582 | 4990.3951
11333 | 4984 | 4992.0859 | 4872.8418 | 4958.5206 | 4990.3264 | [8 empty] | 4992.978 | 4984 | 4992.0859 | 4872.8418 | 4958.5206 | 4990.3264
11334 | 4984 | 4992.0555 | 4872.7602 | 4958.4048 | 4990.046 | [8 empty] | 4992.9255 | 4984 | 4992.0555 | 4872.7602 | 4958.4048 | 4990.046
11335 | 4984 | 4992.0459 | 4872.6467 | 4958.335 | 4990.0009 | [8 empty] | 4992.6259 | 4984 | 4992.0459 | 4872.6467 | 4958.335 | 4990.0009
11336 | 4984 | 4991.9958 | 4872.5742 | 4958.2993 | 4989.6762 | [8 empty] | 4992.5242 | 4984 | 4991.9958 | 4872.5742 | 4958.2993 | 4989.6762
11337 | 4984 | 4991.9734 | 4872.5466 | 4958.1148 | 4989.5058 | [8 empty] | 4992.4914 | 4984 | 4991.9734 | 4872.5466 | 4958.1148 | 4989.5058
11338 | 4984 | 4991.6197 | 4872.221 | 4958.0599 | 4989.4205 | [8 empty] | 4992.4086 | 4984 | 4991.6197 | 4872.221 | 4958.0599 | 4989.4205
11339 | 4984 | 4991.5012 | 4872.0169 | 4958.0391 | 4989.3415 | [8 empty] | 4992.3542 | 4984 | 4991.5012 | 4872.0169 | 4958.0391 | 4989.3415
11340 | 4983 | 4991.438 | 4871.9926 | 4957.9209 | 4989.3389 | [8 empty] | 4992.147 | 4983 | 4991.438 | 4871.9926 | 4957.9209 | 4989.3389
11341 | 4983 | 4991.3775 | 4871.9876 | 4957.9134 | 4989.1174 | [8 empty] | 4992.1191 | 4983 | 4991.3775 | 4871.9876 | 4957.9134 | 4989.1174
11342 | 4983 | 4991.3383 | 4871.9721 | 4957.8867 | 4989.1131 | [8 empty] | 4992.0279 | 4983 | 4991.3383 | 4871.9721 | 4957.8867 | 4989.1131
11343 | 4983 | 4991.2426 | 4871.9682 | 4957.8412 | 4989.0933 | [8 empty] | 4991.5133 | 4983 | 4991.2426 | 4871.9682 | 4957.8412 | 4989.0933
11344 | 4983 | 4991.0754 | 4871.9376 | 4957.7675 | 4988.953 | [8 empty] | 4991.3787 | 4983 | 4991.0754 | 4871.9376 | 4957.7675 | 4988.953
11345 | 4983 | 4991.0467 | 4871.8003 | 4957.6742 | 4988.7561 | [8 empty] | 4991.2289 | 4983 | 4991.0467 | 4871.8003 | 4957.6742 | 4988.7561
11346 | 4983 | 4990.8522 | 4871.7494 | 4957.6602 | 4988.6801 | [8 empty] | 4991.1689 | 4983 | 4990.8522 | 4871.7494 | 4957.6602 | 4988.6801
11347 | 4983 | 4990.7606 | 4871.7352 | 4957.5939 | 4988.3984 | [8 empty] | 4991.0138 | 4983 | 4990.7606 | 4871.7352 | 4957.5939 | 4988.3984
11348 | 4983 | 4990.4166 | 4871.6039 | 4957.4925 | 4988.3336 | [8 empty] | 4990.8084 | 4983 | 4990.4166 | 4871.6039 | 4957.4925 | 4988.3336
11349 | 4982 | 4990.2046 | 4871.452 | 4957.4583 | 4988.283 | [8 empty] | 4990.3932 | 4982 | 4990.2046 | 4871.452 | 4957.4583 | 4988.283
11350 | 4982 | 4990.1386 | 4871.34 | 4957.231 | 4988.2536 | [8 empty] | 4990.31 | 4982 | 4990.1386 | 4871.34 | 4957.231 | 4988.2536
11351 | 4982 | 4990.0658 | 4871.2222 | 4957.2097 | 4987.917 | [8 empty] | 4990.2036 | 4982 | 4990.0658 | 4871.2222 | 4957.2097 | 4987.917
11352 | 4982 | 4989.9543 | 4871.0888 | 4957.1326 | 4987.6616 | [8 empty] | 4990.072 | 4982 | 4989.9543 | 4871.0888 | 4957.1326 | 4987.6616
11353 | 4981 | 4989.7672 | 4871.0606 | 4957.068 | 4987.3124 | [8 empty] | 4989.914 | 4981 | 4989.7672 | 4871.0606 | 4957.068 | 4987.3124
11354 | 4981 | 4989.7497 | 4870.9742 | 4956.9691 | 4987.2626 | [8 empty] | 4989.815 | 4981 | 4989.7497 | 4870.9742 | 4956.9691 | 4987.2626
11355 | 4981 | 4989.6951 | 4870.953 | 4956.7359 | 4987.0426 | [8 empty] | 4989.7729 | 4981 | 4989.6951 | 4870.953 | 4956.7359 | 4987.0426
11356 | 4981 | 4989.5387 | 4870.8925 | 4956.7133 | 4986.7469 | [8 empty] | 4989.498 | 4981 | 4989.5387 | 4870.8925 | 4956.7133 | 4986.7469
11357 | 4981 | 4989.486 | 4870.7177 | 4956.5976 | 4986.2751 | [8 empty] | 4989.459 | 4981 | 4989.486 | 4870.7177 | 4956.5976 | 4986.2751
11358 | 4981 | 4989.3377 | 4870.5741 | 4956.3908 | 4986.1026 | [8 empty] | 4989.4584 | 4981 | 4989.3377 | 4870.5741 | 4956.3908 | 4986.1026
11359 | 4981 | 4989.2963 | 4870.5695 | 4956.2855 | 4986.0646 | [8 empty] | 4989.05 | 4981 | 4989.2963 | 4870.5695 | 4956.2855 | 4986.0646
11360 | 4981 | 4989.2044 | 4870.5255 | 4956.1508 | 4986.06 | [8 empty] | 4989.0409 | 4981 | 4989.2044 | 4870.5255 | 4956.1508 | 4986.06
11361 | 4981 | 4989.1967 | 4870.3581 | 4956.0194 | 4986.0291 | [8 empty] | 4988.9229 | 4981 | 4989.1967 | 4870.3581 | 4956.0194 | 4986.0291
11362 | 4981 | 4989.0569 | 4870.3271 | 4955.7562 | 4985.753 | [8 empty] | 4988.6985 | 4981 | 4989.0569 | 4870.3271 | 4955.7562 | 4985.753
11363 | 4981 | 4988.7453 | 4870.3211 | 4955.6463 | 4985.5811 | [8 empty] | 4988.5889 | 4981 | 4988.7453 | 4870.3211 | 4955.6463 | 4985.5811
11364 | 4980 | 4988.6406 | 4870.2807 | 4955.6405 | 4985.5213 | [8 empty] | 4988.5102 | 4980 | 4988.6406 | 4870.2807 | 4955.6405 | 4985.5213
11365 | 4980 | 4988.5816 | 4870.2619 | 4955.5579 | 4985.2633 | [8 empty] | 4988.4508 | 4980 | 4988.5816 | 4870.2619 | 4955.5579 | 4985.2633
11366 | 4980 | 4988.3727 | 4870.23 | 4955.4993 | 4985.1486 | [8 empty] | 4988.4194 | 4980 | 4988.3727 | 4870.23 | 4955.4993 | 4985.1486
11367 | 4980 | 4987.9528 | 4870.1101 | 4955.4541 | 4985.0407 | [8 empty] | 4988.3047 | 4980 | 4987.9528 | 4870.1101 | 4955.4541 | 4985.0407
11368 | 4980 | 4987.8693 | 4869.9685 | 4955.3431 | 4985.0216 | [8 empty] | 4988.2496 | 4980 | 4987.8693 | 4869.9685 | 4955.3431 | 4985.0216
11369 | 4980 | 4987.8206 | 4869.935 | 4954.8494 | 4984.7444 | [8 empty] | 4988.2313 | 4980 | 4987.8206 | 4869.935 | 4954.8494 | 4984.7444
11370 | 4980 | 4987.6801 | 4869.8664 | 4954.7415 | 4984.6226 | [8 empty] | 4988.2043 | 4980 | 4987.6801 | 4869.8664 | 4954.7415 | 4984.6226
11371 | 4980 | 4987.4623 | 4869.8145 | 4954.7198 | 4984.5636 | [8 empty] | 4987.8009 | 4980 | 4987.4623 | 4869.8145 | 4954.7198 | 4984.5636
11372 | 4980 | 4986.9826 | 4869.7919 | 4954.6195 | 4984.5249 | [8 empty] | 4987.6401 | 4980 | 4986.9826 | 4869.7919 | 4954.6195 | 4984.5249
11373 | 4979 | 4986.9227 | 4869.7046 | 4954.0531 | 4984.395 | [8 empty] | 4987.5102 | 4979 | 4986.9227 | 4869.7046 | 4954.0531 | 4984.395
11374 | 4979 | 4986.6169 | 4869.4454 | 4953.8606 | 4984.3583 | [8 empty] | 4987.1367 | 4979 | 4986.6169 | 4869.4454 | 4953.8606 | 4984.3583
11375 | 4979 | 4986.6052 | 4869.4164 | 4953.4138 | 4984.2976 | [8 empty] | 4987.0269 | 4979 | 4986.6052 | 4869.4164 | 4953.4138 | 4984.2976
11376 | 4979 | 4986.5908 | 4869.3365 | 4953.1184 | 4984.2576 | [8 empty] | 4987.0201 | 4979 | 4986.5908 | 4869.3365 | 4953.1184 | 4984.2576
11377 | 4979 | 4986.5559 | 4869.2025 | 4952.8594 | 4984.2096 | [8 empty] | 4986.8902 | 4979 | 4986.5559 | 4869.2025 | 4952.8594 | 4984.2096
11378 | 4979 | 4986.3227 | 4869.1699 | 4952.7805 | 4984.148 | [8 empty] | 4986.8287 | 4979 | 4986.3227 | 4869.1699 | 4952.7805 | 4984.148
11379 | 4979 | 4986.1882 | 4869.1515 | 4952.7738 | 4984.0051 | [8 empty] | 4986.6547 | 4979 | 4986.1882 | 4869.1515 | 4952.7738 | 4984.0051
11380 | 4979 | 4986.1528 | 4869.0569 | 4952.7297 | 4983.7987 | [8 empty] | 4986.6121 | 4979 | 4986.1528 | 4869.0569 | 4952.7297 | 4983.7987
11381 | 4979 | 4986.02 | 4869.0523 | 4952.6145 | 4983.6467 | [8 empty] | 4986.5905 | 4979 | 4986.02 | 4869.0523 | 4952.6145 | 4983.6467
11382 | 4979 | 4985.9786 | 4868.9442 | 4952.516 | 4983.6436 | [8 empty] | 4986.5506 | 4979 | 4985.9786 | 4868.9442 | 4952.516 | 4983.6436
11383 | 4979 | 4985.8356 | 4868.8904 | 4952.419 | 4983.5891 | [8 empty] | 4986.4132 | 4979 | 4985.8356 | 4868.8904 | 4952.419 | 4983.5891
11384 | 4978 | 4985.6993 | 4868.8657 | 4952.4014 | 4983.5696 | [8 empty] | 4986.4049 | 4978 | 4985.6993 | 4868.8657 | 4952.4014 | 4983.5696
11385 | 4978 | 4985.6054 | 4868.8607 | 4952.3012 | 4983.42 | [8 empty] | 4986.0497 | 4978 | 4985.6054 | 4868.8607 | 4952.3012 | 4983.42
11386 | 4978 | 4985.303 | 4868.645 | 4952.1086 | 4983.1978 | [8 empty] | 4986.0373 | 4978 | 4985.303 | 4868.645 | 4952.1086 | 4983.1978
11387 | 4978 | 4985.2374 | 4868.6283 | 4951.9616 | 4982.9786 | [8 empty] | 4985.9918 | 4978 | 4985.2374 | 4868.6283 | 4951.9616 | 4982.9786
11388 | 4978 | 4985.2359 | 4868.5854 | 4951.8456 | 4982.9612 | [8 empty] | 4985.9672 | 4978 | 4985.2359 | 4868.5854 | 4951.8456 | 4982.9612
11389 | 4978 | 4985.2032 | 4868.5146 | 4951.7415 | 4982.9463 | [8 empty] | 4985.8843 | 4978 | 4985.2032 | 4868.5146 | 4951.7415 | 4982.9463
11390 | 4977 | 4985.0522 | 4868.4769 | 4951.7364 | 4982.9205 | [8 empty] | 4985.8699 | 4977 | 4985.0522 | 4868.4769 | 4951.7364 | 4982.9205
11391 | 4977 | 4984.7876 | 4868.3295 | 4951.6461 | 4982.86 | [8 empty] | 4985.509 | 4977 | 4984.7876 | 4868.3295 | 4951.6461 | 4982.86
11392 | 4977 | 4984.5617 | 4868.131 | 4951.3465 | 4982.8042 | [8 empty] | 4985.4214 | 4977 | 4984.5617 | 4868.131 | 4951.3465 | 4982.8042
11393 | 4977 | 4984.3158 | 4866.9844 | 4951.3288 | 4982.6872 | [8 empty] | 4985.1102 | 4977 | 4984.3158 | 4866.9844 | 4951.3288 | 4982.6872
11394 | 4977 | 4984.3114 | 4866.9005 | 4951.2637 | 4982.5597 | [8 empty] | 4985.0657 | 4977 | 4984.3114 | 4866.9005 | 4951.2637 | 4982.5597
11395 | 4977 | 4984.3103 | 4866.8308 | 4951.231 | 4982.5253 | [8 empty] | 4984.9567 | 4977 | 4984.3103 | 4866.8308 | 4951.231 | 4982.5253
11396 | 4977 | 4984.1713 | 4866.8273 | 4951.1109 | 4982.3694 | [8 empty] | 4984.8483 | 4977 | 4984.1713 | 4866.8273 | 4951.1109 | 4982.3694
11397 | 4977 | 4984.1183 | 4866.6049 | 4951.0757 | 4982.3335 | [8 empty] | 4984.8119 | 4977 | 4984.1183 | 4866.6049 | 4951.0757 | 4982.3335
11398 | 4977 | 4984.0939 | 4866.4554 | 4950.9505 | 4982.2486 | [8 empty] | 4984.7609 | 4977 | 4984.0939 | 4866.4554 | 4950.9505 | 4982.2486
11399 | 4976 | 4983.9437 | 4866.4332 | 4950.8648 | 4981.9349 | [8 empty] | 4984.7593 | 4976 | 4983.9437 | 4866.4332 | 4950.8648 | 4981.9349
11400 | 4976 | 4983.9009 | 4866.3824 | 4950.8381 | 4981.8719 | [8 empty] | 4984.7427 | 4976 | 4983.9009 | 4866.3824 | 4950.8381 | 4981.8719
11401 | 4976 | 4983.8947 | 4866.2942 | 4950.732 | 4981.7337 | [8 empty] | 4984.5653 | 4976 | 4983.8947 | 4866.2942 | 4950.732 | 4981.7337
11402 | 4976 | 4983.8781 | 4866.2827 | 4950.7288 | 4981.7232 | [8 empty] | 4984.3036 | 4976 | 4983.8781 | 4866.2827 | 4950.7288 | 4981.7232
11403 | 4976 | 4983.8271 | 4866.2806 | 4950.7071 | 4981.7029 | [8 empty] | 4984.1762 | 4976 | 4983.8271 | 4866.2806 | 4950.7071 | 4981.7029
11404 | 4976 | 4983.7404 | 4866.2788 | 4950.7057 | 4981.4005 | [8 empty] | 4984.1191 | 4976 | 4983.7404 | 4866.2788 | 4950.7057 | 4981.4005
11405 | 4975 | 4983.7076 | 4866.1373 | 4950.4067 | 4981.3713 | [8 empty] | 4984.0618 | 4975 | 4983.7076 | 4866.1373 | 4950.4067 | 4981.3713
11406 | 4975 | 4983.6465 | 4866.0419 | 4950.3511 | 4981.2773 | [8 empty] | 4983.9663 | 4975 | 4983.6465 | 4866.0419 | 4950.3511 | 4981.2773
11407 | 4975 | 4983.6262 | 4865.8689 | 4950.2327 | 4981.174 | [8 empty] | 4983.7964 | 4975 | 4983.6262 | 4865.8689 | 4950.2327 | 4981.174
11408 | 4975 | 4983.599 | 4865.7299 | 4950.2203 | 4981.0812 | [8 empty] | 4983.7324 | 4975 | 4983.599 | 4865.7299 | 4950.2203 | 4981.0812
11409 | 4975 | 4983.5327 | 4865.5994 | 4949.9414 | 4981.0533 | [8 empty] | 4983.6961 | 4975 | 4983.5327 | 4865.5994 | 4949.9414 | 4981.0533
11410 | 4975 | 4983.4522 | 4865.4996 | 4949.9076 | 4981.0512 | [8 empty] | 4983.6784 | 4975 | 4983.4522 | 4865.4996 | 4949.9076 | 4981.0512
11411 | 4975 | 4983.2842 | 4865.3782 | 4949.7352 | 4981.0211 | [8 empty] | 4983.5081 | 4975 | 4983.2842 | 4865.3782 | 4949.7352 | 4981.0211
11412 | 4975 | 4983.2555 | 4865.2762 | 4949.6917 | 4980.9978 | [8 empty] | 4983.4166 | 4975 | 4983.2555 | 4865.2762 | 4949.6917 | 4980.9978
11413 | 4975 | 4982.8814 | 4865.1141 | 4949.58 | 4980.852 | [8 empty] | 4983.2017 | 4975 | 4982.8814 | 4865.1141 | 4949.58 | 4980.852
11414 | 4974 | 4982.7568 | 4864.9982 | 4949.5015 | 4980.7207 | [8 empty] | 4982.9486 | 4974 | 4982.7568 | 4864.9982 | 4949.5015 | 4980.7207
11415 | 4974 | 4982.7071 | 4864.9125 | 4949.3165 | 4980.6511 | [8 empty] | 4982.933 | 4974 | 4982.7071 | 4864.9125 | 4949.3165 | 4980.6511
11416 | 4974 | 4982.6074 | 4864.842 | 4949.2769 | 4980.4193 | [8 empty] | 4982.8503 | 4974 | 4982.6074 | 4864.842 | 4949.2769 | 4980.4193
11417 | 4974 | 4982.3942 | 4864.5676 | 4949.1878 | 4980.3521 | [8 empty] | 4982.8436 | 4974 | 4982.3942 | 4864.5676 | 4949.1878 | 4980.3521
11418 | 4974 | 4982.1831 | 4864.4905 | 4949.1749 | 4980.0541 | [8 empty] | 4982.8389 | 4974 | 4982.1831 | 4864.4905 | 4949.1749 | 4980.0541
11419 | 4974 | 4981.9062 | 4864.2312 | 4948.8776 | 4980.0463 | [8 empty] | 4982.8005 | 4974 | 4981.9062 | 4864.2312 | 4948.8776 | 4980.0463
11420 | 4974 | 4981.7909 | 4864.047 | 4948.876 | 4979.6995 | [8 empty] | 4982.5237 | 4974 | 4981.7909 | 4864.047 | 4948.876 | 4979.6995
11421 | 4974 | 4981.7707 | 4864.0465 | 4948.72 | 4979.6808 | [8 empty] | 4982.4923 | 4974 | 4981.7707 | 4864.0465 | 4948.72 | 4979.6808
11422 | 4973 | 4981.7546 | 4864.0347 | 4948.3033 | 4979.6586 | [8 empty] | 4982.4258 | 4973 | 4981.7546 | 4864.0347 | 4948.3033 | 4979.6586
11423 | 4973 | 4981.7527 | 4863.9768 | 4948.1212 | 4979.5726 | [8 empty] | 4982.3763 | 4973 | 4981.7527 | 4863.9768 | 4948.1212 | 4979.5726
11424 | 4973 | 4981.6949 | 4863.5547 | 4948.0788 | 4979.3573 | [8 empty] | 4982.0123 | 4973 | 4981.6949 | 4863.5547 | 4948.0788 | 4979.3573
11425 | 4973 | 4981.6807 | 4863.3631 | 4948.0423 | 4979.2061 | [8 empty] | 4981.9855 | 4973 | 4981.6807 | 4863.3631 | 4948.0423 | 4979.2061
11426 | 4973 | 4981.5417 | 4863.343 | 4947.9533 | 4979.1546 | [8 empty] | 4981.8043 | 4973 | 4981.5417 | 4863.343 | 4947.9533 | 4979.1546
11427 | 4973 | 4981.4691 | 4863.2002 | 4947.8431 | 4978.9626 | [8 empty] | 4981.668 | 4973 | 4981.4691 | 4863.2002 | 4947.8431 | 4978.9626
11428 | 4972 | 4981.3153 | 4862.9712 | 4947.7595 | 4978.9377 | [8 empty] | 4981.5636 | 4972 | 4981.3153 | 4862.9712 | 4947.7595 | 4978.9377
11429 | 4972 | 4981.1303 | 4862.8535 | 4947.7383 | 4978.9146 | [8 empty] | 4981.4301 | 4972 | 4981.1303 | 4862.8535 | 4947.7383 | 4978.9146
11430 | 4972 | 4981.0432 | 4862.8074 | 4947.729 | 4978.8737 | [8 empty] | 4981.3374 | 4972 | 4981.0432 | 4862.8074 | 4947.729 | 4978.8737
11431 | 4972 | 4980.7557 | 4862.6934 | 4947.483 | 4978.7035 | [8 empty] | 4981.2917 | 4972 | 4980.7557 | 4862.6934 | 4947.483 | 4978.7035
11432 | 4972 | 4980.6952 | 4862.1633 | 4947.2607 | 4978.616 | [8 empty] | 4981.2815 | 4972 | 4980.6952 | 4862.1633 | 4947.2607 | 4978.616
11433 | 4972 | 4980.6447 | 4862.0113 | 4947.2404 | 4978.19 | [8 empty] | 4980.6228 | 4972 | 4980.6447 | 4862.0113 | 4947.2404 | 4978.19
11434 | 4972 | 4980.5905 | 4861.9913 | 4947.2268 | 4978.1031 | [8 empty] | 4980.5972 | 4972 | 4980.5905 | 4861.9913 | 4947.2268 | 4978.1031
11435 | 4972 | 4980.5777 | 4861.8321 | 4947.2086 | 4977.8006 | [8 empty] | 4980.4092 | 4972 | 4980.5777 | 4861.8321 | 4947.2086 | 4977.8006
11436 | 4972 | 4980.5577 | 4861.8107 | 4947.0623 | 4977.7504 | [8 empty] | 4980.3758 | 4972 | 4980.5577 | 4861.8107 | 4947.0623 | 4977.7504
11437 | 4972 | 4980.5047 | 4861.6515 | 4946.9954 | 4977.5936 | [8 empty] | 4979.9465 | 4972 | 4980.5047 | 4861.6515 | 4946.9954 | 4977.5936
11438 | 4972 | 4980.4716 | 4861.4962 | 4946.7394 | 4977.4643 | [8 empty] | 4979.9162 | 4972 | 4980.4716 | 4861.4962 | 4946.7394 | 4977.4643
11439 | 4971 | 4980.4003 | 4861.2953 | 4946.6209 | 4977.0026 | [8 empty] | 4979.8811 | 4971 | 4980.4003 | 4861.2953 | 4946.6209 | 4977.0026
11440 | 4971 | 4980.2302 | 4861.1367 | 4946.5458 | 4976.8339 | [8 empty] | 4979.8049 | 4971 | 4980.2302 | 4861.1367 | 4946.5458 | 4976.8339
11441 | 4971 | 4980.101 | 4861.1272 | 4946.4523 | 4976.7956 | [8 empty] | 4979.6106 | 4971 | 4980.101 | 4861.1272 | 4946.4523 | 4976.7956
11442 | 4971 | 4980.0813 | 4861.1183 | 4946.04 | 4976.7942 | [8 empty] | 4979.4908 | 4971 | 4980.0813 | 4861.1183 | 4946.04 | 4976.7942
11443 | 4970 | 4979.6975 | 4860.9971 | 4945.861 | 4976.7096 | [8 empty] | 4979.2021 | 4970 | 4979.6975 | 4860.9971 | 4945.861 | 4976.7096
11444 | 4970 | 4979.6712 | 4860.9682 | 4945.821 | 4976.626 | [8 empty] | 4979.1529 | 4970 | 4979.6712 | 4860.9682 | 4945.821 | 4976.626
11445 | 4970 | 4979.6511 | 4860.873 | 4945.7333 | 4976.6259 | [8 empty] | 4978.9495 | 4970 | 4979.6511 | 4860.873 | 4945.7333 | 4976.6259
11446 | 4970 | 4979.4102 | 4860.6948 | 4945.6988 | 4976.5495 | [8 empty] | 4978.8908 | 4970 | 4979.4102 | 4860.6948 | 4945.6988 | 4976.5495
11447 | 4970 | 4979.2203 | 4860.6612 | 4945.6786 | 4976.535 | [8 empty] | 4978.8034 | 4970 | 4979.2203 | 4860.6612 | 4945.6786 | 4976.535
11448 | 4970 | 4979.0716 | 4860.6088 | 4945.6371 | 4976.2555 | [8 empty] | 4978.7285 | 4970 | 4979.0716 | 4860.6088 | 4945.6371 | 4976.2555
11449 | 4970 | 4978.8655 | 4860.3633 | 4945.5639 | 4976.233 | [8 empty] | 4978.7065 | 4970 | 4978.8655 | 4860.3633 | 4945.5639 | 4976.233
11450 | 4970 | 4978.8164 | 4860.228 | 4945.5356 | 4975.8001 | [8 empty] | 4978.6271 | 4970 | 4978.8164 | 4860.228 | 4945.5356 | 4975.8001
11451 | 4970 | 4978.5538 | 4860.159 | 4945.4545 | 4975.6335 | [8 empty] | 4978.3149 | 4970 | 4978.5538 | 4860.159 | 4945.4545 | 4975.6335
11452 | 4970 | 4978.4649 | 4860.0014 | 4945.4457 | 4975.3135 | [8 empty] | 4978.3065 | 4970 | 4978.4649 | 4860.0014 | 4945.4457 | 4975.3135
11453 | 4969 | 4978.232 | 4859.9951 | 4945.1135 | 4975.1912 | [8 empty] | 4978.2739 | 4969 | 4978.232 | 4859.9951 | 4945.1135 | 4975.1912
11454 | 4969 | 4978.211 | 4859.9413 | 4945.1014 | 4975.1261 | [8 empty] | 4977.9543 | 4969 | 4978.211 | 4859.9413 | 4945.1014 | 4975.1261
11455 | 4969 | 4978.2075 | 4859.7918 | 4944.9955 | 4975.046 | [8 empty] | 4977.8663 | 4969 | 4978.2075 | 4859.7918 | 4944.9955 | 4975.046
11456 | 4969 | 4978.186 | 4859.7582 | 4944.9256 | 4974.7539 | [8 empty] | 4977.2965 | 4969 | 4978.186 | 4859.7582 | 4944.9256 | 4974.7539
11457 | 4969 | 4978.1849 | 4859.7244 | 4944.5739 | 4974.6066 | [8 empty] | 4977.0742 | 4969 | 4978.1849 | 4859.7244 | 4944.5739 | 4974.6066
11458 | 4969 | 4978.1636 | 4859.5729 | 4944.0606 | 4974.5691 | [8 empty] | 4977.0659 | 4969 | 4978.1636 | 4859.5729 | 4944.0606 | 4974.5691
11459 | 4969 | 4978.1259 | 4859.3214 | 4943.8893 | 4974.4214 | [8 empty] | 4977.0245 | 4969 | 4978.1259 | 4859.3214 | 4943.8893 | 4974.4214
11460 | 4968 | 4978.0535 | 4859.0864 | 4943.8486 | 4974.1253 | [8 empty] | 4976.9879 | 4968 | 4978.0535 | 4859.0864 | 4943.8486 | 4974.1253
11461 | 4968 | 4978.0428 | 4859.0754 | 4943.8191 | 4973.7659 | [8 empty] | 4976.9663 | 4968 | 4978.0428 | 4859.0754 | 4943.8191 | 4973.7659
11462 | 4968 | 4978.0066 | 4858.9737 | 4943.7833 | 4973.6949 | [8 empty] | 4976.8455 | 4968 | 4978.0066 | 4858.9737 | 4943.7833 | 4973.6949
11463 | 4968 | 4977.909 | 4858.9722 | 4943.7643 | 4973.6155 | [8 empty] | 4976.8137 | 4968 | 4977.909 | 4858.9722 | 4943.7643 | 4973.6155
11464 | 4968 | 4977.8319 | 4858.9597 | 4943.7011 | 4973.4451 | [8 empty] | 4976.7115 | 4968 | 4977.8319 | 4858.9597 | 4943.7011 | 4973.4451
11465 | 4968 | 4977.829 | 4858.8689 | 4943.602 | 4973.4248 | [8 empty] | 4976.4404 | 4968 | 4977.829 | 4858.8689 | 4943.602 | 4973.4248
11466 | 4968 | 4977.624 | 4858.8543 | 4943.336 | 4972.914 | [8 empty] | 4976.3885 | 4968 | 4977.624 | 4858.8543 | 4943.336 | 4972.914
11467 | 4967 | 4977.5025 | 4858.8246 | 4943.3338 | 4972.8546 | [8 empty] | 4976.3815 | 4967 | 4977.5025 | 4858.8246 | 4943.3338 | 4972.8546
11468 | 4967 | 4977.4786 | 4858.791 | 4943.2929 | 4972.6161 | [8 empty] | 4976.154 | 4967 | 4977.4786 | 4858.791 | 4943.2929 | 4972.6161
11469 | 4967 | 4977.4683 | 4858.6643 | 4942.9925 | 4972.5621 | [8 empty] | 4976.1358 | 4967 | 4977.4683 | 4858.6643 | 4942.9925 | 4972.5621
11470 | 4967 | 4977.2672 | 4858.6615 | 4942.7357 | 4972.2977 | [8 empty] | 4976.0203 | 4967 | 4977.2672 | 4858.6615 | 4942.7357 | 4972.2977
11471 | 4967 | 4977.217 | 4858.6444 | 4942.6407 | 4972.1178 | [8 empty] | 4976.0176 | 4967 | 4977.217 | 4858.6444 | 4942.6407 | 4972.1178
11472 | 4967 | 4977.2119 | 4858.5726 | 4942.5412 | 4971.9568 | [8 empty] | 4975.8648 | 4967 | 4977.2119 | 4858.5726 | 4942.5412 | 4971.9568
11473 | 4967 | 4977.1588 | 4858.4837 | 4942.5333 | 4971.919 | [8 empty] | 4975.8367 | 4967 | 4977.1588 | 4858.4837 | 4942.5333 | 4971.919
11474 | 4967 | 4977.0661 | 4858.4375 | 4942.5015 | 4971.9004 | [8 empty] | 4975.7144 | 4967 | 4977.0661 | 4858.4375 | 4942.5015 | 4971.9004
11475 | 4967 | 4976.8551 | 4858.4118 | 4942.4472 | 4971.8834 | [8 empty] | 4975.6164 | 4967 | 4976.8551 | 4858.4118 | 4942.4472 | 4971.8834
11476 | 4966 | 4976.6666 | 4858.1252 | 4942.2588 | 4971.6904 | [8 empty] | 4975.5519 | 4966 | 4976.6666 | 4858.1252 | 4942.2588 | 4971.6904
11477 | 4966 | 4976.6113 | 4857.9673 | 4942.1356 | 4971.6468 | [8 empty] | 4975.5299 | 4966 | 4976.6113 | 4857.9673 | 4942.1356 | 4971.6468
11478 | 4966 | 4976.4326 | 4857.8575 | 4941.9767 | 4971.6222 | [8 empty] | 4975.4722 | 4966 | 4976.4326 | 4857.8575 | 4941.9767 | 4971.6222
11479 | 4966 | 4976.3304 | 4857.6501 | 4941.8342 | 4971.1783 | [8 empty] | 4975.3615 | 4966 | 4976.3304 | 4857.6501 | 4941.8342 | 4971.1783
11480 | 4966 | 4976.1552 | 4857.613 | 4941.6791 | 4971.1253 | [8 empty] | 4975.2581 | 4966 | 4976.1552 | 4857.613 | 4941.6791 | 4971.1253
11481 | 4966 | 4976.0939 | 4857.3209 | 4941.3419 | 4971.1095 | [8 empty] | 4975.2275 | 4966 | 4976.0939 | 4857.3209 | 4941.3419 | 4971.1095
11482 | 4966 | 4975.8822 | 4857.2862 | 4941.3395 | 4970.9725 | [8 empty] | 4975.1535 | 4966 | 4975.8822 | 4857.2862 | 4941.3395 | 4970.9725
11483 | 4966 | 4975.8796 | 4857.2573 | 4941.2747 | 4970.9414 | [8 empty] | 4975.1512 | 4966 | 4975.8796 | 4857.2573 | 4941.2747 | 4970.9414
11484 | 4965 | 4975.7794 | 4857.1426 | 4941.2505 | 4970.3079 | [8 empty] | 4975.1464 | 4965 | 4975.7794 | 4857.1426 | 4941.2505 | 4970.3079
11485 | 4965 | 4975.7252 | 4856.9718 | 4941.183 | 4970.2669 | [8 empty] | 4974.7178 | 4965 | 4975.7252 | 4856.9718 | 4941.183 | 4970.2669
11486 | 4965 | 4975.3389 | 4856.9629 | 4941.0317 | 4970.155 | [8 empty] | 4974.6625 | 4965 | 4975.3389 | 4856.9629 | 4941.0317 | 4970.155
11487 | 4965 | 4975.1988 | 4856.5483 | 4940.6751 | 4970.138 | [8 empty] | 4974.2384 | 4965 | 4975.1988 | 4856.5483 | 4940.6751 | 4970.138
11488 | 4965 | 4975.191 | 4856.5371 | 4940.1976 | 4970.0608 | [8 empty] | 4974.1376 | 4965 | 4975.191 | 4856.5371 | 4940.1976 | 4970.0608
11489 | 4965 | 4975.0675 | 4856.4524 | 4940.0685 | 4970.0459 | [8 empty] | 4974.1175 | 4965 | 4975.0675 | 4856.4524 | 4940.0685 | 4970.0459
11490 | 4965 | 4975.0461 | 4856.3995 | 4939.8101 | 4969.9509 | [8 empty] | 4974.0746 | 4965 | 4975.0461 | 4856.3995 | 4939.8101 | 4969.9509
11491 | 4964 | 4975.0087 | 4856.2671 | 4939.7776 | 4969.7754 | [8 empty] | 4974.0715 | 4964 | 4975.0087 | 4856.2671 | 4939.7776 | 4969.7754
11492 | 4964 | 4974.643 | 4856.2193 | 4939.7446 | 4969.7497 | [8 empty] | 4973.7476 | 4964 | 4974.643 | 4856.2193 | 4939.7446 | 4969.7497
11493 | 4964 | 4974.6176 | 4856.1076 | 4939.6258 | 4969.7372 | [8 empty] | 4973.7424 | 4964 | 4974.6176 | 4856.1076 | 4939.6258 | 4969.7372
11494 | 4964 | 4974.3744 | 4856.0202 | 4938.8899 | 4969.5195 | [8 empty] | 4973.5009 | 4964 | 4974.3744 | 4856.0202 | 4938.8899 | 4969.5195
11495 | 4964 | 4974.2678 | 4855.9623 | 4938.8895 | 4969.5082 | [8 empty] | 4973.1267 | 4964 | 4974.2678 | 4855.9623 | 4938.8895 | 4969.5082
11496 | 4964 | 4974.2494 | 4855.9028 | 4938.8402 | 4969.4204 | [8 empty] | 4973.0572 | 4964 | 4974.2494 | 4855.9028 | 4938.8402 | 4969.4204
11497 | 4964 | 4974.2264 | 4855.8256 | 4938.7411 | 4969.3828 | [8 empty] | 4972.9287 | 4964 | 4974.2264 | 4855.8256 | 4938.7411 | 4969.3828
11498 | 4963 | 4974.0029 | 4855.8026 | 4938.6864 | 4969.2109 | [8 empty] | 4972.898 | 4963 | 4974.0029 | 4855.8026 | 4938.6864 | 4969.2109
11499 | 4963 | 4973.9429 | 4855.7381 | 4938.634 | 4969.0132 | [8 empty] | 4972.8947 | 4963 | 4973.9429 | 4855.7381 | 4938.634 | 4969.0132
11500 | 4963 | 4973.8478 | 4855.5843 | 4938.4717 | 4968.91 | [8 empty] | 4972.5963 | 4963 | 4973.8478 | 4855.5843 | 4938.4717 | 4968.91
11501 | 4963 | 4973.2243 | 4855.5535 | 4938.4627 | 4968.8404 | [8 empty] | 4972.2103 | 4963 | 4973.2243 | 4855.5535 | 4938.4627 | 4968.8404
11502 | 4963 | 4973.1402 | 4855.3598 | 4938.0721 | 4968.8053 | [8 empty] | 4972.202 | 4963 | 4973.1402 | 4855.3598 | 4938.0721 | 4968.8053
11503 | 4963 | 4973.0792 | 4855.1612 | 4937.7956 | 4968.7917 | [8 empty] | 4972.1682 | 4963 | 4973.0792 | 4855.1612 | 4937.7956 | 4968.7917
11504 | 4963 | 4972.8731 | 4855.1421 | 4937.7002 | 4968.2638 | [8 empty] | 4972.0454 | 4963 | 4972.8731 | 4855.1421 | 4937.7002 | 4968.2638
11505 | 4963 | 4972.864 | 4855.0558 | 4937.6733 | 4968.2209 | [8 empty] | 4971.9689 | 4963 | 4972.864 | 4855.0558 | 4937.6733 | 4968.2209
11506 | 4962 | 4972.8567 | 4854.7811 | 4937.4967 | 4968.1584 | [8 empty] | 4971.7437 | 4962 | 4972.8567 | 4854.7811 | 4937.4967 | 4968.1584
11507 | 4962 | 4972.8504 | 4854.7746 | 4937.334 | 4968.1533 | [8 empty] | 4971.7102 | 4962 | 4972.8504 | 4854.7746 | 4937.334 | 4968.1533
11508 | 4962 | 4972.8198 | 4854.7506 | 4937.1317 | 4967.992 | [8 empty] | 4971.5906 | 4962 | 4972.8198 | 4854.7506 | 4937.1317 | 4967.992
11509 | 4962 | 4972.5068 | 4854.7371 | 4937.072 | 4967.9091 | [8 empty] | 4971.4269 | 4962 | 4972.5068 | 4854.7371 | 4937.072 | 4967.9091
11510 | 4962 | 4972.32 | 4854.5653 | 4936.8854 | 4967.8593 | [8 empty] | 4971.3912 | 4962 | 4972.32 | 4854.5653 | 4936.8854 | 4967.8593
11511 | 4962 | 4972.2233 | 4854.552 | 4936.8813 | 4967.847 | [8 empty] | 4971.2467 | 4962 | 4972.2233 | 4854.552 | 4936.8813 | 4967.847
11512 | 4961 | 4972.1795 | 4854.4773 | 4936.7719 | 4967.8358 | [8 empty] | 4971.1443 | 4961 | 4972.1795 | 4854.4773 | 4936.7719 | 4967.8358
11513 | 4961 | 4972.0197 | 4854.4666 | 4936.7433 | 4967.5733 | [8 empty] | 4971.0469 | 4961 | 4972.0197 | 4854.4666 | 4936.7433 | 4967.5733
11514 | 4961 | 4971.8927 | 4854.3965 | 4936.7163 | 4967.4307 | [8 empty] | 4971.039 | 4961 | 4971.8927 | 4854.3965 | 4936.7163 | 4967.4307
11515 | 4961 | 4971.8867 | 4854.2162 | 4936.5796 | 4967.3905 | [8 empty] | 4971.012 | 4961 | 4971.8867 | 4854.2162 | 4936.5796 | 4967.3905
11516 | 4961 | 4971.8538 | 4854.204 | 4936.5789 | 4967.288 | [8 empty] | 4971.01 | 4961 | 4971.8538 | 4854.204 | 4936.5789 | 4967.288
11517 | 4961 | 4971.8285 | 4854.1465 | 4936.5216 | 4967.2385 | [8 empty] | 4970.9097 | 4961 | 4971.8285 | 4854.1465 | 4936.5216 | 4967.2385
11518 | 4961 | 4971.7285 | 4853.956 | 4936.4893 | 4967.1502 | [8 empty] | 4970.8385 | 4961 | 4971.7285 | 4853.956 | 4936.4893 | 4967.1502
11519 | 4961 | 4971.6639 | 4853.8993 | 4936.4337 | 4967.0951 | [8 empty] | 4970.6642 | 4961 | 4971.6639 | 4853.8993 | 4936.4337 | 4967.0951
11520 | 4960 | 4971.5708 | 4853.8628 | 4936.3139 | 4966.9222 | [8 empty] | 4970.5749 | 4960 | 4971.5708 | 4853.8628 | 4936.3139 | 4966.9222
11521 | 4960 | 4971.4072 | 4853.8503 | 4936.3105 | 4966.8272 | [8 empty] | 4970.4038 | 4960 | 4971.4072 | 4853.8503 | 4936.3105 | 4966.8272
11522 | 4960 | 4971.2803 | 4853.8257 | 4936.2686 | 4966.6695 | [8 empty] | 4970.3637 | 4960 | 4971.2803 | 4853.8257 | 4936.2686 | 4966.6695
11523 | 4960 | 4971.041 | 4853.5326 | 4936.1648 | 4966.6552 | [8 empty] | 4970.2975 | 4960 | 4971.041 | 4853.5326 | 4936.1648 | 4966.6552
11524 | 4960 | 4970.9543 | 4853.5206 | 4935.9714 | 4966.5518 | [8 empty] | 4970.1612 | 4960 | 4970.9543 | 4853.5206 | 4935.9714 | 4966.5518
11525 | 4960 | 4970.9488 | 4853.4293 | 4935.9696 | 4966.4946 | [8 empty] | 4969.4357 | 4960 | 4970.9488 | 4853.4293 | 4935.9696 | 4966.4946
11526 | 4960 | 4970.9094 | 4853.211 | 4935.9266 | 4966.4477 | [8 empty] | 4969.4194 | 4960 | 4970.9094 | 4853.211 | 4935.9266 | 4966.4477
11527 | 4960 | 4970.8652 | 4853.0816 | 4935.8368 | 4966.2249 | [8 empty] | 4969.378 | 4960 | 4970.8652 | 4853.0816 | 4935.8368 | 4966.2249
11528 | 4960 | 4970.826 | 4853.0608 | 4935.7475 | 4965.8445 | [8 empty] | 4969.255 | 4960 | 4970.826 | 4853.0608 | 4935.7475 | 4965.8445
11529 | 4960 | 4970.4451 | 4853.029 | 4935.7059 | 4965.8402 | [8 empty] | 4969.2081 | 4960 | 4970.4451 | 4853.029 | 4935.7059 | 4965.8402
11530 | 4959 | 4970.0959 | 4852.9888 | 4935.6873 | 4965.598 | [8 empty] | 4969.0618 | 4959 | 4970.0959 | 4852.9888 | 4935.6873 | 4965.598
11531 | 4959 | 4970.0339 | 4852.7796 | 4935.5925 | 4965.3966 | [8 empty] | 4969 | 4959 | 4970.0339 | 4852.7796 | 4935.5925 | 4965.3966
11532 | 4959 | 4969.9964 | 4852.7252 | 4935.5047 | 4965.3452 | [8 empty] | 4968.8567 | 4959 | 4969.9964 | 4852.7252 | 4935.5047 | 4965.3452
11533 | 4959 | 4969.8852 | 4852.5258 | 4935.2212 | 4965.2292 | [8 empty] | 4968.8525 | 4959 | 4969.8852 | 4852.5258 | 4935.2212 | 4965.2292
11534 | 4959 | 4969.8793 | 4852.5162 | 4935.0164 | 4965.1179 | [8 empty] | 4968.8456 | 4959 | 4969.8793 | 4852.5162 | 4935.0164 | 4965.1179
11535 | 4959 | 4969.8734 | 4852.5107 | 4934.8563 | 4965.0975 | [8 empty] | 4968.7443 | 4959 | 4969.8734 | 4852.5107 | 4934.8563 | 4965.0975
11536 | 4959 | 4969.6203 | 4852.4496 | 4934.8276 | 4965.0478 | [8 empty] | 4968.7199 | 4959 | 4969.6203 | 4852.4496 | 4934.8276 | 4965.0478
11537 | 4959 | 4969.3684 | 4852.4259 | 4934.8139 | 4964.8681 | [8 empty] | 4968.4831 | 4959 | 4969.3684 | 4852.4259 | 4934.8139 | 4964.8681
11538 | 4958 | 4969.2921 | 4852.3992 | 4934.6725 | 4964.8444 | [8 empty] | 4968.4457 | 4958 | 4969.2921 | 4852.3992 | 4934.6725 | 4964.8444
11539 | 4958 | 4969.1888 | 4852.3476 | 4934.5132 | 4964.82 | [8 empty] | 4968.3874 | 4958 | 4969.1888 | 4852.3476 | 4934.5132 | 4964.82
11540 | 4958 | 4969.0857 | 4852.2411 | 4934.1932 | 4964.7277 | [8 empty] | 4968.2147 | 4958 | 4969.0857 | 4852.2411 | 4934.1932 | 4964.7277
11541 | 4958 | 4968.6583 | 4852.2172 | 4934.1748 | 4964.6376 | [8 empty] | 4968.0582 | 4958 | 4968.6583 | 4852.2172 | 4934.1748 | 4964.6376
11542 | 4958 | 4968.6087 | 4851.9423 | 4934.1737 | 4964.6204 | [8 empty] | 4968.0511 | 4958 | 4968.6087 | 4851.9423 | 4934.1737 | 4964.6204
11543 | 4958 | 4968.5267 | 4851.8886 | 4933.9528 | 4964.5135 | [8 empty] | 4968.016 | 4958 | 4968.5267 | 4851.8886 | 4933.9528 | 4964.5135
11544 | 4957 | 4968.2904 | 4851.8323 | 4933.7849 | 4964.4765 | [8 empty] | 4967.9594 | 4957 | 4968.2904 | 4851.8323 | 4933.7849 | 4964.4765
11545 | 4957 | 4968.2225 | 4851.6338 | 4933.6079 | 4964.3768 | [8 empty] | 4967.9507 | 4957 | 4968.2225 | 4851.6338 | 4933.6079 | 4964.3768
11546 | 4957 | 4967.9225 | 4851.3637 | 4933.3208 | 4964.0885 | [8 empty] | 4967.8909 | 4957 | 4967.9225 | 4851.3637 | 4933.3208 | 4964.0885
11547 | 4957 | 4967.8195 | 4851.291 | 4933.2696 | 4963.7283 | [8 empty] | 4967.8211 | 4957 | 4967.8195 | 4851.291 | 4933.2696 | 4963.7283
11548 | 4957 | 4967.8113 | 4851.1559 | 4933.2512 | 4963.6574 | [8 empty] | 4967.821 | 4957 | 4967.8113 | 4851.1559 | 4933.2512 | 4963.6574
11549 | 4957 | 4967.7694 | 4850.8186 | 4933.1578 | 4963.6178 | [8 empty] | 4967.6644 | 4957 | 4967.7694 | 4850.8186 | 4933.1578 | 4963.6178
11550 | 4957 | 4967.6097 | 4850.6465 | 4932.983 | 4963.6066 | [8 empty] | 4967.2739 | 4957 | 4967.6097 | 4850.6465 | 4932.983 | 4963.6066
11551 | 4957 | 4967.5124 | 4850.5734 | 4932.8761 | 4963.3704 | [8 empty] | 4966.9435 | 4957 | 4967.5124 | 4850.5734 | 4932.8761 | 4963.3704
11552 | 4957 | 4967.3506 | 4850.4666 | 4932.7365 | 4963.3348 | [8 empty] | 4966.8296 | 4957 | 4967.3506 | 4850.4666 | 4932.7365 | 4963.3348
11553 | 4957 | 4967.3376 | 4850.4254 | 4932.6356 | 4963.1377 | [8 empty] | 4966.555 | 4957 | 4967.3376 | 4850.4254 | 4932.6356 | 4963.1377
11554 | 4957 | 4967.0941 | 4850.2189 | 4932.417 | 4962.9202 | [8 empty] | 4966.3905 | 4957 | 4967.0941 | 4850.2189 | 4932.417 | 4962.9202
11555 | 4956 | 4967.0604 | 4850.1861 | 4932.3985 | 4962.8879 | [8 empty] | 4966.3275 | 4956 | 4967.0604 | 4850.1861 | 4932.3985 | 4962.8879
11556 | 4956 | 4967.0137 | 4849.9895 | 4932.3531 | 4962.6859 | [8 empty] | 4966.3025 | 4956 | 4967.0137 | 4849.9895 | 4932.3531 | 4962.6859
11557 | 4956 | 4967.0002 | 4849.9309 | 4932.2563 | 4962.4703 | [8 empty] | 4966.0578 | 4956 | 4967.0002 | 4849.9309 | 4932.2563 | 4962.4703
11558 | 4956 | 4966.8879 | 4849.9082 | 4932.1774 | 4962.4693 | [8 empty] | 4966.0333 | 4956 | 4966.8879 | 4849.9082 | 4932.1774 | 4962.4693
11559 | 4956 | 4966.8398 | 4849.8493 | 4932.0514 | 4962.4598 | [8 empty] | 4966.0075 | 4956 | 4966.8398 | 4849.8493 | 4932.0514 | 4962.4598
11560 | 4956 | 4966.5505 | 4849.8292 | 4931.9465 | 4962.3557 | [8 empty] | 4965.9289 | 4956 | 4966.5505 | 4849.8292 | 4931.9465 | 4962.3557
11561 | 4955 | 4966.532 | 4849.7497 | 4931.6116 | 4962.3005 | [8 empty] | 4965.9289 | 4955 | 4966.532 | 4849.7497 | 4931.6116 | 4962.3005
11562 | 4955 | 4966.4993 | 4849.6929 | 4931.2716 | 4962.2833 | [8 empty] | 4965.8574 | 4955 | 4966.4993 | 4849.6929 | 4931.2716 | 4962.2833
11563 | 4955 | 4966.4578 | 4849.3003 | 4931.2107 | 4962.0765 | [8 empty] | 4965.8531 | 4955 | 4966.4578 | 4849.3003 | 4931.2107 | 4962.0765
11564 | 4955 | 4966.422 | 4849.2261 | 4931.0622 | 4962.0694 | [8 empty] | 4965.7773 | 4955 | 4966.422 | 4849.2261 | 4931.0622 | 4962.0694
11565 | 4955 | 4966.3532 | 4849.1269 | 4930.4626 | 4961.6686 | [8 empty] | 4965.7763 | 4955 | 4966.3532 | 4849.1269 | 4930.4626 | 4961.6686
11566 | 4955 | 4966.2262 | 4849.1003 | 4930.1292 | 4961.5818 | [8 empty] | 4965.7671 | 4955 | 4966.2262 | 4849.1003 | 4930.1292 | 4961.5818
11567 | 4955 | 4966.1477 | 4848.9281 | 4929.8838 | 4961.3764 | [8 empty] | 4965.4008 | 4955 | 4966.1477 | 4848.9281 | 4929.8838 | 4961.3764
11568 | 4955 | 4966.1277 | 4848.9094 | 4929.6998 | 4961.3287 | [8 empty] | 4965.3143 | 4955 | 4966.1277 | 4848.9094 | 4929.6998 | 4961.3287
11569 | 4955 | 4966.0915 | 4848.8189 | 4929.5704 | 4961.149 | [8 empty] | 4965.2414 | 4955 | 4966.0915 | 4848.8189 | 4929.5704 | 4961.149
11570 | 4955 | 4966.0065 | 4848.8118 | 4929.5344 | 4961.0108 | [8 empty] | 4965.2086 | 4955 | 4966.0065 | 4848.8118 | 4929.5344 | 4961.0108
11571 | 4955 | 4965.6368 | 4848.7491 | 4929.3946 | 4960.8551 | [8 empty] | 4965.1205 | 4955 | 4965.6368 | 4848.7491 | 4929.3946 | 4960.8551
11572 | 4954 | 4965.6338 | 4848.6014 | 4929.2472 | 4960.5994 | [8 empty] | 4964.8378 | 4954 | 4965.6338 | 4848.6014 | 4929.2472 | 4960.5994
11573 | 4954 | 4965.5519 | 4848.5406 | 4929.1685 | 4960.5888 | [8 empty] | 4964.7504 | 4954 | 4965.5519 | 4848.5406 | 4929.1685 | 4960.5888
11574 | 4954 | 4965.5154 | 4848.3658 | 4929.0346 | 4960.4621 | [8 empty] | 4964.6677 | 4954 | 4965.5154 | 4848.3658 | 4929.0346 | 4960.4621
11575 | 4954 | 4965.4522 | 4848.3326 | 4928.8149 | 4959.8634 | [8 empty] | 4964.6063 | 4954 | 4965.4522 | 4848.3326 | 4928.8149 | 4959.8634
11576 | 4954 | 4965.3446 | 4848.3195 | 4928.6186 | 4959.8038 | [8 empty] | 4964.5868 | 4954 | 4965.3446 | 4848.3195 | 4928.6186 | 4959.8038
11577 | 4954 | 4965.3049 | 4847.9372 | 4928.5515 | 4959.457 | [8 empty] | 4964.5526 | 4954 | 4965.3049 | 4847.9372 | 4928.5515 | 4959.457
11578 | 4954 | 4965.1963 | 4847.919 | 4928.4809 | 4959.3518 | [8 empty] | 4964.4175 | 4954 | 4965.1963 | 4847.919 | 4928.4809 | 4959.3518
11579 | 4954 | 4965.1675 | 4847.8074 | 4928.4487 | 4959.0932 | [8 empty] | 4964.216 | 4954 | 4965.1675 | 4847.8074 | 4928.4487 | 4959.0932
11580 | 4954 | 4965.0588 | 4847.4192 | 4928.4002 | 4959.0547 | [8 empty] | 4964.158 | 4954 | 4965.0588 | 4847.4192 | 4928.4002 | 4959.0547
11581 | 4954 | 4965.0303 | 4847.3328 | 4928.2644 | 4958.8555 | [8 empty] | 4964.126 | 4954 | 4965.0303 | 4847.3328 | 4928.2644 | 4958.8555
11582 | 4953 | 4965.0031 | 4847.315 | 4927.9557 | 4958.7917 | [8 empty] | 4964.0053 | 4953 | 4965.0031 | 4847.315 | 4927.9557 | 4958.7917
11583 | 4953 | 4964.9712 | 4847.2481 | 4927.9461 | 4958.7809 | [8 empty] | 4963.7506 | 4953 | 4964.9712 | 4847.2481 | 4927.9461 | 4958.7809
11584 | 4953 | 4964.9677 | 4847.2264 | 4927.6693 | 4958.7622 | [8 empty] | 4963.5835 | 4953 | 4964.9677 | 4847.2264 | 4927.6693 | 4958.7622
11585 | 4953 | 4964.7421 | 4847.05 | 4927.6692 | 4958.5708 | [8 empty] | 4963.4976 | 4953 | 4964.7421 | 4847.05 | 4927.6692 | 4958.5708
11586 | 4953 | 4964.6734 | 4846.9181 | 4927.4522 | 4958.5541 | [8 empty] | 4963.4751 | 4953 | 4964.6734 | 4846.9181 | 4927.4522 | 4958.5541
11587 | 4953 | 4964.6199 | 4846.8451 | 4927.4349 | 4958.5249 | [8 empty] | 4963.4356 | 4953 | 4964.6199 | 4846.8451 | 4927.4349 | 4958.5249
11588 | 4953 | 4964.5444 | 4846.7162 | 4927.427 | 4957.9868 | [8 empty] | 4963.1979 | 4953 | 4964.5444 | 4846.7162 | 4927.427 | 4957.9868
11589 | 4952 | 4964.5168 | 4846.6806 | 4927.3579 | 4957.8836 | [8 empty] | 4963.0845 | 4952 | 4964.5168 | 4846.6806 | 4927.3579 | 4957.8836
11590 | 4952 | 4964.3115 | 4846.4423 | 4926.7104 | 4957.5763 | [8 empty] | 4962.8964 | 4952 | 4964.3115 | 4846.4423 | 4926.7104 | 4957.5763
11591 | 4952 | 4964.2926 | 4846.346 | 4926.5849 | 4957.294 | [8 empty] | 4962.8135 | 4952 | 4964.2926 | 4846.346 | 4926.5849 | 4957.294
11592 | 4952 | 4964.2757 | 4846.3036 | 4926.3814 | 4956.946 | [8 empty] | 4962.7177 | 4952 | 4964.2757 | 4846.3036 | 4926.3814 | 4956.946
11593 | 4952 | 4964.1854 | 4846.2304 | 4926.186 | 4956.9052 | [8 empty] | 4962.6472 | 4952 | 4964.1854 | 4846.2304 | 4926.186 | 4956.9052
11594 | 4952 | 4963.8727 | 4846.0011 | 4926.1597 | 4956.8143 | [8 empty] | 4962.5265 | 4952 | 4963.8727 | 4846.0011 | 4926.1597 | 4956.8143
11595 | 4952 | 4963.5745 | 4845.953 | 4925.9614 | 4956.7819 | [8 empty] | 4962.3601 | 4952 | 4963.5745 | 4845.953 | 4925.9614 | 4956.7819
11596 | 4952 | 4963.179 | 4845.8456 | 4925.6224 | 4956.6998 | [8 empty] | 4962.1537 | 4952 | 4963.179 | 4845.8456 | 4925.6224 | 4956.6998
11597 | 4952 | 4962.5981 | 4845.8191 | 4925.508 | 4956.6312 | [8 empty] | 4962.1431 | 4952 | 4962.5981 | 4845.8191 | 4925.508 | 4956.6312
11598 | 4952 | 4962.4538 | 4845.6858 | 4925.3936 | 4956.6091 | [8 empty] | 4961.9616 | 4952 | 4962.4538 | 4845.6858 | 4925.3936 | 4956.6091
11599 | 4951 | 4962.41 | 4845.5535 | 4925.2673 | 4956.5241 | [8 empty] | 4961.7778 | 4951 | 4962.41 | 4845.5535 | 4925.2673 | 4956.5241
11600 | 4951 | 4962.3482 | 4845.383 | 4925.1144 | 4956.1141 | [8 empty] | 4961.5228 | 4951 | 4962.3482 | 4845.383 | 4925.1144 | 4956.1141
11601 | 4951 | 4962.2984 | 4845.3664 | 4924.9871 | 4955.8363 | [8 empty] | 4961.3246 | 4951 | 4962.2984 | 4845.3664 | 4924.9871 | 4955.8363
11602 | 4951 | 4961.9864 | 4845.3215 | 4924.9708 | 4955.7743 | [8 empty] | 4961.1186 | 4951 | 4961.9864 | 4845.3215 | 4924.9708 | 4955.7743
11603 | 4951 | 4961.8827 | 4845.2465 | 4924.743 | 4955.7621 | [8 empty] | 4961.1085 | 4951 | 4961.8827 | 4845.2465 | 4924.743 | 4955.7621
11604 | 4951 | 4961.8209 | 4845.1864 | 4924.7037 | 4955.6666 | [8 empty] | 4960.9033 | 4951 | 4961.8209 | 4845.1864 | 4924.7037 | 4955.6666
11605 | 4951 | 4961.6641 | 4844.9721 | 4924.5426 | 4955.5804 | [8 empty] | 4960.8991 | 4951 | 4961.6641 | 4844.9721 | 4924.5426 | 4955.5804
11606 | 4951 | 4961.4346 | 4844.8955 | 4924.4855 | 4955.5803 | [8 empty] | 4960.8554 | 4951 | 4961.4346 | 4844.8955 | 4924.4855 | 4955.5803
11607 | 4951 | 4961.2558 | 4844.6639 | 4924.3888 | 4955.4196 | [8 empty] | 4960.6096 | 4951 | 4961.2558 | 4844.6639 | 4924.3888 | 4955.4196
11608 | 4950 | 4961.1753 | 4844.4933 | 4924.3745 | 4955.31 | [8 empty] | 4960.5296 | 4950 | 4961.1753 | 4844.4933 | 4924.3745 | 4955.31
11609 | 4950 | 4961.1628 | 4844.4881 | 4924.2835 | 4955.0565 | [8 empty] | 4960.3119 | 4950 | 4961.1628 | 4844.4881 | 4924.2835 | 4955.0565
11610 | 4950 | 4961.0546 | 4844.3036 | 4924.1823 | 4954.9671 | [8 empty] | 4960.2807 | 4950 | 4961.0546 | 4844.3036 | 4924.1823 | 4954.9671
11611 | 4950 | 4961.0534 | 4844.2942 | 4923.9596 | 4954.8689 | [8 empty] | 4960.2701 | 4950 | 4961.0534 | 4844.2942 | 4923.9596 | 4954.8689
11612 | 4950 | 4960.8139 | 4844.2736 | 4923.8517 | 4954.6372 | [8 empty] | 4960.2308 | 4950 | 4960.8139 | 4844.2736 | 4923.8517 | 4954.6372
11613 | 4950 | 4960.8007 | 4844.0435 | 4923.7396 | 4954.5387 | [8 empty] | 4960.0856 | 4950 | 4960.8007 | 4844.0435 | 4923.7396 | 4954.5387
11614 | 4950 | 4960.6862 | 4843.8981 | 4923.5684 | 4954.4995 | [8 empty] | 4960.0758 | 4950 | 4960.6862 | 4843.8981 | 4923.5684 | 4954.4995
11615 | 4950 | 4960.5383 | 4843.8897 | 4923.3813 | 4954.4901 | [8 empty] | 4960.0399 | 4950 | 4960.5383 | 4843.8897 | 4923.3813 | 4954.4901
11616 | 4950 | 4960.4689 | 4843.5018 | 4923.2674 | 4954.4537 | [8 empty] | 4959.7697 | 4950 | 4960.4689 | 4843.5018 | 4923.2674 | 4954.4537
11617 | 4949 | 4960.3855 | 4843.4895 | 4923.1841 | 4954.3614 | [8 empty] | 4959.6821 | 4949 | 4960.3855 | 4843.4895 | 4923.1841 | 4954.3614
11618 | 4949 | 4960.3267 | 4843.4597 | 4923.0908 | 4954.2479 | [8 empty] | 4959.5494 | 4949 | 4960.3267 | 4843.4597 | 4923.0908 | 4954.2479
11619 | 4949 | 4960.3034 | 4843.4265 | 4923.0436 | 4954.2017 | [8 empty] | 4959.4785 | 4949 | 4960.3034 | 4843.4265 | 4923.0436 | 4954.2017
11620 | 4949 | 4960.253 | 4843.1888 | 4923.0235 | 4954.1666 | [8 empty] | 4959.2436 | 4949 | 4960.253 | 4843.1888 | 4923.0235 | 4954.1666
11621 | 4949 | 4960.2526 | 4842.9672 | 4922.8867 | 4954.1042 | [8 empty] | 4959.2358 | 4949 | 4960.2526 | 4842.9672 | 4922.8867 | 4954.1042
11622 | 4949 | 4960.2362 | 4842.8331 | 4922.8352 | 4954.0598 | [8 empty] | 4959.2327 | 4949 | 4960.2362 | 4842.8331 | 4922.8352 | 4954.0598
11623 | 4949 | 4960.1715 | 4842.6923 | 4922.7858 | 4953.8953 | [8 empty] | 4959.1031 | 4949 | 4960.1715 | 4842.6923 | 4922.7858 | 4953.8953
11624 | 4949 | 4960.0887 | 4842.3919 | 4922.7432 | 4953.7569 | [8 empty] | 4958.8008 | 4949 | 4960.0887 | 4842.3919 | 4922.7432 | 4953.7569
11625 | 4949 | 4960.0867 | 4842.38 | 4922.724 | 4953.418 | [8 empty] | 4958.772 | 4949 | 4960.0867 | 4842.38 | 4922.724 | 4953.418
11626 | 4949 | 4959.9674 | 4842.3781 | 4922.6797 | 4953.4108 | [8 empty] | 4958.6647 | 4949 | 4959.9674 | 4842.3781 | 4922.6797 | 4953.4108
11627 | 4949 | 4959.8206 | 4842.2877 | 4922.6356 | 4953.3492 | [8 empty] | 4958.5437 | 4949 | 4959.8206 | 4842.2877 | 4922.6356 | 4953.3492
11628 | 4948 | 4959.8186 | 4842.1369 | 4922.5987 | 4953.2262 | [8 empty] | 4958.5369 | 4948 | 4959.8186 | 4842.1369 | 4922.5987 | 4953.2262
11629 | 4948 | 4959.8169 | 4841.947 | 4922.4527 | 4953.1663 | [8 empty] | 4958.4144 | 4948 | 4959.8169 | 4841.947 | 4922.4527 | 4953.1663
11630 | 4948 | 4959.6466 | 4841.9432 | 4921.876 | 4952.9598 | [8 empty] | 4958.0134 | 4948 | 4959.6466 | 4841.9432 | 4921.876 | 4952.9598
11631 | 4948 | 4959.6421 | 4841.8813 | 4921.8625 | 4952.7793 | [8 empty] | 4957.8224 | 4948 | 4959.6421 | 4841.8813 | 4921.8625 | 4952.7793
11632 | 4948 | 4959.5162 | 4841.8636 | 4921.8222 | 4952.7665 | [8 empty] | 4957.8077 | 4948 | 4959.5162 | 4841.8636 | 4921.8222 | 4952.7665
11633 | 4948 | 4959.4146 | 4841.795 | 4921.6858 | 4952.61 | [8 empty] | 4957.7207 | 4948 | 4959.4146 | 4841.795 | 4921.6858 | 4952.61
11634 | 4947 | 4959.2608 | 4841.74 | 4921.6695 | 4952.5478 | [8 empty] | 4957.5332 | 4947 | 4959.2608 | 4841.74 | 4921.6695 | 4952.5478
11635 | 4947 | 4959.1698 | 4841.6958 | 4921.661 | 4952.5027 | [8 empty] | 4957.1241 | 4947 | 4959.1698 | 4841.6958 | 4921.661 | 4952.5027
11636 | 4947 | 4958.8076 | 4841.4791 | 4921.5309 | 4952.4373 | [8 empty] | 4957.1173 | 4947 | 4958.8076 | 4841.4791 | 4921.5309 | 4952.4373
11637 | 4947 | 4958.7132 | 4841.4171 | 4921.0164 | 4952.3692 | [8 empty] | 4956.9716 | 4947 | 4958.7132 | 4841.4171 | 4921.0164 | 4952.3692
11638 | 4947 | 4958.6387 | 4841.2863 | 4920.9511 | 4952.2946 | [8 empty] | 4956.8947 | 4947 | 4958.6387 | 4841.2863 | 4920.9511 | 4952.2946
11639 | 4947 | 4958.4938 | 4841.2695 | 4920.9407 | 4952.1389 | [8 empty] | 4956.8929 | 4947 | 4958.4938 | 4841.2695 | 4920.9407 | 4952.1389
11640 | 4947 | 4958.2911 | 4841.2487 | 4920.7081 | 4952.1046 | [8 empty] | 4956.6829 | 4947 | 4958.2911 | 4841.2487 | 4920.7081 | 4952.1046
11641 | 4946 | 4958.247 | 4841.1604 | 4920.6926 | 4951.9751 | [8 empty] | 4956.3691 | 4946 | 4958.247 | 4841.1604 | 4920.6926 | 4951.9751
11642 | 4946 | 4958.2429 | 4841.1535 | 4920.6843 | 4951.9602 | [8 empty] | 4956.2097 | 4946 | 4958.2429 | 4841.1535 | 4920.6843 | 4951.9602
11643 | 4946 | 4957.9678 | 4841.0736 | 4920.5686 | 4951.9065 | [8 empty] | 4956.1877 | 4946 | 4957.9678 | 4841.0736 | 4920.5686 | 4951.9065
11644 | 4946 | 4957.9489 | 4841.031 | 4920.3837 | 4951.5441 | [8 empty] | 4955.9857 | 4946 | 4957.9489 | 4841.031 | 4920.3837 | 4951.5441
11645 | 4946 | 4957.873 | 4841.0281 | 4920.144 | 4951.3956 | [8 empty] | 4955.9367 | 4946 | 4957.873 | 4841.0281 | 4920.144 | 4951.3956
11646 | 4946 | 4957.8191 | 4840.8674 | 4919.9773 | 4951.2135 | [8 empty] | 4955.9192 | 4946 | 4957.8191 | 4840.8674 | 4919.9773 | 4951.2135
11647 | 4946 | 4957.7533 | 4840.856 | 4919.8811 | 4951.107 | [8 empty] | 4955.5251 | 4946 | 4957.7533 | 4840.856 | 4919.8811 | 4951.107
11648 | 4946 | 4957.753 | 4840.8281 | 4919.5911 | 4950.6616 | [8 empty] | 4955.4434 | 4946 | 4957.753 | 4840.8281 | 4919.5911 | 4950.6616
11649 | 4946 | 4957.4298 | 4840.7633 | 4919.4486 | 4950.5872 | [8 empty] | 4955.4407 | 4946 | 4957.4298 | 4840.7633 | 4919.4486 | 4950.5872
11650 | 4946 | 4957.3967 | 4840.7415 | 4918.9066 | 4950.2726 | [8 empty] | 4955.3918 | 4946 | 4957.3967 | 4840.7415 | 4918.9066 | 4950.2726
11651 | 4946 | 4957.2363 | 4840.7356 | 4918.7112 | 4949.8798 | [8 empty] | 4955.3755 | 4946 | 4957.2363 | 4840.7356 | 4918.7112 | 4949.8798
11652 | 4946 | 4957.1726 | 4840.6604 | 4918.5341 | 4949.8521 | [8 empty] | 4955.1902 | 4946 | 4957.1726 | 4840.6604 | 4918.5341 | 4949.8521
11653 | 4945 | 4956.946 | 4840.4095 | 4918.514 | 4949.7853 | [8 empty] | 4955.152 | 4945 | 4956.946 | 4840.4095 | 4918.514 | 4949.7853
11654 | 4945 | 4956.9312 | 4840.3613 | 4918.4509 | 4949.6942 | [8 empty] | 4955.1371 | 4945 | 4956.9312 | 4840.3613 | 4918.4509 | 4949.6942
11655 | 4945 | 4956.8849 | 4840.3465 | 4918.3383 | 4949.6377 | [8 empty] | 4955.0112 | 4945 | 4956.8849 | 4840.3465 | 4918.3383 | 4949.6377
11656 | 4945 | 4956.6724 | 4840.22 | 4918.0654 | 4949.604 | [8 empty] | 4954.7162 | 4945 | 4956.6724 | 4840.22 | 4918.0654 | 4949.604
11657 | 4945 | 4956.2852 | 4840.1655 | 4918.021 | 4949.5014 | [8 empty] | 4954.7099 | 4945 | 4956.2852 | 4840.1655 | 4918.021 | 4949.5014
11658 | 4945 | 4956.2331 | 4840.1289 | 4917.986 | 4949.4871 | [8 empty] | 4954.5053 | 4945 | 4956.2331 | 4840.1289 | 4917.986 | 4949.4871
11659 | 4944 | 4956.196 | 4840.1126 | 4917.9735 | 4949.1828 | [8 empty] | 4954.496 | 4944 | 4956.196 | 4840.1126 | 4917.9735 | 4949.1828
11660 | 4944 | 4956.0174 | 4840.0343 | 4917.8925 | 4949.128 | [8 empty] | 4954.1803 | 4944 | 4956.0174 | 4840.0343 | 4917.8925 | 4949.128
11661 | 4944 | 4955.9483 | 4840.0113 | 4917.7181 | 4948.8287 | [8 empty] | 4954.1569 | 4944 | 4955.9483 | 4840.0113 | 4917.7181 | 4948.8287
11662 | 4944 | 4955.8846 | 4839.9696 | 4917.6728 | 4948.7812 | [8 empty] | 4954.13 | 4944 | 4955.8846 | 4839.9696 | 4917.6728 | 4948.7812
11663 | 4944 | 4955.6096 | 4839.9156 | 4917.5531 | 4948.7242 | [8 empty] | 4954.1101 | 4944 | 4955.6096 | 4839.9156 | 4917.5531 | 4948.7242
11664 | 4943 | 4955.4705 | 4839.814 | 4917.4024 | 4948.6812 | [8 empty] | 4953.8702 | 4943 | 4955.4705 | 4839.814 | 4917.4024 | 4948.6812
11665 | 4943 | 4955.2899 | 4839.7883 | 4917.3477 | 4948.5319 | [8 empty] | 4953.6945 | 4943 | 4955.2899 | 4839.7883 | 4917.3477 | 4948.5319
11666 | 4943 | 4955.259 | 4839.6125 | 4917.3402 | 4948.524 | [8 empty] | 4953.2731 | 4943 | 4955.259 | 4839.6125 | 4917.3402 | 4948.524
11667 | 4943 | 4955.1512 | 4839.6119 | 4917.2853 | 4948.3529 | [8 empty] | 4953.246 | 4943 | 4955.1512 | 4839.6119 | 4917.2853 | 4948.3529
11668 | 4943 | 4955.0435 | 4839.5859 | 4917.2321 | 4947.9119 | [8 empty] | 4953.2105 | 4943 | 4955.0435 | 4839.5859 | 4917.2321 | 4947.9119
11669 | 4942 | 4954.9501 | 4839.4687 | 4917.0892 | 4947.8671 | [8 empty] | 4953.1939 | 4942 | 4954.9501 | 4839.4687 | 4917.0892 | 4947.8671
11670 | 4942 | 4954.9395 | 4839.4106 | 4916.9787 | 4947.7927 | [8 empty] | 4953.1828 | 4942 | 4954.9395 | 4839.4106 | 4916.9787 | 4947.7927
11671 | 4942 | 4954.899 | 4839.3631 | 4916.8565 | 4947.5913 | [8 empty] | 4953.0331 | 4942 | 4954.899 | 4839.3631 | 4916.8565 | 4947.5913
11672 | 4942 | 4954.8539 | 4839.3376 | 4916.7626 | 4947.4879 | [8 empty] | 4952.9468 | 4942 | 4954.8539 | 4839.3376 | 4916.7626 | 4947.4879
11673 | 4942 | 4954.6149 | 4839.2126 | 4916.7454 | 4947.3438 | [8 empty] | 4952.857 | 4942 | 4954.6149 | 4839.2126 | 4916.7454 | 4947.3438
11674 | 4942 | 4954.544 | 4839.2101 | 4916.7128 | 4947.2573 | [8 empty] | 4952.8179 | 4942 | 4954.544 | 4839.2101 | 4916.7128 | 4947.2573
11675 | 4942 | 4954.3591 | 4839.1933 | 4916.7049 | 4947.1958 | [8 empty] | 4952.7548 | 4942 | 4954.3591 | 4839.1933 | 4916.7049 | 4947.1958
11676 | 4942 | 4954.2912 | 4839.1251 | 4916.5151 | 4947.0835 | [8 empty] | 4952.6612 | 4942 | 4954.2912 | 4839.1251 | 4916.5151 | 4947.0835
11677 | 4942 | 4954.2826 | 4839.0916 | 4916.3952 | 4946.8463 | [8 empty] | 4952.5914 | 4942 | 4954.2826 | 4839.0916 | 4916.3952 | 4946.8463
11678 | 4942 | 4954.0096 | 4839.0064 | 4916.2622 | 4946.7814 | [8 empty] | 4952.5442 | 4942 | 4954.0096 | 4839.0064 | 4916.2622 | 4946.7814
11679 | 4942 | 4953.9996 | 4838.9343 | 4916.017 | 4946.6256 | [8 empty] | 4952.5382 | 4942 | 4953.9996 | 4838.9343 | 4916.017 | 4946.6256
11680 | 4941 | 4953.9015 | 4838.8534 | 4915.9653 | 4946.6141 | [8 empty] | 4952.4763 | 4941 | 4953.9015 | 4838.8534 | 4915.9653 | 4946.6141
11681 | 4941 | 4953.5916 | 4838.5617 | 4915.8151 | 4946.4873 | [8 empty] | 4952.3911 | 4941 | 4953.5916 | 4838.5617 | 4915.8151 | 4946.4873
11682 | 4941 | 4953.5655 | 4838.5413 | 4915.7311 | 4946.2391 | [8 empty] | 4952.2415 | 4941 | 4953.5655 | 4838.5413 | 4915.7311 | 4946.2391
11683 | 4941 | 4953.4863 | 4838.3494 | 4915.5562 | 4946.1955 | [8 empty] | 4952.2398 | 4941 | 4953.4863 | 4838.3494 | 4915.5562 | 4946.1955
11684 | 4941 | 4953.42 | 4838.2815 | 4915.5024 | 4945.9089 | [8 empty] | 4952.1485 | 4941 | 4953.42 | 4838.2815 | 4915.5024 | 4945.9089
11685 | 4941 | 4953.3615 | 4838.1792 | 4915.4995 | 4945.6457 | [8 empty] | 4952.0287 | 4941 | 4953.3615 | 4838.1792 | 4915.4995 | 4945.6457
11686 | 4941 | 4953.2067 | 4838.0182 | 4915.4699 | 4945.6282 | [8 empty] | 4952.0056 | 4941 | 4953.2067 | 4838.0182 | 4915.4699 | 4945.6282
11687 | 4940 | 4953.1564 | 4837.9419 | 4915.4358 | 4945.51 | [8 empty] | 4951.9181 | 4940 | 4953.1564 | 4837.9419 | 4915.4358 | 4945.51
11688 | 4940 | 4953.0828 | 4837.8008 | 4915.2837 | 4945.4895 | [8 empty] | 4951.7671 | 4940 | 4953.0828 | 4837.8008 | 4915.2837 | 4945.4895
11689 | 4940 | 4953.0742 | 4837.6911 | 4914.9722 | 4945.2681 | [8 empty] | 4951.6887 | 4940 | 4953.0742 | 4837.6911 | 4914.9722 | 4945.2681
11690 | 4940 | 4952.9649 | 4837.6338 | 4914.6296 | 4945.2456 | [8 empty] | 4951.6799 | 4940 | 4952.9649 | 4837.6338 | 4914.6296 | 4945.2456
11691 | 4940 | 4952.9149 | 4837.4146 | 4914.5567 | 4945.0782 | [8 empty] | 4951.6118 | 4940 | 4952.9149 | 4837.4146 | 4914.5567 | 4945.0782
11692 | 4940 | 4952.6881 | 4837.331 | 4914.4889 | 4944.9701 | [8 empty] | 4951.5934 | 4940 | 4952.6881 | 4837.331 | 4914.4889 | 4944.9701
11693 | 4940 | 4952.6368 | 4837.25 | 4913.8644 | 4944.8551 | [8 empty] | 4951.578 | 4940 | 4952.6368 | 4837.25 | 4913.8644 | 4944.8551
11694 | 4940 | 4952.5359 | 4837.1469 | 4913.8622 | 4944.8073 | [8 empty] | 4951.2731 | 4940 | 4952.5359 | 4837.1469 | 4913.8622 | 4944.8073
11695 | 4940 | 4952.5179 | 4837.1143 | 4913.8501 | 4944.6797 | [8 empty] | 4951.2357 | 4940 | 4952.5179 | 4837.1143 | 4913.8501 | 4944.6797
11696 | 4940 | 4952.5167 | 4837.1117 | 4913.4122 | 4944.668 | [8 empty] | 4951.1518 | 4940 | 4952.5167 | 4837.1117 | 4913.4122 | 4944.668
11697 | 4939 | 4952.4357 | 4836.9265 | 4913.1309 | 4944.6533 | [8 empty] | 4951.0404 | 4939 | 4952.4357 | 4836.9265 | 4913.1309 | 4944.6533
11698 | 4939 | 4952.3868 | 4836.8637 | 4912.9625 | 4944.5567 | [8 empty] | 4951.0089 | 4939 | 4952.3868 | 4836.8637 | 4912.9625 | 4944.5567
11699 | 4939 | 4952.3519 | 4836.8583 | 4912.8277 | 4944.4371 | [8 empty] | 4950.9733 | 4939 | 4952.3519 | 4836.8583 | 4912.8277 | 4944.4371
11700 | 4939 | 4952.2334 | 4836.8266 | 4912.7527 | 4944.1424 | [8 empty] | 4950.7989 | 4939 | 4952.2334 | 4836.8266 | 4912.7527 | 4944.1424
11701 | 4939 | 4952.1816 | 4836.6519 | 4912.7338 | 4944.0232 | [8 empty] | 4950.6744 | 4939 | 4952.1816 | 4836.6519 | 4912.7338 | 4944.0232
11702 | 4939 | 4952.1782 | 4836.6086 | 4912.6855 | 4943.9957 | [8 empty] | 4950.6536 | 4939 | 4952.1782 | 4836.6086 | 4912.6855 | 4943.9957
11703 | 4939 | 4952.1305 | 4836.5673 | 4912.6445 | 4943.7699 | [8 empty] | 4950.3528 | 4939 | 4952.1305 | 4836.5673 | 4912.6445 | 4943.7699
11704 | 4939 | 4952.1279 | 4836.3569 | 4912.5072 | 4943.6908 | [8 empty] | 4950.3527 | 4939 | 4952.1279 | 4836.3569 | 4912.5072 | 4943.6908
11705 | 4939 | 4952.0897 | 4836.3538 | 4912.3937 | 4943.6455 | [8 empty] | 4950.0935 | 4939 | 4952.0897 | 4836.3538 | 4912.3937 | 4943.6455
11706 | 4939 | 4951.8571 | 4836.2802 | 4912.3458 | 4943.4614 | [8 empty] | 4949.7771 | 4939 | 4951.8571 | 4836.2802 | 4912.3458 | 4943.4614
11707 | 4939 | 4951.8487 | 4836.1716 | 4912.2767 | 4943.4551 | [8 empty] | 4949.7199 | 4939 | 4951.8487 | 4836.1716 | 4912.2767 | 4943.4551
11708 | 4939 | 4951.7998 | 4836.1072 | 4912.2579 | 4943.3055 | [8 empty] | 4949.7136 | 4939 | 4951.7998 | 4836.1072 | 4912.2579 | 4943.3055
11709 | 4938 | 4951.7601 | 4835.9383 | 4912.2417 | 4943.2697 | [8 empty] | 4949.6445 | 4938 | 4951.7601 | 4835.9383 | 4912.2417 | 4943.2697
11710 | 4938 | 4951.4218 | 4835.8952 | 4912.2191 | 4942.762 | [8 empty] | 4949.3499 | 4938 | 4951.4218 | 4835.8952 | 4912.2191 | 4942.762
11711 | 4938 | 4951.4009 | 4835.8496 | 4912.0581 | 4942.6687 | [8 empty] | 4949.2922 | 4938 | 4951.4009 | 4835.8496 | 4912.0581 | 4942.6687
11712 | 4938 | 4951.3732 | 4835.6308 | 4912.0193 | 4942.4876 | [8 empty] | 4949.2489 | 4938 | 4951.3732 | 4835.6308 | 4912.0193 | 4942.4876
11713 | 4938 | 4950.7561 | 4835.6109 | 4911.9607 | 4942.4254 | [8 empty] | 4949.2087 | 4938 | 4950.7561 | 4835.6109 | 4911.9607 | 4942.4254
11714 | 4938 | 4950.6892 | 4835.5109 | 4911.8836 | 4942.2355 | [8 empty] | 4949.0264 | 4938 | 4950.6892 | 4835.5109 | 4911.8836 | 4942.2355
11715 | 4937 | 4950.6776 | 4835.4047 | 4911.6796 | 4942.0678 | [8 empty] | 4948.9141 | 4937 | 4950.6776 | 4835.4047 | 4911.6796 | 4942.0678
11716 | 4937 | 4950.6633 | 4835.3833 | 4911.4569 | 4941.9596 | [8 empty] | 4948.8115 | 4937 | 4950.6633 | 4835.3833 | 4911.4569 | 4941.9596
11717 | 4937 | 4950.6055 | 4835.0149 | 4911.3318 | 4941.882 | [8 empty] | 4948.3237 | 4937 | 4950.6055 | 4835.0149 | 4911.3318 | 4941.882
11718 | 4937 | 4950.6048 | 4835.0113 | 4911.3267 | 4941.8474 | [8 empty] | 4948.309 | 4937 | 4950.6048 | 4835.0113 | 4911.3267 | 4941.8474
11719 | 4937 | 4950.601 | 4835.0072 | 4911.2605 | 4941.8325 | [8 empty] | 4948.1545 | 4937 | 4950.601 | 4835.0072 | 4911.2605 | 4941.8325
11720 | 4937 | 4950.5894 | 4834.9295 | 4911.2069 | 4941.7937 | [8 empty] | 4948.0047 | 4937 | 4950.5894 | 4834.9295 | 4911.2069 | 4941.7937
11721 | 4937 | 4950.5475 | 4834.8381 | 4911.0118 | 4941.6853 | [8 empty] | 4947.8768 | 4937 | 4950.5475 | 4834.8381 | 4911.0118 | 4941.6853
11722 | 4936 | 4950.5412 | 4834.5158 | 4910.6293 | 4941.5782 | [8 empty] | 4947.788 | 4936 | 4950.5412 | 4834.5158 | 4910.6293 | 4941.5782
11723 | 4936 | 4950.4852 | 4834.4971 | 4910.3992 | 4941.4536 | [8 empty] | 4947.733 | 4936 | 4950.4852 | 4834.4971 | 4910.3992 | 4941.4536
11724 | 4936 | 4950.4614 | 4834.4878 | 4910.3426 | 4941.4141 | [8 empty] | 4947.7029 | 4936 | 4950.4614 | 4834.4878 | 4910.3426 | 4941.4141
11725 | 4936 | 4950.439 | 4834.4053 | 4910.2816 | 4941.4129 | [8 empty] | 4947.5884 | 4936 | 4950.439 | 4834.4053 | 4910.2816 | 4941.4129
11726 | 4936 | 4950.3494 | 4834.2904 | 4909.9846 | 4941.3526 | [8 empty] | 4947.34 | 4936 | 4950.3494 | 4834.2904 | 4909.9846 | 4941.3526
11727 | 4936 | 4950.3329 | 4834.2042 | 4909.8592 | 4941.3391 | [8 empty] | 4947.3087 | 4936 | 4950.3329 | 4834.2042 | 4909.8592 | 4941.3391
11728 | 4936 | 4950.2971 | 4834.1902 | 4909.4136 | 4941.1415 | [8 empty] | 4947.3024 | 4936 | 4950.2971 | 4834.1902 | 4909.4136 | 4941.1415
11729 | 4935 | 4950.0984 | 4834.0966 | 4909.0978 | 4941.1363 | [8 empty] | 4947.2582 | 4935 | 4950.0984 | 4834.0966 | 4909.0978 | 4941.1363
11730 | 4935 | 4950.0658 | 4834.0192 | 4909.079 | 4941.0262 | [8 empty] | 4947.1487 | 4935 | 4950.0658 | 4834.0192 | 4909.079 | 4941.0262
11731 | 4935 | 4949.6927 | 4833.7152 | 4909.0014 | 4940.8075 | [8 empty] | 4947.0884 | 4935 | 4949.6927 | 4833.7152 | 4909.0014 | 4940.8075
11732 | 4935 | 4949.6571 | 4833.7109 | 4908.8362 | 4940.6437 | [8 empty] | 4947.0796 | 4935 | 4949.6571 | 4833.7109 | 4908.8362 | 4940.6437
11733 | 4935 | 4949.5105 | 4833.1187 | 4908.8009 | 4940.5898 | [8 empty] | 4946.9635 | 4935 | 4949.5105 | 4833.1187 | 4908.8009 | 4940.5898
11734 | 4935 | 4949.4293 | 4833.0116 | 4908.7928 | 4940.2592 | [8 empty] | 4946.4663 | 4935 | 4949.4293 | 4833.0116 | 4908.7928 | 4940.2592
11735 | 4934 | 4949.2779 | 4832.8034 | 4908.6866 | 4940.1512 | [8 empty] | 4946.3913 | 4934 | 4949.2779 | 4832.8034 | 4908.6866 | 4940.1512
11736 | 4934 | 4949.273 | 4832.6651 | 4908.673 | 4939.6736 | [8 empty] | 4946.3772 | 4934 | 4949.273 | 4832.6651 | 4908.673 | 4939.6736
11737 | 4934 | 4949.1199 | 4832.6526 | 4908.638 | 4939.3754 | [8 empty] | 4946.3695 | 4934 | 4949.1199 | 4832.6526 | 4908.638 | 4939.3754
11738 | 4934 | 4948.8343 | 4832.5543 | 4908.512 | 4939.3164 | [8 empty] | 4946.2759 | 4934 | 4948.8343 | 4832.5543 | 4908.512 | 4939.3164
11739 | 4934 | 4948.6141 | 4832.5371 | 4908.4839 | 4939.1463 | [8 empty] | 4946.2683 | 4934 | 4948.6141 | 4832.5371 | 4908.4839 | 4939.1463
11740 | 4934 | 4948.5838 | 4832.4236 | 4908.3215 | 4938.9396 | [8 empty] | 4946.1517 | 4934 | 4948.5838 | 4832.4236 | 4908.3215 | 4938.9396
11741 | 4933 | 4948.4572 | 4832.3739 | 4908.1828 | 4938.9372 | [8 empty] | 4946.1326 | 4933 | 4948.4572 | 4832.3739 | 4908.1828 | 4938.9372
11742 | 4933 | 4948.365 | 4832.342 | 4908.104 | 4938.9332 | [8 empty] | 4946.0773 | 4933 | 4948.365 | 4832.342 | 4908.104 | 4938.9332
11743 | 4933 | 4948.262 | 4832.014 | 4907.872 | 4938.9306 | [8 empty] | 4946.0122 | 4933 | 4948.262 | 4832.014 | 4907.872 | 4938.9306
11744 | 4933 | 4948.2294 | 4831.9818 | 4907.6448 | 4938.8271 | [8 empty] | 4945.8911 | 4933 | 4948.2294 | 4831.9818 | 4907.6448 | 4938.8271
11745 | 4933 | 4948.0913 | 4831.7521 | 4907.6369 | 4938.4729 | [8 empty] | 4945.7882 | 4933 | 4948.0913 | 4831.7521 | 4907.6369 | 4938.4729
11746 | 4933 | 4947.945 | 4831.4992 | 4907.517 | 4938.3982 | [8 empty] | 4945.6731 | 4933 | 4947.945 | 4831.4992 | 4907.517 | 4938.3982
11747 | 4933 | 4947.7313 | 4831.3702 | 4907.247 | 4938.3808 | [8 empty] | 4945.592 | 4933 | 4947.7313 | 4831.3702 | 4907.247 | 4938.3808
11748 | 4933 | 4947.6596 | 4831.3663 | 4907.2183 | 4938.2173 | [8 empty] | 4945.4709 | 4933 | 4947.6596 | 4831.3663 | 4907.2183 | 4938.2173
11749 | 4933 | 4947.6581 | 4831.354 | 4907.2042 | 4937.5843 | [8 empty] | 4945.4369 | 4933 | 4947.6581 | 4831.354 | 4907.2042 | 4937.5843
11750 | 4933 | 4947.5638 | 4831.1533 | 4907.1221 | 4937.4206 | [8 empty] | 4945.2083 | 4933 | 4947.5638 | 4831.1533 | 4907.1221 | 4937.4206
11751 | 4933 | 4947.5468 | 4831.1445 | 4907.0612 | 4937.2679 | [8 empty] | 4945.1505 | 4933 | 4947.5468 | 4831.1445 | 4907.0612 | 4937.2679
11752 | 4933 | 4947.469 | 4830.7959 | 4907.0145 | 4937.1436 | [8 empty] | 4945.1261 | 4933 | 4947.469 | 4830.7959 | 4907.0145 | 4937.1436
11753 | 4933 | 4947.4028 | 4830.7367 | 4906.7149 | 4937.0714 | [8 empty] | 4944.969 | 4933 | 4947.4028 | 4830.7367 | 4906.7149 | 4937.0714
11754 | 4933 | 4947.2536 | 4830.6151 | 4906.7006 | 4937.0508 | [8 empty] | 4944.8279 | 4933 | 4947.2536 | 4830.6151 | 4906.7006 | 4937.0508
11755 | 4932 | 4947.0426 | 4830.5186 | 4906.6802 | 4937.047 | [8 empty] | 4944.6475 | 4932 | 4947.0426 | 4830.5186 | 4906.6802 | 4937.047
11756 | 4932 | 4947.0408 | 4830.4503 | 4906.6105 | 4937.0163 | [8 empty] | 4944.5263 | 4932 | 4947.0408 | 4830.4503 | 4906.6105 | 4937.0163
11757 | 4932 | 4947.0279 | 4829.9114 | 4906.3508 | 4936.9302 | [8 empty] | 4944.5123 | 4932 | 4947.0279 | 4829.9114 | 4906.3508 | 4936.9302
11758 | 4932 | 4947.0248 | 4829.3777 | 4906.3464 | 4936.8157 | [8 empty] | 4944.3454 | 4932 | 4947.0248 | 4829.3777 | 4906.3464 | 4936.8157
11759 | 4932 | 4946.9663 | 4829.2022 | 4906.0697 | 4936.8013 | [8 empty] | 4944.2667 | 4932 | 4946.9663 | 4829.2022 | 4906.0697 | 4936.8013
11760 | 4932 | 4946.5943 | 4829.1114 | 4905.9819 | 4936.7967 | [8 empty] | 4944.17 | 4932 | 4946.5943 | 4829.1114 | 4905.9819 | 4936.7967
11761 | 4932 | 4946.3888 | 4829.0271 | 4905.8988 | 4936.711 | [8 empty] | 4944.1506 | 4932 | 4946.3888 | 4829.0271 | 4905.8988 | 4936.711
11762 | 4932 | 4946.3457 | 4828.8396 | 4905.7876 | 4936.4472 | [8 empty] | 4944.1191 | 4932 | 4946.3457 | 4828.8396 | 4905.7876 | 4936.4472
11763 | 4931 | 4946.1909 | 4828.7698 | 4905.7348 | 4936.3853 | [8 empty] | 4944.0972 | 4931 | 4946.1909 | 4828.7698 | 4905.7348 | 4936.3853
11764 | 4931 | 4946.107 | 4828.7286 | 4905.6668 | 4936.1646 | [8 empty] | 4943.9153 | 4931 | 4946.107 | 4828.7286 | 4905.6668 | 4936.1646
11765 | 4931 | 4946.0701 | 4828.7261 | 4905.6531 | 4936.107 | [8 empty] | 4943.9137 | 4931 | 4946.0701 | 4828.7261 | 4905.6531 | 4936.107
11766 | 4931 | 4945.9527 | 4828.3327 | 4905.3776 | 4935.9405 | [8 empty] | 4943.8492 | 4931 | 4945.9527 | 4828.3327 | 4905.3776 | 4935.9405
11767 | 4931 | 4945.9053 | 4828.2862 | 4905.3306 | 4935.822 | [8 empty] | 4943.8218 | 4931 | 4945.9053 | 4828.2862 | 4905.3306 | 4935.822
11768 | 4931 | 4945.8894 | 4828.208 | 4905.2085 | 4935.7358 | [8 empty] | 4943.7688 | 4931 | 4945.8894 | 4828.208 | 4905.2085 | 4935.7358
11769 | 4931 | 4945.7688 | 4828.1279 | 4904.8144 | 4935.308 | [8 empty] | 4943.7254 | 4931 | 4945.7688 | 4828.1279 | 4904.8144 | 4935.308
11770 | 4931 | 4945.7446 | 4828.0672 | 4904.7728 | 4935.177 | [8 empty] | 4943.1829 | 4931 | 4945.7446 | 4828.0672 | 4904.7728 | 4935.177
11771 | 4931 | 4945.7312 | 4828.0591 | 4904.6149 | 4934.9799 | [8 empty] | 4943.1747 | 4931 | 4945.7312 | 4828.0591 | 4904.6149 | 4934.9799
11772 | 4930 | 4945.7157 | 4828.0152 | 4904.4725 | 4934.859 | [8 empty] | 4943.0588 | 4930 | 4945.7157 | 4828.0152 | 4904.4725 | 4934.859
11773 | 4930 | 4945.5948 | 4827.9025 | 4904.3982 | 4934.6238 | [8 empty] | 4942.9411 | 4930 | 4945.5948 | 4827.9025 | 4904.3982 | 4934.6238
11774 | 4930 | 4945.5846 | 4827.8331 | 4904.2263 | 4934.5093 | [8 empty] | 4942.92 | 4930 | 4945.5846 | 4827.8331 | 4904.2263 | 4934.5093
11775 | 4930 | 4945.4708 | 4827.6616 | 4903.7755 | 4934.2002 | [8 empty] | 4942.82 | 4930 | 4945.4708 | 4827.6616 | 4903.7755 | 4934.2002
11776 | 4930 | 4945.4503 | 4827.6244 | 4903.7001 | 4934.0447 | [8 empty] | 4942.7363 | 4930 | 4945.4503 | 4827.6244 | 4903.7001 | 4934.0447
11777 | 4930 | 4945.3939 | 4827.5178 | 4903.6154 | 4934.0346 | [8 empty] | 4942.5547 | 4930 | 4945.3939 | 4827.5178 | 4903.6154 | 4934.0346
11778 | 4930 | 4945.2551 | 4826.9877 | 4903.5743 | 4933.8405 | [8 empty] | 4942.5185 | 4930 | 4945.2551 | 4826.9877 | 4903.5743 | 4933.8405
11779 | 4930 | 4945.1335 | 4826.9344 | 4903.5612 | 4933.5922 | [8 empty] | 4942.4782 | 4930 | 4945.1335 | 4826.9344 | 4903.5612 | 4933.5922
11780 | 4930 | 4945.0984 | 4826.8876 | 4903.5445 | 4933.4696 | [8 empty] | 4942.4746 | 4930 | 4945.0984 | 4826.8876 | 4903.5445 | 4933.4696
11781 | 4929 | 4944.9911 | 4826.8096 | 4903.0941 | 4933.4012 | [8 empty] | 4942.4461 | 4929 | 4944.9911 | 4826.8096 | 4903.0941 | 4933.4012
11782 | 4929 | 4944.947 | 4826.7008 | 4902.8662 | 4933.2121 | [8 empty] | 4942.4262 | 4929 | 4944.947 | 4826.7008 | 4902.8662 | 4933.2121
11783 | 4929 | 4944.5646 | 4826.6589 | 4901.9461 | 4933.1706 | [8 empty] | 4942.21 | 4929 | 4944.5646 | 4826.6589 | 4901.9461 | 4933.1706
11784 | 4929 | 4944.5216 | 4826.6525 | 4901.9097 | 4933.0676 | [8 empty] | 4941.4973 | 4929 | 4944.5216 | 4826.6525 | 4901.9097 | 4933.0676
11785 | 4929 | 4944.3589 | 4826.4755 | 4901.8535 | 4933.0531 | [8 empty] | 4941.3339 | 4929 | 4944.3589 | 4826.4755 | 4901.8535 | 4933.0531
11786 | 4929 | 4944.2988 | 4826.4294 | 4901.8415 | 4933.0315 | [8 empty] | 4941.1527 | 4929 | 4944.2988 | 4826.4294 | 4901.8415 | 4933.0315
11787 | 4928 | 4944.2119 | 4826.1329 | 4901.6551 | 4932.8826 | [8 empty] | 4941.017 | 4928 | 4944.2119 | 4826.1329 | 4901.6551 | 4932.8826
11788 | 4928 | 4944.2008 | 4825.947 | 4901.6089 | 4932.8539 | [8 empty] | 4940.6193 | 4928 | 4944.2008 | 4825.947 | 4901.6089 | 4932.8539
11789 | 4928 | 4944.0934 | 4825.6587 | 4901.5636 | 4932.8107 | [8 empty] | 4940.5211 | 4928 | 4944.0934 | 4825.6587 | 4901.5636 | 4932.8107
11790 | 4928 | 4944.0006 | 4825.6559 | 4901.3857 | 4932.7689 | [8 empty] | 4940.4479 | 4928 | 4944.0006 | 4825.6559 | 4901.3857 | 4932.7689
11791 | 4928 | 4943.9848 | 4825.5662 | 4901.0984 | 4932.6484 | [8 empty] | 4940.3894 | 4928 | 4943.9848 | 4825.5662 | 4901.0984 | 4932.6484
11792 | 4928 | 4943.882 | 4825.4348 | 4901.0724 | 4932.2317 | [8 empty] | 4939.9614 | 4928 | 4943.882 | 4825.4348 | 4901.0724 | 4932.2317
11793 | 4928 | 4943.6531 | 4825.3183 | 4900.8843 | 4932.046 | [8 empty] | 4939.9595 | 4928 | 4943.6531 | 4825.3183 | 4900.8843 | 4932.046
11794 | 4928 | 4943.4836 | 4824.7894 | 4900.43 | 4931.958 | [8 empty] | 4939.8229 | 4928 | 4943.4836 | 4824.7894 | 4900.43 | 4931.958
11795 | 4928 | 4943.4575 | 4824.6931 | 4900.0959 | 4931.6909 | [8 empty] | 4939.7182 | 4928 | 4943.4575 | 4824.6931 | 4900.0959 | 4931.6909
11796 | 4928 | 4943.4408 | 4824.6364 | 4900.0463 | 4931.656 | [8 empty] | 4939.4045 | 4928 | 4943.4408 | 4824.6364 | 4900.0463 | 4931.656
11797 | 4928 | 4943.4275 | 4824.3398 | 4899.899 | 4931.6221 | [8 empty] | 4939.2051 | 4928 | 4943.4275 | 4824.3398 | 4899.899 | 4931.6221
11798 | 4928 | 4943.3949 | 4824.2207 | 4899.866 | 4931.2845 | [8 empty] | 4939.13 | 4928 | 4943.3949 | 4824.2207 | 4899.866 | 4931.2845
11799 | 4928 | 4943.3891 | 4824.1636 | 4899.7413 | 4931.1738 | [8 empty] | 4938.8119 | 4928 | 4943.3891 | 4824.1636 | 4899.7413 | 4931.1738
11800 | 4927 | 4942.802 | 4824.066 | 4899.6906 | 4930.8429 | [8 empty] | 4938.6562 | 4927 | 4942.802 | 4824.066 | 4899.6906 | 4930.8429
11801 | 4927 | 4942.7884 | 4824.0106 | 4899.6813 | 4930.6572 | [8 empty] | 4938.4568 | 4927 | 4942.7884 | 4824.0106 | 4899.6813 | 4930.6572
11802 | 4927 | 4942.7079 | 4823.8799 | 4899.5899 | 4930.6456 | [8 empty] | 4938.1509 | 4927 | 4942.7079 | 4823.8799 | 4899.5899 | 4930.6456
11803 | 4927 | 4942.4301 | 4823.8562 | 4899.5344 | 4930.6054 | [8 empty] | 4938.1144 | 4927 | 4942.4301 | 4823.8562 | 4899.5344 | 4930.6054
11804 | 4927 | 4942.2412 | 4823.4611 | 4899.5148 | 4930.3212 | [8 empty] | 4937.9554 | 4927 | 4942.2412 | 4823.4611 | 4899.5148 | 4930.3212
11805 | 4927 | 4942.2135 | 4823.4231 | 4899.4852 | 4930.1192 | [8 empty] | 4937.8774 | 4927 | 4942.2135 | 4823.4231 | 4899.4852 | 4930.1192
11806 | 4927 | 4942.2115 | 4823.0255 | 4899.4741 | 4929.9292 | [8 empty] | 4937.7385 | 4927 | 4942.2115 | 4823.0255 | 4899.4741 | 4929.9292
11807 | 4927 | 4942.1478 | 4822.9373 | 4899.4642 | 4929.8038 | [8 empty] | 4937.4692 | 4927 | 4942.1478 | 4822.9373 | 4899.4642 | 4929.8038
11808 | 4927 | 4942.1254 | 4822.8712 | 4899.4604 | 4929.6234 | [8 empty] | 4937.1315 | 4927 | 4942.1254 | 4822.8712 | 4899.4604 | 4929.6234
11809 | 4926 | 4942.0368 | 4822.8678 | 4899.441 | 4929.5083 | [8 empty] | 4936.8735 | 4926 | 4942.0368 | 4822.8678 | 4899.441 | 4929.5083
11810 | 4926 | 4941.9117 | 4822.7542 | 4899.4141 | 4929.5072 | [8 empty] | 4936.5698 | 4926 | 4941.9117 | 4822.7542 | 4899.4141 | 4929.5072
11811 | 4926 | 4941.8867 | 4822.5376 | 4899.2865 | 4929.2331 | [8 empty] | 4936.4176 | 4926 | 4941.8867 | 4822.5376 | 4899.2865 | 4929.2331
11812 | 4926 | 4941.7722 | 4822.4928 | 4899.2816 | 4929.1639 | [8 empty] | 4936.4089 | 4926 | 4941.7722 | 4822.4928 | 4899.2816 | 4929.1639
11813 | 4926 | 4941.6718 | 4822.402 | 4899.0053 | 4928.7753 | [8 empty] | 4936.3097 | 4926 | 4941.6718 | 4822.402 | 4899.0053 | 4928.7753
11814 | 4926 | 4941.5895 | 4822.3723 | 4898.7601 | 4928.4144 | [8 empty] | 4936.3084 | 4926 | 4941.5895 | 4822.3723 | 4898.7601 | 4928.4144
11815 | 4925 | 4941.5622 | 4822.1452 | 4898.471 | 4928.2779 | [8 empty] | 4936.279 | 4925 | 4941.5622 | 4822.1452 | 4898.471 | 4928.2779
11816 | 4925 | 4941.5475 | 4822.0153 | 4898.2982 | 4928.1755 | [8 empty] | 4936.2055 | 4925 | 4941.5475 | 4822.0153 | 4898.2982 | 4928.1755
11817 | 4925 | 4941.5291 | 4821.9532 | 4898.2336 | 4928.1547 | [8 empty] | 4936.0588 | 4925 | 4941.5291 | 4821.9532 | 4898.2336 | 4928.1547
11818 | 4925 | 4941.5095 | 4821.9396 | 4898.1541 | 4928.1166 | [8 empty] | 4935.6327 | 4925 | 4941.5095 | 4821.9396 | 4898.1541 | 4928.1166
11819 | 4925 | 4941.4904 | 4821.8766 | 4898.1138 | 4928.1035 | [8 empty] | 4935.3792 | 4925 | 4941.4904 | 4821.8766 | 4898.1138 | 4928.1035
11820 | 4925 | 4941.4192 | 4821.8165 | 4898.0142 | 4928.093 | [8 empty] | 4935.3053 | 4925 | 4941.4192 | 4821.8165 | 4898.0142 | 4928.093
11821 | 4925 | 4941.335 | 4821.7579 | 4897.9276 | 4927.7595 | [8 empty] | 4935.304 | 4925 | 4941.335 | 4821.7579 | 4897.9276 | 4927.7595
11822 | 4924 | 4941.1318 | 4821.7181 | 4897.9192 | 4927.6465 | [8 empty] | 4935.219 | 4924 | 4941.1318 | 4821.7181 | 4897.9192 | 4927.6465
11823 | 4924 | 4941.0237 | 4821.6092 | 4897.747 | 4927.5758 | [8 empty] | 4934.9673 | 4924 | 4941.0237 | 4821.6092 | 4897.747 | 4927.5758
11824 | 4924 | 4940.9932 | 4821.5594 | 4897.7117 | 4927.3852 | [8 empty] | 4934.9254 | 4924 | 4940.9932 | 4821.5594 | 4897.7117 | 4927.3852
11825 | 4924 | 4940.9382 | 4821.4707 | 4897.6702 | 4927.1326 | [8 empty] | 4934.8352 | 4924 | 4940.9382 | 4821.4707 | 4897.6702 | 4927.1326
11826 | 4924 | 4940.8631 | 4821.3597 | 4897.6068 | 4927.0599 | [8 empty] | 4934.7939 | 4924 | 4940.8631 | 4821.3597 | 4897.6068 | 4927.0599
11827 | 4924 | 4940.8473 | 4821.2301 | 4897.5055 | 4926.9419 | [8 empty] | 4934.2741 | 4924 | 4940.8473 | 4821.2301 | 4897.5055 | 4926.9419
11828 | 4924 | 4940.8365 | 4821.2146 | 4897.3734 | 4926.8446 | [8 empty] | 4934.2612 | 4924 | 4940.8365 | 4821.2146 | 4897.3734 | 4926.8446
11829 | 4923 | 4940.7028 | 4820.9625 | 4897.1984 | 4926.8249 | [8 empty] | 4933.8972 | 4923 | 4940.7028 | 4820.9625 | 4897.1984 | 4926.8249
11830 | 4923 | 4940.6709 | 4820.9241 | 4897.0542 | 4926.7966 | [8 empty] | 4933.6724 | 4923 | 4940.6709 | 4820.9241 | 4897.0542 | 4926.7966
11831 | 4923 | 4940.6603 | 4820.8746 | 4896.8092 | 4926.7918 | [8 empty] | 4933.6464 | 4923 | 4940.6603 | 4820.8746 | 4896.8092 | 4926.7918
11832 | 4923 | 4940.495 | 4820.8434 | 4896.809 | 4926.7075 | [8 empty] | 4933.6462 | 4923 | 4940.495 | 4820.8434 | 4896.809 | 4926.7075
11833 | 4923 | 4940.2277 | 4820.8402 | 4896.7532 | 4926.6786 | [8 empty] | 4933.2487 | 4923 | 4940.2277 | 4820.8402 | 4896.7532 | 4926.6786
11834 | 4923 | 4940.2076 | 4820.8355 | 4896.7134 | 4926.6489 | [8 empty] | 4933.0983 | 4923 | 4940.2076 | 4820.8355 | 4896.7134 | 4926.6489
11835 | 4923 | 4940.1756 | 4820.2877 | 4896.7067 | 4926.6002 | [8 empty] | 4933.0823 | 4923 | 4940.1756 | 4820.2877 | 4896.7067 | 4926.6002
11836 | 4922 | 4940.0732 | 4820.1633 | 4896.3878 | 4926.4852 | [8 empty] | 4933.0142 | 4922 | 4940.0732 | 4820.1633 | 4896.3878 | 4926.4852
11837 | 4922 | 4940.0429 | 4820.0171 | 4896.3671 | 4926.3629 | [8 empty] | 4932.9891 | 4922 | 4940.0429 | 4820.0171 | 4896.3671 | 4926.3629
11838 | 4922 | 4939.9881 | 4819.99 | 4896.3403 | 4926.3282 | [8 empty] | 4932.9258 | 4922 | 4939.9881 | 4819.99 | 4896.3403 | 4926.3282
11839 | 4922 | 4939.7288 | 4819.8725 | 4896.3355 | 4926.3109 | [8 empty] | 4932.8692 | 4922 | 4939.7288 | 4819.8725 | 4896.3355 | 4926.3109
11840 | 4922 | 4939.6403 | 4819.8649 | 4896.3342 | 4926.2867 | [8 empty] | 4932.8482 | 4922 | 4939.6403 | 4819.8649 | 4896.3342 | 4926.2867
11841 | 4922 | 4939.5529 | 4819.8416 | 4895.8544 | 4925.7999 | [8 empty] | 4932.3147 | 4922 | 4939.5529 | 4819.8416 | 4895.8544 | 4925.7999
11842 | 4922 | 4939.3506 | 4819.7992 | 4895.8521 | 4925.7552 | [8 empty] | 4932.2981 | 4922 | 4939.3506 | 4819.7992 | 4895.8521 | 4925.7552
11843 | 4922 | 4939.2834 | 4819.7581 | 4895.7705 | 4925.6998 | [8 empty] | 4932.0276 | 4922 | 4939.2834 | 4819.7581 | 4895.7705 | 4925.6998
11844 | 4922 | 4939.244 | 4819.7126 | 4895.6595 | 4925.6448 | [8 empty] | 4931.9697 | 4922 | 4939.244 | 4819.7126 | 4895.6595 | 4925.6448
11845 | 4922 | 4939.1134 | 4819.6948 | 4895.6423 | 4925.391 | [8 empty] | 4931.6515 | 4922 | 4939.1134 | 4819.6948 | 4895.6423 | 4925.391
11846 | 4921 | 4938.9947 | 4819.4975 | 4894.8468 | 4925.3247 | [8 empty] | 4931.4677 | 4921 | 4938.9947 | 4819.4975 | 4894.8468 | 4925.3247
11847 | 4921 | 4938.9925 | 4819.415 | 4894.6908 | 4925.2885 | [8 empty] | 4931.3628 | 4921 | 4938.9925 | 4819.415 | 4894.6908 | 4925.2885
11848 | 4921 | 4938.9734 | 4819.3027 | 4894.5614 | 4925.1646 | [8 empty] | 4931.1008 | 4921 | 4938.9734 | 4819.3027 | 4894.5614 | 4925.1646
11849 | 4921 | 4938.7697 | 4819.253 | 4894.4856 | 4925.1112 | [8 empty] | 4930.3828 | 4921 | 4938.7697 | 4819.253 | 4894.4856 | 4925.1112
11850 | 4920 | 4938.7284 | 4819.0388 | 4894.4391 | 4925.0146 | [8 empty] | 4930.3009 | 4920 | 4938.7284 | 4819.0388 | 4894.4391 | 4925.0146
11851 | 4920 | 4938.6495 | 4819.0155 | 4894.3821 | 4924.7055 | [8 empty] | 4930.2897 | 4920 | 4938.6495 | 4819.0155 | 4894.3821 | 4924.7055
11852 | 4920 | 4938.5995 | 4818.9286 | 4894.372 | 4924.6847 | [8 empty] | 4930.1937 | 4920 | 4938.5995 | 4818.9286 | 4894.372 | 4924.6847
11853 | 4920 | 4938.5823 | 4818.7989 | 4894.3122 | 4924.5267 | [8 empty] | 4930.0672 | 4920 | 4938.5823 | 4818.7989 | 4894.3122 | 4924.5267
11854 | 4920 | 4938.5111 | 4818.7206 | 4894.1262 | 4924.371 | [8 empty] | 4929.8337 | 4920 | 4938.5111 | 4818.7206 | 4894.1262 | 4924.371
11855 | 4920 | 4938.4759 | 4818.6621 | 4894.0803 | 4924.3261 | [8 empty] | 4929.7283 | 4920 | 4938.4759 | 4818.6621 | 4894.0803 | 4924.3261
11856 | 4920 | 4938.4749 | 4818.639 | 4894.0542 | 4924.2487 | [8 empty] | 4929.7023 | 4920 | 4938.4749 | 4818.639 | 4894.0542 | 4924.2487
11857 | 4919 | 4938.3323 | 4818.5833 | 4894.0188 | 4924.1643 | [8 empty] | 4929.6871 | 4919 | 4938.3323 | 4818.5833 | 4894.0188 | 4924.1643
11858 | 4919 | 4937.9105 | 4818.3788 | 4893.8648 | 4923.5337 | [8 empty] | 4929.58 | 4919 | 4937.9105 | 4818.3788 | 4893.8648 | 4923.5337
11859 | 4919 | 4937.5881 | 4818.3632 | 4893.8582 | 4923.0385 | [8 empty] | 4929.4378 | 4919 | 4937.5881 | 4818.3632 | 4893.8582 | 4923.0385
11860 | 4919 | 4937.2964 | 4818.3318 | 4893.812 | 4922.9523 | [8 empty] | 4929.2347 | 4919 | 4937.2964 | 4818.3318 | 4893.812 | 4922.9523
11861 | 4919 | 4937.178 | 4818.016 | 4893.5827 | 4922.9109 | [8 empty] | 4928.9486 | 4919 | 4937.178 | 4818.016 | 4893.5827 | 4922.9109
11862 | 4919 | 4936.8605 | 4817.9797 | 4893.4786 | 4922.6386 | [8 empty] | 4928.9029 | 4919 | 4936.8605 | 4817.9797 | 4893.4786 | 4922.6386
11863 | 4919 | 4936.834 | 4817.649 | 4893.3089 | 4922.4542 | [8 empty] | 4928.8743 | 4919 | 4936.834 | 4817.649 | 4893.3089 | 4922.4542
11864 | 4919 | 4936.8285 | 4817.4474 | 4893.2825 | 4922.277 | [8 empty] | 4928.7862 | 4919 | 4936.8285 | 4817.4474 | 4893.2825 | 4922.277
11865 | 4919 | 4936.7218 | 4817.4116 | 4893.1 | 4922.2475 | [8 empty] | 4928.2987 | 4919 | 4936.7218 | 4817.4116 | 4893.1 | 4922.2475
11866 | 4919 | 4936.5756 | 4817.3118 | 4892.907 | 4922.2422 | [8 empty] | 4927.9543 | 4919 | 4936.5756 | 4817.3118 | 4892.907 | 4922.2422
11867 | 4918 | 4936.5365 | 4817.1544 | 4892.8345 | 4922.2247 | [8 empty] | 4927.7752 | 4918 | 4936.5365 | 4817.1544 | 4892.8345 | 4922.2247
11868 | 4918 | 4936.4381 | 4817.1171 | 4892.6894 | 4922.1573 | [8 empty] | 4927.7431 | 4918 | 4936.4381 | 4817.1171 | 4892.6894 | 4922.1573
11869 | 4918 | 4936.4173 | 4817.1165 | 4892.6795 | 4922.0612 | [8 empty] | 4927.4335 | 4918 | 4936.4173 | 4817.1165 | 4892.6795 | 4922.0612
11870 | 4918 | 4935.9591 | 4816.9349 | 4892.6161 | 4921.9508 | [8 empty] | 4927.3863 | 4918 | 4935.9591 | 4816.9349 | 4892.6161 | 4921.9508
11871 | 4918 | 4935.6241 | 4816.7107 | 4892.5782 | 4921.5202 | [8 empty] | 4927.3081 | 4918 | 4935.6241 | 4816.7107 | 4892.5782 | 4921.5202
11872 | 4918 | 4935.4075 | 4816.6903 | 4892.4991 | 4921.4074 | [8 empty] | 4927.2101 | 4918 | 4935.4075 | 4816.6903 | 4892.4991 | 4921.4074
11873 | 4918 | 4935.298 | 4816.4875 | 4892.2791 | 4921.1862 | [8 empty] | 4927.1642 | 4918 | 4935.298 | 4816.4875 | 4892.2791 | 4921.1862
11874 | 4918 | 4935.2457 | 4816.2462 | 4892.2714 | 4921.161 | [8 empty] | 4927.1343 | 4918 | 4935.2457 | 4816.2462 | 4892.2714 | 4921.161
11875 | 4918 | 4935.126 | 4816.1362 | 4892.144 | 4921.1192 | [8 empty] | 4927.0795 | 4918 | 4935.126 | 4816.1362 | 4892.144 | 4921.1192
11876 | 4918 | 4934.7028 | 4816.0622 | 4892.1016 | 4921.0045 | [8 empty] | 4926.8502 | 4918 | 4934.7028 | 4816.0622 | 4892.1016 | 4921.0045
11877 | 4917 | 4934.6439 | 4815.8783 | 4891.9743 | 4920.972 | [8 empty] | 4926.7691 | 4917 | 4934.6439 | 4815.8783 | 4891.9743 | 4920.972
11878 | 4917 | 4934.6403 | 4815.7628 | 4891.927 | 4920.7014 | [8 empty] | 4926.7345 | 4917 | 4934.6403 | 4815.7628 | 4891.927 | 4920.7014
11879 | 4917 | 4934.569 | 4815.6864 | 4891.8833 | 4920.674 | [8 empty] | 4926.5811 | 4917 | 4934.569 | 4815.6864 | 4891.8833 | 4920.674
11880 | 4917 | 4934.4782 | 4815.6694 | 4891.7713 | 4920.6399 | [8 empty] | 4926.4481 | 4917 | 4934.4782 | 4815.6694 | 4891.7713 | 4920.6399
11881 | 4917 | 4934.2767 | 4815.578 | 4891.7341 | 4920.6206 | [8 empty] | 4925.865 | 4917 | 4934.2767 | 4815.578 | 4891.7341 | 4920.6206
11882 | 4917 | 4934.1384 | 4815.4391 | 4891.1491 | 4920.366 | [8 empty] | 4925.8299 | 4917 | 4934.1384 | 4815.4391 | 4891.1491 | 4920.366
11883 | 4917 | 4934.1071 | 4815.3697 | 4891.0998 | 4920.2619 | [8 empty] | 4924.8382 | 4917 | 4934.1071 | 4815.3697 | 4891.0998 | 4920.2619
11884 | 4917 | 4933.8781 | 4815.331 | 4890.999 | 4919.9192 | [8 empty] | 4924.7286 | 4917 | 4933.8781 | 4815.331 | 4890.999 | 4919.9192
11885 | 4916 | 4933.7705 | 4814.8634 | 4890.9024 | 4919.8535 | [8 empty] | 4924.6712 | 4916 | 4933.7705 | 4814.8634 | 4890.9024 | 4919.8535
11886 | 4916 | 4933.6421 | 4814.8402 | 4890.9009 | 4919.6551 | [8 empty] | 4924.5234 | 4916 | 4933.6421 | 4814.8402 | 4890.9009 | 4919.6551
11887 | 4916 | 4933.6281 | 4814.7489 | 4890.8468 | 4919.6205 | [8 empty] | 4924.3703 | 4916 | 4933.6281 | 4814.7489 | 4890.8468 | 4919.6205
11888 | 4916 | 4933.6027 | 4814.6013 | 4890.6738 | 4919.5524 | [8 empty] | 4924.1992 | 4916 | 4933.6027 | 4814.6013 | 4890.6738 | 4919.5524
11889 | 4916 | 4933.5706 | 4814.3658 | 4890.6608 | 4919.4908 | [8 empty] | 4924.1493 | 4916 | 4933.5706 | 4814.3658 | 4890.6608 | 4919.4908
11890 | 4916 | 4933.3755 | 4814.3273 | 4890.5054 | 4919.4699 | [8 empty] | 4924.1068 | 4916 | 4933.3755 | 4814.3273 | 4890.5054 | 4919.4699
11891 | 4916 | 4933.3242 | 4814.1639 | 4890.377 | 4919.2902 | [8 empty] | 4924.0019 | 4916 | 4933.3242 | 4814.1639 | 4890.377 | 4919.2902
11892 | 4915 | 4933.3131 | 4814.0512 | 4890.185 | 4919.2718 | [8 empty] | 4923.965 | 4915 | 4933.3131 | 4814.0512 | 4890.185 | 4919.2718
11893 | 4915 | 4933.2171 | 4813.7998 | 4889.7449 | 4919.2616 | [8 empty] | 4923.7879 | 4915 | 4933.2171 | 4813.7998 | 4889.7449 | 4919.2616
11894 | 4915 | 4933.1848 | 4813.7848 | 4889.6195 | 4919.1937 | [8 empty] | 4923.6745 | 4915 | 4933.1848 | 4813.7848 | 4889.6195 | 4919.1937
11895 | 4915 | 4933.1114 | 4813.4428 | 4889.6194 | 4919.1909 | [8 empty] | 4923.5562 | 4915 | 4933.1114 | 4813.4428 | 4889.6194 | 4919.1909
11896 | 4915 | 4933.1044 | 4813.4374 | 4889.6062 | 4919.1717 | [8 empty] | 4923.3408 | 4915 | 4933.1044 | 4813.4374 | 4889.6062 | 4919.1717
11897 | 4915 | 4932.8974 | 4813.3432 | 4889.6053 | 4919.1702 | [8 empty] | 4923.318 | 4915 | 4932.8974 | 4813.3432 | 4889.6053 | 4919.1702
11898 | 4915 | 4932.8723 | 4813.3264 | 4889.3068 | 4919.1112 | [8 empty] | 4923.3065 | 4915 | 4932.8723 | 4813.3264 | 4889.3068 | 4919.1112
11899 | 4915 | 4932.8191 | 4813.2673 | 4889.273 | 4919.0664 | [8 empty] | 4923.257 | 4915 | 4932.8191 | 4813.2673 | 4889.273 | 4919.0664
11900 | 4915 | 4932.7578 | 4813.2035 | 4889.255 | 4918.8024 | [8 empty] | 4923.2525 | 4915 | 4932.7578 | 4813.2035 | 4889.255 | 4918.8024
11901 | 4915 | 4932.6602 | 4813.1861 | 4889.2106 | 4918.7366 | [8 empty] | 4923.1443 | 4915 | 4932.6602 | 4813.1861 | 4889.2106 | 4918.7366
11902 | 4915 | 4932.559 | 4813.127 | 4888.8672 | 4918.7196 | [8 empty] | 4923.0541 | 4915 | 4932.559 | 4813.127 | 4888.8672 | 4918.7196
11903 | 4915 | 4932.1424 | 4813.0954 | 4888.7543 | 4918.6711 | [8 empty] | 4922.5928 | 4915 | 4932.1424 | 4813.0954 | 4888.7543 | 4918.6711
11904 | 4915 | 4931.9306 | 4813.0933 | 4888.6905 | 4918.6626 | [8 empty] | 4922.5864 | 4915 | 4931.9306 | 4813.0933 | 4888.6905 | 4918.6626
11905 | 4915 | 4931.8675 | 4812.8799 | 4888.6516 | 4918.645 | [8 empty] | 4922.4987 | 4915 | 4931.8675 | 4812.8799 | 4888.6516 | 4918.645
11906 | 4914 | 4931.796 | 4812.806 | 4888.6515 | 4918.2568 | [8 empty] | 4922.4097 | 4914 | 4931.796 | 4812.806 | 4888.6515 | 4918.2568
11907 | 4914 | 4931.7092 | 4812.7139 | 4888.6149 | 4918.2302 | [8 empty] | 4922.3607 | 4914 | 4931.7092 | 4812.7139 | 4888.6149 | 4918.2302
11908 | 4914 | 4931.6175 | 4812.3357 | 4888.4491 | 4918.1721 | [8 empty] | 4922.3283 | 4914 | 4931.6175 | 4812.3357 | 4888.4491 | 4918.1721
11909 | 4914 | 4931.6175 | 4812.2424 | 4888.2491 | 4918.1612 | [8 empty] | 4921.9492 | 4914 | 4931.6175 | 4812.2424 | 4888.2491 | 4918.1612
11910 | 4913 | 4931.4693 | 4812.1953 | 4888.2161 | 4918.1316 | [8 empty] | 4921.8724 | 4913 | 4931.4693 | 4812.1953 | 4888.2161 | 4918.1316
11911 | 4913 | 4931.2864 | 4812.1769 | 4888.2062 | 4918.1158 | [8 empty] | 4921.8636 | 4913 | 4931.2864 | 4812.1769 | 4888.2062 | 4918.1158
11912 | 4913 | 4931.0781 | 4812.1216 | 4888.1084 | 4918.0697 | [8 empty] | 4921.8137 | 4913 | 4931.0781 | 4812.1216 | 4888.1084 | 4918.0697
11913 | 4913 | 4931.0625 | 4812.0824 | 4888.0646 | 4917.5022 | [8 empty] | 4921.7046 | 4913 | 4931.0625 | 4812.0824 | 4888.0646 | 4917.5022
11914 | 4913 | 4931.0611 | 4811.8444 | 4888.0303 | 4917.4952 | [8 empty] | 4921.5972 | 4913 | 4931.0611 | 4811.8444 | 4888.0303 | 4917.4952
11915 | 4913 | 4931.0522 | 4811.8047 | 4887.976 | 4917.2832 | [8 empty] | 4921.48 | 4913 | 4931.0522 | 4811.8047 | 4887.976 | 4917.2832
11916 | 4913 | 4930.9851 | 4811.7531 | 4887.922 | 4917.1601 | [8 empty] | 4921.2264 | 4913 | 4930.9851 | 4811.7531 | 4887.922 | 4917.1601
11917 | 4913 | 4930.9163 | 4811.6796 | 4887.8315 | 4917.0377 | [8 empty] | 4921.0638 | 4913 | 4930.9163 | 4811.6796 | 4887.8315 | 4917.0377
11918 | 4913 | 4930.8932 | 4811.668 | 4887.8185 | 4917.0325 | [8 empty] | 4920.9254 | 4913 | 4930.8932 | 4811.668 | 4887.8185 | 4917.0325
11919 | 4912 | 4930.797 | 4811.4984 | 4887.6069 | 4916.8043 | [8 empty] | 4920.8971 | 4912 | 4930.797 | 4811.4984 | 4887.6069 | 4916.8043
11920 | 4912 | 4930.7413 | 4811.4259 | 4887.5946 | 4916.5762 | [8 empty] | 4920.8845 | 4912 | 4930.7413 | 4811.4259 | 4887.5946 | 4916.5762
11921 | 4912 | 4930.467 | 4811.2269 | 4887.5165 | 4916.5444 | [8 empty] | 4920.8489 | 4912 | 4930.467 | 4811.2269 | 4887.5165 | 4916.5444
11922 | 4912 | 4930.3954 | 4811.0244 | 4887.4637 | 4916.4645 | [8 empty] | 4920.8087 | 4912 | 4930.3954 | 4811.0244 | 4887.4637 | 4916.4645
11923 | 4912 | 4930.379 | 4811.0089 | 4887.4311 | 4915.8933 | [8 empty] | 4920.5233 | 4912 | 4930.379 | 4811.0089 | 4887.4311 | 4915.8933
11924 | 4912 | 4930.2001 | 4810.9119 | 4887.2153 | 4915.5346 | [8 empty] | 4920.4414 | 4912 | 4930.2001 | 4810.9119 | 4887.2153 | 4915.5346
11925 | 4912 | 4930.1597 | 4810.8763 | 4887.1434 | 4915.5189 | [8 empty] | 4920.2587 | 4912 | 4930.1597 | 4810.8763 | 4887.1434 | 4915.5189
11926 | 4912 | 4930.1328 | 4810.6295 | 4887.1211 | 4915.4048 | [8 empty] | 4920.2399 | 4912 | 4930.1328 | 4810.6295 | 4887.1211 | 4915.4048
11927 | 4912 | 4929.981 | 4810.496 | 4887.0839 | 4915.2743 | [8 empty] | 4919.7963 | 4912 | 4929.981 | 4810.496 | 4887.0839 | 4915.2743
11928 | 4912 | 4929.9608 | 4810.4908 | 4887.0393 | 4915.1099 | [8 empty] | 4919.792 | 4912 | 4929.9608 | 4810.4908 | 4887.0393 | 4915.1099
11929 | 4912 | 4929.9007 | 4810.2777 | 4886.9512 | 4914.8312 | [8 empty] | 4919.6793 | 4912 | 4929.9007 | 4810.2777 | 4886.9512 | 4914.8312
11930 | 4911 | 4929.9006 | 4810.0332 | 4886.8207 | 4914.4275 | [8 empty] | 4919.2387 | 4911 | 4929.9006 | 4810.0332 | 4886.8207 | 4914.4275
11931 | 4911 | 4929.7841 | 4809.6225 | 4886.7923 | 4914.3659 | [8 empty] | 4919.0073 | 4911 | 4929.7841 | 4809.6225 | 4886.7923 | 4914.3659
11932 | 4911 | 4929.6053 | 4809.6098 | 4886.6004 | 4914.3637 | [8 empty] | 4918.9281 | 4911 | 4929.6053 | 4809.6098 | 4886.6004 | 4914.3637
11933 | 4911 | 4929.3934 | 4809.5672 | 4886.3311 | 4914.1572 | [8 empty] | 4918.5215 | 4911 | 4929.3934 | 4809.5672 | 4886.3311 | 4914.1572
11934 | 4911 | 4929.3901 | 4809.5563 | 4886.1067 | 4913.9685 | [8 empty] | 4918.3642 | 4911 | 4929.3901 | 4809.5563 | 4886.1067 | 4913.9685
11935 | 4911 | 4929.3828 | 4809.2665 | 4885.8116 | 4913.9245 | [8 empty] | 4918.3359 | 4911 | 4929.3828 | 4809.2665 | 4885.8116 | 4913.9245
11936 | 4911 | 4929.2888 | 4809.2273 | 4885.7468 | 4913.7062 | [8 empty] | 4918.2101 | 4911 | 4929.2888 | 4809.2273 | 4885.7468 | 4913.7062
11937 | 4910 | 4929.2338 | 4809.0767 | 4885.7151 | 4913.7041 | [8 empty] | 4918.2 | 4910 | 4929.2338 | 4809.0767 | 4885.7151 | 4913.7041
11938 | 4910 | 4929.1938 | 4808.7536 | 4885.5327 | 4913.593 | [8 empty] | 4917.9111 | 4910 | 4929.1938 | 4808.7536 | 4885.5327 | 4913.593
11939 | 4910 | 4929.0911 | 4808.7154 | 4885.5029 | 4913.368 | [8 empty] | 4917.8215 | 4910 | 4929.0911 | 4808.7154 | 4885.5029 | 4913.368
11940 | 4910 | 4929.0547 | 4808.518 | 4884.7981 | 4913.3661 | [8 empty] | 4917.7595 | 4910 | 4929.0547 | 4808.518 | 4884.7981 | 4913.3661
11941 | 4910 | 4928.9634 | 4808.5139 | 4884.7395 | 4912.8704 | [8 empty] | 4917.6788 | 4910 | 4928.9634 | 4808.5139 | 4884.7395 | 4912.8704
11942 | 4910 | 4928.8097 | 4808.4946 | 4884.6499 | 4912.6083 | [8 empty] | 4917.5941 | 4910 | 4928.8097 | 4808.4946 | 4884.6499 | 4912.6083
11943 | 4910 | 4928.8088 | 4808.4334 | 4884.5704 | 4912.5609 | [8 empty] | 4917.5689 | 4910 | 4928.8088 | 4808.4334 | 4884.5704 | 4912.5609
11944 | 4910 | 4928.6692 | 4808.3365 | 4884.3446 | 4912.389 | [8 empty] | 4917.4261 | 4910 | 4928.6692 | 4808.3365 | 4884.3446 | 4912.389
11945 | 4910 | 4928.4248 | 4808.3336 | 4884.1129 | 4912.3581 | [8 empty] | 4917.3408 | 4910 | 4928.4248 | 4808.3336 | 4884.1129 | 4912.3581
11946 | 4910 | 4928.3586 | 4808.3132 | 4883.934 | 4912.2808 | [8 empty] | 4917.3117 | 4910 | 4928.3586 | 4808.3132 | 4883.934 | 4912.2808
11947 | 4909 | 4928.1641 | 4808.2943 | 4883.9188 | 4912.1745 | [8 empty] | 4917.264 | 4909 | 4928.1641 | 4808.2943 | 4883.9188 | 4912.1745
11948 | 4909 | 4928.1406 | 4808.284 | 4883.9116 | 4911.7065 | [8 empty] | 4917.1621 | 4909 | 4928.1406 | 4808.284 | 4883.9116 | 4911.7065
11949 | 4909 | 4928.1209 | 4808.1262 | 4883.8787 | 4911.4476 | [8 empty] | 4917.1601 | 4909 | 4928.1209 | 4808.1262 | 4883.8787 | 4911.4476
11950 | 4909 | 4928.0928 | 4808.0456 | 4883.8398 | 4911.3456 | [8 empty] | 4917.0697 | 4909 | 4928.0928 | 4808.0456 | 4883.8398 | 4911.3456
11951 | 4909 | 4928.0894 | 4808.0134 | 4883.6937 | 4911.3324 | [8 empty] | 4916.8124 | 4909 | 4928.0894 | 4808.0134 | 4883.6937 | 4911.3324
11952 | 4908 | 4928.0322 | 4807.8339 | 4883.6861 | 4911.2548 | [8 empty] | 4916.7881 | 4908 | 4928.0322 | 4807.8339 | 4883.6861 | 4911.2548
11953 | 4908 | 4927.9399 | 4807.7391 | 4883.4152 | 4911.0613 | [8 empty] | 4916.6397 | 4908 | 4927.9399 | 4807.7391 | 4883.4152 | 4911.0613
11954 | 4908 | 4927.7944 | 4807.7219 | 4883.3677 | 4911.021 | [8 empty] | 4916.5914 | 4908 | 4927.7944 | 4807.7219 | 4883.3677 | 4911.021
11955 | 4908 | 4927.7215 | 4807.3044 | 4883.0387 | 4910.9831 | [8 empty] | 4916.4669 | 4908 | 4927.7215 | 4807.3044 | 4883.0387 | 4910.9831
11956 | 4908 | 4927.671 | 4807.0437 | 4882.5784 | 4910.9513 | [8 empty] | 4916.4557 | 4908 | 4927.671 | 4807.0437 | 4882.5784 | 4910.9513
11957 | 4908 | 4927.406 | 4806.7952 | 4882.5103 | 4910.6264 | [8 empty] | 4916.3992 | 4908 | 4927.406 | 4806.7952 | 4882.5103 | 4910.6264
11958 | 4908 | 4927.3658 | 4806.7943 | 4882.4967 | 4910.5685 | [8 empty] | 4916.0752 | 4908 | 4927.3658 | 4806.7943 | 4882.4967 | 4910.5685
11959 | 4908 | 4927.3139 | 4806.7862 | 4882.3605 | 4910.4025 | [8 empty] | 4915.8668 | 4908 | 4927.3139 | 4806.7862 | 4882.3605 | 4910.4025
11960 | 4908 | 4927.0661 | 4806.7581 | 4882.3382 | 4910.3005 | [8 empty] | 4915.8658 | 4908 | 4927.0661 | 4806.7581 | 4882.3382 | 4910.3005
11961 | 4908 | 4927.0227 | 4806.7317 | 4882.3362 | 4910.1091 | [8 empty] | 4915.8591 | 4908 | 4927.0227 | 4806.7317 | 4882.3362 | 4910.1091
11962 | 4908 | 4926.9263 | 4806.4214 | 4882.2795 | 4910.0389 | [8 empty] | 4915.7383 | 4908 | 4926.9263 | 4806.4214 | 4882.2795 | 4910.0389
11963 | 4908 | 4926.8255 | 4806.4164 | 4882.2379 | 4910.0184 | [8 empty] | 4915.737 | 4908 | 4926.8255 | 4806.4164 | 4882.2379 | 4910.0184
11964 | 4907 | 4926.8117 | 4806.2952 | 4882.1527 | 4909.9134 | [8 empty] | 4915.5029 | 4907 | 4926.8117 | 4806.2952 | 4882.1527 | 4909.9134
11965 | 4907 | 4926.8024 | 4806.2597 | 4882.1165 | 4909.8662 | [8 empty] | 4915.225 | 4907 | 4926.8024 | 4806.2597 | 4882.1165 | 4909.8662
11966 | 4907 | 4926.7759 | 4806.2432 | 4882.106 | 4909.8559 | [8 empty] | 4914.8994 | 4907 | 4926.7759 | 4806.2432 | 4882.106 | 4909.8559
11967 | 4907 | 4926.7529 | 4806.18 | 4882.0637 | 4909.6722 | [8 empty] | 4914.7511 | 4907 | 4926.7529 | 4806.18 | 4882.0637 | 4909.6722
11968 | 4907 | 4926.6283 | 4806.1347 | 4881.9699 | 4909.5619 | [8 empty] | 4914.5467 | 4907 | 4926.6283 | 4806.1347 | 4881.9699 | 4909.5619
11969 | 4907 | 4926.5875 | 4806.0565 | 4881.9235 | 4909.3946 | [8 empty] | 4914.3359 | 4907 | 4926.5875 | 4806.0565 | 4881.9235 | 4909.3946
11970 | 4907 | 4926.5149 | 4806.0488 | 4881.8789 | 4909.3703 | [8 empty] | 4914.2482 | 4907 | 4926.5149 | 4806.0488 | 4881.8789 | 4909.3703
11971 | 4907 | 4926.4457 | 4805.8357 | 4881.8269 | 4909.3583 | [8 empty] | 4914.2429 | 4907 | 4926.4457 | 4805.8357 | 4881.8269 | 4909.3583
11972 | 4907 | 4926.3252 | 4805.8048 | 4881.7026 | 4909.2933 | [8 empty] | 4914.1935 | 4907 | 4926.3252 | 4805.8048 | 4881.7026 | 4909.2933
11973 | 4907 | 4926.2748 | 4805.7986 | 4881.4351 | 4909.1807 | [8 empty] | 4914.1926 | 4907 | 4926.2748 | 4805.7986 | 4881.4351 | 4909.1807
11974 | 4907 | 4926.0954 | 4805.7935 | 4881.3934 | 4909.1779 | [8 empty] | 4914.1377 | 4907 | 4926.0954 | 4805.7935 | 4881.3934 | 4909.1779
11975 | 4907 | 4926.0283 | 4805.7772 | 4881.2021 | 4908.9851 | [8 empty] | 4914.0805 | 4907 | 4926.0283 | 4805.7772 | 4881.2021 | 4908.9851
11976 | 4907 | 4925.8838 | 4805.6317 | 4881.1506 | 4908.7919 | [8 empty] | 4914.0346 | 4907 | 4925.8838 | 4805.6317 | 4881.1506 | 4908.7919
11977 | 4906 | 4925.7213 | 4805.5867 | 4880.9614 | 4908.6824 | [8 empty] | 4913.8811 | 4906 | 4925.7213 | 4805.5867 | 4880.9614 | 4908.6824
11978 | 4906 | 4925.3037 | 4805.347 | 4880.8985 | 4908.6511 | [8 empty] | 4913.8212 | 4906 | 4925.3037 | 4805.347 | 4880.8985 | 4908.6511
11979 | 4906 | 4925.2531 | 4804.9849 | 4880.5266 | 4908.5638 | [8 empty] | 4913.7653 | 4906 | 4925.2531 | 4804.9849 | 4880.5266 | 4908.5638
11980 | 4906 | 4925.2492 | 4804.883 | 4880.4979 | 4908.4101 | [8 empty] | 4913.6741 | 4906 | 4925.2492 | 4804.883 | 4880.4979 | 4908.4101
11981 | 4906 | 4925.1951 | 4804.8557 | 4880.4522 | 4908.1667 | [8 empty] | 4913.0757 | 4906 | 4925.1951 | 4804.8557 | 4880.4522 | 4908.1667
11982 | 4906 | 4924.9754 | 4804.7688 | 4880.4307 | 4907.9303 | [8 empty] | 4913.0554 | 4906 | 4924.9754 | 4804.7688 | 4880.4307 | 4907.9303
11983 | 4906 | 4924.5748 | 4804.568 | 4880.4196 | 4907.7525 | [8 empty] | 4913.0216 | 4906 | 4924.5748 | 4804.568 | 4880.4196 | 4907.7525
11984 | 4905 | 4924.5052 | 4804.297 | 4880.3617 | 4907.4682 | [8 empty] | 4912.9428 | 4905 | 4924.5052 | 4804.297 | 4880.3617 | 4907.4682
11985 | 4905 | 4924.3 | 4804.249 | 4880.0212 | 4907.3741 | [8 empty] | 4912.9075 | 4905 | 4924.3 | 4804.249 | 4880.0212 | 4907.3741
11986 | 4905 | 4924.2853 | 4804.1204 | 4879.7433 | 4907.3318 | [8 empty] | 4912.873 | 4905 | 4924.2853 | 4804.1204 | 4879.7433 | 4907.3318
11987 | 4905 | 4923.984 | 4803.9904 | 4879.4658 | 4907.0838 | [8 empty] | 4912.5642 | 4905 | 4923.984 | 4803.9904 | 4879.4658 | 4907.0838
11988 | 4905 | 4923.7537 | 4803.9689 | 4879.2224 | 4906.6875 | [8 empty] | 4912.4017 | 4905 | 4923.7537 | 4803.9689 | 4879.2224 | 4906.6875
11989 | 4905 | 4923.6882 | 4803.8365 | 4879.1776 | 4906.5435 | [8 empty] | 4912.3699 | 4905 | 4923.6882 | 4803.8365 | 4879.1776 | 4906.5435
11990 | 4904 | 4923.644 | 4803.6692 | 4879.0892 | 4906.486 | [8 empty] | 4912.3579 | 4904 | 4923.644 | 4803.6692 | 4879.0892 | 4906.486
11991 | 4904 | 4923.4748 | 4803.6549 | 4878.9912 | 4906.2307 | [8 empty] | 4912.3553 | 4904 | 4923.4748 | 4803.6549 | 4878.9912 | 4906.2307
11992 | 4904 | 4923.431 | 4803.5183 | 4878.9832 | 4906.1815 | [8 empty] | 4912.2862 | 4904 | 4923.431 | 4803.5183 | 4878.9832 | 4906.1815
11993 | 4904 | 4923.2895 | 4803.5012 | 4878.9102 | 4906.1334 | [8 empty] | 4912.1946 | 4904 | 4923.2895 | 4803.5012 | 4878.9102 | 4906.1334
11994 | 4904 | 4923.2427 | 4803.4991 | 4878.8444 | 4906.1217 | [8 empty] | 4912.0251 | 4904 | 4923.2427 | 4803.4991 | 4878.8444 | 4906.1217
11995 | 4904 | 4923.1945 | 4803.4627 | 4878.791 | 4905.9144 | [8 empty] | 4911.9275 | 4904 | 4923.1945 | 4803.4627 | 4878.791 | 4905.9144
11996 | 4904 | 4923.0585 | 4803.3171 | 4878.7574 | 4905.8355 | [8 empty] | 4911.9005 | 4904 | 4923.0585 | 4803.3171 | 4878.7574 | 4905.8355
11997 | 4904 | 4922.9482 | 4803.2586 | 4878.7366 | 4905.7194 | [8 empty] | 4911.8838 | 4904 | 4922.9482 | 4803.2586 | 4878.7366 | 4905.7194
11998 | 4904 | 4922.9367 | 4803.2256 | 4878.4954 | 4905.7149 | [8 empty] | 4911.8552 | 4904 | 4922.9367 | 4803.2256 | 4878.4954 | 4905.7149
11999 | 4903 | 4922.9024 | 4803.1861 | 4878.473 | 4905.572 | [8 empty] | 4911.7976 | 4903 | 4922.9024 | 4803.1861 | 4878.473 | 4905.572
12000 | 4903 | 4922.6873 | 4803.1309 | 4878.006 | 4905.4219 | [8 empty] | 4911.613 | 4903 | 4922.6873 | 4803.1309 | 4878.006 | 4905.4219
12001 | 4903 | 4922.6462 | 4803.1167 | 4877.8085 | 4905.2656 | [8 empty] | 4911.1475 | 4903 | 4922.6462 | 4803.1167 | 4877.8085 | 4905.2656
12002 | 4903 | 4922.6022 | 4803.0503 | 4877.5059 | 4905.2471 | [8 empty] | 4911.0537 | 4903 | 4922.6022 | 4803.0503 | 4877.5059 | 4905.2471
12003 | 4903 | 4922.2174 | 4802.9876 | 4877.3621 | 4904.9544 | [8 empty] | 4911.0158 | 4903 | 4922.2174 | 4802.9876 | 4877.3621 | 4904.9544
12004 | 4903 | 4922.0925 | 4802.9872 | 4877.3474 | 4904.9418 | [8 empty] | 4910.9729 | 4903 | 4922.0925 | 4802.9872 | 4877.3474 | 4904.9418
12005 | 4903 | 4922.0432 | 4802.9826 | 4877.3465 | 4904.8162 | [8 empty] | 4910.7847 | 4903 | 4922.0432 | 4802.9826 | 4877.3465 | 4904.8162
12006 | 4903 | 4922.019 | 4802.9409 | 4877.3146 | 4904.6547 | [8 empty] | 4910.7203 | 4903 | 4922.019 | 4802.9409 | 4877.3146 | 4904.6547
12007 | 4903 | 4921.8191 | 4802.8699 | 4877.1746 | 4904.5871 | [8 empty] | 4910.6082 | 4903 | 4921.8191 | 4802.8699 | 4877.1746 | 4904.5871
12008 | 4902 | 4921.696 | 4802.8096 | 4877.0958 | 4904.5178 | [8 empty] | 4910.3807 | 4902 | 4921.696 | 4802.8096 | 4877.0958 | 4904.5178
12009 | 4902 | 4921.5771 | 4802.7162 | 4876.9981 | 4903.9535 | [8 empty] | 4910.3562 | 4902 | 4921.5771 | 4802.7162 | 4876.9981 | 4903.9535
12010 | 4902 | 4921.5347 | 4802.639 | 4876.827 | 4903.9172 | [8 empty] | 4910.3499 | 4902 | 4921.5347 | 4802.639 | 4876.827 | 4903.9172
12011 | 4902 | 4921.3619 | 4802.206 | 4876.7121 | 4903.8071 | [8 empty] | 4910.044 | 4902 | 4921.3619 | 4802.206 | 4876.7121 | 4903.8071
12012 | 4902 | 4921.2372 | 4802.2059 | 4876.5408 | 4903.8001 | [8 empty] | 4910.0221 | 4902 | 4921.2372 | 4802.2059 | 4876.5408 | 4903.8001
12013 | 4902 | 4921.195 | 4802.0893 | 4876.4964 | 4903.7155 | [8 empty] | 4909.9272 | 4902 | 4921.195 | 4802.0893 | 4876.4964 | 4903.7155
12014 | 4902 | 4921.12 | 4802.0715 | 4876.4222 | 4903.41 | [8 empty] | 4909.8714 | 4902 | 4921.12 | 4802.0715 | 4876.4222 | 4903.41
12015 | 4902 | 4920.9377 | 4802.0689 | 4876.3541 | 4903.2905 | [8 empty] | 4909.7923 | 4902 | 4920.9377 | 4802.0689 | 4876.3541 | 4903.2905
12016 | 4901 | 4920.801 | 4801.818 | 4876.1997 | 4903.268 | [8 empty] | 4909.645 | 4901 | 4920.801 | 4801.818 | 4876.1997 | 4903.268
12017 | 4901 | 4920.541 | 4801.6615 | 4876.1769 | 4903.0493 | [8 empty] | 4909.6376 | 4901 | 4920.541 | 4801.6615 | 4876.1769 | 4903.0493
12018 | 4901 | 4920.354 | 4801.2051 | 4875.9102 | 4903.011 | [8 empty] | 4909.5967 | 4901 | 4920.354 | 4801.2051 | 4875.9102 | 4903.011
12019 | 4901 | 4920.3458 | 4801.1494 | 4875.8698 | 4902.7959 | [8 empty] | 4909.5193 | 4901 | 4920.3458 | 4801.1494 | 4875.8698 | 4902.7959
12020 | 4901 | 4920.3379 | 4801.1148 | 4875.6769 | 4902.428 | [8 empty] | 4909.2324 | 4901 | 4920.3379 | 4801.1148 | 4875.6769 | 4902.428
12021 | 4901 | 4920.2495 | 4800.9599 | 4875.492 | 4902.2278 | [8 empty] | 4909.0602 | 4901 | 4920.2495 | 4800.9599 | 4875.492 | 4902.2278
12022 | 4901 | 4920.225 | 4800.7723 | 4875.4903 | 4902.1126 | [8 empty] | 4908.8851 | 4901 | 4920.225 | 4800.7723 | 4875.4903 | 4902.1126
12023 | 4901 | 4920.1174 | 4800.7589 | 4875.0961 | 4901.9205 | [8 empty] | 4908.8166 | 4901 | 4920.1174 | 4800.7589 | 4875.0961 | 4901.9205
12024 | 4901 | 4920.0511 | 4800.6399 | 4874.9903 | 4901.8647 | [8 empty] | 4908.6253 | 4901 | 4920.0511 | 4800.6399 | 4874.9903 | 4901.8647
12025 | 4901 | 4920.0492 | 4800.5587 | 4874.8849 | 4901.8303 | [8 empty] | 4908.4545 | 4901 | 4920.0492 | 4800.5587 | 4874.8849 | 4901.8303
12026 | 4901 | 4919.927 | 4800.4123 | 4874.8725 | 4901.5744 | [8 empty] | 4908.3145 | 4901 | 4919.927 | 4800.4123 | 4874.8725 | 4901.5744
12027 | 4900 | 4919.8938 | 4800.3656 | 4874.8353 | 4901.4388 | [8 empty] | 4908.2911 | 4900 | 4919.8938 | 4800.3656 | 4874.8353 | 4901.4388
12028 | 4900 | 4919.8576 | 4800.3117 | 4874.082 | 4901.3919 | [8 empty] | 4908.2816 | 4900 | 4919.8576 | 4800.3117 | 4874.082 | 4901.3919
12029 | 4900 | 4919.5543 | 4800.2457 | 4874.0452 | 4901.2345 | [8 empty] | 4908.2015 | 4900 | 4919.5543 | 4800.2457 | 4874.0452 | 4901.2345
12030 | 4900 | 4919.472 | 4800.1513 | 4873.8873 | 4901.1527 | [8 empty] | 4908.0559 | 4900 | 4919.472 | 4800.1513 | 4873.8873 | 4901.1527
12031 | 4900 | 4919.4078 | 4800.0824 | 4873.802 | 4901.1152 | [8 empty] | 4907.8817 | 4900 | 4919.4078 | 4800.0824 | 4873.802 | 4901.1152
12032 | 4900 | 4919.3838 | 4800.0582 | 4873.6224 | 4901.0194 | [8 empty] | 4907.5632 | 4900 | 4919.3838 | 4800.0582 | 4873.6224 | 4901.0194
12033 | 4900 | 4919.3226 | 4799.9758 | 4873.598 | 4900.8538 | [8 empty] | 4907.5186 | 4900 | 4919.3226 | 4799.9758 | 4873.598 | 4900.8538
12034 | 4900 | 4919.3141 | 4799.9365 | 4873.4325 | 4900.6205 | [8 empty] | 4907.4909 | 4900 | 4919.3141 | 4799.9365 | 4873.4325 | 4900.6205
12035 | 4900 | 4919.231 | 4799.8194 | 4873.3977 | 4900.545 | [8 empty] | 4907.3501 | 4900 | 4919.231 | 4799.8194 | 4873.3977 | 4900.545
12036 | 4900 | 4919.1997 | 4799.6972 | 4873.3038 | 4900.5287 | [8 empty] | 4907.2219 | 4900 | 4919.1997 | 4799.6972 | 4873.3038 | 4900.5287
12037 | 4900 | 4919.1732 | 4799.654 | 4873.1988 | 4900.5134 | [8 empty] | 4907.0573 | 4900 | 4919.1732 | 4799.654 | 4873.1988 | 4900.5134
12038 | 4899 | 4919.085 | 4799.5898 | 4873.1247 | 4900.228 | [8 empty] | 4907.0104 | 4899 | 4919.085 | 4799.5898 | 4873.1247 | 4900.228
12039 | 4899 | 4918.8885 | 4799.5129 | 4872.9562 | 4900.1095 | [8 empty] | 4906.9563 | 4899 | 4918.8885 | 4799.5129 | 4872.9562 | 4900.1095
12040 | 4899 | 4918.8513 | 4799.1427 | 4872.8659 | 4899.9885 | [8 empty] | 4906.8736 | 4899 | 4918.8513 | 4799.1427 | 4872.8659 | 4899.9885
12041 | 4899 | 4918.7913 | 4799.0406 | 4872.6702 | 4899.8736 | [8 empty] | 4906.55 | 4899 | 4918.7913 | 4799.0406 | 4872.6702 | 4899.8736
12042 | 4899 | 4918.7327 | 4798.6135 | 4872.645 | 4899.7677 | [8 empty] | 4906.339 | 4899 | 4918.7327 | 4798.6135 | 4872.645 | 4899.7677
12043 | 4899 | 4918.4781 | 4798.5093 | 4872.6416 | 4899.6792 | [8 empty] | 4906.2823 | 4899 | 4918.4781 | 4798.5093 | 4872.6416 | 4899.6792
12044 | 4898 | 4918.4516 | 4797.9679 | 4872.2213 | 4899.6668 | [8 empty] | 4906.1763 | 4898 | 4918.4516 | 4797.9679 | 4872.2213 | 4899.6668
12045 | 4898 | 4917.5912 | 4797.6855 | 4872.2147 | 4899.6291 | [8 empty] | 4905.6998 | 4898 | 4917.5912 | 4797.6855 | 4872.2147 | 4899.6291
12046 | 4898 | 4917.4165 | 4797.6373 | 4872.1451 | 4899.5729 | [8 empty] | 4905.6475 | 4898 | 4917.4165 | 4797.6373 | 4872.1451 | 4899.5729
12047 | 4898 | 4917.1922 | 4797.5637 | 4872.1368 | 4899.5628 | [8 empty] | 4905.333 | 4898 | 4917.1922 | 4797.5637 | 4872.1368 | 4899.5628
12048 | 4898 | 4917.1821 | 4797.5381 | 4872.0344 | 4899.3897 | [8 empty] | 4905.0746 | 4898 | 4917.1821 | 4797.5381 | 4872.0344 | 4899.3897
12049 | 4898 | 4917.14 | 4797.4984 | 4871.7289 | 4899.1974 | [8 empty] | 4904.897 | 4898 | 4917.14 | 4797.4984 | 4871.7289 | 4899.1974
12050 | 4898 | 4916.8181 | 4797.2273 | 4871.671 | 4899.085 | [8 empty] | 4904.7464 | 4898 | 4916.8181 | 4797.2273 | 4871.671 | 4899.085
12051 | 4898 | 4916.7957 | 4797.1252 | 4871.5355 | 4898.9793 | [8 empty] | 4904.6998 | 4898 | 4916.7957 | 4797.1252 | 4871.5355 | 4898.9793
12052 | 4898 | 4916.6522 | 4796.6771 | 4871.5331 | 4898.8465 | [8 empty] | 4904.557 | 4898 | 4916.6522 | 4796.6771 | 4871.5331 | 4898.8465
12053 | 4898 | 4916.6326 | 4796.4872 | 4871.4603 | 4898.7615 | [8 empty] | 4904.5276 | 4898 | 4916.6326 | 4796.4872 | 4871.4603 | 4898.7615
12054 | 4898 | 4916.5001 | 4796.4422 | 4871.3274 | 4898.7072 | [8 empty] | 4904.5208 | 4898 | 4916.5001 | 4796.4422 | 4871.3274 | 4898.7072
12055 | 4898 | 4916.4501 | 4796.3242 | 4871.0027 | 4898.6521 | [8 empty] | 4904.4439 | 4898 | 4916.4501 | 4796.3242 | 4871.0027 | 4898.6521
12056 | 4897 | 4916.2719 | 4796.3121 | 4870.711 | 4898.6088 | [8 empty] | 4904.3843 | 4897 | 4916.2719 | 4796.3121 | 4870.711 | 4898.6088
12057 | 4897 | 4916.1857 | 4796.1199 | 4870.7004 | 4898.5325 | [8 empty] | 4904.3116 | 4897 | 4916.1857 | 4796.1199 | 4870.7004 | 4898.5325
12058 | 4897 | 4916.1059 | 4795.9333 | 4870.4733 | 4898.4901 | [8 empty] | 4904.2218 | 4897 | 4916.1059 | 4795.9333 | 4870.4733 | 4898.4901
12059 | 4897 | 4915.825 | 4795.8642 | 4870.4264 | 4898.1772 | [8 empty] | 4904.2055 | 4897 | 4915.825 | 4795.8642 | 4870.4264 | 4898.1772
12060 | 4897 | 4915.5289 | 4795.7024 | 4870.0923 | 4897.5518 | [8 empty] | 4904.1178 | 4897 | 4915.5289 | 4795.7024 | 4870.0923 | 4897.5518
12061 | 4897 | 4915.3747 | 4795.6935 | 4870.0296 | 4897.524 | [8 empty] | 4903.7985 | 4897 | 4915.3747 | 4795.6935 | 4870.0296 | 4897.524
12062 | 4897 | 4915.2333 | 4795.6225 | 4869.9224 | 4897.5207 | [8 empty] | 4903.7904 | 4897 | 4915.2333 | 4795.6225 | 4869.9224 | 4897.5207
12063 | 4897 | 4915.0855 | 4795.4209 | 4869.8056 | 4897.4589 | [8 empty] | 4903.6589 | 4897 | 4915.0855 | 4795.4209 | 4869.8056 | 4897.4589
12064 | 4897 | 4915.0806 | 4795.3327 | 4869.6769 | 4897.3661 | [8 empty] | 4903.655 | 4897 | 4915.0806 | 4795.3327 | 4869.6769 | 4897.3661
12065 | 4896 | 4915.0595 | 4795.259 | 4869.5428 | 4897.0379 | [8 empty] | 4903.3825 | 4896 | 4915.0595 | 4795.259 | 4869.5428 | 4897.0379
12066 | 4896 | 4915.0506 | 4795.1725 | 4869.4015 | 4896.9581 | [8 empty] | 4903.2795 | 4896 | 4915.0506 | 4795.1725 | 4869.4015 | 4896.9581
12067 | 4896 | 4914.8692 | 4795.1512 | 4869.275 | 4896.9138 | [8 empty] | 4903.2194 | 4896 | 4914.8692 | 4795.1512 | 4869.275 | 4896.9138
12068 | 4896 | 4914.7747 | 4795.0233 | 4869.1867 | 4896.7001 | [8 empty] | 4903.1195 | 4896 | 4914.7747 | 4795.0233 | 4869.1867 | 4896.7001
12069 | 4896 | 4914.7035 | 4795.0097 | 4869.0617 | 4896.4798 | [8 empty] | 4903.096 | 4896 | 4914.7035 | 4795.0097 | 4869.0617 | 4896.4798
12070 | 4895 | 4914.6615 | 4794.9924 | 4869.0489 | 4896.161 | [8 empty] | 4902.9522 | 4895 | 4914.6615 | 4794.9924 | 4869.0489 | 4896.161
12071 | 4895 | 4914.3001 | 4794.9632 | 4868.9348 | 4895.9842 | [8 empty] | 4902.8889 | 4895 | 4914.3001 | 4794.9632 | 4868.9348 | 4895.9842
12072 | 4895 | 4914.0563 | 4794.7298 | 4868.8458 | 4895.9 | [8 empty] | 4902.8028 | 4895 | 4914.0563 | 4794.7298 | 4868.8458 | 4895.9
12073 | 4895 | 4914.0394 | 4794.5889 | 4868.8014 | 4895.8994 | [8 empty] | 4902.7938 | 4895 | 4914.0394 | 4794.5889 | 4868.8014 | 4895.8994
12074 | 4895 | 4914.0147 | 4794.5627 | 4868.5801 | 4895.8805 | [8 empty] | 4902.431 | 4895 | 4914.0147 | 4794.5627 | 4868.5801 | 4895.8805
12075 | 4895 | 4913.7897 | 4794.413 | 4868.5152 | 4895.3246 | [8 empty] | 4901.6161 | 4895 | 4913.7897 | 4794.413 | 4868.5152 | 4895.3246
12076 | 4895 | 4913.7448 | 4794.148 | 4868.4299 | 4895.2411 | [8 empty] | 4901.5519 | 4895 | 4913.7448 | 4794.148 | 4868.4299 | 4895.2411
12077 | 4894 | 4913.7096 | 4794.0648 | 4868.4029 | 4895.1834 | [8 empty] | 4901.4758 | 4894 | 4913.7096 | 4794.0648 | 4868.4029 | 4895.1834
12078 | 4894 | 4913.6863 | 4793.9054 | 4868.1611 | 4895.0527 | [8 empty] | 4901.4287 | 4894 | 4913.6863 | 4793.9054 | 4868.1611 | 4895.0527
12079 | 4894 | 4913.6636 | 4793.8984 | 4868.1569 | 4895.016 | [8 empty] | 4901.0342 | 4894 | 4913.6636 | 4793.8984 | 4868.1569 | 4895.016
12080 | 4894 | 4913.5712 | 4793.876 | 4868.1502 | 4894.9339 | [8 empty] | 4901.0117 | 4894 | 4913.5712 | 4793.876 | 4868.1502 | 4894.9339
12081 | 4894 | 4913.4589 | 4793.8227 | 4867.7544 | 4894.8776 | [8 empty] | 4900.8489 | 4894 | 4913.4589 | 4793.8227 | 4867.7544 | 4894.8776
12082 | 4894 | 4913.4517 | 4793.752 | 4867.2809 | 4894.6564 | [8 empty] | 4900.8208 | 4894 | 4913.4517 | 4793.752 | 4867.2809 | 4894.6564
12083 | 4894 | 4913.4499 | 4793.7458 | 4867.1207 | 4894.4949 | [8 empty] | 4900.7622 | 4894 | 4913.4499 | 4793.7458 | 4867.1207 | 4894.4949
12084 | 4894 | 4913.4026 | 4793.7309 | 4867.0968 | 4894.4782 | [8 empty] | 4900.738 | 4894 | 4913.4026 | 4793.7309 | 4867.0968 | 4894.4782
12085 | 4894 | 4913.384 | 4793.5996 | 4866.8802 | 4894.2713 | [8 empty] | 4900.6974 | 4894 | 4913.384 | 4793.5996 | 4866.8802 | 4894.2713
12086 | 4894 | 4913.1891 | 4793.5915 | 4866.7527 | 4894.2273 | [8 empty] | 4900.6264 | 4894 | 4913.1891 | 4793.5915 | 4866.7527 | 4894.2273
12087 | 4893 | 4913.0502 | 4793.4888 | 4866.4495 | 4894.1407 | [8 empty] | 4900.5635 | 4893 | 4913.0502 | 4793.4888 | 4866.4495 | 4894.1407
12088 | 4893 | 4912.996 | 4793.4023 | 4866.3192 | 4894.0814 | [8 empty] | 4900.4628 | 4893 | 4912.996 | 4793.4023 | 4866.3192 | 4894.0814
12089 | 4893 | 4912.9422 | 4793.3856 | 4865.9628 | 4894.0553 | [8 empty] | 4900.2428 | 4893 | 4912.9422 | 4793.3856 | 4865.9628 | 4894.0553
12090 | 4893 | 4912.9013 | 4793.013 | 4865.9467 | 4893.7864 | [8 empty] | 4900.2025 | 4893 | 4912.9013 | 4793.013 | 4865.9467 | 4893.7864
12091 | 4893 | 4912.7504 | 4793.0008 | 4865.8812 | 4893.6476 | [8 empty] | 4900.1686 | 4893 | 4912.7504 | 4793.0008 | 4865.8812 | 4893.6476
12092 | 4893 | 4912.6079 | 4792.9988 | 4865.7934 | 4893.0782 | [8 empty] | 4900.0945 | 4893 | 4912.6079 | 4792.9988 | 4865.7934 | 4893.0782
12093 | 4893 | 4912.4308 | 4792.9408 | 4865.6291 | 4893.0766 | [8 empty] | 4900.076 | 4893 | 4912.4308 | 4792.9408 | 4865.6291 | 4893.0766
12094 | 4893 | 4912.398 | 4792.8663 | 4865.5581 | 4892.8647 | [8 empty] | 4899.988 | 4893 | 4912.398 | 4792.8663 | 4865.5581 | 4892.8647
12095 | 4893 | 4912.3904 | 4792.8297 | 4865.5111 | 4892.7781 | [8 empty] | 4899.9875 | 4893 | 4912.3904 | 4792.8297 | 4865.5111 | 4892.7781
12096 | 4892 | 4912.3849 | 4792.7988 | 4865.4115 | 4892.7324 | [8 empty] | 4899.9758 | 4892 | 4912.3849 | 4792.7988 | 4865.4115 | 4892.7324
12097 | 4892 | 4912.3423 | 4792.788 | 4865.3904 | 4892.3269 | [8 empty] | 4899.9546 | 4892 | 4912.3423 | 4792.788 | 4865.3904 | 4892.3269
12098 | 4892 | 4912.2132 | 4792.4343 | 4865.3447 | 4892.2976 | [8 empty] | 4899.559 | 4892 | 4912.2132 | 4792.4343 | 4865.3447 | 4892.2976
12099 | 4892 | 4912.1752 | 4792.2242 | 4865.319 | 4892.26 | [8 empty] | 4899.4816 | 4892 | 4912.1752 | 4792.2242 | 4865.319 | 4892.26
12100 | 4892 | 4912.1703 | 4792.0824 | 4865.1637 | 4892.1826 | [8 empty] | 4899.4321 | 4892 | 4912.1703 | 4792.0824 | 4865.1637 | 4892.1826
12101 | 4892 | 4912.1535 | 4792.018 | 4865.0498 | 4892.1478 | [8 empty] | 4898.9152 | 4892 | 4912.1535 | 4792.018 | 4865.0498 | 4892.1478
12102 | 4892 | 4912.0184 | 4791.9164 | 4864.9096 | 4891.7759 | [8 empty] | 4898.8449 | 4892 | 4912.0184 | 4791.9164 | 4864.9096 | 4891.7759
12103 | 4892 | 4912.0149 | 4791.906 | 4864.8551 | 4891.7343 | [8 empty] | 4898.7729 | 4892 | 4912.0149 | 4791.906 | 4864.8551 | 4891.7343
12104 | 4892 | 4911.8844 | 4791.9002 | 4864.7805 | 4891.5517 | [8 empty] | 4898.7148 | 4892 | 4911.8844 | 4791.9002 | 4864.7805 | 4891.5517
12105 | 4892 | 4911.8501 | 4791.8634 | 4864.6053 | 4891.5274 | [8 empty] | 4898.6819 | 4892 | 4911.8501 | 4791.8634 | 4864.6053 | 4891.5274
12106 | 4892 | 4911.8135 | 4791.805 | 4864.5792 | 4891.5035 | [8 empty] | 4898.4036 | 4892 | 4911.8135 | 4791.805 | 4864.5792 | 4891.5035
12107 | 4891 | 4911.5991 | 4791.7979 | 4864.5509 | 4891.3542 | [8 empty] | 4898.3717 | 4891 | 4911.5991 | 4791.7979 | 4864.5509 | 4891.3542
12108 | 4891 | 4911.5385 | 4791.564 | 4864.5127 | 4891.3129 | [8 empty] | 4898.2961 | 4891 | 4911.5385 | 4791.564 | 4864.5127 | 4891.3129
12109 | 4891 | 4911.4851 | 4791.3056 | 4864.4608 | 4891.206 | [8 empty] | 4898.104 | 4891 | 4911.4851 | 4791.3056 | 4864.4608 | 4891.206
12110 | 4891 | 4911.3343 | 4791.2838 | 4864.1486 | 4891.0033 | [8 empty] | 4898.0899 | 4891 | 4911.3343 | 4791.2838 | 4864.1486 | 4891.0033
12111 | 4891 | 4911.1904 | 4791.2763 | 4863.793 | 4890.8664 | [8 empty] | 4897.9974 | 4891 | 4911.1904 | 4791.2763 | 4863.793 | 4890.8664
12112 | 4891 | 4910.9483 | 4791.2666 | 4863.7643 | 4890.8448 | [8 empty] | 4897.9929 | 4891 | 4910.9483 | 4791.2666 | 4863.7643 | 4890.8448
12113 | 4891 | 4910.9099 | 4791.2444 | 4863.6463 | 4890.7421 | [8 empty] | 4897.7028 | 4891 | 4910.9099 | 4791.2444 | 4863.6463 | 4890.7421
12114 | 4891 | 4910.9039 | 4791.0725 | 4863.581 | 4890.5947 | [8 empty] | 4897.5769 | 4891 | 4910.9039 | 4791.0725 | 4863.581 | 4890.5947
12115 | 4891 | 4910.8359 | 4790.77 | 4863.2513 | 4890.233 | [8 empty] | 4897.2046 | 4891 | 4910.8359 | 4790.77 | 4863.2513 | 4890.233
12116 | 4891 | 4910.7444 | 4790.7672 | 4863.1021 | 4889.7781 | [8 empty] | 4897.0885 | 4891 | 4910.7444 | 4790.7672 | 4863.1021 | 4889.7781
12117 | 4891 | 4910.7208 | 4790.7155 | 4863.0068 | 4889.762 | [8 empty] | 4897.083 | 4891 | 4910.7208 | 4790.7155 | 4863.0068 | 4889.762
12118 | 4891 | 4910.6735 | 4790.6298 | 4862.6738 | 4889.5261 | [8 empty] | 4896.9676 | 4891 | 4910.6735 | 4790.6298 | 4862.6738 | 4889.5261
12119 | 4891 | 4910.6691 | 4790.6175 | 4862.6437 | 4889.395 | [8 empty] | 4896.9123 | 4891 | 4910.6691 | 4790.6175 | 4862.6437 | 4889.395
12120 | 4890 | 4910.5916 | 4790.5415 | 4862.5118 | 4889.3771 | [8 empty] | 4896.877 | 4890 | 4910.5916 | 4790.5415 | 4862.5118 | 4889.3771
12121 | 4890 | 4910.551 | 4790.4489 | 4862.3172 | 4889.0006 | [8 empty] | 4896.6548 | 4890 | 4910.551 | 4790.4489 | 4862.3172 | 4889.0006
12122 | 4890 | 4910.5302 | 4790.2956 | 4861.9273 | 4888.8279 | [8 empty] | 4896.4077 | 4890 | 4910.5302 | 4790.2956 | 4861.9273 | 4888.8279
12123 | 4890 | 4910.4088 | 4790.0473 | 4861.9223 | 4888.7625 | [8 empty] | 4896.3043 | 4890 | 4910.4088 | 4790.0473 | 4861.9223 | 4888.7625
12124 | 4890 | 4910.2927 | 4790.0177 | 4861.9209 | 4888.7166 | [8 empty] | 4896.2676 | 4890 | 4910.2927 | 4790.0177 | 4861.9209 | 4888.7166
12125 | 4889 | 4910.2464 | 4789.9907 | 4861.9106 | 4888.4486 | [8 empty] | 4896.184 | 4889 | 4910.2464 | 4789.9907 | 4861.9106 | 4888.4486
12126 | 4889 | 4910.0279 | 4789.9597 | 4861.9009 | 4888.3916 | [8 empty] | 4896.1717 | 4889 | 4910.0279 | 4789.9597 | 4861.9009 | 4888.3916
12127 | 4889 | 4910.0143 | 4789.8842 | 4861.8198 | 4888.2507 | [8 empty] | 4896.1202 | 4889 | 4910.0143 | 4789.8842 | 4861.8198 | 4888.2507
12128 | 4889 | 4909.9505 | 4789.864 | 4861.7552 | 4888.238 | [8 empty] | 4896.0732 | 4889 | 4909.9505 | 4789.864 | 4861.7552 | 4888.238
12129 | 4889 | 4909.8971 | 4789.8202 | 4861.7326 | 4888.2148 | [8 empty] | 4895.9537 | 4889 | 4909.8971 | 4789.8202 | 4861.7326 | 4888.2148
12130 | 4889 | 4909.8649 | 4789.6731 | 4861.6543 | 4888.0894 | [8 empty] | 4895.9458 | 4889 | 4909.8649 | 4789.6731 | 4861.6543 | 4888.0894
12131 | 4889 | 4909.8066 | 4789.6624 | 4861.1151 | 4887.7408 | [8 empty] | 4895.6521 | 4889 | 4909.8066 | 4789.6624 | 4861.1151 | 4887.7408
12132 | 4888 | 4909.7517 | 4789.3323 | 4861.0749 | 4887.5333 | [8 empty] | 4895.5904 | 4888 | 4909.7517 | 4789.3323 | 4861.0749 | 4887.5333
12133 | 4888 | 4909.6867 | 4789.2917 | 4861.0007 | 4887.478 | [8 empty] | 4895.5817 | 4888 | 4909.6867 | 4789.2917 | 4861.0007 | 4887.478
12134 | 4888 | 4909.6041 | 4788.8059 | 4860.9738 | 4887.4561 | [8 empty] | 4895.3189 | 4888 | 4909.6041 | 4788.8059 | 4860.9738 | 4887.4561
12135 | 4888 | 4909.3211 | 4788.7558 | 4860.9379 | 4887.3951 | [8 empty] | 4895.057 | 4888 | 4909.3211 | 4788.7558 | 4860.9379 | 4887.3951
12136 | 4888 | 4909.2391 | 4788.7294 | 4860.6716 | 4887.2321 | [8 empty] | 4894.9141 | 4888 | 4909.2391 | 4788.7294 | 4860.6716 | 4887.2321
12137 | 4888 | 4909.2122 | 4788.7265 | 4860.6666 | 4887.1787 | [8 empty] | 4894.8536 | 4888 | 4909.2122 | 4788.7265 | 4860.6666 | 4887.1787
12138 | 4888 | 4909.1426 | 4788.7249 | 4860.4353 | 4887.1344 | [8 empty] | 4894.8515 | 4888 | 4909.1426 | 4788.7249 | 4860.4353 | 4887.1344
12139 | 4888 | 4909.0445 | 4788.7192 | 4860.3857 | 4887.0486 | [8 empty] | 4894.6307 | 4888 | 4909.0445 | 4788.7192 | 4860.3857 | 4887.0486
12140 | 4888 | 4908.8095 | 4788.5187 | 4860.3228 | 4887.0149 | [8 empty] | 4894.5819 | 4888 | 4908.8095 | 4788.5187 | 4860.3228 | 4887.0149
12141 | 4888 | 4908.7781 | 4788.4202 | 4860.1439 | 4886.9501 | [8 empty] | 4894.5057 | 4888 | 4908.7781 | 4788.4202 | 4860.1439 | 4886.9501
12142 | 4888 | 4908.7631 | 4788.3931 | 4860.1265 | 4886.6676 | [8 empty] | 4894.3624 | 4888 | 4908.7631 | 4788.3931 | 4860.1265 | 4886.6676
12143 | 4888 | 4908.7454 | 4788.2737 | 4860.0836 | 4886.6031 | [8 empty] | 4894.2153 | 4888 | 4908.7454 | 4788.2737 | 4860.0836 | 4886.6031
12144 | 4888 | 4908.737 | 4788.1262 | 4860.0797 | 4886.5071 | [8 empty] | 4893.965 | 4888 | 4908.737 | 4788.1262 | 4860.0797 | 4886.5071
12145 | 4888 | 4908.6985 | 4787.8779 | 4860.0571 | 4886.4701 | [8 empty] | 4893.7876 | 4888 | 4908.6985 | 4787.8779 | 4860.0571 | 4886.4701
12146 | 4887 | 4908.6349 | 4787.8155 | 4859.7106 | 4886.4093 | [8 empty] | 4893.7698 | 4887 | 4908.6349 | 4787.8155 | 4859.7106 | 4886.4093
12147 | 4887 | 4908.322 | 4787.7376 | 4859.3751 | 4886.3023 | [8 empty] | 4893.6324 | 4887 | 4908.322 | 4787.7376 | 4859.3751 | 4886.3023
12148 | 4887 | 4908.3064 | 4787.6486 | 4859.256 | 4885.9201 | [8 empty] | 4893.5642 | 4887 | 4908.3064 | 4787.6486 | 4859.256 | 4885.9201
12149 | 4887 | 4908.2933 | 4787.6333 | 4859.2285 | 4885.8951 | [8 empty] | 4893.3262 | 4887 | 4908.2933 | 4787.6333 | 4859.2285 | 4885.8951
12150 | 4887 | 4908.2363 | 4787.5848 | 4859.2192 | 4885.8155 | [8 empty] | 4893.319 | 4887 | 4908.2363 | 4787.5848 | 4859.2192 | 4885.8155
12151 | 4887 | 4908.1695 | 4787.2627 | 4859.1946 | 4885.7624 | [8 empty] | 4893.2772 | 4887 | 4908.1695 | 4787.2627 | 4859.1946 | 4885.7624
12152 | 4887 | 4908.128 | 4787.2476 | 4859.1876 | 4885.5994 | [8 empty] | 4893.2433 | 4887 | 4908.128 | 4787.2476 | 4859.1876 | 4885.5994
12153 | 4887 | 4907.8865 | 4787.1872 | 4859.0149 | 4885.1135 | [8 empty] | 4893.0447 | 4887 | 4907.8865 | 4787.1872 | 4859.0149 | 4885.1135
12154 | 4887 | 4907.8676 | 4787.0599 | 4858.8635 | 4885.0273 | [8 empty] | 4893.0352 | 4887 | 4907.8676 | 4787.0599 | 4858.8635 | 4885.0273
12155 | 4887 | 4907.7081 | 4786.9224 | 4858.7432 | 4884.805 | [8 empty] | 4892.863 | 4887 | 4907.7081 | 4786.9224 | 4858.7432 | 4884.805
12156 | 4886 | 4907.4411 | 4786.741 | 4858.5738 | 4884.6399 | [8 empty] | 4892.8526 | 4886 | 4907.4411 | 4786.741 | 4858.5738 | 4884.6399
12157 | 4886 | 4907.1964 | 4786.664 | 4858.5305 | 4884.6186 | [8 empty] | 4892.8366 | 4886 | 4907.1964 | 4786.664 | 4858.5305 | 4884.6186
12158 | 4886 | 4906.9919 | 4786.4088 | 4858.5184 | 4884.6058 | [8 empty] | 4892.6008 | 4886 | 4906.9919 | 4786.4088 | 4858.5184 | 4884.6058
12159 | 4886 | 4906.7719 | 4786.3697 | 4858.5127 | 4884.6036 | [8 empty] | 4892.5947 | 4886 | 4906.7719 | 4786.3697 | 4858.5127 | 4884.6036
12160 | 4886 | 4906.6098 | 4786.2035 | 4858.4359 | 4884.5339 | [8 empty] | 4892.4826 | 4886 | 4906.6098 | 4786.2035 | 4858.4359 | 4884.5339
12161 | 4886 | 4906.4982 | 4786.1357 | 4858.3274 | 4884.2227 | [8 empty] | 4892.4614 | 4886 | 4906.4982 | 4786.1357 | 4858.3274 | 4884.2227
12162 | 4886 | 4906.4065 | 4786.029 | 4858.2608 | 4884.1766 | [8 empty] | 4892.2954 | 4886 | 4906.4065 | 4786.029 | 4858.2608 | 4884.1766
12163 | 4885 | 4906.2947 | 4785.8024 | 4858.2489 | 4883.8485 | [8 empty] | 4892.1383 | 4885 | 4906.2947 | 4785.8024 | 4858.2489 | 4883.8485
12164 | 4885 | 4906.2114 | 4785.7737 | 4858.1649 | 4883.6591 | [8 empty] | 4892.0647 | 4885 | 4906.2114 | 4785.7737 | 4858.1649 | 4883.6591
12165 | 4885 | 4906.122 | 4785.7424 | 4858.1361 | 4883.5758 | [8 empty] | 4891.7842 | 4885 | 4906.122 | 4785.7424 | 4858.1361 | 4883.5758
12166 | 4885 | 4905.9566 | 4785.7097 | 4858.1235 | 4883.5107 | [8 empty] | 4891.7596 | 4885 | 4905.9566 | 4785.7097 | 4858.1235 | 4883.5107
12167 | 4885 | 4905.9095 | 4785.5079 | 4857.7302 | 4883.3895 | [8 empty] | 4891.7554 | 4885 | 4905.9095 | 4785.5079 | 4857.7302 | 4883.3895
12168 | 4885 | 4905.8704 | 4785.4683 | 4857.6314 | 4883.0545 | [8 empty] | 4891.6278 | 4885 | 4905.8704 | 4785.4683 | 4857.6314 | 4883.0545
12169 | 4885 | 4905.7483 | 4785.3441 | 4857.6242 | 4883.0305 | [8 empty] | 4891.3449 | 4885 | 4905.7483 | 4785.3441 | 4857.6242 | 4883.0305
12170 | 4885 | 4905.5284 | 4785.3136 | 4857.5977 | 4882.854 | [8 empty] | 4891.2816 | 4885 | 4905.5284 | 4785.3136 | 4857.5977 | 4882.854
12171 | 4884 | 4905.4137 | 4785.0448 | 4857.4427 | 4882.811 | [8 empty] | 4891.0024 | 4884 | 4905.4137 | 4785.0448 | 4857.4427 | 4882.811
12172 | 4884 | 4905.2646 | 4784.9989 | 4857.3181 | 4882.4478 | [8 empty] | 4890.9654 | 4884 | 4905.2646 | 4784.9989 | 4857.3181 | 4882.4478
12173 | 4884 | 4905.2594 | 4784.9634 | 4857.2232 | 4882.1384 | [8 empty] | 4890.955 | 4884 | 4905.2594 | 4784.9634 | 4857.2232 | 4882.1384
12174 | 4884 | 4904.7904 | 4784.9511 | 4857.0839 | 4882.0442 | [8 empty] | 4890.8912 | 4884 | 4904.7904 | 4784.9511 | 4857.0839 | 4882.0442
12175 | 4884 | 4904.6641 | 4784.9051 | 4857.0789 | 4881.8738 | [8 empty] | 4890.8103 | 4884 | 4904.6641 | 4784.9051 | 4857.0789 | 4881.8738
12176 | 4884 | 4904.6641 | 4784.8747 | 4857.0727 | 4881.8146 | [8 empty] | 4890.4808 | 4884 | 4904.6641 | 4784.8747 | 4857.0727 | 4881.8146
12177 | 4884 | 4904.547 | 4784.8687 | 4856.9669 | 4881.8036 | [8 empty] | 4890.4237 | 4884 | 4904.547 | 4784.8687 | 4856.9669 | 4881.8036
12178 | 4884 | 4904.4395 | 4784.7872 | 4856.9587 | 4881.7218 | [8 empty] | 4890.2083 | 4884 | 4904.4395 | 4784.7872 | 4856.9587 | 4881.7218
12179 | 4884 | 4904.4215 | 4784.7718 | 4856.8294 | 4881.5059 | [8 empty] | 4890.1395 | 4884 | 4904.4215 | 4784.7718 | 4856.8294 | 4881.5059
12180 | 4884 | 4904.411 | 4784.7641 | 4856.8052 | 4881.4071 | [8 empty] | 4890.0936 | 4884 | 4904.411 | 4784.7641 | 4856.8052 | 4881.4071
12181 | 4884 | 4904.4078 | 4784.5568 | 4856.7801 | 4881.3973 | [8 empty] | 4890.0688 | 4884 | 4904.4078 | 4784.5568 | 4856.7801 | 4881.3973
12182 | 4883 | 4904.292 | 4784.4525 | 4856.7484 | 4881.2015 | [8 empty] | 4890.0634 | 4883 | 4904.292 | 4784.4525 | 4856.7484 | 4881.2015
12183 | 4883 | 4904.0722 | 4784.2955 | 4856.5489 | 4881.0777 | [8 empty] | 4889.9722 | 4883 | 4904.0722 | 4784.2955 | 4856.5489 | 4881.0777
12184 | 4883 | 4904.0388 | 4784.1236 | 4856.2184 | 4881.0684 | [8 empty] | 4889.913 | 4883 | 4904.0388 | 4784.1236 | 4856.2184 | 4881.0684
12185 | 4883 | 4903.9797 | 4784.0453 | 4856.0646 | 4881.0349 | [8 empty] | 4889.8602 | 4883 | 4903.9797 | 4784.0453 | 4856.0646 | 4881.0349
12186 | 4883 | 4903.8368 | 4784.0134 | 4855.8674 | 4881.0293 | [8 empty] | 4889.8443 | 4883 | 4903.8368 | 4784.0134 | 4855.8674 | 4881.0293
12187 | 4883 | 4903.8292 | 4784.0112 | 4855.5832 | 4881.022 | [8 empty] | 4889.8382 | 4883 | 4903.8292 | 4784.0112 | 4855.5832 | 4881.022
12188 | 4883 | 4903.8066 | 4783.4636 | 4855.5615 | 4880.9486 | [8 empty] | 4889.3333 | 4883 | 4903.8066 | 4783.4636 | 4855.5615 | 4880.9486
12189 | 4882 | 4903.5575 | 4783.4521 | 4855.1383 | 4880.9057 | [8 empty] | 4889.3174 | 4882 | 4903.5575 | 4783.4521 | 4855.1383 | 4880.9057
12190 | 4882 | 4903.4641 | 4783.3795 | 4854.9074 | 4880.7175 | [8 empty] | 4889.0344 | 4882 | 4903.4641 | 4783.3795 | 4854.9074 | 4880.7175
12191 | 4882 | 4903.3013 | 4783.2918 | 4854.8606 | 4880.6921 | [8 empty] | 4888.8551 | 4882 | 4903.3013 | 4783.2918 | 4854.8606 | 4880.6921
12192 | 4882 | 4903.2728 | 4783.0571 | 4854.8387 | 4880.557 | [8 empty] | 4888.784 | 4882 | 4903.2728 | 4783.0571 | 4854.8387 | 4880.557
12193 | 4882 | 4903.1562 | 4783.0089 | 4854.2728 | 4880.5417 | [8 empty] | 4888.7228 | 4882 | 4903.1562 | 4783.0089 | 4854.2728 | 4880.5417
12194 | 4882 | 4903.0872 | 4782.9485 | 4854.1806 | 4880.5024 | [8 empty] | 4888.7177 | 4882 | 4903.0872 | 4782.9485 | 4854.1806 | 4880.5024
12195 | 4881 | 4902.9306 | 4782.9099 | 4854.1698 | 4880.2531 | [8 empty] | 4888.4996 | 4881 | 4902.9306 | 4782.9099 | 4854.1698 | 4880.2531
12196 | 4881 | 4902.7449 | 4782.8578 | 4854.1446 | 4880.1871 | [8 empty] | 4888.3398 | 4881 | 4902.7449 | 4782.8578 | 4854.1446 | 4880.1871
12197 | 4881 | 4902.7371 | 4782.828 | 4854.1192 | 4880.1103 | [8 empty] | 4888.2805 | 4881 | 4902.7371 | 4782.828 | 4854.1192 | 4880.1103
12198 | 4881 | 4902.5118 | 4782.8225 | 4854.0167 | 4879.8199 | [8 empty] | 4887.9341 | 4881 | 4902.5118 | 4782.8225 | 4854.0167 | 4879.8199
12199 | 4881 | 4902.4337 | 4782.6013 | 4853.8807 | 4879.7998 | [8 empty] | 4887.8887 | 4881 | 4902.4337 | 4782.6013 | 4853.8807 | 4879.7998
12200 | 4881 | 4902.2547 | 4782.2615 | 4853.8695 | 4879.4918 | [8 empty] | 4887.8606 | 4881 | 4902.2547 | 4782.2615 | 4853.8695 | 4879.4918
12201 | 4881 | 4902.0428 | 4781.992 | 4853.8209 | 4879.4654 | [8 empty] | 4887.6519 | 4881 | 4902.0428 | 4781.992 | 4853.8209 | 4879.4654
12202 | 4881 | 4901.7732 | 4781.3543 | 4853.7906 | 4879.2405 | [8 empty] | 4887.4835 | 4881 | 4901.7732 | 4781.3543 | 4853.7906 | 4879.2405
12203 | 4880 | 4901.7653 | 4781.3136 | 4853.7549 | 4879.0867 | [8 empty] | 4887.3349 | 4880 | 4901.7653 | 4781.3136 | 4853.7549 | 4879.0867
12204 | 4880 | 4901.7472 | 4781.2951 | 4853.567 | 4878.7954 | [8 empty] | 4887.2901 | 4880 | 4901.7472 | 4781.2951 | 4853.567 | 4878.7954
12205 | 4880 | 4901.7135 | 4781.1196 | 4853.4154 | 4878.735 | [8 empty] | 4887.23 | 4880 | 4901.7135 | 4781.1196 | 4853.4154 | 4878.735
12206 | 4880 | 4901.5391 | 4781.019 | 4853.3362 | 4878.6405 | [8 empty] | 4887.1721 | 4880 | 4901.5391 | 4781.019 | 4853.3362 | 4878.6405
12207 | 4880 | 4901.4336 | 4781.0062 | 4853.2079 | 4878.6058 | [8 empty] | 4887.1425 | 4880 | 4901.4336 | 4781.0062 | 4853.2079 | 4878.6058
12208 | 4880 | 4901.3015 | 4780.9337 | 4853.2066 | 4878.4324 | [8 empty] | 4886.9248 | 4880 | 4901.3015 | 4780.9337 | 4853.2066 | 4878.4324
12209 | 4880 | 4901.2268 | 4780.8967 | 4853.174 | 4878.3979 | [8 empty] | 4886.9142 | 4880 | 4901.2268 | 4780.8967 | 4853.174 | 4878.3979
12210 | 4880 | 4901.0604 | 4780.8845 | 4853.0576 | 4878.2109 | [8 empty] | 4886.8665 | 4880 | 4901.0604 | 4780.8845 | 4853.0576 | 4878.2109
12211 | 4879 | 4900.8786 | 4780.4887 | 4852.9343 | 4878.0917 | [8 empty] | 4886.8656 | 4879 | 4900.8786 | 4780.4887 | 4852.9343 | 4878.0917
12212 | 4879 | 4900.7963 | 4780.4755 | 4852.7745 | 4877.8232 | [8 empty] | 4886.8603 | 4879 | 4900.7963 | 4780.4755 | 4852.7745 | 4877.8232
12213 | 4879 | 4900.3672 | 4780.4362 | 4852.5892 | 4877.7365 | [8 empty] | 4886.8446 | 4879 | 4900.3672 | 4780.4362 | 4852.5892 | 4877.7365
12214 | 4879 | 4900.1381 | 4780.3354 | 4852.5611 | 4877.5416 | [8 empty] | 4886.7607 | 4879 | 4900.1381 | 4780.3354 | 4852.5611 | 4877.5416
12215 | 4879 | 4899.9855 | 4780.1825 | 4852.5537 | 4877.5258 | [8 empty] | 4886.6946 | 4879 | 4899.9855 | 4780.1825 | 4852.5537 | 4877.5258
12216 | 4879 | 4899.9849 | 4780.0892 | 4852.3561 | 4877.338 | [8 empty] | 4886.5992 | 4879 | 4899.9849 | 4780.0892 | 4852.3561 | 4877.338
12217 | 4879 | 4899.9514 | 4780.0501 | 4852.1433 | 4877.3118 | [8 empty] | 4886.5859 | 4879 | 4899.9514 | 4780.0501 | 4852.1433 | 4877.3118
12218 | 4879 | 4899.8639 | 4779.9414 | 4851.9362 | 4877.2604 | [8 empty] | 4886.459 | 4879 | 4899.8639 | 4779.9414 | 4851.9362 | 4877.2604
12219 | 4879 | 4899.6414 | 4779.8195 | 4851.9242 | 4877.0318 | [8 empty] | 4886.1448 | 4879 | 4899.6414 | 4779.8195 | 4851.9242 | 4877.0318
12220 | 4879 | 4899.6346 | 4779.4749 | 4851.6915 | 4876.9409 | [8 empty] | 4886.1038 | 4879 | 4899.6346 | 4779.4749 | 4851.6915 | 4876.9409
12221 | 4879 | 4899.476 | 4779.3269 | 4851.5714 | 4876.9017 | [8 empty] | 4886.0523 | 4879 | 4899.476 | 4779.3269 | 4851.5714 | 4876.9017
12222 | 4879 | 4899.2882 | 4779.3265 | 4851.5583 | 4876.8928 | [8 empty] | 4885.9674 | 4879 | 4899.2882 | 4779.3265 | 4851.5583 | 4876.8928
12223 | 4879 | 4899.2849 | 4779.2841 | 4851.4913 | 4876.7776 | [8 empty] | 4885.7106 | 4879 | 4899.2849 | 4779.2841 | 4851.4913 | 4876.7776
12224 | 4878 | 4899.1186 | 4779.2348 | 4851.2597 | 4876.6542 | [8 empty] | 4885.6251 | 4878 | 4899.1186 | 4779.2348 | 4851.2597 | 4876.6542
12225 | 4878 | 4898.847 | 4778.9433 | 4851.2117 | 4876.5645 | [8 empty] | 4885.5147 | 4878 | 4898.847 | 4778.9433 | 4851.2117 | 4876.5645
12226 | 4878 | 4898.7527 | 4778.839 | 4851.0708 | 4876.5379 | [8 empty] | 4885.4361 | 4878 | 4898.7527 | 4778.839 | 4851.0708 | 4876.5379
12227 | 4878 | 4898.5753 | 4778.7908 | 4850.9179 | 4876.4526 | [8 empty] | 4885.4277 | 4878 | 4898.5753 | 4778.7908 | 4850.9179 | 4876.4526
12228 | 4878 | 4898.5567 | 4778.7421 | 4850.6693 | 4876.3446 | [8 empty] | 4885.3594 | 4878 | 4898.5567 | 4778.7421 | 4850.6693 | 4876.3446
12229 | 4878 | 4898.3605 | 4778.7072 | 4850.3944 | 4876.2723 | [8 empty] | 4884.7686 | 4878 | 4898.3605 | 4778.7072 | 4850.3944 | 4876.2723
12230 | 4878 | 4898.322 | 4778.5549 | 4850.3172 | 4876.2657 | [8 empty] | 4884.7496 | 4878 | 4898.322 | 4778.5549 | 4850.3172 | 4876.2657
12231 | 4878 | 4898.2252 | 4778.2159 | 4849.9503 | 4876.2653 | [8 empty] | 4884.7311 | 4878 | 4898.2252 | 4778.2159 | 4849.9503 | 4876.2653
12232 | 4878 | 4898.1506 | 4778.0129 | 4849.8579 | 4876.1498 | [8 empty] | 4884.396 | 4878 | 4898.1506 | 4778.0129 | 4849.8579 | 4876.1498
12233 | 4877 | 4898.0505 | 4777.9679 | 4849.831 | 4876.1225 | [8 empty] | 4884.1712 | 4877 | 4898.0505 | 4777.9679 | 4849.831 | 4876.1225
12234 | 4877 | 4897.7961 | 4777.9562 | 4849.7274 | 4876.0576 | [8 empty] | 4884.14 | 4877 | 4897.7961 | 4777.9562 | 4849.7274 | 4876.0576
12235 | 4877 | 4897.786 | 4777.5688 | 4849.6751 | 4875.9871 | [8 empty] | 4884.1331 | 4877 | 4897.786 | 4777.5688 | 4849.6751 | 4875.9871
12236 | 4877 | 4897.4854 | 4777.4727 | 4849.5286 | 4875.9754 | [8 empty] | 4884.1062 | 4877 | 4897.4854 | 4777.4727 | 4849.5286 | 4875.9754
12237 | 4877 | 4897.3598 | 4777.2925 | 4849.4835 | 4875.8578 | [8 empty] | 4884.0199 | 4877 | 4897.3598 | 4777.2925 | 4849.4835 | 4875.8578
12238 | 4877 | 4897.1774 | 4777.1843 | 4849.4267 | 4875.7355 | [8 empty] | 4883.9077 | 4877 | 4897.1774 | 4777.1843 | 4849.4267 | 4875.7355
12239 | 4876 | 4897.0452 | 4776.89 | 4849.3434 | 4875.5422 | [8 empty] | 4883.7574 | 4876 | 4897.0452 | 4776.89 | 4849.3434 | 4875.5422
12240 | 4876 | 4897.0257 | 4776.8645 | 4849.1546 | 4875.4096 | [8 empty] | 4883.5737 | 4876 | 4897.0257 | 4776.8645 | 4849.1546 | 4875.4096
12241 | 4876 | 4896.8554 | 4776.7738 | 4849.1474 | 4875.1663 | [8 empty] | 4883.5267 | 4876 | 4896.8554 | 4776.7738 | 4849.1474 | 4875.1663
12242 | 4876 | 4896.8445 | 4776.5317 | 4849.0816 | 4874.9108 | [8 empty] | 4883.2616 | 4876 | 4896.8445 | 4776.5317 | 4849.0816 | 4874.9108
12243 | 4876 | 4896.6924 | 4776.4716 | 4848.8843 | 4874.8472 | [8 empty] | 4883.1399 | 4876 | 4896.6924 | 4776.4716 | 4848.8843 | 4874.8472
12244 | 4876 | 4896.651 | 4776.4404 | 4848.8324 | 4874.8041 | [8 empty] | 4883.0516 | 4876 | 4896.651 | 4776.4404 | 4848.8324 | 4874.8041
12245 | 4875 | 4896.5239 | 4776.2028 | 4848.7788 | 4874.6447 | [8 empty] | 4882.9287 | 4875 | 4896.5239 | 4776.2028 | 4848.7788 | 4874.6447
12246 | 4875 | 4896.4885 | 4775.941 | 4848.6876 | 4874.5458 | [8 empty] | 4882.8382 | 4875 | 4896.4885 | 4775.941 | 4848.6876 | 4874.5458
12247 | 4875 | 4896.428 | 4775.8987 | 4848.6679 | 4874.5212 | [8 empty] | 4882.7871 | 4875 | 4896.428 | 4775.8987 | 4848.6679 | 4874.5212
12248 | 4875 | 4896.3995 | 4775.8369 | 4848.4262 | 4874.0607 | [8 empty] | 4882.7821 | 4875 | 4896.3995 | 4775.8369 | 4848.4262 | 4874.0607
12249 | 4875 | 4896.2922 | 4775.7037 | 4848.3995 | 4873.9419 | [8 empty] | 4882.3799 | 4875 | 4896.2922 | 4775.7037 | 4848.3995 | 4873.9419
12250 | 4875 | 4896.2365 | 4775.66 | 4848.3933 | 4873.7841 | [8 empty] | 4882.3243 | 4875 | 4896.2365 | 4775.66 | 4848.3933 | 4873.7841
12251 | 4875 | 4896.2327 | 4775.5038 | 4848.3058 | 4873.7042 | [8 empty] | 4882.2599 | 4875 | 4896.2327 | 4775.5038 | 4848.3058 | 4873.7042
12252 | 4874 | 4896.0125 | 4775.3266 | 4848.226 | 4873.5958 | [8 empty] | 4882.0781 | 4874 | 4896.0125 | 4775.3266 | 4848.226 | 4873.5958
12253 | 4874 | 4895.9949 | 4775.0328 | 4847.9028 | 4873.4395 | [8 empty] | 4882.0359 | 4874 | 4895.9949 | 4775.0328 | 4847.9028 | 4873.4395
12254 | 4874 | 4895.9788 | 4775.0296 | 4847.8419 | 4873.1091 | [8 empty] | 4881.8417 | 4874 | 4895.9788 | 4775.0296 | 4847.8419 | 4873.1091
12255 | 4874 | 4895.8108 | 4774.9469 | 4847.6498 | 4873.079 | [8 empty] | 4881.299 | 4874 | 4895.8108 | 4774.9469 | 4847.6498 | 4873.079
12256 | 4874 | 4895.7406 | 4774.9311 | 4847.5794 | 4872.8174 | [8 empty] | 4881.1892 | 4874 | 4895.7406 | 4774.9311 | 4847.5794 | 4872.8174
12257 | 4874 | 4895.6775 | 4774.4602 | 4847.4929 | 4872.7919 | [8 empty] | 4880.8867 | 4874 | 4895.6775 | 4774.4602 | 4847.4929 | 4872.7919
12258 | 4874 | 4895.6072 | 4774.4364 | 4847.4238 | 4872.5656 | [8 empty] | 4880.8694 | 4874 | 4895.6072 | 4774.4364 | 4847.4238 | 4872.5656
12259 | 4874 | 4895.37 | 4774.3452 | 4847.3621 | 4872.4841 | [8 empty] | 4880.7588 | 4874 | 4895.37 | 4774.3452 | 4847.3621 | 4872.4841
12260 | 4874 | 4895.2345 | 4774.3148 | 4847.2919 | 4872.2896 | [8 empty] | 4880.5631 | 4874 | 4895.2345 | 4774.3148 | 4847.2919 | 4872.2896
12261 | 4874 | 4895.1735 | 4773.9343 | 4847.2258 | 4871.854 | [8 empty] | 4880.2457 | 4874 | 4895.1735 | 4773.9343 | 4847.2258 | 4871.854
12262 | 4873 | 4894.9784 | 4773.6625 | 4847.179 | 4871.8002 | [8 empty] | 4880.2393 | 4873 | 4894.9784 | 4773.6625 | 4847.179 | 4871.8002
12263 | 4873 | 4894.8364 | 4773.364 | 4847.1717 | 4871.5527 | [8 empty] | 4880.1552 | 4873 | 4894.8364 | 4773.364 | 4847.1717 | 4871.5527
12264 | 4873 | 4894.7602 | 4773.2991 | 4847.1356 | 4871.3349 | [8 empty] | 4880.1477 | 4873 | 4894.7602 | 4773.2991 | 4847.1356 | 4871.3349
12265 | 4873 | 4894.7543 | 4773.1522 | 4847.1262 | 4871.1402 | [8 empty] | 4879.9069 | 4873 | 4894.7543 | 4773.1522 | 4847.1262 | 4871.1402
12266 | 4873 | 4894.5967 | 4773.0508 | 4846.9755 | 4871.1134 | [8 empty] | 4879.7716 | 4873 | 4894.5967 | 4773.0508 | 4846.9755 | 4871.1134
12267 | 4873 | 4894.5274 | 4772.9956 | 4846.9241 | 4871.0936 | [8 empty] | 4879.7024 | 4873 | 4894.5274 | 4772.9956 | 4846.9241 | 4871.0936
12268 | 4873 | 4894.5075 | 4772.7267 | 4846.874 | 4870.8313 | [8 empty] | 4879.6058 | 4873 | 4894.5075 | 4772.7267 | 4846.874 | 4870.8313
12269 | 4873 | 4894.4267 | 4772.4454 | 4846.8441 | 4870.7659 | [8 empty] | 4879.5944 | 4873 | 4894.4267 | 4772.4454 | 4846.8441 | 4870.7659
12270 | 4873 | 4894.2932 | 4772.4108 | 4846.809 | 4870.7454 | [8 empty] | 4879.3988 | 4873 | 4894.2932 | 4772.4108 | 4846.809 | 4870.7454
12271 | 4872 | 4894.0238 | 4772.3805 | 4846.5261 | 4870.6313 | [8 empty] | 4879.2295 | 4872 | 4894.0238 | 4772.3805 | 4846.5261 | 4870.6313
12272 | 4872 | 4893.9409 | 4772.3481 | 4846.4097 | 4870.6168 | [8 empty] | 4879.1226 | 4872 | 4893.9409 | 4772.3481 | 4846.4097 | 4870.6168
12273 | 4872 | 4893.9069 | 4772.3081 | 4846.3919 | 4870.4424 | [8 empty] | 4878.7028 | 4872 | 4893.9069 | 4772.3081 | 4846.3919 | 4870.4424
12274 | 4872 | 4893.8103 | 4772.3058 | 4846.3348 | 4870.1325 | [8 empty] | 4878.6638 | 4872 | 4893.8103 | 4772.3058 | 4846.3348 | 4870.1325
12275 | 4872 | 4893.7683 | 4772.2911 | 4846.2692 | 4869.9575 | [8 empty] | 4878.6154 | 4872 | 4893.7683 | 4772.2911 | 4846.2692 | 4869.9575
12276 | 4871 | 4893.731 | 4772.2577 | 4845.9989 | 4869.8902 | [8 empty] | 4878.5631 | 4871 | 4893.731 | 4772.2577 | 4845.9989 | 4869.8902
12277 | 4871 | 4893.578 | 4772.2573 | 4845.9528 | 4869.7047 | [8 empty] | 4878.5572 | 4871 | 4893.578 | 4772.2573 | 4845.9528 | 4869.7047
12278 | 4871 | 4893.5103 | 4772.2213 | 4845.9354 | 4869.7017 | [8 empty] | 4878.3112 | 4871 | 4893.5103 | 4772.2213 | 4845.9354 | 4869.7017
12279 | 4871 | 4893.3813 | 4771.9773 | 4845.8674 | 4869.4892 | [8 empty] | 4878.2252 | 4871 | 4893.3813 | 4771.9773 | 4845.8674 | 4869.4892
12280 | 4871 | 4893.1803 | 4771.868 | 4845.7653 | 4869.3703 | [8 empty] | 4878.057 | 4871 | 4893.1803 | 4771.868 | 4845.7653 | 4869.3703
12281 | 4871 | 4893.1481 | 4771.7015 | 4845.5503 | 4869.0947 | [8 empty] | 4877.9249 | 4871 | 4893.1481 | 4771.7015 | 4845.5503 | 4869.0947
12282 | 4871 | 4893.0928 | 4771.4532 | 4845.477 | 4868.9333 | [8 empty] | 4877.9086 | 4871 | 4893.0928 | 4771.4532 | 4845.477 | 4868.9333
12283 | 4871 | 4892.6388 | 4771.4263 | 4845.3613 | 4868.795 | [8 empty] | 4877.9033 | 4871 | 4892.6388 | 4771.4263 | 4845.3613 | 4868.795
12284 | 4870 | 4892.6228 | 4771.0522 | 4845.3522 | 4868.7176 | [8 empty] | 4877.6197 | 4870 | 4892.6228 | 4771.0522 | 4845.3522 | 4868.7176
12285 | 4870 | 4892.5806 | 4771.0348 | 4845.3006 | 4868.6257 | [8 empty] | 4877.6037 | 4870 | 4892.5806 | 4771.0348 | 4845.3006 | 4868.6257
12286 | 4870 | 4892.4641 | 4770.9887 | 4845.0638 | 4868.5816 | [8 empty] | 4877.5223 | 4870 | 4892.4641 | 4770.9887 | 4845.0638 | 4868.5816
12287 | 4870 | 4892.2776 | 4770.9474 | 4845.0179 | 4868.4245 | [8 empty] | 4877.5054 | 4870 | 4892.2776 | 4770.9474 | 4845.0179 | 4868.4245
12288 | 4870 | 4892.214 | 4770.9239 | 4844.9886 | 4868.219 | [8 empty] | 4877.3771 | 4870 | 4892.214 | 4770.9239 | 4844.9886 | 4868.219
12289 | 4870 | 4892.2071 | 4770.8756 | 4844.915 | 4868.184 | [8 empty] | 4877.3446 | 4870 | 4892.2071 | 4770.8756 | 4844.915 | 4868.184
12290 | 4870 | 4892.0338 | 4770.8294 | 4844.8815 | 4867.9159 | [8 empty] | 4877.2826 | 4870 | 4892.0338 | 4770.8294 | 4844.8815 | 4867.9159
12291 | 4870 | 4891.6607 | 4770.8291 | 4844.6485 | 4867.7756 | [8 empty] | 4877.1709 | 4870 | 4891.6607 | 4770.8291 | 4844.6485 | 4867.7756
12292 | 4870 | 4891.6446 | 4770.8047 | 4844.6144 | 4867.775 | [8 empty] | 4876.7705 | 4870 | 4891.6446 | 4770.8047 | 4844.6144 | 4867.775
12293 | 4869 | 4891.6349 | 4770.7291 | 4844.6032 | 4867.649 | [8 empty] | 4876.7374 | 4869 | 4891.6349 | 4770.7291 | 4844.6032 | 4867.649
12294 | 4869 | 4891.5954 | 4770.3785 | 4844.5526 | 4867.6079 | [8 empty] | 4876.7371 | 4869 | 4891.5954 | 4770.3785 | 4844.5526 | 4867.6079
12295 | 4869 | 4891.1384 | 4770.3733 | 4844.4323 | 4867.4671 | [8 empty] | 4876.5495 | 4869 | 4891.1384 | 4770.3733 | 4844.4323 | 4867.4671
12296 | 4869 | 4891.1269 | 4770.1781 | 4844.4074 | 4867.3844 | [8 empty] | 4876.1837 | 4869 | 4891.1269 | 4770.1781 | 4844.4074 | 4867.3844
12297 | 4869 | 4891.0958 | 4770.0618 | 4844.1141 | 4867.2727 | [8 empty] | 4875.8108 | 4869 | 4891.0958 | 4770.0618 | 4844.1141 | 4867.2727
12298 | 4868 | 4891.0372 | 4770.0459 | 4844.1137 | 4867.1558 | [8 empty] | 4875.7909 | 4868 | 4891.0372 | 4770.0459 | 4844.1137 | 4867.1558
12299 | 4868 | 4890.9677 | 4770.0352 | 4843.8961 | 4867.0458 | [8 empty] | 4875.7428 | 4868 | 4890.9677 | 4770.0352 | 4843.8961 | 4867.0458
12300 | 4868 | 4890.6447 | 4770.0301 | 4843.8278 | 4866.9026 | [8 empty] | 4875.5795 | 4868 | 4890.6447 | 4770.0301 | 4843.8278 | 4866.9026
12301 | 4868 | 4890.565 | 4769.9654 | 4843.6751 | 4866.6648 | [8 empty] | 4875.4341 | 4868 | 4890.565 | 4769.9654 | 4843.6751 | 4866.6648
12302 | 4868 | 4890.3005 | 4769.931 | 4843.6062 | 4866.5379 | [8 empty] | 4875.3627 | 4868 | 4890.3005 | 4769.931 | 4843.6062 | 4866.5379
12303 | 4868 | 4890.2577 | 4769.7807 | 4843.5533 | 4866.5046 | [8 empty] | 4874.9513 | 4868 | 4890.2577 | 4769.7807 | 4843.5533 | 4866.5046
12304 | 4868 | 4890.2547 | 4769.729 | 4843.3733 | 4866.2976 | [8 empty] | 4874.8912 | 4868 | 4890.2547 | 4769.729 | 4843.3733 | 4866.2976
12305 | 4868 | 4890.1374 | 4769.471 | 4843.1121 | 4866.268 | [8 empty] | 4874.8889 | 4868 | 4890.1374 | 4769.471 | 4843.1121 | 4866.268
12306 | 4867 | 4890.042 | 4769.4508 | 4843.0983 | 4866.2409 | [8 empty] | 4874.8647 | 4867 | 4890.042 | 4769.4508 | 4843.0983 | 4866.2409
12307 | 4867 | 4890.0364 | 4769.3844 | 4842.8661 | 4866.1436 | [8 empty] | 4874.7961 | 4867 | 4890.0364 | 4769.3844 | 4842.8661 | 4866.1436
12308 | 4867 | 4890.0266 | 4769.3572 | 4842.8249 | 4866.1249 | [8 empty] | 4874.7477 | 4867 | 4890.0266 | 4769.3572 | 4842.8249 | 4866.1249
12309 | 4867 | 4890.0209 | 4769.2787 | 4842.8176 | 4866.0141 | [8 empty] | 4874.7408 | 4867 | 4890.0209 | 4769.2787 | 4842.8176 | 4866.0141
12310 | 4867 | 4889.997 | 4769.1767 | 4842.798 | 4865.7628 | [8 empty] | 4874.6725 | 4867 | 4889.997 | 4769.1767 | 4842.798 | 4865.7628
12311 | 4867 | 4889.9381 | 4768.2684 | 4842.6292 | 4865.7359 | [8 empty] | 4874.6439 | 4867 | 4889.9381 | 4768.2684 | 4842.6292 | 4865.7359
12312 | 4867 | 4889.8606 | 4768.267 | 4842.512 | 4865.6661 | [8 empty] | 4874.4184 | 4867 | 4889.8606 | 4768.267 | 4842.512 | 4865.6661
12313 | 4867 | 4889.8219 | 4768.1623 | 4842.416 | 4865.5382 | [8 empty] | 4874.3085 | 4867 | 4889.8219 | 4768.1623 | 4842.416 | 4865.5382
12314 | 4867 | 4889.37 | 4767.9841 | 4841.8725 | 4865.3794 | [8 empty] | 4874.2155 | 4867 | 4889.37 | 4767.9841 | 4841.8725 | 4865.3794
12315 | 4867 | 4889.1146 | 4767.982 | 4841.6611 | 4865.373 | [8 empty] | 4874.1786 | 4867 | 4889.1146 | 4767.982 | 4841.6611 | 4865.373
12316 | 4867 | 4889.1124 | 4767.9424 | 4841.6517 | 4865.3115 | [8 empty] | 4874.1616 | 4867 | 4889.1124 | 4767.9424 | 4841.6517 | 4865.3115
12317 | 4867 | 4888.7341 | 4767.8309 | 4841.4461 | 4865.2246 | [8 empty] | 4874.0941 | 4867 | 4888.7341 | 4767.8309 | 4841.4461 | 4865.2246
12318 | 4867 | 4888.6541 | 4767.7555 | 4841.3525 | 4865.1145 | [8 empty] | 4873.8177 | 4867 | 4888.6541 | 4767.7555 | 4841.3525 | 4865.1145
12319 | 4866 | 4888.6349 | 4767.6531 | 4841.0834 | 4864.6557 | [8 empty] | 4873.5411 | 4866 | 4888.6349 | 4767.6531 | 4841.0834 | 4864.6557
12320 | 4866 | 4888.6066 | 4767.4525 | 4840.885 | 4864.6388 | [8 empty] | 4873.1965 | 4866 | 4888.6066 | 4767.4525 | 4840.885 | 4864.6388
12321 | 4866 | 4888.3604 | 4767.4328 | 4840.8746 | 4864.6265 | [8 empty] | 4873.1389 | 4866 | 4888.3604 | 4767.4328 | 4840.8746 | 4864.6265
12322 | 4866 | 4888.3112 | 4767.4311 | 4840.8043 | 4864.5756 | [8 empty] | 4873.1004 | 4866 | 4888.3112 | 4767.4311 | 4840.8043 | 4864.5756
12323 | 4866 | 4888.2198 | 4767.3313 | 4840.7018 | 4864.5441 | [8 empty] | 4872.9985 | 4866 | 4888.2198 | 4767.3313 | 4840.7018 | 4864.5441
12324 | 4866 | 4888.1953 | 4767.3287 | 4840.6808 | 4864.5305 | [8 empty] | 4872.7604 | 4866 | 4888.1953 | 4767.3287 | 4840.6808 | 4864.5305
12325 | 4866 | 4888.1385 | 4767.3075 | 4840.5305 | 4864.3388 | [8 empty] | 4872.5529 | 4866 | 4888.1385 | 4767.3075 | 4840.5305 | 4864.3388
12326 | 4866 | 4888.0461 | 4767.2392 | 4840.3254 | 4864.2105 | [8 empty] | 4872.5393 | 4866 | 4888.0461 | 4767.2392 | 4840.3254 | 4864.2105
12327 | 4865 | 4887.9556 | 4767.136 | 4840.2153 | 4864.0909 | [8 empty] | 4872.4976 | 4865 | 4887.9556 | 4767.136 | 4840.2153 | 4864.0909
12328 | 4865 | 4887.8293 | 4766.9639 | 4839.9129 | 4863.9699 | [8 empty] | 4872.3057 | 4865 | 4887.8293 | 4766.9639 | 4839.9129 | 4863.9699
12329 | 4865 | 4887.8184 | 4766.9017 | 4839.6354 | 4863.8465 | [8 empty] | 4872.0379 | 4865 | 4887.8184 | 4766.9017 | 4839.6354 | 4863.8465
12330 | 4865 | 4887.5896 | 4766.9002 | 4839.4413 | 4863.6762 | [8 empty] | 4872.0123 | 4865 | 4887.5896 | 4766.9002 | 4839.4413 | 4863.6762
12331 | 4865 | 4887.2696 | 4766.8894 | 4839.1678 | 4863.6691 | [8 empty] | 4871.9919 | 4865 | 4887.2696 | 4766.8894 | 4839.1678 | 4863.6691
12332 | 4865 | 4887.2375 | 4766.8224 | 4839.0317 | 4863.5672 | [8 empty] | 4871.9366 | 4865 | 4887.2375 | 4766.8224 | 4839.0317 | 4863.5672
12333 | 4865 | 4887.1021 | 4766.7384 | 4838.8627 | 4863.4495 | [8 empty] | 4871.8546 | 4865 | 4887.1021 | 4766.7384 | 4838.8627 | 4863.4495
12334 | 4865 | 4886.8345 | 4766.6919 | 4838.5866 | 4863.3949 | [8 empty] | 4871.7953 | 4865 | 4886.8345 | 4766.6919 | 4838.5866 | 4863.3949
12335 | 4865 | 4886.7659 | 4766.4893 | 4838.5639 | 4863.2468 | [8 empty] | 4871.6461 | 4865 | 4886.7659 | 4766.4893 | 4838.5639 | 4863.2468
12336 | 4865 | 4886.5487 | 4766.2781 | 4838.5596 | 4863.2212 | [8 empty] | 4871.4274 | 4865 | 4886.5487 | 4766.2781 | 4838.5596 | 4863.2212
12337 | 4864 | 4886.4177 | 4766.2402 | 4838.5491 | 4863.1048 | [8 empty] | 4871.3455 | 4864 | 4886.4177 | 4766.2402 | 4838.5491 | 4863.1048
12338 | 4864 | 4886.2875 | 4766.2273 | 4838.4099 | 4863.0062 | [8 empty] | 4870.8208 | 4864 | 4886.2875 | 4766.2273 | 4838.4099 | 4863.0062
12339 | 4864 | 4885.9953 | 4766.1409 | 4838.3534 | 4862.8727 | [8 empty] | 4870.672 | 4864 | 4885.9953 | 4766.1409 | 4838.3534 | 4862.8727
12340 | 4864 | 4885.8735 | 4765.9048 | 4838.3184 | 4862.5917 | [8 empty] | 4870.5942 | 4864 | 4885.8735 | 4765.9048 | 4838.3184 | 4862.5917
12341 | 4864 | 4885.6216 | 4765.7661 | 4838.2803 | 4862.574 | [8 empty] | 4869.9503 | 4864 | 4885.6216 | 4765.7661 | 4838.2803 | 4862.574
12342 | 4864 | 4885.4519 | 4765.6551 | 4838.2496 | 4862.4068 | [8 empty] | 4869.8763 | 4864 | 4885.4519 | 4765.6551 | 4838.2496 | 4862.4068
12343 | 4864 | 4885.4459 | 4765.4128 | 4838.2303 | 4862.3925 | [8 empty] | 4869.5756 | 4864 | 4885.4459 | 4765.4128 | 4838.2303 | 4862.3925
12344 | 4864 | 4885.3572 | 4765.3544 | 4838.2066 | 4862.2568 | [8 empty] | 4869.3941 | 4864 | 4885.3572 | 4765.3544 | 4838.2066 | 4862.2568
12345 | 4864 | 4885.3328 | 4765.2925 | 4838.1832 | 4862.0411 | [8 empty] | 4869.3785 | 4864 | 4885.3328 | 4765.2925 | 4838.1832 | 4862.0411
12346 | 4864 | 4885.3172 | 4765.2643 | 4838.0461 | 4862.0226 | [8 empty] | 4869.1828 | 4864 | 4885.3172 | 4765.2643 | 4838.0461 | 4862.0226
12347 | 4864 | 4885.2169 | 4765.2184 | 4837.8074 | 4861.987 | [8 empty] | 4869.1084 | 4864 | 4885.2169 | 4765.2184 | 4837.8074 | 4861.987
12348 | 4863 | 4885.2133 | 4765.1851 | 4837.5768 | 4861.9531 | [8 empty] | 4869.0686 | 4863 | 4885.2133 | 4765.1851 | 4837.5768 | 4861.9531
12349 | 4863 | 4885.0851 | 4764.9609 | 4837.4898 | 4861.6733 | [8 empty] | 4868.9732 | 4863 | 4885.0851 | 4764.9609 | 4837.4898 | 4861.6733
12350 | 4863 | 4885.0767 | 4764.8817 | 4837.3343 | 4861.4446 | [8 empty] | 4868.8021 | 4863 | 4885.0767 | 4764.8817 | 4837.3343 | 4861.4446
12351 | 4863 | 4884.9159 | 4764.7109 | 4837.3335 | 4861.3545 | [8 empty] | 4868.7842 | 4863 | 4884.9159 | 4764.7109 | 4837.3335 | 4861.3545
12352 | 4863 | 4884.8027 | 4764.6644 | 4837.2621 | 4861.2799 | [8 empty] | 4868.7216 | 4863 | 4884.8027 | 4764.6644 | 4837.2621 | 4861.2799
12353 | 4863 | 4884.7382 | 4764.578 | 4837.2583 | 4861.0396 | [8 empty] | 4868.5501 | 4863 | 4884.7382 | 4764.578 | 4837.2583 | 4861.0396
12354 | 4863 | 4884.732 | 4764.4492 | 4837.0026 | 4860.9206 | [8 empty] | 4868.4941 | 4863 | 4884.732 | 4764.4492 | 4837.0026 | 4860.9206
12355 | 4862 | 4884.731 | 4764.2241 | 4836.8915 | 4860.8962 | [8 empty] | 4868.4735 | 4862 | 4884.731 | 4764.2241 | 4836.8915 | 4860.8962
12356 | 4862 | 4884.6683 | 4764.1385 | 4836.872 | 4860.8146 | [8 empty] | 4868.4286 | 4862 | 4884.6683 | 4764.1385 | 4836.872 | 4860.8146
12357 | 4862 | 4884.3868 | 4764.0664 | 4836.8672 | 4860.7741 | [8 empty] | 4868.2167 | 4862 | 4884.3868 | 4764.0664 | 4836.8672 | 4860.7741
12358 | 4862 | 4884.2541 | 4763.9942 | 4836.4755 | 4859.9655 | [8 empty] | 4868.1243 | 4862 | 4884.2541 | 4763.9942 | 4836.4755 | 4859.9655
12359 | 4862 | 4884.2032 | 4763.8626 | 4836.1863 | 4859.4807 | [8 empty] | 4868.1131 | 4862 | 4884.2032 | 4763.8626 | 4836.1863 | 4859.4807
12360 | 4862 | 4884.1923 | 4763.7237 | 4835.9982 | 4859.4507 | [8 empty] | 4868.0978 | 4862 | 4884.1923 | 4763.7237 | 4835.9982 | 4859.4507
12361 | 4862 | 4884.0771 | 4763.6671 | 4835.94 | 4859.4427 | [8 empty] | 4868.066 | 4862 | 4884.0771 | 4763.6671 | 4835.94 | 4859.4427
12362 | 4862 | 4884.0335 | 4763.5903 | 4835.7879 | 4859.2561 | [8 empty] | 4867.9466 | 4862 | 4884.0335 | 4763.5903 | 4835.7879 | 4859.2561
12363 | 4862 | 4883.887 | 4763.5366 | 4835.6288 | 4859.0106 | [8 empty] | 4867.9364 | 4862 | 4883.887 | 4763.5366 | 4835.6288 | 4859.0106
12364 | 4862 | 4883.8362 | 4763.4988 | 4835.5899 | 4859.0096 | [8 empty] | 4867.5928 | 4862 | 4883.8362 | 4763.4988 | 4835.5899 | 4859.0096
12365 | 4862 | 4883.7795 | 4763.4014 | 4835.5669 | 4858.9955 | [8 empty] | 4867.5814 | 4862 | 4883.7795 | 4763.4014 | 4835.5669 | 4858.9955
12366 | 4861 | 4883.7633 | 4763.3539 | 4835.546 | 4858.9001 | [8 empty] | 4867.4428 | 4861 | 4883.7633 | 4763.3539 | 4835.546 | 4858.9001
12367 | 4861 | 4883.559 | 4763.3341 | 4835.4723 | 4858.4343 | [8 empty] | 4867.3467 | 4861 | 4883.559 | 4763.3341 | 4835.4723 | 4858.4343
12368 | 4861 | 4883.5316 | 4763.2422 | 4835.3577 | 4858.316 | [8 empty] | 4867.2704 | 4861 | 4883.5316 | 4763.2422 | 4835.3577 | 4858.316
12369 | 4861 | 4883.3098 | 4763.0087 | 4835.3313 | 4858.2489 | [8 empty] | 4867.2211 | 4861 | 4883.3098 | 4763.0087 | 4835.3313 | 4858.2489
12370 | 4861 | 4883.2975 | 4762.108 | 4835.2883 | 4858.2181 | [8 empty] | 4867.1894 | 4861 | 4883.2975 | 4762.108 | 4835.2883 | 4858.2181
12371 | 4861 | 4883.2823 | 4761.9851 | 4835.2089 | 4858.0228 | [8 empty] | 4866.9825 | 4861 | 4883.2823 | 4761.9851 | 4835.2089 | 4858.0228
12372 | 4861 | 4883.273 | 4761.7017 | 4835.1046 | 4857.9575 | [8 empty] | 4866.8997 | 4861 | 4883.273 | 4761.7017 | 4835.1046 | 4857.9575
12373 | 4861 | 4883.0295 | 4761.6425 | 4835.0757 | 4857.924 | [8 empty] | 4866.8989 | 4861 | 4883.0295 | 4761.6425 | 4835.0757 | 4857.924
12374 | 4861 | 4882.9594 | 4761.4693 | 4834.8409 | 4857.9005 | [8 empty] | 4866.7249 | 4861 | 4882.9594 | 4761.4693 | 4834.8409 | 4857.9005
12375 | 4861 | 4882.9572 | 4761.2299 | 4834.7288 | 4857.805 | [8 empty] | 4866.6907 | 4861 | 4882.9572 | 4761.2299 | 4834.7288 | 4857.805
12376 | 4861 | 4882.9023 | 4760.9868 | 4834.6945 | 4857.448 | [8 empty] | 4866.5476 | 4861 | 4882.9023 | 4760.9868 | 4834.6945 | 4857.448
12377 | 4861 | 4882.5632 | 4760.9865 | 4834.6578 | 4857.4221 | [8 empty] | 4866.3641 | 4861 | 4882.5632 | 4760.9865 | 4834.6578 | 4857.4221
12378 | 4861 | 4882.407 | 4760.4454 | 4834.628 | 4857.2487 | [8 empty] | 4866.2874 | 4861 | 4882.407 | 4760.4454 | 4834.628 | 4857.2487
12379 | 4861 | 4882.353 | 4760.3013 | 4834.6265 | 4857.2059 | [8 empty] | 4866.0993 | 4861 | 4882.353 | 4760.3013 | 4834.6265 | 4857.2059
12380 | 4861 | 4882.292 | 4760.1534 | 4834.4428 | 4857.1599 | [8 empty] | 4866.0435 | 4861 | 4882.292 | 4760.1534 | 4834.4428 | 4857.1599
12381 | 4861 | 4882.2588 | 4760.1404 | 4834.3913 | 4856.7771 | [8 empty] | 4866.0322 | 4861 | 4882.2588 | 4760.1404 | 4834.3913 | 4856.7771
12382 | 4861 | 4881.9828 | 4759.9712 | 4834.2693 | 4856.6694 | [8 empty] | 4865.6808 | 4861 | 4881.9828 | 4759.9712 | 4834.2693 | 4856.6694
12383 | 4861 | 4881.8377 | 4759.667 | 4834.1409 | 4856.4974 | [8 empty] | 4865.5348 | 4861 | 4881.8377 | 4759.667 | 4834.1409 | 4856.4974
12384 | 4861 | 4881.7098 | 4759.4979 | 4834.0906 | 4856.4718 | [8 empty] | 4865.5145 | 4861 | 4881.7098 | 4759.4979 | 4834.0906 | 4856.4718
12385 | 4861 | 4881.6535 | 4759.4932 | 4833.8088 | 4856.2017 | [8 empty] | 4865.374 | 4861 | 4881.6535 | 4759.4932 | 4833.8088 | 4856.2017
12386 | 4860 | 4881.5707 | 4759.4117 | 4833.7862 | 4856.113 | [8 empty] | 4865.026 | 4860 | 4881.5707 | 4759.4117 | 4833.7862 | 4856.113
12387 | 4860 | 4881.4883 | 4759.3602 | 4833.7801 | 4856.0257 | [8 empty] | 4864.6139 | 4860 | 4881.4883 | 4759.3602 | 4833.7801 | 4856.0257
12388 | 4860 | 4881.2767 | 4759.2275 | 4833.6894 | 4855.8506 | [8 empty] | 4864.2645 | 4860 | 4881.2767 | 4759.2275 | 4833.6894 | 4855.8506
12389 | 4860 | 4881.1848 | 4759.0815 | 4833.587 | 4855.8331 | [8 empty] | 4864.2278 | 4860 | 4881.1848 | 4759.0815 | 4833.587 | 4855.8331
12390 | 4859 | 4881.0583 | 4759.0691 | 4833.4844 | 4855.797 | [8 empty] | 4864.0556 | 4859 | 4881.0583 | 4759.0691 | 4833.4844 | 4855.797
12391 | 4859 | 4880.9304 | 4758.7238 | 4833.2693 | 4855.4643 | [8 empty] | 4863.8597 | 4859 | 4880.9304 | 4758.7238 | 4833.2693 | 4855.4643
12392 | 4859 | 4880.8454 | 4758.6535 | 4832.8034 | 4855.1951 | [8 empty] | 4863.8029 | 4859 | 4880.8454 | 4758.6535 | 4832.8034 | 4855.1951
12393 | 4859 | 4880.6246 | 4758.5352 | 4832.7957 | 4854.8796 | [8 empty] | 4863.7879 | 4859 | 4880.6246 | 4758.5352 | 4832.7957 | 4854.8796
12394 | 4859 | 4880.5452 | 4758.481 | 4832.7528 | 4854.8754 | [8 empty] | 4863.7567 | 4859 | 4880.5452 | 4758.481 | 4832.7528 | 4854.8754
12395 | 4859 | 4880.4914 | 4758.4457 | 4832.6648 | 4854.865 | [8 empty] | 4863.7476 | 4859 | 4880.4914 | 4758.4457 | 4832.6648 | 4854.865
12396 | 4859 | 4880.3911 | 4758.3396 | 4832.3958 | 4854.5049 | [8 empty] | 4863.4415 | 4859 | 4880.3911 | 4758.3396 | 4832.3958 | 4854.5049
12397 | 4859 | 4880.3702 | 4758.1489 | 4832.3722 | 4854.5015 | [8 empty] | 4863.1672 | 4859 | 4880.3702 | 4758.1489 | 4832.3722 | 4854.5015
12398 | 4859 | 4880.2519 | 4758.0061 | 4832.2881 | 4854.3938 | [8 empty] | 4863.0507 | 4859 | 4880.2519 | 4758.0061 | 4832.2881 | 4854.3938
12399 | 4859 | 4880.015 | 4757.9601 | 4832.1003 | 4854.2425 | [8 empty] | 4862.6501 | 4859 | 4880.015 | 4757.9601 | 4832.1003 | 4854.2425
12400 | 4859 | 4879.8198 | 4757.8434 | 4832.0873 | 4854.1503 | [8 empty] | 4862.6238 | 4859 | 4879.8198 | 4757.8434 | 4832.0873 | 4854.1503
12401 | 4859 | 4879.6509 | 4757.841 | 4832.0328 | 4854.0902 | [8 empty] | 4862.3057 | 4859 | 4879.6509 | 4757.841 | 4832.0328 | 4854.0902
12402 | 4858 | 4879.3587 | 4757.7726 | 4831.9766 | 4853.9784 | [8 empty] | 4862.2641 | 4858 | 4879.3587 | 4757.7726 | 4831.9766 | 4853.9784
12403 | 4858 | 4879.1628 | 4757.6298 | 4831.9367 | 4853.9141 | [8 empty] | 4862.1844 | 4858 | 4879.1628 | 4757.6298 | 4831.9367 | 4853.9141
12404 | 4858 | 4879.0798 | 4757.5894 | 4831.8679 | 4853.8139 | [8 empty] | 4862.1543 | 4858 | 4879.0798 | 4757.5894 | 4831.8679 | 4853.8139
12405 | 4858 | 4878.6799 | 4757.4584 | 4831.8155 | 4853.651 | [8 empty] | 4862.1388 | 4858 | 4878.6799 | 4757.4584 | 4831.8155 | 4853.651
12406 | 4858 | 4878.6734 | 4757.1458 | 4831.7971 | 4853.6478 | [8 empty] | 4862.1099 | 4858 | 4878.6734 | 4757.1458 | 4831.7971 | 4853.6478
12407 | 4858 | 4878.5601 | 4757.0008 | 4831.7366 | 4853.4693 | [8 empty] | 4861.9625 | 4858 | 4878.5601 | 4757.0008 | 4831.7366 | 4853.4693
12408 | 4858 | 4878.4361 | 4756.9728 | 4831.6021 | 4853.1674 | [8 empty] | 4861.9455 | 4858 | 4878.4361 | 4756.9728 | 4831.6021 | 4853.1674
12409 | 4858 | 4878.0829 | 4756.953 | 4831.5438 | 4853.1254 | [8 empty] | 4861.9136 | 4858 | 4878.0829 | 4756.953 | 4831.5438 | 4853.1254
12410 | 4858 | 4878.0596 | 4756.9025 | 4831.529 | 4853.1235 | [8 empty] | 4861.8868 | 4858 | 4878.0596 | 4756.9025 | 4831.529 | 4853.1235
12411 | 4858 | 4878.0255 | 4756.7916 | 4831.5263 | 4853.008 | [8 empty] | 4861.7667 | 4858 | 4878.0255 | 4756.7916 | 4831.5263 | 4853.008
12412 | 4858 | 4878.0217 | 4756.7192 | 4831.4095 | 4853.0027 | [8 empty] | 4861.5855 | 4858 | 4878.0217 | 4756.7192 | 4831.4095 | 4853.0027
12413 | 4858 | 4877.9496 | 4756.4564 | 4831.1537 | 4852.8685 | [8 empty] | 4861.4164 | 4858 | 4877.9496 | 4756.4564 | 4831.1537 | 4852.8685
12414 | 4857 | 4877.5968 | 4755.891 | 4831.1177 | 4852.7622 | [8 empty] | 4861.4091 | 4857 | 4877.5968 | 4755.891 | 4831.1177 | 4852.7622
12415 | 4857 | 4877.5 | 4755.8387 | 4831.0434 | 4852.7549 | [8 empty] | 4861.2527 | 4857 | 4877.5 | 4755.8387 | 4831.0434 | 4852.7549
12416 | 4857 | 4877.4025 | 4755.5886 | 4830.814 | 4852.0307 | [8 empty] | 4861.0355 | 4857 | 4877.4025 | 4755.5886 | 4830.814 | 4852.0307
12417 | 4857 | 4877.2261 | 4755.3988 | 4830.7695 | 4851.8582 | [8 empty] | 4861.0328 | 4857 | 4877.2261 | 4755.3988 | 4830.7695 | 4851.8582
12418 | 4857 | 4876.8624 | 4755.3796 | 4830.573 | 4851.8563 | [8 empty] | 4861.0193 | 4857 | 4876.8624 | 4755.3796 | 4830.573 | 4851.8563
12419 | 4857 | 4876.767 | 4755.3781 | 4830.232 | 4851.8205 | [8 empty] | 4860.9227 | 4857 | 4876.767 | 4755.3781 | 4830.232 | 4851.8205
12420 | 4857 | 4876.7313 | 4755.3718 | 4830.2274 | 4851.8158 | [8 empty] | 4860.8793 | 4857 | 4876.7313 | 4755.3718 | 4830.2274 | 4851.8158
12421 | 4857 | 4876.4501 | 4755.3007 | 4830.1976 | 4851.4237 | [8 empty] | 4860.8494 | 4857 | 4876.4501 | 4755.3007 | 4830.1976 | 4851.4237
12422 | 4857 | 4876.4135 | 4755.1745 | 4830.1779 | 4851.404 | [8 empty] | 4860.5841 | 4857 | 4876.4135 | 4755.1745 | 4830.1779 | 4851.404
12423 | 4857 | 4876.1815 | 4754.8407 | 4829.9602 | 4851.3808 | [8 empty] | 4860.397 | 4857 | 4876.1815 | 4754.8407 | 4829.9602 | 4851.3808
12424 | 4857 | 4876.1422 | 4754.7604 | 4829.9567 | 4851.2344 | [8 empty] | 4860.0874 | 4857 | 4876.1422 | 4754.7604 | 4829.9567 | 4851.2344
12425 | 4857 | 4876.1247 | 4754.6121 | 4829.8774 | 4850.7363 | [8 empty] | 4860.035 | 4857 | 4876.1247 | 4754.6121 | 4829.8774 | 4850.7363
12426 | 4857 | 4876.0961 | 4754.3995 | 4829.2525 | 4850.1494 | [8 empty] | 4860.027 | 4857 | 4876.0961 | 4754.3995 | 4829.2525 | 4850.1494
12427 | 4857 | 4876.083 | 4754.3709 | 4829.2166 | 4850.0672 | [8 empty] | 4859.5415 | 4857 | 4876.083 | 4754.3709 | 4829.2166 | 4850.0672
12428 | 4856 | 4876.0602 | 4754.3527 | 4829.1931 | 4849.9894 | [8 empty] | 4859.3369 | 4856 | 4876.0602 | 4754.3527 | 4829.1931 | 4849.9894
12429 | 4856 | 4875.8317 | 4754.3252 | 4828.9574 | 4849.9601 | [8 empty] | 4859.3264 | 4856 | 4875.8317 | 4754.3252 | 4828.9574 | 4849.9601
12430 | 4856 | 4875.8117 | 4754.19 | 4828.8362 | 4849.895 | [8 empty] | 4859.2185 | 4856 | 4875.8117 | 4754.19 | 4828.8362 | 4849.895
12431 | 4856 | 4875.5335 | 4754.1422 | 4828.5448 | 4849.893 | [8 empty] | 4858.6718 | 4856 | 4875.5335 | 4754.1422 | 4828.5448 | 4849.893
12432 | 4856 | 4875.4513 | 4754.1204 | 4828.5316 | 4849.8385 | [8 empty] | 4858.5697 | 4856 | 4875.4513 | 4754.1204 | 4828.5316 | 4849.8385
12433 | 4855 | 4875.3414 | 4753.7446 | 4828.3953 | 4849.205 | [8 empty] | 4858.5274 | 4855 | 4875.3414 | 4753.7446 | 4828.3953 | 4849.205
12434 | 4855 | 4875.3256 | 4753.7402 | 4828.2736 | 4849.1147 | [8 empty] | 4858.5136 | 4855 | 4875.3256 | 4753.7402 | 4828.2736 | 4849.1147
12435 | 4855 | 4875.2794 | 4753.5746 | 4828.1237 | 4849.0024 | [8 empty] | 4858.4309 | 4855 | 4875.2794 | 4753.5746 | 4828.1237 | 4849.0024
12436 | 4855 | 4875.1535 | 4753.487 | 4827.9441 | 4848.7026 | [8 empty] | 4858.4056 | 4855 | 4875.1535 | 4753.487 | 4827.9441 | 4848.7026
12437 | 4855 | 4874.8989 | 4753.1322 | 4827.9418 | 4848.5439 | [8 empty] | 4858.3991 | 4855 | 4874.8989 | 4753.1322 | 4827.9418 | 4848.5439
12438 | 4855 | 4874.559 | 4752.9675 | 4827.8474 | 4848.4039 | [8 empty] | 4858.2109 | 4855 | 4874.559 | 4752.9675 | 4827.8474 | 4848.4039
12439 | 4855 | 4874.2637 | 4752.8888 | 4827.5993 | 4847.9979 | [8 empty] | 4858.1707 | 4855 | 4874.2637 | 4752.8888 | 4827.5993 | 4847.9979
12440 | 4855 | 4874.2192 | 4752.6992 | 4827.5666 | 4847.4775 | [8 empty] | 4857.9674 | 4855 | 4874.2192 | 4752.6992 | 4827.5666 | 4847.4775
12441 | 4855 | 4874.1048 | 4752.3761 | 4827.5297 | 4847.3401 | [8 empty] | 4857.6769 | 4855 | 4874.1048 | 4752.3761 | 4827.5297 | 4847.3401
12442 | 4855 | 4873.9495 | 4752.3702 | 4827.4322 | 4847.1972 | [8 empty] | 4857.4305 | 4855 | 4873.9495 | 4752.3702 | 4827.4322 | 4847.1972
12443 | 4855 | 4873.9116 | 4752.2899 | 4827.2876 | 4847.0869 | [8 empty] | 4856.8104 | 4855 | 4873.9116 | 4752.2899 | 4827.2876 | 4847.0869
12444 | 4854 | 4873.9003 | 4752.1666 | 4827.2421 | 4847.0376 | [8 empty] | 4856.7245 | 4854 | 4873.9003 | 4752.1666 | 4827.2421 | 4847.0376
12445 | 4854 | 4873.8379 | 4752.1612 | 4827.2237 | 4846.9261 | [8 empty] | 4856.5869 | 4854 | 4873.8379 | 4752.1612 | 4827.2237 | 4846.9261
12446 | 4854 | 4873.803 | 4751.8299 | 4827.1502 | 4846.7892 | [8 empty] | 4856.3506 | 4854 | 4873.803 | 4751.8299 | 4827.1502 | 4846.7892
12447 | 4854 | 4873.7888 | 4751.404 | 4826.9277 | 4846.7823 | [8 empty] | 4856.3478 | 4854 | 4873.7888 | 4751.404 | 4826.9277 | 4846.7823
12448 | 4854 | 4873.7833 | 4751.3899 | 4826.8467 | 4846.7198 | [8 empty] | 4856.1856 | 4854 | 4873.7833 | 4751.3899 | 4826.8467 | 4846.7198
12449 | 4853 | 4873.7572 | 4751.3843 | 4826.846 | 4846.1986 | [8 empty] | 4856.1689 | 4853 | 4873.7572 | 4751.3843 | 4826.846 | 4846.1986
12450 | 4853 | 4873.5536 | 4751.235 | 4826.8006 | 4846.102 | [8 empty] | 4855.9247 | 4853 | 4873.5536 | 4751.235 | 4826.8006 | 4846.102
12451 | 4853 | 4873.4928 | 4751.0409 | 4826.755 | 4846.055 | [8 empty] | 4855.7746 | 4853 | 4873.4928 | 4751.0409 | 4826.755 | 4846.055
12452 | 4853 | 4873.4595 | 4750.9311 | 4826.3181 | 4846.0402 | [8 empty] | 4855.6106 | 4853 | 4873.4595 | 4750.9311 | 4826.3181 | 4846.0402
12453 | 4853 | 4873.4548 | 4750.8512 | 4826.1713 | 4845.9405 | [8 empty] | 4855.5656 | 4853 | 4873.4548 | 4750.8512 | 4826.1713 | 4845.9405
12454 | 4853 | 4873.436 | 4750.6967 | 4825.9311 | 4845.6747 | [8 empty] | 4855.452 | 4853 | 4873.436 | 4750.6967 | 4825.9311 | 4845.6747
12455 | 4853 | 4873.2258 | 4750.6783 | 4825.8539 | 4845.6027 | [8 empty] | 4855.3734 | 4853 | 4873.2258 | 4750.6783 | 4825.8539 | 4845.6027
12456 | 4853 | 4873.1154 | 4750.6344 | 4825.7121 | 4845.5666 | [8 empty] | 4855.359 | 4853 | 4873.1154 | 4750.6344 | 4825.7121 | 4845.5666
12457 | 4853 | 4873.1102 | 4750.3975 | 4825.6753 | 4845.5344 | [8 empty] | 4855.273 | 4853 | 4873.1102 | 4750.3975 | 4825.6753 | 4845.5344
12458 | 4853 | 4873.0635 | 4750.2678 | 4825.5919 | 4845.4689 | [8 empty] | 4855.2168 | 4853 | 4873.0635 | 4750.2678 | 4825.5919 | 4845.4689
12459 | 4853 | 4872.9438 | 4750.1587 | 4825.4477 | 4845.44 | [8 empty] | 4855.069 | 4853 | 4872.9438 | 4750.1587 | 4825.4477 | 4845.44
12460 | 4852 | 4872.851 | 4750.0246 | 4824.9029 | 4845.4224 | [8 empty] | 4855.0688 | 4852 | 4872.851 | 4750.0246 | 4824.9029 | 4845.4224
12461 | 4852 | 4872.8452 | 4749.8794 | 4824.8905 | 4845.3947 | [8 empty] | 4855.0021 | 4852 | 4872.8452 | 4749.8794 | 4824.8905 | 4845.3947
12462 | 4852 | 4872.7943 | 4749.8618 | 4824.7983 | 4845.3883 | [8 empty] | 4854.9013 | 4852 | 4872.7943 | 4749.8618 | 4824.7983 | 4845.3883
12463 | 4852 | 4872.4998 | 4749.7905 | 4824.7702 | 4845.3611 | [8 empty] | 4854.8795 | 4852 | 4872.4998 | 4749.7905 | 4824.7702 | 4845.3611
12464 | 4852 | 4872.3872 | 4749.6922 | 4824.6809 | 4845.3325 | [8 empty] | 4854.8139 | 4852 | 4872.3872 | 4749.6922 | 4824.6809 | 4845.3325
12465 | 4852 | 4872.2546 | 4749.6243 | 4824.4798 | 4845.2787 | [8 empty] | 4854.7742 | 4852 | 4872.2546 | 4749.6243 | 4824.4798 | 4845.2787
12466 | 4852 | 4872.0074 | 4749.6031 | 4824.0524 | 4845.1759 | [8 empty] | 4854.7372 | 4852 | 4872.0074 | 4749.6031 | 4824.0524 | 4845.1759
12467 | 4852 | 4871.9393 | 4749.5215 | 4823.9506 | 4844.815 | [8 empty] | 4854.6979 | 4852 | 4871.9393 | 4749.5215 | 4823.9506 | 4844.815
12468 | 4852 | 4871.8331 | 4749.4123 | 4823.8468 | 4844.7712 | [8 empty] | 4854.6235 | 4852 | 4871.8331 | 4749.4123 | 4823.8468 | 4844.7712
12469 | 4852 | 4871.644 | 4749.3665 | 4823.7896 | 4844.484 | [8 empty] | 4854.5851 | 4852 | 4871.644 | 4749.3665 | 4823.7896 | 4844.484
12470 | 4851 | 4871.5921 | 4749.2652 | 4823.6007 | 4844.3683 | [8 empty] | 4854.5731 | 4851 | 4871.5921 | 4749.2652 | 4823.6007 | 4844.3683
12471 | 4851 | 4871.4846 | 4749.0336 | 4823.5007 | 4844.3612 | [8 empty] | 4854.5722 | 4851 | 4871.4846 | 4749.0336 | 4823.5007 | 4844.3612
12472 | 4851 | 4871.3463 | 4748.9116 | 4823.1681 | 4844.1873 | [8 empty] | 4854.4296 | 4851 | 4871.3463 | 4748.9116 | 4823.1681 | 4844.1873
12473 | 4851 | 4871.3426 | 4748.6163 | 4822.9296 | 4843.9101 | [8 empty] | 4854.2761 | 4851 | 4871.3426 | 4748.6163 | 4822.9296 | 4843.9101
12474 | 4851 | 4871.1285 | 4748.5779 | 4822.9294 | 4843.821 | [8 empty] | 4854.0791 | 4851 | 4871.1285 | 4748.5779 | 4822.9294 | 4843.821
12475 | 4851 | 4871.0775 | 4748.293 | 4822.8269 | 4843.6934 | [8 empty] | 4854.0665 | 4851 | 4871.0775 | 4748.293 | 4822.8269 | 4843.6934
12476 | 4850 | 4871.0621 | 4748.2702 | 4822.7874 | 4843.6215 | [8 empty] | 4853.9241 | 4850 | 4871.0621 | 4748.2702 | 4822.7874 | 4843.6215
12477 | 4850 | 4871.0237 | 4748.231 | 4822.6648 | 4843.5748 | [8 empty] | 4853.9064 | 4850 | 4871.0237 | 4748.231 | 4822.6648 | 4843.5748
12478 | 4850 | 4870.7862 | 4748.1907 | 4822.305 | 4843.3982 | [8 empty] | 4853.8581 | 4850 | 4870.7862 | 4748.1907 | 4822.305 | 4843.3982
12479 | 4850 | 4870.6712 | 4748.1045 | 4822.176 | 4843.3799 | [8 empty] | 4853.8212 | 4850 | 4870.6712 | 4748.1045 | 4822.176 | 4843.3799
12480 | 4850 | 4870.416 | 4748.0637 | 4822.1669 | 4843.3046 | [8 empty] | 4853.6251 | 4850 | 4870.416 | 4748.0637 | 4822.1669 | 4843.3046
12481 | 4850 | 4870.3533 | 4748.0426 | 4821.6128 | 4843.2839 | [8 empty] | 4853.5218 | 4850 | 4870.3533 | 4748.0426 | 4821.6128 | 4843.2839
12482 | 4850 | 4870.3379 | 4747.9558 | 4821.5609 | 4843.2713 | [8 empty] | 4853.3715 | 4850 | 4870.3379 | 4747.9558 | 4821.5609 | 4843.2713
12483 | 4850 | 4870.2908 | 4747.8797 | 4821.4479 | 4843.0121 | [8 empty] | 4853.3218 | 4850 | 4870.2908 | 4747.8797 | 4821.4479 | 4843.0121
12484 | 4850 | 4870.14 | 4747.8066 | 4821.3621 | 4842.8817 | [8 empty] | 4853.2587 | 4850 | 4870.14 | 4747.8066 | 4821.3621 | 4842.8817
12485 | 4850 | 4869.9374 | 4747.7709 | 4821.3042 | 4842.7659 | [8 empty] | 4853.1299 | 4850 | 4869.9374 | 4747.7709 | 4821.3042 | 4842.7659
12486 | 4850 | 4869.9364 | 4747.3666 | 4821.2402 | 4842.7584 | [8 empty] | 4853.0294 | 4850 | 4869.9364 | 4747.3666 | 4821.2402 | 4842.7584
12487 | 4849 | 4869.9335 | 4746.8075 | 4821.1837 | 4842.5419 | [8 empty] | 4852.9446 | 4849 | 4869.9335 | 4746.8075 | 4821.1837 | 4842.5419
12488 | 4849 | 4869.9194 | 4746.6628 | 4821.0857 | 4842.3647 | [8 empty] | 4852.8925 | 4849 | 4869.9194 | 4746.6628 | 4821.0857 | 4842.3647
12489 | 4849 | 4869.859 | 4746.6542 | 4820.8466 | 4842.2689 | [8 empty] | 4852.8841 | 4849 | 4869.859 | 4746.6542 | 4820.8466 | 4842.2689
12490 | 4849 | 4869.7767 | 4746.4884 | 4820.8464 | 4842.2249 | [8 empty] | 4852.817 | 4849 | 4869.7767 | 4746.4884 | 4820.8464 | 4842.2249
12491 | 4849 | 4869.6905 | 4746.1668 | 4820.808 | 4842.2175 | [8 empty] | 4852.7826 | 4849 | 4869.6905 | 4746.1668 | 4820.808 | 4842.2175
12492 | 4849 | 4869.654 | 4745.713 | 4820.7482 | 4842.169 | [8 empty] | 4852.638 | 4849 | 4869.654 | 4745.713 | 4820.7482 | 4842.169
12493 | 4849 | 4869.4842 | 4745.5498 | 4820.6381 | 4842.1422 | [8 empty] | 4852.5863 | 4849 | 4869.4842 | 4745.5498 | 4820.6381 | 4842.1422
12494 | 4849 | 4869.4248 | 4745.4749 | 4820.4445 | 4841.5166 | [8 empty] | 4852.3212 | 4849 | 4869.4248 | 4745.4749 | 4820.4445 | 4841.5166
12495 | 4849 | 4869.4237 | 4745.4141 | 4820.3653 | 4841.4982 | [8 empty] | 4852.2952 | 4849 | 4869.4237 | 4745.4141 | 4820.3653 | 4841.4982
12496 | 4849 | 4869.3492 | 4745.097 | 4820.3281 | 4841.4621 | [8 empty] | 4851.4573 | 4849 | 4869.3492 | 4745.097 | 4820.3281 | 4841.4621
12497 | 4848 | 4869.322 | 4745.0817 | 4820.2109 | 4840.9545 | [8 empty] | 4851.1524 | 4848 | 4869.322 | 4745.0817 | 4820.2109 | 4840.9545
12498 | 4848 | 4869.2096 | 4744.9956 | 4820.1337 | 4840.8706 | [8 empty] | 4851.1174 | 4848 | 4869.2096 | 4744.9956 | 4820.1337 | 4840.8706
12499 | 4848 | 4869.05 | 4744.9164 | 4820.1019 | 4840.8219 | [8 empty] | 4850.9855 | 4848 | 4869.05 | 4744.9164 | 4820.1019 | 4840.8219
12500 | 4848 | 4868.96 | 4744.8696 | 4820.0511 | 4840.7051 | [8 empty] | 4850.9825 | 4848 | 4868.96 | 4744.8696 | 4820.0511 | 4840.7051
12501 | 4848 | 4868.3508 | 4744.7955 | 4819.8795 | 4840.6596 | [8 empty] | 4850.9425 | 4848 | 4868.3508 | 4744.7955 | 4819.8795 | 4840.6596
12502 | 4848 | 4868.33 | 4744.298 | 4819.6738 | 4840.4697 | [8 empty] | 4850.9413 | 4848 | 4868.33 | 4744.298 | 4819.6738 | 4840.4697
12503 | 4848 | 4868.1682 | 4744.2429 | 4819.5299 | 4840.3969 | [8 empty] | 4850.7583 | 4848 | 4868.1682 | 4744.2429 | 4819.5299 | 4840.3969
12504 | 4847 | 4867.9761 | 4744.0278 | 4819.4921 | 4840.3483 | [8 empty] | 4850.6887 | 4847 | 4867.9761 | 4744.0278 | 4819.4921 | 4840.3483
12505 | 4847 | 4867.9315 | 4743.9686 | 4819.2694 | 4840.3319 | [8 empty] | 4850.5883 | 4847 | 4867.9315 | 4743.9686 | 4819.2694 | 4840.3319
12506 | 4847 | 4867.8518 | 4743.818 | 4819.1351 | 4840.1469 | [8 empty] | 4850.5633 | 4847 | 4867.8518 | 4743.818 | 4819.1351 | 4840.1469
12507 | 4847 | 4867.7555 | 4743.7922 | 4819.12 | 4840.107 | [8 empty] | 4850.4918 | 4847 | 4867.7555 | 4743.7922 | 4819.12 | 4840.107
12508 | 4847 | 4867.7226 | 4743.6948 | 4818.8618 | 4840.0468 | [8 empty] | 4850.3504 | 4847 | 4867.7226 | 4743.6948 | 4818.8618 | 4840.0468
12509 | 4847 | 4867.7208 | 4743.693 | 4818.8298 | 4839.7083 | [8 empty] | 4850.3148 | 4847 | 4867.7208 | 4743.693 | 4818.8298 | 4839.7083
12510 | 4847 | 4867.5198 | 4743.6663 | 4818.7338 | 4839.609 | [8 empty] | 4850.294 | 4847 | 4867.5198 | 4743.6663 | 4818.7338 | 4839.609
12511 | 4846 | 4867.4915 | 4743.6023 | 4818.7243 | 4839.5975 | [8 empty] | 4850.1144 | 4846 | 4867.4915 | 4743.6023 | 4818.7243 | 4839.5975
12512 | 4846 | 4867.382 | 4743.1055 | 4818.7064 | 4839.5772 | [8 empty] | 4850.0088 | 4846 | 4867.382 | 4743.1055 | 4818.7064 | 4839.5772
12513 | 4846 | 4867.372 | 4743.0064 | 4818.6761 | 4839.4018 | [8 empty] | 4849.9792 | 4846 | 4867.372 | 4743.0064 | 4818.6761 | 4839.4018
12514 | 4846 | 4867.352 | 4742.9287 | 4818.6471 | 4839.3715 | [8 empty] | 4849.936 | 4846 | 4867.352 | 4742.9287 | 4818.6471 | 4839.3715
12515 | 4846 | 4867.3105 | 4742.7609 | 4818.3763 | 4839.3252 | [8 empty] | 4849.7884 | 4846 | 4867.3105 | 4742.7609 | 4818.3763 | 4839.3252
12516 | 4846 | 4867.0559 | 4742.6563 | 4817.9962 | 4839.3231 | [8 empty] | 4849.7048 | 4846 | 4867.0559 | 4742.6563 | 4817.9962 | 4839.3231
12517 | 4846 | 4866.7138 | 4742.6057 | 4817.9772 | 4839.1401 | [8 empty] | 4849.6803 | 4846 | 4866.7138 | 4742.6057 | 4817.9772 | 4839.1401
12518 | 4846 | 4866.6664 | 4742.4962 | 4817.9498 | 4839.1137 | [8 empty] | 4849.5754 | 4846 | 4866.6664 | 4742.4962 | 4817.9498 | 4839.1137
12519 | 4846 | 4866.6145 | 4742.4901 | 4817.6597 | 4839.0822 | [8 empty] | 4848.8019 | 4846 | 4866.6145 | 4742.4901 | 4817.6597 | 4839.0822
12520 | 4846 | 4866.6068 | 4742.4847 | 4817.6043 | 4839.0176 | [8 empty] | 4848.7821 | 4846 | 4866.6068 | 4742.4847 | 4817.6043 | 4839.0176
12521 | 4846 | 4866.542 | 4742.422 | 4817.5496 | 4839.0067 | [8 empty] | 4848.7554 | 4846 | 4866.542 | 4742.422 | 4817.5496 | 4839.0067
12522 | 4846 | 4866.4737 | 4742.3998 | 4817.2629 | 4838.8055 | [8 empty] | 4848.2922 | 4846 | 4866.4737 | 4742.3998 | 4817.2629 | 4838.8055
12523 | 4846 | 4866.4434 | 4742.1905 | 4817.2156 | 4838.7793 | [8 empty] | 4848.2744 | 4846 | 4866.4434 | 4742.1905 | 4817.2156 | 4838.7793
12524 | 4845 | 4866.3272 | 4742.145 | 4817.1714 | 4838.7293 | [8 empty] | 4848.1639 | 4845 | 4866.3272 | 4742.145 | 4817.1714 | 4838.7293
12525 | 4845 | 4866.2255 | 4741.9733 | 4817.0967 | 4838.6837 | [8 empty] | 4848.1157 | 4845 | 4866.2255 | 4741.9733 | 4817.0967 | 4838.6837
12526 | 4845 | 4866.122 | 4741.9669 | 4816.8444 | 4838.2003 | [8 empty] | 4848.0324 | 4845 | 4866.122 | 4741.9669 | 4816.8444 | 4838.2003
12527 | 4845 | 4865.928 | 4741.9295 | 4816.5419 | 4838.169 | [8 empty] | 4847.8867 | 4845 | 4865.928 | 4741.9295 | 4816.5419 | 4838.169
12528 | 4845 | 4865.8236 | 4741.8821 | 4816.2039 | 4837.9449 | [8 empty] | 4847.7331 | 4845 | 4865.8236 | 4741.8821 | 4816.2039 | 4837.9449
12529 | 4845 | 4865.8127 | 4741.8333 | 4816.1761 | 4837.8748 | [8 empty] | 4847.7144 | 4845 | 4865.8127 | 4741.8333 | 4816.1761 | 4837.8748
12530 | 4845 | 4865.7248 | 4741.8257 | 4816.0332 | 4837.593 | [8 empty] | 4847.6435 | 4845 | 4865.7248 | 4741.8257 | 4816.0332 | 4837.593
12531 | 4844 | 4865.6495 | 4741.6996 | 4815.8071 | 4837.2493 | [8 empty] | 4847.4117 | 4844 | 4865.6495 | 4741.6996 | 4815.8071 | 4837.2493
12532 | 4844 | 4865.3597 | 4741.5729 | 4815.7917 | 4837.1057 | [8 empty] | 4847.3662 | 4844 | 4865.3597 | 4741.5729 | 4815.7917 | 4837.1057
12533 | 4844 | 4865.3418 | 4741.277 | 4815.7681 | 4836.9463 | [8 empty] | 4847.2946 | 4844 | 4865.3418 | 4741.277 | 4815.7681 | 4836.9463
12534 | 4844 | 4865.1882 | 4741.2617 | 4815.7207 | 4836.9184 | [8 empty] | 4847.2396 | 4844 | 4865.1882 | 4741.2617 | 4815.7207 | 4836.9184
12535 | 4844 | 4865.0576 | 4740.7893 | 4815.603 | 4836.6801 | [8 empty] | 4847.0382 | 4844 | 4865.0576 | 4740.7893 | 4815.603 | 4836.6801
12536 | 4844 | 4864.8733 | 4740.6966 | 4815.4636 | 4836.5461 | [8 empty] | 4846.8756 | 4844 | 4864.8733 | 4740.6966 | 4815.4636 | 4836.5461
12537 | 4844 | 4864.8456 | 4740.6795 | 4815.1426 | 4836.4635 | [8 empty] | 4846.7834 | 4844 | 4864.8456 | 4740.6795 | 4815.1426 | 4836.4635
12538 | 4844 | 4864.6333 | 4740.3278 | 4814.9834 | 4836.3822 | [8 empty] | 4846.7786 | 4844 | 4864.6333 | 4740.3278 | 4814.9834 | 4836.3822
12539 | 4844 | 4864.6031 | 4740.1045 | 4814.7759 | 4836.1144 | [8 empty] | 4846.7596 | 4844 | 4864.6031 | 4740.1045 | 4814.7759 | 4836.1144
12540 | 4843 | 4864.428 | 4740.0574 | 4814.6799 | 4835.99 | [8 empty] | 4846.718 | 4843 | 4864.428 | 4740.0574 | 4814.6799 | 4835.99
12541 | 4843 | 4864.3109 | 4739.9643 | 4814.6408 | 4835.94 | [8 empty] | 4846.6566 | 4843 | 4864.3109 | 4739.9643 | 4814.6408 | 4835.94
12542 | 4843 | 4864.2852 | 4739.8835 | 4814.3991 | 4835.931 | [8 empty] | 4846.4936 | 4843 | 4864.2852 | 4739.8835 | 4814.3991 | 4835.931
12543 | 4843 | 4863.9817 | 4739.7585 | 4814.3086 | 4835.893 | [8 empty] | 4846.3408 | 4843 | 4863.9817 | 4739.7585 | 4814.3086 | 4835.893
12544 | 4843 | 4863.9455 | 4739.5573 | 4814.2504 | 4835.766 | [8 empty] | 4846.1413 | 4843 | 4863.9455 | 4739.5573 | 4814.2504 | 4835.766
12545 | 4843 | 4863.9285 | 4739.3911 | 4814.2165 | 4835.5883 | [8 empty] | 4846.0443 | 4843 | 4863.9285 | 4739.3911 | 4814.2165 | 4835.5883
12546 | 4843 | 4863.9031 | 4739.2398 | 4814.1101 | 4835.5648 | [8 empty] | 4846.0236 | 4843 | 4863.9031 | 4739.2398 | 4814.1101 | 4835.5648
12547 | 4843 | 4863.6545 | 4739.1292 | 4813.9254 | 4835.2993 | [8 empty] | 4845.9263 | 4843 | 4863.6545 | 4739.1292 | 4813.9254 | 4835.2993
12548 | 4842 | 4863.6342 | 4738.9296 | 4813.9177 | 4835.2734 | [8 empty] | 4845.8256 | 4842 | 4863.6342 | 4738.9296 | 4813.9177 | 4835.2734
12549 | 4842 | 4863.5277 | 4738.8802 | 4813.8083 | 4835.2279 | [8 empty] | 4845.712 | 4842 | 4863.5277 | 4738.8802 | 4813.8083 | 4835.2279
12550 | 4842 | 4863.4784 | 4738.8361 | 4813.8005 | 4835.1039 | [8 empty] | 4845.4554 | 4842 | 4863.4784 | 4738.8361 | 4813.8005 | 4835.1039
12551 | 4842 | 4863.4763 | 4738.3685 | 4813.8002 | 4834.7914 | [8 empty] | 4845.3192 | 4842 | 4863.4763 | 4738.3685 | 4813.8002 | 4834.7914
12552 | 4842 | 4863.4368 | 4738.267 | 4813.7861 | 4834.6264 | [8 empty] | 4845.2272 | 4842 | 4863.4368 | 4738.267 | 4813.7861 | 4834.6264
12553 | 4842 | 4863.2747 | 4738.2609 | 4813.717 | 4834.5299 | [8 empty] | 4845.2133 | 4842 | 4863.2747 | 4738.2609 | 4813.717 | 4834.5299
12554 | 4842 | 4863.2605 | 4737.9018 | 4813.7007 | 4833.7409 | [8 empty] | 4845.1326 | 4842 | 4863.2605 | 4737.9018 | 4813.7007 | 4833.7409
12555 | 4841 | 4863.2042 | 4737.7981 | 4813.7001 | 4833.7203 | [8 empty] | 4845.0738 | 4841 | 4863.2042 | 4737.7981 | 4813.7001 | 4833.7203
12556 | 4841 | 4863.1713 | 4737.602 | 4813.5009 | 4833.4145 | [8 empty] | 4844.9399 | 4841 | 4863.1713 | 4737.602 | 4813.5009 | 4833.4145
12557 | 4841 | 4863.1428 | 4737.4477 | 4813.3706 | 4833.2932 | [8 empty] | 4844.9334 | 4841 | 4863.1428 | 4737.4477 | 4813.3706 | 4833.2932
12558 | 4841 | 4862.8714 | 4737.3847 | 4813.0678 | 4832.8802 | [8 empty] | 4844.7589 | 4841 | 4862.8714 | 4737.3847 | 4813.0678 | 4832.8802
12559 | 4841 | 4862.5128 | 4737.3686 | 4812.9869 | 4832.3491 | [8 empty] | 4844.7242 | 4841 | 4862.5128 | 4737.3686 | 4812.9869 | 4832.3491
12560 | 4841 | 4862.5034 | 4737.3483 | 4812.8711 | 4832.2684 | [8 empty] | 4844.6596 | 4841 | 4862.5034 | 4737.3483 | 4812.8711 | 4832.2684
12561 | 4841 | 4862.4883 | 4736.8371 | 4812.7887 | 4832.1497 | [8 empty] | 4844.638 | 4841 | 4862.4883 | 4736.8371 | 4812.7887 | 4832.1497
12562 | 4840 | 4862.3436 | 4736.8058 | 4812.7194 | 4832.141 | [8 empty] | 4844.4659 | 4840 | 4862.3436 | 4736.8058 | 4812.7194 | 4832.141
12563 | 4840 | 4862.3169 | 4736.79 | 4812.6997 | 4831.7995 | [8 empty] | 4844.3789 | 4840 | 4862.3169 | 4736.79 | 4812.6997 | 4831.7995
12564 | 4840 | 4862.255 | 4736.7769 | 4812.6291 | 4831.6923 | [8 empty] | 4844.0866 | 4840 | 4862.255 | 4736.7769 | 4812.6291 | 4831.6923
12565 | 4840 | 4862.1339 | 4736.7647 | 4812.6195 | 4831.6389 | [8 empty] | 4843.8831 | 4840 | 4862.1339 | 4736.7647 | 4812.6195 | 4831.6389
12566 | 4840 | 4862.0402 | 4736.6602 | 4812.5734 | 4831.4337 | [8 empty] | 4843.8574 | 4840 | 4862.0402 | 4736.6602 | 4812.5734 | 4831.4337
12567 | 4840 | 4862.0117 | 4736.5953 | 4812.5378 | 4831.4171 | [8 empty] | 4843.7569 | 4840 | 4862.0117 | 4736.5953 | 4812.5378 | 4831.4171
12568 | 4840 | 4862.0075 | 4736.4474 | 4812.4888 | 4831.3786 | [8 empty] | 4843.7215 | 4840 | 4862.0075 | 4736.4474 | 4812.4888 | 4831.3786
12569 | 4840 | 4861.4074 | 4736.2207 | 4812.3689 | 4831.3303 | [8 empty] | 4843.6591 | 4840 | 4861.4074 | 4736.2207 | 4812.3689 | 4831.3303
12570 | 4840 | 4861.371 | 4736.2152 | 4812.143 | 4831.1219 | [8 empty] | 4843.6197 | 4840 | 4861.371 | 4736.2152 | 4812.143 | 4831.1219
12571 | 4840 | 4861.1778 | 4736.002 | 4812.0513 | 4831.0856 | [8 empty] | 4843.5509 | 4840 | 4861.1778 | 4736.002 | 4812.0513 | 4831.0856
12572 | 4839 | 4861.159 | 4735.9552 | 4811.973 | 4830.8695 | [8 empty] | 4843.3314 | 4839 | 4861.159 | 4735.9552 | 4811.973 | 4830.8695
12573 | 4839 | 4861.0958 | 4735.8357 | 4811.7322 | 4830.7304 | [8 empty] | 4842.9705 | 4839 | 4861.0958 | 4735.8357 | 4811.7322 | 4830.7304
12574 | 4839 | 4861.0321 | 4735.7551 | 4811.5411 | 4830.6874 | [8 empty] | 4842.4043 | 4839 | 4861.0321 | 4735.7551 | 4811.5411 | 4830.6874
12575 | 4839 | 4860.9506 | 4735.5292 | 4811.4085 | 4830.6556 | [8 empty] | 4842.3416 | 4839 | 4860.9506 | 4735.5292 | 4811.4085 | 4830.6556
12576 | 4838 | 4860.603 | 4735.4371 | 4811.4061 | 4830.6314 | [8 empty] | 4842.2578 | 4838 | 4860.603 | 4735.4371 | 4811.4061 | 4830.6314
12577 | 4838 | 4860.5952 | 4735.4281 | 4811.2857 | 4830.6279 | [8 empty] | 4842.0715 | 4838 | 4860.5952 | 4735.4281 | 4811.2857 | 4830.6279
12578 | 4838 | 4860.5921 | 4735.0173 | 4811.2276 | 4830.4433 | [8 empty] | 4841.9504 | 4838 | 4860.5921 | 4735.0173 | 4811.2276 | 4830.4433
12579 | 4838 | 4860.5597 | 4734.7893 | 4811.1562 | 4830.4298 | [8 empty] | 4841.8678 | 4838 | 4860.5597 | 4734.7893 | 4811.1562 | 4830.4298
12580 | 4838 | 4860.5078 | 4734.6202 | 4811.1298 | 4830.3605 | [8 empty] | 4841.6136 | 4838 | 4860.5078 | 4734.6202 | 4811.1298 | 4830.3605
12581 | 4838 | 4860.2766 | 4734.5062 | 4811.013 | 4830.1964 | [8 empty] | 4841.0873 | 4838 | 4860.2766 | 4734.5062 | 4811.013 | 4830.1964
12582 | 4838 | 4860.212 | 4734.4445 | 4810.9682 | 4830.1802 | [8 empty] | 4840.3338 | 4838 | 4860.212 | 4734.4445 | 4810.9682 | 4830.1802
12583 | 4838 | 4860.1063 | 4734.2701 | 4810.9261 | 4830.0121 | [8 empty] | 4840.221 | 4838 | 4860.1063 | 4734.2701 | 4810.9261 | 4830.0121
12584 | 4838 | 4859.9965 | 4734.2366 | 4810.7965 | 4829.9843 | [8 empty] | 4840.0737 | 4838 | 4859.9965 | 4734.2366 | 4810.7965 | 4829.9843
12585 | 4837 | 4859.9424 | 4734.1488 | 4810.7939 | 4829.9072 | [8 empty] | 4839.9276 | 4837 | 4859.9424 | 4734.1488 | 4810.7939 | 4829.9072
12586 | 4837 | 4859.8151 | 4734.1108 | 4810.7571 | 4829.8017 | [8 empty] | 4839.8417 | 4837 | 4859.8151 | 4734.1108 | 4810.7571 | 4829.8017
12587 | 4837 | 4859.7426 | 4734.1078 | 4810.7395 | 4829.7344 | [8 empty] | 4839.6797 | 4837 | 4859.7426 | 4734.1078 | 4810.7395 | 4829.7344
12588 | 4837 | 4859.7246 | 4734.0658 | 4810.7292 | 4829.6059 | [8 empty] | 4839.6143 | 4837 | 4859.7246 | 4734.0658 | 4810.7292 | 4829.6059
12589 | 4837 | 4859.5657 | 4733.9508 | 4810.7106 | 4829.3089 | [8 empty] | 4839.3849 | 4837 | 4859.5657 | 4733.9508 | 4810.7106 | 4829.3089
12590 | 4837 | 4859.3836 | 4733.8616 | 4810.6239 | 4829.3026 | [8 empty] | 4839.3448 | 4837 | 4859.3836 | 4733.8616 | 4810.6239 | 4829.3026
12591 | 4837 | 4859.2148 | 4733.7523 | 4810.5671 | 4829.3003 | [8 empty] | 4839.317 | 4837 | 4859.2148 | 4733.7523 | 4810.5671 | 4829.3003
12592 | 4836 | 4859.0109 | 4733.6902 | 4810.4523 | 4829.2819 | [8 empty] | 4839.1651 | 4836 | 4859.0109 | 4733.6902 | 4810.4523 | 4829.2819
12593 | 4836 | 4858.8566 | 4733.6025 | 4810.3221 | 4829.2136 | [8 empty] | 4839.0536 | 4836 | 4858.8566 | 4733.6025 | 4810.3221 | 4829.2136
12594 | 4836 | 4858.7252 | 4733.3291 | 4810.1742 | 4829.1175 | [8 empty] | 4839.0056 | 4836 | 4858.7252 | 4733.3291 | 4810.1742 | 4829.1175
12595 | 4836 | 4858.6467 | 4733.2081 | 4809.8177 | 4829.0906 | [8 empty] | 4838.9971 | 4836 | 4858.6467 | 4733.2081 | 4809.8177 | 4829.0906
12596 | 4836 | 4858.6274 | 4733.0745 | 4809.7178 | 4828.943 | [8 empty] | 4838.8534 | 4836 | 4858.6274 | 4733.0745 | 4809.7178 | 4828.943
12597 | 4836 | 4858.5724 | 4732.8537 | 4809.6887 | 4828.5581 | [8 empty] | 4838.836 | 4836 | 4858.5724 | 4732.8537 | 4809.6887 | 4828.5581
12598 | 4836 | 4858.536 | 4732.797 | 4809.6121 | 4828.3865 | [8 empty] | 4838.678 | 4836 | 4858.536 | 4732.797 | 4809.6121 | 4828.3865
12599 | 4836 | 4858.4794 | 4732.6084 | 4809.4596 | 4828.2785 | [8 empty] | 4838.6084 | 4836 | 4858.4794 | 4732.6084 | 4809.4596 | 4828.2785
12600 | 4836 | 4858.4218 | 4732.5862 | 4809.4499 | 4828.176 | [8 empty] | 4838.4954 | 4836 | 4858.4218 | 4732.5862 | 4809.4499 | 4828.176
12601 | 4836 | 4858.4101 | 4732.3696 | 4809.3951 | 4828.1394 | [8 empty] | 4838.4677 | 4836 | 4858.4101 | 4732.3696 | 4809.3951 | 4828.1394
12602 | 4835 | 4857.7484 | 4732.2563 | 4809.3932 | 4828.0888 | [8 empty] | 4838.0999 | 4835 | 4857.7484 | 4732.2563 | 4809.3932 | 4828.0888
12603 | 4835 | 4857.7438 | 4732.2038 | 4809.3898 | 4827.7635 | [8 empty] | 4837.9868 | 4835 | 4857.7438 | 4732.2038 | 4809.3898 | 4827.7635
12604 | 4835 | 4857.7113 | 4732.1209 | 4809.1307 | 4827.6909 | [8 empty] | 4837.8219 | 4835 | 4857.7113 | 4732.1209 | 4809.1307 | 4827.6909
12605 | 4835 | 4857.6662 | 4732.0312 | 4809.0064 | 4827.5125 | [8 empty] | 4837.8148 | 4835 | 4857.6662 | 4732.0312 | 4809.0064 | 4827.5125
12606 | 4835 | 4857.5909 | 4731.9457 | 4808.9503 | 4827.2555 | [8 empty] | 4837.7044 | 4835 | 4857.5909 | 4731.9457 | 4808.9503 | 4827.2555
12607 | 4835 | 4857.5541 | 4731.8298 | 4808.9379 | 4827.2069 | [8 empty] | 4837.5653 | 4835 | 4857.5541 | 4731.8298 | 4808.9379 | 4827.2069
12608 | 4835 | 4857.5471 | 4731.7644 | 4808.8927 | 4827.1834 | [8 empty] | 4837.5486 | 4835 | 4857.5471 | 4731.7644 | 4808.8927 | 4827.1834
12609 | 4835 | 4857.4534 | 4731.3377 | 4808.8565 | 4827.0988 | [8 empty] | 4837.4004 | 4835 | 4857.4534 | 4731.3377 | 4808.8565 | 4827.0988
12610 | 4835 | 4857.3819 | 4731.219 | 4808.8396 | 4826.665 | [8 empty] | 4837.236 | 4835 | 4857.3819 | 4731.219 | 4808.8396 | 4826.665
12611 | 4835 | 4857.3817 | 4731.1899 | 4808.613 | 4826.6443 | [8 empty] | 4837.1621 | 4835 | 4857.3817 | 4731.1899 | 4808.613 | 4826.6443
12612 | 4834 | 4856.8261 | 4731.141 | 4808.4963 | 4826.6327 | [8 empty] | 4837.1482 | 4834 | 4856.8261 | 4731.141 | 4808.4963 | 4826.6327
12613 | 4834 | 4856.7972 | 4730.806 | 4808.3995 | 4826.5024 | [8 empty] | 4837.081 | 4834 | 4856.7972 | 4730.806 | 4808.3995 | 4826.5024
12614 | 4834 | 4856.7553 | 4730.7651 | 4808.3369 | 4826.4756 | [8 empty] | 4836.7816 | 4834 | 4856.7553 | 4730.7651 | 4808.3369 | 4826.4756
12615 | 4834 | 4856.6636 | 4730.6034 | 4808.1334 | 4826.1754 | [8 empty] | 4836.6911 | 4834 | 4856.6636 | 4730.6034 | 4808.1334 | 4826.1754
12616 | 4834 | 4856.6534 | 4730.1565 | 4808.1218 | 4825.7761 | [8 empty] | 4836.5194 | 4834 | 4856.6534 | 4730.1565 | 4808.1218 | 4825.7761
12617 | 4834 | 4856.6143 | 4730.0444 | 4808.0882 | 4825.4485 | [8 empty] | 4836.5167 | 4834 | 4856.6143 | 4730.0444 | 4808.0882 | 4825.4485
12618 | 4834 | 4856.2232 | 4729.9461 | 4807.97 | 4825.2546 | [8 empty] | 4836.45 | 4834 | 4856.2232 | 4729.9461 | 4807.97 | 4825.2546
12619 | 4833 | 4856.0518 | 4729.9388 | 4807.8312 | 4825.2524 | [8 empty] | 4836.2837 | 4833 | 4856.0518 | 4729.9388 | 4807.8312 | 4825.2524
12620 | 4833 | 4855.8226 | 4729.7897 | 4807.7725 | 4825.1965 | [8 empty] | 4836.1766 | 4833 | 4855.8226 | 4729.7897 | 4807.7725 | 4825.1965
12621 | 4833 | 4855.8172 | 4729.7549 | 4807.5957 | 4825.1459 | [8 empty] | 4836.0504 | 4833 | 4855.8172 | 4729.7549 | 4807.5957 | 4825.1459
12622 | 4833 | 4855.7842 | 4729.5317 | 4807.593 | 4825.0648 | [8 empty] | 4835.8303 | 4833 | 4855.7842 | 4729.5317 | 4807.593 | 4825.0648
12623 | 4833 | 4855.7267 | 4729.3968 | 4807.5098 | 4825.059 | [8 empty] | 4835.8185 | 4833 | 4855.7267 | 4729.3968 | 4807.5098 | 4825.059
12624 | 4833 | 4855.6895 | 4729.1611 | 4807.4022 | 4825.0282 | [8 empty] | 4835.7826 | 4833 | 4855.6895 | 4729.1611 | 4807.4022 | 4825.0282
12625 | 4833 | 4855.6006 | 4729.1439 | 4807.3094 | 4824.8925 | [8 empty] | 4835.7679 | 4833 | 4855.6006 | 4729.1439 | 4807.3094 | 4824.8925
12626 | 4832 | 4855.5843 | 4729.0958 | 4807.2922 | 4824.8455 | [8 empty] | 4835.6059 | 4832 | 4855.5843 | 4729.0958 | 4807.2922 | 4824.8455
12627 | 4832 | 4855.4687 | 4729.0815 | 4807.282 | 4824.5138 | [8 empty] | 4835.5879 | 4832 | 4855.4687 | 4729.0815 | 4807.282 | 4824.5138
12628 | 4832 | 4855.2623 | 4729.0685 | 4807.2051 | 4824.294 | [8 empty] | 4835.5536 | 4832 | 4855.2623 | 4729.0685 | 4807.2051 | 4824.294
12629 | 4832 | 4855.1265 | 4729.0346 | 4807.0324 | 4824.227 | [8 empty] | 4835.4885 | 4832 | 4855.1265 | 4729.0346 | 4807.0324 | 4824.227
12630 | 4832 | 4854.9552 | 4728.8269 | 4806.7744 | 4824.1399 | [8 empty] | 4835.2034 | 4832 | 4854.9552 | 4728.8269 | 4806.7744 | 4824.1399
12631 | 4832 | 4854.8113 | 4728.7555 | 4805.979 | 4823.8024 | [8 empty] | 4835.01 | 4832 | 4854.8113 | 4728.7555 | 4805.979 | 4823.8024
12632 | 4832 | 4854.7793 | 4728.7278 | 4805.7222 | 4823.7988 | [8 empty] | 4834.9473 | 4832 | 4854.7793 | 4728.7278 | 4805.7222 | 4823.7988
12633 | 4832 | 4854.7516 | 4728.6317 | 4805.7098 | 4823.7445 | [8 empty] | 4834.9423 | 4832 | 4854.7516 | 4728.6317 | 4805.7098 | 4823.7445
12634 | 4832 | 4854.7389 | 4728.6302 | 4805.5335 | 4823.702 | [8 empty] | 4834.9295 | 4832 | 4854.7389 | 4728.6302 | 4805.5335 | 4823.702
12635 | 4832 | 4854.5397 | 4728.5744 | 4805.4837 | 4823.3735 | [8 empty] | 4834.8725 | 4832 | 4854.5397 | 4728.5744 | 4805.4837 | 4823.3735
12636 | 4832 | 4854.4041 | 4728.4393 | 4805.3883 | 4823.2913 | [8 empty] | 4834.818 | 4832 | 4854.4041 | 4728.4393 | 4805.3883 | 4823.2913
12637 | 4832 | 4854.3769 | 4728.4112 | 4805.2592 | 4823.2047 | [8 empty] | 4834.8077 | 4832 | 4854.3769 | 4728.4112 | 4805.2592 | 4823.2047
12638 | 4832 | 4854.2902 | 4728.071 | 4805.0568 | 4823.1711 | [8 empty] | 4834.7792 | 4832 | 4854.2902 | 4728.071 | 4805.0568 | 4823.1711
12639 | 4831 | 4854.2357 | 4728.0341 | 4805.0464 | 4823.106 | [8 empty] | 4834.6278 | 4831 | 4854.2357 | 4728.0341 | 4805.0464 | 4823.106
12640 | 4831 | 4854.0885 | 4727.8244 | 4804.9837 | 4823.08 | [8 empty] | 4834.6206 | 4831 | 4854.0885 | 4727.8244 | 4804.9837 | 4823.08
12641 | 4831 | 4853.9696 | 4727.7774 | 4804.866 | 4822.9786 | [8 empty] | 4834.5139 | 4831 | 4853.9696 | 4727.7774 | 4804.866 | 4822.9786
12642 | 4831 | 4853.9263 | 4727.5392 | 4804.6572 | 4822.9532 | [8 empty] | 4834.508 | 4831 | 4853.9263 | 4727.5392 | 4804.6572 | 4822.9532
12643 | 4831 | 4853.7278 | 4727.5061 | 4804.6337 | 4822.9169 | [8 empty] | 4834.2525 | 4831 | 4853.7278 | 4727.5061 | 4804.6337 | 4822.9169
12644 | 4831 | 4853.6013 | 4727.4272 | 4804.5662 | 4822.8036 | [8 empty] | 4834.2288 | 4831 | 4853.6013 | 4727.4272 | 4804.5662 | 4822.8036
12645 | 4831 | 4853.5897 | 4727.3117 | 4804.4338 | 4822.493 | [8 empty] | 4834.2232 | 4831 | 4853.5897 | 4727.3117 | 4804.4338 | 4822.493
12646 | 4831 | 4853.512 | 4727.3081 | 4804.1513 | 4822.4629 | [8 empty] | 4834.1879 | 4831 | 4853.512 | 4727.3081 | 4804.1513 | 4822.4629
12647 | 4831 | 4853.4841 | 4727.0736 | 4803.5924 | 4822.209 | [8 empty] | 4834.1649 | 4831 | 4853.4841 | 4727.0736 | 4803.5924 | 4822.209
12648 | 4830 | 4853.4769 | 4727.011 | 4803.5359 | 4822.1994 | [8 empty] | 4834.1497 | 4830 | 4853.4769 | 4727.011 | 4803.5359 | 4822.1994
12649 | 4830 | 4853.3848 | 4726.8924 | 4803.5339 | 4822.114 | [8 empty] | 4834.1321 | 4830 | 4853.3848 | 4726.8924 | 4803.5339 | 4822.114
12650 | 4830 | 4853.33 | 4726.6054 | 4803.5042 | 4822.0474 | [8 empty] | 4834.0848 | 4830 | 4853.33 | 4726.6054 | 4803.5042 | 4822.0474
12651 | 4830 | 4853.2444 | 4726.5874 | 4803.3322 | 4822.037 | [8 empty] | 4833.9864 | 4830 | 4853.2444 | 4726.5874 | 4803.3322 | 4822.037
12652 | 4830 | 4853.2204 | 4726.5402 | 4803.2943 | 4821.5462 | [8 empty] | 4833.9825 | 4830 | 4853.2204 | 4726.5402 | 4803.2943 | 4821.5462
12653 | 4830 | 4853.2101 | 4726.5121 | 4803.0951 | 4821.4518 | [8 empty] | 4833.9125 | 4830 | 4853.2101 | 4726.5121 | 4803.0951 | 4821.4518
12654 | 4830 | 4853.2059 | 4726.1809 | 4803.0715 | 4821.395 | [8 empty] | 4833.6627 | 4830 | 4853.2059 | 4726.1809 | 4803.0715 | 4821.395
12655 | 4830 | 4853.1677 | 4726.1176 | 4802.9146 | 4821.1676 | [8 empty] | 4833.6555 | 4830 | 4853.1677 | 4726.1176 | 4802.9146 | 4821.1676
12656 | 4830 | 4853.1109 | 4725.7729 | 4802.8904 | 4821.095 | [8 empty] | 4833.4744 | 4830 | 4853.1109 | 4725.7729 | 4802.8904 | 4821.095
12657 | 4829 | 4853.039 | 4725.5014 | 4802.8809 | 4820.9756 | [8 empty] | 4833.4386 | 4829 | 4853.039 | 4725.5014 | 4802.8809 | 4820.9756
12658 | 4829 | 4852.8692 | 4725.4856 | 4802.7748 | 4820.9552 | [8 empty] | 4833.3569 | 4829 | 4852.8692 | 4725.4856 | 4802.7748 | 4820.9552
12659 | 4829 | 4852.8279 | 4725.3303 | 4802.7331 | 4820.9485 | [8 empty] | 4833.3432 | 4829 | 4852.8279 | 4725.3303 | 4802.7331 | 4820.9485
12660 | 4829 | 4852.8271 | 4725.2564 | 4802.5075 | 4820.9392 | [8 empty] | 4833.2172 | 4829 | 4852.8271 | 4725.2564 | 4802.5075 | 4820.9392
12661 | 4829 | 4852.7661 | 4724.9139 | 4802.4457 | 4820.8983 | [8 empty] | 4833.2027 | 4829 | 4852.7661 | 4724.9139 | 4802.4457 | 4820.8983
12662 | 4829 | 4852.7584 | 4724.899 | 4802.3 | 4820.5927 | [8 empty] | 4833.1192 | 4829 | 4852.7584 | 4724.899 | 4802.3 | 4820.5927
12663 | 4829 | 4852.6426 | 4724.7302 | 4802.2874 | 4820.5675 | [8 empty] | 4833.0846 | 4829 | 4852.6426 | 4724.7302 | 4802.2874 | 4820.5675
12664 | 4829 | 4852.522 | 4724.6816 | 4802.2566 | 4820.3782 | [8 empty] | 4832.8798 | 4829 | 4852.522 | 4724.6816 | 4802.2566 | 4820.3782
12665 | 4829 | 4852.355 | 4724.4947 | 4802.1688 | 4820.1026 | [8 empty] | 4832.802 | 4829 | 4852.355 | 4724.4947 | 4802.1688 | 4820.1026
12666 | 4829 | 4852.235 | 4724.3991 | 4801.7037 | 4819.9732 | [8 empty] | 4832.705 | 4829 | 4852.235 | 4724.3991 | 4801.7037 | 4819.9732
12667 | 4829 | 4852.1397 | 4724.1824 | 4801.5533 | 4819.8848 | [8 empty] | 4832.5087 | 4829 | 4852.1397 | 4724.1824 | 4801.5533 | 4819.8848
12668 | 4828 | 4852.1068 | 4724.1208 | 4801.493 | 4819.6418 | [8 empty] | 4832.3002 | 4828 | 4852.1068 | 4724.1208 | 4801.493 | 4819.6418
12669 | 4828 | 4852.081 | 4724.0358 | 4801.4796 | 4819.5149 | [8 empty] | 4832.2203 | 4828 | 4852.081 | 4724.0358 | 4801.4796 | 4819.5149
12670 | 4828 | 4852.0262 | 4724.0248 | 4801.4334 | 4819.4474 | [8 empty] | 4831.8647 | 4828 | 4852.0262 | 4724.0248 | 4801.4334 | 4819.4474
12671 | 4828 | 4851.9419 | 4723.9933 | 4801.2731 | 4819.4231 | [8 empty] | 4831.6704 | 4828 | 4851.9419 | 4723.9933 | 4801.2731 | 4819.4231
12672 | 4828 | 4851.8802 | 4723.9721 | 4801.2391 | 4819.3601 | [8 empty] | 4831.5427 | 4828 | 4851.8802 | 4723.9721 | 4801.2391 | 4819.3601
12673 | 4828 | 4851.6668 | 4723.8261 | 4801.2326 | 4818.9505 | [8 empty] | 4831.5313 | 4828 | 4851.6668 | 4723.8261 | 4801.2326 | 4818.9505
12674 | 4828 | 4851.4978 | 4723.7042 | 4801.2 | 4818.807 | [8 empty] | 4831.5031 | 4828 | 4851.4978 | 4723.7042 | 4801.2 | 4818.807
12675 | 4828 | 4851.4617 | 4723.6705 | 4801.1377 | 4818.7627 | [8 empty] | 4831.2685 | 4828 | 4851.4617 | 4723.6705 | 4801.1377 | 4818.7627
12676 | 4828 | 4851.3674 | 4723.4458 | 4800.9013 | 4818.6396 | [8 empty] | 4831.1735 | 4828 | 4851.3674 | 4723.4458 | 4800.9013 | 4818.6396
12677 | 4827 | 4851.363 | 4723.4047 | 4800.6137 | 4818.4659 | [8 empty] | 4830.9826 | 4827 | 4851.363 | 4723.4047 | 4800.6137 | 4818.4659
12678 | 4827 | 4851.359 | 4723.3395 | 4800.4094 | 4818.4422 | [8 empty] | 4830.9084 | 4827 | 4851.359 | 4723.3395 | 4800.4094 | 4818.4422
12679 | 4827 | 4851.2655 | 4723.3304 | 4800.2858 | 4818.3169 | [8 empty] | 4830.825 | 4827 | 4851.2655 | 4723.3304 | 4800.2858 | 4818.3169
12680 | 4827 | 4851.1757 | 4723.2354 | 4800.1183 | 4818.1649 | [8 empty] | 4830.8162 | 4827 | 4851.1757 | 4723.2354 | 4800.1183 | 4818.1649
12681 | 4827 | 4850.9961 | 4723.0503 | 4799.8393 | 4818.0183 | [8 empty] | 4830.7412 | 4827 | 4850.9961 | 4723.0503 | 4799.8393 | 4818.0183
12682 | 4827 | 4850.6763 | 4723.0101 | 4799.7809 | 4817.9385 | [8 empty] | 4830.716 | 4827 | 4850.6763 | 4723.0101 | 4799.7809 | 4817.9385
12683 | 4827 | 4850.6087 | 4722.857 | 4799.5282 | 4817.8543 | [8 empty] | 4830.7093 | 4827 | 4850.6087 | 4722.857 | 4799.5282 | 4817.8543
12684 | 4827 | 4850.5191 | 4722.8165 | 4799.4484 | 4817.7669 | [8 empty] | 4830.6357 | 4827 | 4850.5191 | 4722.8165 | 4799.4484 | 4817.7669
12685 | 4827 | 4850.2809 | 4722.7683 | 4799.4153 | 4817.543 | [8 empty] | 4830.5868 | 4827 | 4850.2809 | 4722.7683 | 4799.4153 | 4817.543
12686 | 4827 | 4850.2574 | 4722.5952 | 4799.4011 | 4817.4862 | [8 empty] | 4830.5743 | 4827 | 4850.2574 | 4722.5952 | 4799.4011 | 4817.4862
12687 | 4827 | 4850.2386 | 4722.5149 | 4799.3809 | 4817.4275 | [8 empty] | 4830.5548 | 4827 | 4850.2386 | 4722.5149 | 4799.3809 | 4817.4275
12688 | 4826 | 4850.1719 | 4722.4844 | 4799.292 | 4817.2562 | [8 empty] | 4830.3346 | 4826 | 4850.1719 | 4722.4844 | 4799.292 | 4817.2562
12689 | 4826 | 4850.1331 | 4722.2689 | 4799.2567 | 4817.2328 | [8 empty] | 4830.2345 | 4826 | 4850.1331 | 4722.2689 | 4799.2567 | 4817.2328
12690 | 4826 | 4849.864 | 4722.1696 | 4799.2492 | 4817.1852 | [8 empty] | 4830.1991 | 4826 | 4849.864 | 4722.1696 | 4799.2492 | 4817.1852
12691 | 4826 | 4849.8166 | 4722.0722 | 4799.0733 | 4817.0103 | [8 empty] | 4830.0019 | 4826 | 4849.8166 | 4722.0722 | 4799.0733 | 4817.0103
12692 | 4826 | 4849.6149 | 4721.9716 | 4799.0599 | 4816.972 | [8 empty] | 4829.7736 | 4826 | 4849.6149 | 4721.9716 | 4799.0599 | 4816.972
12693 | 4826 | 4849.5294 | 4721.9485 | 4799.0453 | 4816.9115 | [8 empty] | 4829.7369 | 4826 | 4849.5294 | 4721.9485 | 4799.0453 | 4816.9115
12694 | 4826 | 4849.2628 | 4721.8509 | 4798.979 | 4816.91 | [8 empty] | 4829.6769 | 4826 | 4849.2628 | 4721.8509 | 4798.979 | 4816.91
12695 | 4826 | 4849.0804 | 4721.5507 | 4798.9681 | 4816.764 | [8 empty] | 4829.5738 | 4826 | 4849.0804 | 4721.5507 | 4798.9681 | 4816.764
12696 | 4826 | 4848.9687 | 4721.4683 | 4798.9211 | 4816.4689 | [8 empty] | 4829.5346 | 4826 | 4848.9687 | 4721.4683 | 4798.9211 | 4816.4689
12697 | 4826 | 4848.9484 | 4721.3735 | 4798.9011 | 4816.2035 | [8 empty] | 4829.3204 | 4826 | 4848.9484 | 4721.3735 | 4798.9011 | 4816.2035
12698 | 4826 | 4848.758 | 4721.2221 | 4798.8804 | 4816.1957 | [8 empty] | 4829.2136 | 4826 | 4848.758 | 4721.2221 | 4798.8804 | 4816.1957
12699 | 4826 | 4848.7452 | 4721.1725 | 4798.6002 | 4816.1906 | [8 empty] | 4829.1941 | 4826 | 4848.7452 | 4721.1725 | 4798.6002 | 4816.1906
12700 | 4826 | 4848.7155 | 4721.0519 | 4798.5823 | 4816.1443 | [8 empty] | 4829.1541 | 4826 | 4848.7155 | 4721.0519 | 4798.5823 | 4816.1443
12701 | 4825 | 4848.6266 | 4721.0356 | 4798.5114 | 4815.931 | [8 empty] | 4829.108 | 4825 | 4848.6266 | 4721.0356 | 4798.5114 | 4815.931
12702 | 4825 | 4848.6143 | 4720.6448 | 4798.4772 | 4815.6349 | [8 empty] | 4829.0872 | 4825 | 4848.6143 | 4720.6448 | 4798.4772 | 4815.6349
12703 | 4825 | 4848.5994 | 4720.6062 | 4798.4454 | 4815.5321 | [8 empty] | 4828.8146 | 4825 | 4848.5994 | 4720.6062 | 4798.4454 | 4815.5321
12704 | 4825 | 4848.5499 | 4720.55 | 4798.4322 | 4815.2504 | [8 empty] | 4828.7581 | 4825 | 4848.5499 | 4720.55 | 4798.4322 | 4815.2504
12705 | 4825 | 4848.5349 | 4720.4395 | 4798.4179 | 4815.2321 | [8 empty] | 4828.7303 | 4825 | 4848.5349 | 4720.4395 | 4798.4179 | 4815.2321
12706 | 4824 | 4848.4554 | 4720.3453 | 4798.3089 | 4815.2287 | [8 empty] | 4828.5911 | 4824 | 4848.4554 | 4720.3453 | 4798.3089 | 4815.2287
12707 | 4824 | 4848.1209 | 4720.2375 | 4798.3032 | 4814.9365 | [8 empty] | 4828.5424 | 4824 | 4848.1209 | 4720.2375 | 4798.3032 | 4814.9365
12708 | 4824 | 4847.9207 | 4720.1158 | 4798.2761 | 4814.9189 | [8 empty] | 4828.1663 | 4824 | 4847.9207 | 4720.1158 | 4798.2761 | 4814.9189
12709 | 4824 | 4847.8931 | 4720.0888 | 4798.2432 | 4814.807 | [8 empty] | 4828.091 | 4824 | 4847.8931 | 4720.0888 | 4798.2432 | 4814.807
12710 | 4824 | 4847.8308 | 4719.8205 | 4798.2221 | 4814.5446 | [8 empty] | 4827.9221 | 4824 | 4847.8308 | 4719.8205 | 4798.2221 | 4814.5446
12711 | 4824 | 4847.5928 | 4719.6028 | 4798.1966 | 4814.5331 | [8 empty] | 4827.8769 | 4824 | 4847.5928 | 4719.6028 | 4798.1966 | 4814.5331
12712 | 4824 | 4847.3495 | 4719.5084 | 4798.0629 | 4814.4654 | [8 empty] | 4827.8739 | 4824 | 4847.3495 | 4719.5084 | 4798.0629 | 4814.4654
12713 | 4824 | 4847.3394 | 4719.4219 | 4798.0505 | 4814.1236 | [8 empty] | 4827.7259 | 4824 | 4847.3394 | 4719.4219 | 4798.0505 | 4814.1236
12714 | 4823 | 4847.2157 | 4719.3108 | 4798.0375 | 4814.0549 | [8 empty] | 4827.6796 | 4823 | 4847.2157 | 4719.3108 | 4798.0375 | 4814.0549
12715 | 4823 | 4847.1729 | 4719.0013 | 4797.832 | 4813.9517 | [8 empty] | 4827.6489 | 4823 | 4847.1729 | 4719.0013 | 4797.832 | 4813.9517
12716 | 4823 | 4847.084 | 4718.8355 | 4797.8024 | 4813.6756 | [8 empty] | 4827.5183 | 4823 | 4847.084 | 4718.8355 | 4797.8024 | 4813.6756
12717 | 4823 | 4847.0702 | 4718.6424 | 4797.7212 | 4813.5141 | [8 empty] | 4827.4203 | 4823 | 4847.0702 | 4718.6424 | 4797.7212 | 4813.5141
12718 | 4823 | 4846.9545 | 4718.6325 | 4797.5943 | 4813.4035 | [8 empty] | 4827.3918 | 4823 | 4846.9545 | 4718.6325 | 4797.5943 | 4813.4035
12719 | 4823 | 4846.8047 | 4718.5811 | 4797.4741 | 4813.2503 | [8 empty] | 4827.2483 | 4823 | 4846.8047 | 4718.5811 | 4797.4741 | 4813.2503
12720 | 4823 | 4846.6759 | 4718.5608 | 4797.3649 | 4813.0714 | [8 empty] | 4827.0674 | 4823 | 4846.6759 | 4718.5608 | 4797.3649 | 4813.0714
12721 | 4823 | 4846.6628 | 4718.4841 | 4797.2989 | 4813.0102 | [8 empty] | 4827.0569 | 4823 | 4846.6628 | 4718.4841 | 4797.2989 | 4813.0102
12722 | 4823 | 4846.6272 | 4718.3227 | 4797.1912 | 4812.6449 | [8 empty] | 4827.0266 | 4823 | 4846.6272 | 4718.3227 | 4797.1912 | 4812.6449
12723 | 4823 | 4846.4051 | 4717.7947 | 4797.1172 | 4812.5414 | [8 empty] | 4826.9996 | 4823 | 4846.4051 | 4717.7947 | 4797.1172 | 4812.5414
12724 | 4822 | 4846.0621 | 4717.7466 | 4796.9275 | 4812.1659 | [8 empty] | 4826.9656 | 4822 | 4846.0621 | 4717.7466 | 4796.9275 | 4812.1659
12725 | 4822 | 4845.9532 | 4717.5503 | 4796.8095 | 4812.1282 | [8 empty] | 4826.8476 | 4822 | 4845.9532 | 4717.5503 | 4796.8095 | 4812.1282
12726 | 4822 | 4845.6532 | 4717.4019 | 4796.7556 | 4811.9964 | [8 empty] | 4826.7616 | 4822 | 4845.6532 | 4717.4019 | 4796.7556 | 4811.9964
12727 | 4822 | 4845.5297 | 4717.3943 | 4796.6961 | 4811.9343 | [8 empty] | 4826.582 | 4822 | 4845.5297 | 4717.3943 | 4796.6961 | 4811.9343
12728 | 4822 | 4845.4765 | 4717.3286 | 4796.5433 | 4811.8307 | [8 empty] | 4826.5644 | 4822 | 4845.4765 | 4717.3286 | 4796.5433 | 4811.8307
12729 | 4822 | 4845.4312 | 4717.3257 | 4796.5197 | 4811.8108 | [8 empty] | 4826.438 | 4822 | 4845.4312 | 4717.3257 | 4796.5197 | 4811.8108
12730 | 4822 | 4845.3873 | 4717.195 | 4796.4694 | 4811.7184 | [8 empty] | 4826.3931 | 4822 | 4845.3873 | 4717.195 | 4796.4694 | 4811.7184
12731 | 4822 | 4845.2093 | 4717.0558 | 4796.4659 | 4811.5427 | [8 empty] | 4826.2661 | 4822 | 4845.2093 | 4717.0558 | 4796.4659 | 4811.5427
12732 | 4821 | 4844.861 | 4717.0479 | 4796.356 | 4811.3424 | [8 empty] | 4826.2123 | 4821 | 4844.861 | 4717.0479 | 4796.356 | 4811.3424
12733 | 4821 | 4844.7431 | 4717.0071 | 4796.3115 | 4811.2778 | [8 empty] | 4826.155 | 4821 | 4844.7431 | 4717.0071 | 4796.3115 | 4811.2778
12734 | 4821 | 4844.7341 | 4716.906 | 4796.0524 | 4811.1385 | [8 empty] | 4825.9535 | 4821 | 4844.7341 | 4716.906 | 4796.0524 | 4811.1385
12735 | 4821 | 4844.3984 | 4716.8606 | 4795.9215 | 4811.02 | [8 empty] | 4825.8693 | 4821 | 4844.3984 | 4716.8606 | 4795.9215 | 4811.02
12736 | 4821 | 4844.3481 | 4716.7657 | 4795.8684 | 4810.9918 | [8 empty] | 4825.8608 | 4821 | 4844.3481 | 4716.7657 | 4795.8684 | 4810.9918
12737 | 4821 | 4844.2253 | 4716.6459 | 4795.8677 | 4810.8586 | [8 empty] | 4825.6524 | 4821 | 4844.2253 | 4716.6459 | 4795.8677 | 4810.8586
12738 | 4821 | 4844.1629 | 4716.5197 | 4795.6138 | 4810.7958 | [8 empty] | 4825.1809 | 4821 | 4844.1629 | 4716.5197 | 4795.6138 | 4810.7958
12739 | 4821 | 4844.1173 | 4716.033 | 4795.5714 | 4810.6263 | [8 empty] | 4824.8929 | 4821 | 4844.1173 | 4716.033 | 4795.5714 | 4810.6263
12740 | 4821 | 4844.0593 | 4716.0137 | 4795.4042 | 4810.609 | [8 empty] | 4824.7679 | 4821 | 4844.0593 | 4716.0137 | 4795.4042 | 4810.609
12741 | 4821 | 4844.0364 | 4715.9778 | 4795.3853 | 4810.4493 | [8 empty] | 4824.7661 | 4821 | 4844.0364 | 4715.9778 | 4795.3853 | 4810.4493
12742 | 4821 | 4843.9585 | 4715.9167 | 4795.3122 | 4810.4393 | [8 empty] | 4824.7309 | 4821 | 4843.9585 | 4715.9167 | 4795.3122 | 4810.4393
12743 | 4821 | 4843.8409 | 4715.9134 | 4795.286 | 4810.3907 | [8 empty] | 4824.6156 | 4821 | 4843.8409 | 4715.9134 | 4795.286 | 4810.3907
12744 | 4821 | 4843.5953 | 4715.5837 | 4795.2832 | 4810.3273 | [8 empty] | 4824.4669 | 4821 | 4843.5953 | 4715.5837 | 4795.2832 | 4810.3273
12745 | 4821 | 4843.5217 | 4715.1613 | 4795.1924 | 4810.2181 | [8 empty] | 4824.4388 | 4821 | 4843.5217 | 4715.1613 | 4795.1924 | 4810.2181
12746 | 4821 | 4843.4211 | 4715.0335 | 4795.1674 | 4809.7021 | [8 empty] | 4824.3082 | 4821 | 4843.4211 | 4715.0335 | 4795.1674 | 4809.7021
12747 | 4820 | 4843.3502 | 4714.9467 | 4795.1268 | 4809.4698 | [8 empty] | 4824.1936 | 4820 | 4843.3502 | 4714.9467 | 4795.1268 | 4809.4698
12748 | 4820 | 4843.3229 | 4714.8604 | 4794.9225 | 4809.1865 | [8 empty] | 4823.8887 | 4820 | 4843.3229 | 4714.8604 | 4794.9225 | 4809.1865
12749 | 4820 | 4843.3227 | 4714.7836 | 4794.832 | 4808.9892 | [8 empty] | 4823.8294 | 4820 | 4843.3227 | 4714.7836 | 4794.832 | 4808.9892
12750 | 4820 | 4843.2884 | 4714.6417 | 4794.7933 | 4808.8592 | [8 empty] | 4823.8277 | 4820 | 4843.2884 | 4714.6417 | 4794.7933 | 4808.8592
12751 | 4820 | 4843.2448 | 4714.5956 | 4794.7179 | 4808.6782 | [8 empty] | 4823.7878 | 4820 | 4843.2448 | 4714.5956 | 4794.7179 | 4808.6782
12752 | 4820 | 4843.2354 | 4714.4256 | 4794.6244 | 4808.5679 | [8 empty] | 4823.7857 | 4820 | 4843.2354 | 4714.4256 | 4794.6244 | 4808.5679
12753 | 4820 | 4843.1175 | 4714.1103 | 4794.5947 | 4808.5095 | [8 empty] | 4823.7328 | 4820 | 4843.1175 | 4714.1103 | 4794.5947 | 4808.5095
12754 | 4820 | 4843.0642 | 4714.0395 | 4794.5926 | 4808.341 | [8 empty] | 4823.6712 | 4820 | 4843.0642 | 4714.0395 | 4794.5926 | 4808.341
12755 | 4819 | 4842.8821 | 4713.9911 | 4794.5782 | 4807.9356 | [8 empty] | 4823.5723 | 4819 | 4842.8821 | 4713.9911 | 4794.5782 | 4807.9356
12756 | 4819 | 4842.784 | 4713.9176 | 4794.4295 | 4807.9004 | [8 empty] | 4823.4752 | 4819 | 4842.784 | 4713.9176 | 4794.4295 | 4807.9004
12757 | 4819 | 4842.7545 | 4713.8347 | 4794.4246 | 4807.7165 | [8 empty] | 4823.3463 | 4819 | 4842.7545 | 4713.8347 | 4794.4246 | 4807.7165
12758 | 4819 | 4842.7153 | 4713.6967 | 4794.3735 | 4807.665 | [8 empty] | 4823.2697 | 4819 | 4842.7153 | 4713.6967 | 4794.3735 | 4807.665
12759 | 4819 | 4842.6361 | 4713.6525 | 4794.317 | 4807.6493 | [8 empty] | 4823.2516 | 4819 | 4842.6361 | 4713.6525 | 4794.317 | 4807.6493
12760 | 4819 | 4842.5515 | 4713.6206 | 4793.9299 | 4807.4449 | [8 empty] | 4823.2511 | 4819 | 4842.5515 | 4713.6206 | 4793.9299 | 4807.4449
12761 | 4819 | 4842.5271 | 4713.1315 | 4793.9264 | 4807.2615 | [8 empty] | 4823.202 | 4819 | 4842.5271 | 4713.1315 | 4793.9264 | 4807.2615
12762 | 4818 | 4842.3264 | 4713.1307 | 4793.6761 | 4807.215 | [8 empty] | 4823.1391 | 4818 | 4842.3264 | 4713.1307 | 4793.6761 | 4807.215
12763 | 4818 | 4842.3171 | 4713.0724 | 4793.2235 | 4807.1384 | [8 empty] | 4823.0202 | 4818 | 4842.3171 | 4713.0724 | 4793.2235 | 4807.1384
12764 | 4818 | 4842.2643 | 4712.9989 | 4793.1762 | 4807.0254 | [8 empty] | 4822.9139 | 4818 | 4842.2643 | 4712.9989 | 4793.1762 | 4807.0254
12765 | 4818 | 4842.2354 | 4712.8317 | 4793.1483 | 4806.9129 | [8 empty] | 4822.6915 | 4818 | 4842.2354 | 4712.8317 | 4793.1483 | 4806.9129
12766 | 4818 | 4842.1325 | 4712.8096 | 4793.1216 | 4806.9078 | [8 empty] | 4822.5363 | 4818 | 4842.1325 | 4712.8096 | 4793.1216 | 4806.9078
12767 | 4818 | 4842.1251 | 4712.6273 | 4792.9465 | 4806.8003 | [8 empty] | 4822.3465 | 4818 | 4842.1251 | 4712.6273 | 4792.9465 | 4806.8003
12768 | 4818 | 4842.0772 | 4712.5825 | 4792.7905 | 4806.7947 | [8 empty] | 4822.2827 | 4818 | 4842.0772 | 4712.5825 | 4792.7905 | 4806.7947
12769 | 4818 | 4841.97 | 4712.404 | 4792.6912 | 4806.7699 | [8 empty] | 4821.9661 | 4818 | 4841.97 | 4712.404 | 4792.6912 | 4806.7699
12770 | 4818 | 4841.9365 | 4712.3763 | 4792.419 | 4806.7229 | [8 empty] | 4821.9566 | 4818 | 4841.9365 | 4712.3763 | 4792.419 | 4806.7229
12771 | 4817 | 4841.8735 | 4712.3087 | 4792.159 | 4806.2179 | [8 empty] | 4821.9115 | 4817 | 4841.8735 | 4712.3087 | 4792.159 | 4806.2179
12772 | 4817 | 4841.8695 | 4712.1394 | 4791.9621 | 4805.4963 | [8 empty] | 4821.758 | 4817 | 4841.8695 | 4712.1394 | 4791.9621 | 4805.4963
12773 | 4817 | 4841.7028 | 4712.1363 | 4791.9152 | 4805.4245 | [8 empty] | 4821.7039 | 4817 | 4841.7028 | 4712.1363 | 4791.9152 | 4805.4245
12774 | 4817 | 4841.6327 | 4712.0864 | 4791.7792 | 4805.3859 | [8 empty] | 4821.681 | 4817 | 4841.6327 | 4712.0864 | 4791.7792 | 4805.3859
12775 | 4816 | 4841.6257 | 4712.0221 | 4791.5699 | 4805.1764 | [8 empty] | 4821.5941 | 4816 | 4841.6257 | 4712.0221 | 4791.5699 | 4805.1764
12776 | 4816 | 4841.525 | 4711.6931 | 4791.37 | 4805.0458 | [8 empty] | 4821.5708 | 4816 | 4841.525 | 4711.6931 | 4791.37 | 4805.0458
12777 | 4816 | 4841.3721 | 4711.6405 | 4791.3219 | 4804.9883 | [8 empty] | 4821.514 | 4816 | 4841.3721 | 4711.6405 | 4791.3219 | 4804.9883
12778 | 4816 | 4841.3418 | 4711.5107 | 4791.2872 | 4804.9348 | [8 empty] | 4821.4809 | 4816 | 4841.3418 | 4711.5107 | 4791.2872 | 4804.9348
12779 | 4816 | 4841.3074 | 4711.4294 | 4791.1981 | 4804.7873 | [8 empty] | 4821.4623 | 4816 | 4841.3074 | 4711.4294 | 4791.1981 | 4804.7873
12780 | 4816 | 4841.134 | 4711.3729 | 4791.1693 | 4804.6267 | [8 empty] | 4821.274 | 4816 | 4841.134 | 4711.3729 | 4791.1693 | 4804.6267
12781 | 4816 | 4840.9909 | 4711.3474 | 4790.9435 | 4804.4818 | [8 empty] | 4820.9884 | 4816 | 4840.9909 | 4711.3474 | 4790.9435 | 4804.4818
12782 | 4816 | 4840.9287 | 4711.3168 | 4790.8195 | 4804.4816 | [8 empty] | 4820.9188 | 4816 | 4840.9287 | 4711.3168 | 4790.8195 | 4804.4816
12783 | 4815 | 4840.4635 | 4711.2673 | 4790.3387 | 4804.0666 | [8 empty] | 4820.8294 | 4815 | 4840.4635 | 4711.2673 | 4790.3387 | 4804.0666
12784 | 4815 | 4840.4073 | 4711.2626 | 4790.2412 | 4803.9849 | [8 empty] | 4820.7953 | 4815 | 4840.4073 | 4711.2626 | 4790.2412 | 4803.9849
12785 | 4815 | 4840.3564 | 4711.1093 | 4790.0926 | 4803.9689 | [8 empty] | 4820.7761 | 4815 | 4840.3564 | 4711.1093 | 4790.0926 | 4803.9689
12786 | 4815 | 4840.3292 | 4710.9792 | 4789.9122 | 4803.76 | [8 empty] | 4820.7572 | 4815 | 4840.3292 | 4710.9792 | 4789.9122 | 4803.76
12787 | 4815 | 4840.2383 | 4710.9402 | 4789.6787 | 4803.7456 | [8 empty] | 4820.7194 | 4815 | 4840.2383 | 4710.9402 | 4789.6787 | 4803.7456
12788 | 4815 | 4840.2184 | 4710.7278 | 4789.6607 | 4803.6845 | [8 empty] | 4820.6615 | 4815 | 4840.2184 | 4710.7278 | 4789.6607 | 4803.6845
12789 | 4815 | 4840.1371 | 4710.6273 | 4789.6499 | 4803.5429 | [8 empty] | 4820.6595 | 4815 | 4840.1371 | 4710.6273 | 4789.6499 | 4803.5429
12790 | 4815 | 4840.1148 | 4710.3741 | 4789.6363 | 4803.5229 | [8 empty] | 4820.3736 | 4815 | 4840.1148 | 4710.3741 | 4789.6363 | 4803.5229
12791 | 4815 | 4840.0087 | 4710.3483 | 4789.5942 | 4803.4024 | [8 empty] | 4819.9958 | 4815 | 4840.0087 | 4710.3483 | 4789.5942 | 4803.4024
12792 | 4815 | 4839.9367 | 4710.2387 | 4789.5361 | 4803.0782 | [8 empty] | 4819.7213 | 4815 | 4839.9367 | 4710.2387 | 4789.5361 | 4803.0782
12793 | 4815 | 4839.8683 | 4710.1328 | 4789.5053 | 4803.022 | [8 empty] | 4819.3828 | 4815 | 4839.8683 | 4710.1328 | 4789.5053 | 4803.022
12794 | 4814 | 4839.8208 | 4709.979 | 4789.3281 | 4802.9574 | [8 empty] | 4819.3762 | 4814 | 4839.8208 | 4709.979 | 4789.3281 | 4802.9574
12795 | 4814 | 4839.7335 | 4709.9132 | 4789.1215 | 4802.9211 | [8 empty] | 4819.3309 | 4814 | 4839.7335 | 4709.9132 | 4789.1215 | 4802.9211
12796 | 4814 | 4839.6468 | 4709.8567 | 4788.9289 | 4802.6523 | [8 empty] | 4819.3255 | 4814 | 4839.6468 | 4709.8567 | 4788.9289 | 4802.6523
12797 | 4814 | 4839.5867 | 4709.6646 | 4788.771 | 4802.5394 | [8 empty] | 4819.2588 | 4814 | 4839.5867 | 4709.6646 | 4788.771 | 4802.5394
12798 | 4814 | 4839.5865 | 4709.5871 | 4788.4278 | 4802.1509 | [8 empty] | 4819.2333 | 4814 | 4839.5865 | 4709.5871 | 4788.4278 | 4802.1509
12799 | 4814 | 4839.5412 | 4709.4234 | 4788.3721 | 4801.9791 | [8 empty] | 4819.0104 | 4814 | 4839.5412 | 4709.4234 | 4788.3721 | 4801.9791
12800 | 4814 | 4839.4799 | 4709.4155 | 4788.3662 | 4801.9651 | [8 empty] | 4818.9032 | 4814 | 4839.4799 | 4709.4155 | 4788.3662 | 4801.9651
12801 | 4814 | 4839.2566 | 4709.3284 | 4788.0361 | 4801.9622 | [8 empty] | 4818.8815 | 4814 | 4839.2566 | 4709.3284 | 4788.0361 | 4801.9622
12802 | 4814 | 4839.1628 | 4709.3251 | 4787.9704 | 4801.9084 | [8 empty] | 4818.7512 | 4814 | 4839.1628 | 4709.3251 | 4787.9704 | 4801.9084
12803 | 4814 | 4839.1319 | 4709.2958 | 4787.9235 | 4801.6191 | [8 empty] | 4818.7341 | 4814 | 4839.1319 | 4709.2958 | 4787.9235 | 4801.6191
12804 | 4813 | 4839.0627 | 4709.2502 | 4787.8038 | 4801.5861 | [8 empty] | 4818.6878 | 4813 | 4839.0627 | 4709.2502 | 4787.8038 | 4801.5861
12805 | 4813 | 4838.9543 | 4709.2255 | 4787.7518 | 4801.2727 | [8 empty] | 4818.6766 | 4813 | 4838.9543 | 4709.2255 | 4787.7518 | 4801.2727
12806 | 4813 | 4838.8735 | 4709.1858 | 4787.5825 | 4801.0688 | [8 empty] | 4818.597 | 4813 | 4838.8735 | 4709.1858 | 4787.5825 | 4801.0688
12807 | 4813 | 4838.5236 | 4709.1803 | 4787.243 | 4801.0463 | [8 empty] | 4818.4987 | 4813 | 4838.5236 | 4709.1803 | 4787.243 | 4801.0463
12808 | 4813 | 4838.4611 | 4709.1423 | 4787.0402 | 4801.0407 | [8 empty] | 4818.4903 | 4813 | 4838.4611 | 4709.1423 | 4787.0402 | 4801.0407
12809 | 4813 | 4838.4052 | 4709.0727 | 4786.834 | 4800.9635 | [8 empty] | 4818.4599 | 4813 | 4838.4052 | 4709.0727 | 4786.834 | 4800.9635
12810 | 4813 | 4838.3631 | 4708.9654 | 4786.8273 | 4800.872 | [8 empty] | 4818.3671 | 4813 | 4838.3631 | 4708.9654 | 4786.8273 | 4800.872
12811 | 4813 | 4838.2775 | 4708.9152 | 4786.7694 | 4800.7823 | [8 empty] | 4818.3538 | 4813 | 4838.2775 | 4708.9152 | 4786.7694 | 4800.7823
12812 | 4812 | 4838.1487 | 4708.79 | 4786.6099 | 4800.7331 | [8 empty] | 4818.2106 | 4812 | 4838.1487 | 4708.79 | 4786.6099 | 4800.7331
12813 | 4812 | 4838.0481 | 4708.3849 | 4786.5746 | 4800.6964 | [8 empty] | 4818.1574 | 4812 | 4838.0481 | 4708.3849 | 4786.5746 | 4800.6964
12814 | 4812 | 4838.0333 | 4707.899 | 4786.4978 | 4800.6866 | [8 empty] | 4817.8146 | 4812 | 4838.0333 | 4707.899 | 4786.4978 | 4800.6866
12815 | 4812 | 4837.5642 | 4707.8707 | 4786.4611 | 4800.6495 | [8 empty] | 4817.7431 | 4812 | 4837.5642 | 4707.8707 | 4786.4611 | 4800.6495
12816 | 4812 | 4837.5572 | 4707.7716 | 4786.3252 | 4800.6134 | [8 empty] | 4817.7405 | 4812 | 4837.5572 | 4707.7716 | 4786.3252 | 4800.6134
12817 | 4812 | 4837.4973 | 4707.6959 | 4786.3182 | 4800.3829 | [8 empty] | 4817.5732 | 4812 | 4837.4973 | 4707.6959 | 4786.3182 | 4800.3829
12818 | 4812 | 4837.4858 | 4707.4932 | 4786.2511 | 4799.6753 | [8 empty] | 4817.4542 | 4812 | 4837.4858 | 4707.4932 | 4786.2511 | 4799.6753
12819 | 4812 | 4837.3933 | 4707.3838 | 4786.1857 | 4799.5184 | [8 empty] | 4817.3756 | 4812 | 4837.3933 | 4707.3838 | 4786.1857 | 4799.5184
12820 | 4812 | 4836.9185 | 4706.6415 | 4786.0962 | 4799.3349 | [8 empty] | 4817.2467 | 4812 | 4836.9185 | 4706.6415 | 4786.0962 | 4799.3349
12821 | 4812 | 4836.8863 | 4706.5657 | 4786.033 | 4799.181 | [8 empty] | 4817.1712 | 4812 | 4836.8863 | 4706.5657 | 4786.033 | 4799.181
12822 | 4812 | 4836.6437 | 4706.0917 | 4785.9894 | 4799.1546 | [8 empty] | 4817.0703 | 4812 | 4836.6437 | 4706.0917 | 4785.9894 | 4799.1546
12823 | 4811 | 4836.5294 | 4706.0594 | 4785.8965 | 4799.1284 | [8 empty] | 4816.9543 | 4811 | 4836.5294 | 4706.0594 | 4785.8965 | 4799.1284
12824 | 4811 | 4836.4034 | 4705.9307 | 4785.8008 | 4798.9855 | [8 empty] | 4816.8823 | 4811 | 4836.4034 | 4705.9307 | 4785.8008 | 4798.9855
12825 | 4811 | 4836.3505 | 4705.9127 | 4785.7516 | 4798.8654 | [8 empty] | 4816.7407 | 4811 | 4836.3505 | 4705.9127 | 4785.7516 | 4798.8654
12826 | 4811 | 4836.2885 | 4705.8674 | 4785.7049 | 4798.7301 | [8 empty] | 4816.5036 | 4811 | 4836.2885 | 4705.8674 | 4785.7049 | 4798.7301
12827 | 4811 | 4836.2072 | 4705.6958 | 4785.6908 | 4798.6654 | [8 empty] | 4816.445 | 4811 | 4836.2072 | 4705.6958 | 4785.6908 | 4798.6654
12828 | 4811 | 4836.1695 | 4705.624 | 4785.6447 | 4798.624 | [8 empty] | 4816.2555 | 4811 | 4836.1695 | 4705.624 | 4785.6447 | 4798.624
12829 | 4811 | 4835.6419 | 4705.5148 | 4785.4634 | 4798.3058 | [8 empty] | 4815.9153 | 4811 | 4835.6419 | 4705.5148 | 4785.4634 | 4798.3058
12830 | 4811 | 4835.3629 | 4705.4034 | 4785.1655 | 4797.9391 | [8 empty] | 4815.9146 | 4811 | 4835.3629 | 4705.4034 | 4785.1655 | 4797.9391
12831 | 4811 | 4835.3375 | 4705.3998 | 4784.9371 | 4797.7169 | [8 empty] | 4815.8455 | 4811 | 4835.3375 | 4705.3998 | 4784.9371 | 4797.7169
12832 | 4811 | 4835.0894 | 4705.2902 | 4784.6172 | 4797.6679 | [8 empty] | 4815.3984 | 4811 | 4835.0894 | 4705.2902 | 4784.6172 | 4797.6679
12833 | 4811 | 4834.9879 | 4705.2691 | 4784.5883 | 4797.6594 | [8 empty] | 4815.2717 | 4811 | 4834.9879 | 4705.2691 | 4784.5883 | 4797.6594
12834 | 4810 | 4834.9769 | 4705.2648 | 4784.5852 | 4797.616 | [8 empty] | 4814.9812 | 4810 | 4834.9769 | 4705.2648 | 4784.5852 | 4797.616
12835 | 4810 | 4834.8845 | 4704.8266 | 4784.3449 | 4797.4251 | [8 empty] | 4814.9795 | 4810 | 4834.8845 | 4704.8266 | 4784.3449 | 4797.4251
12836 | 4810 | 4834.6711 | 4704.8102 | 4784.2732 | 4797.3034 | [8 empty] | 4814.9092 | 4810 | 4834.6711 | 4704.8102 | 4784.2732 | 4797.3034
12837 | 4810 | 4834.352 | 4704.4991 | 4784.0056 | 4797.1199 | [8 empty] | 4814.8748 | 4810 | 4834.352 | 4704.4991 | 4784.0056 | 4797.1199
12838 | 4810 | 4834.1495 | 4704.3187 | 4783.9382 | 4797.0276 | [8 empty] | 4814.783 | 4810 | 4834.1495 | 4704.3187 | 4783.9382 | 4797.0276
12839 | 4810 | 4834.1353 | 4704.0183 | 4783.9237 | 4796.8595 | [8 empty] | 4814.7171 | 4810 | 4834.1353 | 4704.0183 | 4783.9237 | 4796.8595
12840 | 4810 | 4834.0677 | 4703.9794 | 4783.5869 | 4796.7404 | [8 empty] | 4814.6995 | 4810 | 4834.0677 | 4703.9794 | 4783.5869 | 4796.7404
12841 | 4810 | 4834.0494 | 4703.9226 | 4783.5618 | 4796.7032 | [8 empty] | 4814.6572 | 4810 | 4834.0494 | 4703.9226 | 4783.5618 | 4796.7032
12842 | 4810 | 4834.0278 | 4703.8707 | 4783.4516 | 4796.6985 | [8 empty] | 4814.4882 | 4810 | 4834.0278 | 4703.8707 | 4783.4516 | 4796.6985
12843 | 4809 | 4833.9724 | 4703.8581 | 4783.432 | 4796.5697 | [8 empty] | 4814.4416 | 4809 | 4833.9724 | 4703.8581 | 4783.432 | 4796.5697
12844 | 4809 | 4833.8441 | 4703.7462 | 4783.4299 | 4796.5216 | [8 empty] | 4814.421 | 4809 | 4833.8441 | 4703.7462 | 4783.4299 | 4796.5216
12845 | 4809 | 4833.8357 | 4703.7447 | 4783.292 | 4796.2654 | [8 empty] | 4814.3081 | 4809 | 4833.8357 | 4703.7447 | 4783.292 | 4796.2654
12846 | 4809 | 4833.8159 | 4703.5483 | 4782.9346 | 4796.0897 | [8 empty] | 4814.2578 | 4809 | 4833.8159 | 4703.5483 | 4782.9346 | 4796.0897
12847 | 4809 | 4833.7215 | 4703.506 | 4782.6505 | 4795.9993 | [8 empty] | 4814.0618 | 4809 | 4833.7215 | 4703.506 | 4782.6505 | 4795.9993
12848 | 4809 | 4833.7003 | 4703.4924 | 4782.4685 | 4795.7919 | [8 empty] | 4813.7822 | 4809 | 4833.7003 | 4703.4924 | 4782.4685 | 4795.7919
12849 | 4809 | 4833.6831 | 4703.4456 | 4782.3762 | 4795.5614 | [8 empty] | 4813.7681 | 4809 | 4833.6831 | 4703.4456 | 4782.3762 | 4795.5614
12850 | 4808 | 4833.4963 | 4703.3752 | 4782.3252 | 4795.5011 | [8 empty] | 4813.7272 | 4808 | 4833.4963 | 4703.3752 | 4782.3252 | 4795.5011
12851 | 4808 | 4833.294 | 4703.3488 | 4782.208 | 4795.419 | [8 empty] | 4813.6953 | 4808 | 4833.294 | 4703.3488 | 4782.208 | 4795.419
12852 | 4808 | 4833.2304 | 4703.3261 | 4781.9645 | 4795.2776 | [8 empty] | 4813.6539 | 4808 | 4833.2304 | 4703.3261 | 4781.9645 | 4795.2776
12853 | 4808 | 4833.0371 | 4703.209 | 4781.963 | 4795.136 | [8 empty] | 4813.5188 | 4808 | 4833.0371 | 4703.209 | 4781.963 | 4795.136
12854 | 4808 | 4833.0343 | 4703.183 | 4781.9412 | 4794.9237 | [8 empty] | 4813.3145 | 4808 | 4833.0343 | 4703.183 | 4781.9412 | 4794.9237
12855 | 4808 | 4832.8145 | 4703.1431 | 4781.8433 | 4794.9168 | [8 empty] | 4813.2755 | 4808 | 4832.8145 | 4703.1431 | 4781.8433 | 4794.9168
12856 | 4808 | 4832.5508 | 4702.8218 | 4781.6632 | 4794.9129 | [8 empty] | 4813.2698 | 4808 | 4832.5508 | 4702.8218 | 4781.6632 | 4794.9129
12857 | 4808 | 4832.531 | 4702.7894 | 4781.5672 | 4794.8176 | [8 empty] | 4813.202 | 4808 | 4832.531 | 4702.7894 | 4781.5672 | 4794.8176
12858 | 4808 | 4832.5224 | 4702.7174 | 4781.2165 | 4794.7253 | [8 empty] | 4813.1675 | 4808 | 4832.5224 | 4702.7174 | 4781.2165 | 4794.7253
12859 | 4808 | 4832.4352 | 4702.7164 | 4781.125 | 4794.524 | [8 empty] | 4813.1073 | 4808 | 4832.4352 | 4702.7164 | 4781.125 | 4794.524
12860 | 4808 | 4832.3979 | 4702.7029 | 4780.9766 | 4794.4346 | [8 empty] | 4813.1063 | 4808 | 4832.3979 | 4702.7029 | 4780.9766 | 4794.4346
12861 | 4808 | 4832.3811 | 4702.4916 | 4780.8983 | 4794.3049 | [8 empty] | 4813.0405 | 4808 | 4832.3811 | 4702.4916 | 4780.8983 | 4794.3049
12862 | 4808 | 4831.7825 | 4702.4552 | 4780.5458 | 4794.2777 | [8 empty] | 4812.951 | 4808 | 4831.7825 | 4702.4552 | 4780.5458 | 4794.2777
12863 | 4808 | 4831.6989 | 4702.4098 | 4780.5381 | 4793.8507 | [8 empty] | 4812.9437 | 4808 | 4831.6989 | 4702.4098 | 4780.5381 | 4793.8507
12864 | 4807 | 4831.6982 | 4702.2568 | 4780.3674 | 4793.752 | [8 empty] | 4812.8898 | 4807 | 4831.6982 | 4702.2568 | 4780.3674 | 4793.752
12865 | 4807 | 4831.6593 | 4702.2124 | 4780.2905 | 4793.7167 | [8 empty] | 4812.8806 | 4807 | 4831.6593 | 4702.2124 | 4780.2905 | 4793.7167
12866 | 4807 | 4831.6002 | 4702.0455 | 4780.2892 | 4793.6495 | [8 empty] | 4812.4645 | 4807 | 4831.6002 | 4702.0455 | 4780.2892 | 4793.6495
12867 | 4807 | 4831.5505 | 4701.7138 | 4780.2232 | 4793.5526 | [8 empty] | 4812.2857 | 4807 | 4831.5505 | 4701.7138 | 4780.2232 | 4793.5526
12868 | 4807 | 4831.0093 | 4701.4597 | 4780.1349 | 4793.2718 | [8 empty] | 4812.0207 | 4807 | 4831.0093 | 4701.4597 | 4780.1349 | 4793.2718
12869 | 4807 | 4830.655 | 4701.342 | 4780.1123 | 4793.184 | [8 empty] | 4812.0137 | 4807 | 4830.655 | 4701.342 | 4780.1123 | 4793.184
12870 | 4807 | 4830.3409 | 4701.274 | 4779.9239 | 4793.1682 | [8 empty] | 4811.9049 | 4807 | 4830.3409 | 4701.274 | 4779.9239 | 4793.1682
12871 | 4807 | 4830.3394 | 4700.7215 | 4779.8585 | 4792.9079 | [8 empty] | 4811.8187 | 4807 | 4830.3394 | 4700.7215 | 4779.8585 | 4792.9079
12872 | 4807 | 4830.3056 | 4700.6528 | 4779.755 | 4792.9053 | [8 empty] | 4811.6 | 4807 | 4830.3056 | 4700.6528 | 4779.755 | 4792.9053
12873 | 4807 | 4829.7288 | 4700.5718 | 4779.5247 | 4792.8278 | [8 empty] | 4811.3776 | 4807 | 4829.7288 | 4700.5718 | 4779.5247 | 4792.8278
12874 | 4807 | 4829.7153 | 4700.5332 | 4779.5034 | 4792.5869 | [8 empty] | 4811.2921 | 4807 | 4829.7153 | 4700.5332 | 4779.5034 | 4792.5869
12875 | 4807 | 4829.6413 | 4700.289 | 4779.491 | 4792.5524 | [8 empty] | 4811.2607 | 4807 | 4829.6413 | 4700.289 | 4779.491 | 4792.5524
12876 | 4807 | 4829.5893 | 4700.2288 | 4779.4392 | 4792.5262 | [8 empty] | 4811.1681 | 4807 | 4829.5893 | 4700.2288 | 4779.4392 | 4792.5262
12877 | 4807 | 4829.1758 | 4700.1629 | 4779.3975 | 4792.4753 | [8 empty] | 4811.1421 | 4807 | 4829.1758 | 4700.1629 | 4779.3975 | 4792.4753
12878 | 4806 | 4829.1487 | 4700.1457 | 4779.2325 | 4792.436 | [8 empty] | 4811.0137 | 4806 | 4829.1487 | 4700.1457 | 4779.2325 | 4792.436
12879 | 4806 | 4829.0318 | 4700.0106 | 4779.224 | 4792.2848 | [8 empty] | 4811.0022 | 4806 | 4829.0318 | 4700.0106 | 4779.224 | 4792.2848
12880 | 4806 | 4828.3522 | 4699.8344 | 4779.1273 | 4792.1722 | [8 empty] | 4810.9439 | 4806 | 4828.3522 | 4699.8344 | 4779.1273 | 4792.1722
12881 | 4806 | 4828.3361 | 4699.8247 | 4779.0769 | 4792.0982 | [8 empty] | 4810.8906 | 4806 | 4828.3361 | 4699.8247 | 4779.0769 | 4792.0982
12882 | 4806 | 4828.2581 | 4699.7574 | 4778.9666 | 4791.5951 | [8 empty] | 4810.8016 | 4806 | 4828.2581 | 4699.7574 | 4778.9666 | 4791.5951
12883 | 4806 | 4828.2356 | 4699.6729 | 4778.9227 | 4791.4524 | [8 empty] | 4810.644 | 4806 | 4828.2356 | 4699.6729 | 4778.9227 | 4791.4524
12884 | 4806 | 4828.1702 | 4699.6432 | 4778.9113 | 4791.3381 | [8 empty] | 4810.6275 | 4806 | 4828.1702 | 4699.6432 | 4778.9113 | 4791.3381
12885 | 4806 | 4828.1527 | 4699.6131 | 4778.5189 | 4791.1801 | [8 empty] | 4810.6136 | 4806 | 4828.1527 | 4699.6131 | 4778.5189 | 4791.1801
12886 | 4806 | 4828.1189 | 4699.6021 | 4778.4695 | 4791.1447 | [8 empty] | 4810.4458 | 4806 | 4828.1189 | 4699.6021 | 4778.4695 | 4791.1447
12887 | 4806 | 4828.0908 | 4699.5771 | 4778.1248 | 4791.033 | [8 empty] | 4810.3913 | 4806 | 4828.0908 | 4699.5771 | 4778.1248 | 4791.033
12888 | 4806 | 4828.0813 | 4699.5192 | 4777.7685 | 4790.8249 | [8 empty] | 4810.3906 | 4806 | 4828.0813 | 4699.5192 | 4777.7685 | 4790.8249
12889 | 4806 | 4828.0408 | 4699.226 | 4777.6844 | 4790.7306 | [8 empty] | 4810.3671 | 4806 | 4828.0408 | 4699.226 | 4777.6844 | 4790.7306
12890 | 4806 | 4827.9644 | 4699.216 | 4777.6745 | 4790.6086 | [8 empty] | 4810.3215 | 4806 | 4827.9644 | 4699.216 | 4777.6745 | 4790.6086
12891 | 4805 | 4827.8772 | 4699.1412 | 4777.4199 | 4790.49 | [8 empty] | 4810.1639 | 4805 | 4827.8772 | 4699.1412 | 4777.4199 | 4790.49
12892 | 4805 | 4827.7735 | 4699.0686 | 4777.3358 | 4790.2617 | [8 empty] | 4809.8016 | 4805 | 4827.7735 | 4699.0686 | 4777.3358 | 4790.2617
12893 | 4805 | 4827.7539 | 4698.903 | 4776.4066 | 4790.2329 | [8 empty] | 4809.2827 | 4805 | 4827.7539 | 4698.903 | 4776.4066 | 4790.2329
12894 | 4805 | 4827.6686 | 4698.8238 | 4776.3895 | 4790.1871 | [8 empty] | 4808.9565 | 4805 | 4827.6686 | 4698.8238 | 4776.3895 | 4790.1871
12895 | 4805 | 4827.5634 | 4698.1358 | 4776.3182 | 4790.0913 | [8 empty] | 4808.8575 | 4805 | 4827.5634 | 4698.1358 | 4776.3182 | 4790.0913
12896 | 4805 | 4827.4887 | 4698.0108 | 4776.2489 | 4789.5293 | [8 empty] | 4808.8038 | 4805 | 4827.4887 | 4698.0108 | 4776.2489 | 4789.5293
12897 | 4805 | 4827.1963 | 4698.0058 | 4776.1752 | 4789.4778 | [8 empty] | 4808.63 | 4805 | 4827.1963 | 4698.0058 | 4776.1752 | 4789.4778
12898 | 4805 | 4827.1261 | 4697.8369 | 4776.1287 | 4789.4738 | [8 empty] | 4808.5256 | 4805 | 4827.1261 | 4697.8369 | 4776.1287 | 4789.4738
12899 | 4805 | 4827.0543 | 4697.7746 | 4775.9494 | 4789.4145 | [8 empty] | 4808.2567 | 4805 | 4827.0543 | 4697.7746 | 4775.9494 | 4789.4145
12900 | 4805 | 4827.0166 | 4697.4777 | 4775.858 | 4789.3721 | [8 empty] | 4808.1817 | 4805 | 4827.0166 | 4697.4777 | 4775.858 | 4789.3721
12901 | 4805 | 4826.8708 | 4697.3406 | 4775.8158 | 4789.296 | [8 empty] | 4808.149 | 4805 | 4826.8708 | 4697.3406 | 4775.8158 | 4789.296
12902 | 4805 | 4826.868 | 4697.0826 | 4775.7517 | 4789.1741 | [8 empty] | 4808.1158 | 4805 | 4826.868 | 4697.0826 | 4775.7517 | 4789.1741
12903 | 4805 | 4826.8447 | 4696.7857 | 4775.7476 | 4788.9027 | [8 empty] | 4807.9274 | 4805 | 4826.8447 | 4696.7857 | 4775.7476 | 4788.9027
12904 | 4805 | 4826.8256 | 4696.701 | 4775.1512 | 4788.6376 | [8 empty] | 4807.8802 | 4805 | 4826.8256 | 4696.701 | 4775.1512 | 4788.6376
12905 | 4805 | 4826.74 | 4696.6509 | 4775.0869 | 4788.3732 | [8 empty] | 4807.7806 | 4805 | 4826.74 | 4696.6509 | 4775.0869 | 4788.3732
12906 | 4805 | 4826.6931 | 4696.5613 | 4775.0596 | 4788.2702 | [8 empty] | 4807.754 | 4805 | 4826.6931 | 4696.5613 | 4775.0596 | 4788.2702
12907 | 4804 | 4826.5375 | 4696.3644 | 4775.0359 | 4788.1624 | [8 empty] | 4807.7271 | 4804 | 4826.5375 | 4696.3644 | 4775.0359 | 4788.1624
12908 | 4804 | 4826.5139 | 4696.3221 | 4775.0029 | 4787.7678 | [8 empty] | 4807.6214 | 4804 | 4826.5139 | 4696.3221 | 4775.0029 | 4787.7678
12909 | 4804 | 4826.4932 | 4696.1936 | 4774.9728 | 4787.6774 | [8 empty] | 4807.5673 | 4804 | 4826.4932 | 4696.1936 | 4774.9728 | 4787.6774
12910 | 4804 | 4826.4566 | 4696.1833 | 4774.7512 | 4787.5547 | [8 empty] | 4807.3285 | 4804 | 4826.4566 | 4696.1833 | 4774.7512 | 4787.5547
12911 | 4804 | 4826.4506 | 4696.1044 | 4774.5425 | 4787.4873 | [8 empty] | 4807.1507 | 4804 | 4826.4506 | 4696.1044 | 4774.5425 | 4787.4873
12912 | 4804 | 4826.3768 | 4696.0276 | 4774.5197 | 4787.1537 | [8 empty] | 4807.13 | 4804 | 4826.3768 | 4696.0276 | 4774.5197 | 4787.1537
12913 | 4804 | 4826.2072 | 4696.0035 | 4774.5014 | 4787.014 | [8 empty] | 4807.1091 | 4804 | 4826.2072 | 4696.0035 | 4774.5014 | 4787.014
12914 | 4804 | 4826.1928 | 4695.9824 | 4774.3706 | 4786.5591 | [8 empty] | 4806.826 | 4804 | 4826.1928 | 4695.9824 | 4774.3706 | 4786.5591
12915 | 4804 | 4826.1712 | 4695.9481 | 4774.1964 | 4786.4458 | [8 empty] | 4806.7901 | 4804 | 4826.1712 | 4695.9481 | 4774.1964 | 4786.4458
12916 | 4804 | 4826.0389 | 4695.9381 | 4774.186 | 4786.3662 | [8 empty] | 4806.7469 | 4804 | 4826.0389 | 4695.9381 | 4774.186 | 4786.3662
12917 | 4804 | 4826.023 | 4695.6711 | 4774.1546 | 4786.2043 | [8 empty] | 4806.7229 | 4804 | 4826.023 | 4695.6711 | 4774.1546 | 4786.2043
12918 | 4804 | 4825.9935 | 4695.5853 | 4774.0679 | 4786.0799 | [8 empty] | 4806.6639 | 4804 | 4825.9935 | 4695.5853 | 4774.0679 | 4786.0799
12919 | 4803 | 4825.871 | 4695.3494 | 4773.8638 | 4785.8 | [8 empty] | 4806.5041 | 4803 | 4825.871 | 4695.3494 | 4773.8638 | 4785.8
12920 | 4803 | 4825.6879 | 4695.0032 | 4773.6891 | 4785.7543 | [8 empty] | 4806.4045 | 4803 | 4825.6879 | 4695.0032 | 4773.6891 | 4785.7543
12921 | 4803 | 4825.5749 | 4694.9276 | 4773.6014 | 4785.6158 | [8 empty] | 4806.0571 | 4803 | 4825.5749 | 4694.9276 | 4773.6014 | 4785.6158
12922 | 4803 | 4825.537 | 4694.8887 | 4773.2418 | 4784.7693 | [8 empty] | 4806.0267 | 4803 | 4825.537 | 4694.8887 | 4773.2418 | 4784.7693
12923 | 4803 | 4825.4731 | 4694.8854 | 4773.217 | 4784.7025 | [8 empty] | 4806.0159 | 4803 | 4825.4731 | 4694.8854 | 4773.217 | 4784.7025
12924 | 4803 | 4825.3581 | 4694.8699 | 4773.0961 | 4784.5621 | [8 empty] | 4805.8121 | 4803 | 4825.3581 | 4694.8699 | 4773.0961 | 4784.5621
12925 | 4803 | 4825.3296 | 4694.6476 | 4773.0787 | 4784.5458 | [8 empty] | 4805.6098 | 4803 | 4825.3296 | 4694.6476 | 4773.0787 | 4784.5458
12926 | 4803 | 4825.0113 | 4694.6038 | 4773.0589 | 4784.5166 | [8 empty] | 4805.5754 | 4803 | 4825.0113 | 4694.6038 | 4773.0589 | 4784.5166
12927 | 4802 | 4824.8409 | 4694.2848 | 4772.7917 | 4784.5006 | [8 empty] | 4805.5704 | 4802 | 4824.8409 | 4694.2848 | 4772.7917 | 4784.5006
12928 | 4802 | 4824.7891 | 4694.2483 | 4772.6259 | 4784.279 | [8 empty] | 4805.5484 | 4802 | 4824.7891 | 4694.2483 | 4772.6259 | 4784.279
12929 | 4802 | 4824.6601 | 4694.2424 | 4772.5148 | 4784.1027 | [8 empty] | 4805.4967 | 4802 | 4824.6601 | 4694.2424 | 4772.5148 | 4784.1027
12930 | 4802 | 4824.6445 | 4694.1576 | 4772.4799 | 4784.0856 | [8 empty] | 4805.4892 | 4802 | 4824.6445 | 4694.1576 | 4772.4799 | 4784.0856
12931 | 4802 | 4824.6189 | 4694.1208 | 4772.3786 | 4783.6736 | [8 empty] | 4805.455 | 4802 | 4824.6189 | 4694.1208 | 4772.3786 | 4783.6736
12932 | 4802 | 4824.3999 | 4693.766 | 4771.8711 | 4783.6703 | [8 empty] | 4805.1785 | 4802 | 4824.3999 | 4693.766 | 4771.8711 | 4783.6703
12933 | 4801 | 4824.2659 | 4693.6708 | 4771.7693 | 4783.3182 | [8 empty] | 4805.0838 | 4801 | 4824.2659 | 4693.6708 | 4771.7693 | 4783.3182
12934 | 4801 | 4823.9434 | 4693.6523 | 4771.7161 | 4783.092 | [8 empty] | 4804.6713 | 4801 | 4823.9434 | 4693.6523 | 4771.7161 | 4783.092
12935 | 4801 | 4823.8801 | 4693.5961 | 4771.682 | 4782.6649 | [8 empty] | 4804.5322 | 4801 | 4823.8801 | 4693.5961 | 4771.682 | 4782.6649
12936 | 4801 | 4823.7319 | 4693.5049 | 4771.5387 | 4782.3454 | [8 empty] | 4804.4922 | 4801 | 4823.7319 | 4693.5049 | 4771.5387 | 4782.3454
12937 | 4801 | 4823.7211 | 4693.2947 | 4771.4671 | 4782.2346 | [8 empty] | 4804.4797 | 4801 | 4823.7211 | 4693.2947 | 4771.4671 | 4782.2346
12938 | 4801 | 4823.5774 | 4693.266 | 4771.4639 | 4781.9482 | [8 empty] | 4804.4679 | 4801 | 4823.5774 | 4693.266 | 4771.4639 | 4781.9482
12939 | 4801 | 4823.3695 | 4693.2306 | 4771.3078 | 4781.9135 | [8 empty] | 4804.421 | 4801 | 4823.3695 | 4693.2306 | 4771.3078 | 4781.9135
12940 | 4800 | 4823.2817 | 4693.0649 | 4771.1854 | 4781.7698 | [8 empty] | 4804.1099 | 4800 | 4823.2817 | 4693.0649 | 4771.1854 | 4781.7698
12941 | 4800 | 4823.1128 | 4692.9985 | 4771.1494 | 4781.7432 | [8 empty] | 4803.9344 | 4800 | 4823.1128 | 4692.9985 | 4771.1494 | 4781.7432
12942 | 4800 | 4823.0796 | 4692.6043 | 4771.1367 | 4781.3143 | [8 empty] | 4803.9258 | 4800 | 4823.0796 | 4692.6043 | 4771.1367 | 4781.3143
12943 | 4800 | 4823.0464 | 4692.5146 | 4770.9684 | 4781.2266 | [8 empty] | 4803.816 | 4800 | 4823.0464 | 4692.5146 | 4770.9684 | 4781.2266
12944 | 4800 | 4822.9097 | 4692.3753 | 4770.87 | 4780.9914 | [8 empty] | 4803.679 | 4800 | 4822.9097 | 4692.3753 | 4770.87 | 4780.9914
12945 | 4800 | 4822.8825 | 4692.2347 | 4770.6417 | 4780.6567 | [8 empty] | 4803.662 | 4800 | 4822.8825 | 4692.2347 | 4770.6417 | 4780.6567
12946 | 4800 | 4822.8044 | 4692.1959 | 4770.5161 | 4780.6051 | [8 empty] | 4803.6511 | 4800 | 4822.8044 | 4692.1959 | 4770.5161 | 4780.6051
12947 | 4799 | 4822.526 | 4692.1278 | 4770.4596 | 4780.5321 | [8 empty] | 4803.6099 | 4799 | 4822.526 | 4692.1278 | 4770.4596 | 4780.5321
12948 | 4799 | 4822.5085 | 4692.1201 | 4770.1392 | 4780.5201 | [8 empty] | 4803.205 | 4799 | 4822.5085 | 4692.1201 | 4770.1392 | 4780.5201
12949 | 4799 | 4822.4293 | 4691.9747 | 4770.0841 | 4780.3599 | [8 empty] | 4802.7179 | 4799 | 4822.4293 | 4691.9747 | 4770.0841 | 4780.3599
12950 | 4799 | 4822.4251 | 4691.7661 | 4770.0766 | 4779.8384 | [8 empty] | 4802.6475 | 4799 | 4822.4251 | 4691.7661 | 4770.0766 | 4779.8384
12951 | 4799 | 4822.2841 | 4691.4305 | 4770.021 | 4779.5873 | [8 empty] | 4802.3917 | 4799 | 4822.2841 | 4691.4305 | 4770.021 | 4779.5873
12952 | 4799 | 4822.2359 | 4690.9819 | 4769.9635 | 4779.5823 | [8 empty] | 4802.2618 | 4799 | 4822.2359 | 4690.9819 | 4769.9635 | 4779.5823
12953 | 4799 | 4822.2325 | 4690.9257 | 4769.911 | 4779.2938 | [8 empty] | 4802.1251 | 4799 | 4822.2325 | 4690.9257 | 4769.911 | 4779.2938
12954 | 4798 | 4822.1912 | 4690.7771 | 4769.9069 | 4778.982 | [8 empty] | 4802.0193 | 4798 | 4822.1912 | 4690.7771 | 4769.9069 | 4778.982
12955 | 4798 | 4822.103 | 4690.7628 | 4769.8534 | 4778.8441 | [8 empty] | 4801.9057 | 4798 | 4822.103 | 4690.7628 | 4769.8534 | 4778.8441
12956 | 4798 | 4821.9272 | 4690.6984 | 4769.5518 | 4778.8164 | [8 empty] | 4801.8988 | 4798 | 4821.9272 | 4690.6984 | 4769.5518 | 4778.8164
12957 | 4798 | 4821.7132 | 4690.2407 | 4769.5151 | 4778.445 | [8 empty] | 4801.7882 | 4798 | 4821.7132 | 4690.2407 | 4769.5151 | 4778.445
12958 | 4798 | 4821.5199 | 4689.9847 | 4769.5123 | 4778.3302 | [8 empty] | 4801.6522 | 4798 | 4821.5199 | 4689.9847 | 4769.5123 | 4778.3302
12959 | 4798 | 4821.5197 | 4689.854 | 4769.1576 | 4778.3069 | [8 empty] | 4801.6019 | 4798 | 4821.5197 | 4689.854 | 4769.1576 | 4778.3069
12960 | 4798 | 4821.4227 | 4689.7721 | 4769.0732 | 4778.2927 | [8 empty] | 4801.5186 | 4798 | 4821.4227 | 4689.7721 | 4769.0732 | 4778.2927
12961 | 4798 | 4821.3225 | 4689.6028 | 4768.9494 | 4778.043 | [8 empty] | 4801.4542 | 4798 | 4821.3225 | 4689.6028 | 4768.9494 | 4778.043
12962 | 4798 | 4820.8563 | 4689.4964 | 4768.8548 | 4777.8861 | [8 empty] | 4801.3529 | 4798 | 4820.8563 | 4689.4964 | 4768.8548 | 4777.8861
12963 | 4798 | 4820.8311 | 4689.3416 | 4768.7352 | 4777.8074 | [8 empty] | 4801.3136 | 4798 | 4820.8311 | 4689.3416 | 4768.7352 | 4777.8074
12964 | 4798 | 4820.6841 | 4689.2712 | 4768.6955 | 4777.5339 | [8 empty] | 4801.1953 | 4798 | 4820.6841 | 4689.2712 | 4768.6955 | 4777.5339
12965 | 4797 | 4820.5404 | 4689.2539 | 4768.6305 | 4777.4791 | [8 empty] | 4801.1748 | 4797 | 4820.5404 | 4689.2539 | 4768.6305 | 4777.4791
12966 | 4797 | 4820.477 | 4688.9324 | 4768.4595 | 4777.1747 | [8 empty] | 4800.936 | 4797 | 4820.477 | 4688.9324 | 4768.4595 | 4777.1747
12967 | 4797 | 4820.4733 | 4688.8049 | 4768.3151 | 4776.9461 | [8 empty] | 4800.6198 | 4797 | 4820.4733 | 4688.8049 | 4768.3151 | 4776.9461
12968 | 4797 | 4820.3908 | 4688.7871 | 4768.2222 | 4776.9286 | [8 empty] | 4800.5889 | 4797 | 4820.3908 | 4688.7871 | 4768.2222 | 4776.9286
12969 | 4797 | 4820.3388 | 4688.7748 | 4768.1787 | 4776.8272 | [8 empty] | 4800.5875 | 4797 | 4820.3388 | 4688.7748 | 4768.1787 | 4776.8272
12970 | 4797 | 4820.3239 | 4688.7685 | 4768.088 | 4776.8216 | [8 empty] | 4800.4848 | 4797 | 4820.3239 | 4688.7685 | 4768.088 | 4776.8216
12971 | 4797 | 4820.2928 | 4688.5419 | 4767.8884 | 4776.6734 | [8 empty] | 4800.4612 | 4797 | 4820.2928 | 4688.5419 | 4767.8884 | 4776.6734
12972 | 4797 | 4820.223 | 4688.4089 | 4767.8596 | 4776.6382 | [8 empty] | 4800.3966 | 4797 | 4820.223 | 4688.4089 | 4767.8596 | 4776.6382
12973 | 4796 | 4820.1923 | 4688.3678 | 4767.5082 | 4776.4337 | [8 empty] | 4800.1458 | 4796 | 4820.1923 | 4688.3678 | 4767.5082 | 4776.4337
12974 | 4796 | 4820.1905 | 4688.3157 | 4767.1324 | 4776.39 | [8 empty] | 4800.1419 | 4796 | 4820.1905 | 4688.3157 | 4767.1324 | 4776.39
12975 | 4796 | 4820.1391 | 4688.2296 | 4767.0876 | 4776.3237 | [8 empty] | 4800.1235 | 4796 | 4820.1391 | 4688.2296 | 4767.0876 | 4776.3237
12976 | 4796 | 4820.1301 | 4688.0929 | 4766.8873 | 4776.2559 | [8 empty] | 4800.0423 | 4796 | 4820.1301 | 4688.0929 | 4766.8873 | 4776.2559
12977 | 4796 | 4820.0739 | 4688.0843 | 4766.8637 | 4776.2442 | [8 empty] | 4799.9953 | 4796 | 4820.0739 | 4688.0843 | 4766.8637 | 4776.2442
12978 | 4796 | 4819.7292 | 4688.0762 | 4766.7121 | 4775.989 | [8 empty] | 4799.9642 | 4796 | 4819.7292 | 4688.0762 | 4766.7121 | 4775.989
12979 | 4796 | 4819.4917 | 4688.0379 | 4766.6241 | 4775.9344 | [8 empty] | 4799.9557 | 4796 | 4819.4917 | 4688.0379 | 4766.6241 | 4775.9344
12980 | 4796 | 4819.4352 | 4687.9252 | 4766.6154 | 4775.9156 | [8 empty] | 4799.9526 | 4796 | 4819.4352 | 4687.9252 | 4766.6154 | 4775.9156
12981 | 4796 | 4819.3913 | 4687.8781 | 4766.2876 | 4775.8292 | [8 empty] | 4799.9175 | 4796 | 4819.3913 | 4687.8781 | 4766.2876 | 4775.8292
12982 | 4796 | 4819.3261 | 4687.8473 | 4766.0799 | 4775.2687 | [8 empty] | 4799.6481 | 4796 | 4819.3261 | 4687.8473 | 4766.0799 | 4775.2687
12983 | 4795 | 4819.2744 | 4687.8365 | 4765.9726 | 4775.2233 | [8 empty] | 4799.4346 | 4795 | 4819.2744 | 4687.8365 | 4765.9726 | 4775.2233
12984 | 4795 | 4819.0888 | 4687.8292 | 4765.9382 | 4775.0214 | [8 empty] | 4799.4269 | 4795 | 4819.0888 | 4687.8292 | 4765.9382 | 4775.0214
12985 | 4795 | 4819.0363 | 4687.6183 | 4765.9276 | 4774.9232 | [8 empty] | 4799.304 | 4795 | 4819.0363 | 4687.6183 | 4765.9276 | 4774.9232
12986 | 4795 | 4818.9432 | 4687.4688 | 4765.75 | 4774.7859 | [8 empty] | 4799.1685 | 4795 | 4818.9432 | 4687.4688 | 4765.75 | 4774.7859
12987 | 4795 | 4818.5953 | 4687.4211 | 4765.7473 | 4774.7781 | [8 empty] | 4798.9917 | 4795 | 4818.5953 | 4687.4211 | 4765.7473 | 4774.7781
12988 | 4795 | 4818.4612 | 4686.8321 | 4765.7 | 4774.7359 | [8 empty] | 4798.9417 | 4795 | 4818.4612 | 4686.8321 | 4765.7 | 4774.7359
12989 | 4795 | 4818.448 | 4686.8167 | 4765.6032 | 4774.5188 | [8 empty] | 4798.9267 | 4795 | 4818.448 | 4686.8167 | 4765.6032 | 4774.5188
12990 | 4795 | 4818.3493 | 4686.7862 | 4765.546 | 4774.4396 | [8 empty] | 4798.8865 | 4795 | 4818.3493 | 4686.7862 | 4765.546 | 4774.4396
12991 | 4795 | 4818.2752 | 4686.6506 | 4765.531 | 4774.2693 | [8 empty] | 4798.8499 | 4795 | 4818.2752 | 4686.6506 | 4765.531 | 4774.2693
12992 | 4795 | 4818.0255 | 4686.6069 | 4765.4252 | 4774.1852 | [8 empty] | 4798.8388 | 4795 | 4818.0255 | 4686.6069 | 4765.4252 | 4774.1852
12993 | 4795 | 4817.9793 | 4686.5722 | 4765.4183 | 4774.095 | [8 empty] | 4798.7998 | 4795 | 4817.9793 | 4686.5722 | 4765.4183 | 4774.095
12994 | 4795 | 4817.9387 | 4686.5515 | 4765.3072 | 4774.0946 | [8 empty] | 4798.6758 | 4795 | 4817.9387 | 4686.5515 | 4765.3072 | 4774.0946
12995 | 4794 | 4817.8823 | 4686.4862 | 4765.1807 | 4774.0925 | [8 empty] | 4798.296 | 4794 | 4817.8823 | 4686.4862 | 4765.1807 | 4774.0925
12996 | 4794 | 4817.745 | 4686.45 | 4765.0884 | 4774.0271 | [8 empty] | 4798.2822 | 4794 | 4817.745 | 4686.45 | 4765.0884 | 4774.0271
12997 | 4794 | 4817.7039 | 4686.1107 | 4765.0858 | 4773.986 | [8 empty] | 4798.0711 | 4794 | 4817.7039 | 4686.1107 | 4765.0858 | 4773.986
12998 | 4794 | 4817.6807 | 4686.0675 | 4764.9805 | 4773.8916 | [8 empty] | 4797.8344 | 4794 | 4817.6807 | 4686.0675 | 4764.9805 | 4773.8916
12999 | 4794 | 4817.6545 | 4685.9829 | 4764.9066 | 4773.7447 | [8 empty] | 4797.7763 | 4794 | 4817.6545 | 4685.9829 | 4764.9066 | 4773.7447
13000 | 4794 | 4817.5887 | 4685.8382 | 4764.8062 | 4773.5987 | [8 empty] | 4797.2256 | 4794 | 4817.5887 | 4685.8382 | 4764.8062 | 4773.5987
13001 | 4794 | 4817.5815 | 4685.8295 | 4764.6719 | 4773.4436 | [8 empty] | 4797.1042 | 4794 | 4817.5815 | 4685.8295 | 4764.6719 | 4773.4436
13002 | 4794 | 4817.5384 | 4685.7666 | 4764.6521 | 4773.3009 | [8 empty] | 4797.1035 | 4794 | 4817.5384 | 4685.7666 | 4764.6521 | 4773.3009
13003 | 4793 | 4817.4758 | 4685.6911 | 4764.6395 | 4773.0101 | [8 empty] | 4797.0707 | 4793 | 4817.4758 | 4685.6911 | 4764.6395 | 4773.0101
13004 | 4793 | 4817.4664 | 4685.6508 | 4764.621 | 4772.7029 | [8 empty] | 4796.7369 | 4793 | 4817.4664 | 4685.6508 | 4764.621 | 4772.7029
13005 | 4793 | 4817.4144 | 4685.5642 | 4764.6093 | 4772.4819 | [8 empty] | 4796.5013 | 4793 | 4817.4144 | 4685.5642 | 4764.6093 | 4772.4819
13006 | 4793 | 4817.3477 | 4685.4926 | 4764.6032 | 4772.3603 | [8 empty] | 4796.3387 | 4793 | 4817.3477 | 4685.4926 | 4764.6032 | 4772.3603
13007 | 4793 | 4817.198 | 4685.2555 | 4764.5848 | 4772.2935 | [8 empty] | 4796.3211 | 4793 | 4817.198 | 4685.2555 | 4764.5848 | 4772.2935
13008 | 4793 | 4817.153 | 4685.079 | 4764.513 | 4771.9357 | [8 empty] | 4796.3132 | 4793 | 4817.153 | 4685.079 | 4764.513 | 4771.9357
13009 | 4793 | 4817.0842 | 4685.0387 | 4764.448 | 4771.7867 | [8 empty] | 4795.9925 | 4793 | 4817.0842 | 4685.0387 | 4764.448 | 4771.7867
13010 | 4793 | 4816.9181 | 4684.9189 | 4764.3029 | 4771.4056 | [8 empty] | 4795.5631 | 4793 | 4816.9181 | 4684.9189 | 4764.3029 | 4771.4056
13011 | 4793 | 4816.6267 | 4684.8226 | 4764.1218 | 4771.3282 | [8 empty] | 4795.2885 | 4793 | 4816.6267 | 4684.8226 | 4764.1218 | 4771.3282
13012 | 4792 | 4816.5318 | 4684.6592 | 4764.0325 | 4770.5774 | [8 empty] | 4795.2822 | 4792 | 4816.5318 | 4684.6592 | 4764.0325 | 4770.5774
13013 | 4792 | 4816.3464 | 4684.3711 | 4763.9825 | 4770.3081 | [8 empty] | 4795.0967 | 4792 | 4816.3464 | 4684.3711 | 4763.9825 | 4770.3081
13014 | 4792 | 4816.3303 | 4684.3686 | 4763.965 | 4770.2754 | [8 empty] | 4795.0138 | 4792 | 4816.3303 | 4684.3686 | 4763.965 | 4770.2754
13015 | 4792 | 4816.0167 | 4683.7115 | 4763.8287 | 4770.243 | [8 empty] | 4794.9961 | 4792 | 4816.0167 | 4683.7115 | 4763.8287 | 4770.243
13016 | 4792 | 4816.0069 | 4683.6016 | 4763.8191 | 4769.8402 | [8 empty] | 4794.9087 | 4792 | 4816.0069 | 4683.6016 | 4763.8191 | 4769.8402
13017 | 4792 | 4815.9372 | 4683.3842 | 4763.6459 | 4769.7697 | [8 empty] | 4794.7457 | 4792 | 4815.9372 | 4683.3842 | 4763.6459 | 4769.7697
13018 | 4792 | 4815.8464 | 4683.3 | 4763.6116 | 4769.5047 | [8 empty] | 4794.6813 | 4792 | 4815.8464 | 4683.3 | 4763.6116 | 4769.5047
13019 | 4792 | 4815.7681 | 4683.233 | 4763.6073 | 4769.2913 | [8 empty] | 4794.4395 | 4792 | 4815.7681 | 4683.233 | 4763.6073 | 4769.2913
13020 | 4792 | 4815.7456 | 4683.1421 | 4763.6049 | 4769.2734 | [8 empty] | 4794.4241 | 4792 | 4815.7456 | 4683.1421 | 4763.6049 | 4769.2734
13021 | 4792 | 4815.5418 | 4683.1114 | 4763.5741 | 4769.2254 | [8 empty] | 4794.3955 | 4792 | 4815.5418 | 4683.1114 | 4763.5741 | 4769.2254
13022 | 4792 | 4815.5187 | 4683.014 | 4763.4654 | 4769.0204 | [8 empty] | 4794.3342 | 4792 | 4815.5187 | 4683.014 | 4763.4654 | 4769.0204
13023 | 4791 | 4815.5002 | 4682.8842 | 4763.3871 | 4768.8732 | [8 empty] | 4794.0321 | 4791 | 4815.5002 | 4682.8842 | 4763.3871 | 4768.8732
13024 | 4791 | 4815.302 | 4682.7617 | 4763.2805 | 4768.5625 | [8 empty] | 4793.9545 | 4791 | 4815.302 | 4682.7617 | 4763.2805 | 4768.5625
13025 | 4791 | 4815.299 | 4682.3814 | 4763.1819 | 4768.0385 | [8 empty] | 4793.926 | 4791 | 4815.299 | 4682.3814 | 4763.1819 | 4768.0385
13026 | 4791 | 4815.1616 | 4682.275 | 4763.0785 | 4767.8197 | [8 empty] | 4793.8239 | 4791 | 4815.1616 | 4682.275 | 4763.0785 | 4767.8197
13027 | 4791 | 4815.1587 | 4682.0607 | 4762.976 | 4767.7888 | [8 empty] | 4793.791 | 4791 | 4815.1587 | 4682.0607 | 4762.976 | 4767.7888
13028 | 4791 | 4815.0357 | 4682.0189 | 4762.8369 | 4767.6929 | [8 empty] | 4793.7307 | 4791 | 4815.0357 | 4682.0189 | 4762.8369 | 4767.6929
13029 | 4791 | 4814.9961 | 4681.9551 | 4762.7948 | 4767.4434 | [8 empty] | 4793.4289 | 4791 | 4814.9961 | 4681.9551 | 4762.7948 | 4767.4434
13030 | 4791 | 4814.9823 | 4681.736 | 4762.586 | 4767.4158 | [8 empty] | 4793.4078 | 4791 | 4814.9823 | 4681.736 | 4762.586 | 4767.4158
13031 | 4791 | 4814.9228 | 4681.6797 | 4762.5415 | 4767.3258 | [8 empty] | 4793.0532 | 4791 | 4814.9228 | 4681.6797 | 4762.5415 | 4767.3258
13032 | 4791 | 4814.8197 | 4681.6388 | 4762.0968 | 4767.2486 | [8 empty] | 4792.9285 | 4791 | 4814.8197 | 4681.6388 | 4762.0968 | 4767.2486
13033 | 4790 | 4814.7748 | 4681.5289 | 4761.8935 | 4767.1714 | [8 empty] | 4792.9261 | 4790 | 4814.7748 | 4681.5289 | 4761.8935 | 4767.1714
13034 | 4790 | 4814.6218 | 4681.4647 | 4761.8681 | 4767.1608 | [8 empty] | 4792.8807 | 4790 | 4814.6218 | 4681.4647 | 4761.8681 | 4767.1608
13035 | 4790 | 4814.4602 | 4681.4469 | 4761.5617 | 4767.0718 | [8 empty] | 4792.8198 | 4790 | 4814.4602 | 4681.4469 | 4761.5617 | 4767.0718
13036 | 4790 | 4814.4079 | 4681.3255 | 4761.5547 | 4766.9657 | [8 empty] | 4792.7037 | 4790 | 4814.4079 | 4681.3255 | 4761.5547 | 4766.9657
13037 | 4790 | 4814.3451 | 4681.2985 | 4761.5105 | 4766.7618 | [8 empty] | 4792.4382 | 4790 | 4814.3451 | 4681.2985 | 4761.5105 | 4766.7618
13038 | 4789 | 4814.2917 | 4681.0446 | 4761.4701 | 4766.7095 | [8 empty] | 4792.2802 | 4789 | 4814.2917 | 4681.0446 | 4761.4701 | 4766.7095
13039 | 4789 | 4814.0862 | 4680.7351 | 4761.3686 | 4766.5127 | [8 empty] | 4792.213 | 4789 | 4814.0862 | 4680.7351 | 4761.3686 | 4766.5127
13040 | 4789 | 4814.0085 | 4680.7012 | 4761.2496 | 4766.4777 | [8 empty] | 4792.2122 | 4789 | 4814.0085 | 4680.7012 | 4761.2496 | 4766.4777
13041 | 4789 | 4813.9297 | 4680.5928 | 4761.2405 | 4766.4073 | [8 empty] | 4792.0908 | 4789 | 4813.9297 | 4680.5928 | 4761.2405 | 4766.4073
13042 | 4789 | 4813.7795 | 4680.5703 | 4761.2198 | 4766.3968 | [8 empty] | 4792.0853 | 4789 | 4813.7795 | 4680.5703 | 4761.2198 | 4766.3968
13043 | 4789 | 4813.6821 | 4680.4934 | 4761.1672 | 4766.2024 | [8 empty] | 4791.8451 | 4789 | 4813.6821 | 4680.4934 | 4761.1672 | 4766.2024
13044 | 4789 | 4813.6617 | 4680.2292 | 4761.0526 | 4766.1968 | [8 empty] | 4791.6954 | 4789 | 4813.6617 | 4680.2292 | 4761.0526 | 4766.1968
13045 | 4788 | 4813.4518 | 4680.2128 | 4761.0179 | 4766.1783 | [8 empty] | 4791.4845 | 4788 | 4813.4518 | 4680.2128 | 4761.0179 | 4766.1783
13046 | 4788 | 4813.4501 | 4680.2088 | 4761.015 | 4766.1714 | [8 empty] | 4791.3745 | 4788 | 4813.4501 | 4680.2088 | 4761.015 | 4766.1714
13047 | 4788 | 4813.349 | 4679.8249 | 4760.9745 | 4766.0782 | [8 empty] | 4791.3545 | 4788 | 4813.349 | 4679.8249 | 4760.9745 | 4766.0782
13048 | 4788 | 4813.2023 | 4679.8112 | 4760.3688 | 4766.0302 | [8 empty] | 4791.3539 | 4788 | 4813.2023 | 4679.8112 | 4760.3688 | 4766.0302
13049 | 4788 | 4813.0856 | 4679.6496 | 4760.3146 | 4765.9138 | [8 empty] | 4791.2348 | 4788 | 4813.0856 | 4679.6496 | 4760.3146 | 4765.9138
13050 | 4787 | 4813.0703 | 4679.5873 | 4760.3134 | 4765.7932 | [8 empty] | 4791.2251 | 4787 | 4813.0703 | 4679.5873 | 4760.3134 | 4765.7932
13051 | 4787 | 4813.0677 | 4679.5416 | 4760.2083 | 4765.7159 | [8 empty] | 4791.1305 | 4787 | 4813.0677 | 4679.5416 | 4760.2083 | 4765.7159
13052 | 4787 | 4812.6942 | 4679.2033 | 4759.8502 | 4765.4868 | [8 empty] | 4791.1081 | 4787 | 4812.6942 | 4679.2033 | 4759.8502 | 4765.4868
13053 | 4787 | 4812.5989 | 4679.1919 | 4759.8481 | 4765.334 | [8 empty] | 4791.0969 | 4787 | 4812.5989 | 4679.1919 | 4759.8481 | 4765.334
13054 | 4787 | 4812.5688 | 4679.0288 | 4759.6729 | 4765.0518 | [8 empty] | 4790.9212 | 4787 | 4812.5688 | 4679.0288 | 4759.6729 | 4765.0518
13055 | 4787 | 4812.5237 | 4678.9458 | 4759.6626 | 4764.8242 | [8 empty] | 4790.8382 | 4787 | 4812.5237 | 4678.9458 | 4759.6626 | 4764.8242
13056 | 4787 | 4812.4689 | 4678.9303 | 4759.5811 | 4764.792 | [8 empty] | 4790.8365 | 4787 | 4812.4689 | 4678.9303 | 4759.5811 | 4764.792
13057 | 4787 | 4812.4379 | 4678.7777 | 4759.5303 | 4764.5493 | [8 empty] | 4790.6737 | 4787 | 4812.4379 | 4678.7777 | 4759.5303 | 4764.5493
13058 | 4787 | 4812.2218 | 4678.702 | 4759.5265 | 4764.5381 | [8 empty] | 4790.558 | 4787 | 4812.2218 | 4678.702 | 4759.5265 | 4764.5381
13059 | 4787 | 4812.1888 | 4678.5619 | 4759.5072 | 4764.5144 | [8 empty] | 4790.5316 | 4787 | 4812.1888 | 4678.5619 | 4759.5072 | 4764.5144
13060 | 4787 | 4812.1408 | 4678.366 | 4759.367 | 4764.4756 | [8 empty] | 4790.5108 | 4787 | 4812.1408 | 4678.366 | 4759.367 | 4764.4756
13061 | 4787 | 4811.9514 | 4678.3393 | 4759.1964 | 4764.216 | [8 empty] | 4790.2553 | 4787 | 4811.9514 | 4678.3393 | 4759.1964 | 4764.216
13062 | 4787 | 4811.8593 | 4677.9612 | 4759.1361 | 4764.2064 | [8 empty] | 4790.0955 | 4787 | 4811.8593 | 4677.9612 | 4759.1361 | 4764.2064
13063 | 4786 | 4811.8046 | 4677.912 | 4759.1039 | 4763.9778 | [8 empty] | 4789.9924 | 4786 | 4811.8046 | 4677.912 | 4759.1039 | 4763.9778
13064 | 4786 | 4811.7684 | 4677.6557 | 4758.7585 | 4763.6643 | [8 empty] | 4789.9355 | 4786 | 4811.7684 | 4677.6557 | 4758.7585 | 4763.6643
13065 | 4786 | 4811.6938 | 4677.5058 | 4758.7042 | 4763.044 | [8 empty] | 4789.8422 | 4786 | 4811.6938 | 4677.5058 | 4758.7042 | 4763.044
13066 | 4786 | 4811.6593 | 4677.4555 | 4758.535 | 4762.8301 | [8 empty] | 4789.8358 | 4786 | 4811.6593 | 4677.4555 | 4758.535 | 4762.8301
13067 | 4786 | 4811.5267 | 4677.3301 | 4758.4059 | 4762.7678 | [8 empty] | 4789.5756 | 4786 | 4811.5267 | 4677.3301 | 4758.4059 | 4762.7678
13068 | 4786 | 4811.4787 | 4677.2694 | 4758.4016 | 4762.7535 | [8 empty] | 4789.1611 | 4786 | 4811.4787 | 4677.2694 | 4758.4016 | 4762.7535
13069 | 4786 | 4811.4383 | 4677.1586 | 4757.9808 | 4762.5978 | [8 empty] | 4789.1607 | 4786 | 4811.4383 | 4677.1586 | 4757.9808 | 4762.5978
13070 | 4786 | 4811.3967 | 4676.937 | 4757.7377 | 4762.4451 | [8 empty] | 4789.1454 | 4786 | 4811.3967 | 4676.937 | 4757.7377 | 4762.4451
13071 | 4785 | 4811.2776 | 4676.7901 | 4757.6852 | 4762.3654 | [8 empty] | 4789.0229 | 4785 | 4811.2776 | 4676.7901 | 4757.6852 | 4762.3654
13072 | 4785 | 4811.2217 | 4676.6424 | 4757.4109 | 4762.1276 | [8 empty] | 4788.9994 | 4785 | 4811.2217 | 4676.6424 | 4757.4109 | 4762.1276
13073 | 4785 | 4811.1989 | 4676.4218 | 4757.2785 | 4762.0905 | [8 empty] | 4788.9664 | 4785 | 4811.1989 | 4676.4218 | 4757.2785 | 4762.0905
13074 | 4785 | 4810.8276 | 4676.3545 | 4757.2649 | 4761.8277 | [8 empty] | 4788.8506 | 4785 | 4810.8276 | 4676.3545 | 4757.2649 | 4761.8277
13075 | 4785 | 4810.8188 | 4676.3508 | 4756.7619 | 4761.7356 | [8 empty] | 4788.8184 | 4785 | 4810.8188 | 4676.3508 | 4756.7619 | 4761.7356
13076 | 4785 | 4810.5872 | 4675.8719 | 4756.7395 | 4761.6459 | [8 empty] | 4788.7452 | 4785 | 4810.5872 | 4675.8719 | 4756.7395 | 4761.6459
13077 | 4785 | 4810.5084 | 4675.8609 | 4756.5544 | 4761.2898 | [8 empty] | 4788.5642 | 4785 | 4810.5084 | 4675.8609 | 4756.5544 | 4761.2898
13078 | 4785 | 4810.4837 | 4675.7392 | 4756.4764 | 4761.2091 | [8 empty] | 4788.5413 | 4785 | 4810.4837 | 4675.7392 | 4756.4764 | 4761.2091
13079 | 4785 | 4810.442 | 4675.7367 | 4756.2978 | 4761.1901 | [8 empty] | 4788.4325 | 4785 | 4810.442 | 4675.7367 | 4756.2978 | 4761.1901
13080 | 4785 | 4810.4211 | 4675.7324 | 4756.1366 | 4761.1437 | [8 empty] | 4788.4221 | 4785 | 4810.4211 | 4675.7324 | 4756.1366 | 4761.1437
13081 | 4785 | 4810.3627 | 4675.7298 | 4756.0682 | 4760.8493 | [8 empty] | 4788.3779 | 4785 | 4810.3627 | 4675.7298 | 4756.0682 | 4760.8493
13082 | 4785 | 4810.3366 | 4675.5643 | 4755.9585 | 4760.6258 | [8 empty] | 4788.1661 | 4785 | 4810.3366 | 4675.5643 | 4755.9585 | 4760.6258
13083 | 4784 | 4810.2374 | 4675.468 | 4755.9457 | 4760.5888 | [8 empty] | 4788.1092 | 4784 | 4810.2374 | 4675.468 | 4755.9457 | 4760.5888
13084 | 4784 | 4810.0926 | 4675.4382 | 4755.9351 | 4760.5456 | [8 empty] | 4787.8801 | 4784 | 4810.0926 | 4675.4382 | 4755.9351 | 4760.5456
13085 | 4784 | 4810.07 | 4675.4125 | 4755.8869 | 4760.3307 | [8 empty] | 4787.7992 | 4784 | 4810.07 | 4675.4125 | 4755.8869 | 4760.3307
13086 | 4784 | 4809.7709 | 4675.2584 | 4755.8606 | 4760.252 | [8 empty] | 4787.792 | 4784 | 4809.7709 | 4675.2584 | 4755.8606 | 4760.252
13087 | 4784 | 4809.4241 | 4675.0295 | 4755.7169 | 4760.0805 | [8 empty] | 4787.7807 | 4784 | 4809.4241 | 4675.0295 | 4755.7169 | 4760.0805
13088 | 4784 | 4809.3596 | 4674.9655 | 4755.4786 | 4760.0463 | [8 empty] | 4787.7579 | 4784 | 4809.3596 | 4674.9655 | 4755.4786 | 4760.0463
13089 | 4784 | 4809.3344 | 4674.5206 | 4755.4591 | 4759.7968 | [8 empty] | 4787.7353 | 4784 | 4809.3344 | 4674.5206 | 4755.4591 | 4759.7968
13090 | 4784 | 4809.145 | 4674.3949 | 4755.4185 | 4759.4371 | [8 empty] | 4787.432 | 4784 | 4809.145 | 4674.3949 | 4755.4185 | 4759.4371
13091 | 4784 | 4808.8278 | 4674.0985 | 4755.4123 | 4759.3072 | [8 empty] | 4787.2139 | 4784 | 4808.8278 | 4674.0985 | 4755.4123 | 4759.3072
13092 | 4784 | 4808.7737 | 4674.0047 | 4755.3547 | 4759.2806 | [8 empty] | 4787.1264 | 4784 | 4808.7737 | 4674.0047 | 4755.3547 | 4759.2806
13093 | 4784 | 4808.7522 | 4673.6841 | 4755.0585 | 4758.7497 | [8 empty] | 4787.1048 | 4784 | 4808.7522 | 4673.6841 | 4755.0585 | 4758.7497
13094 | 4784 | 4808.6402 | 4673.6722 | 4755.0192 | 4758.7376 | [8 empty] | 4787.0354 | 4784 | 4808.6402 | 4673.6722 | 4755.0192 | 4758.7376
13095 | 4784 | 4808.4803 | 4673.1557 | 4755.0095 | 4758.5365 | [8 empty] | 4786.8631 | 4784 | 4808.4803 | 4673.1557 | 4755.0095 | 4758.5365
13096 | 4783 | 4808.4759 | 4673.1325 | 4754.8515 | 4758.2933 | [8 empty] | 4786.7183 | 4783 | 4808.4759 | 4673.1325 | 4754.8515 | 4758.2933
13097 | 4783 | 4808.3505 | 4673.0122 | 4754.6787 | 4758.2712 | [8 empty] | 4786.5551 | 4783 | 4808.3505 | 4673.0122 | 4754.6787 | 4758.2712
13098 | 4783 | 4808.2442 | 4672.7002 | 4754.6152 | 4758.0593 | [8 empty] | 4786.5488 | 4783 | 4808.2442 | 4672.7002 | 4754.6152 | 4758.0593
13099 | 4783 | 4807.8077 | 4672.6496 | 4754.6007 | 4757.6453 | [8 empty] | 4786.5201 | 4783 | 4807.8077 | 4672.6496 | 4754.6007 | 4757.6453
13100 | 4782 | 4807.7855 | 4672.6401 | 4754.6003 | 4756.9104 | [8 empty] | 4786.4924 | 4782 | 4807.7855 | 4672.6401 | 4754.6003 | 4756.9104
13101 | 4782 | 4807.7598 | 4672.6226 | 4754.5353 | 4756.5125 | [8 empty] | 4786.3115 | 4782 | 4807.7598 | 4672.6226 | 4754.5353 | 4756.5125
13102 | 4782 | 4807.7535 | 4672.6164 | 4754.3786 | 4756.4867 | [8 empty] | 4786.0904 | 4782 | 4807.7535 | 4672.6164 | 4754.3786 | 4756.4867
13103 | 4781 | 4807.6981 | 4672.4148 | 4754.2609 | 4756.2978 | [8 empty] | 4786.046 | 4781 | 4807.6981 | 4672.4148 | 4754.2609 | 4756.2978
13104 | 4781 | 4807.5576 | 4671.8357 | 4754.1394 | 4756.0869 | [8 empty] | 4785.976 | 4781 | 4807.5576 | 4671.8357 | 4754.1394 | 4756.0869
13105 | 4781 | 4807.5005 | 4671.7264 | 4753.9103 | 4756.0779 | [8 empty] | 4785.9028 | 4781 | 4807.5005 | 4671.7264 | 4753.9103 | 4756.0779
13106 | 4781 | 4807.358 | 4671.7105 | 4753.8673 | 4756.0578 | [8 empty] | 4785.8232 | 4781 | 4807.358 | 4671.7105 | 4753.8673 | 4756.0578
13107 | 4781 | 4807.3575 | 4671.4495 | 4753.8076 | 4755.9644 | [8 empty] | 4785.6664 | 4781 | 4807.3575 | 4671.4495 | 4753.8076 | 4755.9644
13108 | 4781 | 4807.211 | 4671.3885 | 4753.7376 | 4755.8117 | [8 empty] | 4785.617 | 4781 | 4807.211 | 4671.3885 | 4753.7376 | 4755.8117
13109 | 4781 | 4807.1288 | 4671.3686 | 4753.7344 | 4755.7728 | [8 empty] | 4785.4923 | 4781 | 4807.1288 | 4671.3686 | 4753.7344 | 4755.7728
13110 | 4781 | 4806.9477 | 4671.3369 | 4753.5679 | 4755.7415 | [8 empty] | 4785.3084 | 4781 | 4806.9477 | 4671.3369 | 4753.5679 | 4755.7415
13111 | 4781 | 4806.6109 | 4671.3066 | 4753.4016 | 4755.7064 | [8 empty] | 4785.2286 | 4781 | 4806.6109 | 4671.3066 | 4753.4016 | 4755.7064
13112 | 4781 | 4806.6075 | 4670.9685 | 4753.2115 | 4755.5715 | [8 empty] | 4784.9207 | 4781 | 4806.6075 | 4670.9685 | 4753.2115 | 4755.5715
13113 | 4781 | 4806.4853 | 4670.7813 | 4753.1797 | 4755.486 | [8 empty] | 4784.7209 | 4781 | 4806.4853 | 4670.7813 | 4753.1797 | 4755.486
13114 | 4780 | 4806.1811 | 4670.5958 | 4752.9618 | 4755.4725 | [8 empty] | 4784.5982 | 4780 | 4806.1811 | 4670.5958 | 4752.9618 | 4755.4725
13115 | 4780 | 4806.0731 | 4670.4084 | 4752.9299 | 4755.2153 | [8 empty] | 4784.5682 | 4780 | 4806.0731 | 4670.4084 | 4752.9299 | 4755.2153
13116 | 4780 | 4806.0001 | 4670.2386 | 4752.8639 | 4755.191 | [8 empty] | 4784.4947 | 4780 | 4806.0001 | 4670.2386 | 4752.8639 | 4755.191
13117 | 4780 | 4805.9311 | 4670.0804 | 4752.8233 | 4755.1743 | [8 empty] | 4784.4389 | 4780 | 4805.9311 | 4670.0804 | 4752.8233 | 4755.1743
13118 | 4780 | 4805.9078 | 4669.9611 | 4752.8066 | 4754.8612 | [8 empty] | 4784.3494 | 4780 | 4805.9078 | 4669.9611 | 4752.8066 | 4754.8612
13119 | 4780 | 4805.8447 | 4669.7304 | 4752.6816 | 4754.8246 | [8 empty] | 4784.2143 | 4780 | 4805.8447 | 4669.7304 | 4752.6816 | 4754.8246
13120 | 4780 | 4805.8119 | 4669.436 | 4752.657 | 4754.7575 | [8 empty] | 4784.1548 | 4780 | 4805.8119 | 4669.436 | 4752.657 | 4754.7575
13121 | 4780 | 4805.4573 | 4669.3608 | 4752.5777 | 4754.5874 | [8 empty] | 4784.0092 | 4780 | 4805.4573 | 4669.3608 | 4752.5777 | 4754.5874
13122 | 4779 | 4805.4236 | 4668.9867 | 4752.2112 | 4754.3729 | [8 empty] | 4783.8689 | 4779 | 4805.4236 | 4668.9867 | 4752.2112 | 4754.3729
13123 | 4779 | 4805.4149 | 4668.88 | 4752.1818 | 4754.2083 | [8 empty] | 4783.8251 | 4779 | 4805.4149 | 4668.88 | 4752.1818 | 4754.2083
13124 | 4779 | 4805.243 | 4668.8298 | 4751.5748 | 4754.1204 | [8 empty] | 4783.816 | 4779 | 4805.243 | 4668.8298 | 4751.5748 | 4754.1204
13125 | 4779 | 4805.2154 | 4668.7051 | 4751.5325 | 4754.022 | [8 empty] | 4783.6298 | 4779 | 4805.2154 | 4668.7051 | 4751.5325 | 4754.022
13126 | 4779 | 4804.9765 | 4668.6652 | 4751.25 | 4753.5501 | [8 empty] | 4783.6019 | 4779 | 4804.9765 | 4668.6652 | 4751.25 | 4753.5501
13127 | 4779 | 4804.896 | 4668.4437 | 4751.2057 | 4753.4069 | [8 empty] | 4783.5875 | 4779 | 4804.896 | 4668.4437 | 4751.2057 | 4753.4069
13128 | 4779 | 4804.8564 | 4668.3211 | 4750.9987 | 4753.3679 | [8 empty] | 4783.3811 | 4779 | 4804.8564 | 4668.3211 | 4750.9987 | 4753.3679
13129 | 4779 | 4804.8399 | 4668.3054 | 4750.7894 | 4753.2466 | [8 empty] | 4783.3478 | 4779 | 4804.8399 | 4668.3054 | 4750.7894 | 4753.2466
13130 | 4779 | 4804.7058 | 4668.286 | 4750.7401 | 4753.0418 | [8 empty] | 4783.2758 | 4779 | 4804.7058 | 4668.286 | 4750.7401 | 4753.0418
13131 | 4779 | 4804.7045 | 4668.208 | 4750.5872 | 4752.6399 | [8 empty] | 4783.2355 | 4779 | 4804.7045 | 4668.208 | 4750.5872 | 4752.6399
13132 | 4779 | 4804.4081 | 4668.1472 | 4750.5302 | 4752.2735 | [8 empty] | 4783.1007 | 4779 | 4804.4081 | 4668.1472 | 4750.5302 | 4752.2735
13133 | 4778 | 4804.3728 | 4667.8515 | 4750.4935 | 4752.1173 | [8 empty] | 4782.9557 | 4778 | 4804.3728 | 4667.8515 | 4750.4935 | 4752.1173
13134 | 4778 | 4804.3629 | 4667.7676 | 4750.4645 | 4751.8831 | [8 empty] | 4782.724 | 4778 | 4804.3629 | 4667.7676 | 4750.4645 | 4751.8831
13135 | 4778 | 4804.3088 | 4667.7288 | 4750.3653 | 4751.8063 | [8 empty] | 4782.374 | 4778 | 4804.3088 | 4667.7288 | 4750.3653 | 4751.8063
13136 | 4778 | 4804.1684 | 4667.4573 | 4750.199 | 4751.8031 | [8 empty] | 4782.2135 | 4778 | 4804.1684 | 4667.4573 | 4750.199 | 4751.8031
13137 | 4778 | 4803.9551 | 4667.1891 | 4750.1627 | 4751.7559 | [8 empty] | 4782.1736 | 4778 | 4803.9551 | 4667.1891 | 4750.1627 | 4751.7559
13138 | 4778 | 4803.9425 | 4667.1449 | 4749.8111 | 4751.7096 | [8 empty] | 4781.9128 | 4778 | 4803.9425 | 4667.1449 | 4749.8111 | 4751.7096
13139 | 4778 | 4803.855 | 4667.1161 | 4749.7111 | 4751.7005 | [8 empty] | 4781.9071 | 4778 | 4803.855 | 4667.1161 | 4749.7111 | 4751.7005
13140 | 4778 | 4803.6551 | 4667.0004 | 4749.3948 | 4751.6666 | [8 empty] | 4781.6524 | 4778 | 4803.6551 | 4667.0004 | 4749.3948 | 4751.6666
13141 | 4778 | 4803.4745 | 4666.6623 | 4749.3875 | 4751.5041 | [8 empty] | 4781.6006 | 4778 | 4803.4745 | 4666.6623 | 4749.3875 | 4751.5041
13142 | 4778 | 4803.3076 | 4666.5273 | 4749.3241 | 4751.4349 | [8 empty] | 4781.5929 | 4778 | 4803.3076 | 4666.5273 | 4749.3241 | 4751.4349
13143 | 4778 | 4803.2705 | 4666.4309 | 4749.1443 | 4751.3947 | [8 empty] | 4781.4046 | 4778 | 4803.2705 | 4666.4309 | 4749.1443 | 4751.3947
13144 | 4777 | 4803.0806 | 4666.3321 | 4749.0998 | 4750.8567 | [8 empty] | 4781.3579 | 4777 | 4803.0806 | 4666.3321 | 4749.0998 | 4750.8567
13145 | 4777 | 4803.0226 | 4666.0753 | 4749.0462 | 4750.3185 | [8 empty] | 4781.3342 | 4777 | 4803.0226 | 4666.0753 | 4749.0462 | 4750.3185
13146 | 4777 | 4802.9027 | 4666.0157 | 4748.748 | 4750.2899 | [8 empty] | 4781.3043 | 4777 | 4802.9027 | 4666.0157 | 4748.748 | 4750.2899
13147 | 4777 | 4802.8879 | 4665.962 | 4748.2387 | 4750.2357 | [8 empty] | 4781.2922 | 4777 | 4802.8879 | 4665.962 | 4748.2387 | 4750.2357
13148 | 4777 | 4802.8065 | 4665.886 | 4748.1531 | 4750.0674 | [8 empty] | 4781.2459 | 4777 | 4802.8065 | 4665.886 | 4748.1531 | 4750.0674
13149 | 4777 | 4802.7601 | 4665.7617 | 4748.0748 | 4750.0416 | [8 empty] | 4781.2166 | 4777 | 4802.7601 | 4665.7617 | 4748.0748 | 4750.0416
13150 | 4777 | 4802.6515 | 4665.2412 | 4748.0556 | 4750.0126 | [8 empty] | 4781.0321 | 4777 | 4802.6515 | 4665.2412 | 4748.0556 | 4750.0126
13151 | 4777 | 4802.6269 | 4665.2364 | 4747.9963 | 4749.8362 | [8 empty] | 4780.9794 | 4777 | 4802.6269 | 4665.2364 | 4747.9963 | 4749.8362
13152 | 4777 | 4802.6207 | 4665.0835 | 4747.9274 | 4749.8142 | [8 empty] | 4780.9259 | 4777 | 4802.6207 | 4665.0835 | 4747.9274 | 4749.8142
13153 | 4776 | 4802.3483 | 4664.9207 | 4747.7909 | 4749.6693 | [8 empty] | 4780.8942 | 4776 | 4802.3483 | 4664.9207 | 4747.7909 | 4749.6693
13154 | 4776 | 4802.2488 | 4664.8229 | 4747.7341 | 4749.5953 | [8 empty] | 4780.7816 | 4776 | 4802.2488 | 4664.8229 | 4747.7341 | 4749.5953
13155 | 4776 | 4802.2066 | 4664.8116 | 4747.4665 | 4749.5758 | [8 empty] | 4780.7114 | 4776 | 4802.2066 | 4664.8116 | 4747.4665 | 4749.5758
13156 | 4776 | 4802.1867 | 4664.784 | 4747.2455 | 4749.472 | [8 empty] | 4780.6434 | 4776 | 4802.1867 | 4664.784 | 4747.2455 | 4749.472
13157 | 4776 | 4802.1112 | 4664.5605 | 4747.2088 | 4748.9906 | [8 empty] | 4780.5542 | 4776 | 4802.1112 | 4664.5605 | 4747.2088 | 4748.9906
13158 | 4776 | 4802.0284 | 4664.3313 | 4747.0604 | 4748.9662 | [8 empty] | 4780.3931 | 4776 | 4802.0284 | 4664.3313 | 4747.0604 | 4748.9662
13159 | 4776 | 4801.6079 | 4664.3091 | 4747.0584 | 4748.9369 | [8 empty] | 4779.9089 | 4776 | 4801.6079 | 4664.3091 | 4747.0584 | 4748.9369
13160 | 4776 | 4801.4251 | 4663.9125 | 4747.0384 | 4748.9272 | [8 empty] | 4779.8032 | 4776 | 4801.4251 | 4663.9125 | 4747.0384 | 4748.9272
13161 | 4776 | 4801.3513 | 4663.6623 | 4747.0326 | 4748.9255 | [8 empty] | 4779.7784 | 4776 | 4801.3513 | 4663.6623 | 4747.0326 | 4748.9255
13162 | 4776 | 4801.192 | 4663.4712 | 4746.8888 | 4748.7407 | [8 empty] | 4779.7623 | 4776 | 4801.192 | 4663.4712 | 4746.8888 | 4748.7407
13163 | 4776 | 4801.1111 | 4663.2954 | 4746.7671 | 4748.6165 | [8 empty] | 4779.2795 | 4776 | 4801.1111 | 4663.2954 | 4746.7671 | 4748.6165
13164 | 4776 | 4801.0883 | 4663.2777 | 4746.7063 | 4748.5535 | [8 empty] | 4779.2313 | 4776 | 4801.0883 | 4663.2777 | 4746.7063 | 4748.5535
13165 | 4776 | 4801.0869 | 4663.158 | 4746.5557 | 4748.4358 | [8 empty] | 4779.2124 | 4776 | 4801.0869 | 4663.158 | 4746.5557 | 4748.4358
13166 | 4776 | 4800.7781 | 4662.9665 | 4746.4959 | 4748.3695 | [8 empty] | 4779.0662 | 4776 | 4800.7781 | 4662.9665 | 4746.4959 | 4748.3695
13167 | 4776 | 4800.7632 | 4662.9561 | 4746.4606 | 4748.2873 | [8 empty] | 4779.0371 | 4776 | 4800.7632 | 4662.9561 | 4746.4606 | 4748.2873
13168 | 4776 | 4800.5124 | 4662.9526 | 4746.4305 | 4747.9167 | [8 empty] | 4778.9804 | 4776 | 4800.5124 | 4662.9526 | 4746.4305 | 4747.9167
13169 | 4776 | 4800.3511 | 4662.9326 | 4746.4106 | 4747.861 | [8 empty] | 4778.7983 | 4776 | 4800.3511 | 4662.9326 | 4746.4106 | 4747.861
13170 | 4776 | 4800.2809 | 4662.7802 | 4746.277 | 4746.9048 | [8 empty] | 4778.746 | 4776 | 4800.2809 | 4662.7802 | 4746.277 | 4746.9048
13171 | 4775 | 4800.2087 | 4662.5366 | 4746.016 | 4746.1912 | [8 empty] | 4778.6865 | 4775 | 4800.2087 | 4662.5366 | 4746.016 | 4746.1912
13172 | 4775 | 4800.1884 | 4662.2737 | 4745.9519 | 4746.0295 | [8 empty] | 4778.6287 | 4775 | 4800.1884 | 4662.2737 | 4745.9519 | 4746.0295
13173 | 4775 | 4800.1687 | 4662.1294 | 4745.6094 | 4745.9767 | [8 empty] | 4778.5268 | 4775 | 4800.1687 | 4662.1294 | 4745.6094 | 4745.9767
13174 | 4775 | 4800.1251 | 4661.999 | 4745.035 | 4745.8703 | [8 empty] | 4778.1785 | 4775 | 4800.1251 | 4661.999 | 4745.035 | 4745.8703
13175 | 4775 | 4799.9105 | 4661.9049 | 4744.9994 | 4745.5355 | [8 empty] | 4777.8157 | 4775 | 4799.9105 | 4661.9049 | 4744.9994 | 4745.5355
13176 | 4775 | 4799.8599 | 4661.9019 | 4744.2965 | 4744.9734 | [8 empty] | 4777.8076 | 4775 | 4799.8599 | 4661.9019 | 4744.2965 | 4744.9734
13177 | 4775 | 4799.7626 | 4661.8672 | 4744.1671 | 4744.719 | [8 empty] | 4777.7052 | 4775 | 4799.7626 | 4661.8672 | 4744.1671 | 4744.719
13178 | 4775 | 4799.6227 | 4661.6157 | 4743.9572 | 4744.3629 | [8 empty] | 4777.6766 | 4775 | 4799.6227 | 4661.6157 | 4743.9572 | 4744.3629
13179 | 4774 | 4798.9758 | 4661.5776 | 4743.9353 | 4744.2576 | [8 empty] | 4777.5858 | 4774 | 4798.9758 | 4661.5776 | 4743.9353 | 4744.2576
13180 | 4774 | 4798.9572 | 4661.5423 | 4743.4841 | 4744.0713 | [8 empty] | 4777.4048 | 4774 | 4798.9572 | 4661.5423 | 4743.4841 | 4744.0713
13181 | 4774 | 4798.8352 | 4661.1831 | 4743.4308 | 4744.0314 | [8 empty] | 4777.3595 | 4774 | 4798.8352 | 4661.1831 | 4743.4308 | 4744.0314
13182 | 4774 | 4798.7596 | 4661.1371 | 4743.3728 | 4743.6338 | [8 empty] | 4777.2062 | 4774 | 4798.7596 | 4661.1371 | 4743.3728 | 4743.6338
13183 | 4774 | 4798.6171 | 4661.1085 | 4743.3421 | 4743.534 | [8 empty] | 4777.1976 | 4774 | 4798.6171 | 4661.1085 | 4743.3421 | 4743.534
13184 | 4774 | 4798.6165 | 4661.0826 | 4743.2477 | 4743.1586 | [8 empty] | 4777.1542 | 4774 | 4798.6165 | 4661.0826 | 4743.2477 | 4743.1586
13185 | 4774 | 4798.4046 | 4660.8536 | 4743.1424 | 4743.1162 | [8 empty] | 4776.9292 | 4774 | 4798.4046 | 4660.8536 | 4743.1424 | 4743.1162
13186 | 4773 | 4798.3652 | 4660.7727 | 4743.1084 | 4743.03 | [8 empty] | 4776.7091 | 4773 | 4798.3652 | 4660.7727 | 4743.1084 | 4743.03
13187 | 4773 | 4798.2778 | 4660.5318 | 4743.098 | 4742.9755 | [8 empty] | 4776.6869 | 4773 | 4798.2778 | 4660.5318 | 4743.098 | 4742.9755
13188 | 4773 | 4798.2692 | 4660.4307 | 4742.9105 | 4742.8786 | [8 empty] | 4776.3854 | 4773 | 4798.2692 | 4660.4307 | 4742.9105 | 4742.8786
13189 | 4773 | 4798.2575 | 4660.1408 | 4742.8398 | 4742.5607 | [8 empty] | 4776.3538 | 4773 | 4798.2575 | 4660.1408 | 4742.8398 | 4742.5607
13190 | 4773 | 4798.1858 | 4660.0315 | 4742.7061 | 4742.4958 | [8 empty] | 4776.318 | 4773 | 4798.1858 | 4660.0315 | 4742.7061 | 4742.4958
13191 | 4773 | 4797.8664 | 4659.8286 | 4742.6283 | 4742.4838 | [8 empty] | 4776.1731 | 4773 | 4797.8664 | 4659.8286 | 4742.6283 | 4742.4838
13192 | 4773 | 4797.847 | 4659.6694 | 4742.5817 | 4742.3365 | [8 empty] | 4776.0561 | 4773 | 4797.847 | 4659.6694 | 4742.5817 | 4742.3365
13193 | 4773 | 4797.8381 | 4659.4272 | 4742.5082 | 4742.2075 | [8 empty] | 4775.9546 | 4773 | 4797.8381 | 4659.4272 | 4742.5082 | 4742.2075
13194 | 4772 | 4797.8309 | 4659.4089 | 4742.3072 | 4742.1429 | [8 empty] | 4775.7973 | 4772 | 4797.8309 | 4659.4089 | 4742.3072 | 4742.1429
13195 | 4772 | 4797.7608 | 4659.3865 | 4742.2891 | 4741.9706 | [8 empty] | 4775.5857 | 4772 | 4797.7608 | 4659.3865 | 4742.2891 | 4741.9706
13196 | 4772 | 4797.6299 | 4659.3622 | 4741.8353 | 4741.9643 | [8 empty] | 4775.3595 | 4772 | 4797.6299 | 4659.3622 | 4741.8353 | 4741.9643
13197 | 4772 | 4797.5517 | 4659.259 | 4741.6346 | 4741.8916 | [8 empty] | 4775.2537 | 4772 | 4797.5517 | 4659.259 | 4741.6346 | 4741.8916
13198 | 4772 | 4797.3406 | 4659.2208 | 4741.4693 | 4741.8849 | [8 empty] | 4775.1786 | 4772 | 4797.3406 | 4659.2208 | 4741.4693 | 4741.8849
13199 | 4772 | 4797.27 | 4658.7682 | 4741.406 | 4741.792 | [8 empty] | 4774.857 | 4772 | 4797.27 | 4658.7682 | 4741.406 | 4741.792
13200 | 4772 | 4797.2662 | 4658.5812 | 4741.2318 | 4741.7363 | [8 empty] | 4774.791 | 4772 | 4797.2662 | 4658.5812 | 4741.2318 | 4741.7363
13201 | 4772 | 4797.2656 | 4658.5592 | 4740.9969 | 4741.6494 | [8 empty] | 4774.5951 | 4772 | 4797.2656 | 4658.5592 | 4740.9969 | 4741.6494
13202 | 4772 | 4797.2265 | 4658.5064 | 4740.838 | 4741.6074 | [8 empty] | 4774.5043 | 4772 | 4797.2265 | 4658.5064 | 4740.838 | 4741.6074
13203 | 4771 | 4797.157 | 4658.2796 | 4740.8155 | 4741.2008 | [8 empty] | 4774.3799 | 4771 | 4797.157 | 4658.2796 | 4740.8155 | 4741.2008
13204 | 4771 | 4797.0579 | 4658.2168 | 4740.7512 | 4741.1974 | [8 empty] | 4774.3289 | 4771 | 4797.0579 | 4658.2168 | 4740.7512 | 4741.1974
13205 | 4771 | 4796.9344 | 4658.1397 | 4740.5229 | 4741.0943 | [8 empty] | 4774.1648 | 4771 | 4796.9344 | 4658.1397 | 4740.5229 | 4741.0943
13206 | 4771 | 4796.9266 | 4658.0873 | 4740.4003 | 4740.9646 | [8 empty] | 4774.0682 | 4771 | 4796.9266 | 4658.0873 | 4740.4003 | 4740.9646
13207 | 4771 | 4796.8112 | 4657.8386 | 4740.3929 | 4740.9024 | [8 empty] | 4773.93 | 4771 | 4796.8112 | 4657.8386 | 4740.3929 | 4740.9024
13208 | 4771 | 4796.7079 | 4657.7847 | 4740.2921 | 4740.7941 | [8 empty] | 4773.8601 | 4771 | 4796.7079 | 4657.7847 | 4740.2921 | 4740.7941
13209 | 4771 | 4796.5156 | 4657.6786 | 4740.2898 | 4740.7826 | [8 empty] | 4773.8196 | 4771 | 4796.5156 | 4657.6786 | 4740.2898 | 4740.7826
13210 | 4771 | 4796.4846 | 4657.5025 | 4740.0802 | 4740.4269 | [8 empty] | 4773.8042 | 4771 | 4796.4846 | 4657.5025 | 4740.0802 | 4740.4269
13211 | 4771 | 4796.4624 | 4657.2597 | 4739.9143 | 4740.3791 | [8 empty] | 4773.779 | 4771 | 4796.4624 | 4657.2597 | 4739.9143 | 4740.3791
13212 | 4771 | 4796.1245 | 4657.1419 | 4739.5937 | 4739.8413 | [8 empty] | 4773.4103 | 4771 | 4796.1245 | 4657.1419 | 4739.5937 | 4739.8413
13213 | 4771 | 4796.0022 | 4657.0658 | 4739.4058 | 4739.7388 | [8 empty] | 4773.3511 | 4771 | 4796.0022 | 4657.0658 | 4739.4058 | 4739.7388
13214 | 4771 | 4795.886 | 4656.9032 | 4739.1672 | 4739.7192 | [8 empty] | 4773.1229 | 4771 | 4795.886 | 4656.9032 | 4739.1672 | 4739.7192
13215 | 4770 | 4795.7432 | 4656.8573 | 4739.1379 | 4739.706 | [8 empty] | 4772.9789 | 4770 | 4795.7432 | 4656.8573 | 4739.1379 | 4739.706
13216 | 4770 | 4795.7326 | 4656.684 | 4739.0007 | 4739.5155 | [8 empty] | 4772.9697 | 4770 | 4795.7326 | 4656.684 | 4739.0007 | 4739.5155
13217 | 4770 | 4795.6659 | 4656.6429 | 4738.971 | 4739.3986 | [8 empty] | 4772.8883 | 4770 | 4795.6659 | 4656.6429 | 4738.971 | 4739.3986
13218 | 4770 | 4795.5729 | 4656.6283 | 4738.8338 | 4739.3595 | [8 empty] | 4772.8431 | 4770 | 4795.5729 | 4656.6283 | 4738.8338 | 4739.3595
13219 | 4770 | 4795.4811 | 4656.4627 | 4738.8188 | 4739.1499 | [8 empty] | 4772.8285 | 4770 | 4795.4811 | 4656.4627 | 4738.8188 | 4739.1499
13220 | 4770 | 4795.3934 | 4656.0861 | 4738.6681 | 4738.8331 | [8 empty] | 4772.6916 | 4770 | 4795.3934 | 4656.0861 | 4738.6681 | 4738.8331
13221 | 4770 | 4795.1146 | 4655.983 | 4738.6064 | 4738.7236 | [8 empty] | 4772.6577 | 4770 | 4795.1146 | 4655.983 | 4738.6064 | 4738.7236
13222 | 4770 | 4794.9453 | 4655.615 | 4738.5986 | 4738.6844 | [8 empty] | 4772.5163 | 4770 | 4794.9453 | 4655.615 | 4738.5986 | 4738.6844
13223 | 4770 | 4794.908 | 4655.5512 | 4738.5581 | 4738.5627 | [8 empty] | 4772.4428 | 4770 | 4794.908 | 4655.5512 | 4738.5581 | 4738.5627
13224 | 4770 | 4794.8439 | 4655.4132 | 4738.5182 | 4738.4279 | [8 empty] | 4772.3268 | 4770 | 4794.8439 | 4655.4132 | 4738.5182 | 4738.4279
13225 | 4770 | 4794.513 | 4655.4044 | 4738.3369 | 4738.3597 | [8 empty] | 4772.2526 | 4770 | 4794.513 | 4655.4044 | 4738.3369 | 4738.3597
13226 | 4769 | 4794.397 | 4655.3886 | 4738.2382 | 4738.1848 | [8 empty] | 4772.2006 | 4769 | 4794.397 | 4655.3886 | 4738.2382 | 4738.1848
13227 | 4769 | 4794.2553 | 4655.2756 | 4737.9616 | 4737.4177 | [8 empty] | 4772.069 | 4769 | 4794.2553 | 4655.2756 | 4737.9616 | 4737.4177
13228 | 4769 | 4794.082 | 4655.1616 | 4737.8987 | 4737.2036 | [8 empty] | 4772.0328 | 4769 | 4794.082 | 4655.1616 | 4737.8987 | 4737.2036
13229 | 4769 | 4794.0475 | 4655.1354 | 4737.8642 | 4736.7547 | [8 empty] | 4771.8617 | 4769 | 4794.0475 | 4655.1354 | 4737.8642 | 4736.7547
13230 | 4769 | 4793.9979 | 4655.0543 | 4737.6357 | 4736.6557 | [8 empty] | 4771.706 | 4769 | 4793.9979 | 4655.0543 | 4737.6357 | 4736.6557
13231 | 4768 | 4793.9409 | 4655.0114 | 4737.5502 | 4736.6285 | [8 empty] | 4771.6236 | 4768 | 4793.9409 | 4655.0114 | 4737.5502 | 4736.6285
13232 | 4768 | 4793.8632 | 4654.7333 | 4737.4158 | 4736.5948 | [8 empty] | 4771.5862 | 4768 | 4793.8632 | 4654.7333 | 4737.4158 | 4736.5948
13233 | 4768 | 4793.6567 | 4654.2505 | 4737.3284 | 4736.5679 | [8 empty] | 4771.5592 | 4768 | 4793.6567 | 4654.2505 | 4737.3284 | 4736.5679
13234 | 4768 | 4793.6332 | 4654.0957 | 4737.2785 | 4736.5434 | [8 empty] | 4771.5313 | 4768 | 4793.6332 | 4654.0957 | 4737.2785 | 4736.5434
13235 | 4768 | 4793.624 | 4654.0041 | 4737.1597 | 4736.1562 | [8 empty] | 4771.5235 | 4768 | 4793.624 | 4654.0041 | 4737.1597 | 4736.1562
13236 | 4768 | 4793.5939 | 4653.8961 | 4736.9855 | 4736.0978 | [8 empty] | 4771.0853 | 4768 | 4793.5939 | 4653.8961 | 4736.9855 | 4736.0978
13237 | 4768 | 4793.5782 | 4653.5623 | 4736.0888 | 4735.9292 | [8 empty] | 4770.9021 | 4768 | 4793.5782 | 4653.5623 | 4736.0888 | 4735.9292
13238 | 4768 | 4793.3313 | 4653.4889 | 4735.8662 | 4735.6789 | [8 empty] | 4770.8008 | 4768 | 4793.3313 | 4653.4889 | 4735.8662 | 4735.6789
13239 | 4768 | 4793.1824 | 4652.7781 | 4735.6755 | 4735.6314 | [8 empty] | 4770.4834 | 4768 | 4793.1824 | 4652.7781 | 4735.6755 | 4735.6314
13240 | 4767 | 4792.9575 | 4652.775 | 4735.6557 | 4735.6043 | [8 empty] | 4770.4042 | 4767 | 4792.9575 | 4652.775 | 4735.6557 | 4735.6043
13241 | 4767 | 4792.8166 | 4652.6773 | 4735.4692 | 4735.5022 | [8 empty] | 4770.2515 | 4767 | 4792.8166 | 4652.6773 | 4735.4692 | 4735.5022
13242 | 4767 | 4792.8148 | 4652.5015 | 4735.2478 | 4735.4059 | [8 empty] | 4770.1009 | 4767 | 4792.8148 | 4652.5015 | 4735.2478 | 4735.4059
13243 | 4767 | 4792.6813 | 4652.4155 | 4735.1772 | 4735.4054 | [8 empty] | 4770.0916 | 4767 | 4792.6813 | 4652.4155 | 4735.1772 | 4735.4054
13244 | 4767 | 4792.6362 | 4652.4058 | 4734.8234 | 4735.349 | [8 empty] | 4769.9836 | 4767 | 4792.6362 | 4652.4058 | 4734.8234 | 4735.349
13245 | 4767 | 4792.626 | 4652.218 | 4734.6361 | 4735.146 | [8 empty] | 4769.9431 | 4767 | 4792.626 | 4652.218 | 4734.6361 | 4735.146
13246 | 4767 | 4792.5477 | 4652.0037 | 4734.3709 | 4734.8806 | [8 empty] | 4769.9093 | 4767 | 4792.5477 | 4652.0037 | 4734.3709 | 4734.8806
13247 | 4767 | 4792.4198 | 4651.9635 | 4734.1935 | 4734.8099 | [8 empty] | 4769.8725 | 4767 | 4792.4198 | 4651.9635 | 4734.1935 | 4734.8099
13248 | 4767 | 4792.3613 | 4651.6883 | 4733.9612 | 4734.3565 | [8 empty] | 4769.8708 | 4767 | 4792.3613 | 4651.6883 | 4733.9612 | 4734.3565
13249 | 4766 | 4791.8462 | 4651.4016 | 4733.8497 | 4734.0981 | [8 empty] | 4769.7447 | 4766 | 4791.8462 | 4651.4016 | 4733.8497 | 4734.0981
13250 | 4766 | 4791.7988 | 4651.3558 | 4733.8133 | 4733.6425 | [8 empty] | 4769.6474 | 4766 | 4791.7988 | 4651.3558 | 4733.8133 | 4733.6425
13251 | 4766 | 4791.7278 | 4651.1418 | 4733.4372 | 4733.5997 | [8 empty] | 4769.6255 | 4766 | 4791.7278 | 4651.1418 | 4733.4372 | 4733.5997
13252 | 4766 | 4791.7254 | 4651.0137 | 4733.1591 | 4733.5291 | [8 empty] | 4769.5944 | 4766 | 4791.7254 | 4651.0137 | 4733.1591 | 4733.5291
13253 | 4766 | 4791.6949 | 4650.9108 | 4733.1002 | 4733.4915 | [8 empty] | 4769.0629 | 4766 | 4791.6949 | 4650.9108 | 4733.1002 | 4733.4915
13254 | 4766 | 4791.6771 | 4650.8556 | 4733.0877 | 4733.3701 | [8 empty] | 4768.7759 | 4766 | 4791.6771 | 4650.8556 | 4733.0877 | 4733.3701
13255 | 4766 | 4791.5606 | 4650.7831 | 4732.993 | 4733.2799 | [8 empty] | 4768.7146 | 4766 | 4791.5606 | 4650.7831 | 4732.993 | 4733.2799
13256 | 4766 | 4791.4296 | 4650.7367 | 4732.8955 | 4733.0943 | [8 empty] | 4768.6531 | 4766 | 4791.4296 | 4650.7367 | 4732.8955 | 4733.0943
13257 | 4766 | 4791.0376 | 4650.7326 | 4732.378 | 4733.0673 | [8 empty] | 4768.6511 | 4766 | 4791.0376 | 4650.7326 | 4732.378 | 4733.0673
13258 | 4766 | 4790.8949 | 4650.6362 | 4732.3771 | 4732.6015 | [8 empty] | 4768.5743 | 4766 | 4790.8949 | 4650.6362 | 4732.3771 | 4732.6015
13259 | 4766 | 4790.8906 | 4650.3216 | 4732.3606 | 4732.322 | [8 empty] | 4768.4442 | 4766 | 4790.8906 | 4650.3216 | 4732.3606 | 4732.322
13260 | 4766 | 4790.6742 | 4650.3126 | 4732.2626 | 4732.0837 | [8 empty] | 4768.2861 | 4766 | 4790.6742 | 4650.3126 | 4732.2626 | 4732.0837
13261 | 4766 | 4790.3801 | 4650.2933 | 4732.1785 | 4731.9042 | [8 empty] | 4768.2569 | 4766 | 4790.3801 | 4650.2933 | 4732.1785 | 4731.9042
13262 | 4766 | 4790.3583 | 4650.1332 | 4732.073 | 4731.8215 | [8 empty] | 4768.0905 | 4766 | 4790.3583 | 4650.1332 | 4732.073 | 4731.8215
13263 | 4765 | 4790.1538 | 4650.0976 | 4731.5193 | 4731.7904 | [8 empty] | 4768.0483 | 4765 | 4790.1538 | 4650.0976 | 4731.5193 | 4731.7904
13264 | 4765 | 4790.0652 | 4650.0067 | 4731.4116 | 4731.3164 | [8 empty] | 4768.043 | 4765 | 4790.0652 | 4650.0067 | 4731.4116 | 4731.3164
13265 | 4765 | 4789.9492 | 4649.9673 | 4731.3701 | 4730.9988 | [8 empty] | 4767.9598 | 4765 | 4789.9492 | 4649.9673 | 4731.3701 | 4730.9988
13266 | 4765 | 4789.9237 | 4649.8659 | 4731.1699 | 4730.8418 | [8 empty] | 4767.8401 | 4765 | 4789.9237 | 4649.8659 | 4731.1699 | 4730.8418
13267 | 4765 | 4789.8971 | 4649.7228 | 4731.0555 | 4730.7011 | [8 empty] | 4767.7759 | 4765 | 4789.8971 | 4649.7228 | 4731.0555 | 4730.7011
13268 | 4765 | 4789.8888 | 4649.6393 | 4730.9542 | 4730.5316 | [8 empty] | 4767.1109 | 4765 | 4789.8888 | 4649.6393 | 4730.9542 | 4730.5316
13269 | 4764 | 4789.7211 | 4649.5398 | 4730.9447 | 4730.246 | [8 empty] | 4766.8228 | 4764 | 4789.7211 | 4649.5398 | 4730.9447 | 4730.246
13270 | 4764 | 4789.5022 | 4649.477 | 4730.8697 | 4730.216 | [8 empty] | 4766.8021 | 4764 | 4789.5022 | 4649.477 | 4730.8697 | 4730.216
13271 | 4764 | 4789.4318 | 4649.3543 | 4730.8179 | 4730.1573 | [8 empty] | 4766.7948 | 4764 | 4789.4318 | 4649.3543 | 4730.8179 | 4730.1573
13272 | 4764 | 4789.3765 | 4648.9853 | 4730.6889 | 4730.0047 | [8 empty] | 4766.6946 | 4764 | 4789.3765 | 4648.9853 | 4730.6889 | 4730.0047
13273 | 4764 | 4789.2333 | 4648.5055 | 4730.3787 | 4729.9308 | [8 empty] | 4766.4704 | 4764 | 4789.2333 | 4648.5055 | 4730.3787 | 4729.9308
13274 | 4764 | 4788.9584 | 4648.4553 | 4730.1078 | 4729.818 | [8 empty] | 4766.2741 | 4764 | 4788.9584 | 4648.4553 | 4730.1078 | 4729.818
13275 | 4764 | 4788.9364 | 4648.2581 | 4730.0801 | 4729.7072 | [8 empty] | 4766.2567 | 4764 | 4788.9364 | 4648.2581 | 4730.0801 | 4729.7072
13276 | 4764 | 4788.5372 | 4648.2517 | 4729.9846 | 4729.6185 | [8 empty] | 4766.1262 | 4764 | 4788.5372 | 4648.2517 | 4729.9846 | 4729.6185
13277 | 4764 | 4787.9011 | 4648.2112 | 4729.7543 | 4729.3561 | [8 empty] | 4766.0107 | 4764 | 4787.9011 | 4648.2112 | 4729.7543 | 4729.3561
13278 | 4764 | 4787.7427 | 4648.2039 | 4729.5891 | 4729.2966 | [8 empty] | 4766.0088 | 4764 | 4787.7427 | 4648.2039 | 4729.5891 | 4729.2966
13279 | 4764 | 4787.5749 | 4648.0892 | 4729.3993 | 4729.2045 | [8 empty] | 4765.9896 | 4764 | 4787.5749 | 4648.0892 | 4729.3993 | 4729.2045
13280 | 4763 | 4787.4905 | 4647.9469 | 4729.1817 | 4729.1085 | [8 empty] | 4765.7141 | 4763 | 4787.4905 | 4647.9469 | 4729.1817 | 4729.1085
13281 | 4763 | 4787.4295 | 4647.8431 | 4729.1068 | 4728.9891 | [8 empty] | 4765.544 | 4763 | 4787.4295 | 4647.8431 | 4729.1068 | 4728.9891
13282 | 4763 | 4787.3022 | 4647.5731 | 4728.9822 | 4728.7914 | [8 empty] | 4765.4913 | 4763 | 4787.3022 | 4647.5731 | 4728.9822 | 4728.7914
13283 | 4763 | 4787.1691 | 4647.2197 | 4728.9653 | 4728.4203 | [8 empty] | 4765.2231 | 4763 | 4787.1691 | 4647.2197 | 4728.9653 | 4728.4203
13284 | 4763 | 4787.0384 | 4646.9295 | 4728.8029 | 4728.4036 | [8 empty] | 4765.0289 | 4763 | 4787.0384 | 4646.9295 | 4728.8029 | 4728.4036
13285 | 4763 | 4786.9871 | 4646.8274 | 4728.7554 | 4728.3617 | [8 empty] | 4764.9719 | 4763 | 4786.9871 | 4646.8274 | 4728.7554 | 4728.3617
13286 | 4763 | 4786.7602 | 4646.7519 | 4728.6542 | 4728.3529 | [8 empty] | 4764.9633 | 4763 | 4786.7602 | 4646.7519 | 4728.6542 | 4728.3529
13287 | 4762 | 4786.6177 | 4646.7214 | 4728.6413 | 4728.2182 | [8 empty] | 4764.8546 | 4762 | 4786.6177 | 4646.7214 | 4728.6413 | 4728.2182
13288 | 4762 | 4786.5952 | 4646.713 | 4728.4904 | 4728.152 | [8 empty] | 4764.4253 | 4762 | 4786.5952 | 4646.713 | 4728.4904 | 4728.152
13289 | 4762 | 4786.2197 | 4646.5926 | 4728.4836 | 4728.0738 | [8 empty] | 4764.2139 | 4762 | 4786.2197 | 4646.5926 | 4728.4836 | 4728.0738
13290 | 4762 | 4786.0231 | 4646.3355 | 4728.4331 | 4728.0087 | [8 empty] | 4764.1586 | 4762 | 4786.0231 | 4646.3355 | 4728.4331 | 4728.0087
13291 | 4762 | 4785.8461 | 4645.6618 | 4728.0253 | 4727.959 | [8 empty] | 4764.0706 | 4762 | 4785.8461 | 4645.6618 | 4728.0253 | 4727.959
13292 | 4762 | 4785.764 | 4645.6105 | 4727.9486 | 4727.499 | [8 empty] | 4763.7026 | 4762 | 4785.764 | 4645.6105 | 4727.9486 | 4727.499
13293 | 4762 | 4785.7058 | 4645.5986 | 4727.913 | 4727.4109 | [8 empty] | 4763.4028 | 4762 | 4785.7058 | 4645.5986 | 4727.913 | 4727.4109
13294 | 4762 | 4785.3889 | 4645.4072 | 4727.7835 | 4727.1508 | [8 empty] | 4763.3326 | 4762 | 4785.3889 | 4645.4072 | 4727.7835 | 4727.1508
13295 | 4762 | 4785.3349 | 4645.4032 | 4727.5816 | 4727.0444 | [8 empty] | 4763.3127 | 4762 | 4785.3349 | 4645.4032 | 4727.5816 | 4727.0444
13296 | 4762 | 4785.2258 | 4645.0548 | 4727.4873 | 4726.7942 | [8 empty] | 4763.0978 | 4762 | 4785.2258 | 4645.0548 | 4727.4873 | 4726.7942
13297 | 4762 | 4784.9919 | 4644.7379 | 4727.4396 | 4726.6879 | [8 empty] | 4762.8884 | 4762 | 4784.9919 | 4644.7379 | 4727.4396 | 4726.6879
13298 | 4761 | 4784.9899 | 4644.701 | 4727.014 | 4726.6686 | [8 empty] | 4762.6918 | 4761 | 4784.9899 | 4644.701 | 4727.014 | 4726.6686
13299 | 4761 | 4784.8811 | 4644.5504 | 4726.6452 | 4726.4953 | [8 empty] | 4762.5764 | 4761 | 4784.8811 | 4644.5504 | 4726.6452 | 4726.4953
13300 | 4761 | 4784.8303 | 4644.3076 | 4726.5536 | 4726.4177 | [8 empty] | 4762.5668 | 4761 | 4784.8303 | 4644.3076 | 4726.5536 | 4726.4177
13301 | 4761 | 4784.6275 | 4643.9904 | 4726.2792 | 4726.3875 | [8 empty] | 4762.5582 | 4761 | 4784.6275 | 4643.9904 | 4726.2792 | 4726.3875
13302 | 4761 | 4784.4016 | 4643.9267 | 4726.1585 | 4726.344 | [8 empty] | 4762.502 | 4761 | 4784.4016 | 4643.9267 | 4726.1585 | 4726.344
13303 | 4761 | 4783.9715 | 4643.847 | 4726.0123 | 4726.3012 | [8 empty] | 4762.3609 | 4761 | 4783.9715 | 4643.847 | 4726.0123 | 4726.3012
13304 | 4761 | 4783.8293 | 4643.8005 | 4725.9337 | 4725.998 | [8 empty] | 4762.354 | 4761 | 4783.8293 | 4643.8005 | 4725.9337 | 4725.998
13305 | 4761 | 4783.7108 | 4643.4651 | 4725.8703 | 4725.9471 | [8 empty] | 4762.3333 | 4761 | 4783.7108 | 4643.4651 | 4725.8703 | 4725.9471
13306 | 4761 | 4783.7077 | 4643.4457 | 4725.7351 | 4725.9089 | [8 empty] | 4762.3245 | 4761 | 4783.7077 | 4643.4457 | 4725.7351 | 4725.9089
13307 | 4760 | 4783.6303 | 4643.3303 | 4725.6598 | 4725.7273 | [8 empty] | 4762.2617 | 4760 | 4783.6303 | 4643.3303 | 4725.6598 | 4725.7273
13308 | 4760 | 4783.5413 | 4643.2722 | 4725.5837 | 4725.6442 | [8 empty] | 4761.9118 | 4760 | 4783.5413 | 4643.2722 | 4725.5837 | 4725.6442
13309 | 4760 | 4783.4818 | 4643.2669 | 4725.3472 | 4725.562 | [8 empty] | 4761.8237 | 4760 | 4783.4818 | 4643.2669 | 4725.3472 | 4725.562
13310 | 4760 | 4783.4213 | 4643.1661 | 4725.2677 | 4725.234 | [8 empty] | 4761.7554 | 4760 | 4783.4213 | 4643.1661 | 4725.2677 | 4725.234
13311 | 4760 | 4783.3211 | 4642.9333 | 4725.2634 | 4725.1987 | [8 empty] | 4761.737 | 4760 | 4783.3211 | 4642.9333 | 4725.2634 | 4725.1987
13312 | 4760 | 4783.1296 | 4642.7423 | 4725.2405 | 4724.8832 | [8 empty] | 4761.4833 | 4760 | 4783.1296 | 4642.7423 | 4725.2405 | 4724.8832
13313 | 4760 | 4783.1235 | 4642.5316 | 4725.1406 | 4724.724 | [8 empty] | 4761.3734 | 4760 | 4783.1235 | 4642.5316 | 4725.1406 | 4724.724
13314 | 4760 | 4783.0631 | 4642.2972 | 4725.1351 | 4724.5832 | [8 empty] | 4761.148 | 4760 | 4783.0631 | 4642.2972 | 4725.1351 | 4724.5832
13315 | 4760 | 4783.0169 | 4642.125 | 4724.8806 | 4724.1094 | [8 empty] | 4760.6864 | 4760 | 4783.0169 | 4642.125 | 4724.8806 | 4724.1094
13316 | 4760 | 4782.8577 | 4642.0917 | 4724.8472 | 4723.8796 | [8 empty] | 4760.5508 | 4760 | 4782.8577 | 4642.0917 | 4724.8472 | 4723.8796
13317 | 4760 | 4782.7663 | 4642.0453 | 4724.837 | 4723.7929 | [8 empty] | 4760.526 | 4760 | 4782.7663 | 4642.0453 | 4724.837 | 4723.7929
13318 | 4760 | 4782.7538 | 4641.9635 | 4724.7064 | 4723.6533 | [8 empty] | 4760.4307 | 4760 | 4782.7538 | 4641.9635 | 4724.7064 | 4723.6533
13319 | 4760 | 4782.5265 | 4641.6683 | 4724.6999 | 4723.6267 | [8 empty] | 4760.4021 | 4760 | 4782.5265 | 4641.6683 | 4724.6999 | 4723.6267
13320 | 4760 | 4782.466 | 4641.5832 | 4724.641 | 4723.6156 | [8 empty] | 4760.3704 | 4760 | 4782.466 | 4641.5832 | 4724.641 | 4723.6156
13321 | 4759 | 4782.4145 | 4641.5105 | 4724.5792 | 4723.5967 | [8 empty] | 4760.2854 | 4759 | 4782.4145 | 4641.5105 | 4724.5792 | 4723.5967
13322 | 4759 | 4782.2217 | 4641.4786 | 4724.477 | 4723.5852 | [8 empty] | 4760.2441 | 4759 | 4782.2217 | 4641.4786 | 4724.477 | 4723.5852
13323 | 4759 | 4782.1496 | 4641.2755 | 4724.3065 | 4723.5056 | [8 empty] | 4760.1922 | 4759 | 4782.1496 | 4641.2755 | 4724.3065 | 4723.5056
13324 | 4759 | 4782.0532 | 4641.1247 | 4724.26 | 4723.3986 | [8 empty] | 4760.114 | 4759 | 4782.0532 | 4641.1247 | 4724.26 | 4723.3986
13325 | 4759 | 4782.0116 | 4640.7211 | 4724.1662 | 4723.0542 | [8 empty] | 4760.09 | 4759 | 4782.0116 | 4640.7211 | 4724.1662 | 4723.0542
13326 | 4759 | 4781.9828 | 4640.2412 | 4724.1542 | 4722.8627 | [8 empty] | 4760.0562 | 4759 | 4781.9828 | 4640.2412 | 4724.1542 | 4722.8627
13327 | 4759 | 4781.4812 | 4639.8056 | 4723.9678 | 4722.697 | [8 empty] | 4759.958 | 4759 | 4781.4812 | 4639.8056 | 4723.9678 | 4722.697
13328 | 4759 | 4781.2917 | 4639.7952 | 4723.9188 | 4722.5353 | [8 empty] | 4759.9035 | 4759 | 4781.2917 | 4639.7952 | 4723.9188 | 4722.5353
13329 | 4758 | 4781.2159 | 4639.6815 | 4723.9155 | 4722.4573 | [8 empty] | 4759.861 | 4758 | 4781.2159 | 4639.6815 | 4723.9155 | 4722.4573
13330 | 4758 | 4781.2131 | 4639.5136 | 4723.894 | 4722.3775 | [8 empty] | 4759.3825 | 4758 | 4781.2131 | 4639.5136 | 4723.894 | 4722.3775
13331 | 4758 | 4780.977 | 4639.3825 | 4723.7528 | 4722.0329 | [8 empty] | 4759.3686 | 4758 | 4780.977 | 4639.3825 | 4723.7528 | 4722.0329
13332 | 4758 | 4780.9192 | 4639.3394 | 4723.2366 | 4721.9396 | [8 empty] | 4759.2709 | 4758 | 4780.9192 | 4639.3394 | 4723.2366 | 4721.9396
13333 | 4758 | 4780.6005 | 4639.3323 | 4723.2023 | 4721.8192 | [8 empty] | 4759.2299 | 4758 | 4780.6005 | 4639.3323 | 4723.2023 | 4721.8192
13334 | 4758 | 4780.4168 | 4639.3219 | 4722.6958 | 4721.5833 | [8 empty] | 4759.1532 | 4758 | 4780.4168 | 4639.3219 | 4722.6958 | 4721.5833
13335 | 4758 | 4780.3637 | 4639.1771 | 4722.6831 | 4721.4339 | [8 empty] | 4759.0208 | 4758 | 4780.3637 | 4639.1771 | 4722.6831 | 4721.4339
13336 | 4758 | 4780.2313 | 4639.0895 | 4722.5703 | 4721.4335 | [8 empty] | 4758.5365 | 4758 | 4780.2313 | 4639.0895 | 4722.5703 | 4721.4335
13337 | 4757 | 4780.0195 | 4638.8943 | 4722.5549 | 4721.2082 | [8 empty] | 4758.4097 | 4757 | 4780.0195 | 4638.8943 | 4722.5549 | 4721.2082
13338 | 4757 | 4779.9247 | 4638.8662 | 4722.5329 | 4721.0726 | [8 empty] | 4758.3044 | 4757 | 4779.9247 | 4638.8662 | 4722.5329 | 4721.0726
13339 | 4757 | 4779.9125 | 4638.79 | 4722.2225 | 4720.984 | [8 empty] | 4758.2663 | 4757 | 4779.9125 | 4638.79 | 4722.2225 | 4720.984
13340 | 4757 | 4779.911 | 4638.77 | 4722.1555 | 4720.9403 | [8 empty] | 4758.2655 | 4757 | 4779.911 | 4638.77 | 4722.1555 | 4720.9403
13341 | 4757 | 4779.9086 | 4638.6465 | 4721.9416 | 4720.7675 | [8 empty] | 4758.2605 | 4757 | 4779.9086 | 4638.6465 | 4721.9416 | 4720.7675
13342 | 4757 | 4779.7912 | 4638.5505 | 4721.9088 | 4720.6403 | [8 empty] | 4758.2086 | 4757 | 4779.7912 | 4638.5505 | 4721.9088 | 4720.6403
13343 | 4757 | 4779.6178 | 4638.3608 | 4721.681 | 4720.431 | [8 empty] | 4758.1893 | 4757 | 4779.6178 | 4638.3608 | 4721.681 | 4720.431
13344 | 4757 | 4779.5604 | 4638.1509 | 4721.587 | 4720.2973 | [8 empty] | 4758.1857 | 4757 | 4779.5604 | 4638.1509 | 4721.587 | 4720.2973
13345 | 4757 | 4779.5292 | 4637.6909 | 4721.4185 | 4720.1648 | [8 empty] | 4758.1249 | 4757 | 4779.5292 | 4637.6909 | 4721.4185 | 4720.1648
13346 | 4757 | 4779.4465 | 4637.6891 | 4721.2022 | 4719.8012 | [8 empty] | 4757.9253 | 4757 | 4779.4465 | 4637.6891 | 4721.2022 | 4719.8012
13347 | 4757 | 4779.134 | 4637.635 | 4721.0651 | 4719.6028 | [8 empty] | 4757.9129 | 4757 | 4779.134 | 4637.635 | 4721.0651 | 4719.6028
13348 | 4757 | 4778.9934 | 4637.5023 | 4721.0092 | 4719.5495 | [8 empty] | 4757.9069 | 4757 | 4778.9934 | 4637.5023 | 4721.0092 | 4719.5495
13349 | 4757 | 4778.9204 | 4637.4639 | 4720.7674 | 4719.3503 | [8 empty] | 4757.8751 | 4757 | 4778.9204 | 4637.4639 | 4720.7674 | 4719.3503
13350 | 4756 | 4778.8707 | 4637.3466 | 4720.207 | 4719.2025 | [8 empty] | 4757.8689 | 4756 | 4778.8707 | 4637.3466 | 4720.207 | 4719.2025
13351 | 4756 | 4778.8503 | 4637.2856 | 4720.1669 | 4719.1337 | [8 empty] | 4757.8382 | 4756 | 4778.8503 | 4637.2856 | 4720.1669 | 4719.1337
13352 | 4756 | 4778.8394 | 4637.1083 | 4720.098 | 4718.9602 | [8 empty] | 4757.7929 | 4756 | 4778.8394 | 4637.1083 | 4720.098 | 4718.9602
13353 | 4756 | 4778.7209 | 4636.9155 | 4719.9483 | 4718.2064 | [8 empty] | 4757.7759 | 4756 | 4778.7209 | 4636.9155 | 4719.9483 | 4718.2064
13354 | 4756 | 4778.4817 | 4636.9099 | 4719.6821 | 4718.1532 | [8 empty] | 4757.6618 | 4756 | 4778.4817 | 4636.9099 | 4719.6821 | 4718.1532
13355 | 4756 | 4778.4678 | 4636.898 | 4719.6216 | 4718.0794 | [8 empty] | 4757.6092 | 4756 | 4778.4678 | 4636.898 | 4719.6216 | 4718.0794
13356 | 4756 | 4778.3762 | 4636.8711 | 4719.5355 | 4717.8929 | [8 empty] | 4757.3641 | 4756 | 4778.3762 | 4636.8711 | 4719.5355 | 4717.8929
13357 | 4755 | 4778.3571 | 4636.7549 | 4719.1463 | 4717.8075 | [8 empty] | 4757.3524 | 4755 | 4778.3571 | 4636.7549 | 4719.1463 | 4717.8075
13358 | 4755 | 4778.1903 | 4636.5765 | 4718.9865 | 4717.4162 | [8 empty] | 4757.2966 | 4755 | 4778.1903 | 4636.5765 | 4718.9865 | 4717.4162
13359 | 4755 | 4778.1713 | 4636.0088 | 4718.9791 | 4717.3384 | [8 empty] | 4757.2624 | 4755 | 4778.1713 | 4636.0088 | 4718.9791 | 4717.3384
13360 | 4755 | 4778.1596 | 4636.0072 | 4718.8247 | 4717.2753 | [8 empty] | 4757.0234 | 4755 | 4778.1596 | 4636.0072 | 4718.8247 | 4717.2753
13361 | 4755 | 4778.0014 | 4635.9279 | 4718.7871 | 4717.2268 | [8 empty] | 4756.9717 | 4755 | 4778.0014 | 4635.9279 | 4718.7871 | 4717.2268
13362 | 4755 | 4777.8298 | 4635.8756 | 4718.7336 | 4716.9042 | [8 empty] | 4756.5984 | 4755 | 4777.8298 | 4635.8756 | 4718.7336 | 4716.9042
13363 | 4755 | 4777.8091 | 4635.7038 | 4718.5562 | 4716.6931 | [8 empty] | 4756.5721 | 4755 | 4777.8091 | 4635.7038 | 4718.5562 | 4716.6931
13364 | 4755 | 4777.7513 | 4635.5975 | 4718.4123 | 4716.5957 | [8 empty] | 4756.4017 | 4755 | 4777.7513 | 4635.5975 | 4718.4123 | 4716.5957
13365 | 4754 | 4777.6828 | 4635.5615 | 4718.3383 | 4716.4423 | [8 empty] | 4756.2581 | 4754 | 4777.6828 | 4635.5615 | 4718.3383 | 4716.4423
13366 | 4754 | 4777.606 | 4635.4641 | 4718.2866 | 4716.3044 | [8 empty] | 4756.2097 | 4754 | 4777.606 | 4635.4641 | 4718.2866 | 4716.3044
13367 | 4754 | 4777.5888 | 4635.1999 | 4718.1469 | 4715.9589 | [8 empty] | 4756.1948 | 4754 | 4777.5888 | 4635.1999 | 4718.1469 | 4715.9589
13368 | 4754 | 4777.541 | 4635.1642 | 4718.0855 | 4715.8292 | [8 empty] | 4755.9949 | 4754 | 4777.541 | 4635.1642 | 4718.0855 | 4715.8292
13369 | 4754 | 4777.5321 | 4635.1598 | 4717.7515 | 4715.7174 | [8 empty] | 4755.9224 | 4754 | 4777.5321 | 4635.1598 | 4717.7515 | 4715.7174
13370 | 4754 | 4777.3453 | 4635.1372 | 4717.6735 | 4715.7142 | [8 empty] | 4755.9055 | 4754 | 4777.3453 | 4635.1372 | 4717.6735 | 4715.7142
13371 | 4754 | 4777.3013 | 4634.9699 | 4717.5098 | 4715.431 | [8 empty] | 4755.8217 | 4754 | 4777.3013 | 4634.9699 | 4717.5098 | 4715.431
13372 | 4754 | 4777.0334 | 4634.9459 | 4717.392 | 4715.3527 | [8 empty] | 4755.7005 | 4754 | 4777.0334 | 4634.9459 | 4717.392 | 4715.3527
13373 | 4754 | 4776.9614 | 4634.9344 | 4717.2828 | 4715.0933 | [8 empty] | 4755.4554 | 4754 | 4776.9614 | 4634.9344 | 4717.2828 | 4715.0933
13374 | 4754 | 4776.9554 | 4634.9183 | 4717.1289 | 4714.8289 | [8 empty] | 4755.4081 | 4754 | 4776.9554 | 4634.9183 | 4717.1289 | 4714.8289
13375 | 4754 | 4776.9481 | 4634.7309 | 4716.8196 | 4714.7271 | [8 empty] | 4755.3637 | 4754 | 4776.9481 | 4634.7309 | 4716.8196 | 4714.7271
13376 | 4754 | 4776.9165 | 4634.721 | 4716.7868 | 4714.5022 | [8 empty] | 4755.263 | 4754 | 4776.9165 | 4634.721 | 4716.7868 | 4714.5022
13377 | 4754 | 4776.9087 | 4634.2326 | 4716.6704 | 4714.4039 | [8 empty] | 4755.1253 | 4754 | 4776.9087 | 4634.2326 | 4716.6704 | 4714.4039
13378 | 4754 | 4776.8628 | 4634.108 | 4716.6351 | 4714.1078 | [8 empty] | 4755.0588 | 4754 | 4776.8628 | 4634.108 | 4716.6351 | 4714.1078
13379 | 4754 | 4776.6863 | 4634.0999 | 4716.6023 | 4714.0548 | [8 empty] | 4754.8524 | 4754 | 4776.6863 | 4634.0999 | 4716.6023 | 4714.0548
13380 | 4753 | 4776.6297 | 4633.8642 | 4716.5433 | 4713.9214 | [8 empty] | 4754.6771 | 4753 | 4776.6297 | 4633.8642 | 4716.5433 | 4713.9214
13381 | 4753 | 4776.5748 | 4633.8495 | 4716.2717 | 4713.8952 | [8 empty] | 4754.6658 | 4753 | 4776.5748 | 4633.8495 | 4716.2717 | 4713.8952
13382 | 4753 | 4776.5058 | 4633.7589 | 4716.268 | 4713.6209 | [8 empty] | 4754.6455 | 4753 | 4776.5058 | 4633.7589 | 4716.268 | 4713.6209
13383 | 4753 | 4776.2561 | 4633.086 | 4716.0838 | 4713.5787 | [8 empty] | 4754.5112 | 4753 | 4776.2561 | 4633.086 | 4716.0838 | 4713.5787
13384 | 4753 | 4776.0805 | 4632.8979 | 4716.082 | 4713.0654 | [8 empty] | 4754.2602 | 4753 | 4776.0805 | 4632.8979 | 4716.082 | 4713.0654
13385 | 4753 | 4776.0427 | 4632.5091 | 4716.0445 | 4712.841 | [8 empty] | 4754.1607 | 4753 | 4776.0427 | 4632.5091 | 4716.0445 | 4712.841
13386 | 4753 | 4776.0353 | 4632.3293 | 4715.5236 | 4712.802 | [8 empty] | 4754.0679 | 4753 | 4776.0353 | 4632.3293 | 4715.5236 | 4712.802
13387 | 4753 | 4776.0245 | 4632.2684 | 4715.4664 | 4712.5493 | [8 empty] | 4754.0043 | 4753 | 4776.0245 | 4632.2684 | 4715.4664 | 4712.5493
13388 | 4753 | 4775.9659 | 4632.2658 | 4715.3562 | 4712.5166 | [8 empty] | 4753.9792 | 4753 | 4775.9659 | 4632.2658 | 4715.3562 | 4712.5166
13389 | 4753 | 4775.8742 | 4632.1314 | 4715.3356 | 4712.3888 | [8 empty] | 4753.7917 | 4753 | 4775.8742 | 4632.1314 | 4715.3356 | 4712.3888
13390 | 4752 | 4775.8433 | 4631.961 | 4714.7231 | 4712.1609 | [8 empty] | 4753.765 | 4752 | 4775.8433 | 4631.961 | 4714.7231 | 4712.1609
13391 | 4752 | 4775.5112 | 4631.8716 | 4714.6529 | 4711.9807 | [8 empty] | 4753.6131 | 4752 | 4775.5112 | 4631.8716 | 4714.6529 | 4711.9807
13392 | 4752 | 4775.1456 | 4631.8279 | 4714.3436 | 4711.9389 | [8 empty] | 4753.3387 | 4752 | 4775.1456 | 4631.8279 | 4714.3436 | 4711.9389
13393 | 4752 | 4774.8209 | 4631.7598 | 4714.2438 | 4711.884 | [8 empty] | 4753.3249 | 4752 | 4774.8209 | 4631.7598 | 4714.2438 | 4711.884
13394 | 4752 | 4774.4944 | 4631.112 | 4713.9672 | 4711.8839 | [8 empty] | 4753.2242 | 4752 | 4774.4944 | 4631.112 | 4713.9672 | 4711.8839
13395 | 4752 | 4774.3129 | 4630.2973 | 4713.9275 | 4711.6842 | [8 empty] | 4753.0844 | 4752 | 4774.3129 | 4630.2973 | 4713.9275 | 4711.6842
13396 | 4752 | 4774.2579 | 4630.1764 | 4713.7247 | 4711.5027 | [8 empty] | 4752.9381 | 4752 | 4774.2579 | 4630.1764 | 4713.7247 | 4711.5027
13397 | 4752 | 4774.0751 | 4630.1594 | 4713.1106 | 4711.3705 | [8 empty] | 4752.6937 | 4752 | 4774.0751 | 4630.1594 | 4713.1106 | 4711.3705
13398 | 4752 | 4773.7453 | 4629.8871 | 4712.961 | 4711.3189 | [8 empty] | 4752.5987 | 4752 | 4773.7453 | 4629.8871 | 4712.961 | 4711.3189
13399 | 4752 | 4773.7168 | 4629.758 | 4712.8434 | 4711.1892 | [8 empty] | 4752.5945 | 4752 | 4773.7168 | 4629.758 | 4712.8434 | 4711.1892
13400 | 4752 | 4773.6547 | 4629.6209 | 4712.4266 | 4710.9846 | [8 empty] | 4752.5182 | 4752 | 4773.6547 | 4629.6209 | 4712.4266 | 4710.9846
13401 | 4752 | 4773.6276 | 4629.5927 | 4712.374 | 4710.877 | [8 empty] | 4752.4887 | 4752 | 4773.6276 | 4629.5927 | 4712.374 | 4710.877
13402 | 4751 | 4773.5731 | 4629.4683 | 4712.2771 | 4710.6825 | [8 empty] | 4752.3796 | 4751 | 4773.5731 | 4629.4683 | 4712.2771 | 4710.6825
13403 | 4751 | 4773.5715 | 4628.8905 | 4712.165 | 4710.6389 | [8 empty] | 4752.3752 | 4751 | 4773.5715 | 4628.8905 | 4712.165 | 4710.6389
13404 | 4751 | 4773.3054 | 4628.8661 | 4712.0852 | 4710.4646 | [8 empty] | 4752.2113 | 4751 | 4773.3054 | 4628.8661 | 4712.0852 | 4710.4646
13405 | 4751 | 4773.2855 | 4628.6157 | 4712.0656 | 4710.2619 | [8 empty] | 4752.142 | 4751 | 4773.2855 | 4628.6157 | 4712.0656 | 4710.2619
13406 | 4751 | 4773.1973 | 4628.561 | 4711.7948 | 4709.9256 | [8 empty] | 4752.0631 | 4751 | 4773.1973 | 4628.561 | 4711.7948 | 4709.9256
13407 | 4751 | 4772.7886 | 4628.4992 | 4711.6114 | 4709.8403 | [8 empty] | 4751.9854 | 4751 | 4772.7886 | 4628.4992 | 4711.6114 | 4709.8403
13408 | 4751 | 4772.7819 | 4628.4347 | 4711.5982 | 4709.5084 | [8 empty] | 4751.8749 | 4751 | 4772.7819 | 4628.4347 | 4711.5982 | 4709.5084
13409 | 4751 | 4772.7727 | 4628.336 | 4711.5209 | 4709.4784 | [8 empty] | 4751.7807 | 4751 | 4772.7727 | 4628.336 | 4711.5209 | 4709.4784
13410 | 4751 | 4772.7495 | 4628.3302 | 4711.4717 | 4709.3608 | [8 empty] | 4751.7751 | 4751 | 4772.7495 | 4628.3302 | 4711.4717 | 4709.3608
13411 | 4751 | 4772.6527 | 4628.2398 | 4711.412 | 4709.3121 | [8 empty] | 4751.6407 | 4751 | 4772.6527 | 4628.2398 | 4711.412 | 4709.3121
13412 | 4751 | 4772.6054 | 4628.038 | 4711.1862 | 4709.0257 | [8 empty] | 4751.5551 | 4751 | 4772.6054 | 4628.038 | 4711.1862 | 4709.0257
13413 | 4750 | 4772.5012 | 4628.0376 | 4711.1679 | 4708.877 | [8 empty] | 4751.5242 | 4750 | 4772.5012 | 4628.0376 | 4711.1679 | 4708.877
13414 | 4750 | 4772.4966 | 4627.6301 | 4711.1436 | 4708.5137 | [8 empty] | 4751.4866 | 4750 | 4772.4966 | 4627.6301 | 4711.1436 | 4708.5137
13415 | 4750 | 4772.4018 | 4627.4691 | 4711.118 | 4708.5126 | [8 empty] | 4751.3811 | 4750 | 4772.4018 | 4627.4691 | 4711.118 | 4708.5126
13416 | 4750 | 4772.2928 | 4627.3913 | 4711.0889 | 4708.3897 | [8 empty] | 4751.1541 | 4750 | 4772.2928 | 4627.3913 | 4711.0889 | 4708.3897
13417 | 4750 | 4772.2548 | 4626.6809 | 4710.9171 | 4707.876 | [8 empty] | 4750.8564 | 4750 | 4772.2548 | 4626.6809 | 4710.9171 | 4707.876
13418 | 4749 | 4771.8987 | 4626.6291 | 4710.1792 | 4707.8518 | [8 empty] | 4750.7133 | 4749 | 4771.8987 | 4626.6291 | 4710.1792 | 4707.8518
13419 | 4749 | 4771.5121 | 4626.3077 | 4709.9735 | 4707.8075 | [8 empty] | 4750.3933 | 4749 | 4771.5121 | 4626.3077 | 4709.9735 | 4707.8075
13420 | 4749 | 4771.4304 | 4626.2284 | 4709.9352 | 4707.677 | [8 empty] | 4750.3002 | 4749 | 4771.4304 | 4626.2284 | 4709.9352 | 4707.677
13421 | 4749 | 4771.2886 | 4626.0704 | 4709.9321 | 4707.1677 | [8 empty] | 4750.29 | 4749 | 4771.2886 | 4626.0704 | 4709.9321 | 4707.1677
13422 | 4749 | 4771.1845 | 4625.9957 | 4709.8075 | 4707.1267 | [8 empty] | 4750.2693 | 4749 | 4771.1845 | 4625.9957 | 4709.8075 | 4707.1267
13423 | 4749 | 4771.1363 | 4625.774 | 4709.5176 | 4707.0349 | [8 empty] | 4750.2325 | 4749 | 4771.1363 | 4625.774 | 4709.5176 | 4707.0349
13424 | 4749 | 4771.0534 | 4625.7201 | 4709.4354 | 4706.8343 | [8 empty] | 4750.2165 | 4749 | 4771.0534 | 4625.7201 | 4709.4354 | 4706.8343
13425 | 4749 | 4770.9621 | 4625.6874 | 4709.2585 | 4706.7357 | [8 empty] | 4750.1499 | 4749 | 4770.9621 | 4625.6874 | 4709.2585 | 4706.7357
13426 | 4749 | 4770.9561 | 4625.5652 | 4709.1844 | 4706.7217 | [8 empty] | 4750.1356 | 4749 | 4770.9561 | 4625.5652 | 4709.1844 | 4706.7217
13427 | 4749 | 4770.9528 | 4625.0482 | 4709.1643 | 4706.6082 | [8 empty] | 4750.0474 | 4749 | 4770.9528 | 4625.0482 | 4709.1643 | 4706.6082
13428 | 4749 | 4770.7319 | 4624.7351 | 4708.8726 | 4706.5414 | [8 empty] | 4750.0156 | 4749 | 4770.7319 | 4624.7351 | 4708.8726 | 4706.5414
13429 | 4749 | 4770.5016 | 4624.1324 | 4708.8549 | 4706.5104 | [8 empty] | 4749.9022 | 4749 | 4770.5016 | 4624.1324 | 4708.8549 | 4706.5104
13430 | 4748 | 4770.4764 | 4624.0262 | 4708.6256 | 4706.3895 | [8 empty] | 4749.8719 | 4748 | 4770.4764 | 4624.0262 | 4708.6256 | 4706.3895
13431 | 4748 | 4770.3361 | 4623.9099 | 4708.5012 | 4706.3844 | [8 empty] | 4749.819 | 4748 | 4770.3361 | 4623.9099 | 4708.5012 | 4706.3844
13432 | 4748 | 4770.2783 | 4623.8865 | 4707.9181 | 4706.001 | [8 empty] | 4749.7982 | 4748 | 4770.2783 | 4623.8865 | 4707.9181 | 4706.001
13433 | 4748 | 4770.1611 | 4623.7794 | 4707.9139 | 4705.9714 | [8 empty] | 4749.5497 | 4748 | 4770.1611 | 4623.7794 | 4707.9139 | 4705.9714
13434 | 4748 | 4770.0602 | 4623.4175 | 4707.732 | 4705.8168 | [8 empty] | 4749.4602 | 4748 | 4770.0602 | 4623.4175 | 4707.732 | 4705.8168
13435 | 4748 | 4770.059 | 4623.2217 | 4707.5576 | 4705.721 | [8 empty] | 4749.3827 | 4748 | 4770.059 | 4623.2217 | 4707.5576 | 4705.721
13436 | 4748 | 4769.9526 | 4623.1694 | 4707.4905 | 4705.0805 | [8 empty] | 4749.3286 | 4748 | 4769.9526 | 4623.1694 | 4707.4905 | 4705.0805
13437 | 4748 | 4769.9433 | 4623.0502 | 4707.2409 | 4705.0441 | [8 empty] | 4749.295 | 4748 | 4769.9433 | 4623.0502 | 4707.2409 | 4705.0441
13438 | 4748 | 4769.9189 | 4623.0458 | 4706.7745 | 4705.0067 | [8 empty] | 4749.2028 | 4748 | 4769.9189 | 4623.0458 | 4706.7745 | 4705.0067
13439 | 4747 | 4769.8973 | 4622.998 | 4706.7095 | 4704.9844 | [8 empty] | 4749.155 | 4747 | 4769.8973 | 4622.998 | 4706.7095 | 4704.9844
13440 | 4747 | 4769.8828 | 4622.7808 | 4706.6927 | 4704.9359 | [8 empty] | 4749.1246 | 4747 | 4769.8828 | 4622.7808 | 4706.6927 | 4704.9359
13441 | 4747 | 4769.6581 | 4622.6995 | 4706.4447 | 4704.8344 | [8 empty] | 4749.0468 | 4747 | 4769.6581 | 4622.6995 | 4706.4447 | 4704.8344
13442 | 4747 | 4769.5504 | 4622.4512 | 4706.4284 | 4704.7991 | [8 empty] | 4748.9629 | 4747 | 4769.5504 | 4622.4512 | 4706.4284 | 4704.7991
13443 | 4747 | 4769.4393 | 4622.4343 | 4706.1147 | 4704.7448 | [8 empty] | 4748.8731 | 4747 | 4769.4393 | 4622.4343 | 4706.1147 | 4704.7448
13444 | 4747 | 4769.1153 | 4622.3619 | 4706.0912 | 4704.5873 | [8 empty] | 4748.7537 | 4747 | 4769.1153 | 4622.3619 | 4706.0912 | 4704.5873
13445 | 4747 | 4769.0719 | 4622.2974 | 4706.0783 | 4704.4565 | [8 empty] | 4748.6709 | 4747 | 4769.0719 | 4622.2974 | 4706.0783 | 4704.4565
13446 | 4747 | 4768.8233 | 4622.1817 | 4705.9607 | 4704.4265 | [8 empty] | 4748.4426 | 4747 | 4768.8233 | 4622.1817 | 4705.9607 | 4704.4265
13447 | 4747 | 4768.8049 | 4621.8041 | 4705.6197 | 4704.13 | [8 empty] | 4748.4221 | 4747 | 4768.8049 | 4621.8041 | 4705.6197 | 4704.13
13448 | 4747 | 4768.7017 | 4621.7276 | 4705.5943 | 4703.8344 | [8 empty] | 4748.36 | 4747 | 4768.7017 | 4621.7276 | 4705.5943 | 4703.8344
13449 | 4746 | 4768.6426 | 4621.7235 | 4705.5705 | 4703.8183 | [8 empty] | 4748.2571 | 4746 | 4768.6426 | 4621.7235 | 4705.5705 | 4703.8183
13450 | 4746 | 4768.6363 | 4621.5342 | 4705.5441 | 4702.8415 | [8 empty] | 4747.9343 | 4746 | 4768.6363 | 4621.5342 | 4705.5441 | 4702.8415
13451 | 4746 | 4768.601 | 4621.5235 | 4705.4454 | 4702.6263 | [8 empty] | 4747.3928 | 4746 | 4768.601 | 4621.5235 | 4705.4454 | 4702.6263
13452 | 4746 | 4768.4596 | 4621.4427 | 4705.2596 | 4702.4987 | [8 empty] | 4747.0329 | 4746 | 4768.4596 | 4621.4427 | 4705.2596 | 4702.4987
13453 | 4746 | 4768.2209 | 4621.4303 | 4705.1765 | 4702.1155 | [8 empty] | 4747.0309 | 4746 | 4768.2209 | 4621.4303 | 4705.1765 | 4702.1155
13454 | 4746 | 4768.0839 | 4621.0884 | 4705.0724 | 4702.0156 | [8 empty] | 4746.8411 | 4746 | 4768.0839 | 4621.0884 | 4705.0724 | 4702.0156
13455 | 4746 | 4767.9065 | 4621.0572 | 4704.985 | 4701.918 | [8 empty] | 4746.8295 | 4746 | 4767.9065 | 4621.0572 | 4704.985 | 4701.918
13456 | 4746 | 4767.7128 | 4620.9123 | 4704.904 | 4701.9062 | [8 empty] | 4746.665 | 4746 | 4767.7128 | 4620.9123 | 4704.904 | 4701.9062
13457 | 4746 | 4767.6299 | 4620.7309 | 4704.8606 | 4701.8429 | [8 empty] | 4746.5988 | 4746 | 4767.6299 | 4620.7309 | 4704.8606 | 4701.8429
13458 | 4746 | 4767.6142 | 4619.8972 | 4704.6626 | 4701.6731 | [8 empty] | 4746.5539 | 4746 | 4767.6142 | 4619.8972 | 4704.6626 | 4701.6731
13459 | 4746 | 4767.4501 | 4619.8909 | 4704.5933 | 4701.658 | [8 empty] | 4746.5064 | 4746 | 4767.4501 | 4619.8909 | 4704.5933 | 4701.658
13460 | 4746 | 4767.2176 | 4619.8797 | 4704.305 | 4701.427 | [8 empty] | 4746.4084 | 4746 | 4767.2176 | 4619.8797 | 4704.305 | 4701.427
13461 | 4746 | 4767.2037 | 4619.8166 | 4704.2983 | 4701.4245 | [8 empty] | 4746.3824 | 4746 | 4767.2037 | 4619.8166 | 4704.2983 | 4701.4245
13462 | 4746 | 4767.1746 | 4619.7016 | 4704.2018 | 4701.3718 | [8 empty] | 4746.3028 | 4746 | 4767.1746 | 4619.7016 | 4704.2018 | 4701.3718
13463 | 4745 | 4767.086 | 4619.6599 | 4704.0903 | 4700.9206 | [8 empty] | 4745.7103 | 4745 | 4767.086 | 4619.6599 | 4704.0903 | 4700.9206
13464 | 4745 | 4766.9331 | 4619.652 | 4704.0778 | 4699.8364 | [8 empty] | 4745.6213 | 4745 | 4766.9331 | 4619.652 | 4704.0778 | 4699.8364
13465 | 4745 | 4766.3285 | 4619.6353 | 4704.0542 | 4699.7314 | [8 empty] | 4745.6165 | 4745 | 4766.3285 | 4619.6353 | 4704.0542 | 4699.7314
13466 | 4745 | 4766.2953 | 4619.551 | 4704.0168 | 4699.6141 | [8 empty] | 4745.4536 | 4745 | 4766.2953 | 4619.551 | 4704.0168 | 4699.6141
13467 | 4745 | 4766.2619 | 4619.5441 | 4703.9601 | 4699.4765 | [8 empty] | 4745.3594 | 4745 | 4766.2619 | 4619.5441 | 4703.9601 | 4699.4765
13468 | 4744 | 4766.1711 | 4619.2904 | 4703.9281 | 4699.1135 | [8 empty] | 4745.22 | 4744 | 4766.1711 | 4619.2904 | 4703.9281 | 4699.1135
13469 | 4744 | 4766.0765 | 4619.2064 | 4703.8636 | 4698.7214 | [8 empty] | 4745.2028 | 4744 | 4766.0765 | 4619.2064 | 4703.8636 | 4698.7214
13470 | 4744 | 4766.0686 | 4619.0822 | 4703.4346 | 4698.5041 | [8 empty] | 4745.1581 | 4744 | 4766.0686 | 4619.0822 | 4703.4346 | 4698.5041
13471 | 4744 | 4766.0561 | 4618.8232 | 4703.0443 | 4698.3612 | [8 empty] | 4744.5985 | 4744 | 4766.0561 | 4618.8232 | 4703.0443 | 4698.3612
13472 | 4744 | 4765.9107 | 4618.8165 | 4702.9238 | 4698.2941 | [8 empty] | 4744.5863 | 4744 | 4765.9107 | 4618.8165 | 4702.9238 | 4698.2941
13473 | 4744 | 4765.4216 | 4618.5431 | 4702.7675 | 4698.0352 | [8 empty] | 4744.4892 | 4744 | 4765.4216 | 4618.5431 | 4702.7675 | 4698.0352
13474 | 4744 | 4765.3453 | 4618.2168 | 4702.6992 | 4696.9934 | [8 empty] | 4744.4541 | 4744 | 4765.3453 | 4618.2168 | 4702.6992 | 4696.9934
13475 | 4744 | 4765.096 | 4618.0634 | 4702.4102 | 4696.987 | [8 empty] | 4744.4216 | 4744 | 4765.096 | 4618.0634 | 4702.4102 | 4696.987
13476 | 4744 | 4765.0607 | 4617.5643 | 4702.2259 | 4696.5291 | [8 empty] | 4744.3457 | 4744 | 4765.0607 | 4617.5643 | 4702.2259 | 4696.5291
13477 | 4744 | 4764.9379 | 4617.4247 | 4702.1617 | 4696.4531 | [8 empty] | 4744.3222 | 4744 | 4764.9379 | 4617.4247 | 4702.1617 | 4696.4531
13478 | 4744 | 4764.7294 | 4617.3353 | 4701.6532 | 4696.4513 | [8 empty] | 4744.142 | 4744 | 4764.7294 | 4617.3353 | 4701.6532 | 4696.4513
13479 | 4744 | 4764.5554 | 4617.124 | 4701.3639 | 4696.2616 | [8 empty] | 4743.7869 | 4744 | 4764.5554 | 4617.124 | 4701.3639 | 4696.2616
13480 | 4744 | 4764.53 | 4617.0919 | 4701.335 | 4696.0212 | [8 empty] | 4743.7798 | 4744 | 4764.53 | 4617.0919 | 4701.335 | 4696.0212
13481 | 4744 | 4764.5035 | 4617.0443 | 4701.2817 | 4696.0168 | [8 empty] | 4743.7571 | 4744 | 4764.5035 | 4617.0443 | 4701.2817 | 4696.0168
13482 | 4743 | 4764.2416 | 4616.9045 | 4701.2293 | 4695.4601 | [8 empty] | 4743.4473 | 4743 | 4764.2416 | 4616.9045 | 4701.2293 | 4695.4601
13483 | 4743 | 4764.1161 | 4616.8908 | 4701.1836 | 4694.9854 | [8 empty] | 4743.3667 | 4743 | 4764.1161 | 4616.8908 | 4701.1836 | 4694.9854
13484 | 4743 | 4764.0804 | 4616.881 | 4701.0995 | 4694.8451 | [8 empty] | 4743.0247 | 4743 | 4764.0804 | 4616.881 | 4701.0995 | 4694.8451
13485 | 4743 | 4763.9523 | 4616.542 | 4701.0923 | 4694.7428 | [8 empty] | 4743.01 | 4743 | 4763.9523 | 4616.542 | 4701.0923 | 4694.7428
13486 | 4743 | 4763.8348 | 4616.2808 | 4700.9817 | 4694.7302 | [8 empty] | 4742.9196 | 4743 | 4763.8348 | 4616.2808 | 4700.9817 | 4694.7302
13487 | 4743 | 4763.7758 | 4616.1706 | 4700.9624 | 4694.66 | [8 empty] | 4742.76 | 4743 | 4763.7758 | 4616.1706 | 4700.9624 | 4694.66
13488 | 4743 | 4763.6956 | 4616.163 | 4700.8958 | 4694.5526 | [8 empty] | 4742.3315 | 4743 | 4763.6956 | 4616.163 | 4700.8958 | 4694.5526
13489 | 4743 | 4763.4573 | 4616.1098 | 4700.5879 | 4694.5232 | [8 empty] | 4742.278 | 4743 | 4763.4573 | 4616.1098 | 4700.5879 | 4694.5232
13490 | 4742 | 4763.4462 | 4615.6792 | 4700.3828 | 4693.841 | [8 empty] | 4742.2395 | 4742 | 4763.4462 | 4615.6792 | 4700.3828 | 4693.841
13491 | 4742 | 4763.373 | 4615.605 | 4700.2371 | 4693.8235 | [8 empty] | 4742.1134 | 4742 | 4763.373 | 4615.605 | 4700.2371 | 4693.8235
13492 | 4742 | 4763.1816 | 4615.4231 | 4700.0532 | 4693.5091 | [8 empty] | 4742.0557 | 4742 | 4763.1816 | 4615.4231 | 4700.0532 | 4693.5091
13493 | 4742 | 4763.0288 | 4615.2563 | 4700.0053 | 4693.0445 | [8 empty] | 4741.9113 | 4742 | 4763.0288 | 4615.2563 | 4700.0053 | 4693.0445
13494 | 4742 | 4762.999 | 4615.2245 | 4699.5036 | 4692.8702 | [8 empty] | 4741.9075 | 4742 | 4762.999 | 4615.2245 | 4699.5036 | 4692.8702
13495 | 4742 | 4762.8956 | 4615.2038 | 4699.4308 | 4692.8261 | [8 empty] | 4741.8922 | 4742 | 4762.8956 | 4615.2038 | 4699.4308 | 4692.8261
13496 | 4741 | 4762.6503 | 4615.1498 | 4699.105 | 4692.5466 | [8 empty] | 4741.7118 | 4741 | 4762.6503 | 4615.1498 | 4699.105 | 4692.5466
13497 | 4741 | 4762.5394 | 4614.8136 | 4699.0066 | 4692.4507 | [8 empty] | 4741.6274 | 4741 | 4762.5394 | 4614.8136 | 4699.0066 | 4692.4507
13498 | 4741 | 4762.4852 | 4614.7232 | 4699.0022 | 4692.39 | [8 empty] | 4741.4381 | 4741 | 4762.4852 | 4614.7232 | 4699.0022 | 4692.39
13499 | 4741 | 4762.2297 | 4614.2405 | 4698.7154 | 4691.9002 | [8 empty] | 4741.2121 | 4741 | 4762.2297 | 4614.2405 | 4698.7154 | 4691.9002
13500 | 4741 | 4762.1361 | 4614.109 | 4698.6897 | 4691.7509 | [8 empty] | 4741.1164 | 4741 | 4762.1361 | 4614.109 | 4698.6897 | 4691.7509
13501 | 4741 | 4761.8522 | 4613.8479 | 4698.566 | 4691.7293 | [8 empty] | 4740.8632 | 4741 | 4761.8522 | 4613.8479 | 4698.566 | 4691.7293
13502 | 4741 | 4761.7312 | 4613.826 | 4698.5235 | 4691.7022 | [8 empty] | 4740.4984 | 4741 | 4761.7312 | 4613.826 | 4698.5235 | 4691.7022
13503 | 4741 | 4761.6413 | 4613.5499 | 4698.1588 | 4691.3561 | [8 empty] | 4740.3457 | 4741 | 4761.6413 | 4613.5499 | 4698.1588 | 4691.3561
13504 | 4740 | 4761.3346 | 4613.2913 | 4697.9729 | 4691.2312 | [8 empty] | 4740.1827 | 4740 | 4761.3346 | 4613.2913 | 4697.9729 | 4691.2312
13505 | 4740 | 4761.207 | 4613.2413 | 4697.8408 | 4691.1424 | [8 empty] | 4740.0876 | 4740 | 4761.207 | 4613.2413 | 4697.8408 | 4691.1424
13506 | 4740 | 4761.0945 | 4613.2369 | 4697.784 | 4691.0757 | [8 empty] | 4739.9687 | 4740 | 4761.0945 | 4613.2369 | 4697.784 | 4691.0757
13507 | 4740 | 4760.9265 | 4612.7655 | 4697.7034 | 4691.0024 | [8 empty] | 4739.9046 | 4740 | 4760.9265 | 4612.7655 | 4697.7034 | 4691.0024
13508 | 4740 | 4760.7943 | 4612.7068 | 4697.5187 | 4690.8372 | [8 empty] | 4739.8168 | 4740 | 4760.7943 | 4612.7068 | 4697.5187 | 4690.8372
13509 | 4740 | 4760.6853 | 4612.6885 | 4697.3567 | 4690.8248 | [8 empty] | 4739.8147 | 4740 | 4760.6853 | 4612.6885 | 4697.3567 | 4690.8248
13510 | 4740 | 4760.5018 | 4612.1355 | 4697.2104 | 4690.7747 | [8 empty] | 4739.4621 | 4740 | 4760.5018 | 4612.1355 | 4697.2104 | 4690.7747
13511 | 4740 | 4760.2962 | 4612.1276 | 4696.8385 | 4690.5147 | [8 empty] | 4739.4191 | 4740 | 4760.2962 | 4612.1276 | 4696.8385 | 4690.5147
13512 | 4740 | 4759.7367 | 4612.1232 | 4696.4246 | 4690.4973 | [8 empty] | 4739.0233 | 4740 | 4759.7367 | 4612.1232 | 4696.4246 | 4690.4973
13513 | 4740 | 4759.5128 | 4611.7077 | 4696.2536 | 4690.4796 | [8 empty] | 4738.9636 | 4740 | 4759.5128 | 4611.7077 | 4696.2536 | 4690.4796
13514 | 4740 | 4759.4406 | 4611.6345 | 4696.2515 | 4690.2172 | [8 empty] | 4738.871 | 4740 | 4759.4406 | 4611.6345 | 4696.2515 | 4690.2172
13515 | 4740 | 4759.2865 | 4611.6094 | 4696.1162 | 4689.8557 | [8 empty] | 4738.8663 | 4740 | 4759.2865 | 4611.6094 | 4696.1162 | 4689.8557
13516 | 4740 | 4759.21 | 4611.4359 | 4695.9831 | 4689.757 | [8 empty] | 4738.7087 | 4740 | 4759.21 | 4611.4359 | 4695.9831 | 4689.757
13517 | 4739 | 4758.8816 | 4611.2247 | 4695.655 | 4689.7142 | [8 empty] | 4738.4501 | 4739 | 4758.8816 | 4611.2247 | 4695.655 | 4689.7142
13518 | 4739 | 4758.8189 | 4611.0672 | 4695.5732 | 4689.6602 | [8 empty] | 4738.3007 | 4739 | 4758.8189 | 4611.0672 | 4695.5732 | 4689.6602
13519 | 4739 | 4758.7473 | 4610.9972 | 4695.4548 | 4689.6105 | [8 empty] | 4738.1449 | 4739 | 4758.7473 | 4610.9972 | 4695.4548 | 4689.6105
13520 | 4739 | 4758.6259 | 4610.9637 | 4695.3081 | 4689.4165 | [8 empty] | 4738.0308 | 4739 | 4758.6259 | 4610.9637 | 4695.3081 | 4689.4165
13521 | 4739 | 4758.4829 | 4610.9311 | 4695.2917 | 4689.3502 | [8 empty] | 4737.8244 | 4739 | 4758.4829 | 4610.9311 | 4695.2917 | 4689.3502
13522 | 4739 | 4758.3598 | 4610.8434 | 4695.287 | 4689.2834 | [8 empty] | 4737.8132 | 4739 | 4758.3598 | 4610.8434 | 4695.287 | 4689.2834
13523 | 4739 | 4758.2991 | 4610.7374 | 4694.8877 | 4689.1594 | [8 empty] | 4737.7813 | 4739 | 4758.2991 | 4610.7374 | 4694.8877 | 4689.1594
13524 | 4738 | 4758.2831 | 4610.3456 | 4694.0535 | 4688.7596 | [8 empty] | 4737.7338 | 4738 | 4758.2831 | 4610.3456 | 4694.0535 | 4688.7596
13525 | 4738 | 4758.0889 | 4610.3147 | 4693.9769 | 4688.5639 | [8 empty] | 4737.6412 | 4738 | 4758.0889 | 4610.3147 | 4693.9769 | 4688.5639
13526 | 4738 | 4757.7561 | 4609.8478 | 4693.7774 | 4688.5408 | [8 empty] | 4737.6376 | 4738 | 4757.7561 | 4609.8478 | 4693.7774 | 4688.5408
13527 | 4738 | 4757.5872 | 4609.3886 | 4693.3509 | 4688.4917 | [8 empty] | 4737.5933 | 4738 | 4757.5872 | 4609.3886 | 4693.3509 | 4688.4917
13528 | 4738 | 4757.5141 | 4609.2598 | 4693.1999 | 4688.4165 | [8 empty] | 4737.5584 | 4738 | 4757.5141 | 4609.2598 | 4693.1999 | 4688.4165
13529 | 4738 | 4757.4565 | 4609.161 | 4693.15 | 4688.3678 | [8 empty] | 4737.451 | 4738 | 4757.4565 | 4609.161 | 4693.15 | 4688.3678
13530 | 4738 | 4757.449 | 4609.0786 | 4693.1412 | 4688.1686 | [8 empty] | 4737.4226 | 4738 | 4757.449 | 4609.0786 | 4693.1412 | 4688.1686
13531 | 4738 | 4757.3862 | 4608.9887 | 4692.9512 | 4687.9094 | [8 empty] | 4737.3293 | 4738 | 4757.3862 | 4608.9887 | 4692.9512 | 4687.9094
13532 | 4738 | 4757.2792 | 4608.7635 | 4692.8628 | 4687.0063 | [8 empty] | 4736.8803 | 4738 | 4757.2792 | 4608.7635 | 4692.8628 | 4687.0063
13533 | 4738 | 4757.0724 | 4608.7483 | 4692.8434 | 4686.9812 | [8 empty] | 4736.786 | 4738 | 4757.0724 | 4608.7483 | 4692.8434 | 4686.9812
13534 | 4737 | 4757.0528 | 4608.6962 | 4692.8081 | 4686.9299 | [8 empty] | 4736.6285 | 4737 | 4757.0528 | 4608.6962 | 4692.8081 | 4686.9299
13535 | 4737 | 4757.0038 | 4608.2896 | 4692.4424 | 4686.8096 | [8 empty] | 4736.4507 | 4737 | 4757.0038 | 4608.2896 | 4692.4424 | 4686.8096
13536 | 4737 | 4756.909 | 4608.2322 | 4692.417 | 4686.7336 | [8 empty] | 4736.4298 | 4737 | 4756.909 | 4608.2322 | 4692.417 | 4686.7336
13537 | 4737 | 4756.8106 | 4608.1802 | 4692.3469 | 4686.6058 | [8 empty] | 4736.3553 | 4737 | 4756.8106 | 4608.1802 | 4692.3469 | 4686.6058
13538 | 4737 | 4756.7938 | 4607.8422 | 4692.3354 | 4686.5267 | [8 empty] | 4736.1536 | 4737 | 4756.7938 | 4607.8422 | 4692.3354 | 4686.5267
13539 | 4737 | 4756.562 | 4607.7316 | 4692.2086 | 4686.4635 | [8 empty] | 4735.9724 | 4737 | 4756.562 | 4607.7316 | 4692.2086 | 4686.4635
13540 | 4737 | 4756.5505 | 4607.6403 | 4692.205 | 4686.4557 | [8 empty] | 4735.3943 | 4737 | 4756.5505 | 4607.6403 | 4692.205 | 4686.4557
13541 | 4737 | 4756.4429 | 4607.3757 | 4692.1978 | 4686.2043 | [8 empty] | 4735.0713 | 4737 | 4756.4429 | 4607.3757 | 4692.1978 | 4686.2043
13542 | 4736 | 4756.3578 | 4607.1066 | 4692.155 | 4686.1891 | [8 empty] | 4734.9956 | 4736 | 4756.3578 | 4607.1066 | 4692.155 | 4686.1891
13543 | 4736 | 4756.2813 | 4607.0618 | 4691.9825 | 4686.0902 | [8 empty] | 4734.9924 | 4736 | 4756.2813 | 4607.0618 | 4691.9825 | 4686.0902
13544 | 4736 | 4756.1196 | 4606.8106 | 4691.7532 | 4686.0721 | [8 empty] | 4734.9205 | 4736 | 4756.1196 | 4606.8106 | 4691.7532 | 4686.0721
13545 | 4736 | 4756.0684 | 4606.4098 | 4691.583 | 4685.979 | [8 empty] | 4734.6653 | 4736 | 4756.0684 | 4606.4098 | 4691.583 | 4685.979
13546 | 4736 | 4756.0614 | 4606.3882 | 4691.3976 | 4685.755 | [8 empty] | 4734.662 | 4736 | 4756.0614 | 4606.3882 | 4691.3976 | 4685.755
13547 | 4736 | 4755.9961 | 4606.365 | 4691.305 | 4685.6385 | [8 empty] | 4734.6577 | 4736 | 4755.9961 | 4606.365 | 4691.305 | 4685.6385
13548 | 4735 | 4755.7465 | 4606.3373 | 4691.056 | 4685.6292 | [8 empty] | 4734.6168 | 4735 | 4755.7465 | 4606.3373 | 4691.056 | 4685.6292
13549 | 4735 | 4755.6804 | 4606.3082 | 4690.5533 | 4685.4726 | [8 empty] | 4734.3616 | 4735 | 4755.6804 | 4606.3082 | 4690.5533 | 4685.4726
13550 | 4735 | 4755.6298 | 4606.2488 | 4690.4724 | 4684.8034 | [8 empty] | 4734.3597 | 4735 | 4755.6298 | 4606.2488 | 4690.4724 | 4684.8034
13551 | 4735 | 4755.6278 | 4606.2081 | 4690.2927 | 4684.3675 | [8 empty] | 4734.3348 | 4735 | 4755.6278 | 4606.2081 | 4690.2927 | 4684.3675
13552 | 4735 | 4755.3418 | 4606.1631 | 4689.4297 | 4684.1054 | [8 empty] | 4734.3084 | 4735 | 4755.3418 | 4606.1631 | 4689.4297 | 4684.1054
13553 | 4735 | 4755.0433 | 4605.9104 | 4689.2858 | 4684.0627 | [8 empty] | 4734.2322 | 4735 | 4755.0433 | 4605.9104 | 4689.2858 | 4684.0627
13554 | 4735 | 4755.0182 | 4605.7852 | 4689.1009 | 4683.7504 | [8 empty] | 4734.2023 | 4735 | 4755.0182 | 4605.7852 | 4689.1009 | 4683.7504
13555 | 4735 | 4754.8974 | 4605.7428 | 4689.0953 | 4683.7023 | [8 empty] | 4734.1297 | 4735 | 4754.8974 | 4605.7428 | 4689.0953 | 4683.7023
13556 | 4735 | 4754.7341 | 4605.0795 | 4689.0908 | 4683.4743 | [8 empty] | 4734.1015 | 4735 | 4754.7341 | 4605.0795 | 4689.0908 | 4683.4743
13557 | 4735 | 4754.6041 | 4604.6774 | 4688.9956 | 4683.3399 | [8 empty] | 4733.9883 | 4735 | 4754.6041 | 4604.6774 | 4688.9956 | 4683.3399
13558 | 4734 | 4754.3032 | 4604.6521 | 4688.9486 | 4683.1933 | [8 empty] | 4733.862 | 4734 | 4754.3032 | 4604.6521 | 4688.9486 | 4683.1933
13559 | 4734 | 4754.281 | 4604.1157 | 4688.6338 | 4682.9995 | [8 empty] | 4733.8036 | 4734 | 4754.281 | 4604.1157 | 4688.6338 | 4682.9995
13560 | 4734 | 4754.2605 | 4604.1044 | 4688.416 | 4682.8192 | [8 empty] | 4733.7982 | 4734 | 4754.2605 | 4604.1044 | 4688.416 | 4682.8192
13561 | 4734 | 4754.2184 | 4603.9139 | 4688.3721 | 4682.6624 | [8 empty] | 4733.7342 | 4734 | 4754.2184 | 4603.9139 | 4688.3721 | 4682.6624
13562 | 4734 | 4754.1284 | 4603.9137 | 4688.2925 | 4682.5057 | [8 empty] | 4733.5839 | 4734 | 4754.1284 | 4603.9137 | 4688.2925 | 4682.5057
13563 | 4734 | 4754.107 | 4603.8938 | 4688.2407 | 4682.4805 | [8 empty] | 4733.3665 | 4734 | 4754.107 | 4603.8938 | 4688.2407 | 4682.4805
13564 | 4734 | 4753.7215 | 4603.8237 | 4688.1906 | 4682.4418 | [8 empty] | 4733.0177 | 4734 | 4753.7215 | 4603.8237 | 4688.1906 | 4682.4418
13565 | 4734 | 4753.5823 | 4603.739 | 4688.0239 | 4682.425 | [8 empty] | 4732.9849 | 4734 | 4753.5823 | 4603.739 | 4688.0239 | 4682.425
13566 | 4734 | 4753.5355 | 4603.6149 | 4687.9658 | 4682.214 | [8 empty] | 4732.9798 | 4734 | 4753.5355 | 4603.6149 | 4687.9658 | 4682.214
13567 | 4733 | 4753.4176 | 4603.4627 | 4687.8586 | 4681.9775 | [8 empty] | 4732.9605 | 4733 | 4753.4176 | 4603.4627 | 4687.8586 | 4681.9775
13568 | 4733 | 4753.2409 | 4603.3836 | 4687.7169 | 4681.6959 | [8 empty] | 4732.9349 | 4733 | 4753.2409 | 4603.3836 | 4687.7169 | 4681.6959
13569 | 4733 | 4753.1117 | 4603.0394 | 4687.6795 | 4681.6946 | [8 empty] | 4732.9259 | 4733 | 4753.1117 | 4603.0394 | 4687.6795 | 4681.6946
13570 | 4733 | 4753.0406 | 4602.9369 | 4687.6122 | 4681.6941 | [8 empty] | 4732.777 | 4733 | 4753.0406 | 4602.9369 | 4687.6122 | 4681.6941
13571 | 4733 | 4752.9686 | 4602.7912 | 4687.1849 | 4681.5792 | [8 empty] | 4732.735 | 4733 | 4752.9686 | 4602.7912 | 4687.1849 | 4681.5792
13572 | 4733 | 4752.9547 | 4602.5471 | 4687.1463 | 4681.5463 | [8 empty] | 4732.7164 | 4733 | 4752.9547 | 4602.5471 | 4687.1463 | 4681.5463
13573 | 4733 | 4752.5874 | 4602.5244 | 4686.737 | 4681.4833 | [8 empty] | 4732.4915 | 4733 | 4752.5874 | 4602.5244 | 4686.737 | 4681.4833
13574 | 4733 | 4752.55 | 4602.3788 | 4686.6705 | 4681.2702 | [8 empty] | 4732.3865 | 4733 | 4752.55 | 4602.3788 | 4686.6705 | 4681.2702
13575 | 4733 | 4752.3826 | 4602.2615 | 4686.5906 | 4680.8647 | [8 empty] | 4732.258 | 4733 | 4752.3826 | 4602.2615 | 4686.5906 | 4680.8647
13576 | 4733 | 4752.3319 | 4602.1243 | 4686.2741 | 4680.6099 | [8 empty] | 4732.1089 | 4733 | 4752.3319 | 4602.1243 | 4686.2741 | 4680.6099
13577 | 4732 | 4752.199 | 4602.1218 | 4685.9816 | 4680.308 | [8 empty] | 4731.7211 | 4732 | 4752.199 | 4602.1218 | 4685.9816 | 4680.308
13578 | 4732 | 4752.0019 | 4602.1006 | 4685.925 | 4680.1951 | [8 empty] | 4731.7175 | 4732 | 4752.0019 | 4602.1006 | 4685.925 | 4680.1951
13579 | 4732 | 4751.8503 | 4602.0176 | 4685.8658 | 4680.1295 | [8 empty] | 4731.6381 | 4732 | 4751.8503 | 4602.0176 | 4685.8658 | 4680.1295
13580 | 4732 | 4751.7498 | 4601.9733 | 4685.6504 | 4679.9457 | [8 empty] | 4731.3521 | 4732 | 4751.7498 | 4601.9733 | 4685.6504 | 4679.9457
13581 | 4731 | 4751.5535 | 4601.9487 | 4685.6322 | 4679.906 | [8 empty] | 4731.3066 | 4731 | 4751.5535 | 4601.9487 | 4685.6322 | 4679.906
13582 | 4731 | 4751.4046 | 4601.6334 | 4685.4435 | 4679.3473 | [8 empty] | 4731.2365 | 4731 | 4751.4046 | 4601.6334 | 4685.4435 | 4679.3473
13583 | 4731 | 4751.3559 | 4601.5933 | 4685.2711 | 4679.3295 | [8 empty] | 4731.0982 | 4731 | 4751.3559 | 4601.5933 | 4685.2711 | 4679.3295
13584 | 4731 | 4750.8322 | 4601.5792 | 4685.2009 | 4679.152 | [8 empty] | 4730.8747 | 4731 | 4750.8322 | 4601.5792 | 4685.2009 | 4679.152
13585 | 4731 | 4750.4872 | 4601.5634 | 4685.1917 | 4679.0205 | [8 empty] | 4730.6002 | 4731 | 4750.4872 | 4601.5634 | 4685.1917 | 4679.0205
13586 | 4731 | 4750.2864 | 4601.1332 | 4685.1557 | 4678.8893 | [8 empty] | 4730.5515 | 4731 | 4750.2864 | 4601.1332 | 4685.1557 | 4678.8893
13587 | 4731 | 4749.963 | 4601.0524 | 4685.125 | 4678.8192 | [8 empty] | 4730.4986 | 4731 | 4749.963 | 4601.0524 | 4685.125 | 4678.8192
13588 | 4731 | 4749.9301 | 4600.8989 | 4684.7905 | 4678.6002 | [8 empty] | 4730.4835 | 4731 | 4749.9301 | 4600.8989 | 4684.7905 | 4678.6002
13589 | 4731 | 4749.892 | 4600.8309 | 4684.6361 | 4678.439 | [8 empty] | 4730.4136 | 4731 | 4749.892 | 4600.8309 | 4684.6361 | 4678.439
13590 | 4731 | 4749.8885 | 4600.8233 | 4684.3992 | 4678.2676 | [8 empty] | 4730.2952 | 4731 | 4749.8885 | 4600.8233 | 4684.3992 | 4678.2676
13591 | 4730 | 4749.8203 | 4600.7231 | 4684.086 | 4678.2463 | [8 empty] | 4730.18 | 4730 | 4749.8203 | 4600.7231 | 4684.086 | 4678.2463
13592 | 4730 | 4749.8091 | 4600.627 | 4684.075 | 4678.1512 | [8 empty] | 4730.0817 | 4730 | 4749.8091 | 4600.627 | 4684.075 | 4678.1512
13593 | 4730 | 4749.6383 | 4600.1713 | 4683.9388 | 4677.706 | [8 empty] | 4729.8143 | 4730 | 4749.6383 | 4600.1713 | 4683.9388 | 4677.706
13594 | 4730 | 4749.5613 | 4600.0956 | 4683.3654 | 4677.6502 | [8 empty] | 4729.7738 | 4730 | 4749.5613 | 4600.0956 | 4683.3654 | 4677.6502
13595 | 4730 | 4749.5418 | 4599.8981 | 4683.0246 | 4677.4651 | [8 empty] | 4728.8936 | 4730 | 4749.5418 | 4599.8981 | 4683.0246 | 4677.4651
13596 | 4729 | 4749.4006 | 4599.7077 | 4683.0155 | 4677.4282 | [8 empty] | 4728.851 | 4729 | 4749.4006 | 4599.7077 | 4683.0155 | 4677.4282
13597 | 4729 | 4749.3194 | 4599.5366 | 4682.7162 | 4677.2617 | [8 empty] | 4728.8341 | 4729 | 4749.3194 | 4599.5366 | 4682.7162 | 4677.2617
13598 | 4729 | 4748.7931 | 4599.3625 | 4682.7008 | 4677.2153 | [8 empty] | 4728.8123 | 4729 | 4748.7931 | 4599.3625 | 4682.7008 | 4677.2153
13599 | 4729 | 4748.7669 | 4599.3253 | 4682.4719 | 4677.1289 | [8 empty] | 4728.7188 | 4729 | 4748.7669 | 4599.3253 | 4682.4719 | 4677.1289
13600 | 4729 | 4748.7278 | 4599.1754 | 4682.4119 | 4676.9457 | [8 empty] | 4728.6787 | 4729 | 4748.7278 | 4599.1754 | 4682.4119 | 4676.9457
13601 | 4729 | 4748.6254 | 4599.0106 | 4682.0693 | 4676.8612 | [8 empty] | 4728.5768 | 4729 | 4748.6254 | 4599.0106 | 4682.0693 | 4676.8612
13602 | 4729 | 4748.607 | 4599.0027 | 4682.0613 | 4676.6338 | [8 empty] | 4728.3125 | 4729 | 4748.607 | 4599.0027 | 4682.0613 | 4676.6338
13603 | 4729 | 4748.5183 | 4598.9114 | 4681.7521 | 4676.2533 | [8 empty] | 4728.3118 | 4729 | 4748.5183 | 4598.9114 | 4681.7521 | 4676.2533
13604 | 4729 | 4748.4142 | 4598.5704 | 4681.3769 | 4676.1507 | [8 empty] | 4728.227 | 4729 | 4748.4142 | 4598.5704 | 4681.3769 | 4676.1507
13605 | 4729 | 4748.1419 | 4598.4153 | 4681.3076 | 4676.071 | [8 empty] | 4728.1929 | 4729 | 4748.1419 | 4598.4153 | 4681.3076 | 4676.071
13606 | 4729 | 4748.0149 | 4598.3036 | 4681.2156 | 4675.7991 | [8 empty] | 4728.1244 | 4729 | 4748.0149 | 4598.3036 | 4681.2156 | 4675.7991
13607 | 4729 | 4747.9883 | 4597.892 | 4681.0964 | 4675.4371 | [8 empty] | 4728.0822 | 4729 | 4747.9883 | 4597.892 | 4681.0964 | 4675.4371
13608 | 4729 | 4747.9594 | 4597.6902 | 4681.0736 | 4675.277 | [8 empty] | 4727.913 | 4729 | 4747.9594 | 4597.6902 | 4681.0736 | 4675.277
13609 | 4729 | 4747.9031 | 4597.6273 | 4680.258 | 4674.856 | [8 empty] | 4727.8963 | 4729 | 4747.9031 | 4597.6273 | 4680.258 | 4674.856
13610 | 4729 | 4747.7217 | 4596.9599 | 4679.9444 | 4674.7509 | [8 empty] | 4727.8219 | 4729 | 4747.7217 | 4596.9599 | 4679.9444 | 4674.7509
13611 | 4728 | 4747.0395 | 4596.6527 | 4679.8708 | 4674.6111 | [8 empty] | 4727.6171 | 4728 | 4747.0395 | 4596.6527 | 4679.8708 | 4674.6111
13612 | 4728 | 4746.9361 | 4596.5845 | 4679.8534 | 4674.1685 | [8 empty] | 4727.5327 | 4728 | 4746.9361 | 4596.5845 | 4679.8534 | 4674.1685
13613 | 4728 | 4746.6798 | 4595.7743 | 4679.2143 | 4673.6549 | [8 empty] | 4727.3499 | 4728 | 4746.6798 | 4595.7743 | 4679.2143 | 4673.6549
13614 | 4728 | 4746.6294 | 4595.3875 | 4679.0317 | 4673.4432 | [8 empty] | 4727.0682 | 4728 | 4746.6294 | 4595.3875 | 4679.0317 | 4673.4432
13615 | 4728 | 4746.5661 | 4595.1357 | 4678.3973 | 4673.3494 | [8 empty] | 4726.9665 | 4728 | 4746.5661 | 4595.1357 | 4678.3973 | 4673.3494
13616 | 4727 | 4746.3609 | 4594.5142 | 4678.3462 | 4673.2794 | [8 empty] | 4726.9582 | 4727 | 4746.3609 | 4594.5142 | 4678.3462 | 4673.2794
13617 | 4727 | 4746.2966 | 4594.295 | 4678.3432 | 4673.0984 | [8 empty] | 4726.9226 | 4727 | 4746.2966 | 4594.295 | 4678.3432 | 4673.0984
13618 | 4727 | 4746.0439 | 4594.1248 | 4678.3365 | 4672.9895 | [8 empty] | 4726.8769 | 4727 | 4746.0439 | 4594.1248 | 4678.3365 | 4672.9895
13619 | 4727 | 4746.0259 | 4594.0345 | 4677.964 | 4672.7941 | [8 empty] | 4726.8339 | 4727 | 4746.0259 | 4594.0345 | 4677.964 | 4672.7941
13620 | 4727 | 4745.8025 | 4593.6323 | 4677.9084 | 4672.7479 | [8 empty] | 4726.7753 | 4727 | 4745.8025 | 4593.6323 | 4677.9084 | 4672.7479
13621 | 4727 | 4745.7415 | 4593.5394 | 4677.7418 | 4671.9984 | [8 empty] | 4726.7398 | 4727 | 4745.7415 | 4593.5394 | 4677.7418 | 4671.9984
13622 | 4726 | 4745.7151 | 4593.4728 | 4677.2051 | 4671.3584 | [8 empty] | 4726.594 | 4726 | 4745.7151 | 4593.4728 | 4677.2051 | 4671.3584
13623 | 4726 | 4745.6627 | 4593.147 | 4676.71 | 4671.0684 | [8 empty] | 4726.5353 | 4726 | 4745.6627 | 4593.147 | 4676.71 | 4671.0684
13624 | 4726 | 4745.3694 | 4593.0247 | 4676.5576 | 4670.9133 | [8 empty] | 4726.5245 | 4726 | 4745.3694 | 4593.0247 | 4676.5576 | 4670.9133
13625 | 4726 | 4745.2923 | 4592.9373 | 4676.5043 | 4670.3206 | [8 empty] | 4726.4777 | 4726 | 4745.2923 | 4592.9373 | 4676.5043 | 4670.3206
13626 | 4726 | 4744.8608 | 4592.7069 | 4676.4675 | 4670.3081 | [8 empty] | 4726.4122 | 4726 | 4744.8608 | 4592.7069 | 4676.4675 | 4670.3081
13627 | 4725 | 4744.7728 | 4592.4799 | 4676.1596 | 4670.1866 | [8 empty] | 4726.3998 | 4725 | 4744.7728 | 4592.4799 | 4676.1596 | 4670.1866
13628 | 4725 | 4744.7085 | 4592.2258 | 4675.9908 | 4670.0484 | [8 empty] | 4726.2537 | 4725 | 4744.7085 | 4592.2258 | 4675.9908 | 4670.0484
13629 | 4725 | 4744.4489 | 4592.1398 | 4675.8067 | 4669.7897 | [8 empty] | 4726.2392 | 4725 | 4744.4489 | 4592.1398 | 4675.8067 | 4669.7897
13630 | 4725 | 4744.1507 | 4592.1057 | 4675.7294 | 4669.7512 | [8 empty] | 4726.2172 | 4725 | 4744.1507 | 4592.1057 | 4675.7294 | 4669.7512
13631 | 4725 | 4743.8992 | 4592.0639 | 4675.6917 | 4669.7094 | [8 empty] | 4726.1581 | 4725 | 4743.8992 | 4592.0639 | 4675.6917 | 4669.7094
13632 | 4725 | 4743.8919 | 4591.9867 | 4675.1423 | 4669.6861 | [8 empty] | 4726.1492 | 4725 | 4743.8919 | 4591.9867 | 4675.1423 | 4669.6861
13633 | 4725 | 4743.854 | 4591.9462 | 4674.9484 | 4669.3403 | [8 empty] | 4726.1406 | 4725 | 4743.854 | 4591.9462 | 4674.9484 | 4669.3403
13634 | 4725 | 4743.6114 | 4591.9338 | 4674.4541 | 4669.276 | [8 empty] | 4726.0852 | 4725 | 4743.6114 | 4591.9338 | 4674.4541 | 4669.276
13635 | 4725 | 4743.547 | 4591.7324 | 4674.3611 | 4669.154 | [8 empty] | 4725.9388 | 4725 | 4743.547 | 4591.7324 | 4674.3611 | 4669.154
13636 | 4725 | 4743.5141 | 4591.5835 | 4674.2855 | 4668.9833 | [8 empty] | 4725.9349 | 4725 | 4743.5141 | 4591.5835 | 4674.2855 | 4668.9833
13637 | 4725 | 4743.4039 | 4591.5297 | 4674.1259 | 4668.4507 | [8 empty] | 4725.8392 | 4725 | 4743.4039 | 4591.5297 | 4674.1259 | 4668.4507
13638 | 4725 | 4743.3959 | 4591.4048 | 4674.1102 | 4668.3633 | [8 empty] | 4725.7558 | 4725 | 4743.3959 | 4591.4048 | 4674.1102 | 4668.3633
13639 | 4724 | 4743.3237 | 4590.9905 | 4674.1101 | 4668.2155 | [8 empty] | 4725.6578 | 4724 | 4743.3237 | 4590.9905 | 4674.1101 | 4668.2155
13640 | 4724 | 4743.2292 | 4590.8906 | 4674.0242 | 4668.1058 | [8 empty] | 4725.3641 | 4724 | 4743.2292 | 4590.8906 | 4674.0242 | 4668.1058
13641 | 4724 | 4743.1523 | 4590.6888 | 4673.7254 | 4668.0214 | [8 empty] | 4725.08 | 4724 | 4743.1523 | 4590.6888 | 4673.7254 | 4668.0214
13642 | 4724 | 4742.733 | 4590.3956 | 4673.6599 | 4667.8622 | [8 empty] | 4724.6171 | 4724 | 4742.733 | 4590.3956 | 4673.6599 | 4667.8622
13643 | 4724 | 4742.705 | 4590.3948 | 4673.6034 | 4667.6627 | [8 empty] | 4724.2448 | 4724 | 4742.705 | 4590.3948 | 4673.6034 | 4667.6627
13644 | 4724 | 4742.6675 | 4590.2974 | 4673.4634 | 4667.6263 | [8 empty] | 4724.1964 | 4724 | 4742.6675 | 4590.2974 | 4673.4634 | 4667.6263
13645 | 4724 | 4742.509 | 4590.1664 | 4673.2344 | 4667.0837 | [8 empty] | 4724.1428 | 4724 | 4742.509 | 4590.1664 | 4673.2344 | 4667.0837
13646 | 4724 | 4742.4935 | 4590.0539 | 4672.662 | 4666.8786 | [8 empty] | 4724.048 | 4724 | 4742.4935 | 4590.0539 | 4672.662 | 4666.8786
13647 | 4723 | 4742.3516 | 4589.9367 | 4672.4268 | 4666.8293 | [8 empty] | 4723.9904 | 4723 | 4742.3516 | 4589.9367 | 4672.4268 | 4666.8293
13648 | 4723 | 4742.2749 | 4589.4591 | 4672.4057 | 4666.656 | [8 empty] | 4723.6511 | 4723 | 4742.2749 | 4589.4591 | 4672.4057 | 4666.656
13649 | 4723 | 4742.1075 | 4589.4441 | 4672.391 | 4666.5613 | [8 empty] | 4723.6325 | 4723 | 4742.1075 | 4589.4441 | 4672.391 | 4666.5613
13650 | 4723 | 4742.0143 | 4589.2511 | 4672.3883 | 4666.4917 | [8 empty] | 4723.5827 | 4723 | 4742.0143 | 4589.2511 | 4672.3883 | 4666.4917
13651 | 4723 | 4741.9337 | 4589.0336 | 4672.2777 | 4666.4373 | [8 empty] | 4723.5281 | 4723 | 4741.9337 | 4589.0336 | 4672.2777 | 4666.4373
13652 | 4722 | 4741.9164 | 4588.183 | 4672.2256 | 4665.9231 | [8 empty] | 4723.4732 | 4722 | 4741.9164 | 4588.183 | 4672.2256 | 4665.9231
13653 | 4722 | 4741.7292 | 4587.8696 | 4672.2153 | 4665.9037 | [8 empty] | 4723.4276 | 4722 | 4741.7292 | 4587.8696 | 4672.2153 | 4665.9037
13654 | 4721 | 4741.7206 | 4587.6163 | 4672.0783 | 4665.6196 | [8 empty] | 4723.4171 | 4721 | 4741.7206 | 4587.6163 | 4672.0783 | 4665.6196
13655 | 4721 | 4741.5527 | 4587.3097 | 4671.9058 | 4665.614 | [8 empty] | 4723.2851 | 4721 | 4741.5527 | 4587.3097 | 4671.9058 | 4665.614
13656 | 4721 | 4741.4345 | 4587.199 | 4671.8847 | 4665.4419 | [8 empty] | 4723.2813 | 4721 | 4741.4345 | 4587.199 | 4671.8847 | 4665.4419
13657 | 4721 | 4741.3584 | 4587.1077 | 4671.6833 | 4665.172 | [8 empty] | 4723.2361 | 4721 | 4741.3584 | 4587.1077 | 4671.6833 | 4665.172
13658 | 4721 | 4741.0643 | 4586.9847 | 4671.3993 | 4665.0813 | [8 empty] | 4723.0391 | 4721 | 4741.0643 | 4586.9847 | 4671.3993 | 4665.0813
13659 | 4721 | 4741.0411 | 4586.8998 | 4671.3979 | 4664.925 | [8 empty] | 4722.9712 | 4721 | 4741.0411 | 4586.8998 | 4671.3979 | 4664.925
13660 | 4721 | 4740.9407 | 4586.8133 | 4671.3442 | 4664.7515 | [8 empty] | 4722.7724 | 4721 | 4740.9407 | 4586.8133 | 4671.3442 | 4664.7515
13661 | 4721 | 4740.5578 | 4586.7787 | 4671.3213 | 4664.3793 | [8 empty] | 4722.7451 | 4721 | 4740.5578 | 4586.7787 | 4671.3213 | 4664.3793
13662 | 4720 | 4740.5253 | 4586.3959 | 4671.0537 | 4664.3392 | [8 empty] | 4722.6709 | 4720 | 4740.5253 | 4586.3959 | 4671.0537 | 4664.3392
13663 | 4720 | 4740.39 | 4586.3528 | 4670.803 | 4663.463 | [8 empty] | 4722.625 | 4720 | 4740.39 | 4586.3528 | 4670.803 | 4663.463
13664 | 4720 | 4740.1897 | 4585.5527 | 4670.7909 | 4663.2573 | [8 empty] | 4722.6094 | 4720 | 4740.1897 | 4585.5527 | 4670.7909 | 4663.2573
13665 | 4720 | 4740.0119 | 4585.4585 | 4670.7474 | 4663.1327 | [8 empty] | 4722.5633 | 4720 | 4740.0119 | 4585.4585 | 4670.7474 | 4663.1327
13666 | 4720 | 4740.0075 | 4585.4255 | 4670.7473 | 4663.0791 | [8 empty] | 4722.4973 | 4720 | 4740.0075 | 4585.4255 | 4670.7473 | 4663.0791
13667 | 4720 | 4739.9505 | 4585.3835 | 4670.6409 | 4662.9911 | [8 empty] | 4722.2673 | 4720 | 4739.9505 | 4585.3835 | 4670.6409 | 4662.9911
13668 | 4720 | 4739.9445 | 4585.3568 | 4670.444 | 4662.8557 | [8 empty] | 4722.2503 | 4720 | 4739.9445 | 4585.3568 | 4670.444 | 4662.8557
13669 | 4720 | 4739.9301 | 4585.3152 | 4670.4149 | 4662.6036 | [8 empty] | 4722.1839 | 4720 | 4739.9301 | 4585.3152 | 4670.4149 | 4662.6036
13670 | 4720 | 4739.6128 | 4585.2621 | 4669.7591 | 4662.537 | [8 empty] | 4722.1798 | 4720 | 4739.6128 | 4585.2621 | 4669.7591 | 4662.537
13671 | 4720 | 4739.2361 | 4585.2295 | 4669.7193 | 4662.0284 | [8 empty] | 4722.1094 | 4720 | 4739.2361 | 4585.2295 | 4669.7193 | 4662.0284
13672 | 4720 | 4739.1943 | 4585.0196 | 4669.6577 | 4661.6256 | [8 empty] | 4722.0606 | 4720 | 4739.1943 | 4585.0196 | 4669.6577 | 4661.6256
13673 | 4720 | 4739.1176 | 4584.9304 | 4669.4542 | 4661.6113 | [8 empty] | 4721.9358 | 4720 | 4739.1176 | 4584.9304 | 4669.4542 | 4661.6113
13674 | 4720 | 4738.8844 | 4584.8636 | 4669.311 | 4661.0371 | [8 empty] | 4721.9334 | 4720 | 4738.8844 | 4584.8636 | 4669.311 | 4661.0371
13675 | 4719 | 4738.8672 | 4584.8523 | 4669.0788 | 4660.8248 | [8 empty] | 4721.6449 | 4719 | 4738.8672 | 4584.8523 | 4669.0788 | 4660.8248
13676 | 4719 | 4738.5869 | 4584.8449 | 4668.9431 | 4660.6912 | [8 empty] | 4721.4479 | 4719 | 4738.5869 | 4584.8449 | 4668.9431 | 4660.6912
13677 | 4719 | 4738.3936 | 4584.4194 | 4668.9 | 4660.6317 | [8 empty] | 4721.3608 | 4719 | 4738.3936 | 4584.4194 | 4668.9 | 4660.6317
13678 | 4719 | 4737.7442 | 4584.33 | 4668.7045 | 4660.4405 | [8 empty] | 4721.2091 | 4719 | 4737.7442 | 4584.33 | 4668.7045 | 4660.4405
13679 | 4719 | 4737.645 | 4584.3012 | 4668.6696 | 4660.3491 | [8 empty] | 4720.9268 | 4719 | 4737.645 | 4584.3012 | 4668.6696 | 4660.3491
13680 | 4719 | 4737.6011 | 4584.0249 | 4668.6388 | 4660.3234 | [8 empty] | 4720.8959 | 4719 | 4737.6011 | 4584.0249 | 4668.6388 | 4660.3234
13681 | 4718 | 4737.5534 | 4583.7529 | 4668.3594 | 4660.2647 | [8 empty] | 4720.8705 | 4718 | 4737.5534 | 4583.7529 | 4668.3594 | 4660.2647
13682 | 4718 | 4737.4293 | 4583.4484 | 4668.3593 | 4659.9647 | [8 empty] | 4720.6991 | 4718 | 4737.4293 | 4583.4484 | 4668.3593 | 4659.9647
13683 | 4718 | 4737.3302 | 4583.3677 | 4667.9755 | 4658.9702 | [8 empty] | 4720.6935 | 4718 | 4737.3302 | 4583.3677 | 4667.9755 | 4658.9702
13684 | 4718 | 4737.2971 | 4583.3673 | 4667.8201 | 4658.9348 | [8 empty] | 4720.585 | 4718 | 4737.2971 | 4583.3673 | 4667.8201 | 4658.9348
13685 | 4718 | 4737.2499 | 4583.1916 | 4667.7713 | 4658.8325 | [8 empty] | 4720.5245 | 4718 | 4737.2499 | 4583.1916 | 4667.7713 | 4658.8325
13686 | 4718 | 4737.2183 | 4583.1521 | 4667.4848 | 4658.8094 | [8 empty] | 4720.4027 | 4718 | 4737.2183 | 4583.1521 | 4667.4848 | 4658.8094
13687 | 4718 | 4737.1942 | 4583.1173 | 4667.4324 | 4658.5992 | [8 empty] | 4720.3081 | 4718 | 4737.1942 | 4583.1173 | 4667.4324 | 4658.5992
13688 | 4718 | 4737.0406 | 4583.002 | 4667.4114 | 4658.5942 | [8 empty] | 4720.2857 | 4718 | 4737.0406 | 4583.002 | 4667.4114 | 4658.5942
13689 | 4718 | 4736.9961 | 4582.9253 | 4667.3519 | 4658.4902 | [8 empty] | 4720.241 | 4718 | 4736.9961 | 4582.9253 | 4667.3519 | 4658.4902
13690 | 4718 | 4736.9561 | 4582.7702 | 4667.208 | 4658.1074 | [8 empty] | 4720.2089 | 4718 | 4736.9561 | 4582.7702 | 4667.208 | 4658.1074
13691 | 4718 | 4736.8681 | 4582.5695 | 4666.6815 | 4658.1059 | [8 empty] | 4720.1706 | 4718 | 4736.8681 | 4582.5695 | 4666.6815 | 4658.1059
13692 | 4718 | 4736.8499 | 4582.3393 | 4666.5172 | 4657.5326 | [8 empty] | 4720.1366 | 4718 | 4736.8499 | 4582.3393 | 4666.5172 | 4657.5326
13693 | 4718 | 4736.7227 | 4582.1524 | 4666.4121 | 4657.33 | [8 empty] | 4719.7454 | 4718 | 4736.7227 | 4582.1524 | 4666.4121 | 4657.33
13694 | 4718 | 4736.7159 | 4582.0922 | 4666.0048 | 4657.1281 | [8 empty] | 4719.6772 | 4718 | 4736.7159 | 4582.0922 | 4666.0048 | 4657.1281
13695 | 4718 | 4736.4452 | 4582.0176 | 4665.8154 | 4656.8758 | [8 empty] | 4719.2801 | 4718 | 4736.4452 | 4582.0176 | 4665.8154 | 4656.8758
13696 | 4718 | 4736.2349 | 4581.6241 | 4665.3893 | 4656.8465 | [8 empty] | 4719.2337 | 4718 | 4736.2349 | 4581.6241 | 4665.3893 | 4656.8465
13697 | 4718 | 4736.149 | 4580.8386 | 4665.0586 | 4656.5416 | [8 empty] | 4719.1995 | 4718 | 4736.149 | 4580.8386 | 4665.0586 | 4656.5416
13698 | 4717 | 4736.0486 | 4580.6862 | 4664.9608 | 4656.5304 | [8 empty] | 4719.0069 | 4717 | 4736.0486 | 4580.6862 | 4664.9608 | 4656.5304
13699 | 4717 | 4735.9058 | 4580.2551 | 4664.8058 | 4656.3812 | [8 empty] | 4718.8966 | 4717 | 4735.9058 | 4580.2551 | 4664.8058 | 4656.3812
13700 | 4717 | 4735.8079 | 4579.9604 | 4664.7752 | 4655.9743 | [8 empty] | 4718.8399 | 4717 | 4735.8079 | 4579.9604 | 4664.7752 | 4655.9743
13701 | 4717 | 4735.7656 | 4579.8486 | 4664.6696 | 4655.7804 | [8 empty] | 4718.6408 | 4717 | 4735.7656 | 4579.8486 | 4664.6696 | 4655.7804
13702 | 4716 | 4735.6981 | 4579.72 | 4664.3145 | 4655.5807 | [8 empty] | 4718.354 | 4716 | 4735.6981 | 4579.72 | 4664.3145 | 4655.5807
13703 | 4716 | 4735.6818 | 4579.5923 | 4664.1494 | 4655.5788 | [8 empty] | 4718.3388 | 4716 | 4735.6818 | 4579.5923 | 4664.1494 | 4655.5788
13704 | 4716 | 4735.5468 | 4579.1994 | 4663.7255 | 4655.2723 | [8 empty] | 4718.2363 | 4716 | 4735.5468 | 4579.1994 | 4663.7255 | 4655.2723
13705 | 4716 | 4735.4131 | 4579.0945 | 4663.486 | 4655.2573 | [8 empty] | 4718.2215 | 4716 | 4735.4131 | 4579.0945 | 4663.486 | 4655.2573
13706 | 4716 | 4735.3244 | 4579.0433 | 4663.4745 | 4654.9833 | [8 empty] | 4718.0851 | 4716 | 4735.3244 | 4579.0433 | 4663.4745 | 4654.9833
13707 | 4716 | 4735.0238 | 4578.9743 | 4663.4232 | 4654.9446 | [8 empty] | 4717.9047 | 4716 | 4735.0238 | 4578.9743 | 4663.4232 | 4654.9446
13708 | 4716 | 4734.9168 | 4578.939 | 4663.214 | 4654.8746 | [8 empty] | 4717.8745 | 4716 | 4734.9168 | 4578.939 | 4663.214 | 4654.8746
13709 | 4716 | 4734.8715 | 4578.7567 | 4663.1788 | 4654.8225 | [8 empty] | 4717.7925 | 4716 | 4734.8715 | 4578.7567 | 4663.1788 | 4654.8225
13710 | 4715 | 4734.7492 | 4578.3985 | 4662.9261 | 4654.7225 | [8 empty] | 4717.7227 | 4715 | 4734.7492 | 4578.3985 | 4662.9261 | 4654.7225
13711 | 4715 | 4734.7429 | 4578.3401 | 4662.8444 | 4654.6003 | [8 empty] | 4717.702 | 4715 | 4734.7429 | 4578.3401 | 4662.8444 | 4654.6003
13712 | 4715 | 4734.6811 | 4577.8342 | 4662.7628 | 4653.9018 | [8 empty] | 4717.596 | 4715 | 4734.6811 | 4577.8342 | 4662.7628 | 4653.9018
13713 | 4715 | 4734.595 | 4577.6795 | 4662.5462 | 4653.7123 | [8 empty] | 4717.581 | 4715 | 4734.595 | 4577.6795 | 4662.5462 | 4653.7123
13714 | 4715 | 4734.4498 | 4577.4149 | 4662.3708 | 4653.6482 | [8 empty] | 4717.5441 | 4715 | 4734.4498 | 4577.4149 | 4662.3708 | 4653.6482
13715 | 4715 | 4734.3778 | 4577.3853 | 4661.8674 | 4653.5209 | [8 empty] | 4717.5063 | 4715 | 4734.3778 | 4577.3853 | 4661.8674 | 4653.5209
13716 | 4715 | 4734.3552 | 4577.2673 | 4661.8297 | 4653.2722 | [8 empty] | 4717.3445 | 4715 | 4734.3552 | 4577.2673 | 4661.8297 | 4653.2722
13717 | 4715 | 4734.2422 | 4577.047 | 4661.7177 | 4653.1105 | [8 empty] | 4717.2835 | 4715 | 4734.2422 | 4577.047 | 4661.7177 | 4653.1105
13718 | 4715 | 4733.9902 | 4576.5243 | 4661.1043 | 4652.932 | [8 empty] | 4717.255 | 4715 | 4733.9902 | 4576.5243 | 4661.1043 | 4652.932
13719 | 4715 | 4733.9013 | 4576.3121 | 4660.6461 | 4652.7514 | [8 empty] | 4717.0924 | 4715 | 4733.9013 | 4576.3121 | 4660.6461 | 4652.7514
13720 | 4715 | 4733.3644 | 4576.268 | 4660.6408 | 4652.6241 | [8 empty] | 4716.987 | 4715 | 4733.3644 | 4576.268 | 4660.6408 | 4652.6241
13721 | 4715 | 4733.2622 | 4576.2529 | 4660.3509 | 4652.4124 | [8 empty] | 4716.8729 | 4715 | 4733.2622 | 4576.2529 | 4660.3509 | 4652.4124
13722 | 4714 | 4732.9525 | 4576.1083 | 4660.1046 | 4652.2163 | [8 empty] | 4716.8635 | 4714 | 4732.9525 | 4576.1083 | 4660.1046 | 4652.2163
13723 | 4714 | 4732.8543 | 4575.9819 | 4659.98 | 4651.9738 | [8 empty] | 4716.7974 | 4714 | 4732.8543 | 4575.9819 | 4659.98 | 4651.9738
13724 | 4714 | 4732.7895 | 4575.9455 | 4659.8849 | 4651.1415 | [8 empty] | 4716.7323 | 4714 | 4732.7895 | 4575.9455 | 4659.8849 | 4651.1415
13725 | 4714 | 4732.6054 | 4575.7792 | 4659.6771 | 4651.0185 | [8 empty] | 4716.5416 | 4714 | 4732.6054 | 4575.7792 | 4659.6771 | 4651.0185
13726 | 4714 | 4732.3872 | 4575.4445 | 4659.6262 | 4650.6821 | [8 empty] | 4716.424 | 4714 | 4732.3872 | 4575.4445 | 4659.6262 | 4650.6821
13727 | 4714 | 4732.2667 | 4575.4108 | 4659.2485 | 4650.2735 | [8 empty] | 4716.3589 | 4714 | 4732.2667 | 4575.4108 | 4659.2485 | 4650.2735
13728 | 4714 | 4732.1704 | 4575.3725 | 4659.1422 | 4649.9868 | [8 empty] | 4716.2953 | 4714 | 4732.1704 | 4575.3725 | 4659.1422 | 4649.9868
13729 | 4714 | 4732.0932 | 4575.2761 | 4659.0966 | 4649.4963 | [8 empty] | 4716.2542 | 4714 | 4732.0932 | 4575.2761 | 4659.0966 | 4649.4963
13730 | 4714 | 4732.065 | 4575.2627 | 4658.8745 | 4648.4357 | [8 empty] | 4716.2344 | 4714 | 4732.065 | 4575.2627 | 4658.8745 | 4648.4357
13731 | 4714 | 4732.0625 | 4575.1875 | 4658.4488 | 4648.2439 | [8 empty] | 4716.218 | 4714 | 4732.0625 | 4575.1875 | 4658.4488 | 4648.2439
13732 | 4714 | 4732.049 | 4574.9503 | 4658.2071 | 4648.1805 | [8 empty] | 4716.1724 | 4714 | 4732.049 | 4574.9503 | 4658.2071 | 4648.1805
13733 | 4713 | 4731.7246 | 4574.3458 | 4658.1902 | 4648.0396 | [8 empty] | 4715.7826 | 4713 | 4731.7246 | 4574.3458 | 4658.1902 | 4648.0396
13734 | 4713 | 4731.6729 | 4574.321 | 4658.1673 | 4647.9483 | [8 empty] | 4715.699 | 4713 | 4731.6729 | 4574.321 | 4658.1673 | 4647.9483
13735 | 4713 | 4731.3309 | 4574.303 | 4658.0771 | 4647.8425 | [8 empty] | 4715.6769 | 4713 | 4731.3309 | 4574.303 | 4658.0771 | 4647.8425
13736 | 4713 | 4730.9384 | 4574.2173 | 4657.7865 | 4647.7975 | [8 empty] | 4715.5743 | 4713 | 4730.9384 | 4574.2173 | 4657.7865 | 4647.7975
13737 | 4713 | 4730.9072 | 4574.0214 | 4657.7851 | 4647.1007 | [8 empty] | 4715.5019 | 4713 | 4730.9072 | 4574.0214 | 4657.7851 | 4647.1007
13738 | 4713 | 4730.7861 | 4573.5386 | 4657.688 | 4646.2677 | [8 empty] | 4715.4385 | 4713 | 4730.7861 | 4573.5386 | 4657.688 | 4646.2677
13739 | 4713 | 4730.5857 | 4573.4248 | 4657.5922 | 4646.1385 | [8 empty] | 4715.1564 | 4713 | 4730.5857 | 4573.4248 | 4657.5922 | 4646.1385
13740 | 4713 | 4730.2944 | 4573.3625 | 4656.7711 | 4645.6371 | [8 empty] | 4714.9998 | 4713 | 4730.2944 | 4573.3625 | 4656.7711 | 4645.6371
13741 | 4713 | 4730.2505 | 4573.3576 | 4656.5199 | 4645.2548 | [8 empty] | 4714.8579 | 4713 | 4730.2505 | 4573.3576 | 4656.5199 | 4645.2548
13742 | 4712 | 4730.2387 | 4573.3067 | 4656.4934 | 4645.0832 | [8 empty] | 4714.7256 | 4712 | 4730.2387 | 4573.3067 | 4656.4934 | 4645.0832
13743 | 4712 | 4730.0925 | 4572.9869 | 4656.4345 | 4644.9606 | [8 empty] | 4714.5306 | 4712 | 4730.0925 | 4572.9869 | 4656.4345 | 4644.9606
13744 | 4712 | 4729.977 | 4572.9635 | 4655.9925 | 4644.9054 | [8 empty] | 4714.3713 | 4712 | 4729.977 | 4572.9635 | 4655.9925 | 4644.9054
13745 | 4712 | 4729.7356 | 4572.7453 | 4655.7113 | 4644.5224 | [8 empty] | 4714.3093 | 4712 | 4729.7356 | 4572.7453 | 4655.7113 | 4644.5224
13746 | 4712 | 4729.6315 | 4572.411 | 4655.5207 | 4644.384 | [8 empty] | 4714.1978 | 4712 | 4729.6315 | 4572.411 | 4655.5207 | 4644.384
13747 | 4712 | 4729.6056 | 4572.3752 | 4655.4849 | 4644.0602 | [8 empty] | 4714.1499 | 4712 | 4729.6056 | 4572.3752 | 4655.4849 | 4644.0602
13748 | 4712 | 4729.596 | 4572.3075 | 4654.9803 | 4643.9974 | [8 empty] | 4713.9421 | 4712 | 4729.596 | 4572.3075 | 4654.9803 | 4643.9974
13749 | 4712 | 4729.5798 | 4572.25 | 4654.7623 | 4643.5453 | [8 empty] | 4713.8882 | 4712 | 4729.5798 | 4572.25 | 4654.7623 | 4643.5453
13750 | 4712 | 4729.4902 | 4572.204 | 4654.1772 | 4643.3881 | [8 empty] | 4713.6813 | 4712 | 4729.4902 | 4572.204 | 4654.1772 | 4643.3881
13751 | 4712 | 4729.4879 | 4572.0434 | 4653.9752 | 4643.228 | [8 empty] | 4713.5588 | 4712 | 4729.4879 | 4572.0434 | 4653.9752 | 4643.228
13752 | 4712 | 4729.3005 | 4571.9942 | 4653.9112 | 4643.1746 | [8 empty] | 4713.2797 | 4712 | 4729.3005 | 4571.9942 | 4653.9112 | 4643.1746
13753 | 4712 | 4729.1863 | 4571.9869 | 4653.8522 | 4642.7986 | [8 empty] | 4713.0095 | 4712 | 4729.1863 | 4571.9869 | 4653.8522 | 4642.7986
13754 | 4711 | 4728.9424 | 4571.8345 | 4653.7228 | 4642.7547 | [8 empty] | 4712.9828 | 4711 | 4728.9424 | 4571.8345 | 4653.7228 | 4642.7547
13755 | 4711 | 4728.7936 | 4571.7535 | 4653.6895 | 4642.2166 | [8 empty] | 4712.7775 | 4711 | 4728.7936 | 4571.7535 | 4653.6895 | 4642.2166
13756 | 4711 | 4728.7207 | 4571.736 | 4653.6755 | 4642.142 | [8 empty] | 4712.5495 | 4711 | 4728.7207 | 4571.736 | 4653.6755 | 4642.142
13757 | 4711 | 4728.6603 | 4571.4874 | 4653.483 | 4642.0722 | [8 empty] | 4712.53 | 4711 | 4728.6603 | 4571.4874 | 4653.483 | 4642.0722
13758 | 4711 | 4728.5143 | 4571.4318 | 4653.3806 | 4641.9444 | [8 empty] | 4712.3972 | 4711 | 4728.5143 | 4571.4318 | 4653.3806 | 4641.9444
13759 | 4711 | 4728.4109 | 4571.3334 | 4653.1782 | 4641.8603 | [8 empty] | 4712.3564 | 4711 | 4728.4109 | 4571.3334 | 4653.1782 | 4641.8603
13760 | 4711 | 4728.2595 | 4571.2818 | 4652.9149 | 4641.6052 | [8 empty] | 4712.2301 | 4711 | 4728.2595 | 4571.2818 | 4652.9149 | 4641.6052
13761 | 4711 | 4728.2003 | 4571.2644 | 4652.745 | 4641.4423 | [8 empty] | 4712.0827 | 4711 | 4728.2003 | 4571.2644 | 4652.745 | 4641.4423
13762 | 4711 | 4728.1363 | 4570.7332 | 4652.3814 | 4641.1145 | [8 empty] | 4712.0776 | 4711 | 4728.1363 | 4570.7332 | 4652.3814 | 4641.1145
13763 | 4711 | 4728.0461 | 4570.713 | 4652.377 | 4641.0355 | [8 empty] | 4711.9543 | 4711 | 4728.0461 | 4570.713 | 4652.377 | 4641.0355
13764 | 4711 | 4728.0425 | 4570.6625 | 4652.0762 | 4640.8775 | [8 empty] | 4711.6503 | 4711 | 4728.0425 | 4570.6625 | 4652.0762 | 4640.8775
13765 | 4711 | 4727.8979 | 4570.3527 | 4651.7946 | 4640.7466 | [8 empty] | 4711.5351 | 4711 | 4727.8979 | 4570.3527 | 4651.7946 | 4640.7466
13766 | 4711 | 4727.8793 | 4569.9799 | 4651.7551 | 4640.7179 | [8 empty] | 4711.4461 | 4711 | 4727.8793 | 4569.9799 | 4651.7551 | 4640.7179
13767 | 4710 | 4727.7907 | 4569.6128 | 4651.6644 | 4640.6092 | [8 empty] | 4711.4134 | 4710 | 4727.7907 | 4569.6128 | 4651.6644 | 4640.6092
13768 | 4710 | 4727.7262 | 4569.5087 | 4651.6324 | 4640.4701 | [8 empty] | 4711.3627 | 4710 | 4727.7262 | 4569.5087 | 4651.6324 | 4640.4701
13769 | 4710 | 4727.6501 | 4569.1383 | 4651.6044 | 4640.2294 | [8 empty] | 4711.2531 | 4710 | 4727.6501 | 4569.1383 | 4651.6044 | 4640.2294
13770 | 4710 | 4727.4783 | 4569.0763 | 4651.5874 | 4639.4615 | [8 empty] | 4711.2499 | 4710 | 4727.4783 | 4569.0763 | 4651.5874 | 4639.4615
13771 | 4709 | 4727.3376 | 4568.5448 | 4651.553 | 4639.226 | [8 empty] | 4711.2486 | 4709 | 4727.3376 | 4568.5448 | 4651.553 | 4639.226
13772 | 4709 | 4727.2177 | 4568.5248 | 4651.4003 | 4638.8755 | [8 empty] | 4711.239 | 4709 | 4727.2177 | 4568.5248 | 4651.4003 | 4638.8755
13773 | 4709 | 4727.1535 | 4568.2614 | 4651.023 | 4638.7216 | [8 empty] | 4711.2282 | 4709 | 4727.1535 | 4568.2614 | 4651.023 | 4638.7216
13774 | 4709 | 4727.1386 | 4568.0968 | 4650.8398 | 4638.5471 | [8 empty] | 4710.8955 | 4709 | 4727.1386 | 4568.0968 | 4650.8398 | 4638.5471
13775 | 4709 | 4726.9919 | 4568.0363 | 4650.7086 | 4638.4158 | [8 empty] | 4710.751 | 4709 | 4726.9919 | 4568.0363 | 4650.7086 | 4638.4158
13776 | 4709 | 4726.7301 | 4567.635 | 4650.651 | 4638.2119 | [8 empty] | 4710.709 | 4709 | 4726.7301 | 4567.635 | 4650.651 | 4638.2119
13777 | 4709 | 4726.7192 | 4566.911 | 4650.5248 | 4637.9072 | [8 empty] | 4710.6211 | 4709 | 4726.7192 | 4566.911 | 4650.5248 | 4637.9072
13778 | 4708 | 4726.678 | 4566.6418 | 4649.5516 | 4637.887 | [8 empty] | 4710.5523 | 4708 | 4726.678 | 4566.6418 | 4649.5516 | 4637.887
13779 | 4708 | 4726.6675 | 4566.5761 | 4649.4903 | 4637.4539 | [8 empty] | 4710.4928 | 4708 | 4726.6675 | 4566.5761 | 4649.4903 | 4637.4539
13780 | 4708 | 4726.6075 | 4566.2631 | 4649.1698 | 4637.4388 | [8 empty] | 4710.4833 | 4708 | 4726.6075 | 4566.2631 | 4649.1698 | 4637.4388
13781 | 4708 | 4726.482 | 4566.1983 | 4648.9434 | 4637.1594 | [8 empty] | 4710.3218 | 4708 | 4726.482 | 4566.1983 | 4648.9434 | 4637.1594
13782 | 4708 | 4726.2164 | 4566.1771 | 4648.9318 | 4636.7217 | [8 empty] | 4710.3096 | 4708 | 4726.2164 | 4566.1771 | 4648.9318 | 4636.7217
13783 | 4707 | 4726.0756 | 4566.001 | 4648.0537 | 4636.6444 | [8 empty] | 4710.1345 | 4707 | 4726.0756 | 4566.001 | 4648.0537 | 4636.6444
13784 | 4707 | 4726.0406 | 4565.6081 | 4647.8796 | 4636.4555 | [8 empty] | 4710.038 | 4707 | 4726.0406 | 4565.6081 | 4647.8796 | 4636.4555
13785 | 4707 | 4725.9774 | 4565.3888 | 4647.6555 | 4636.3888 | [8 empty] | 4709.9529 | 4707 | 4725.9774 | 4565.3888 | 4647.6555 | 4636.3888
13786 | 4707 | 4725.9298 | 4565.2548 | 4647.621 | 4636.0191 | [8 empty] | 4709.7672 | 4707 | 4725.9298 | 4565.2548 | 4647.621 | 4636.0191
13787 | 4707 | 4725.8462 | 4564.6647 | 4647.4044 | 4635.8348 | [8 empty] | 4709.7487 | 4707 | 4725.8462 | 4564.6647 | 4647.4044 | 4635.8348
13788 | 4707 | 4725.7572 | 4564.5572 | 4647.006 | 4635.613 | [8 empty] | 4709.6358 | 4707 | 4725.7572 | 4564.5572 | 4647.006 | 4635.613
13789 | 4707 | 4725.6751 | 4564.4151 | 4646.9477 | 4634.9294 | [8 empty] | 4709.5909 | 4707 | 4725.6751 | 4564.4151 | 4646.9477 | 4634.9294
13790 | 4707 | 4725.6718 | 4564.4041 | 4646.6875 | 4634.8884 | [8 empty] | 4709.5046 | 4707 | 4725.6718 | 4564.4041 | 4646.6875 | 4634.8884
13791 | 4706 | 4725.6416 | 4564.3213 | 4646.495 | 4634.7722 | [8 empty] | 4709.0652 | 4706 | 4725.6416 | 4564.3213 | 4646.495 | 4634.7722
13792 | 4706 | 4725.5125 | 4564.1747 | 4646.4409 | 4634.6664 | [8 empty] | 4709.0379 | 4706 | 4725.5125 | 4564.1747 | 4646.4409 | 4634.6664
13793 | 4706 | 4725.5089 | 4564.0783 | 4645.9618 | 4634.4393 | [8 empty] | 4708.6148 | 4706 | 4725.5089 | 4564.0783 | 4645.9618 | 4634.4393
13794 | 4706 | 4725.4484 | 4563.6459 | 4645.9574 | 4634.1297 | [8 empty] | 4708.5957 | 4706 | 4725.4484 | 4563.6459 | 4645.9574 | 4634.1297
13795 | 4706 | 4725.2644 | 4563.5208 | 4645.9286 | 4633.9989 | [8 empty] | 4708.3915 | 4706 | 4725.2644 | 4563.5208 | 4645.9286 | 4633.9989
13796 | 4705 | 4725.2582 | 4562.9853 | 4645.85 | 4633.8289 | [8 empty] | 4708.3488 | 4705 | 4725.2582 | 4562.9853 | 4645.85 | 4633.8289
13797 | 4705 | 4725.1894 | 4562.606 | 4645.4255 | 4633.6839 | [8 empty] | 4708.2522 | 4705 | 4725.1894 | 4562.606 | 4645.4255 | 4633.6839
13798 | 4705 | 4725.1571 | 4562.5245 | 4645.3803 | 4633.6319 | [8 empty] | 4708.2393 | 4705 | 4725.1571 | 4562.5245 | 4645.3803 | 4633.6319
13799 | 4705 | 4725.1338 | 4562.1118 | 4645.3344 | 4633.6113 | [8 empty] | 4708.1323 | 4705 | 4725.1338 | 4562.1118 | 4645.3344 | 4633.6113
13800 | 4705 | 4725.0153 | 4562.0461 | 4645.3111 | 4633.5852 | [8 empty] | 4708.1234 | 4705 | 4725.0153 | 4562.0461 | 4645.3111 | 4633.5852
13801 | 4705 | 4724.8698 | 4561.8984 | 4644.5589 | 4633.4461 | [8 empty] | 4708.0134 | 4705 | 4724.8698 | 4561.8984 | 4644.5589 | 4633.4461
13802 | 4705 | 4724.8052 | 4561.5212 | 4644.4725 | 4633.2435 | [8 empty] | 4707.912 | 4705 | 4724.8052 | 4561.5212 | 4644.4725 | 4633.2435
13803 | 4705 | 4724.595 | 4561.2669 | 4644.102 | 4633.2359 | [8 empty] | 4707.8196 | 4705 | 4724.595 | 4561.2669 | 4644.102 | 4633.2359
13804 | 4704 | 4724.2147 | 4561.2502 | 4644.0095 | 4633.1788 | [8 empty] | 4707.7912 | 4704 | 4724.2147 | 4561.2502 | 4644.0095 | 4633.1788
13805 | 4704 | 4724.1382 | 4561.186 | 4643.863 | 4633.0853 | [8 empty] | 4707.7872 | 4704 | 4724.1382 | 4561.186 | 4643.863 | 4633.0853
13806 | 4704 | 4724.1313 | 4561.1762 | 4643.7489 | 4633 | [8 empty] | 4707.7334 | 4704 | 4724.1313 | 4561.1762 | 4643.7489 | 4633
13807 | 4704 | 4724.0271 | 4560.8977 | 4643.7229 | 4632.9071 | [8 empty] | 4707.5795 | 4704 | 4724.0271 | 4560.8977 | 4643.7229 | 4632.9071
13808 | 4704 | 4723.8772 | 4560.6283 | 4643.4337 | 4632.7934 | [8 empty] | 4707.5195 | 4704 | 4723.8772 | 4560.6283 | 4643.4337 | 4632.7934
13809 | 4704 | 4723.5715 | 4560.4375 | 4643.0837 | 4632.3683 | [8 empty] | 4707.457 | 4704 | 4723.5715 | 4560.4375 | 4643.0837 | 4632.3683
13810 | 4704 | 4723.5656 | 4559.9329 | 4642.9384 | 4632.3648 | [8 empty] | 4707.4338 | 4704 | 4723.5656 | 4559.9329 | 4642.9384 | 4632.3648
13811 | 4704 | 4723.4619 | 4559.3673 | 4642.8685 | 4632.1921 | [8 empty] | 4707.3839 | 4704 | 4723.4619 | 4559.3673 | 4642.8685 | 4632.1921
13812 | 4704 | 4723.2989 | 4558.1588 | 4642.2808 | 4632.0431 | [8 empty] | 4707.1969 | 4704 | 4723.2989 | 4558.1588 | 4642.2808 | 4632.0431
13813 | 4704 | 4723.246 | 4557.9467 | 4642.0545 | 4631.7951 | [8 empty] | 4707.1113 | 4704 | 4723.246 | 4557.9467 | 4642.0545 | 4631.7951
13814 | 4704 | 4723.1898 | 4557.6624 | 4642.0344 | 4631.6875 | [8 empty] | 4707.0315 | 4704 | 4723.1898 | 4557.6624 | 4642.0344 | 4631.6875
13815 | 4704 | 4722.9632 | 4557.2618 | 4641.8733 | 4631.3174 | [8 empty] | 4706.9928 | 4704 | 4722.9632 | 4557.2618 | 4641.8733 | 4631.3174
13816 | 4703 | 4722.8343 | 4556.7446 | 4641.8303 | 4631.2338 | [8 empty] | 4706.9059 | 4703 | 4722.8343 | 4556.7446 | 4641.8303 | 4631.2338
13817 | 4703 | 4722.3351 | 4556.6642 | 4641.1971 | 4631.1072 | [8 empty] | 4706.9004 | 4703 | 4722.3351 | 4556.6642 | 4641.1971 | 4631.1072
13818 | 4703 | 4722.3124 | 4556.6199 | 4641.1562 | 4631.0069 | [8 empty] | 4706.795 | 4703 | 4722.3124 | 4556.6199 | 4641.1562 | 4631.0069
13819 | 4703 | 4722.0761 | 4556.574 | 4640.2398 | 4630.6079 | [8 empty] | 4706.7854 | 4703 | 4722.0761 | 4556.574 | 4640.2398 | 4630.6079
13820 | 4703 | 4721.9486 | 4556.3634 | 4640.1941 | 4630.2705 | [8 empty] | 4706.3736 | 4703 | 4721.9486 | 4556.3634 | 4640.1941 | 4630.2705
13821 | 4703 | 4721.881 | 4556.3383 | 4639.9701 | 4629.7435 | [8 empty] | 4706.359 | 4703 | 4721.881 | 4556.3383 | 4639.9701 | 4629.7435
13822 | 4702 | 4721.8751 | 4556.1396 | 4639.7948 | 4629.7135 | [8 empty] | 4706.3205 | 4702 | 4721.8751 | 4556.1396 | 4639.7948 | 4629.7135
13823 | 4702 | 4721.7674 | 4556.1335 | 4639.7938 | 4629.0795 | [8 empty] | 4706.2263 | 4702 | 4721.7674 | 4556.1335 | 4639.7938 | 4629.0795
13824 | 4702 | 4721.7643 | 4555.8608 | 4639.6572 | 4628.7351 | [8 empty] | 4706.1675 | 4702 | 4721.7643 | 4555.8608 | 4639.6572 | 4628.7351
13825 | 4702 | 4721.7109 | 4555.5928 | 4639.4757 | 4628.6191 | [8 empty] | 4706.097 | 4702 | 4721.7109 | 4555.5928 | 4639.4757 | 4628.6191
13826 | 4702 | 4721.6567 | 4555.4134 | 4639.4148 | 4628.5478 | [8 empty] | 4706.0553 | 4702 | 4721.6567 | 4555.4134 | 4639.4148 | 4628.5478
13827 | 4702 | 4721.4141 | 4555.3068 | 4639.0984 | 4628.1949 | [8 empty] | 4705.9933 | 4702 | 4721.4141 | 4555.3068 | 4639.0984 | 4628.1949
13828 | 4701 | 4721.3439 | 4555.2557 | 4638.8872 | 4628.1733 | [8 empty] | 4705.9846 | 4701 | 4721.3439 | 4555.2557 | 4638.8872 | 4628.1733
13829 | 4701 | 4721.2583 | 4554.7758 | 4638.6838 | 4628.1124 | [8 empty] | 4705.7411 | 4701 | 4721.2583 | 4554.7758 | 4638.6838 | 4628.1124
13830 | 4701 | 4721.2309 | 4554.4099 | 4638.5612 | 4628.0668 | [8 empty] | 4705.5989 | 4701 | 4721.2309 | 4554.4099 | 4638.5612 | 4628.0668
13831 | 4701 | 4721.0333 | 4554.3535 | 4638.3252 | 4627.9907 | [8 empty] | 4705.1939 | 4701 | 4721.0333 | 4554.3535 | 4638.3252 | 4627.9907
13832 | 4701 | 4721.0152 | 4554.2178 | 4638.3101 | 4627.7025 | [8 empty] | 4704.9363 | 4701 | 4721.0152 | 4554.2178 | 4638.3101 | 4627.7025
13833 | 4701 | 4720.8091 | 4554.2024 | 4638.2188 | 4626.2531 | [8 empty] | 4704.8883 | 4701 | 4720.8091 | 4554.2024 | 4638.2188 | 4626.2531
13834 | 4701 | 4720.7563 | 4553.9569 | 4638.0971 | 4626.1765 | [8 empty] | 4704.7959 | 4701 | 4720.7563 | 4553.9569 | 4638.0971 | 4626.1765
13835 | 4701 | 4720.4354 | 4553.9274 | 4638.0171 | 4626.0105 | [8 empty] | 4704.7767 | 4701 | 4720.4354 | 4553.9274 | 4638.0171 | 4626.0105
13836 | 4701 | 4720.4069 | 4553.7439 | 4637.4229 | 4625.9895 | [8 empty] | 4704.5713 | 4701 | 4720.4069 | 4553.7439 | 4637.4229 | 4625.9895
13837 | 4701 | 4720.354 | 4553.1044 | 4636.9878 | 4625.8673 | [8 empty] | 4704.4369 | 4701 | 4720.354 | 4553.1044 | 4636.9878 | 4625.8673
13838 | 4701 | 4720.2825 | 4552.8331 | 4636.844 | 4625.6544 | [8 empty] | 4704.2713 | 4701 | 4720.2825 | 4552.8331 | 4636.844 | 4625.6544
13839 | 4701 | 4720.2657 | 4552.7119 | 4636.7584 | 4625.5703 | [8 empty] | 4704.223 | 4701 | 4720.2657 | 4552.7119 | 4636.7584 | 4625.5703
13840 | 4700 | 4720.2638 | 4552.6828 | 4636.7349 | 4624.8161 | [8 empty] | 4704.1403 | 4700 | 4720.2638 | 4552.6828 | 4636.7349 | 4624.8161
13841 | 4700 | 4720.2487 | 4552.4142 | 4636.5836 | 4624.772 | [8 empty] | 4704.1251 | 4700 | 4720.2487 | 4552.4142 | 4636.5836 | 4624.772
13842 | 4700 | 4719.7956 | 4552.176 | 4636.5069 | 4624.6674 | [8 empty] | 4703.8053 | 4700 | 4719.7956 | 4552.176 | 4636.5069 | 4624.6674
13843 | 4700 | 4719.7941 | 4551.9596 | 4636.467 | 4624.4772 | [8 empty] | 4703.7361 | 4700 | 4719.7941 | 4551.9596 | 4636.467 | 4624.4772
13844 | 4700 | 4719.7663 | 4551.9086 | 4636.3732 | 4624.439 | [8 empty] | 4703.7178 | 4700 | 4719.7663 | 4551.9086 | 4636.3732 | 4624.439
13845 | 4700 | 4719.7405 | 4551.7178 | 4636.1934 | 4624.4217 | [8 empty] | 4703.5593 | 4700 | 4719.7405 | 4551.7178 | 4636.1934 | 4624.4217
13846 | 4700 | 4719.6022 | 4551.3194 | 4635.8687 | 4624.191 | [8 empty] | 4703.3641 | 4700 | 4719.6022 | 4551.3194 | 4635.8687 | 4624.191
13847 | 4700 | 4719.2938 | 4551.2501 | 4635.8638 | 4623.7861 | [8 empty] | 4703.2704 | 4700 | 4719.2938 | 4551.2501 | 4635.8638 | 4623.7861
13848 | 4700 | 4719.1255 | 4550.9813 | 4635.5986 | 4623.7487 | [8 empty] | 4703.2514 | 4700 | 4719.1255 | 4550.9813 | 4635.5986 | 4623.7487
13849 | 4700 | 4718.9692 | 4550.8815 | 4635.3004 | 4623.3726 | [8 empty] | 4703.2432 | 4700 | 4718.9692 | 4550.8815 | 4635.3004 | 4623.3726
13850 | 4699 | 4718.8719 | 4550.5694 | 4635.131 | 4623.1672 | [8 empty] | 4703.1224 | 4699 | 4718.8719 | 4550.5694 | 4635.131 | 4623.1672
13851 | 4699 | 4718.849 | 4550.3383 | 4635.1096 | 4622.8243 | [8 empty] | 4702.6731 | 4699 | 4718.849 | 4550.3383 | 4635.1096 | 4622.8243
13852 | 4699 | 4718.8014 | 4550.2553 | 4635.0759 | 4622.5972 | [8 empty] | 4702.2712 | 4699 | 4718.8014 | 4550.2553 | 4635.0759 | 4622.5972
13853 | 4699 | 4718.7613 | 4549.9953 | 4635.0605 | 4622.3308 | [8 empty] | 4702.149 | 4699 | 4718.7613 | 4549.9953 | 4635.0605 | 4622.3308
13854 | 4699 | 4718.6101 | 4549.9377 | 4634.9033 | 4622.3286 | [8 empty] | 4702.0062 | 4699 | 4718.6101 | 4549.9377 | 4634.9033 | 4622.3286
13855 | 4699 | 4718.3571 | 4549.8891 | 4634.6436 | 4622.2712 | [8 empty] | 4701.9654 | 4699 | 4718.3571 | 4549.8891 | 4634.6436 | 4622.2712
13856 | 4698 | 4718.2346 | 4549.8236 | 4634.1112 | 4621.6555 | [8 empty] | 4701.8132 | 4698 | 4718.2346 | 4549.8236 | 4634.1112 | 4621.6555
13857 | 4698 | 4718.1266 | 4549.4885 | 4633.9792 | 4621.5266 | [8 empty] | 4701.5702 | 4698 | 4718.1266 | 4549.4885 | 4633.9792 | 4621.5266
13858 | 4698 | 4717.9403 | 4549.0195 | 4633.9504 | 4621.4935 | [8 empty] | 4701.5238 | 4698 | 4717.9403 | 4549.0195 | 4633.9504 | 4621.4935
13859 | 4698 | 4717.9312 | 4548.7997 | 4633.9331 | 4621.3049 | [8 empty] | 4701.1465 | 4698 | 4717.9312 | 4548.7997 | 4633.9331 | 4621.3049
13860 | 4698 | 4717.7622 | 4548.6915 | 4633.8522 | 4620.8002 | [8 empty] | 4701.0178 | 4698 | 4717.7622 | 4548.6915 | 4633.8522 | 4620.8002
13861 | 4698 | 4717.5748 | 4548.2614 | 4633.6868 | 4620.6266 | [8 empty] | 4700.9226 | 4698 | 4717.5748 | 4548.2614 | 4633.6868 | 4620.6266
13862 | 4698 | 4717.4295 | 4548.1259 | 4633.4803 | 4620.3266 | [8 empty] | 4700.8037 | 4698 | 4717.4295 | 4548.1259 | 4633.4803 | 4620.3266
13863 | 4698 | 4717.4161 | 4548.0278 | 4633.4218 | 4619.4881 | [8 empty] | 4700.6011 | 4698 | 4717.4161 | 4548.0278 | 4633.4218 | 4619.4881
13864 | 4698 | 4717.1939 | 4547.9969 | 4633.3997 | 4619.3191 | [8 empty] | 4700.4582 | 4698 | 4717.1939 | 4547.9969 | 4633.3997 | 4619.3191
13865 | 4697 | 4717.0939 | 4547.9879 | 4633.2421 | 4618.8327 | [8 empty] | 4700.4289 | 4697 | 4717.0939 | 4547.9879 | 4633.2421 | 4618.8327
13866 | 4697 | 4716.736 | 4547.9294 | 4633.1979 | 4618.3275 | [8 empty] | 4700.355 | 4697 | 4716.736 | 4547.9294 | 4633.1979 | 4618.3275
13867 | 4697 | 4716.4834 | 4547.6354 | 4633.1233 | 4618.1798 | [8 empty] | 4700.2348 | 4697 | 4716.4834 | 4547.6354 | 4633.1233 | 4618.1798
13868 | 4697 | 4716.2673 | 4547.361 | 4632.4896 | 4617.8341 | [8 empty] | 4699.9619 | 4697 | 4716.2673 | 4547.361 | 4632.4896 | 4617.8341
13869 | 4697 | 4715.8417 | 4546.8855 | 4632.3826 | 4617.7513 | [8 empty] | 4699.9292 | 4697 | 4715.8417 | 4546.8855 | 4632.3826 | 4617.7513
13870 | 4697 | 4715.7615 | 4546.7677 | 4632.0483 | 4617.4523 | [8 empty] | 4699.7734 | 4697 | 4715.7615 | 4546.7677 | 4632.0483 | 4617.4523
13871 | 4697 | 4715.7111 | 4545.9704 | 4631.9761 | 4617.3054 | [8 empty] | 4699.6423 | 4697 | 4715.7111 | 4545.9704 | 4631.9761 | 4617.3054
13872 | 4697 | 4715.5044 | 4545.8834 | 4631.9374 | 4617.2126 | [8 empty] | 4699.4659 | 4697 | 4715.5044 | 4545.8834 | 4631.9374 | 4617.2126
13873 | 4696 | 4715.3865 | 4545.7257 | 4631.8207 | 4616.8675 | [8 empty] | 4699.3309 | 4696 | 4715.3865 | 4545.7257 | 4631.8207 | 4616.8675
13874 | 4696 | 4715.306 | 4545.6735 | 4631.1361 | 4616.6717 | [8 empty] | 4699.2921 | 4696 | 4715.306 | 4545.6735 | 4631.1361 | 4616.6717
13875 | 4696 | 4715.0055 | 4545.6124 | 4630.7157 | 4616.6242 | [8 empty] | 4699.2408 | 4696 | 4715.0055 | 4545.6124 | 4630.7157 | 4616.6242
13876 | 4696 | 4714.9799 | 4545.3682 | 4630.5597 | 4616.3749 | [8 empty] | 4699.1864 | 4696 | 4714.9799 | 4545.3682 | 4630.5597 | 4616.3749
13877 | 4696 | 4714.8363 | 4545.226 | 4630.4449 | 4616.2909 | [8 empty] | 4699.093 | 4696 | 4714.8363 | 4545.226 | 4630.4449 | 4616.2909
13878 | 4696 | 4714.5719 | 4545.1729 | 4630.4347 | 4616.2513 | [8 empty] | 4698.9868 | 4696 | 4714.5719 | 4545.1729 | 4630.4347 | 4616.2513
13879 | 4696 | 4714.2848 | 4545.0868 | 4630.4023 | 4615.639 | [8 empty] | 4698.9131 | 4696 | 4714.2848 | 4545.0868 | 4630.4023 | 4615.639
13880 | 4696 | 4714.2788 | 4544.9186 | 4630.2641 | 4615.591 | [8 empty] | 4698.911 | 4696 | 4714.2788 | 4544.9186 | 4630.2641 | 4615.591
13881 | 4695 | 4714.1921 | 4544.8794 | 4630.1796 | 4615.4771 | [8 empty] | 4698.8739 | 4695 | 4714.1921 | 4544.8794 | 4630.1796 | 4615.4771
13882 | 4695 | 4713.9357 | 4544.8614 | 4629.9919 | 4615.2964 | [8 empty] | 4698.7919 | 4695 | 4713.9357 | 4544.8614 | 4629.9919 | 4615.2964
13883 | 4695 | 4713.915 | 4544.7391 | 4629.9502 | 4614.7567 | [8 empty] | 4698.5619 | 4695 | 4713.915 | 4544.7391 | 4629.9502 | 4614.7567
13884 | 4695 | 4713.6852 | 4544.4409 | 4629.5786 | 4614.5091 | [8 empty] | 4697.9214 | 4695 | 4713.6852 | 4544.4409 | 4629.5786 | 4614.5091
13885 | 4695 | 4713.6011 | 4544.0039 | 4629.389 | 4614.3973 | [8 empty] | 4697.8805 | 4695 | 4713.6011 | 4544.0039 | 4629.389 | 4614.3973
13886 | 4695 | 4713.5631 | 4543.7479 | 4629.3283 | 4614.3779 | [8 empty] | 4697.8199 | 4695 | 4713.5631 | 4543.7479 | 4629.3283 | 4614.3779
13887 | 4695 | 4713.25 | 4543.5363 | 4629.3198 | 4613.7752 | [8 empty] | 4697.8135 | 4695 | 4713.25 | 4543.5363 | 4629.3198 | 4613.7752
13888 | 4695 | 4713.2193 | 4543.52 | 4629.2588 | 4613.6656 | [8 empty] | 4697.7983 | 4695 | 4713.2193 | 4543.52 | 4629.2588 | 4613.6656
13889 | 4695 | 4713.2048 | 4543.1089 | 4628.8082 | 4613.5975 | [8 empty] | 4697.6521 | 4695 | 4713.2048 | 4543.1089 | 4628.8082 | 4613.5975
13890 | 4695 | 4712.9704 | 4542.9648 | 4628.8008 | 4613.3156 | [8 empty] | 4697.6494 | 4695 | 4712.9704 | 4542.9648 | 4628.8008 | 4613.3156
13891 | 4695 | 4712.9109 | 4542.7405 | 4628.6874 | 4613.2462 | [8 empty] | 4697.4193 | 4695 | 4712.9109 | 4542.7405 | 4628.6874 | 4613.2462
13892 | 4694 | 4712.7585 | 4542.3849 | 4628.6107 | 4613.1777 | [8 empty] | 4697.416 | 4694 | 4712.7585 | 4542.3849 | 4628.6107 | 4613.1777
13893 | 4694 | 4712.5374 | 4542.1528 | 4628.5875 | 4613.0754 | [8 empty] | 4697.4097 | 4694 | 4712.5374 | 4542.1528 | 4628.5875 | 4613.0754
13894 | 4694 | 4712.3206 | 4541.964 | 4628.0654 | 4612.9786 | [8 empty] | 4697.2239 | 4694 | 4712.3206 | 4541.964 | 4628.0654 | 4612.9786
13895 | 4694 | 4712.2884 | 4541.7352 | 4627.7207 | 4612.4322 | [8 empty] | 4697.204 | 4694 | 4712.2884 | 4541.7352 | 4627.7207 | 4612.4322
13896 | 4694 | 4711.8473 | 4541.3467 | 4627.6143 | 4612.1791 | [8 empty] | 4697.1903 | 4694 | 4711.8473 | 4541.3467 | 4627.6143 | 4612.1791
13897 | 4694 | 4711.8245 | 4541.2577 | 4627.3194 | 4612.1186 | [8 empty] | 4697.1638 | 4694 | 4711.8245 | 4541.2577 | 4627.3194 | 4612.1186
13898 | 4694 | 4711.6494 | 4540.7237 | 4627.1671 | 4612.0502 | [8 empty] | 4696.8291 | 4694 | 4711.6494 | 4540.7237 | 4627.1671 | 4612.0502
13899 | 4694 | 4711.5939 | 4540.6757 | 4627.1478 | 4611.7164 | [8 empty] | 4696.8183 | 4694 | 4711.5939 | 4540.6757 | 4627.1478 | 4611.7164
13900 | 4694 | 4711.5128 | 4540.484 | 4627.1096 | 4611.2968 | [8 empty] | 4696.8038 | 4694 | 4711.5128 | 4540.484 | 4627.1096 | 4611.2968
13901 | 4694 | 4711.4861 | 4540.3773 | 4626.7261 | 4611.1315 | [8 empty] | 4696.6808 | 4694 | 4711.4861 | 4540.3773 | 4626.7261 | 4611.1315
13902 | 4694 | 4711.4716 | 4540.3499 | 4626.637 | 4611.0767 | [8 empty] | 4696.6675 | 4694 | 4711.4716 | 4540.3499 | 4626.637 | 4611.0767
13903 | 4694 | 4711.4104 | 4539.9526 | 4626.5713 | 4611.0669 | [8 empty] | 4696.666 | 4694 | 4711.4104 | 4539.9526 | 4626.5713 | 4611.0669
13904 | 4694 | 4711.3104 | 4539.9054 | 4626.5313 | 4611.0419 | [8 empty] | 4696.2467 | 4694 | 4711.3104 | 4539.9054 | 4626.5313 | 4611.0419
13905 | 4694 | 4711.1611 | 4539.7083 | 4626.3708 | 4610.7985 | [8 empty] | 4696.1937 | 4694 | 4711.1611 | 4539.7083 | 4626.3708 | 4610.7985
13906 | 4694 | 4711.0125 | 4539.4448 | 4626.3545 | 4609.9307 | [8 empty] | 4696.0964 | 4694 | 4711.0125 | 4539.4448 | 4626.3545 | 4609.9307
13907 | 4693 | 4710.6349 | 4538.9673 | 4626.1812 | 4609.6938 | [8 empty] | 4696.0935 | 4693 | 4710.6349 | 4538.9673 | 4626.1812 | 4609.6938
13908 | 4693 | 4710.6052 | 4538.306 | 4625.8097 | 4609.6925 | [8 empty] | 4695.9432 | 4693 | 4710.6052 | 4538.306 | 4625.8097 | 4609.6925
13909 | 4693 | 4710.3165 | 4538.097 | 4625.5674 | 4609.2549 | [8 empty] | 4695.8109 | 4693 | 4710.3165 | 4538.097 | 4625.5674 | 4609.2549
13910 | 4693 | 4710.3001 | 4537.4665 | 4625.4353 | 4609.2201 | [8 empty] | 4695.8013 | 4693 | 4710.3001 | 4537.4665 | 4625.4353 | 4609.2201
13911 | 4692 | 4710.2749 | 4537.4538 | 4625.255 | 4609.1976 | [8 empty] | 4695.6568 | 4692 | 4710.2749 | 4537.4538 | 4625.255 | 4609.1976
13912 | 4692 | 4710.1038 | 4537.0694 | 4625.0353 | 4608.755 | [8 empty] | 4695.5911 | 4692 | 4710.1038 | 4537.0694 | 4625.0353 | 4608.755
13913 | 4692 | 4710.0404 | 4536.7308 | 4624.9419 | 4607.8443 | [8 empty] | 4695.5871 | 4692 | 4710.0404 | 4536.7308 | 4624.9419 | 4607.8443
13914 | 4692 | 4709.9455 | 4536.2895 | 4624.7652 | 4607.3714 | [8 empty] | 4695.4839 | 4692 | 4709.9455 | 4536.2895 | 4624.7652 | 4607.3714
13915 | 4692 | 4709.8131 | 4536.2712 | 4624.7439 | 4607.3278 | [8 empty] | 4695.262 | 4692 | 4709.8131 | 4536.2712 | 4624.7439 | 4607.3278
13916 | 4692 | 4709.6682 | 4536.1861 | 4624.7006 | 4607.2358 | [8 empty] | 4695.2358 | 4692 | 4709.6682 | 4536.1861 | 4624.7006 | 4607.2358
13917 | 4692 | 4709.5929 | 4535.9092 | 4624.5694 | 4607.2035 | [8 empty] | 4695.1093 | 4692 | 4709.5929 | 4535.9092 | 4624.5694 | 4607.2035
13918 | 4692 | 4709.4456 | 4535.4696 | 4623.9983 | 4606.8894 | [8 empty] | 4694.8294 | 4692 | 4709.4456 | 4535.4696 | 4623.9983 | 4606.8894
13919 | 4692 | 4709.4178 | 4535.2449 | 4623.8663 | 4606.6076 | [8 empty] | 4694.7911 | 4692 | 4709.4178 | 4535.2449 | 4623.8663 | 4606.6076
13920 | 4692 | 4709.3324 | 4535.1239 | 4623.6153 | 4605.9999 | [8 empty] | 4694.7031 | 4692 | 4709.3324 | 4535.1239 | 4623.6153 | 4605.9999
13921 | 4691 | 4709.327 | 4535.0356 | 4623.5662 | 4605.9766 | [8 empty] | 4694.699 | 4691 | 4709.327 | 4535.0356 | 4623.5662 | 4605.9766
13922 | 4691 | 4709.1311 | 4534.9426 | 4623.1735 | 4605.5448 | [8 empty] | 4694.6352 | 4691 | 4709.1311 | 4534.9426 | 4623.1735 | 4605.5448
13923 | 4691 | 4708.9539 | 4534.5362 | 4622.7663 | 4604.9276 | [8 empty] | 4694.6236 | 4691 | 4708.9539 | 4534.5362 | 4622.7663 | 4604.9276
13924 | 4691 | 4708.7584 | 4534.2986 | 4622.7558 | 4604.8277 | [8 empty] | 4694.5371 | 4691 | 4708.7584 | 4534.2986 | 4622.7558 | 4604.8277
13925 | 4691 | 4708.7375 | 4533.7864 | 4622.7544 | 4604.5822 | [8 empty] | 4694.4238 | 4691 | 4708.7375 | 4533.7864 | 4622.7544 | 4604.5822
13926 | 4691 | 4708.6489 | 4533.7711 | 4622.7219 | 4604.4172 | [8 empty] | 4694.2701 | 4691 | 4708.6489 | 4533.7711 | 4622.7219 | 4604.4172
13927 | 4691 | 4708.5453 | 4533.5158 | 4622.601 | 4604.2928 | [8 empty] | 4694.2204 | 4691 | 4708.5453 | 4533.5158 | 4622.601 | 4604.2928
13928 | 4691 | 4708.4631 | 4533.1994 | 4622.5571 | 4604.1581 | [8 empty] | 4694.1991 | 4691 | 4708.4631 | 4533.1994 | 4622.5571 | 4604.1581
13929 | 4690 | 4708.4514 | 4533.161 | 4622.541 | 4604.12 | [8 empty] | 4693.8015 | 4690 | 4708.4514 | 4533.161 | 4622.541 | 4604.12
13930 | 4690 | 4708.4414 | 4532.4743 | 4622.1578 | 4603.8862 | [8 empty] | 4693.7732 | 4690 | 4708.4414 | 4532.4743 | 4622.1578 | 4603.8862
13931 | 4690 | 4708.3607 | 4532.3792 | 4622.016 | 4603.2657 | [8 empty] | 4693.65 | 4690 | 4708.3607 | 4532.3792 | 4622.016 | 4603.2657
13932 | 4690 | 4708.337 | 4532.1036 | 4621.8869 | 4603.1573 | [8 empty] | 4693.5986 | 4690 | 4708.337 | 4532.1036 | 4621.8869 | 4603.1573
13933 | 4690 | 4708.2593 | 4531.8713 | 4621.6012 | 4602.3251 | [8 empty] | 4693.5926 | 4690 | 4708.2593 | 4531.8713 | 4621.6012 | 4602.3251
13934 | 4690 | 4708.2161 | 4531.8527 | 4621.5759 | 4601.7517 | [8 empty] | 4693.4956 | 4690 | 4708.2161 | 4531.8527 | 4621.5759 | 4601.7517
13935 | 4690 | 4708.0394 | 4530.9272 | 4621.5373 | 4601.4309 | [8 empty] | 4693.193 | 4690 | 4708.0394 | 4530.9272 | 4621.5373 | 4601.4309
13936 | 4690 | 4707.8536 | 4530.8221 | 4621.1004 | 4601.409 | [8 empty] | 4693.0483 | 4690 | 4707.8536 | 4530.8221 | 4621.1004 | 4601.409
13937 | 4690 | 4707.5527 | 4530.7131 | 4621.0612 | 4600.9102 | [8 empty] | 4693.0041 | 4690 | 4707.5527 | 4530.7131 | 4621.0612 | 4600.9102
13938 | 4690 | 4707.5065 | 4530.5915 | 4621.0309 | 4600.5521 | [8 empty] | 4692.8986 | 4690 | 4707.5065 | 4530.5915 | 4621.0309 | 4600.5521
13939 | 4689 | 4707.398 | 4530.2323 | 4620.9857 | 4600.486 | [8 empty] | 4692.7332 | 4689 | 4707.398 | 4530.2323 | 4620.9857 | 4600.486
13940 | 4689 | 4707.3777 | 4530.0834 | 4620.787 | 4600.4287 | [8 empty] | 4692.6973 | 4689 | 4707.3777 | 4530.0834 | 4620.787 | 4600.4287
13941 | 4689 | 4707.3755 | 4530.025 | 4620.5634 | 4600.3649 | [8 empty] | 4692.6167 | 4689 | 4707.3755 | 4530.025 | 4620.5634 | 4600.3649
13942 | 4689 | 4707.1531 | 4529.3903 | 4620.4867 | 4600.1382 | [8 empty] | 4692.4189 | 4689 | 4707.1531 | 4529.3903 | 4620.4867 | 4600.1382
13943 | 4689 | 4706.965 | 4529.3559 | 4620.249 | 4600.0424 | [8 empty] | 4692.4104 | 4689 | 4706.965 | 4529.3559 | 4620.249 | 4600.0424
13944 | 4689 | 4706.533 | 4529.2657 | 4620.0591 | 4600.039 | [8 empty] | 4692.4046 | 4689 | 4706.533 | 4529.2657 | 4620.0591 | 4600.039
13945 | 4689 | 4706.4902 | 4529.2646 | 4619.8932 | 4599.7555 | [8 empty] | 4692.3497 | 4689 | 4706.4902 | 4529.2646 | 4619.8932 | 4599.7555
13946 | 4688 | 4706.4585 | 4529.0125 | 4619.6451 | 4599.5239 | [8 empty] | 4691.9698 | 4688 | 4706.4585 | 4529.0125 | 4619.6451 | 4599.5239
13947 | 4688 | 4706.4276 | 4528.7148 | 4619.2203 | 4599.2189 | [8 empty] | 4691.9334 | 4688 | 4706.4276 | 4528.7148 | 4619.2203 | 4599.2189
13948 | 4688 | 4706.3316 | 4527.9769 | 4619.1876 | 4598.5082 | [8 empty] | 4691.9198 | 4688 | 4706.3316 | 4527.9769 | 4619.1876 | 4598.5082
13949 | 4688 | 4706.2667 | 4527.1296 | 4619.0143 | 4598.3702 | [8 empty] | 4691.9159 | 4688 | 4706.2667 | 4527.1296 | 4619.0143 | 4598.3702
13950 | 4688 | 4706.1261 | 4526.5489 | 4618.9459 | 4598.2123 | [8 empty] | 4691.7778 | 4688 | 4706.1261 | 4526.5489 | 4618.9459 | 4598.2123
13951 | 4688 | 4706.0313 | 4526.3755 | 4618.5883 | 4598.1285 | [8 empty] | 4691.7688 | 4688 | 4706.0313 | 4526.3755 | 4618.5883 | 4598.1285
13952 | 4688 | 4705.7609 | 4526.3552 | 4618.4685 | 4597.6864 | [8 empty] | 4691.7421 | 4688 | 4705.7609 | 4526.3552 | 4618.4685 | 4597.6864
13953 | 4688 | 4705.6796 | 4525.8021 | 4618.4164 | 4597.6656 | [8 empty] | 4691.5984 | 4688 | 4705.6796 | 4525.8021 | 4618.4164 | 4597.6656
13954 | 4687 | 4705.6787 | 4525.705 | 4618.3872 | 4597.3355 | [8 empty] | 4691.4934 | 4687 | 4705.6787 | 4525.705 | 4618.3872 | 4597.3355
13955 | 4687 | 4705.2062 | 4525.4375 | 4618.2406 | 4596.1024 | [8 empty] | 4691.4581 | 4687 | 4705.2062 | 4525.4375 | 4618.2406 | 4596.1024
13956 | 4687 | 4705.0697 | 4525.3528 | 4617.9644 | 4595.8616 | [8 empty] | 4691.2882 | 4687 | 4705.0697 | 4525.3528 | 4617.9644 | 4595.8616
13957 | 4687 | 4704.9976 | 4524.8097 | 4617.9274 | 4595.7518 | [8 empty] | 4691.2463 | 4687 | 4704.9976 | 4524.8097 | 4617.9274 | 4595.7518
13958 | 4687 | 4704.7184 | 4524.7052 | 4617.7581 | 4595.5308 | [8 empty] | 4691.2355 | 4687 | 4704.7184 | 4524.7052 | 4617.7581 | 4595.5308
13959 | 4687 | 4704.6646 | 4524.6653 | 4617.7095 | 4595.3682 | [8 empty] | 4691.1601 | 4687 | 4704.6646 | 4524.6653 | 4617.7095 | 4595.3682
13960 | 4687 | 4704.3329 | 4524.4625 | 4617.7064 | 4595.2563 | [8 empty] | 4691.1458 | 4687 | 4704.3329 | 4524.4625 | 4617.7064 | 4595.2563
13961 | 4687 | 4704.2115 | 4524.3004 | 4617.5695 | 4594.7609 | [8 empty] | 4691.136 | 4687 | 4704.2115 | 4524.3004 | 4617.5695 | 4594.7609
13962 | 4687 | 4703.8381 | 4523.956 | 4617.4116 | 4594.176 | [8 empty] | 4691.1244 | 4687 | 4703.8381 | 4523.956 | 4617.4116 | 4594.176
13963 | 4687 | 4703.7563 | 4523.7827 | 4617.3885 | 4594.0739 | [8 empty] | 4690.8624 | 4687 | 4703.7563 | 4523.7827 | 4617.3885 | 4594.0739
13964 | 4686 | 4703.5265 | 4523.2959 | 4616.509 | 4593.6896 | [8 empty] | 4690.6144 | 4686 | 4703.5265 | 4523.2959 | 4616.509 | 4593.6896
13965 | 4686 | 4703.2735 | 4523.2414 | 4616.1346 | 4593.3001 | [8 empty] | 4690.4949 | 4686 | 4703.2735 | 4523.2414 | 4616.1346 | 4593.3001
13966 | 4686 | 4703.0221 | 4522.344 | 4615.8647 | 4592.2111 | [8 empty] | 4690.4405 | 4686 | 4703.0221 | 4522.344 | 4615.8647 | 4592.2111
13967 | 4686 | 4702.9927 | 4522.3152 | 4615.7716 | 4591.4358 | [8 empty] | 4690.4388 | 4686 | 4702.9927 | 4522.3152 | 4615.7716 | 4591.4358
13968 | 4686 | 4702.7203 | 4522.2717 | 4615.1893 | 4591.1092 | [8 empty] | 4690.4227 | 4686 | 4702.7203 | 4522.2717 | 4615.1893 | 4591.1092
13969 | 4686 | 4702.6603 | 4522.0819 | 4615.0145 | 4591.0684 | [8 empty] | 4690.2298 | 4686 | 4702.6603 | 4522.0819 | 4615.0145 | 4591.0684
13970 | 4685 | 4702.5992 | 4521.9861 | 4614.9862 | 4590.9888 | [8 empty] | 4690.2239 | 4685 | 4702.5992 | 4521.9861 | 4614.9862 | 4590.9888
13971 | 4685 | 4702.5605 | 4521.8083 | 4614.7097 | 4590.8657 | [8 empty] | 4689.9152 | 4685 | 4702.5605 | 4521.8083 | 4614.7097 | 4590.8657
13972 | 4685 | 4702.5452 | 4521.7208 | 4614.62 | 4590.7301 | [8 empty] | 4689.8988 | 4685 | 4702.5452 | 4521.7208 | 4614.62 | 4590.7301
13973 | 4685 | 4702.5257 | 4521.6732 | 4614.4446 | 4590.5898 | [8 empty] | 4689.8364 | 4685 | 4702.5257 | 4521.6732 | 4614.4446 | 4590.5898
13974 | 4685 | 4702.48 | 4521.3368 | 4614.4376 | 4590.1906 | [8 empty] | 4689.7969 | 4685 | 4702.48 | 4521.3368 | 4614.4376 | 4590.1906
13975 | 4685 | 4702.4433 | 4521.0886 | 4614.3657 | 4589.4868 | [8 empty] | 4689.78 | 4685 | 4702.4433 | 4521.0886 | 4614.3657 | 4589.4868
13976 | 4685 | 4702.409 | 4520.8189 | 4614.2346 | 4589.4284 | [8 empty] | 4689.6545 | 4685 | 4702.409 | 4520.8189 | 4614.2346 | 4589.4284
13977 | 4685 | 4702.2382 | 4520.8099 | 4614.1383 | 4588.9612 | [8 empty] | 4689.5497 | 4685 | 4702.2382 | 4520.8099 | 4614.1383 | 4588.9612
13978 | 4685 | 4701.951 | 4520.7807 | 4613.985 | 4588.1672 | [8 empty] | 4689.5174 | 4685 | 4701.951 | 4520.7807 | 4613.985 | 4588.1672
13979 | 4685 | 4701.932 | 4520.5803 | 4613.1121 | 4588.0173 | [8 empty] | 4689.472 | 4685 | 4701.932 | 4520.5803 | 4613.1121 | 4588.0173
13980 | 4685 | 4701.8673 | 4519.3375 | 4613.0906 | 4587.8642 | [8 empty] | 4689.4268 | 4685 | 4701.8673 | 4519.3375 | 4613.0906 | 4587.8642
13981 | 4685 | 4701.8485 | 4519.2338 | 4613.0333 | 4587.604 | [8 empty] | 4689.3628 | 4685 | 4701.8485 | 4519.2338 | 4613.0333 | 4587.604
13982 | 4684 | 4701.6893 | 4518.8408 | 4612.7403 | 4587.5517 | [8 empty] | 4689.3239 | 4684 | 4701.6893 | 4518.8408 | 4612.7403 | 4587.5517
13983 | 4684 | 4701.6567 | 4518.5503 | 4612.731 | 4587.2623 | [8 empty] | 4689.2376 | 4684 | 4701.6567 | 4518.5503 | 4612.731 | 4587.2623
13984 | 4684 | 4701.5696 | 4518.4615 | 4612.5311 | 4586.8795 | [8 empty] | 4689.1255 | 4684 | 4701.5696 | 4518.4615 | 4612.5311 | 4586.8795
13985 | 4684 | 4701.4998 | 4518.2639 | 4612.2511 | 4586.7753 | [8 empty] | 4689.0702 | 4684 | 4701.4998 | 4518.2639 | 4612.2511 | 4586.7753
13986 | 4684 | 4701.4923 | 4518.1088 | 4612.171 | 4586.6447 | [8 empty] | 4688.9808 | 4684 | 4701.4923 | 4518.1088 | 4612.171 | 4586.6447
13987 | 4684 | 4701.3664 | 4517.9647 | 4612.166 | 4586.5968 | [8 empty] | 4688.8982 | 4684 | 4701.3664 | 4517.9647 | 4612.166 | 4586.5968
13988 | 4684 | 4700.8495 | 4517.9469 | 4612.1227 | 4586.4898 | [8 empty] | 4688.7854 | 4684 | 4700.8495 | 4517.9469 | 4612.1227 | 4586.4898
13989 | 4684 | 4700.8217 | 4517.6603 | 4611.969 | 4586.4597 | [8 empty] | 4688.7797 | 4684 | 4700.8217 | 4517.6603 | 4611.969 | 4586.4597
13990 | 4684 | 4700.6383 | 4517.2827 | 4611.4219 | 4586.0566 | [8 empty] | 4688.7503 | 4684 | 4700.6383 | 4517.2827 | 4611.4219 | 4586.0566
13991 | 4683 | 4700.4777 | 4517.2023 | 4611.3838 | 4585.9179 | [8 empty] | 4688.6705 | 4683 | 4700.4777 | 4517.2023 | 4611.3838 | 4585.9179
13992 | 4683 | 4700.3561 | 4517.1784 | 4611.2256 | 4585.6556 | [8 empty] | 4688.2022 | 4683 | 4700.3561 | 4517.1784 | 4611.2256 | 4585.6556
13993 | 4683 | 4700.2505 | 4516.9888 | 4611.1969 | 4585.617 | [8 empty] | 4688.1815 | 4683 | 4700.2505 | 4516.9888 | 4611.1969 | 4585.617
13994 | 4683 | 4700.1821 | 4516.81 | 4611.1682 | 4585.6106 | [8 empty] | 4688.0562 | 4683 | 4700.1821 | 4516.81 | 4611.1682 | 4585.6106
13995 | 4683 | 4699.8523 | 4516.7658 | 4610.9005 | 4585.4448 | [8 empty] | 4688.0535 | 4683 | 4699.8523 | 4516.7658 | 4610.9005 | 4585.4448
13996 | 4682 | 4699.8487 | 4516.7024 | 4610.6024 | 4585.3109 | [8 empty] | 4687.7355 | 4682 | 4699.8487 | 4516.7024 | 4610.6024 | 4585.3109
13997 | 4682 | 4699.7473 | 4515.4803 | 4610.5708 | 4585.0845 | [8 empty] | 4687.6117 | 4682 | 4699.7473 | 4515.4803 | 4610.5708 | 4585.0845
13998 | 4682 | 4699.6753 | 4514.6695 | 4610.5077 | 4584.6573 | [8 empty] | 4687.3933 | 4682 | 4699.6753 | 4514.6695 | 4610.5077 | 4584.6573
13999 | 4682 | 4699.5942 | 4514.6641 | 4610.4628 | 4584.4933 | [8 empty] | 4687.1198 | 4682 | 4699.5942 | 4514.6641 | 4610.4628 | 4584.4933
14000 | 4682 | 4699.5495 | 4514.539 | 4610.3971 | 4584.3573 | [8 empty] | 4687.0446 | 4682 | 4699.5495 | 4514.539 | 4610.3971 | 4584.3573
14001 | 4682 | 4699.5078 | 4514.5263 | 4610.3182 | 4584.02 | [8 empty] | 4687.0432 | 4682 | 4699.5078 | 4514.5263 | 4610.3182 | 4584.02
14002 | 4682 | 4699.3608 | 4514.1194 | 4610.0847 | 4583.9587 | [8 empty] | 4686.8209 | 4682 | 4699.3608 | 4514.1194 | 4610.0847 | 4583.9587
14003 | 4681 | 4699.1749 | 4514.0342 | 4609.7884 | 4583.9106 | [8 empty] | 4686.8173 | 4681 | 4699.1749 | 4514.0342 | 4609.7884 | 4583.9106
14004 | 4681 | 4699.0769 | 4514.0311 | 4609.454 | 4583.551 | [8 empty] | 4686.8062 | 4681 | 4699.0769 | 4514.0311 | 4609.454 | 4583.551
14005 | 4681 | 4699.0106 | 4513.7426 | 4609.3862 | 4583.5008 | [8 empty] | 4686.7231 | 4681 | 4699.0106 | 4513.7426 | 4609.3862 | 4583.5008
14006 | 4681 | 4698.9749 | 4513.4375 | 4609.1787 | 4583.3289 | [8 empty] | 4686.7047 | 4681 | 4698.9749 | 4513.4375 | 4609.1787 | 4583.3289
14007 | 4681 | 4698.8491 | 4512.9334 | 4609.1469 | 4582.8435 | [8 empty] | 4686.5496 | 4681 | 4698.8491 | 4512.9334 | 4609.1469 | 4582.8435
14008 | 4681 | 4698.8099 | 4512.7598 | 4608.6772 | 4582.1924 | [8 empty] | 4686.4315 | 4681 | 4698.8099 | 4512.7598 | 4608.6772 | 4582.1924
14009 | 4681 | 4698.7689 | 4512.6383 | 4608.5593 | 4581.7106 | [8 empty] | 4686.4031 | 4681 | 4698.7689 | 4512.6383 | 4608.5593 | 4581.7106
14010 | 4681 | 4698.6954 | 4512.5789 | 4608.0881 | 4581.4387 | [8 empty] | 4686.1496 | 4681 | 4698.6954 | 4512.5789 | 4608.0881 | 4581.4387
14011 | 4681 | 4698.6841 | 4512.0478 | 4608.0656 | 4581.3656 | [8 empty] | 4686.1066 | 4681 | 4698.6841 | 4512.0478 | 4608.0656 | 4581.3656
14012 | 4681 | 4698.5862 | 4512.0368 | 4608.0087 | 4581.152 | [8 empty] | 4686.0713 | 4681 | 4698.5862 | 4512.0368 | 4608.0087 | 4581.152
14013 | 4681 | 4698.5451 | 4511.7069 | 4607.8335 | 4580.889 | [8 empty] | 4686.0356 | 4681 | 4698.5451 | 4511.7069 | 4607.8335 | 4580.889
14014 | 4680 | 4698.4669 | 4510.8658 | 4607.7401 | 4580.4698 | [8 empty] | 4685.9522 | 4680 | 4698.4669 | 4510.8658 | 4607.7401 | 4580.4698
14015 | 4680 | 4698.4319 | 4510.7425 | 4607.67 | 4579.9879 | [8 empty] | 4685.8017 | 4680 | 4698.4319 | 4510.7425 | 4607.67 | 4579.9879
14016 | 4680 | 4698.3975 | 4510.4182 | 4607.3631 | 4579.3332 | [8 empty] | 4685.7969 | 4680 | 4698.3975 | 4510.4182 | 4607.3631 | 4579.3332
14017 | 4680 | 4698.3281 | 4510.3107 | 4606.6248 | 4579.3271 | [8 empty] | 4685.7697 | 4680 | 4698.3281 | 4510.3107 | 4606.6248 | 4579.3271
14018 | 4680 | 4698.2284 | 4509.8042 | 4606.5461 | 4579.0228 | [8 empty] | 4685.7537 | 4680 | 4698.2284 | 4509.8042 | 4606.5461 | 4579.0228
14019 | 4680 | 4698.1572 | 4509.7753 | 4606.3213 | 4578.3187 | [8 empty] | 4685.7032 | 4680 | 4698.1572 | 4509.7753 | 4606.3213 | 4578.3187
14020 | 4680 | 4698.1497 | 4509.707 | 4606.3054 | 4578.1139 | [8 empty] | 4685.3759 | 4680 | 4698.1497 | 4509.707 | 4606.3054 | 4578.1139
14021 | 4680 | 4698.0708 | 4509.5518 | 4605.605 | 4578.0193 | [8 empty] | 4685.2833 | 4680 | 4698.0708 | 4509.5518 | 4605.605 | 4578.0193
14022 | 4680 | 4697.9174 | 4509.5504 | 4605.4933 | 4577.8718 | [8 empty] | 4685.2506 | 4680 | 4697.9174 | 4509.5504 | 4605.4933 | 4577.8718
14023 | 4680 | 4697.3652 | 4508.8384 | 4605.4828 | 4577.5305 | [8 empty] | 4685.0336 | 4680 | 4697.3652 | 4508.8384 | 4605.4828 | 4577.5305
14024 | 4680 | 4697.2362 | 4508.4255 | 4605.4291 | 4577.4453 | [8 empty] | 4684.858 | 4680 | 4697.2362 | 4508.4255 | 4605.4291 | 4577.4453
14025 | 4680 | 4697.0157 | 4507.9343 | 4605.3107 | 4577.1732 | [8 empty] | 4684.7417 | 4680 | 4697.0157 | 4507.9343 | 4605.3107 | 4577.1732
14026 | 4679 | 4696.6214 | 4507.8115 | 4605.2318 | 4576.9436 | [8 empty] | 4684.7043 | 4679 | 4696.6214 | 4507.8115 | 4605.2318 | 4576.9436
14027 | 4679 | 4696.3996 | 4507.616 | 4605.1896 | 4576.7712 | [8 empty] | 4684.7003 | 4679 | 4696.3996 | 4507.616 | 4605.1896 | 4576.7712
14028 | 4679 | 4696.3413 | 4507.3659 | 4605.1264 | 4576.7364 | [8 empty] | 4684.5593 | 4679 | 4696.3413 | 4507.3659 | 4605.1264 | 4576.7364
14029 | 4679 | 4696.334 | 4507.3273 | 4604.6586 | 4576.5174 | [8 empty] | 4684.537 | 4679 | 4696.334 | 4507.3273 | 4604.6586 | 4576.5174
14030 | 4679 | 4696.2671 | 4507.1811 | 4603.884 | 4576.4863 | [8 empty] | 4684.4899 | 4679 | 4696.2671 | 4507.1811 | 4603.884 | 4576.4863
14031 | 4679 | 4696.1422 | 4507.1681 | 4603.6758 | 4576.0723 | [8 empty] | 4684.4687 | 4679 | 4696.1422 | 4507.1681 | 4603.6758 | 4576.0723
14032 | 4679 | 4696.0485 | 4506.5234 | 4603.6321 | 4576.0385 | [8 empty] | 4684.4155 | 4679 | 4696.0485 | 4506.5234 | 4603.6321 | 4576.0385
14033 | 4679 | 4695.9362 | 4506.2168 | 4603.4298 | 4575.6373 | [8 empty] | 4684.2135 | 4679 | 4695.9362 | 4506.2168 | 4603.4298 | 4575.6373
14034 | 4679 | 4695.5793 | 4505.7654 | 4603.3354 | 4575.2356 | [8 empty] | 4684.2085 | 4679 | 4695.5793 | 4505.7654 | 4603.3354 | 4575.2356
14035 | 4679 | 4695.4825 | 4505.5912 | 4603.2646 | 4574.5752 | [8 empty] | 4684.2003 | 4679 | 4695.4825 | 4505.5912 | 4603.2646 | 4574.5752
14036 | 4678 | 4695.3419 | 4505.4452 | 4603.1403 | 4574.2649 | [8 empty] | 4684.0481 | 4678 | 4695.3419 | 4505.4452 | 4603.1403 | 4574.2649
14037 | 4678 | 4695.2719 | 4503.7702 | 4603.1255 | 4573.9471 | [8 empty] | 4683.8412 | 4678 | 4695.2719 | 4503.7702 | 4603.1255 | 4573.9471
14038 | 4678 | 4695.126 | 4502.6692 | 4603.0934 | 4573.1442 | [8 empty] | 4683.7946 | 4678 | 4695.126 | 4502.6692 | 4603.0934 | 4573.1442
14039 | 4678 | 4695.0809 | 4502.3778 | 4602.6979 | 4572.8997 | [8 empty] | 4683.7919 | 4678 | 4695.0809 | 4502.3778 | 4602.6979 | 4572.8997
14040 | 4678 | 4694.9292 | 4502.1288 | 4602.2187 | 4572.4973 | [8 empty] | 4683.762 | 4678 | 4694.9292 | 4502.1288 | 4602.2187 | 4572.4973
14041 | 4678 | 4694.8577 | 4502.0291 | 4602.1662 | 4572.4765 | [8 empty] | 4683.6915 | 4678 | 4694.8577 | 4502.0291 | 4602.1662 | 4572.4765
14042 | 4678 | 4694.7862 | 4501.7462 | 4601.77 | 4572.2911 | [8 empty] | 4683.6886 | 4678 | 4694.7862 | 4501.7462 | 4601.77 | 4572.2911
14043 | 4678 | 4694.6931 | 4501.2892 | 4600.7312 | 4572.0456 | [8 empty] | 4683.609 | 4678 | 4694.6931 | 4501.2892 | 4600.7312 | 4572.0456
14044 | 4677 | 4694.634 | 4500.1892 | 4600.6715 | 4571.9192 | [8 empty] | 4683.4844 | 4677 | 4694.634 | 4500.1892 | 4600.6715 | 4571.9192
14045 | 4676 | 4694.5399 | 4499.5118 | 4600.3488 | 4571.8681 | [8 empty] | 4683.447 | 4676 | 4694.5399 | 4499.5118 | 4600.3488 | 4571.8681
14046 | 4676 | 4694.4777 | 4499.0233 | 4600.1853 | 4570.5982 | [8 empty] | 4683.4046 | 4676 | 4694.4777 | 4499.0233 | 4600.1853 | 4570.5982
14047 | 4676 | 4694.4079 | 4498.7288 | 4599.98 | 4570.3621 | [8 empty] | 4683.2234 | 4676 | 4694.4079 | 4498.7288 | 4599.98 | 4570.3621
14048 | 4676 | 4694.3148 | 4498.6098 | 4599.8856 | 4569.9907 | [8 empty] | 4683.0645 | 4676 | 4694.3148 | 4498.6098 | 4599.8856 | 4569.9907
14049 | 4676 | 4694.2372 | 4498.3485 | 4599.8763 | 4569.9558 | [8 empty] | 4683.0535 | 4676 | 4694.2372 | 4498.3485 | 4599.8763 | 4569.9558
14050 | 4676 | 4694.1311 | 4497.8595 | 4599.71 | 4569.9203 | [8 empty] | 4682.7684 | 4676 | 4694.1311 | 4497.8595 | 4599.71 | 4569.9203
14051 | 4676 | 4694.0749 | 4497.7062 | 4599.6301 | 4569.4162 | [8 empty] | 4682.724 | 4676 | 4694.0749 | 4497.7062 | 4599.6301 | 4569.4162
14052 | 4676 | 4694.0353 | 4497.5716 | 4599.5591 | 4568.8871 | [8 empty] | 4682.6967 | 4676 | 4694.0353 | 4497.5716 | 4599.5591 | 4568.8871
14053 | 4676 | 4693.9541 | 4497.5299 | 4599.5189 | 4568.762 | [8 empty] | 4682.2884 | 4676 | 4693.9541 | 4497.5299 | 4599.5189 | 4568.762
14054 | 4676 | 4693.6859 | 4496.9327 | 4599.3424 | 4568.7381 | [8 empty] | 4682.2617 | 4676 | 4693.6859 | 4496.9327 | 4599.3424 | 4568.7381
14055 | 4676 | 4693.5961 | 4496.706 | 4599.1903 | 4568.5048 | [8 empty] | 4682.1602 | 4676 | 4693.5961 | 4496.706 | 4599.1903 | 4568.5048
14056 | 4675 | 4693.5756 | 4496.7039 | 4599.1203 | 4568.2895 | [8 empty] | 4682.0455 | 4675 | 4693.5756 | 4496.7039 | 4599.1203 | 4568.2895
14057 | 4675 | 4693.5649 | 4496.5945 | 4598.6901 | 4568.1001 | [8 empty] | 4681.9319 | 4675 | 4693.5649 | 4496.5945 | 4598.6901 | 4568.1001
14058 | 4675 | 4693.3841 | 4496.0779 | 4598.5406 | 4568.087 | [8 empty] | 4681.8994 | 4675 | 4693.3841 | 4496.0779 | 4598.5406 | 4568.087
14059 | 4675 | 4693.2655 | 4495.2062 | 4598.4884 | 4567.992 | [8 empty] | 4681.7038 | 4675 | 4693.2655 | 4495.2062 | 4598.4884 | 4567.992
14060 | 4675 | 4693.2606 | 4494.8851 | 4598.0996 | 4567.9512 | [8 empty] | 4681.6051 | 4675 | 4693.2606 | 4494.8851 | 4598.0996 | 4567.9512
14061 | 4675 | 4693.0569 | 4494.3579 | 4597.7713 | 4567.8605 | [8 empty] | 4681.5924 | 4675 | 4693.0569 | 4494.3579 | 4597.7713 | 4567.8605
14062 | 4675 | 4693.0501 | 4493.924 | 4597.7204 | 4567.5409 | [8 empty] | 4681.3902 | 4675 | 4693.0501 | 4493.924 | 4597.7204 | 4567.5409
14063 | 4675 | 4692.7189 | 4493.6069 | 4597.5787 | 4566.9429 | [8 empty] | 4681.3472 | 4675 | 4692.7189 | 4493.6069 | 4597.5787 | 4566.9429
14064 | 4675 | 4692.6675 | 4493.402 | 4597.4945 | 4566.9107 | [8 empty] | 4681.0042 | 4675 | 4692.6675 | 4493.402 | 4597.4945 | 4566.9107
14065 | 4675 | 4692.4456 | 4492.6581 | 4597.0589 | 4566.6998 | [8 empty] | 4680.9993 | 4675 | 4692.4456 | 4492.6581 | 4597.0589 | 4566.6998
14066 | 4675 | 4692.2945 | 4491.8153 | 4596.8392 | 4566.5794 | [8 empty] | 4680.9403 | 4675 | 4692.2945 | 4491.8153 | 4596.8392 | 4566.5794
14067 | 4674 | 4692.152 | 4491.4582 | 4596.6383 | 4565.9894 | [8 empty] | 4680.8905 | 4674 | 4692.152 | 4491.4582 | 4596.6383 | 4565.9894
14068 | 4674 | 4692.0991 | 4491.4169 | 4596.585 | 4564.9311 | [8 empty] | 4680.8769 | 4674 | 4692.0991 | 4491.4169 | 4596.585 | 4564.9311
14069 | 4674 | 4692.0652 | 4490.8824 | 4596.3424 | 4564.3681 | [8 empty] | 4680.6155 | 4674 | 4692.0652 | 4490.8824 | 4596.3424 | 4564.3681
14070 | 4674 | 4692.0622 | 4490.1344 | 4596.2116 | 4564.1963 | [8 empty] | 4680.5588 | 4674 | 4692.0622 | 4490.1344 | 4596.2116 | 4564.1963
14071 | 4674 | 4692.0137 | 4490.0436 | 4596.1749 | 4563.6771 | [8 empty] | 4680.5341 | 4674 | 4692.0137 | 4490.0436 | 4596.1749 | 4563.6771
14072 | 4674 | 4691.9935 | 4489.5003 | 4595.8577 | 4563.0754 | [8 empty] | 4680.4941 | 4674 | 4691.9935 | 4489.5003 | 4595.8577 | 4563.0754
14073 | 4674 | 4691.9013 | 4489.3367 | 4595.837 | 4562.9813 | [8 empty] | 4680.4872 | 4674 | 4691.9013 | 4489.3367 | 4595.837 | 4562.9813
14074 | 4674 | 4691.4869 | 4489.1775 | 4595.5944 | 4562.7866 | [8 empty] | 4680.4611 | 4674 | 4691.4869 | 4489.1775 | 4595.5944 | 4562.7866
14075 | 4674 | 4691.2751 | 4487.9321 | 4595.3706 | 4562.6157 | [8 empty] | 4680.4388 | 4674 | 4691.2751 | 4487.9321 | 4595.3706 | 4562.6157
14076 | 4673 | 4691.271 | 4487.7363 | 4595.3503 | 4562.5209 | [8 empty] | 4680.3761 | 4673 | 4691.271 | 4487.7363 | 4595.3503 | 4562.5209
14077 | 4673 | 4691.2139 | 4487.3285 | 4595.3324 | 4561.7136 | [8 empty] | 4680.297 | 4673 | 4691.2139 | 4487.3285 | 4595.3324 | 4561.7136
14078 | 4673 | 4691.1165 | 4487.0978 | 4595.2149 | 4561.5144 | [8 empty] | 4680.1626 | 4673 | 4691.1165 | 4487.0978 | 4595.2149 | 4561.5144
14079 | 4673 | 4690.9114 | 4486.7388 | 4595.0754 | 4561.4241 | [8 empty] | 4680.0973 | 4673 | 4690.9114 | 4486.7388 | 4595.0754 | 4561.4241
14080 | 4673 | 4690.7526 | 4486.4728 | 4594.8823 | 4560.8862 | [8 empty] | 4680.0488 | 4673 | 4690.7526 | 4486.4728 | 4594.8823 | 4560.8862
14081 | 4673 | 4690.6645 | 4486.3575 | 4594.7204 | 4560.6769 | [8 empty] | 4679.9938 | 4673 | 4690.6645 | 4486.3575 | 4594.7204 | 4560.6769
14082 | 4673 | 4690.6049 | 4486.3369 | 4594.5964 | 4560.3388 | [8 empty] | 4679.9653 | 4673 | 4690.6049 | 4486.3369 | 4594.5964 | 4560.3388
14083 | 4672 | 4690.5608 | 4486.1222 | 4594.5726 | 4559.8433 | [8 empty] | 4679.9195 | 4672 | 4690.5608 | 4486.1222 | 4594.5726 | 4559.8433
14084 | 4672 | 4690.1837 | 4485.794 | 4594.5478 | 4559.1477 | [8 empty] | 4679.7537 | 4672 | 4690.1837 | 4485.794 | 4594.5478 | 4559.1477
14085 | 4672 | 4690.1717 | 4485.4256 | 4594.5392 | 4559.1002 | [8 empty] | 4679.5482 | 4672 | 4690.1717 | 4485.4256 | 4594.5392 | 4559.1002
14086 | 4672 | 4690.1558 | 4485.3304 | 4594.3236 | 4558.9445 | [8 empty] | 4679.5432 | 4672 | 4690.1558 | 4485.3304 | 4594.3236 | 4558.9445
14087 | 4671 | 4690.027 | 4484.8776 | 4594.135 | 4558.9107 | [8 empty] | 4679.5202 | 4671 | 4690.027 | 4484.8776 | 4594.135 | 4558.9107
14088 | 4671 | 4689.9121 | 4484.8501 | 4594.123 | 4558.8685 | [8 empty] | 4679.3792 | 4671 | 4689.9121 | 4484.8501 | 4594.123 | 4558.8685
14089 | 4671 | 4689.782 | 4484.5842 | 4594.0383 | 4558.7769 | [8 empty] | 4679.3735 | 4671 | 4689.782 | 4484.5842 | 4594.0383 | 4558.7769
14090 | 4671 | 4689.35 | 4484.5435 | 4594.0111 | 4558.5569 | [8 empty] | 4679.2429 | 4671 | 4689.35 | 4484.5435 | 4594.0111 | 4558.5569
14091 | 4671 | 4689.0866 | 4484.4033 | 4593.6767 | 4558.5384 | [8 empty] | 4679.19 | 4671 | 4689.0866 | 4484.4033 | 4593.6767 | 4558.5384
14092 | 4671 | 4689.084 | 4484.1972 | 4593.4436 | 4558.5302 | [8 empty] | 4679.1227 | 4671 | 4689.084 | 4484.1972 | 4593.4436 | 4558.5302
14093 | 4671 | 4688.8485 | 4483.9596 | 4593.2475 | 4558.1861 | [8 empty] | 4678.9051 | 4671 | 4688.8485 | 4483.9596 | 4593.2475 | 4558.1861
14094 | 4671 | 4688.8391 | 4483.8455 | 4592.6561 | 4557.3112 | [8 empty] | 4678.6226 | 4671 | 4688.8391 | 4483.8455 | 4592.6561 | 4557.3112
14095 | 4671 | 4688.8252 | 4483.0618 | 4592.4597 | 4556.698 | [8 empty] | 4678.5179 | 4671 | 4688.8252 | 4483.0618 | 4592.4597 | 4556.698
14096 | 4671 | 4688.7638 | 4482.7751 | 4592.346 | 4556.6499 | [8 empty] | 4678.5038 | 4671 | 4688.7638 | 4482.7751 | 4592.346 | 4556.6499
14097 | 4671 | 4688.757 | 4482.7015 | 4592.2754 | 4556.6364 | [8 empty] | 4678.4177 | 4671 | 4688.757 | 4482.7015 | 4592.2754 | 4556.6364
14098 | 4670 | 4688.7059 | 4481.898 | 4591.9198 | 4556.507 | [8 empty] | 4678.37 | 4670 | 4688.7059 | 4481.898 | 4591.9198 | 4556.507
14099 | 4670 | 4688.5084 | 4481.7832 | 4591.7574 | 4556.4377 | [8 empty] | 4678.222 | 4670 | 4688.5084 | 4481.7832 | 4591.7574 | 4556.4377
14100 | 4670 | 4688.3128 | 4481.3093 | 4591.6425 | 4555.3009 | [8 empty] | 4678.1154 | 4670 | 4688.3128 | 4481.3093 | 4591.6425 | 4555.3009
14101 | 4670 | 4687.8152 | 4481.2666 | 4591.2353 | 4555.2339 | [8 empty] | 4678.0561 | 4670 | 4687.8152 | 4481.2666 | 4591.2353 | 4555.2339
14102 | 4670 | 4687.6691 | 4481.1931 | 4590.9215 | 4554.9272 | [8 empty] | 4678.0422 | 4670 | 4687.6691 | 4481.1931 | 4590.9215 | 4554.9272
14103 | 4670 | 4686.9345 | 4480.4829 | 4590.7292 | 4554.7756 | [8 empty] | 4677.7051 | 4670 | 4686.9345 | 4480.4829 | 4590.7292 | 4554.7756
14104 | 4670 | 4686.9177 | 4480.4793 | 4590.6705 | 4554.6474 | [8 empty] | 4677.6131 | 4670 | 4686.9177 | 4480.4793 | 4590.6705 | 4554.6474
14105 | 4670 | 4686.876 | 4480.3948 | 4590.2197 | 4553.9694 | [8 empty] | 4677.5727 | 4670 | 4686.876 | 4480.3948 | 4590.2197 | 4553.9694
14106 | 4670 | 4686.4927 | 4480.0771 | 4589.9173 | 4553.9681 | [8 empty] | 4677.4173 | 4670 | 4686.4927 | 4480.0771 | 4589.9173 | 4553.9681
14107 | 4670 | 4686.4722 | 4479.8496 | 4589.5296 | 4553.8593 | [8 empty] | 4677.3576 | 4670 | 4686.4722 | 4479.8496 | 4589.5296 | 4553.8593
14108 | 4670 | 4686.4098 | 4479.8175 | 4589.4271 | 4553.7443 | [8 empty] | 4677.3294 | 4670 | 4686.4098 | 4479.8175 | 4589.4271 | 4553.7443
14109 | 4670 | 4686.3986 | 4479.4873 | 4589.0834 | 4553.3861 | [8 empty] | 4677.2433 | 4670 | 4686.3986 | 4479.4873 | 4589.0834 | 4553.3861
14110 | 4669 | 4686.1118 | 4479.3823 | 4588.8018 | 4553.0043 | [8 empty] | 4676.8596 | 4669 | 4686.1118 | 4479.3823 | 4588.8018 | 4553.0043
14111 | 4669 | 4686.0637 | 4479.0877 | 4588.6896 | 4552.7948 | [8 empty] | 4676.8173 | 4669 | 4686.0637 | 4479.0877 | 4588.6896 | 4552.7948
14112 | 4669 | 4685.8805 | 4478.924 | 4587.8751 | 4552.7494 | [8 empty] | 4676.776 | 4669 | 4685.8805 | 4478.924 | 4587.8751 | 4552.7494
14113 | 4669 | 4685.8724 | 4478.5369 | 4587.8538 | 4552.7281 | [8 empty] | 4676.7582 | 4669 | 4685.8724 | 4478.5369 | 4587.8538 | 4552.7281
14114 | 4669 | 4685.8646 | 4477.6716 | 4587.4175 | 4552.6211 | [8 empty] | 4676.4625 | 4669 | 4685.8646 | 4477.6716 | 4587.4175 | 4552.6211
14115 | 4669 | 4685.7971 | 4476.9632 | 4587.4112 | 4552.4357 | [8 empty] | 4676.4242 | 4669 | 4685.7971 | 4476.9632 | 4587.4112 | 4552.4357
14116 | 4668 | 4685.6318 | 4476.6201 | 4587.0586 | 4551.5185 | [8 empty] | 4676.3697 | 4668 | 4685.6318 | 4476.6201 | 4587.0586 | 4551.5185
14117 | 4668 | 4685.5995 | 4476.4523 | 4586.687 | 4550.9617 | [8 empty] | 4676.3328 | 4668 | 4685.5995 | 4476.4523 | 4586.687 | 4550.9617
14118 | 4668 | 4685.5663 | 4476.1619 | 4586.6213 | 4550.7591 | [8 empty] | 4676.244 | 4668 | 4685.5663 | 4476.1619 | 4586.6213 | 4550.7591
14119 | 4668 | 4685.5365 | 4475.8485 | 4586.4672 | 4549.6546 | [8 empty] | 4676.0911 | 4668 | 4685.5365 | 4475.8485 | 4586.4672 | 4549.6546
14120 | 4668 | 4685.344 | 4475.8482 | 4586.3453 | 4547.4893 | [8 empty] | 4675.989 | 4668 | 4685.344 | 4475.8482 | 4586.3453 | 4547.4893
14121 | 4668 | 4685.1784 | 4475.7413 | 4586.052 | 4547.1607 | [8 empty] | 4675.9741 | 4668 | 4685.1784 | 4475.7413 | 4586.052 | 4547.1607
14122 | 4668 | 4685.0062 | 4475.6537 | 4585.9763 | 4547.0857 | [8 empty] | 4675.9352 | 4668 | 4685.0062 | 4475.6537 | 4585.9763 | 4547.0857
14123 | 4668 | 4684.9038 | 4475.3525 | 4584.9153 | 4547.0389 | [8 empty] | 4675.6945 | 4668 | 4684.9038 | 4475.3525 | 4584.9153 | 4547.0389
14124 | 4668 | 4684.8673 | 4475.2551 | 4584.786 | 4546.77 | [8 empty] | 4675.5886 | 4668 | 4684.8673 | 4475.2551 | 4584.786 | 4546.77
14125 | 4668 | 4684.7891 | 4474.8568 | 4584.5564 | 4546.6452 | [8 empty] | 4675.5724 | 4668 | 4684.7891 | 4474.8568 | 4584.5564 | 4546.6452
14126 | 4668 | 4684.3392 | 4474.6173 | 4584.5395 | 4546.5058 | [8 empty] | 4675.3704 | 4668 | 4684.3392 | 4474.6173 | 4584.5395 | 4546.5058
14127 | 4668 | 4684.318 | 4474.5074 | 4584.032 | 4546.2075 | [8 empty] | 4675.2764 | 4668 | 4684.318 | 4474.5074 | 4584.032 | 4546.2075
14128 | 4667 | 4684.2745 | 4474.4497 | 4583.9492 | 4545.2978 | [8 empty] | 4675.1008 | 4667 | 4684.2745 | 4474.4497 | 4583.9492 | 4545.2978
14129 | 4667 | 4684.1744 | 4474.1634 | 4583.7997 | 4545.2788 | [8 empty] | 4674.9666 | 4667 | 4684.1744 | 4474.1634 | 4583.7997 | 4545.2788
14130 | 4667 | 4684.1604 | 4473.7235 | 4583.4167 | 4543.2321 | [8 empty] | 4674.951 | 4667 | 4684.1604 | 4473.7235 | 4583.4167 | 4543.2321
14131 | 4667 | 4683.9856 | 4473.7134 | 4583.0585 | 4543.0661 | [8 empty] | 4674.9176 | 4667 | 4683.9856 | 4473.7134 | 4583.0585 | 4543.0661
14132 | 4666 | 4683.7045 | 4473.4833 | 4583.0535 | 4542.9158 | [8 empty] | 4674.8042 | 4666 | 4683.7045 | 4473.4833 | 4583.0535 | 4542.9158
14133 | 4666 | 4683.5205 | 4473.1683 | 4582.929 | 4542.6755 | [8 empty] | 4674.5506 | 4666 | 4683.5205 | 4473.1683 | 4582.929 | 4542.6755
14134 | 4666 | 4683.4141 | 4473.0971 | 4582.7991 | 4542.5311 | [8 empty] | 4674.4693 | 4666 | 4683.4141 | 4473.0971 | 4582.7991 | 4542.5311
14135 | 4666 | 4683.3615 | 4472.2703 | 4582.5648 | 4542.3602 | [8 empty] | 4674.3703 | 4666 | 4683.3615 | 4472.2703 | 4582.5648 | 4542.3602
14136 | 4666 | 4683.1231 | 4471.6985 | 4582.3766 | 4541.9882 | [8 empty] | 4674.2141 | 4666 | 4683.1231 | 4471.6985 | 4582.3766 | 4541.9882
14137 | 4665 | 4683.0795 | 4471.0534 | 4582.2714 | 4541.8491 | [8 empty] | 4674.1839 | 4665 | 4683.0795 | 4471.0534 | 4582.2714 | 4541.8491
14138 | 4665 | 4683.0065 | 4470.7901 | 4582.0878 | 4541.6544 | [8 empty] | 4673.8941 | 4665 | 4683.0065 | 4470.7901 | 4582.0878 | 4541.6544
14139 | 4665 | 4682.8572 | 4470.6121 | 4581.8102 | 4541.5694 | [8 empty] | 4673.6129 | 4665 | 4682.8572 | 4470.6121 | 4581.8102 | 4541.5694
14140 | 4665 | 4682.7188 | 4470.4088 | 4581.6973 | 4541.2007 | [8 empty] | 4673.6106 | 4665 | 4682.7188 | 4470.4088 | 4581.6973 | 4541.2007
14141 | 4665 | 4681.7595 | 4470.4002 | 4581.347 | 4541.1756 | [8 empty] | 4673.4912 | 4665 | 4681.7595 | 4470.4002 | 4581.347 | 4541.1756
14142 | 4665 | 4681.7191 | 4470.3511 | 4581.2157 | 4541.1088 | [8 empty] | 4673.4064 | 4665 | 4681.7191 | 4470.3511 | 4581.2157 | 4541.1088
14143 | 4665 | 4681.6828 | 4469.8769 | 4581.1768 | 4540.5749 | [8 empty] | 4673.236 | 4665 | 4681.6828 | 4469.8769 | 4581.1768 | 4540.5749
14144 | 4665 | 4681.6783 | 4469.6434 | 4580.925 | 4540.3114 | [8 empty] | 4673.1682 | 4665 | 4681.6783 | 4469.6434 | 4580.925 | 4540.3114
14145 | 4665 | 4681.381 | 4469.1175 | 4580.6479 | 4539.6606 | [8 empty] | 4673.0954 | 4665 | 4681.381 | 4469.1175 | 4580.6479 | 4539.6606
14146 | 4664 | 4681.1226 | 4468.9973 | 4579.9061 | 4539.5862 | [8 empty] | 4672.9932 | 4664 | 4681.1226 | 4468.9973 | 4579.9061 | 4539.5862
14147 | 4664 | 4681.0674 | 4468.8311 | 4579.8616 | 4539.3254 | [8 empty] | 4672.9577 | 4664 | 4681.0674 | 4468.8311 | 4579.8616 | 4539.3254
14148 | 4664 | 4680.8923 | 4468.8259 | 4579.702 | 4539.0549 | [8 empty] | 4672.8189 | 4664 | 4680.8923 | 4468.8259 | 4579.702 | 4539.0549
14149 | 4664 | 4680.724 | 4468.674 | 4579.5706 | 4538.7922 | [8 empty] | 4672.7851 | 4664 | 4680.724 | 4468.674 | 4579.5706 | 4538.7922
14150 | 4664 | 4680.6615 | 4468.4012 | 4579.002 | 4538.3141 | [8 empty] | 4672.7797 | 4664 | 4680.6615 | 4468.4012 | 4579.002 | 4538.3141
14151 | 4664 | 4680.5214 | 4468.3525 | 4578.8975 | 4538.241 | [8 empty] | 4672.7278 | 4664 | 4680.5214 | 4468.3525 | 4578.8975 | 4538.241
14152 | 4664 | 4680.4222 | 4467.7296 | 4578.8942 | 4537.8582 | [8 empty] | 4672.6896 | 4664 | 4680.4222 | 4467.7296 | 4578.8942 | 4537.8582
14153 | 4664 | 4680.3774 | 4467.7052 | 4578.2138 | 4537.6884 | [8 empty] | 4672.6812 | 4664 | 4680.3774 | 4467.7052 | 4578.2138 | 4537.6884
14154 | 4664 | 4680.2012 | 4467.6386 | 4578.1916 | 4536.5194 | [8 empty] | 4672.6675 | 4664 | 4680.2012 | 4467.6386 | 4578.1916 | 4536.5194
14155 | 4664 | 4680.0327 | 4467.4363 | 4577.863 | 4536.3008 | [8 empty] | 4672.6637 | 4664 | 4680.0327 | 4467.4363 | 4577.863 | 4536.3008
14156 | 4664 | 4679.9223 | 4467.3761 | 4576.6678 | 4536.1447 | [8 empty] | 4672.2981 | 4664 | 4679.9223 | 4467.3761 | 4576.6678 | 4536.1447
14157 | 4663 | 4679.8968 | 4467.261 | 4576.6187 | 4536.1234 | [8 empty] | 4672.2753 | 4663 | 4679.8968 | 4467.261 | 4576.6187 | 4536.1234
14158 | 4663 | 4679.6534 | 4467.2235 | 4576.4038 | 4535.5426 | [8 empty] | 4672.2728 | 4663 | 4679.6534 | 4467.2235 | 4576.4038 | 4535.5426
14159 | 4663 | 4679.5571 | 4466.4895 | 4575.5212 | 4534.9811 | [8 empty] | 4672.2328 | 4663 | 4679.5571 | 4466.4895 | 4575.5212 | 4534.9811
14160 | 4663 | 4679.5451 | 4466.338 | 4575.4643 | 4534.409 | [8 empty] | 4672.165 | 4663 | 4679.5451 | 4466.338 | 4575.4643 | 4534.409
14161 | 4663 | 4679.5219 | 4465.9235 | 4575.4002 | 4534.2408 | [8 empty] | 4672.1444 | 4663 | 4679.5219 | 4465.9235 | 4575.4002 | 4534.2408
14162 | 4663 | 4679.5153 | 4465.501 | 4575.2449 | 4533.8432 | [8 empty] | 4672.0731 | 4663 | 4679.5153 | 4465.501 | 4575.2449 | 4533.8432
14163 | 4663 | 4679.4071 | 4465.0719 | 4575.2238 | 4533.6999 | [8 empty] | 4671.9425 | 4663 | 4679.4071 | 4465.0719 | 4575.2238 | 4533.6999
14164 | 4663 | 4678.8582 | 4464.2638 | 4575.0155 | 4533.6779 | [8 empty] | 4671.823 | 4663 | 4678.8582 | 4464.2638 | 4575.0155 | 4533.6779
14165 | 4663 | 4678.5469 | 4464.0432 | 4574.9244 | 4532.6099 | [8 empty] | 4671.7337 | 4663 | 4678.5469 | 4464.0432 | 4574.9244 | 4532.6099
14166 | 4662 | 4678.4999 | 4463.4171 | 4574.8839 | 4532.4352 | [8 empty] | 4671.5374 | 4662 | 4678.4999 | 4463.4171 | 4574.8839 | 4532.4352
14167 | 4662 | 4678.4936 | 4463.3756 | 4574.7864 | 4532.4343 | [8 empty] | 4671.476 | 4662 | 4678.4936 | 4463.3756 | 4574.7864 | 4532.4343
14168 | 4662 | 4678.4713 | 4463.3693 | 4574.1564 | 4532.4093 | [8 empty] | 4671.4416 | 4662 | 4678.4713 | 4463.3693 | 4574.1564 | 4532.4093
14169 | 4661 | 4678.3379 | 4463.168 | 4574.0704 | 4531.551 | [8 empty] | 4671.388 | 4661 | 4678.3379 | 4463.168 | 4574.0704 | 4531.551
14170 | 4661 | 4678.2739 | 4462.6228 | 4574.0499 | 4530.8547 | [8 empty] | 4671.296 | 4661 | 4678.2739 | 4462.6228 | 4574.0499 | 4530.8547
14171 | 4661 | 4678.2568 | 4462.3333 | 4573.8946 | 4530.3271 | [8 empty] | 4671.1793 | 4661 | 4678.2568 | 4462.3333 | 4573.8946 | 4530.3271
14172 | 4661 | 4678.1751 | 4462.1306 | 4573.8244 | 4529.7607 | [8 empty] | 4670.958 | 4661 | 4678.1751 | 4462.1306 | 4573.8244 | 4529.7607
14173 | 4661 | 4678.0015 | 4461.8968 | 4573.6552 | 4529.4451 | [8 empty] | 4670.9457 | 4661 | 4678.0015 | 4461.8968 | 4573.6552 | 4529.4451
14174 | 4661 | 4677.9941 | 4461.6305 | 4572.82 | 4529.1419 | [8 empty] | 4670.9268 | 4661 | 4677.9941 | 4461.6305 | 4572.82 | 4529.1419
14175 | 4661 | 4677.945 | 4461.4747 | 4572.5669 | 4528.9502 | [8 empty] | 4670.8096 | 4661 | 4677.945 | 4461.4747 | 4572.5669 | 4528.9502
14176 | 4661 | 4677.8408 | 4460.9964 | 4572.1462 | 4528.5608 | [8 empty] | 4670.7219 | 4661 | 4677.8408 | 4460.9964 | 4572.1462 | 4528.5608
14177 | 4661 | 4677.7832 | 4460.1575 | 4571.8886 | 4528.3377 | [8 empty] | 4670.072 | 4661 | 4677.7832 | 4460.1575 | 4571.8886 | 4528.3377
14178 | 4661 | 4677.5553 | 4460.151 | 4571.7096 | 4527.7587 | [8 empty] | 4670.0298 | 4661 | 4677.5553 | 4460.151 | 4571.7096 | 4527.7587
14179 | 4661 | 4677.5238 | 4460.0909 | 4571.6284 | 4527.56 | [8 empty] | 4669.8667 | 4661 | 4677.5238 | 4460.0909 | 4571.6284 | 4527.56
14180 | 4661 | 4677.4045 | 4459.8226 | 4571.5778 | 4527.4147 | [8 empty] | 4669.7909 | 4661 | 4677.4045 | 4459.8226 | 4571.5778 | 4527.4147
14181 | 4660 | 4677.058 | 4459.4077 | 4571.562 | 4527.3367 | [8 empty] | 4669.7893 | 4660 | 4677.058 | 4459.4077 | 4571.562 | 4527.3367
14182 | 4660 | 4677.0303 | 4459.1781 | 4571.5194 | 4527.2438 | [8 empty] | 4669.7667 | 4660 | 4677.0303 | 4459.1781 | 4571.5194 | 4527.2438
14183 | 4660 | 4677.0249 | 4458.5667 | 4571.2279 | 4527.2235 | [8 empty] | 4669.7505 | 4660 | 4677.0249 | 4458.5667 | 4571.2279 | 4527.2235
14184 | 4660 | 4676.997 | 4458.4594 | 4571.142 | 4526.9799 | [8 empty] | 4669.5935 | 4660 | 4676.997 | 4458.4594 | 4571.142 | 4526.9799
14185 | 4660 | 4676.5417 | 4457.9909 | 4570.6603 | 4526.7557 | [8 empty] | 4669.494 | 4660 | 4676.5417 | 4457.9909 | 4570.6603 | 4526.7557
14186 | 4660 | 4676.5358 | 4457.9462 | 4570.1965 | 4526.5871 | [8 empty] | 4669.4558 | 4660 | 4676.5358 | 4457.9462 | 4570.1965 | 4526.5871
14187 | 4660 | 4676.4853 | 4457.4179 | 4569.7947 | 4524.6925 | [8 empty] | 4669.3449 | 4660 | 4676.4853 | 4457.4179 | 4569.7947 | 4524.6925
14188 | 4660 | 4676.2926 | 4457.3208 | 4569.6586 | 4524.4833 | [8 empty] | 4669.1686 | 4660 | 4676.2926 | 4457.3208 | 4569.6586 | 4524.4833
14189 | 4660 | 4676.2136 | 4457.0008 | 4569.0766 | 4524.4551 | [8 empty] | 4669.0556 | 4660 | 4676.2136 | 4457.0008 | 4569.0766 | 4524.4551
14190 | 4660 | 4676.1608 | 4455.8967 | 4568.9838 | 4524.0177 | [8 empty] | 4669.0017 | 4660 | 4676.1608 | 4455.8967 | 4568.9838 | 4524.0177
14191 | 4660 | 4675.9223 | 4455.7037 | 4568.2963 | 4520.4974 | [8 empty] | 4668.9921 | 4660 | 4675.9223 | 4455.7037 | 4568.2963 | 4520.4974
14192 | 4659 | 4675.833 | 4455.3781 | 4568.2777 | 4520.2951 | [8 empty] | 4668.9326 | 4659 | 4675.833 | 4455.3781 | 4568.2777 | 4520.2951
14193 | 4659 | 4675.7719 | 4455.0778 | 4568.143 | 4520.1402 | [8 empty] | 4668.8943 | 4659 | 4675.7719 | 4455.0778 | 4568.143 | 4520.1402
14194 | 4659 | 4675.7207 | 4455.0577 | 4568.0552 | 4519.8537 | [8 empty] | 4668.8774 | 4659 | 4675.7207 | 4455.0577 | 4568.0552 | 4519.8537
14195 | 4659 | 4675.5406 | 4453.7544 | 4568.0132 | 4519.5307 | [8 empty] | 4668.8682 | 4659 | 4675.5406 | 4453.7544 | 4568.0132 | 4519.5307
14196 | 4659 | 4675.3335 | 4453.3824 | 4567.4519 | 4519.2311 | [8 empty] | 4668.6734 | 4659 | 4675.3335 | 4453.3824 | 4567.4519 | 4519.2311
14197 | 4659 | 4675.323 | 4452.786 | 4567.1405 | 4519.1627 | [8 empty] | 4668.5474 | 4659 | 4675.323 | 4452.786 | 4567.1405 | 4519.1627
14198 | 4658 | 4675.2018 | 4452.582 | 4567.0949 | 4518.9912 | [8 empty] | 4668.4401 | 4658 | 4675.2018 | 4452.582 | 4567.0949 | 4518.9912
14199 | 4658 | 4675.1025 | 4452.0389 | 4566.904 | 4518.7854 | [8 empty] | 4668.4398 | 4658 | 4675.1025 | 4452.0389 | 4566.904 | 4518.7854
14200 | 4658 | 4675.0855 | 4451.139 | 4565.7413 | 4518.7027 | [8 empty] | 4668.3351 | 4658 | 4675.0855 | 4451.139 | 4565.7413 | 4518.7027
14201 | 4658 | 4675.0787 | 4450.8082 | 4565.6651 | 4518.0123 | [8 empty] | 4668.3208 | 4658 | 4675.0787 | 4450.8082 | 4565.6651 | 4518.0123
14202 | 4658 | 4675.0224 | 4450.7321 | 4565.0644 | 4517.1132 | [8 empty] | 4668.3074 | 4658 | 4675.0224 | 4450.7321 | 4565.0644 | 4517.1132
14203 | 4658 | 4675.0132 | 4450.5234 | 4564.8624 | 4515.4306 | [8 empty] | 4668.2648 | 4658 | 4675.0132 | 4450.5234 | 4564.8624 | 4515.4306
14204 | 4658 | 4674.9781 | 4450.105 | 4564.7789 | 4514.9149 | [8 empty] | 4668.1542 | 4658 | 4674.9781 | 4450.105 | 4564.7789 | 4514.9149
14205 | 4658 | 4674.7266 | 4449.8002 | 4564.52 | 4514.793 | [8 empty] | 4668.0388 | 4658 | 4674.7266 | 4449.8002 | 4564.52 | 4514.793
14206 | 4658 | 4674.7178 | 4449.4174 | 4564.4835 | 4514.5465 | [8 empty] | 4667.9967 | 4658 | 4674.7178 | 4449.4174 | 4564.4835 | 4514.5465
14207 | 4658 | 4674.621 | 4448.9428 | 4564.4437 | 4514.3581 | [8 empty] | 4667.7408 | 4658 | 4674.621 | 4448.9428 | 4564.4437 | 4514.3581
14208 | 4657 | 4674.5411 | 4448.8248 | 4564.4141 | 4514.0095 | [8 empty] | 4667.4589 | 4657 | 4674.5411 | 4448.8248 | 4564.4141 | 4514.0095
14209 | 4657 | 4674.5192 | 4448.2512 | 4563.8938 | 4513.4104 | [8 empty] | 4667.3367 | 4657 | 4674.5192 | 4448.2512 | 4563.8938 | 4513.4104
14210 | 4657 | 4674.432 | 4447.8789 | 4563.7555 | 4513.286 | [8 empty] | 4667.3243 | 4657 | 4674.432 | 4447.8789 | 4563.7555 | 4513.286
14211 | 4657 | 4674.3089 | 4447.002 | 4562.8927 | 4513.0618 | [8 empty] | 4667.2533 | 4657 | 4674.3089 | 4447.002 | 4562.8927 | 4513.0618
14212 | 4657 | 4674.1277 | 4446.6885 | 4562.8879 | 4512.7869 | [8 empty] | 4667.2297 | 4657 | 4674.1277 | 4446.6885 | 4562.8879 | 4512.7869
14213 | 4657 | 4674.0729 | 4446.4597 | 4562.8109 | 4512.4772 | [8 empty] | 4667.2216 | 4657 | 4674.0729 | 4446.4597 | 4562.8109 | 4512.4772
14214 | 4657 | 4673.9842 | 4446.4235 | 4562.5892 | 4511.6623 | [8 empty] | 4667.072 | 4657 | 4673.9842 | 4446.4235 | 4562.5892 | 4511.6623
14215 | 4657 | 4673.8126 | 4445.9495 | 4562.3201 | 4511.2379 | [8 empty] | 4666.8549 | 4657 | 4673.8126 | 4445.9495 | 4562.3201 | 4511.2379
14216 | 4656 | 4673.7397 | 4445.8947 | 4562.1976 | 4510.7147 | [8 empty] | 4666.5904 | 4656 | 4673.7397 | 4445.8947 | 4562.1976 | 4510.7147
14217 | 4656 | 4673.5231 | 4445.5777 | 4561.5204 | 4510.6425 | [8 empty] | 4666.5563 | 4656 | 4673.5231 | 4445.5777 | 4561.5204 | 4510.6425
14218 | 4656 | 4673.4981 | 4445.5775 | 4561.3756 | 4510.5799 | [8 empty] | 4666.4648 | 4656 | 4673.4981 | 4445.5775 | 4561.3756 | 4510.5799
14219 | 4656 | 4673.4732 | 4445.5358 | 4561.2554 | 4510.411 | [8 empty] | 4666.3048 | 4656 | 4673.4732 | 4445.5358 | 4561.2554 | 4510.411
14220 | 4656 | 4673.4712 | 4445.4067 | 4560.8384 | 4510.3628 | [8 empty] | 4666.2443 | 4656 | 4673.4712 | 4445.4067 | 4560.8384 | 4510.3628
14221 | 4656 | 4673.2813 | 4445.2198 | 4560.5627 | 4509.694 | [8 empty] | 4666.191 | 4656 | 4673.2813 | 4445.2198 | 4560.5627 | 4509.694
14222 | 4656 | 4673.1275 | 4445.0932 | 4560.446 | 4509.2406 | [8 empty] | 4666.1269 | 4656 | 4673.1275 | 4445.0932 | 4560.446 | 4509.2406
14223 | 4656 | 4673.1235 | 4444.3881 | 4560.203 | 4508.1418 | [8 empty] | 4666.069 | 4656 | 4673.1235 | 4444.3881 | 4560.203 | 4508.1418
14224 | 4656 | 4673.1061 | 4444.0275 | 4559.8447 | 4507.676 | [8 empty] | 4666.0326 | 4656 | 4673.1061 | 4444.0275 | 4559.8447 | 4507.676
14225 | 4655 | 4672.99 | 4443.8945 | 4559.645 | 4507.4273 | [8 empty] | 4665.9868 | 4655 | 4672.99 | 4443.8945 | 4559.645 | 4507.4273
14226 | 4655 | 4672.9712 | 4443.5897 | 4559.0883 | 4507.2807 | [8 empty] | 4665.9102 | 4655 | 4672.9712 | 4443.5897 | 4559.0883 | 4507.2807
14227 | 4655 | 4672.834 | 4443.2378 | 4558.3921 | 4507.1116 | [8 empty] | 4665.882 | 4655 | 4672.834 | 4443.2378 | 4558.3921 | 4507.1116
14228 | 4655 | 4672.6989 | 4442.3618 | 4558.3374 | 4507.0056 | [8 empty] | 4665.7309 | 4655 | 4672.6989 | 4442.3618 | 4558.3374 | 4507.0056
14229 | 4655 | 4672.4142 | 4441.7696 | 4558.0598 | 4506.7652 | [8 empty] | 4665.6148 | 4655 | 4672.4142 | 4441.7696 | 4558.0598 | 4506.7652
14230 | 4655 | 4672.3272 | 4441.2555 | 4557.7107 | 4506.5849 | [8 empty] | 4665.6049 | 4655 | 4672.3272 | 4441.2555 | 4557.7107 | 4506.5849
14231 | 4654 | 4672.2844 | 4440.7123 | 4557.532 | 4505.7829 | [8 empty] | 4665.5808 | 4654 | 4672.2844 | 4440.7123 | 4557.532 | 4505.7829
14232 | 4654 | 4672.2654 | 4440.6051 | 4557.3981 | 4505.1573 | [8 empty] | 4665.4064 | 4654 | 4672.2654 | 4440.6051 | 4557.3981 | 4505.1573
14233 | 4654 | 4672.1952 | 4440.5328 | 4556.9226 | 4504.9055 | [8 empty] | 4665.4 | 4654 | 4672.1952 | 4440.5328 | 4556.9226 | 4504.9055
14234 | 4654 | 4672.0145 | 4440.3271 | 4556.6491 | 4504.7121 | [8 empty] | 4665.1956 | 4654 | 4672.0145 | 4440.3271 | 4556.6491 | 4504.7121
14235 | 4654 | 4671.9454 | 4439.8321 | 4556.6315 | 4504.6629 | [8 empty] | 4665.1677 | 4654 | 4671.9454 | 4439.8321 | 4556.6315 | 4504.6629
14236 | 4654 | 4671.9212 | 4439.7802 | 4556.527 | 4504.3423 | [8 empty] | 4665.1179 | 4654 | 4671.9212 | 4439.7802 | 4556.527 | 4504.3423
14237 | 4654 | 4671.8663 | 4439.5323 | 4556.2813 | 4504.3322 | [8 empty] | 4665.0336 | 4654 | 4671.8663 | 4439.5323 | 4556.2813 | 4504.3322
14238 | 4653 | 4671.5216 | 4439.213 | 4556.2723 | 4504.3289 | [8 empty] | 4665.0211 | 4653 | 4671.5216 | 4439.213 | 4556.2723 | 4504.3289
14239 | 4653 | 4671.3502 | 4439.0732 | 4556.1906 | 4504.0306 | [8 empty] | 4664.8859 | 4653 | 4671.3502 | 4439.0732 | 4556.1906 | 4504.0306
14240 | 4653 | 4671.266 | 4439.0109 | 4555.8495 | 4503.9986 | [8 empty] | 4664.8753 | 4653 | 4671.266 | 4439.0109 | 4555.8495 | 4503.9986
14241 | 4653 | 4671.1023 | 4438.9153 | 4555.5757 | 4503.9158 | [8 empty] | 4664.8159 | 4653 | 4671.1023 | 4438.9153 | 4555.5757 | 4503.9158
14242 | 4653 | 4671.0986 | 4438.6803 | 4555.374 | 4503.4246 | [8 empty] | 4664.7663 | 4653 | 4671.0986 | 4438.6803 | 4555.374 | 4503.4246
14243 | 4652 | 4670.5606 | 4438.6657 | 4555.2941 | 4503.1883 | [8 empty] | 4664.6969 | 4652 | 4670.5606 | 4438.6657 | 4555.2941 | 4503.1883
14244 | 4652 | 4670.3998 | 4438.2147 | 4555.1506 | 4503.0718 | [8 empty] | 4664.446 | 4652 | 4670.3998 | 4438.2147 | 4555.1506 | 4503.0718
14245 | 4652 | 4670.2831 | 4437.94 | 4555.0689 | 4502.4571 | [8 empty] | 4664.4133 | 4652 | 4670.2831 | 4437.94 | 4555.0689 | 4502.4571
14246 | 4652 | 4670.0009 | 4437.899 | 4555.0469 | 4501.6142 | [8 empty] | 4664.2992 | 4652 | 4670.0009 | 4437.899 | 4555.0469 | 4501.6142
14247 | 4652 | 4669.9994 | 4437.6254 | 4554.0997 | 4501.4892 | [8 empty] | 4664.0219 | 4652 | 4669.9994 | 4437.6254 | 4554.0997 | 4501.4892
14248 | 4652 | 4669.7023 | 4437.3827 | 4553.4497 | 4501.4255 | [8 empty] | 4663.94 | 4652 | 4669.7023 | 4437.3827 | 4553.4497 | 4501.4255
14249 | 4652 | 4669.5897 | 4436.7194 | 4553.2022 | 4500.7464 | [8 empty] | 4663.9363 | 4652 | 4669.5897 | 4436.7194 | 4553.2022 | 4500.7464
14250 | 4652 | 4669.5739 | 4436.5907 | 4552.9727 | 4500.1886 | [8 empty] | 4663.7444 | 4652 | 4669.5739 | 4436.5907 | 4552.9727 | 4500.1886
14251 | 4652 | 4669.4699 | 4436.4233 | 4552.2228 | 4500.1794 | [8 empty] | 4663.4703 | 4652 | 4669.4699 | 4436.4233 | 4552.2228 | 4500.1794
14252 | 4651 | 4669.1286 | 4435.5476 | 4552.2113 | 4500.0643 | [8 empty] | 4663.4397 | 4651 | 4669.1286 | 4435.5476 | 4552.2113 | 4500.0643
14253 | 4651 | 4668.8867 | 4435.5057 | 4552.0579 | 4499.2893 | [8 empty] | 4663.4119 | 4651 | 4668.8867 | 4435.5057 | 4552.0579 | 4499.2893
14254 | 4651 | 4668.8728 | 4435.1511 | 4551.9562 | 4498.3386 | [8 empty] | 4663.3714 | 4651 | 4668.8728 | 4435.1511 | 4551.9562 | 4498.3386
14255 | 4651 | 4668.5998 | 4434.9984 | 4551.6446 | 4497.3726 | [8 empty] | 4663.0172 | 4651 | 4668.5998 | 4434.9984 | 4551.6446 | 4497.3726
14256 | 4651 | 4668.575 | 4434.9815 | 4551.5916 | 4497.3585 | [8 empty] | 4662.8379 | 4651 | 4668.575 | 4434.9815 | 4551.5916 | 4497.3585
14257 | 4651 | 4668.375 | 4434.8089 | 4550.4207 | 4496.8862 | [8 empty] | 4662.7939 | 4651 | 4668.375 | 4434.8089 | 4550.4207 | 4496.8862
14258 | 4651 | 4668.3424 | 4434.3539 | 4550.3728 | 4496.783 | [8 empty] | 4662.721 | 4651 | 4668.3424 | 4434.3539 | 4550.3728 | 4496.783
14259 | 4650 | 4668.184 | 4434.1968 | 4550.2519 | 4496.6445 | [8 empty] | 4662.64 | 4650 | 4668.184 | 4434.1968 | 4550.2519 | 4496.6445
14260 | 4650 | 4667.949 | 4434.1411 | 4549.666 | 4496.2923 | [8 empty] | 4662.5984 | 4650 | 4667.949 | 4434.1411 | 4549.666 | 4496.2923
14261 | 4650 | 4667.8473 | 4434.1094 | 4549.2474 | 4496.1928 | [8 empty] | 4662.5262 | 4650 | 4667.8473 | 4434.1094 | 4549.2474 | 4496.1928
14262 | 4650 | 4667.8106 | 4433.3751 | 4548.8483 | 4495.7091 | [8 empty] | 4662.4735 | 4650 | 4667.8106 | 4433.3751 | 4548.8483 | 4495.7091
14263 | 4649 | 4667.4651 | 4433.2396 | 4548.434 | 4495.2785 | [8 empty] | 4662.4625 | 4649 | 4667.4651 | 4433.2396 | 4548.434 | 4495.2785
14264 | 4649 | 4667.2724 | 4433.1488 | 4548.2487 | 4494.8843 | [8 empty] | 4662.3499 | 4649 | 4667.2724 | 4433.1488 | 4548.2487 | 4494.8843
14265 | 4649 | 4667.1573 | 4432.9293 | 4547.6786 | 4494.2772 | [8 empty] | 4662.3154 | 4649 | 4667.1573 | 4432.9293 | 4547.6786 | 4494.2772
14266 | 4649 | 4667.0659 | 4432.89 | 4547.6345 | 4493.5754 | [8 empty] | 4662.2767 | 4649 | 4667.0659 | 4432.89 | 4547.6345 | 4493.5754
14267 | 4649 | 4666.9815 | 4432.6851 | 4547.5854 | 4493.1477 | [8 empty] | 4662.11 | 4649 | 4666.9815 | 4432.6851 | 4547.5854 | 4493.1477
14268 | 4648 | 4666.4811 | 4432.2006 | 4547.475 | 4493.0525 | [8 empty] | 4662.068 | 4648 | 4666.4811 | 4432.2006 | 4547.475 | 4493.0525
14269 | 4648 | 4666.137 | 4432.1759 | 4547.4156 | 4492.9093 | [8 empty] | 4661.9424 | 4648 | 4666.137 | 4432.1759 | 4547.4156 | 4492.9093
14270 | 4648 | 4666 | 4432.0202 | 4547.2405 | 4492.7742 | [8 empty] | 4661.906 | 4648 | 4666 | 4432.0202 | 4547.2405 | 4492.7742
14271 | 4648 | 4665.9939 | 4431.9624 | 4546.7522 | 4492.3108 | [8 empty] | 4661.8655 | 4648 | 4665.9939 | 4431.9624 | 4546.7522 | 4492.3108
14272 | 4648 | 4665.9925 | 4431.92 | 4546.0617 | 4492.1392 | [8 empty] | 4661.7128 | 4648 | 4665.9925 | 4431.92 | 4546.0617 | 4492.1392
14273 | 4648 | 4665.941 | 4430.9225 | 4545.6109 | 4491.9322 | [8 empty] | 4661.6831 | 4648 | 4665.941 | 4430.9225 | 4545.6109 | 4491.9322
14274 | 4647 | 4665.9283 | 4430.8053 | 4545.5701 | 4491.9109 | [8 empty] | 4661.6495 | 4647 | 4665.9283 | 4430.8053 | 4545.5701 | 4491.9109
14275 | 4647 | 4665.9277 | 4430.5869 | 4545.4994 | 4491.8662 | [8 empty] | 4661.6462 | 4647 | 4665.9277 | 4430.5869 | 4545.4994 | 4491.8662
14276 | 4647 | 4665.6624 | 4429.9259 | 4545.1041 | 4491.3565 | [8 empty] | 4661.478 | 4647 | 4665.6624 | 4429.9259 | 4545.1041 | 4491.3565
14277 | 4647 | 4665.4188 | 4429.5368 | 4544.546 | 4491.2414 | [8 empty] | 4661.2913 | 4647 | 4665.4188 | 4429.5368 | 4544.546 | 4491.2414
14278 | 4647 | 4665.363 | 4429.2116 | 4543.8586 | 4491.098 | [8 empty] | 4661.2198 | 4647 | 4665.363 | 4429.2116 | 4543.8586 | 4491.098
14279 | 4647 | 4665.12 | 4427.7269 | 4543.7077 | 4490.9658 | [8 empty] | 4661.1794 | 4647 | 4665.12 | 4427.7269 | 4543.7077 | 4490.9658
14280 | 4647 | 4664.821 | 4427.68 | 4543.3624 | 4490.9531 | [8 empty] | 4661.0574 | 4647 | 4664.821 | 4427.68 | 4543.3624 | 4490.9531
14281 | 4647 | 4664.8133 | 4427.5782 | 4542.9469 | 4490.6758 | [8 empty] | 4661.0078 | 4647 | 4664.8133 | 4427.5782 | 4542.9469 | 4490.6758
14282 | 4647 | 4664.8044 | 4427.3341 | 4542.9083 | 4490.0079 | [8 empty] | 4660.9337 | 4647 | 4664.8044 | 4427.3341 | 4542.9083 | 4490.0079
14283 | 4646 | 4664.2897 | 4427.0747 | 4542.8382 | 4489.8469 | [8 empty] | 4660.6817 | 4646 | 4664.2897 | 4427.0747 | 4542.8382 | 4489.8469
14284 | 4646 | 4664.2419 | 4426.7999 | 4542.4259 | 4489.0047 | [8 empty] | 4660.6432 | 4646 | 4664.2419 | 4426.7999 | 4542.4259 | 4489.0047
14285 | 4646 | 4664.2322 | 4426.3757 | 4542.18 | 4488.9769 | [8 empty] | 4660.6221 | 4646 | 4664.2322 | 4426.3757 | 4542.18 | 4488.9769
14286 | 4646 | 4664.2113 | 4426.026 | 4541.9166 | 4488.975 | [8 empty] | 4660.3591 | 4646 | 4664.2113 | 4426.026 | 4541.9166 | 4488.975
14287 | 4646 | 4663.934 | 4425.8186 | 4541.0135 | 4488.9539 | [8 empty] | 4660.2118 | 4646 | 4663.934 | 4425.8186 | 4541.0135 | 4488.9539
14288 | 4646 | 4663.5561 | 4424.6845 | 4540.7081 | 4488.7967 | [8 empty] | 4660.2113 | 4646 | 4663.5561 | 4424.6845 | 4540.7081 | 4488.7967
14289 | 4646 | 4663.5556 | 4424.0631 | 4539.0126 | 4488.4237 | [8 empty] | 4660.2059 | 4646 | 4663.5556 | 4424.0631 | 4539.0126 | 4488.4237
14290 | 4646 | 4663.5273 | 4423.9306 | 4538.5788 | 4487.658 | [8 empty] | 4660.2044 | 4646 | 4663.5273 | 4423.9306 | 4538.5788 | 4487.658
14291 | 4646 | 4663.5192 | 4423.4742 | 4538.5316 | 4487.6541 | [8 empty] | 4659.9855 | 4646 | 4663.5192 | 4423.4742 | 4538.5316 | 4487.6541
14292 | 4646 | 4663.3922 | 4423.3462 | 4538.1782 | 4486.7911 | [8 empty] | 4659.971 | 4646 | 4663.3922 | 4423.3462 | 4538.1782 | 4486.7911
14293 | 4645 | 4663.3921 | 4423.309 | 4538.1424 | 4486.7856 | [8 empty] | 4659.8129 | 4645 | 4663.3921 | 4423.309 | 4538.1424 | 4486.7856
14294 | 4645 | 4663.3157 | 4423.3015 | 4536.3979 | 4486.679 | [8 empty] | 4659.7875 | 4645 | 4663.3157 | 4423.3015 | 4536.3979 | 4486.679
14295 | 4645 | 4663.288 | 4423.1139 | 4536.3696 | 4486.3973 | [8 empty] | 4659.7114 | 4645 | 4663.288 | 4423.1139 | 4536.3696 | 4486.3973
14296 | 4645 | 4663.1916 | 4422.6251 | 4536.3462 | 4486.3697 | [8 empty] | 4659.6483 | 4645 | 4663.1916 | 4422.6251 | 4536.3462 | 4486.3697
14297 | 4645 | 4663.0618 | 4422.4696 | 4536.1712 | 4486.2114 | [8 empty] | 4659.6478 | 4645 | 4663.0618 | 4422.4696 | 4536.1712 | 4486.2114
14298 | 4645 | 4662.8902 | 4422.0239 | 4535.7687 | 4486.1798 | [8 empty] | 4659.3706 | 4645 | 4662.8902 | 4422.0239 | 4535.7687 | 4486.1798
14299 | 4645 | 4662.5886 | 4421.6337 | 4535.4071 | 4485.9299 | [8 empty] | 4659.2686 | 4645 | 4662.5886 | 4421.6337 | 4535.4071 | 4485.9299
14300 | 4644 | 4662.5173 | 4421.44 | 4535.3781 | 4485.8106 | [8 empty] | 4659.0038 | 4644 | 4662.5173 | 4421.44 | 4535.3781 | 4485.8106
14301 | 4644 | 4662.4849 | 4421.023 | 4534.5105 | 4485.8007 | [8 empty] | 4658.9788 | 4644 | 4662.4849 | 4421.023 | 4534.5105 | 4485.8007
14302 | 4644 | 4662.4588 | 4420.0486 | 4534.4539 | 4485.3408 | [8 empty] | 4658.9601 | 4644 | 4662.4588 | 4420.0486 | 4534.4539 | 4485.3408
14303 | 4644 | 4661.9004 | 4419.4134 | 4534.3659 | 4485.2877 | [8 empty] | 4658.5259 | 4644 | 4661.9004 | 4419.4134 | 4534.3659 | 4485.2877
14304 | 4644 | 4661.8938 | 4417.4987 | 4534.1002 | 4485.1525 | [8 empty] | 4658.4938 | 4644 | 4661.8938 | 4417.4987 | 4534.1002 | 4485.1525
14305 | 4644 | 4661.8535 | 4417.473 | 4533.7977 | 4485.036 | [8 empty] | 4658.4868 | 4644 | 4661.8535 | 4417.473 | 4533.7977 | 4485.036
14306 | 4644 | 4661.7312 | 4417.4186 | 4533.3192 | 4485.0141 | [8 empty] | 4658.4856 | 4644 | 4661.7312 | 4417.4186 | 4533.3192 | 4485.0141
14307 | 4644 | 4661.6125 | 4416.7482 | 4533.2511 | 4484.4428 | [8 empty] | 4658.2976 | 4644 | 4661.6125 | 4416.7482 | 4533.2511 | 4484.4428
14308 | 4643 | 4661.4544 | 4416.7235 | 4533.0553 | 4484.2324 | [8 empty] | 4658.252 | 4643 | 4661.4544 | 4416.7235 | 4533.0553 | 4484.2324
14309 | 4643 | 4661.2957 | 4416.4331 | 4532.3029 | 4484.1813 | [8 empty] | 4658.1051 | 4643 | 4661.2957 | 4416.4331 | 4532.3029 | 4484.1813
14310 | 4643 | 4661.1397 | 4416.208 | 4531.848 | 4484.1731 | [8 empty] | 4657.9095 | 4643 | 4661.1397 | 4416.208 | 4531.848 | 4484.1731
14311 | 4643 | 4661.0312 | 4415.6826 | 4531.8127 | 4483.8926 | [8 empty] | 4657.9016 | 4643 | 4661.0312 | 4415.6826 | 4531.8127 | 4483.8926
14312 | 4643 | 4660.6923 | 4415.2228 | 4531.8033 | 4483.8459 | [8 empty] | 4657.8219 | 4643 | 4660.6923 | 4415.2228 | 4531.8033 | 4483.8459
14313 | 4643 | 4660.2367 | 4414.9135 | 4531.4347 | 4483.8432 | [8 empty] | 4657.5721 | 4643 | 4660.2367 | 4414.9135 | 4531.4347 | 4483.8432
14314 | 4643 | 4660.1346 | 4414.7349 | 4531.3887 | 4483.6444 | [8 empty] | 4657.5441 | 4643 | 4660.1346 | 4414.7349 | 4531.3887 | 4483.6444
14315 | 4643 | 4659.8935 | 4414.5873 | 4531.0029 | 4482.7616 | [8 empty] | 4657.5354 | 4643 | 4659.8935 | 4414.5873 | 4531.0029 | 4482.7616
14316 | 4643 | 4659.545 | 4414.4281 | 4530.974 | 4482.6847 | [8 empty] | 4657.5022 | 4643 | 4659.545 | 4414.4281 | 4530.974 | 4482.6847
14317 | 4642 | 4659.3612 | 4414.3323 | 4530.5224 | 4482.5802 | [8 empty] | 4657.3451 | 4642 | 4659.3612 | 4414.3323 | 4530.5224 | 4482.5802
14318 | 4642 | 4659.2025 | 4414.2513 | 4530.1652 | 4480.9419 | [8 empty] | 4657.2762 | 4642 | 4659.2025 | 4414.2513 | 4530.1652 | 4480.9419
14319 | 4642 | 4659.1871 | 4414.16 | 4530.1094 | 4480.5112 | [8 empty] | 4657.1084 | 4642 | 4659.1871 | 4414.16 | 4530.1094 | 4480.5112
14320 | 4642 | 4659.0487 | 4413.4645 | 4530.1013 | 4480.0869 | [8 empty] | 4656.9591 | 4642 | 4659.0487 | 4413.4645 | 4530.1013 | 4480.0869
14321 | 4642 | 4658.855 | 4413.3298 | 4529.9845 | 4480.0093 | [8 empty] | 4656.7891 | 4642 | 4658.855 | 4413.3298 | 4529.9845 | 4480.0093
14322 | 4642 | 4658.6966 | 4413.0801 | 4529.9682 | 4479.81 | [8 empty] | 4656.7601 | 4642 | 4658.6966 | 4413.0801 | 4529.9682 | 4479.81
14323 | 4642 | 4658.4881 | 4412.9434 | 4529.8449 | 4479.2994 | [8 empty] | 4656.4548 | 4642 | 4658.4881 | 4412.9434 | 4529.8449 | 4479.2994
14324 | 4642 | 4658.3908 | 4412.7764 | 4529.8222 | 4478.8104 | [8 empty] | 4656.4106 | 4642 | 4658.3908 | 4412.7764 | 4529.8222 | 4478.8104
14325 | 4642 | 4658.2772 | 4412.5211 | 4529.7289 | 4478.4897 | [8 empty] | 4655.8692 | 4642 | 4658.2772 | 4412.5211 | 4529.7289 | 4478.4897
14326 | 4642 | 4658.1583 | 4411.536 | 4528.9074 | 4477.3621 | [8 empty] | 4655.7367 | 4642 | 4658.1583 | 4411.536 | 4528.9074 | 4477.3621
14327 | 4641 | 4658.1507 | 4411.2783 | 4528.5248 | 4477.1754 | [8 empty] | 4655.6205 | 4641 | 4658.1507 | 4411.2783 | 4528.5248 | 4477.1754
14328 | 4641 | 4657.9625 | 4411.1917 | 4528.2874 | 4477.1485 | [8 empty] | 4655.5601 | 4641 | 4657.9625 | 4411.1917 | 4528.2874 | 4477.1485
14329 | 4641 | 4657.8986 | 4410.6839 | 4528.2759 | 4476.5128 | [8 empty] | 4655.5158 | 4641 | 4657.8986 | 4410.6839 | 4528.2759 | 4476.5128
14330 | 4641 | 4657.8086 | 4410.1604 | 4528.1912 | 4476.511 | [8 empty] | 4655.4985 | 4641 | 4657.8086 | 4410.1604 | 4528.1912 | 4476.511
14331 | 4641 | 4657.7848 | 4410.1307 | 4528.1326 | 4473.8351 | [8 empty] | 4655.4509 | 4641 | 4657.7848 | 4410.1307 | 4528.1326 | 4473.8351
14332 | 4641 | 4657.7775 | 4409.7999 | 4528.045 | 4473.1882 | [8 empty] | 4655.1048 | 4641 | 4657.7775 | 4409.7999 | 4528.045 | 4473.1882
14333 | 4641 | 4657.3037 | 4409.5352 | 4527.9629 | 4473.0361 | [8 empty] | 4655.0544 | 4641 | 4657.3037 | 4409.5352 | 4527.9629 | 4473.0361
14334 | 4641 | 4657.2725 | 4408.8305 | 4527.8594 | 4472.2645 | [8 empty] | 4654.9426 | 4641 | 4657.2725 | 4408.8305 | 4527.8594 | 4472.2645
14335 | 4641 | 4657.0712 | 4407.8585 | 4527.7846 | 4472.2576 | [8 empty] | 4654.7269 | 4641 | 4657.0712 | 4407.8585 | 4527.7846 | 4472.2576
14336 | 4641 | 4656.5212 | 4407.7498 | 4527.7795 | 4471.7404 | [8 empty] | 4654.6896 | 4641 | 4656.5212 | 4407.7498 | 4527.7795 | 4471.7404
14337 | 4641 | 4656.4895 | 4406.7918 | 4527.4461 | 4469.7585 | [8 empty] | 4654.6865 | 4641 | 4656.4895 | 4406.7918 | 4527.4461 | 4469.7585
14338 | 4641 | 4656.4073 | 4406.528 | 4527.1786 | 4469.5153 | [8 empty] | 4654.5901 | 4641 | 4656.4073 | 4406.528 | 4527.1786 | 4469.5153
14339 | 4640 | 4656.2066 | 4406.3793 | 4527.1553 | 4468.9001 | [8 empty] | 4654.5256 | 4640 | 4656.2066 | 4406.3793 | 4527.1553 | 4468.9001
14340 | 4640 | 4656.1758 | 4405.0759 | 4527.0424 | 4468.3335 | [8 empty] | 4654.4252 | 4640 | 4656.1758 | 4405.0759 | 4527.0424 | 4468.3335
14341 | 4639 | 4656.1362 | 4404.9152 | 4526.502 | 4468.0147 | [8 empty] | 4654.4018 | 4639 | 4656.1362 | 4404.9152 | 4526.502 | 4468.0147
14342 | 4639 | 4656.0696 | 4403.4361 | 4526.1033 | 4467.7993 | [8 empty] | 4654.1894 | 4639 | 4656.0696 | 4403.4361 | 4526.1033 | 4467.7993
14343 | 4639 | 4655.9404 | 4403.2591 | 4525.7124 | 4467.7062 | [8 empty] | 4653.7986 | 4639 | 4655.9404 | 4403.2591 | 4525.7124 | 4467.7062
14344 | 4639 | 4655.8092 | 4402.6818 | 4525.493 | 4467.0764 | [8 empty] | 4653.7835 | 4639 | 4655.8092 | 4402.6818 | 4525.493 | 4467.0764
14345 | 4639 | 4655.706 | 4402.5237 | 4525.2866 | 4466.7866 | [8 empty] | 4653.4182 | 4639 | 4655.706 | 4402.5237 | 4525.2866 | 4466.7866
14346 | 4638 | 4655.6715 | 4401.8721 | 4525.2248 | 4466.6088 | [8 empty] | 4653.4019 | 4638 | 4655.6715 | 4401.8721 | 4525.2248 | 4466.6088
14347 | 4638 | 4655.5598 | 4401.5202 | 4525.0543 | 4466.3243 | [8 empty] | 4653.3548 | 4638 | 4655.5598 | 4401.5202 | 4525.0543 | 4466.3243
14348 | 4638 | 4655.2285 | 4401.3796 | 4524.9672 | 4466.1459 | [8 empty] | 4653.288 | 4638 | 4655.2285 | 4401.3796 | 4524.9672 | 4466.1459
14349 | 4638 | 4655.2093 | 4401.198 | 4524.6243 | 4465.9483 | [8 empty] | 4652.994 | 4638 | 4655.2093 | 4401.198 | 4524.6243 | 4465.9483
14350 | 4638 | 4655.0974 | 4400.2564 | 4524.1812 | 4465.8053 | [8 empty] | 4652.9774 | 4638 | 4655.0974 | 4400.2564 | 4524.1812 | 4465.8053
14351 | 4638 | 4654.9988 | 4400.1935 | 4524.1049 | 4465.0925 | [8 empty] | 4652.9247 | 4638 | 4654.9988 | 4400.1935 | 4524.1049 | 4465.0925
14352 | 4638 | 4654.9877 | 4400.1158 | 4523.8972 | 4464.6927 | [8 empty] | 4652.7885 | 4638 | 4654.9877 | 4400.1158 | 4523.8972 | 4464.6927
14353 | 4637 | 4654.9199 | 4399.8617 | 4523.8431 | 4464.6495 | [8 empty] | 4652.7711 | 4637 | 4654.9199 | 4399.8617 | 4523.8431 | 4464.6495
14354 | 4637 | 4654.6998 | 4398.8679 | 4523.1137 | 4464.0775 | [8 empty] | 4652.6479 | 4637 | 4654.6998 | 4398.8679 | 4523.1137 | 4464.0775
14355 | 4637 | 4654.155 | 4398.7095 | 4522.8124 | 4463.104 | [8 empty] | 4652.377 | 4637 | 4654.155 | 4398.7095 | 4522.8124 | 4463.104
14356 | 4637 | 4654.1205 | 4398.3461 | 4522.5602 | 4462.9127 | [8 empty] | 4652.0939 | 4637 | 4654.1205 | 4398.3461 | 4522.5602 | 4462.9127
14357 | 4637 | 4653.9927 | 4398.2166 | 4522.5315 | 4462.8186 | [8 empty] | 4651.9746 | 4637 | 4653.9927 | 4398.2166 | 4522.5315 | 4462.8186
14358 | 4637 | 4653.8381 | 4397.9195 | 4522.1182 | 4462.7235 | [8 empty] | 4651.9369 | 4637 | 4653.8381 | 4397.9195 | 4522.1182 | 4462.7235
14359 | 4637 | 4653.5744 | 4397.8492 | 4521.9783 | 4462.5025 | [8 empty] | 4651.8434 | 4637 | 4653.5744 | 4397.8492 | 4521.9783 | 4462.5025
14360 | 4637 | 4653.4503 | 4397.7282 | 4521.8234 | 4461.8019 | [8 empty] | 4651.7804 | 4637 | 4653.4503 | 4397.7282 | 4521.8234 | 4461.8019
14361 | 4637 | 4653.3303 | 4397.5368 | 4521.5699 | 4461.0691 | [8 empty] | 4651.699 | 4637 | 4653.3303 | 4397.5368 | 4521.5699 | 4461.0691
14362 | 4637 | 4653.1541 | 4396.6259 | 4521.135 | 4461.0051 | [8 empty] | 4651.6223 | 4637 | 4653.1541 | 4396.6259 | 4521.135 | 4461.0051
14363 | 4637 | 4653.129 | 4396.2272 | 4520.7929 | 4461.0015 | [8 empty] | 4651.5731 | 4637 | 4653.129 | 4396.2272 | 4520.7929 | 4461.0015
14364 | 4637 | 4653.0091 | 4396.2033 | 4520.5931 | 4460.3191 | [8 empty] | 4651.0113 | 4637 | 4653.0091 | 4396.2033 | 4520.5931 | 4460.3191
14365 | 4636 | 4652.8175 | 4395.8767 | 4519.5142 | 4459.3228 | [8 empty] | 4650.8139 | 4636 | 4652.8175 | 4395.8767 | 4519.5142 | 4459.3228
14366 | 4636 | 4652.7524 | 4395.1614 | 4519.2484 | 4459.3216 | [8 empty] | 4650.7322 | 4636 | 4652.7524 | 4395.1614 | 4519.2484 | 4459.3216
14367 | 4636 | 4652.5464 | 4394.912 | 4519.1549 | 4458.6799 | [8 empty] | 4650.3789 | 4636 | 4652.5464 | 4394.912 | 4519.1549 | 4458.6799
14368 | 4636 | 4652.3355 | 4394.8053 | 4518.6246 | 4458.2535 | [8 empty] | 4650.3113 | 4636 | 4652.3355 | 4394.8053 | 4518.6246 | 4458.2535
14369 | 4636 | 4652.2655 | 4394.7699 | 4518.5348 | 4458.1578 | [8 empty] | 4650.2886 | 4636 | 4652.2655 | 4394.7699 | 4518.5348 | 4458.1578
14370 | 4636 | 4652.136 | 4394.6677 | 4518.0994 | 4457.7885 | [8 empty] | 4650.2112 | 4636 | 4652.136 | 4394.6677 | 4518.0994 | 4457.7885
14371 | 4636 | 4651.8412 | 4394.2971 | 4517.9602 | 4456.3904 | [8 empty] | 4650.1904 | 4636 | 4651.8412 | 4394.2971 | 4517.9602 | 4456.3904
14372 | 4635 | 4651.84 | 4392.8661 | 4517.8914 | 4455.7931 | [8 empty] | 4650.1472 | 4635 | 4651.84 | 4392.8661 | 4517.8914 | 4455.7931
14373 | 4635 | 4651.7739 | 4392.1716 | 4517.4332 | 4455.2493 | [8 empty] | 4650.1426 | 4635 | 4651.7739 | 4392.1716 | 4517.4332 | 4455.2493
14374 | 4635 | 4651.6701 | 4392.0569 | 4517.0975 | 4454.713 | [8 empty] | 4650.1215 | 4635 | 4651.6701 | 4392.0569 | 4517.0975 | 4454.713
14375 | 4635 | 4651.5214 | 4391.7846 | 4516.9162 | 4454.4981 | [8 empty] | 4650.0265 | 4635 | 4651.5214 | 4391.7846 | 4516.9162 | 4454.4981
14376 | 4635 | 4651.517 | 4391.5752 | 4516.7067 | 4454.136 | [8 empty] | 4649.9159 | 4635 | 4651.517 | 4391.5752 | 4516.7067 | 4454.136
14377 | 4635 | 4651.3244 | 4391.2459 | 4516.4387 | 4452.9749 | [8 empty] | 4649.6848 | 4635 | 4651.3244 | 4391.2459 | 4516.4387 | 4452.9749
14378 | 4635 | 4651.0193 | 4391.0103 | 4515.9043 | 4452.7401 | [8 empty] | 4649.6458 | 4635 | 4651.0193 | 4391.0103 | 4515.9043 | 4452.7401
14379 | 4635 | 4650.9137 | 4389.3101 | 4515.7956 | 4452.4118 | [8 empty] | 4649.6298 | 4635 | 4650.9137 | 4389.3101 | 4515.7956 | 4452.4118
14380 | 4635 | 4650.3992 | 4388.9811 | 4515.6814 | 4451.3166 | [8 empty] | 4649.5933 | 4635 | 4650.3992 | 4388.9811 | 4515.6814 | 4451.3166
14381 | 4634 | 4650.1885 | 4388.5688 | 4515.4267 | 4451.2951 | [8 empty] | 4649.5722 | 4634 | 4650.1885 | 4388.5688 | 4515.4267 | 4451.2951
14382 | 4634 | 4649.9537 | 4388.539 | 4515.1889 | 4451.0914 | [8 empty] | 4649.4851 | 4634 | 4649.9537 | 4388.539 | 4515.1889 | 4451.0914
14383 | 4634 | 4649.9277 | 4388.4602 | 4514.9448 | 4450.9607 | [8 empty] | 4649.4571 | 4634 | 4649.9277 | 4388.4602 | 4514.9448 | 4450.9607
14384 | 4634 | 4649.5861 | 4388.0112 | 4514.931 | 4450.7755 | [8 empty] | 4649.4353 | 4634 | 4649.5861 | 4388.0112 | 4514.931 | 4450.7755
14385 | 4634 | 4649.5843 | 4387.8967 | 4514.5129 | 4450.3616 | [8 empty] | 4649.4325 | 4634 | 4649.5843 | 4387.8967 | 4514.5129 | 4450.3616
14386 | 4633 | 4649.2022 | 4387.5849 | 4513.7408 | 4450.0482 | [8 empty] | 4649.3927 | 4633 | 4649.2022 | 4387.5849 | 4513.7408 | 4450.0482
14387 | 4633 | 4649.1972 | 4386.3116 | 4513.4019 | 4449.8133 | [8 empty] | 4649.3134 | 4633 | 4649.1972 | 4386.3116 | 4513.4019 | 4449.8133
14388 | 4633 | 4648.9711 | 4386.1475 | 4512.9263 | 4449.3666 | [8 empty] | 4649.2506 | 4633 | 4648.9711 | 4386.1475 | 4512.9263 | 4449.3666
14389 | 4633 | 4648.7095 | 4385.7405 | 4512.839 | 4449.0747 | [8 empty] | 4649.2264 | 4633 | 4648.7095 | 4385.7405 | 4512.839 | 4449.0747
14390 | 4633 | 4648.6912 | 4385.4742 | 4512.6737 | 4448.5759 | [8 empty] | 4649.0263 | 4633 | 4648.6912 | 4385.4742 | 4512.6737 | 4448.5759
14391 | 4633 | 4648.5135 | 4385.2763 | 4512.6658 | 4448.4635 | [8 empty] | 4648.9978 | 4633 | 4648.5135 | 4385.2763 | 4512.6658 | 4448.4635
14392 | 4633 | 4648.4582 | 4384.8067 | 4511.3426 | 4448.3415 | [8 empty] | 4648.9408 | 4633 | 4648.4582 | 4384.8067 | 4511.3426 | 4448.3415
14393 | 4632 | 4648.1809 | 4384.7703 | 4511.3376 | 4447.6747 | [8 empty] | 4648.862 | 4632 | 4648.1809 | 4384.7703 | 4511.3376 | 4447.6747
14394 | 4632 | 4647.9986 | 4383.4572 | 4510.8549 | 4447.3059 | [8 empty] | 4648.8599 | 4632 | 4647.9986 | 4383.4572 | 4510.8549 | 4447.3059
14395 | 4632 | 4647.8202 | 4382.9928 | 4510.7148 | 4446.9857 | [8 empty] | 4648.7026 | 4632 | 4647.8202 | 4382.9928 | 4510.7148 | 4446.9857
14396 | 4631 | 4647.757 | 4382.9786 | 4510.1846 | 4446.8629 | [8 empty] | 4648.6217 | 4631 | 4647.757 | 4382.9786 | 4510.1846 | 4446.8629
14397 | 4631 | 4647.6774 | 4382.894 | 4509.9799 | 4446.8286 | [8 empty] | 4648.5339 | 4631 | 4647.6774 | 4382.894 | 4509.9799 | 4446.8286
14398 | 4631 | 4647.4938 | 4381.1219 | 4509.1177 | 4446.5385 | [8 empty] | 4648.3758 | 4631 | 4647.4938 | 4381.1219 | 4509.1177 | 4446.5385
14399 | 4631 | 4647.4203 | 4380.7547 | 4508.9353 | 4446.1953 | [8 empty] | 4648.3621 | 4631 | 4647.4203 | 4380.7547 | 4508.9353 | 4446.1953
14400 | 4630 | 4647.3673 | 4380.5384 | 4508.9037 | 4446.1413 | [8 empty] | 4648.3576 | 4630 | 4647.3673 | 4380.5384 | 4508.9037 | 4446.1413
14401 | 4630 | 4647.0931 | 4380.2605 | 4508.3503 | 4445.7078 | [8 empty] | 4648.244 | 4630 | 4647.0931 | 4380.2605 | 4508.3503 | 4445.7078
14402 | 4630 | 4647.0556 | 4379.1801 | 4507.7158 | 4445.5712 | [8 empty] | 4648.2196 | 4630 | 4647.0556 | 4379.1801 | 4507.7158 | 4445.5712
14403 | 4630 | 4646.9278 | 4378.9528 | 4507.4852 | 4445.3149 | [8 empty] | 4648.1861 | 4630 | 4646.9278 | 4378.9528 | 4507.4852 | 4445.3149
14404 | 4629 | 4646.7715 | 4378.8256 | 4507.0816 | 4444.2487 | [8 empty] | 4647.975 | 4629 | 4646.7715 | 4378.8256 | 4507.0816 | 4444.2487
14405 | 4629 | 4646.7545 | 4378.6959 | 4506.6319 | 4443.7881 | [8 empty] | 4647.9201 | 4629 | 4646.7545 | 4378.6959 | 4506.6319 | 4443.7881
14406 | 4629 | 4646.6964 | 4377.9039 | 4506.1679 | 4443.7037 | [8 empty] | 4647.7397 | 4629 | 4646.6964 | 4377.9039 | 4506.1679 | 4443.7037
14407 | 4629 | 4646.6521 | 4377.467 | 4505.9742 | 4443.3575 | [8 empty] | 4647.3906 | 4629 | 4646.6521 | 4377.467 | 4505.9742 | 4443.3575
14408 | 4629 | 4646.6091 | 4377.3897 | 4505.4056 | 4443.2802 | [8 empty] | 4647.3307 | 4629 | 4646.6091 | 4377.3897 | 4505.4056 | 4443.2802
14409 | 4629 | 4645.9912 | 4376.8238 | 4505.3546 | 4443.1333 | [8 empty] | 4647.1732 | 4629 | 4645.9912 | 4376.8238 | 4505.3546 | 4443.1333
14410 | 4629 | 4645.9422 | 4376.7599 | 4505.2919 | 4442.8397 | [8 empty] | 4646.9017 | 4629 | 4645.9422 | 4376.7599 | 4505.2919 | 4442.8397
14411 | 4628 | 4645.7932 | 4376.7282 | 4505.0365 | 4442.6322 | [8 empty] | 4646.8442 | 4628 | 4645.7932 | 4376.7282 | 4505.0365 | 4442.6322
14412 | 4628 | 4645.7832 | 4376.6108 | 4505.0284 | 4442.4425 | [8 empty] | 4646.7579 | 4628 | 4645.7832 | 4376.6108 | 4505.0284 | 4442.4425
14413 | 4628 | 4645.7102 | 4376.4995 | 4504.2854 | 4442.4328 | [8 empty] | 4646.7066 | 4628 | 4645.7102 | 4376.4995 | 4504.2854 | 4442.4328
14414 | 4628 | 4645.4958 | 4375.65 | 4504.1768 | 4441.9515 | [8 empty] | 4646.6962 | 4628 | 4645.4958 | 4375.65 | 4504.1768 | 4441.9515
14415 | 4628 | 4645.128 | 4374.8722 | 4503.9343 | 4441.5353 | [8 empty] | 4646.6658 | 4628 | 4645.128 | 4374.8722 | 4503.9343 | 4441.5353
14416 | 4628 | 4645.1183 | 4374.5269 | 4503.9105 | 4441.4817 | [8 empty] | 4646.6565 | 4628 | 4645.1183 | 4374.5269 | 4503.9105 | 4441.4817
14417 | 4628 | 4645.0963 | 4373.134 | 4502.8917 | 4440.6793 | [8 empty] | 4646.5879 | 4628 | 4645.0963 | 4373.134 | 4502.8917 | 4440.6793
14418 | 4628 | 4645.078 | 4373.0565 | 4502.8372 | 4440.5839 | [8 empty] | 4646.554 | 4628 | 4645.078 | 4373.0565 | 4502.8372 | 4440.5839
14419 | 4628 | 4645.06 | 4372.996 | 4502.0699 | 4440.4223 | [8 empty] | 4646.5027 | 4628 | 4645.06 | 4372.996 | 4502.0699 | 4440.4223
14420 | 4628 | 4644.888 | 4372.7087 | 4501.2615 | 4439.9237 | [8 empty] | 4646.4869 | 4628 | 4644.888 | 4372.7087 | 4501.2615 | 4439.9237
14421 | 4627 | 4644.4717 | 4372.5492 | 4501.0328 | 4439.4967 | [8 empty] | 4646.4739 | 4627 | 4644.4717 | 4372.5492 | 4501.0328 | 4439.4967
14422 | 4627 | 4644.4156 | 4372.0551 | 4500.7569 | 4438.9788 | [8 empty] | 4646.4143 | 4627 | 4644.4156 | 4372.0551 | 4500.7569 | 4438.9788
14423 | 4627 | 4644.3842 | 4372.0181 | 4500.6913 | 4438.6689 | [8 empty] | 4645.9372 | 4627 | 4644.3842 | 4372.0181 | 4500.6913 | 4438.6689
14424 | 4626 | 4644.3041 | 4372.0047 | 4500.6166 | 4437.8966 | [8 empty] | 4645.9188 | 4626 | 4644.3041 | 4372.0047 | 4500.6166 | 4437.8966
14425 | 4626 | 4644.2193 | 4371.99 | 4500.3073 | 4437.3869 | [8 empty] | 4645.8162 | 4626 | 4644.2193 | 4371.99 | 4500.3073 | 4437.3869
14426 | 4626 | 4644.0299 | 4371.8492 | 4499.7487 | 4436.6724 | [8 empty] | 4645.7394 | 4626 | 4644.0299 | 4371.8492 | 4499.7487 | 4436.6724
14427 | 4626 | 4643.9201 | 4371.0344 | 4499.7009 | 4436.6472 | [8 empty] | 4645.7166 | 4626 | 4643.9201 | 4371.0344 | 4499.7009 | 4436.6472
14428 | 4625 | 4643.7277 | 4370.8478 | 4499.5973 | 4436.0541 | [8 empty] | 4645.6764 | 4625 | 4643.7277 | 4370.8478 | 4499.5973 | 4436.0541
14429 | 4625 | 4643.6952 | 4370.8008 | 4499.5626 | 4435.2504 | [8 empty] | 4645.6676 | 4625 | 4643.6952 | 4370.8008 | 4499.5626 | 4435.2504
14430 | 4625 | 4643.6687 | 4370.6235 | 4499.237 | 4435.1591 | [8 empty] | 4645.6391 | 4625 | 4643.6687 | 4370.6235 | 4499.237 | 4435.1591
14431 | 4625 | 4643.5429 | 4370.1115 | 4498.9722 | 4435.0089 | [8 empty] | 4645.3151 | 4625 | 4643.5429 | 4370.1115 | 4498.9722 | 4435.0089
14432 | 4625 | 4642.9248 | 4369.5255 | 4498.9569 | 4434.4942 | [8 empty] | 4645.222 | 4625 | 4642.9248 | 4369.5255 | 4498.9569 | 4434.4942
14433 | 4625 | 4642.6743 | 4369.2939 | 4498.686 | 4434.4797 | [8 empty] | 4645.1284 | 4625 | 4642.6743 | 4369.2939 | 4498.686 | 4434.4797
14434 | 4624 | 4642.642 | 4368.8628 | 4498.677 | 4434.2979 | [8 empty] | 4644.7804 | 4624 | 4642.642 | 4368.8628 | 4498.677 | 4434.2979
14435 | 4624 | 4642.6189 | 4368.3423 | 4497.3681 | 4434.1579 | [8 empty] | 4644.7577 | 4624 | 4642.6189 | 4368.3423 | 4497.3681 | 4434.1579
14436 | 4624 | 4642.4423 | 4368.1491 | 4497.368 | 4434.0315 | [8 empty] | 4644.7283 | 4624 | 4642.4423 | 4368.1491 | 4497.368 | 4434.0315
14437 | 4624 | 4642.3936 | 4368.1426 | 4496.942 | 4433.3258 | [8 empty] | 4644.7089 | 4624 | 4642.3936 | 4368.1426 | 4496.942 | 4433.3258
14438 | 4623 | 4642.3578 | 4367.8287 | 4496.2599 | 4432.8363 | [8 empty] | 4644.7015 | 4623 | 4642.3578 | 4367.8287 | 4496.2599 | 4432.8363
14439 | 4623 | 4642.3182 | 4367.7197 | 4495.2174 | 4432.6519 | [8 empty] | 4644.6484 | 4623 | 4642.3182 | 4367.7197 | 4495.2174 | 4432.6519
14440 | 4623 | 4642.2701 | 4366.9704 | 4495.1043 | 4432.2303 | [8 empty] | 4644.6 | 4623 | 4642.2701 | 4366.9704 | 4495.1043 | 4432.2303
14441 | 4623 | 4642.0351 | 4366.2932 | 4494.7128 | 4431.6361 | [8 empty] | 4644.5488 | 4623 | 4642.0351 | 4366.2932 | 4494.7128 | 4431.6361
14442 | 4622 | 4641.7266 | 4365.9986 | 4494.4976 | 4429.027 | [8 empty] | 4644.5379 | 4622 | 4641.7266 | 4365.9986 | 4494.4976 | 4429.027
14443 | 4622 | 4641.6286 | 4365.3471 | 4494.4394 | 4428.8399 | [8 empty] | 4644.4643 | 4622 | 4641.6286 | 4365.3471 | 4494.4394 | 4428.8399
14444 | 4622 | 4641.4938 | 4365.2055 | 4494.1734 | 4428.4046 | [8 empty] | 4644.2345 | 4622 | 4641.4938 | 4365.2055 | 4494.1734 | 4428.4046
14445 | 4621 | 4641.4351 | 4365.1326 | 4494.0598 | 4428.2912 | [8 empty] | 4644.0701 | 4621 | 4641.4351 | 4365.1326 | 4494.0598 | 4428.2912
14446 | 4621 | 4641.3265 | 4364.9526 | 4493.9519 | 4428.1166 | [8 empty] | 4643.9388 | 4621 | 4641.3265 | 4364.9526 | 4493.9519 | 4428.1166
14447 | 4621 | 4641.1668 | 4364.2901 | 4493.9149 | 4427.9528 | [8 empty] | 4643.9256 | 4621 | 4641.1668 | 4364.2901 | 4493.9149 | 4427.9528
14448 | 4621 | 4641.1354 | 4363.899 | 4493.636 | 4427.542 | [8 empty] | 4643.7228 | 4621 | 4641.1354 | 4363.899 | 4493.636 | 4427.542
14449 | 4621 | 4640.778 | 4363.6823 | 4492.7533 | 4427.5076 | [8 empty] | 4643.6036 | 4621 | 4640.778 | 4363.6823 | 4492.7533 | 4427.5076
14450 | 4621 | 4640.7453 | 4363.4169 | 4492.5034 | 4427.1404 | [8 empty] | 4643.4916 | 4621 | 4640.7453 | 4363.4169 | 4492.5034 | 4427.1404
14451 | 4621 | 4640.1073 | 4361.819 | 4492.3318 | 4427.0372 | [8 empty] | 4643.2836 | 4621 | 4640.1073 | 4361.819 | 4492.3318 | 4427.0372
14452 | 4621 | 4640.0761 | 4361.8171 | 4492.2973 | 4426.7751 | [8 empty] | 4643.0531 | 4621 | 4640.0761 | 4361.8171 | 4492.2973 | 4426.7751
14453 | 4621 | 4639.7849 | 4361.6948 | 4491.8542 | 4426.3118 | [8 empty] | 4643.0319 | 4621 | 4639.7849 | 4361.6948 | 4491.8542 | 4426.3118
14454 | 4621 | 4639.6801 | 4361.3611 | 4491.6247 | 4426.0262 | [8 empty] | 4643.0166 | 4621 | 4639.6801 | 4361.3611 | 4491.6247 | 4426.0262
14455 | 4621 | 4639.0117 | 4360.8923 | 4491.4236 | 4425.3542 | [8 empty] | 4642.9049 | 4621 | 4639.0117 | 4360.8923 | 4491.4236 | 4425.3542
14456 | 4620 | 4639.0065 | 4360.1966 | 4491.3573 | 4424.5105 | [8 empty] | 4642.7015 | 4620 | 4639.0065 | 4360.1966 | 4491.3573 | 4424.5105
14457 | 4620 | 4638.8814 | 4359.8641 | 4490.9993 | 4423.4759 | [8 empty] | 4642.5641 | 4620 | 4638.8814 | 4359.8641 | 4490.9993 | 4423.4759
14458 | 4620 | 4638.7274 | 4359.8083 | 4490.4552 | 4422.9904 | [8 empty] | 4642.4615 | 4620 | 4638.7274 | 4359.8083 | 4490.4552 | 4422.9904
14459 | 4620 | 4638.711 | 4359.478 | 4489.6997 | 4422.8376 | [8 empty] | 4642.4083 | 4620 | 4638.711 | 4359.478 | 4489.6997 | 4422.8376
14460 | 4620 | 4638.5881 | 4359.4648 | 4489.6026 | 4421.4282 | [8 empty] | 4642.3549 | 4620 | 4638.5881 | 4359.4648 | 4489.6026 | 4421.4282
14461 | 4620 | 4638.541 | 4359.2663 | 4489.5642 | 4421.3365 | [8 empty] | 4642.0647 | 4620 | 4638.541 | 4359.2663 | 4489.5642 | 4421.3365
14462 | 4620 | 4638.4321 | 4359.2242 | 4489.4987 | 4421.2259 | [8 empty] | 4641.6884 | 4620 | 4638.4321 | 4359.2242 | 4489.4987 | 4421.2259
14463 | 4620 | 4638.156 | 4357.6631 | 4489.3746 | 4420.8395 | [8 empty] | 4641.6467 | 4620 | 4638.156 | 4357.6631 | 4489.3746 | 4420.8395
14464 | 4620 | 4638.1413 | 4357.1496 | 4489.3045 | 4419.5511 | [8 empty] | 4641.6362 | 4620 | 4638.1413 | 4357.1496 | 4489.3045 | 4419.5511
14465 | 4620 | 4638.1315 | 4356.8792 | 4488.3354 | 4419.5243 | [8 empty] | 4641.4806 | 4620 | 4638.1315 | 4356.8792 | 4488.3354 | 4419.5243
14466 | 4619 | 4637.9792 | 4355.6276 | 4488.1288 | 4418.8907 | [8 empty] | 4641.4425 | 4619 | 4637.9792 | 4355.6276 | 4488.1288 | 4418.8907
14467 | 4619 | 4637.9105 | 4355.551 | 4487.7908 | 4418.7463 | [8 empty] | 4640.9863 | 4619 | 4637.9105 | 4355.551 | 4487.7908 | 4418.7463
14468 | 4619 | 4637.8214 | 4355.5261 | 4487.2679 | 4418.5139 | [8 empty] | 4640.8826 | 4619 | 4637.8214 | 4355.5261 | 4487.2679 | 4418.5139
14469 | 4619 | 4637.6869 | 4355.4866 | 4487.0907 | 4418.2567 | [8 empty] | 4640.8468 | 4619 | 4637.6869 | 4355.4866 | 4487.0907 | 4418.2567
14470 | 4619 | 4637.5631 | 4355.1713 | 4486.9521 | 4417.8376 | [8 empty] | 4640.533 | 4619 | 4637.5631 | 4355.1713 | 4486.9521 | 4417.8376
14471 | 4619 | 4637.5423 | 4355.1625 | 4486.8144 | 4417.2824 | [8 empty] | 4640.4365 | 4619 | 4637.5423 | 4355.1625 | 4486.8144 | 4417.2824
14472 | 4619 | 4637.5081 | 4355.06 | 4486.8082 | 4416.801 | [8 empty] | 4640.1662 | 4619 | 4637.5081 | 4355.06 | 4486.8082 | 4416.801
14473 | 4618 | 4637.4778 | 4354.4914 | 4486.5141 | 4416.7987 | [8 empty] | 4640.1147 | 4618 | 4637.4778 | 4354.4914 | 4486.5141 | 4416.7987
14474 | 4618 | 4637.4204 | 4354.465 | 4485.4974 | 4416.2151 | [8 empty] | 4639.9377 | 4618 | 4637.4204 | 4354.465 | 4485.4974 | 4416.2151
14475 | 4618 | 4637.4141 | 4354.3175 | 4485.4236 | 4416.0953 | [8 empty] | 4639.9314 | 4618 | 4637.4141 | 4354.3175 | 4485.4236 | 4416.0953
14476 | 4618 | 4637.3336 | 4353.8742 | 4485.1353 | 4415.7009 | [8 empty] | 4639.8718 | 4618 | 4637.3336 | 4353.8742 | 4485.1353 | 4415.7009
14477 | 4617 | 4637.2531 | 4353.6136 | 4484.7889 | 4415.034 | [8 empty] | 4639.6569 | 4617 | 4637.2531 | 4353.6136 | 4484.7889 | 4415.034
14478 | 4617 | 4637.2325 | 4352.1749 | 4484.6964 | 4414.893 | [8 empty] | 4639.5763 | 4617 | 4637.2325 | 4352.1749 | 4484.6964 | 4414.893
14479 | 4617 | 4637.2303 | 4351.2301 | 4483.9757 | 4414.5852 | [8 empty] | 4639.5571 | 4617 | 4637.2303 | 4351.2301 | 4483.9757 | 4414.5852
14480 | 4617 | 4636.9808 | 4351.0376 | 4483.9726 | 4414.0426 | [8 empty] | 4639.4299 | 4617 | 4636.9808 | 4351.0376 | 4483.9726 | 4414.0426
14481 | 4617 | 4636.901 | 4350.476 | 4483.6053 | 4413.6882 | [8 empty] | 4639.3772 | 4617 | 4636.901 | 4350.476 | 4483.6053 | 4413.6882
14482 | 4616 | 4636.8045 | 4349.6704 | 4483.1181 | 4413.3523 | [8 empty] | 4639.2438 | 4616 | 4636.8045 | 4349.6704 | 4483.1181 | 4413.3523
14483 | 4616 | 4636.7859 | 4349.3616 | 4483.0724 | 4412.7222 | [8 empty] | 4639.0581 | 4616 | 4636.7859 | 4349.3616 | 4483.0724 | 4412.7222
14484 | 4616 | 4636.7773 | 4349.2423 | 4481.8876 | 4412.7089 | [8 empty] | 4638.9613 | 4616 | 4636.7773 | 4349.2423 | 4481.8876 | 4412.7089
14485 | 4616 | 4636.74 | 4348.9909 | 4481.5011 | 4412.4883 | [8 empty] | 4638.9012 | 4616 | 4636.74 | 4348.9909 | 4481.5011 | 4412.4883
14486 | 4616 | 4636.6736 | 4348.7507 | 4481.2083 | 4412.4635 | [8 empty] | 4638.8989 | 4616 | 4636.6736 | 4348.7507 | 4481.2083 | 4412.4635
14487 | 4616 | 4636.5565 | 4348.0476 | 4480.657 | 4411.8799 | [8 empty] | 4638.89 | 4616 | 4636.5565 | 4348.0476 | 4480.657 | 4411.8799
14488 | 4615 | 4636.5414 | 4347.954 | 4480.4948 | 4411.8541 | [8 empty] | 4638.8888 | 4615 | 4636.5414 | 4347.954 | 4480.4948 | 4411.8541
14489 | 4615 | 4636.3523 | 4347.9507 | 4480.2317 | 4411.8322 | [8 empty] | 4638.8682 | 4615 | 4636.3523 | 4347.9507 | 4480.2317 | 4411.8322
14490 | 4615 | 4636.176 | 4347.4507 | 4480.1463 | 4410.4253 | [8 empty] | 4638.8342 | 4615 | 4636.176 | 4347.4507 | 4480.1463 | 4410.4253
14491 | 4615 | 4636.1342 | 4347.0252 | 4479.9792 | 4409.852 | [8 empty] | 4638.834 | 4615 | 4636.1342 | 4347.0252 | 4479.9792 | 4409.852
14492 | 4615 | 4635.9546 | 4346.8419 | 4479.4544 | 4409.7893 | [8 empty] | 4638.6716 | 4615 | 4635.9546 | 4346.8419 | 4479.4544 | 4409.7893
14493 | 4614 | 4635.9297 | 4346.0677 | 4479.4015 | 4408.9839 | [8 empty] | 4638.5934 | 4614 | 4635.9297 | 4346.0677 | 4479.4015 | 4408.9839
14494 | 4614 | 4635.8273 | 4344.8298 | 4479.1098 | 4408.4859 | [8 empty] | 4638.4538 | 4614 | 4635.8273 | 4344.8298 | 4479.1098 | 4408.4859
14495 | 4614 | 4635.7137 | 4344.5948 | 4478.8981 | 4408.1147 | [8 empty] | 4638.4397 | 4614 | 4635.7137 | 4344.5948 | 4478.8981 | 4408.1147
14496 | 4614 | 4635.6451 | 4344.0509 | 4477.6172 | 4408.0911 | [8 empty] | 4638.1481 | 4614 | 4635.6451 | 4344.0509 | 4477.6172 | 4408.0911
14497 | 4614 | 4635.3548 | 4343.8905 | 4477.4721 | 4407.6703 | [8 empty] | 4638.138 | 4614 | 4635.3548 | 4343.8905 | 4477.4721 | 4407.6703
14498 | 4614 | 4635.0971 | 4343.1786 | 4477.4627 | 4407.3945 | [8 empty] | 4637.9108 | 4614 | 4635.0971 | 4343.1786 | 4477.4627 | 4407.3945
14499 | 4614 | 4635.0267 | 4342.8131 | 4477.3793 | 4407.3068 | [8 empty] | 4637.6823 | 4614 | 4635.0267 | 4342.8131 | 4477.3793 | 4407.3068
14500 | 4614 | 4634.9703 | 4342.7245 | 4476.8671 | 4407.1421 | [8 empty] | 4637.6698 | 4614 | 4634.9703 | 4342.7245 | 4476.8671 | 4407.1421
14501 | 4614 | 4634.9407 | 4342.4665 | 4476.7393 | 4406.3891 | [8 empty] | 4637.6294 | 4614 | 4634.9407 | 4342.4665 | 4476.7393 | 4406.3891
14502 | 4614 | 4634.88 | 4341.9216 | 4476.6439 | 4406.0218 | [8 empty] | 4637.5903 | 4614 | 4634.88 | 4341.9216 | 4476.6439 | 4406.0218
14503 | 4614 | 4634.8326 | 4340.9589 | 4476.6171 | 4405.961 | [8 empty] | 4637.5371 | 4614 | 4634.8326 | 4340.9589 | 4476.6171 | 4405.961
14504 | 4614 | 4634.7429 | 4340.7861 | 4475.8593 | 4405.6791 | [8 empty] | 4637.4896 | 4614 | 4634.7429 | 4340.7861 | 4475.8593 | 4405.6791
14505 | 4614 | 4634.5486 | 4340.2842 | 4475.3541 | 4405.4678 | [8 empty] | 4637.4851 | 4614 | 4634.5486 | 4340.2842 | 4475.3541 | 4405.4678
14506 | 4614 | 4634.4901 | 4340.2354 | 4475.1872 | 4404.7682 | [8 empty] | 4637.4292 | 4614 | 4634.4901 | 4340.2354 | 4475.1872 | 4404.7682
14507 | 4613 | 4634.2742 | 4339.7968 | 4474.9453 | 4404.671 | [8 empty] | 4637.2464 | 4613 | 4634.2742 | 4339.7968 | 4474.9453 | 4404.671
14508 | 4613 | 4634.1667 | 4339.7922 | 4474.822 | 4404.5585 | [8 empty] | 4637.2274 | 4613 | 4634.1667 | 4339.7922 | 4474.822 | 4404.5585
14509 | 4613 | 4634.1034 | 4339.1268 | 4474.8079 | 4404.5185 | [8 empty] | 4637.1845 | 4613 | 4634.1034 | 4339.1268 | 4474.8079 | 4404.5185
14510 | 4613 | 4634.0806 | 4339.1132 | 4473.4442 | 4404.3308 | [8 empty] | 4637.1253 | 4613 | 4634.0806 | 4339.1132 | 4473.4442 | 4404.3308
14511 | 4613 | 4633.9198 | 4339.0365 | 4472.2345 | 4404.0665 | [8 empty] | 4637.0013 | 4613 | 4633.9198 | 4339.0365 | 4472.2345 | 4404.0665
14512 | 4612 | 4633.6904 | 4339.0319 | 4472.1089 | 4403.8371 | [8 empty] | 4636.9657 | 4612 | 4633.6904 | 4339.0319 | 4472.1089 | 4403.8371
14513 | 4612 | 4633.4204 | 4338.8864 | 4471.9479 | 4403.6728 | [8 empty] | 4636.7849 | 4612 | 4633.4204 | 4338.8864 | 4471.9479 | 4403.6728
14514 | 4612 | 4633.3153 | 4338.8609 | 4471.6054 | 4403.3282 | [8 empty] | 4636.612 | 4612 | 4633.3153 | 4338.8609 | 4471.6054 | 4403.3282
14515 | 4612 | 4633.2256 | 4337.8998 | 4471.5613 | 4402.5491 | [8 empty] | 4636.5796 | 4612 | 4633.2256 | 4337.8998 | 4471.5613 | 4402.5491
14516 | 4612 | 4633.2188 | 4337.6203 | 4471.1875 | 4402.4257 | [8 empty] | 4636.5532 | 4612 | 4633.2188 | 4337.6203 | 4471.1875 | 4402.4257
14517 | 4612 | 4633.0695 | 4337.4848 | 4471.0905 | 4402.1393 | [8 empty] | 4636.5459 | 4612 | 4633.0695 | 4337.4848 | 4471.0905 | 4402.1393
14518 | 4611 | 4632.9543 | 4337.2232 | 4471.0884 | 4401.6309 | [8 empty] | 4636.536 | 4611 | 4632.9543 | 4337.2232 | 4471.0884 | 4401.6309
14519 | 4611 | 4632.9375 | 4337.1049 | 4470.8797 | 4399.9173 | [8 empty] | 4636.4965 | 4611 | 4632.9375 | 4337.1049 | 4470.8797 | 4399.9173
14520 | 4611 | 4632.7027 | 4336.8455 | 4470.8755 | 4399.2231 | [8 empty] | 4636.4412 | 4611 | 4632.7027 | 4336.8455 | 4470.8755 | 4399.2231
14521 | 4611 | 4632.5622 | 4336.7416 | 4470.8343 | 4398.9965 | [8 empty] | 4636.2508 | 4611 | 4632.5622 | 4336.7416 | 4470.8343 | 4398.9965
14522 | 4611 | 4632.3028 | 4336.6236 | 4470.8174 | 4398.1248 | [8 empty] | 4636.147 | 4611 | 4632.3028 | 4336.6236 | 4470.8174 | 4398.1248
14523 | 4611 | 4632.2367 | 4336.5761 | 4470.7137 | 4397.7562 | [8 empty] | 4636.1235 | 4611 | 4632.2367 | 4336.5761 | 4470.7137 | 4397.7562
14524 | 4611 | 4632.1113 | 4334.6857 | 4470.691 | 4397.4301 | [8 empty] | 4636.0203 | 4611 | 4632.1113 | 4334.6857 | 4470.691 | 4397.4301
14525 | 4610 | 4632.1101 | 4334.4128 | 4470.4075 | 4397.2091 | [8 empty] | 4635.711 | 4610 | 4632.1101 | 4334.4128 | 4470.4075 | 4397.2091
14526 | 4610 | 4631.8947 | 4333.9125 | 4469.928 | 4397.053 | [8 empty] | 4635.3237 | 4610 | 4631.8947 | 4333.9125 | 4469.928 | 4397.053
14527 | 4610 | 4630.8771 | 4333.902 | 4468.1453 | 4396.6526 | [8 empty] | 4635.3158 | 4610 | 4630.8771 | 4333.902 | 4468.1453 | 4396.6526
14528 | 4610 | 4630.864 | 4333.0931 | 4467.6794 | 4396.6031 | [8 empty] | 4635.1279 | 4610 | 4630.864 | 4333.0931 | 4467.6794 | 4396.6031
14529 | 4609 | 4630.7353 | 4332.7724 | 4467.4713 | 4396.6022 | [8 empty] | 4635.0255 | 4609 | 4630.7353 | 4332.7724 | 4467.4713 | 4396.6022
14530 | 4609 | 4630.7184 | 4332.2556 | 4467.4185 | 4396.4736 | [8 empty] | 4634.8956 | 4609 | 4630.7184 | 4332.2556 | 4467.4185 | 4396.4736
14531 | 4609 | 4630.4572 | 4332.1179 | 4467.3445 | 4396.2878 | [8 empty] | 4634.8818 | 4609 | 4630.4572 | 4332.1179 | 4467.3445 | 4396.2878
14532 | 4609 | 4630.4549 | 4332.0992 | 4467.1178 | 4395.9888 | [8 empty] | 4634.3781 | 4609 | 4630.4549 | 4332.0992 | 4467.1178 | 4395.9888
14533 | 4609 | 4630.3765 | 4331.9735 | 4466.9399 | 4395.2133 | [8 empty] | 4634.305 | 4609 | 4630.3765 | 4331.9735 | 4466.9399 | 4395.2133
14534 | 4609 | 4630.3207 | 4331.7907 | 4466.8892 | 4394.476 | [8 empty] | 4634.2669 | 4609 | 4630.3207 | 4331.7907 | 4466.8892 | 4394.476
14535 | 4608 | 4630.2128 | 4331.6083 | 4466.5362 | 4394.308 | [8 empty] | 4634.2559 | 4608 | 4630.2128 | 4331.6083 | 4466.5362 | 4394.308
14536 | 4608 | 4630.1828 | 4330.7114 | 4466.2126 | 4393.9086 | [8 empty] | 4634.2168 | 4608 | 4630.1828 | 4330.7114 | 4466.2126 | 4393.9086
14537 | 4608 | 4629.9566 | 4330.1648 | 4466.1303 | 4393.4314 | [8 empty] | 4633.9985 | 4608 | 4629.9566 | 4330.1648 | 4466.1303 | 4393.4314
14538 | 4608 | 4629.8836 | 4330.1321 | 4466.0422 | 4393.1393 | [8 empty] | 4633.8739 | 4608 | 4629.8836 | 4330.1321 | 4466.0422 | 4393.1393
14539 | 4608 | 4629.4434 | 4329.9956 | 4466.0285 | 4392.6086 | [8 empty] | 4633.732 | 4608 | 4629.4434 | 4329.9956 | 4466.0285 | 4392.6086
14540 | 4608 | 4629.4368 | 4329.6496 | 4465.8322 | 4392.3264 | [8 empty] | 4633.4914 | 4608 | 4629.4368 | 4329.6496 | 4465.8322 | 4392.3264
14541 | 4608 | 4629.2061 | 4329.3546 | 4465.6613 | 4391.8838 | [8 empty] | 4633.4768 | 4608 | 4629.2061 | 4329.3546 | 4465.6613 | 4391.8838
14542 | 4607 | 4628.3621 | 4329.0055 | 4464.8847 | 4391.0803 | [8 empty] | 4633.4739 | 4607 | 4628.3621 | 4329.0055 | 4464.8847 | 4391.0803
14543 | 4607 | 4628.2626 | 4328.8596 | 4464.7171 | 4391.0066 | [8 empty] | 4633.3798 | 4607 | 4628.2626 | 4328.8596 | 4464.7171 | 4391.0066
14544 | 4606 | 4628.0875 | 4328.6529 | 4464.5499 | 4390.4086 | [8 empty] | 4633.2477 | 4606 | 4628.0875 | 4328.6529 | 4464.5499 | 4390.4086
14545 | 4606 | 4627.8787 | 4327.9496 | 4463.8499 | 4390.0761 | [8 empty] | 4633.126 | 4606 | 4627.8787 | 4327.9496 | 4463.8499 | 4390.0761
14546 | 4606 | 4627.7242 | 4327.8167 | 4462.1177 | 4389.551 | [8 empty] | 4633.1246 | 4606 | 4627.7242 | 4327.8167 | 4462.1177 | 4389.551
14547 | 4606 | 4626.8388 | 4326.7499 | 4461.566 | 4389.3083 | [8 empty] | 4632.9154 | 4606 | 4626.8388 | 4326.7499 | 4461.566 | 4389.3083
14548 | 4606 | 4626.6547 | 4326.6695 | 4461.4545 | 4388.7966 | [8 empty] | 4632.7221 | 4606 | 4626.6547 | 4326.6695 | 4461.4545 | 4388.7966
14549 | 4606 | 4626.4244 | 4325.5026 | 4460.7411 | 4388.1183 | [8 empty] | 4632.4461 | 4606 | 4626.4244 | 4325.5026 | 4460.7411 | 4388.1183
14550 | 4606 | 4626.318 | 4325.4511 | 4460.6865 | 4387.5242 | [8 empty] | 4632.4311 | 4606 | 4626.318 | 4325.4511 | 4460.6865 | 4387.5242
14551 | 4606 | 4626.2362 | 4325.1315 | 4460.3204 | 4387.1002 | [8 empty] | 4632.4118 | 4606 | 4626.2362 | 4325.1315 | 4460.3204 | 4387.1002
14552 | 4606 | 4625.8932 | 4325.1018 | 4459.4057 | 4387.0214 | [8 empty] | 4632.3997 | 4606 | 4625.8932 | 4325.1018 | 4459.4057 | 4387.0214
14553 | 4605 | 4625.8426 | 4325.0561 | 4458.2373 | 4386.7724 | [8 empty] | 4632.2419 | 4605 | 4625.8426 | 4325.0561 | 4458.2373 | 4386.7724
14554 | 4605 | 4625.6512 | 4324.9386 | 4458.0849 | 4386.1509 | [8 empty] | 4631.8836 | 4605 | 4625.6512 | 4324.9386 | 4458.0849 | 4386.1509
14555 | 4605 | 4625.4778 | 4324.8681 | 4457.9526 | 4385.8629 | [8 empty] | 4631.8329 | 4605 | 4625.4778 | 4324.8681 | 4457.9526 | 4385.8629
14556 | 4605 | 4625.3667 | 4324.3801 | 4457.894 | 4385.086 | [8 empty] | 4631.8324 | 4605 | 4625.3667 | 4324.3801 | 4457.894 | 4385.086
14557 | 4605 | 4625.2685 | 4324.1617 | 4457.8541 | 4385.0201 | [8 empty] | 4631.6594 | 4605 | 4625.2685 | 4324.1617 | 4457.8541 | 4385.0201
14558 | 4604 | 4625.2597 | 4323.5415 | 4457.8232 | 4384.7343 | [8 empty] | 4631.6008 | 4604 | 4625.2597 | 4323.5415 | 4457.8232 | 4384.7343
14559 | 4604 | 4625.146 | 4322.6013 | 4457.5444 | 4383.386 | [8 empty] | 4631.5425 | 4604 | 4625.146 | 4322.6013 | 4457.5444 | 4383.386
14560 | 4604 | 4625.0052 | 4322.4759 | 4457.2568 | 4382.6758 | [8 empty] | 4631.4878 | 4604 | 4625.0052 | 4322.4759 | 4457.2568 | 4382.6758
14561 | 4604 | 4624.8858 | 4322.2173 | 4454.5869 | 4382.5835 | [8 empty] | 4631.0672 | 4604 | 4624.8858 | 4322.2173 | 4454.5869 | 4382.5835
14562 | 4603 | 4624.7807 | 4321.6238 | 4454.3637 | 4382.4181 | [8 empty] | 4630.9088 | 4603 | 4624.7807 | 4321.6238 | 4454.3637 | 4382.4181
14563 | 4603 | 4624.7802 | 4321.0918 | 4454.1877 | 4381.1928 | [8 empty] | 4630.8557 | 4603 | 4624.7802 | 4321.0918 | 4454.1877 | 4381.1928
14564 | 4603 | 4624.7739 | 4320.3519 | 4454.159 | 4379.9377 | [8 empty] | 4630.6002 | 4603 | 4624.7739 | 4320.3519 | 4454.159 | 4379.9377
14565 | 4603 | 4624.6489 | 4320.3389 | 4453.8407 | 4378.4453 | [8 empty] | 4630.5592 | 4603 | 4624.6489 | 4320.3389 | 4453.8407 | 4378.4453
14566 | 4603 | 4624.399 | 4320.3056 | 4452.5557 | 4377.6068 | [8 empty] | 4630.5497 | 4603 | 4624.399 | 4320.3056 | 4452.5557 | 4377.6068
14567 | 4602 | 4624.2088 | 4319.9296 | 4452.0996 | 4377.3588 | [8 empty] | 4630.4101 | 4602 | 4624.2088 | 4319.9296 | 4452.0996 | 4377.3588
14568 | 4602 | 4623.9671 | 4319.9021 | 4451.8924 | 4375.8715 | [8 empty] | 4630.362 | 4602 | 4623.9671 | 4319.9021 | 4451.8924 | 4375.8715
14569 | 4602 | 4623.8109 | 4319.8529 | 4451.7667 | 4375.4833 | [8 empty] | 4630.293 | 4602 | 4623.8109 | 4319.8529 | 4451.7667 | 4375.4833
14570 | 4602 | 4623.713 | 4319.2858 | 4451.341 | 4375.4654 | [8 empty] | 4630.2165 | 4602 | 4623.713 | 4319.2858 | 4451.341 | 4375.4654
14571 | 4602 | 4623.4755 | 4318.6655 | 4451.1979 | 4375.442 | [8 empty] | 4630.1385 | 4602 | 4623.4755 | 4318.6655 | 4451.1979 | 4375.442
14572 | 4602 | 4623.4318 | 4318.3671 | 4451.1111 | 4374.5714 | [8 empty] | 4630.0601 | 4602 | 4623.4318 | 4318.3671 | 4451.1111 | 4374.5714
14573 | 4601 | 4623.3317 | 4317.9928 | 4450.9157 | 4373.8268 | [8 empty] | 4629.9434 | 4601 | 4623.3317 | 4317.9928 | 4450.9157 | 4373.8268
14574 | 4601 | 4622.6562 | 4317.986 | 4450.8451 | 4373.4738 | [8 empty] | 4629.9076 | 4601 | 4622.6562 | 4317.986 | 4450.8451 | 4373.4738
14575 | 4601 | 4622.1967 | 4317.8654 | 4450.5093 | 4373.1436 | [8 empty] | 4629.8387 | 4601 | 4622.1967 | 4317.8654 | 4450.5093 | 4373.1436
14576 | 4601 | 4622.1282 | 4317.5415 | 4450.1095 | 4372.9007 | [8 empty] | 4629.7078 | 4601 | 4622.1282 | 4317.5415 | 4450.1095 | 4372.9007
14577 | 4601 | 4622.0333 | 4317.3217 | 4449.8018 | 4372.565 | [8 empty] | 4629.3831 | 4601 | 4622.0333 | 4317.3217 | 4449.8018 | 4372.565
14578 | 4600 | 4621.9891 | 4317.2688 | 4449.3171 | 4372.1714 | [8 empty] | 4629.1992 | 4600 | 4621.9891 | 4317.2688 | 4449.3171 | 4372.1714
14579 | 4600 | 4621.7839 | 4317.0796 | 4448.582 | 4371.3536 | [8 empty] | 4629.1802 | 4600 | 4621.7839 | 4317.0796 | 4448.582 | 4371.3536
14580 | 4600 | 4621.7391 | 4316.8387 | 4447.5057 | 4371.1161 | [8 empty] | 4629.1483 | 4600 | 4621.7391 | 4316.8387 | 4447.5057 | 4371.1161
14581 | 4600 | 4621.6416 | 4316.649 | 4447.0589 | 4371.0255 | [8 empty] | 4629.0731 | 4600 | 4621.6416 | 4316.649 | 4447.0589 | 4371.0255
14582 | 4600 | 4620.9444 | 4316.4737 | 4446.9125 | 4370.9014 | [8 empty] | 4628.9246 | 4600 | 4620.9444 | 4316.4737 | 4446.9125 | 4370.9014
14583 | 4600 | 4620.836 | 4316.3573 | 4446.6574 | 4370.3689 | [8 empty] | 4628.9136 | 4600 | 4620.836 | 4316.3573 | 4446.6574 | 4370.3689
14584 | 4599 | 4620.7756 | 4315.8371 | 4446.3828 | 4370.0143 | [8 empty] | 4628.8089 | 4599 | 4620.7756 | 4315.8371 | 4446.3828 | 4370.0143
14585 | 4599 | 4620.752 | 4315.6366 | 4446.3451 | 4369.8956 | [8 empty] | 4628.8019 | 4599 | 4620.752 | 4315.6366 | 4446.3451 | 4369.8956
14586 | 4599 | 4620.5976 | 4315.605 | 4446.1602 | 4369.6931 | [8 empty] | 4628.7066 | 4599 | 4620.5976 | 4315.605 | 4446.1602 | 4369.6931
14587 | 4599 | 4620.5196 | 4315.2443 | 4445.6675 | 4369.6648 | [8 empty] | 4628.6812 | 4599 | 4620.5196 | 4315.2443 | 4445.6675 | 4369.6648
14588 | 4599 | 4620.3356 | 4314.6757 | 4445.5445 | 4369.4348 | [8 empty] | 4628.5878 | 4599 | 4620.3356 | 4314.6757 | 4445.5445 | 4369.4348
14589 | 4599 | 4620.245 | 4313.8531 | 4445.3071 | 4369.2644 | [8 empty] | 4628.566 | 4599 | 4620.245 | 4313.8531 | 4445.3071 | 4369.2644
14590 | 4599 | 4619.9486 | 4313.5092 | 4444.6686 | 4367.728 | [8 empty] | 4628.4461 | 4599 | 4619.9486 | 4313.5092 | 4444.6686 | 4367.728
14591 | 4599 | 4619.8284 | 4313.3764 | 4444.619 | 4367.0601 | [8 empty] | 4628.4182 | 4599 | 4619.8284 | 4313.3764 | 4444.619 | 4367.0601
14592 | 4598 | 4619.6628 | 4312.2866 | 4444.3321 | 4366.2701 | [8 empty] | 4628.3686 | 4598 | 4619.6628 | 4312.2866 | 4444.3321 | 4366.2701
14593 | 4598 | 4619.4236 | 4312.2093 | 4443.9499 | 4365.3048 | [8 empty] | 4628.3165 | 4598 | 4619.4236 | 4312.2093 | 4443.9499 | 4365.3048
14594 | 4598 | 4619.307 | 4312.0051 | 4443.3203 | 4364.9246 | [8 empty] | 4628.2706 | 4598 | 4619.307 | 4312.0051 | 4443.3203 | 4364.9246
14595 | 4598 | 4619.1503 | 4311.79 | 4443.2796 | 4364.7845 | [8 empty] | 4628.1322 | 4598 | 4619.1503 | 4311.79 | 4443.2796 | 4364.7845
14596 | 4598 | 4618.9723 | 4311.2773 | 4443.2135 | 4363.6101 | [8 empty] | 4627.9925 | 4598 | 4618.9723 | 4311.2773 | 4443.2135 | 4363.6101
14597 | 4598 | 4618.8257 | 4310.6901 | 4443.1372 | 4363.4016 | [8 empty] | 4627.8171 | 4598 | 4618.8257 | 4310.6901 | 4443.1372 | 4363.4016
14598 | 4598 | 4618.541 | 4310.6103 | 4443.0716 | 4362.8013 | [8 empty] | 4627.738 | 4598 | 4618.541 | 4310.6103 | 4443.0716 | 4362.8013
14599 | 4598 | 4618.4915 | 4310.5105 | 4442.5059 | 4362.1425 | [8 empty] | 4627.7251 | 4598 | 4618.4915 | 4310.5105 | 4442.5059 | 4362.1425
14600 | 4598 | 4618.3965 | 4310.0061 | 4442.3879 | 4361.9984 | [8 empty] | 4627.5661 | 4598 | 4618.3965 | 4310.0061 | 4442.3879 | 4361.9984
14601 | 4598 | 4618.0373 | 4309.9897 | 4440.4599 | 4361.2762 | [8 empty] | 4627.4939 | 4598 | 4618.0373 | 4309.9897 | 4440.4599 | 4361.2762
14602 | 4598 | 4618.0166 | 4309.8821 | 4439.9982 | 4360.7305 | [8 empty] | 4627.4937 | 4598 | 4618.0166 | 4309.8821 | 4439.9982 | 4360.7305
14603 | 4598 | 4617.9906 | 4308.4117 | 4439.8734 | 4359.7666 | [8 empty] | 4627.3492 | 4598 | 4617.9906 | 4308.4117 | 4439.8734 | 4359.7666
14604 | 4598 | 4617.9418 | 4308.3273 | 4439.6742 | 4359.5655 | [8 empty] | 4627.2676 | 4598 | 4617.9418 | 4308.3273 | 4439.6742 | 4359.5655
14605 | 4598 | 4617.9388 | 4307.1174 | 4439.654 | 4358.7062 | [8 empty] | 4627.2071 | 4598 | 4617.9388 | 4307.1174 | 4439.654 | 4358.7062
14606 | 4598 | 4617.648 | 4306.977 | 4439.1863 | 4358.52 | [8 empty] | 4627.1484 | 4598 | 4617.648 | 4306.977 | 4439.1863 | 4358.52
14607 | 4598 | 4617.4251 | 4306.7912 | 4439.0519 | 4358.0661 | [8 empty] | 4626.5548 | 4598 | 4617.4251 | 4306.7912 | 4439.0519 | 4358.0661
14608 | 4597 | 4617.0804 | 4306.6554 | 4438.4033 | 4356.9007 | [8 empty] | 4626.4366 | 4597 | 4617.0804 | 4306.6554 | 4438.4033 | 4356.9007
14609 | 4597 | 4616.6384 | 4306.0117 | 4438.1771 | 4356.5569 | [8 empty] | 4626.377 | 4597 | 4616.6384 | 4306.0117 | 4438.1771 | 4356.5569
14610 | 4597 | 4616.533 | 4306.0068 | 4437.8091 | 4355.0546 | [8 empty] | 4626.1484 | 4597 | 4616.533 | 4306.0068 | 4437.8091 | 4355.0546
14611 | 4597 | 4616.507 | 4305.8446 | 4437.5706 | 4354.8587 | [8 empty] | 4626.1483 | 4597 | 4616.507 | 4305.8446 | 4437.5706 | 4354.8587
14612 | 4597 | 4616.4656 | 4305.7464 | 4437.0916 | 4353.8335 | [8 empty] | 4626.0753 | 4597 | 4616.4656 | 4305.7464 | 4437.0916 | 4353.8335
14613 | 4597 | 4616.3825 | 4305.3054 | 4436.7291 | 4353.6913 | [8 empty] | 4626.0621 | 4597 | 4616.3825 | 4305.3054 | 4436.7291 | 4353.6913
14614 | 4597 | 4615.8199 | 4304.9733 | 4436.6789 | 4353.6714 | [8 empty] | 4625.997 | 4597 | 4615.8199 | 4304.9733 | 4436.6789 | 4353.6714
14615 | 4596 | 4615.7301 | 4304.7139 | 4436.6406 | 4353.6102 | [8 empty] | 4625.9596 | 4596 | 4615.7301 | 4304.7139 | 4436.6406 | 4353.6102
14616 | 4596 | 4615.7287 | 4304.251 | 4436.477 | 4353.5814 | [8 empty] | 4625.9131 | 4596 | 4615.7287 | 4304.251 | 4436.477 | 4353.5814
14617 | 4596 | 4615.7076 | 4302.7529 | 4436.1183 | 4353.4732 | [8 empty] | 4625.8579 | 4596 | 4615.7076 | 4302.7529 | 4436.1183 | 4353.4732
14618 | 4596 | 4615.6666 | 4302.6085 | 4436.1078 | 4352.5549 | [8 empty] | 4625.7209 | 4596 | 4615.6666 | 4302.6085 | 4436.1078 | 4352.5549
14619 | 4596 | 4615.5011 | 4302.5467 | 4435.9596 | 4352.443 | [8 empty] | 4625.6422 | 4596 | 4615.5011 | 4302.5467 | 4435.9596 | 4352.443
14620 | 4595 | 4615.3535 | 4302.4008 | 4435.9528 | 4351.55 | [8 empty] | 4625.6207 | 4595 | 4615.3535 | 4302.4008 | 4435.9528 | 4351.55
14621 | 4595 | 4615.2817 | 4301.9326 | 4435.1622 | 4351.4493 | [8 empty] | 4625.6115 | 4595 | 4615.2817 | 4301.9326 | 4435.1622 | 4351.4493
14622 | 4595 | 4614.8134 | 4301.8677 | 4434.742 | 4351.2345 | [8 empty] | 4625.5471 | 4595 | 4614.8134 | 4301.8677 | 4434.742 | 4351.2345
14623 | 4595 | 4614.5711 | 4301.7648 | 4434.2671 | 4351.1572 | [8 empty] | 4625.5425 | 4595 | 4614.5711 | 4301.7648 | 4434.2671 | 4351.1572
14624 | 4595 | 4614.5085 | 4301.5397 | 4434.09 | 4351.0978 | [8 empty] | 4625.4606 | 4595 | 4614.5085 | 4301.5397 | 4434.09 | 4351.0978
14625 | 4595 | 4614.2857 | 4301.3 | 4433.9514 | 4350.3244 | [8 empty] | 4625.256 | 4595 | 4614.2857 | 4301.3 | 4433.9514 | 4350.3244
14626 | 4595 | 4614.1588 | 4300.1534 | 4433.8072 | 4350.0234 | [8 empty] | 4625.1656 | 4595 | 4614.1588 | 4300.1534 | 4433.8072 | 4350.0234
14627 | 4594 | 4613.9997 | 4300.0286 | 4433.1013 | 4349.7631 | [8 empty] | 4625.1384 | 4594 | 4613.9997 | 4300.0286 | 4433.1013 | 4349.7631
14628 | 4594 | 4613.9634 | 4299.6624 | 4431.7513 | 4349.4302 | [8 empty] | 4625.0909 | 4594 | 4613.9634 | 4299.6624 | 4431.7513 | 4349.4302
14629 | 4594 | 4613.81 | 4299.5332 | 4431.5859 | 4348.5835 | [8 empty] | 4625.0792 | 4594 | 4613.81 | 4299.5332 | 4431.5859 | 4348.5835
14630 | 4594 | 4613.7551 | 4299.3873 | 4431.5228 | 4348.2994 | [8 empty] | 4624.923 | 4594 | 4613.7551 | 4299.3873 | 4431.5228 | 4348.2994
14631 | 4594 | 4613.3696 | 4298.6196 | 4431.021 | 4347.6922 | [8 empty] | 4624.8792 | 4594 | 4613.3696 | 4298.6196 | 4431.021 | 4347.6922
14632 | 4594 | 4613.2966 | 4298.3282 | 4430.7749 | 4347.472 | [8 empty] | 4624.7251 | 4594 | 4613.2966 | 4298.3282 | 4430.7749 | 4347.472
14633 | 4594 | 4613.1039 | 4297.695 | 4430.4932 | 4347.1675 | [8 empty] | 4624.4629 | 4594 | 4613.1039 | 4297.695 | 4430.4932 | 4347.1675
14634 | 4593 | 4612.5421 | 4297.5559 | 4429.4891 | 4346.6787 | [8 empty] | 4624.346 | 4593 | 4612.5421 | 4297.5559 | 4429.4891 | 4346.6787
14635 | 4593 | 4611.9903 | 4297.0221 | 4429.1493 | 4346.4787 | [8 empty] | 4624.1946 | 4593 | 4611.9903 | 4297.0221 | 4429.1493 | 4346.4787
14636 | 4593 | 4611.8976 | 4296.9976 | 4428.3491 | 4345.5073 | [8 empty] | 4624.1483 | 4593 | 4611.8976 | 4296.9976 | 4428.3491 | 4345.5073
14637 | 4593 | 4611.5127 | 4296.5002 | 4428.221 | 4345.4528 | [8 empty] | 4623.6242 | 4593 | 4611.5127 | 4296.5002 | 4428.221 | 4345.4528
14638 | 4593 | 4611.4946 | 4295.8203 | 4427.4374 | 4344.3846 | [8 empty] | 4623.6024 | 4593 | 4611.4946 | 4295.8203 | 4427.4374 | 4344.3846
14639 | 4593 | 4611.4356 | 4295.3173 | 4427.4271 | 4344.0732 | [8 empty] | 4623.5421 | 4593 | 4611.4356 | 4295.3173 | 4427.4271 | 4344.0732
14640 | 4593 | 4611.4078 | 4294.2475 | 4427.1654 | 4343.8547 | [8 empty] | 4623.5014 | 4593 | 4611.4078 | 4294.2475 | 4427.1654 | 4343.8547
14641 | 4593 | 4611.402 | 4294.1503 | 4426.7755 | 4343.6325 | [8 empty] | 4623.3157 | 4593 | 4611.402 | 4294.1503 | 4426.7755 | 4343.6325
14642 | 4592 | 4611.3456 | 4294.0979 | 4426.573 | 4343.3801 | [8 empty] | 4623.276 | 4592 | 4611.3456 | 4294.0979 | 4426.573 | 4343.3801
14643 | 4592 | 4611.2828 | 4293.5724 | 4426.3914 | 4343.0583 | [8 empty] | 4623.2272 | 4592 | 4611.2828 | 4293.5724 | 4426.3914 | 4343.0583
14644 | 4592 | 4611.0997 | 4293.3446 | 4425.4356 | 4342.8319 | [8 empty] | 4623.2201 | 4592 | 4611.0997 | 4293.3446 | 4425.4356 | 4342.8319
14645 | 4592 | 4611.0498 | 4292.5206 | 4425.2272 | 4342.5276 | [8 empty] | 4623.1428 | 4592 | 4611.0498 | 4292.5206 | 4425.2272 | 4342.5276
14646 | 4592 | 4610.9617 | 4292.2556 | 4424.8363 | 4341.284 | [8 empty] | 4622.9844 | 4592 | 4610.9617 | 4292.2556 | 4424.8363 | 4341.284
14647 | 4592 | 4610.6399 | 4290.7675 | 4424.7919 | 4341.1082 | [8 empty] | 4622.9671 | 4592 | 4610.6399 | 4290.7675 | 4424.7919 | 4341.1082
14648 | 4592 | 4610.5272 | 4290.7032 | 4424.4039 | 4340.8474 | [8 empty] | 4622.9589 | 4592 | 4610.5272 | 4290.7032 | 4424.4039 | 4340.8474
14649 | 4592 | 4610.1681 | 4290.3057 | 4424.2087 | 4340.364 | [8 empty] | 4622.8403 | 4592 | 4610.1681 | 4290.3057 | 4424.2087 | 4340.364
14650 | 4591 | 4610.1267 | 4289.9188 | 4423.097 | 4340.2714 | [8 empty] | 4622.84 | 4591 | 4610.1267 | 4289.9188 | 4423.097 | 4340.2714
14651 | 4591 | 4609.6957 | 4289.8564 | 4423.0297 | 4340.1427 | [8 empty] | 4622.8235 | 4591 | 4609.6957 | 4289.8564 | 4423.0297 | 4340.1427
14652 | 4591 | 4609.4726 | 4289.4418 | 4422.3895 | 4340.0886 | [8 empty] | 4622.8074 | 4591 | 4609.4726 | 4289.4418 | 4422.3895 | 4340.0886
14653 | 4591 | 4609.3485 | 4289.3715 | 4422.0641 | 4340.0401 | [8 empty] | 4622.7403 | 4591 | 4609.3485 | 4289.3715 | 4422.0641 | 4340.0401
14654 | 4591 | 4609.2103 | 4289.312 | 4421.532 | 4339.6374 | [8 empty] | 4622.6814 | 4591 | 4609.2103 | 4289.312 | 4421.532 | 4339.6374
14655 | 4591 | 4609.0819 | 4288.8722 | 4421.5157 | 4339.4617 | [8 empty] | 4622.6567 | 4591 | 4609.0819 | 4288.8722 | 4421.5157 | 4339.4617
14656 | 4591 | 4608.0063 | 4287.9611 | 4420.0407 | 4339.2195 | [8 empty] | 4622.1494 | 4591 | 4608.0063 | 4287.9611 | 4420.0407 | 4339.2195
14657 | 4591 | 4607.867 | 4287.891 | 4418.4927 | 4339.086 | [8 empty] | 4622.0194 | 4591 | 4607.867 | 4287.891 | 4418.4927 | 4339.086
14658 | 4590 | 4607.5937 | 4287.6599 | 4418.4742 | 4338.8173 | [8 empty] | 4621.974 | 4590 | 4607.5937 | 4287.6599 | 4418.4742 | 4338.8173
14659 | 4590 | 4607.4556 | 4287.5946 | 4418.4365 | 4338.5211 | [8 empty] | 4621.8875 | 4590 | 4607.4556 | 4287.5946 | 4418.4365 | 4338.5211
14660 | 4590 | 4607.4073 | 4287.2732 | 4417.4283 | 4338.2097 | [8 empty] | 4621.7906 | 4590 | 4607.4073 | 4287.2732 | 4417.4283 | 4338.2097
14661 | 4590 | 4607.3317 | 4287.0759 | 4416.4862 | 4336.884 | [8 empty] | 4621.6678 | 4590 | 4607.3317 | 4287.0759 | 4416.4862 | 4336.884
14662 | 4590 | 4607.1475 | 4286.0477 | 4416.0363 | 4336.6896 | [8 empty] | 4621.628 | 4590 | 4607.1475 | 4286.0477 | 4416.0363 | 4336.6896
14663 | 4590 | 4606.8475 | 4285.8702 | 4415.9667 | 4336.551 | [8 empty] | 4621.5794 | 4590 | 4606.8475 | 4285.8702 | 4415.9667 | 4336.551
14664 | 4590 | 4606.745 | 4285.8484 | 4415.5651 | 4336.5343 | [8 empty] | 4621.2804 | 4590 | 4606.745 | 4285.8484 | 4415.5651 | 4336.5343
14665 | 4590 | 4606.5309 | 4285.7079 | 4415.1866 | 4336.0188 | [8 empty] | 4621.1789 | 4590 | 4606.5309 | 4285.7079 | 4415.1866 | 4336.0188
14666 | 4590 | 4605.871 | 4284.6968 | 4415.1279 | 4335.9425 | [8 empty] | 4621.0218 | 4590 | 4605.871 | 4284.6968 | 4415.1279 | 4335.9425
14667 | 4589 | 4605.8325 | 4284.2332 | 4414.1825 | 4335.8472 | [8 empty] | 4620.9373 | 4589 | 4605.8325 | 4284.2332 | 4414.1825 | 4335.8472
14668 | 4589 | 4605.7463 | 4284.057 | 4413.8047 | 4335.4917 | [8 empty] | 4620.7226 | 4589 | 4605.7463 | 4284.057 | 4413.8047 | 4335.4917
14669 | 4589 | 4605.4033 | 4283.7649 | 4413.6156 | 4335.2721 | [8 empty] | 4620.6406 | 4589 | 4605.4033 | 4283.7649 | 4413.6156 | 4335.2721
14670 | 4589 | 4605.1227 | 4283.5433 | 4413.1651 | 4335.1737 | [8 empty] | 4620.5453 | 4589 | 4605.1227 | 4283.5433 | 4413.1651 | 4335.1737
14671 | 4589 | 4605.0509 | 4282.4154 | 4413.0674 | 4334.8469 | [8 empty] | 4620.0361 | 4589 | 4605.0509 | 4282.4154 | 4413.0674 | 4334.8469
14672 | 4589 | 4604.7719 | 4282.3062 | 4412.2809 | 4334.3036 | [8 empty] | 4619.7399 | 4589 | 4604.7719 | 4282.3062 | 4412.2809 | 4334.3036
14673 | 4588 | 4604.5985 | 4281.4549 | 4412.2766 | 4333.518 | [8 empty] | 4619.7183 | 4588 | 4604.5985 | 4281.4549 | 4412.2766 | 4333.518
14674 | 4588 | 4604.5145 | 4281.268 | 4411.5025 | 4333.4816 | [8 empty] | 4619.6859 | 4588 | 4604.5145 | 4281.268 | 4411.5025 | 4333.4816
14675 | 4588 | 4604.47 | 4281.2227 | 4410.7428 | 4333.1267 | [8 empty] | 4619.5891 | 4588 | 4604.47 | 4281.2227 | 4410.7428 | 4333.1267
14676 | 4587 | 4604.3846 | 4280.7927 | 4410.7181 | 4332.5729 | [8 empty] | 4618.9657 | 4587 | 4604.3846 | 4280.7927 | 4410.7181 | 4332.5729
14677 | 4587 | 4604.2144 | 4280.383 | 4410.2904 | 4332.4216 | [8 empty] | 4618.9534 | 4587 | 4604.2144 | 4280.383 | 4410.2904 | 4332.4216
14678 | 4587 | 4604.0448 | 4280.027 | 4410.245 | 4332.2584 | [8 empty] | 4618.9357 | 4587 | 4604.0448 | 4280.027 | 4410.245 | 4332.2584
14679 | 4587 | 4603.5625 | 4279.3214 | 4410.2335 | 4331.6398 | [8 empty] | 4618.78 | 4587 | 4603.5625 | 4279.3214 | 4410.2335 | 4331.6398
14680 | 4587 | 4603.4409 | 4278.9251 | 4409.5746 | 4331.2623 | [8 empty] | 4618.4695 | 4587 | 4603.4409 | 4278.9251 | 4409.5746 | 4331.2623
14681 | 4586 | 4603.3341 | 4278.5768 | 4408.9247 | 4330.6619 | [8 empty] | 4618.3107 | 4586 | 4603.3341 | 4278.5768 | 4408.9247 | 4330.6619
14682 | 4586 | 4603.2832 | 4278.4517 | 4408.5088 | 4330.456 | [8 empty] | 4618.1998 | 4586 | 4603.2832 | 4278.4517 | 4408.5088 | 4330.456
14683 | 4586 | 4603.0548 | 4278.1787 | 4408.2542 | 4330.448 | [8 empty] | 4618.1885 | 4586 | 4603.0548 | 4278.1787 | 4408.2542 | 4330.448
14684 | 4586 | 4602.792 | 4277.3849 | 4408.1332 | 4329.9022 | [8 empty] | 4617.6888 | 4586 | 4602.792 | 4277.3849 | 4408.1332 | 4329.9022
14685 | 4586 | 4602.6234 | 4277.1094 | 4407.8549 | 4329.385 | [8 empty] | 4617.6706 | 4586 | 4602.6234 | 4277.1094 | 4407.8549 | 4329.385
14686 | 4585 | 4602.472 | 4276.8565 | 4407.8238 | 4329.2245 | [8 empty] | 4617.5096 | 4585 | 4602.472 | 4276.8565 | 4407.8238 | 4329.2245
14687 | 4585 | 4602.4677 | 4276.4602 | 4407.4606 | 4329.1671 | [8 empty] | 4617.4444 | 4585 | 4602.4677 | 4276.4602 | 4407.4606 | 4329.1671
14688 | 4585 | 4602.0506 | 4275.875 | 4406.8518 | 4329.1046 | [8 empty] | 4617.3785 | 4585 | 4602.0506 | 4275.875 | 4406.8518 | 4329.1046
14689 | 4585 | 4601.9686 | 4275.6301 | 4406.5196 | 4328.4408 | [8 empty] | 4617.3017 | 4585 | 4601.9686 | 4275.6301 | 4406.5196 | 4328.4408
14690 | 4585 | 4601.9394 | 4275.3649 | 4406.2689 | 4328.3933 | [8 empty] | 4617.2754 | 4585 | 4601.9394 | 4275.3649 | 4406.2689 | 4328.3933
14691 | 4585 | 4601.9154 | 4275.0285 | 4406.009 | 4328.2164 | [8 empty] | 4617.0627 | 4585 | 4601.9154 | 4275.0285 | 4406.009 | 4328.2164
14692 | 4585 | 4601.4136 | 4274.6451 | 4405.7275 | 4328.1377 | [8 empty] | 4616.8852 | 4585 | 4601.4136 | 4274.6451 | 4405.7275 | 4328.1377
14693 | 4585 | 4601.2742 | 4274.3626 | 4405.3919 | 4327.4498 | [8 empty] | 4616.8478 | 4585 | 4601.2742 | 4274.3626 | 4405.3919 | 4327.4498
14694 | 4584 | 4601.2435 | 4273.7674 | 4404.6661 | 4326.6734 | [8 empty] | 4616.7745 | 4584 | 4601.2435 | 4273.7674 | 4404.6661 | 4326.6734
14695 | 4584 | 4601.2374 | 4273.6943 | 4404.379 | 4325.6705 | [8 empty] | 4616.7131 | 4584 | 4601.2374 | 4273.6943 | 4404.379 | 4325.6705
14696 | 4584 | 4601.1655 | 4273.0589 | 4404.3369 | 4325.3521 | [8 empty] | 4616.6111 | 4584 | 4601.1655 | 4273.0589 | 4404.3369 | 4325.3521
14697 | 4584 | 4600.9496 | 4272.246 | 4404.2548 | 4325.2002 | [8 empty] | 4616.488 | 4584 | 4600.9496 | 4272.246 | 4404.2548 | 4325.2002
14698 | 4584 | 4600.6874 | 4271.4786 | 4404.1461 | 4324.4578 | [8 empty] | 4616.3772 | 4584 | 4600.6874 | 4271.4786 | 4404.1461 | 4324.4578
14699 | 4584 | 4600.2706 | 4270.8289 | 4403.9691 | 4324.2435 | [8 empty] | 4616.1429 | 4584 | 4600.2706 | 4270.8289 | 4403.9691 | 4324.2435
14700 | 4584 | 4599.9367 | 4270.4188 | 4403.7893 | 4322.8683 | [8 empty] | 4616.0836 | 4584 | 4599.9367 | 4270.4188 | 4403.7893 | 4322.8683
14701 | 4584 | 4599.4328 | 4270.229 | 4403.3899 | 4322.7212 | [8 empty] | 4616.0466 | 4584 | 4599.4328 | 4270.229 | 4403.3899 | 4322.7212
14702 | 4583 | 4599.3958 | 4270.0881 | 4403.3566 | 4321.7888 | [8 empty] | 4615.7923 | 4583 | 4599.3958 | 4270.0881 | 4403.3566 | 4321.7888
14703 | 4583 | 4599.0373 | 4269.9773 | 4402.6386 | 4321.7463 | [8 empty] | 4615.6898 | 4583 | 4599.0373 | 4269.9773 | 4402.6386 | 4321.7463
14704 | 4583 | 4598.9459 | 4269.8518 | 4402.0401 | 4321.5435 | [8 empty] | 4615.4141 | 4583 | 4598.9459 | 4269.8518 | 4402.0401 | 4321.5435
14705 | 4583 | 4598.8125 | 4269.2675 | 4401.8778 | 4320.6714 | [8 empty] | 4615.3801 | 4583 | 4598.8125 | 4269.2675 | 4401.8778 | 4320.6714
14706 | 4583 | 4598.4203 | 4269.0187 | 4401.546 | 4320.6234 | [8 empty] | 4615.3651 | 4583 | 4598.4203 | 4269.0187 | 4401.546 | 4320.6234
14707 | 4583 | 4598.3554 | 4268.9985 | 4401.342 | 4320.5141 | [8 empty] | 4615.1466 | 4583 | 4598.3554 | 4268.9985 | 4401.342 | 4320.5141
14708 | 4583 | 4598.3409 | 4267.9549 | 4401.2839 | 4320.2371 | [8 empty] | 4615.1357 | 4583 | 4598.3409 | 4267.9549 | 4401.2839 | 4320.2371
14709 | 4582 | 4598.2865 | 4267.5547 | 4400.2959 | 4320.0091 | [8 empty] | 4615.0165 | 4582 | 4598.2865 | 4267.5547 | 4400.2959 | 4320.0091
14710 | 4582 | 4597.86 | 4267.5323 | 4400.1424 | 4319.4821 | [8 empty] | 4614.9742 | 4582 | 4597.86 | 4267.5323 | 4400.1424 | 4319.4821
14711 | 4582 | 4596.809 | 4266.9813 | 4399.7377 | 4319.062 | [8 empty] | 4614.9407 | 4582 | 4596.809 | 4266.9813 | 4399.7377 | 4319.062
14712 | 4582 | 4596.7968 | 4266.8644 | 4398.7686 | 4318.2432 | [8 empty] | 4614.6503 | 4582 | 4596.7968 | 4266.8644 | 4398.7686 | 4318.2432
14713 | 4582 | 4596.7722 | 4266.8039 | 4398.2851 | 4318.093 | [8 empty] | 4614.6366 | 4582 | 4596.7722 | 4266.8039 | 4398.2851 | 4318.093
14714 | 4582 | 4596.4547 | 4265.8978 | 4397.5365 | 4317.0647 | [8 empty] | 4614.6102 | 4582 | 4596.4547 | 4265.8978 | 4397.5365 | 4317.0647
14715 | 4582 | 4596.3881 | 4265.8667 | 4397.0868 | 4316.7635 | [8 empty] | 4614.5709 | 4582 | 4596.3881 | 4265.8667 | 4397.0868 | 4316.7635
14716 | 4582 | 4596.3013 | 4265.3957 | 4396.7336 | 4316.3071 | [8 empty] | 4614.4943 | 4582 | 4596.3013 | 4265.3957 | 4396.7336 | 4316.3071
14717 | 4581 | 4596.053 | 4265.1034 | 4396.6688 | 4316.0841 | [8 empty] | 4614.4219 | 4581 | 4596.053 | 4265.1034 | 4396.6688 | 4316.0841
14718 | 4581 | 4595.2962 | 4265.0914 | 4396.5817 | 4316.0788 | [8 empty] | 4614.3805 | 4581 | 4595.2962 | 4265.0914 | 4396.5817 | 4316.0788
14719 | 4581 | 4595.1773 | 4264.599 | 4396.4311 | 4315.8893 | [8 empty] | 4614.1588 | 4581 | 4595.1773 | 4264.599 | 4396.4311 | 4315.8893
14720 | 4581 | 4595.1218 | 4264.5622 | 4396.1188 | 4315.3908 | [8 empty] | 4614.0052 | 4581 | 4595.1218 | 4264.5622 | 4396.1188 | 4315.3908
14721 | 4581 | 4594.525 | 4264.2267 | 4395.8595 | 4315.2516 | [8 empty] | 4613.9672 | 4581 | 4594.525 | 4264.2267 | 4395.8595 | 4315.2516
14722 | 4581 | 4594.1659 | 4263.064 | 4395.4909 | 4315.115 | [8 empty] | 4613.868 | 4581 | 4594.1659 | 4263.064 | 4395.4909 | 4315.115
14723 | 4581 | 4593.7533 | 4262.674 | 4394.9561 | 4314.869 | [8 empty] | 4613.8342 | 4581 | 4593.7533 | 4262.674 | 4394.9561 | 4314.869
14724 | 4580 | 4593.7515 | 4262.3666 | 4394.6769 | 4314.3665 | [8 empty] | 4613.7981 | 4580 | 4593.7515 | 4262.3666 | 4394.6769 | 4314.3665
14725 | 4580 | 4593.3288 | 4262.278 | 4394.1697 | 4314.0461 | [8 empty] | 4613.6764 | 4580 | 4593.3288 | 4262.278 | 4394.1697 | 4314.0461
14726 | 4580 | 4593.2625 | 4261.7777 | 4393.7238 | 4314.0398 | [8 empty] | 4613.5617 | 4580 | 4593.2625 | 4261.7777 | 4393.7238 | 4314.0398
14727 | 4580 | 4592.8717 | 4260.8664 | 4393.2299 | 4314.0304 | [8 empty] | 4613.3404 | 4580 | 4592.8717 | 4260.8664 | 4393.2299 | 4314.0304
14728 | 4580 | 4592.7408 | 4260.5617 | 4392.5443 | 4313.928 | [8 empty] | 4613.3046 | 4580 | 4592.7408 | 4260.5617 | 4392.5443 | 4313.928
14729 | 4580 | 4592.6299 | 4260.4271 | 4392.1214 | 4312.5952 | [8 empty] | 4612.9332 | 4580 | 4592.6299 | 4260.4271 | 4392.1214 | 4312.5952
14730 | 4580 | 4592.4534 | 4259.7795 | 4391.9981 | 4312.5175 | [8 empty] | 4612.9074 | 4580 | 4592.4534 | 4259.7795 | 4391.9981 | 4312.5175
14731 | 4580 | 4592.3035 | 4258.8715 | 4391.7112 | 4312.1122 | [8 empty] | 4612.8592 | 4580 | 4592.3035 | 4258.8715 | 4391.7112 | 4312.1122
14732 | 4580 | 4592.1503 | 4258.1566 | 4389.8952 | 4311.8126 | [8 empty] | 4612.7036 | 4580 | 4592.1503 | 4258.1566 | 4389.8952 | 4311.8126
14733 | 4580 | 4591.577 | 4257.0673 | 4389.3922 | 4311.6249 | [8 empty] | 4612.6279 | 4580 | 4591.577 | 4257.0673 | 4389.3922 | 4311.6249
14734 | 4580 | 4591.4922 | 4256.6038 | 4388.9703 | 4311.4634 | [8 empty] | 4612.6189 | 4580 | 4591.4922 | 4256.6038 | 4388.9703 | 4311.4634
14735 | 4579 | 4591.4355 | 4256.5756 | 4388.9163 | 4311.1938 | [8 empty] | 4612.6061 | 4579 | 4591.4355 | 4256.5756 | 4388.9163 | 4311.1938
14736 | 4579 | 4591.3696 | 4255.332 | 4387.5127 | 4311.1222 | [8 empty] | 4612.6029 | 4579 | 4591.3696 | 4255.332 | 4387.5127 | 4311.1222
14737 | 4579 | 4591.156 | 4255.2141 | 4387.0002 | 4310.9821 | [8 empty] | 4612.5687 | 4579 | 4591.156 | 4255.2141 | 4387.0002 | 4310.9821
14738 | 4579 | 4590.8583 | 4254.3364 | 4386.8525 | 4310.4003 | [8 empty] | 4612.4474 | 4579 | 4590.8583 | 4254.3364 | 4386.8525 | 4310.4003
14739 | 4579 | 4590.8136 | 4254.2868 | 4386.4248 | 4310.1904 | [8 empty] | 4612.3083 | 4579 | 4590.8136 | 4254.2868 | 4386.4248 | 4310.1904
14740 | 4579 | 4590.5539 | 4253.3867 | 4386.188 | 4309.9785 | [8 empty] | 4612.0527 | 4579 | 4590.5539 | 4253.3867 | 4386.188 | 4309.9785
14741 | 4578 | 4590.4893 | 4253.2178 | 4386.1359 | 4309.6989 | [8 empty] | 4612.0148 | 4578 | 4590.4893 | 4253.2178 | 4386.1359 | 4309.6989
14742 | 4578 | 4590.4641 | 4253.1948 | 4385.4506 | 4309.5208 | [8 empty] | 4611.9041 | 4578 | 4590.4641 | 4253.1948 | 4385.4506 | 4309.5208
14743 | 4578 | 4590.4074 | 4253.1893 | 4385.2343 | 4308.8098 | [8 empty] | 4611.7779 | 4578 | 4590.4074 | 4253.1893 | 4385.2343 | 4308.8098
14744 | 4578 | 4590.1599 | 4252.4541 | 4384.7047 | 4308.5715 | [8 empty] | 4611.5762 | 4578 | 4590.1599 | 4252.4541 | 4384.7047 | 4308.5715
14745 | 4578 | 4590.0503 | 4251.0174 | 4384.4881 | 4308.0255 | [8 empty] | 4611.501 | 4578 | 4590.0503 | 4251.0174 | 4384.4881 | 4308.0255
14746 | 4578 | 4589.446 | 4250.5589 | 4383.9504 | 4307.6536 | [8 empty] | 4610.8452 | 4578 | 4589.446 | 4250.5589 | 4383.9504 | 4307.6536
14747 | 4577 | 4589.2482 | 4250.0777 | 4383.9097 | 4307.4355 | [8 empty] | 4610.8288 | 4577 | 4589.2482 | 4250.0777 | 4383.9097 | 4307.4355
14748 | 4577 | 4589.2117 | 4249.8156 | 4382.7607 | 4306.8518 | [8 empty] | 4610.7696 | 4577 | 4589.2117 | 4249.8156 | 4382.7607 | 4306.8518
14749 | 4577 | 4588.9191 | 4249.2579 | 4382.6573 | 4306.4679 | [8 empty] | 4610.7011 | 4577 | 4588.9191 | 4249.2579 | 4382.6573 | 4306.4679
14750 | 4577 | 4588.8061 | 4249.0355 | 4382.3943 | 4305.5338 | [8 empty] | 4610.6607 | 4577 | 4588.8061 | 4249.0355 | 4382.3943 | 4305.5338
14751 | 4577 | 4588.684 | 4248.2975 | 4381.698 | 4305.0785 | [8 empty] | 4610.5183 | 4577 | 4588.684 | 4248.2975 | 4381.698 | 4305.0785
14752 | 4577 | 4588.5824 | 4248.219 | 4381.6133 | 4304.4626 | [8 empty] | 4610.3874 | 4577 | 4588.5824 | 4248.219 | 4381.6133 | 4304.4626
14753 | 4577 | 4588.4847 | 4248.1804 | 4381.5388 | 4303.5669 | [8 empty] | 4610.1312 | 4577 | 4588.4847 | 4248.1804 | 4381.5388 | 4303.5669
14754 | 4577 | 4588.2994 | 4247.163 | 4381.4313 | 4303.2837 | [8 empty] | 4610.0256 | 4577 | 4588.2994 | 4247.163 | 4381.4313 | 4303.2837
14755 | 4577 | 4588.2111 | 4246.5348 | 4381.0804 | 4302.7637 | [8 empty] | 4609.8245 | 4577 | 4588.2111 | 4246.5348 | 4381.0804 | 4302.7637
14756 | 4576 | 4588.1242 | 4246.2961 | 4380.978 | 4301.933 | [8 empty] | 4609.7865 | 4576 | 4588.1242 | 4246.2961 | 4380.978 | 4301.933
14757 | 4576 | 4588.034 | 4245.6373 | 4380.7898 | 4301.4446 | [8 empty] | 4609.6688 | 4576 | 4588.034 | 4245.6373 | 4380.7898 | 4301.4446
14758 | 4576 | 4587.62 | 4244.8794 | 4380.6655 | 4300.9159 | [8 empty] | 4609.4106 | 4576 | 4587.62 | 4244.8794 | 4380.6655 | 4300.9159
14759 | 4576 | 4587.571 | 4244.7208 | 4380.4781 | 4299.6971 | [8 empty] | 4609.3039 | 4576 | 4587.571 | 4244.7208 | 4380.4781 | 4299.6971
14760 | 4576 | 4587.472 | 4243.44 | 4380.2293 | 4299.2752 | [8 empty] | 4609.2004 | 4576 | 4587.472 | 4243.44 | 4380.2293 | 4299.2752
14761 | 4576 | 4587.321 | 4243.4138 | 4380.2 | 4298.3545 | [8 empty] | 4609.1733 | 4576 | 4587.321 | 4243.4138 | 4380.2 | 4298.3545
14762 | 4576 | 4587.2872 | 4242.0878 | 4379.3949 | 4297.8642 | [8 empty] | 4609.0874 | 4576 | 4587.2872 | 4242.0878 | 4379.3949 | 4297.8642
14763 | 4575 | 4587.2378 | 4242.0137 | 4379.2528 | 4297.8132 | [8 empty] | 4608.7775 | 4575 | 4587.2378 | 4242.0137 | 4379.2528 | 4297.8132
14764 | 4575 | 4586.8882 | 4241.3986 | 4378.3225 | 4297.206 | [8 empty] | 4608.7641 | 4575 | 4586.8882 | 4241.3986 | 4378.3225 | 4297.206
14765 | 4575 | 4586.6715 | 4240.7404 | 4378.0469 | 4296.7962 | [8 empty] | 4608.716 | 4575 | 4586.6715 | 4240.7404 | 4378.0469 | 4296.7962
14766 | 4575 | 4586.5893 | 4240.5114 | 4378.0104 | 4296.6774 | [8 empty] | 4608.6773 | 4575 | 4586.5893 | 4240.5114 | 4378.0104 | 4296.6774
14767 | 4575 | 4586.2422 | 4239.779 | 4376.7185 | 4295.5552 | [8 empty] | 4608.664 | 4575 | 4586.2422 | 4239.779 | 4376.7185 | 4295.5552
14768 | 4574 | 4586.1744 | 4239.4897 | 4375.5499 | 4295.5496 | [8 empty] | 4608.6379 | 4574 | 4586.1744 | 4239.4897 | 4375.5499 | 4295.5496
14769 | 4574 | 4586.0659 | 4238.7379 | 4375.3029 | 4294.1115 | [8 empty] | 4608.6309 | 4574 | 4586.0659 | 4238.7379 | 4375.3029 | 4294.1115
14770 | 4574 | 4586.0161 | 4238.4319 | 4374.7744 | 4293.895 | [8 empty] | 4608.4326 | 4574 | 4586.0161 | 4238.4319 | 4374.7744 | 4293.895
14771 | 4574 | 4585.9779 | 4238.402 | 4374.5827 | 4293.7955 | [8 empty] | 4608.3292 | 4574 | 4585.9779 | 4238.402 | 4374.5827 | 4293.7955
14772 | 4574 | 4585.9697 | 4238.2236 | 4374.3591 | 4293.3881 | [8 empty] | 4608.0636 | 4574 | 4585.9697 | 4238.2236 | 4374.3591 | 4293.3881
14773 | 4574 | 4585.8969 | 4235.9544 | 4374.2453 | 4293.312 | [8 empty] | 4608.0261 | 4574 | 4585.8969 | 4235.9544 | 4374.2453 | 4293.312
14774 | 4574 | 4585.7343 | 4235.7442 | 4374.1503 | 4293.0086 | [8 empty] | 4607.8524 | 4574 | 4585.7343 | 4235.7442 | 4374.1503 | 4293.0086
14775 | 4573 | 4585.7247 | 4234.2286 | 4374.084 | 4292.5274 | [8 empty] | 4607.8177 | 4573 | 4585.7247 | 4234.2286 | 4374.084 | 4292.5274
14776 | 4573 | 4585.6704 | 4233.7052 | 4373.2323 | 4291.1694 | [8 empty] | 4607.8064 | 4573 | 4585.6704 | 4233.7052 | 4373.2323 | 4291.1694
14777 | 4573 | 4585.6438 | 4233.5151 | 4373.0352 | 4290.9501 | [8 empty] | 4607.4337 | 4573 | 4585.6438 | 4233.5151 | 4373.0352 | 4290.9501
14778 | 4573 | 4585.3503 | 4233.2685 | 4372.849 | 4290.7955 | [8 empty] | 4607.2218 | 4573 | 4585.3503 | 4233.2685 | 4372.849 | 4290.7955
14779 | 4573 | 4585.2218 | 4232.7395 | 4372.5091 | 4289.8244 | [8 empty] | 4607.0067 | 4573 | 4585.2218 | 4232.7395 | 4372.5091 | 4289.8244
14780 | 4573 | 4585.1813 | 4232.6157 | 4372.2891 | 4289.5256 | [8 empty] | 4606.858 | 4573 | 4585.1813 | 4232.6157 | 4372.2891 | 4289.5256
14781 | 4573 | 4584.6845 | 4232.3852 | 4370.5614 | 4289.4507 | [8 empty] | 4606.8024 | 4573 | 4584.6845 | 4232.3852 | 4370.5614 | 4289.4507
14782 | 4573 | 4584.6666 | 4232.1376 | 4370.382 | 4289.1347 | [8 empty] | 4606.728 | 4573 | 4584.6666 | 4232.1376 | 4370.382 | 4289.1347
14783 | 4573 | 4584.4668 | 4232.0319 | 4370.339 | 4288.8942 | [8 empty] | 4606.4013 | 4573 | 4584.4668 | 4232.0319 | 4370.339 | 4288.8942
14784 | 4572 | 4584.0581 | 4231.9392 | 4370.0674 | 4288.6974 | [8 empty] | 4606.3888 | 4572 | 4584.0581 | 4231.9392 | 4370.0674 | 4288.6974
14785 | 4572 | 4583.9864 | 4231.5413 | 4370.0587 | 4288.3369 | [8 empty] | 4606.3302 | 4572 | 4583.9864 | 4231.5413 | 4370.0587 | 4288.3369
14786 | 4572 | 4583.842 | 4231.2655 | 4369.9158 | 4288.1351 | [8 empty] | 4606.0301 | 4572 | 4583.842 | 4231.2655 | 4369.9158 | 4288.1351
14787 | 4571 | 4583.6761 | 4230.8641 | 4369.8412 | 4287.9353 | [8 empty] | 4605.9076 | 4571 | 4583.6761 | 4230.8641 | 4369.8412 | 4287.9353
14788 | 4571 | 4583.3576 | 4230.7637 | 4369.7091 | 4287.8367 | [8 empty] | 4605.8344 | 4571 | 4583.3576 | 4230.7637 | 4369.7091 | 4287.8367
14789 | 4570 | 4583.0816 | 4230.5268 | 4369.4101 | 4287.6316 | [8 empty] | 4605.7761 | 4570 | 4583.0816 | 4230.5268 | 4369.4101 | 4287.6316
14790 | 4570 | 4582.8554 | 4230.4926 | 4369.3754 | 4287.0236 | [8 empty] | 4605.6495 | 4570 | 4582.8554 | 4230.4926 | 4369.3754 | 4287.0236
14791 | 4570 | 4582.8023 | 4229.9862 | 4368.3353 | 4286.995 | [8 empty] | 4605.62 | 4570 | 4582.8023 | 4229.9862 | 4368.3353 | 4286.995
14792 | 4570 | 4582.1336 | 4229.5787 | 4368.1979 | 4286.6265 | [8 empty] | 4605.5749 | 4570 | 4582.1336 | 4229.5787 | 4368.1979 | 4286.6265
14793 | 4570 | 4582.1314 | 4229.106 | 4367.5868 | 4286.4335 | [8 empty] | 4605.4916 | 4570 | 4582.1314 | 4229.106 | 4367.5868 | 4286.4335
14794 | 4570 | 4582.0956 | 4228.5665 | 4367.3572 | 4286.1926 | [8 empty] | 4605.1874 | 4570 | 4582.0956 | 4228.5665 | 4367.3572 | 4286.1926
14795 | 4569 | 4582.0457 | 4228.1461 | 4366.9827 | 4285.3531 | [8 empty] | 4605.1565 | 4569 | 4582.0457 | 4228.1461 | 4366.9827 | 4285.3531
14796 | 4569 | 4581.8946 | 4227.9676 | 4366.6346 | 4285.2887 | [8 empty] | 4605.1503 | 4569 | 4581.8946 | 4227.9676 | 4366.6346 | 4285.2887
14797 | 4569 | 4581.6123 | 4227.2251 | 4366.4603 | 4285.252 | [8 empty] | 4604.8556 | 4569 | 4581.6123 | 4227.2251 | 4366.4603 | 4285.252
14798 | 4569 | 4581.5401 | 4227.2019 | 4364.8901 | 4285.1726 | [8 empty] | 4604.8439 | 4569 | 4581.5401 | 4227.2019 | 4364.8901 | 4285.1726
14799 | 4569 | 4581.0558 | 4227.1775 | 4364.8489 | 4285.0053 | [8 empty] | 4604.7551 | 4569 | 4581.0558 | 4227.1775 | 4364.8489 | 4285.0053
14800 | 4569 | 4580.7972 | 4226.7363 | 4363.3048 | 4284.8489 | [8 empty] | 4604.7164 | 4569 | 4580.7972 | 4226.7363 | 4363.3048 | 4284.8489
14801 | 4568 | 4580.295 | 4226.2177 | 4363.0472 | 4284.3159 | [8 empty] | 4604.6872 | 4568 | 4580.295 | 4226.2177 | 4363.0472 | 4284.3159
14802 | 4568 | 4579.8961 | 4225.9702 | 4362.7968 | 4284.3132 | [8 empty] | 4604.5968 | 4568 | 4579.8961 | 4225.9702 | 4362.7968 | 4284.3132
14803 | 4568 | 4579.7301 | 4225.9592 | 4362.3226 | 4284.2434 | [8 empty] | 4604.588 | 4568 | 4579.7301 | 4225.9592 | 4362.3226 | 4284.2434
14804 | 4568 | 4579.7161 | 4224.0023 | 4362.0988 | 4283.9979 | [8 empty] | 4604.4654 | 4568 | 4579.7161 | 4224.0023 | 4362.0988 | 4283.9979
14805 | 4568 | 4579.3333 | 4223.9297 | 4361.7723 | 4282.8202 | [8 empty] | 4604.4363 | 4568 | 4579.3333 | 4223.9297 | 4361.7723 | 4282.8202
14806 | 4567 | 4579.2101 | 4223.0042 | 4361.5956 | 4281.5626 | [8 empty] | 4604.3833 | 4567 | 4579.2101 | 4223.0042 | 4361.5956 | 4281.5626
14807 | 4567 | 4579.062 | 4222.6218 | 4361.5924 | 4280.7525 | [8 empty] | 4604.3316 | 4567 | 4579.062 | 4222.6218 | 4361.5924 | 4280.7525
14808 | 4567 | 4578.9188 | 4222.4734 | 4360.8642 | 4280.6689 | [8 empty] | 4604.0886 | 4567 | 4578.9188 | 4222.4734 | 4360.8642 | 4280.6689
14809 | 4567 | 4578.4349 | 4221.515 | 4360.0684 | 4279.8596 | [8 empty] | 4603.9955 | 4567 | 4578.4349 | 4221.515 | 4360.0684 | 4279.8596
14810 | 4567 | 4578.2391 | 4220.7406 | 4359.9385 | 4278.0787 | [8 empty] | 4603.9262 | 4567 | 4578.2391 | 4220.7406 | 4359.9385 | 4278.0787
14811 | 4567 | 4577.9375 | 4219.662 | 4359.8793 | 4277.78 | [8 empty] | 4603.8161 | 4567 | 4577.9375 | 4219.662 | 4359.8793 | 4277.78
14812 | 4567 | 4577.779 | 4219.2966 | 4359.8625 | 4277.6245 | [8 empty] | 4603.7917 | 4567 | 4577.779 | 4219.2966 | 4359.8625 | 4277.6245
14813 | 4566 | 4577.7389 | 4219.1913 | 4358.8321 | 4277.0875 | [8 empty] | 4603.7703 | 4566 | 4577.7389 | 4219.1913 | 4358.8321 | 4277.0875
14814 | 4566 | 4577.6911 | 4219.1615 | 4357.9121 | 4276.8483 | [8 empty] | 4603.704 | 4566 | 4577.6911 | 4219.1615 | 4357.9121 | 4276.8483
14815 | 4566 | 4577.6718 | 4218.1709 | 4357.8771 | 4276.3928 | [8 empty] | 4603.6874 | 4566 | 4577.6718 | 4218.1709 | 4357.8771 | 4276.3928
14816 | 4566 | 4577.5098 | 4217.6606 | 4357.7144 | 4275.942 | [8 empty] | 4603.6527 | 4566 | 4577.5098 | 4217.6606 | 4357.7144 | 4275.942
14817 | 4566 | 4577.4244 | 4217.6161 | 4357.5875 | 4275.3501 | [8 empty] | 4603.6067 | 4566 | 4577.4244 | 4217.6161 | 4357.5875 | 4275.3501
14818 | 4566 | 4577.2514 | 4217.452 | 4357.0738 | 4275.3073 | [8 empty] | 4603.5456 | 4566 | 4577.2514 | 4217.452 | 4357.0738 | 4275.3073
14819 | 4566 | 4576.8954 | 4217.2656 | 4356.8287 | 4275.0626 | [8 empty] | 4603.2658 | 4566 | 4576.8954 | 4217.2656 | 4356.8287 | 4275.0626
14820 | 4566 | 4576.8573 | 4216.5895 | 4356.5701 | 4274.5751 | [8 empty] | 4602.8897 | 4566 | 4576.8573 | 4216.5895 | 4356.5701 | 4274.5751
14821 | 4565 | 4576.5893 | 4216.495 | 4356.3309 | 4274.39 | [8 empty] | 4602.8811 | 4565 | 4576.5893 | 4216.495 | 4356.3309 | 4274.39
14822 | 4565 | 4576.5318 | 4216.2049 | 4356.0102 | 4274.3405 | [8 empty] | 4602.6661 | 4565 | 4576.5318 | 4216.2049 | 4356.0102 | 4274.3405
14823 | 4565 | 4576.0993 | 4214.5577 | 4355.8625 | 4273.0325 | [8 empty] | 4602.5485 | 4565 | 4576.0993 | 4214.5577 | 4355.8625 | 4273.0325
14824 | 4565 | 4575.8171 | 4214.5216 | 4355.7285 | 4272.4797 | [8 empty] | 4602.4044 | 4565 | 4575.8171 | 4214.5216 | 4355.7285 | 4272.4797
14825 | 4565 | 4575.2336 | 4214.0171 | 4355.4768 | 4272.4353 | [8 empty] | 4602.3734 | 4565 | 4575.2336 | 4214.0171 | 4355.4768 | 4272.4353
14826 | 4565 | 4574.8248 | 4213.4776 | 4355.2354 | 4272.2838 | [8 empty] | 4602.247 | 4565 | 4574.8248 | 4213.4776 | 4355.2354 | 4272.2838
14827 | 4565 | 4574.6724 | 4213.3883 | 4354.6166 | 4271.7615 | [8 empty] | 4602.1985 | 4565 | 4574.6724 | 4213.3883 | 4354.6166 | 4271.7615
14828 | 4564 | 4574.5836 | 4213.3722 | 4354.6092 | 4271.626 | [8 empty] | 4602.1763 | 4564 | 4574.5836 | 4213.3722 | 4354.6092 | 4271.626
14829 | 4564 | 4574.4868 | 4212.6884 | 4353.8132 | 4271.6235 | [8 empty] | 4602.0646 | 4564 | 4574.4868 | 4212.6884 | 4353.8132 | 4271.6235
14830 | 4564 | 4574.3988 | 4212.6315 | 4353.8098 | 4271.4279 | [8 empty] | 4602.0346 | 4564 | 4574.3988 | 4212.6315 | 4353.8098 | 4271.4279
14831 | 4564 | 4574.3589 | 4212.5504 | 4353.3653 | 4270.8112 | [8 empty] | 4602.0204 | 4564 | 4574.3589 | 4212.5504 | 4353.3653 | 4270.8112
14832 | 4564 | 4574.2136 | 4211.2403 | 4352.9926 | 4270.7583 | [8 empty] | 4602.0179 | 4564 | 4574.2136 | 4211.2403 | 4352.9926 | 4270.7583
14833 | 4564 | 4574.0846 | 4210.8257 | 4351.8188 | 4270.6403 | [8 empty] | 4602.0153 | 4564 | 4574.0846 | 4210.8257 | 4351.8188 | 4270.6403
14834 | 4564 | 4574.0718 | 4210.113 | 4351.7611 | 4270.4662 | [8 empty] | 4601.9895 | 4564 | 4574.0718 | 4210.113 | 4351.7611 | 4270.4662
14835 | 4563 | 4574.062 | 4209.9937 | 4350.7561 | 4270.0021 | [8 empty] | 4601.9169 | 4563 | 4574.062 | 4209.9937 | 4350.7561 | 4270.0021
14836 | 4563 | 4574.0188 | 4209.7306 | 4350.66 | 4269.8452 | [8 empty] | 4601.6965 | 4563 | 4574.0188 | 4209.7306 | 4350.66 | 4269.8452
14837 | 4563 | 4573.44 | 4208.7944 | 4350.5404 | 4269.2875 | [8 empty] | 4601.5977 | 4563 | 4573.44 | 4208.7944 | 4350.5404 | 4269.2875
14838 | 4563 | 4572.8814 | 4208.6473 | 4350.5042 | 4269.1634 | [8 empty] | 4601.5043 | 4563 | 4572.8814 | 4208.6473 | 4350.5042 | 4269.1634
14839 | 4563 | 4572.8367 | 4208.4952 | 4350.2413 | 4268.4844 | [8 empty] | 4601.4447 | 4563 | 4572.8367 | 4208.4952 | 4350.2413 | 4268.4844
14840 | 4563 | 4572.6622 | 4208.1561 | 4350.0398 | 4268.4 | [8 empty] | 4601.4373 | 4563 | 4572.6622 | 4208.1561 | 4350.0398 | 4268.4
14841 | 4563 | 4572.4952 | 4207.4128 | 4350.0061 | 4268.2866 | [8 empty] | 4601.4041 | 4563 | 4572.4952 | 4207.4128 | 4350.0061 | 4268.2866
14842 | 4562 | 4572.3956 | 4207.1283 | 4349.836 | 4267.1326 | [8 empty] | 4601.2994 | 4562 | 4572.3956 | 4207.1283 | 4349.836 | 4267.1326
14843 | 4562 | 4572.3497 | 4206.9306 | 4349.7046 | 4266.3654 | [8 empty] | 4601.1826 | 4562 | 4572.3497 | 4206.9306 | 4349.7046 | 4266.3654
14844 | 4562 | 4572.2639 | 4206.4947 | 4349.6964 | 4265.1398 | [8 empty] | 4601.1291 | 4562 | 4572.2639 | 4206.4947 | 4349.6964 | 4265.1398
14845 | 4562 | 4572.0717 | 4206.1345 | 4349.572 | 4265.0502 | [8 empty] | 4601.0925 | 4562 | 4572.0717 | 4206.1345 | 4349.572 | 4265.0502
14846 | 4562 | 4571.9575 | 4205.6566 | 4349.4759 | 4264.8672 | [8 empty] | 4601.0058 | 4562 | 4571.9575 | 4205.6566 | 4349.4759 | 4264.8672
14847 | 4562 | 4571.4246 | 4205.1367 | 4348.6196 | 4264.605 | [8 empty] | 4600.9569 | 4562 | 4571.4246 | 4205.1367 | 4348.6196 | 4264.605
14848 | 4562 | 4571.2935 | 4202.9565 | 4347.586 | 4264.2857 | [8 empty] | 4600.849 | 4562 | 4571.2935 | 4202.9565 | 4347.586 | 4264.2857
14849 | 4561 | 4570.3333 | 4202.7328 | 4346.9667 | 4264.0642 | [8 empty] | 4600.8209 | 4561 | 4570.3333 | 4202.7328 | 4346.9667 | 4264.0642
14850 | 4561 | 4570.2147 | 4202.5535 | 4346.6908 | 4263.4722 | [8 empty] | 4600.7753 | 4561 | 4570.2147 | 4202.5535 | 4346.6908 | 4263.4722
14851 | 4561 | 4570.1078 | 4202.4293 | 4346.4797 | 4263.4615 | [8 empty] | 4600.6581 | 4561 | 4570.1078 | 4202.4293 | 4346.4797 | 4263.4615
14852 | 4561 | 4570.0516 | 4202.013 | 4346.3156 | 4263.1742 | [8 empty] | 4600.6425 | 4561 | 4570.0516 | 4202.013 | 4346.3156 | 4263.1742
14853 | 4561 | 4569.9447 | 4199.3659 | 4346.1862 | 4262.7952 | [8 empty] | 4600.5285 | 4561 | 4569.9447 | 4199.3659 | 4346.1862 | 4262.7952
14854 | 4561 | 4569.9083 | 4199.3418 | 4345.6828 | 4262.6861 | [8 empty] | 4600.419 | 4561 | 4569.9083 | 4199.3418 | 4345.6828 | 4262.6861
14855 | 4561 | 4569.6361 | 4199.2766 | 4345.3992 | 4262.6855 | [8 empty] | 4600.3141 | 4561 | 4569.6361 | 4199.2766 | 4345.3992 | 4262.6855
14856 | 4560 | 4569.6157 | 4199.0394 | 4345.1701 | 4262.339 | [8 empty] | 4599.9741 | 4560 | 4569.6157 | 4199.0394 | 4345.1701 | 4262.339
14857 | 4560 | 4569.5735 | 4198.7363 | 4344.801 | 4261.917 | [8 empty] | 4599.9337 | 4560 | 4569.5735 | 4198.7363 | 4344.801 | 4261.917
14858 | 4560 | 4569.5588 | 4198.133 | 4344.6491 | 4259.4567 | [8 empty] | 4599.9033 | 4560 | 4569.5588 | 4198.133 | 4344.6491 | 4259.4567
14859 | 4560 | 4569.3485 | 4198.0474 | 4344.4729 | 4259.0357 | [8 empty] | 4599.8562 | 4560 | 4569.3485 | 4198.0474 | 4344.4729 | 4259.0357
14860 | 4559 | 4568.5516 | 4197.9529 | 4344.0614 | 4258.7854 | [8 empty] | 4599.7955 | 4559 | 4568.5516 | 4197.9529 | 4344.0614 | 4258.7854
14861 | 4559 | 4568.2371 | 4196.4858 | 4343.676 | 4258.5424 | [8 empty] | 4599.6706 | 4559 | 4568.2371 | 4196.4858 | 4343.676 | 4258.5424
14862 | 4559 | 4568.1775 | 4196.3871 | 4343.6559 | 4258.04 | [8 empty] | 4599.6465 | 4559 | 4568.1775 | 4196.3871 | 4343.6559 | 4258.04
14863 | 4559 | 4567.9803 | 4196.0541 | 4343.2372 | 4257.8788 | [8 empty] | 4599.6022 | 4559 | 4567.9803 | 4196.0541 | 4343.2372 | 4257.8788
14864 | 4559 | 4567.8371 | 4195.15 | 4342.917 | 4256.7676 | [8 empty] | 4599.4583 | 4559 | 4567.8371 | 4195.15 | 4342.917 | 4256.7676
14865 | 4559 | 4567.8355 | 4195.0648 | 4341.9995 | 4255.3281 | [8 empty] | 4599.2666 | 4559 | 4567.8355 | 4195.0648 | 4341.9995 | 4255.3281
14866 | 4559 | 4567.7934 | 4193.6564 | 4341.7173 | 4254.652 | [8 empty] | 4599.2368 | 4559 | 4567.7934 | 4193.6564 | 4341.7173 | 4254.652
14867 | 4559 | 4567.7263 | 4193.335 | 4340.5344 | 4254.5504 | [8 empty] | 4599.1985 | 4559 | 4567.7263 | 4193.335 | 4340.5344 | 4254.5504
14868 | 4558 | 4567.7166 | 4193.3259 | 4339.2467 | 4254.3663 | [8 empty] | 4599.1722 | 4558 | 4567.7166 | 4193.3259 | 4339.2467 | 4254.3663
14869 | 4558 | 4567.714 | 4193.2098 | 4339.0653 | 4253.775 | [8 empty] | 4599.1566 | 4558 | 4567.714 | 4193.2098 | 4339.0653 | 4253.775
14870 | 4558 | 4567.4237 | 4192.9507 | 4338.8996 | 4253.4666 | [8 empty] | 4599.0014 | 4558 | 4567.4237 | 4192.9507 | 4338.8996 | 4253.4666
14871 | 4558 | 4567.4069 | 4192.9311 | 4337.9291 | 4253.3184 | [8 empty] | 4598.8885 | 4558 | 4567.4069 | 4192.9311 | 4337.9291 | 4253.3184
14872 | 4558 | 4567.3583 | 4192.1 | 4337.9113 | 4253.2592 | [8 empty] | 4598.8261 | 4558 | 4567.3583 | 4192.1 | 4337.9113 | 4253.2592
14873 | 4558 | 4567.2651 | 4191.4572 | 4337.8433 | 4252.9449 | [8 empty] | 4598.8254 | 4558 | 4567.2651 | 4191.4572 | 4337.8433 | 4252.9449
14874 | 4558 | 4567.0747 | 4191.2864 | 4337.5331 | 4252.8774 | [8 empty] | 4598.8172 | 4558 | 4567.0747 | 4191.2864 | 4337.5331 | 4252.8774
14875 | 4558 | 4566.6513 | 4191.0229 | 4337.3696 | 4252.4799 | [8 empty] | 4598.7658 | 4558 | 4566.6513 | 4191.0229 | 4337.3696 | 4252.4799
14876 | 4558 | 4566.5857 | 4190.5112 | 4335.8706 | 4252.4077 | [8 empty] | 4598.5867 | 4558 | 4566.5857 | 4190.5112 | 4335.8706 | 4252.4077
14877 | 4557 | 4566.58 | 4190.0783 | 4335.8527 | 4252.0998 | [8 empty] | 4598.4867 | 4557 | 4566.58 | 4190.0783 | 4335.8527 | 4252.0998
14878 | 4557 | 4566.5168 | 4189.826 | 4335.8241 | 4252.069 | [8 empty] | 4598.3631 | 4557 | 4566.5168 | 4189.826 | 4335.8241 | 4252.069
14879 | 4557 | 4566.4605 | 4189.5729 | 4335.6955 | 4251.3809 | [8 empty] | 4598.1668 | 4557 | 4566.4605 | 4189.5729 | 4335.6955 | 4251.3809
14880 | 4557 | 4566.416 | 4189.0934 | 4335.4187 | 4251.2021 | [8 empty] | 4598.0774 | 4557 | 4566.416 | 4189.0934 | 4335.4187 | 4251.2021
14881 | 4556 | 4566.2552 | 4188.9341 | 4334.9961 | 4251.1072 | [8 empty] | 4598.044 | 4556 | 4566.2552 | 4188.9341 | 4334.9961 | 4251.1072
14882 | 4556 | 4566.0757 | 4188.8839 | 4334.8912 | 4250.6104 | [8 empty] | 4597.9609 | 4556 | 4566.0757 | 4188.8839 | 4334.8912 | 4250.6104
14883 | 4556 | 4565.7862 | 4188.31 | 4334.7321 | 4250.393 | [8 empty] | 4597.9098 | 4556 | 4565.7862 | 4188.31 | 4334.7321 | 4250.393
14884 | 4556 | 4565.7345 | 4188.0426 | 4334.3158 | 4249.5173 | [8 empty] | 4597.7688 | 4556 | 4565.7345 | 4188.0426 | 4334.3158 | 4249.5173
14885 | 4556 | 4565.362 | 4187.9654 | 4333.6462 | 4249.5131 | [8 empty] | 4597.7004 | 4556 | 4565.362 | 4187.9654 | 4333.6462 | 4249.5131
14886 | 4556 | 4565.3085 | 4187.3842 | 4333.2999 | 4249.2617 | [8 empty] | 4597.6067 | 4556 | 4565.3085 | 4187.3842 | 4333.2999 | 4249.2617
14887 | 4556 | 4565.0777 | 4186.9982 | 4333.0283 | 4249.1396 | [8 empty] | 4597.4134 | 4556 | 4565.0777 | 4186.9982 | 4333.0283 | 4249.1396
14888 | 4556 | 4564.9622 | 4186.965 | 4332.5136 | 4249.1297 | [8 empty] | 4597.3874 | 4556 | 4564.9622 | 4186.965 | 4332.5136 | 4249.1297
14889 | 4556 | 4564.75 | 4186.9435 | 4332.2561 | 4248.4198 | [8 empty] | 4597.3492 | 4556 | 4564.75 | 4186.9435 | 4332.2561 | 4248.4198
14890 | 4555 | 4564.7449 | 4185.8683 | 4332.0625 | 4247.8594 | [8 empty] | 4597.3131 | 4555 | 4564.7449 | 4185.8683 | 4332.0625 | 4247.8594
14891 | 4555 | 4564.485 | 4185.7127 | 4331.1819 | 4247.8006 | [8 empty] | 4597.3108 | 4555 | 4564.485 | 4185.7127 | 4331.1819 | 4247.8006
14892 | 4555 | 4564.2115 | 4185.579 | 4328.8456 | 4247.6053 | [8 empty] | 4597.2127 | 4555 | 4564.2115 | 4185.579 | 4328.8456 | 4247.6053
14893 | 4555 | 4564.1533 | 4185.5687 | 4327.7536 | 4246.8045 | [8 empty] | 4597.0397 | 4555 | 4564.1533 | 4185.5687 | 4327.7536 | 4246.8045
14894 | 4555 | 4563.9624 | 4184.9679 | 4327.256 | 4246.4128 | [8 empty] | 4596.9343 | 4555 | 4563.9624 | 4184.9679 | 4327.256 | 4246.4128
14895 | 4554 | 4563.9411 | 4184.8593 | 4326.495 | 4246.1497 | [8 empty] | 4596.8222 | 4554 | 4563.9411 | 4184.8593 | 4326.495 | 4246.1497
14896 | 4554 | 4563.8237 | 4184.8486 | 4326.1915 | 4246.0787 | [8 empty] | 4596.8221 | 4554 | 4563.8237 | 4184.8486 | 4326.1915 | 4246.0787
14897 | 4554 | 4563.756 | 4184.2934 | 4325.2349 | 4245.1441 | [8 empty] | 4596.6973 | 4554 | 4563.756 | 4184.2934 | 4325.2349 | 4245.1441
14898 | 4554 | 4563.4424 | 4183.6847 | 4324.8528 | 4244.899 | [8 empty] | 4596.6315 | 4554 | 4563.4424 | 4183.6847 | 4324.8528 | 4244.899
14899 | 4554 | 4563.3542 | 4182.4852 | 4324.633 | 4244.1885 | [8 empty] | 4596.4147 | 4554 | 4563.3542 | 4182.4852 | 4324.633 | 4244.1885
14900 | 4554 | 4562.7696 | 4182.0472 | 4324.4464 | 4243.6418 | [8 empty] | 4596.1871 | 4554 | 4562.7696 | 4182.0472 | 4324.4464 | 4243.6418
14901 | 4553 | 4562.6202 | 4182.0326 | 4324.3399 | 4243.0542 | [8 empty] | 4596.1868 | 4553 | 4562.6202 | 4182.0326 | 4324.3399 | 4243.0542
14902 | 4553 | 4562.3945 | 4181.8832 | 4324.1687 | 4242.5717 | [8 empty] | 4595.887 | 4553 | 4562.3945 | 4181.8832 | 4324.1687 | 4242.5717
14903 | 4553 | 4562.1503 | 4181.5746 | 4323.934 | 4241.8028 | [8 empty] | 4595.821 | 4553 | 4562.1503 | 4181.5746 | 4323.934 | 4241.8028
14904 | 4553 | 4562.0474 | 4181.5127 | 4323.4794 | 4241.6715 | [8 empty] | 4595.7301 | 4553 | 4562.0474 | 4181.5127 | 4323.4794 | 4241.6715
14905 | 4553 | 4561.9746 | 4180.0931 | 4323.0296 | 4241.3844 | [8 empty] | 4595.6564 | 4553 | 4561.9746 | 4180.0931 | 4323.0296 | 4241.3844
14906 | 4553 | 4561.8182 | 4179.8073 | 4322.9674 | 4241.0973 | [8 empty] | 4595.6223 | 4553 | 4561.8182 | 4179.8073 | 4322.9674 | 4241.0973
14907 | 4553 | 4561.7736 | 4179.6226 | 4321.997 | 4240.7165 | [8 empty] | 4595.5647 | 4553 | 4561.7736 | 4179.6226 | 4321.997 | 4240.7165
14908 | 4553 | 4561.5697 | 4179.0576 | 4321.8266 | 4238.0443 | [8 empty] | 4595.4938 | 4553 | 4561.5697 | 4179.0576 | 4321.8266 | 4238.0443
14909 | 4553 | 4561.2208 | 4178.893 | 4321.5239 | 4237.6985 | [8 empty] | 4595.4532 | 4553 | 4561.2208 | 4178.893 | 4321.5239 | 4237.6985
14910 | 4552 | 4561.2105 | 4177.8487 | 4320.0494 | 4236.9551 | [8 empty] | 4595.3466 | 4552 | 4561.2105 | 4177.8487 | 4320.0494 | 4236.9551
14911 | 4552 | 4560.7836 | 4177.7742 | 4319.931 | 4236.5608 | [8 empty] | 4595.2137 | 4552 | 4560.7836 | 4177.7742 | 4319.931 | 4236.5608
14912 | 4552 | 4560.4851 | 4177.2583 | 4319.455 | 4236.2827 | [8 empty] | 4595.0943 | 4552 | 4560.4851 | 4177.2583 | 4319.455 | 4236.2827
14913 | 4552 | 4559.9656 | 4177.0637 | 4318.5885 | 4235.6264 | [8 empty] | 4594.9165 | 4552 | 4559.9656 | 4177.0637 | 4318.5885 | 4235.6264
14914 | 4552 | 4559.6602 | 4176.9704 | 4318.4989 | 4234.5609 | [8 empty] | 4594.8459 | 4552 | 4559.6602 | 4176.9704 | 4318.4989 | 4234.5609
14915 | 4552 | 4559.6072 | 4176.9559 | 4318.3104 | 4234.1665 | [8 empty] | 4594.609 | 4552 | 4559.6072 | 4176.9559 | 4318.3104 | 4234.1665
14916 | 4552 | 4559.5905 | 4176.7746 | 4317.9335 | 4233.0038 | [8 empty] | 4594.5992 | 4552 | 4559.5905 | 4176.7746 | 4317.9335 | 4233.0038
14917 | 4551 | 4559.0177 | 4176.2278 | 4317.8857 | 4232.0886 | [8 empty] | 4594.464 | 4551 | 4559.0177 | 4176.2278 | 4317.8857 | 4232.0886
14918 | 4551 | 4558.9933 | 4175.5421 | 4317.8563 | 4231.7266 | [8 empty] | 4594.3932 | 4551 | 4558.9933 | 4175.5421 | 4317.8563 | 4231.7266
14919 | 4551 | 4558.9915 | 4175.402 | 4317.1253 | 4231.2865 | [8 empty] | 4594.3622 | 4551 | 4558.9915 | 4175.402 | 4317.1253 | 4231.2865
14920 | 4551 | 4558.9145 | 4175.3514 | 4316.8123 | 4230.9234 | [8 empty] | 4594.3334 | 4551 | 4558.9145 | 4175.3514 | 4316.8123 | 4230.9234
14921 | 4551 | 4558.9035 | 4175.2568 | 4316.6524 | 4229.9461 | [8 empty] | 4594.2491 | 4551 | 4558.9035 | 4175.2568 | 4316.6524 | 4229.9461
14922 | 4550 | 4558.7269 | 4175.0397 | 4316.2506 | 4229.6962 | [8 empty] | 4594.1728 | 4550 | 4558.7269 | 4175.0397 | 4316.2506 | 4229.6962
14923 | 4550 | 4558.6539 | 4174.3842 | 4314.5925 | 4229.6121 | [8 empty] | 4594.1443 | 4550 | 4558.6539 | 4174.3842 | 4314.5925 | 4229.6121
14924 | 4550 | 4558.0987 | 4173.3915 | 4314.4998 | 4228.8901 | [8 empty] | 4594.0941 | 4550 | 4558.0987 | 4173.3915 | 4314.4998 | 4228.8901
14925 | 4550 | 4557.8033 | 4173.2826 | 4314.4979 | 4228.1866 | [8 empty] | 4593.9497 | 4550 | 4557.8033 | 4173.2826 | 4314.4979 | 4228.1866
14926 | 4550 | 4557.4388 | 4171.8736 | 4314.4859 | 4228.0658 | [8 empty] | 4593.7475 | 4550 | 4557.4388 | 4171.8736 | 4314.4859 | 4228.0658
14927 | 4549 | 4557.4079 | 4171.431 | 4314.0577 | 4228.0294 | [8 empty] | 4593.6366 | 4549 | 4557.4079 | 4171.431 | 4314.0577 | 4228.0294
14928 | 4549 | 4556.9791 | 4171.2453 | 4314.0447 | 4227.9041 | [8 empty] | 4593.389 | 4549 | 4556.9791 | 4171.2453 | 4314.0447 | 4227.9041
14929 | 4549 | 4556.9119 | 4170.9561 | 4313.8055 | 4227.3541 | [8 empty] | 4593.2904 | 4549 | 4556.9119 | 4170.9561 | 4313.8055 | 4227.3541
14930 | 4549 | 4556.8643 | 4170.2834 | 4313.7429 | 4227.2015 | [8 empty] | 4593.1504 | 4549 | 4556.8643 | 4170.2834 | 4313.7429 | 4227.2015
14931 | 4549 | 4556.7394 | 4169.259 | 4313.0543 | 4227.1686 | [8 empty] | 4593.1351 | 4549 | 4556.7394 | 4169.259 | 4313.0543 | 4227.1686
14932 | 4549 | 4556.5692 | 4169.0556 | 4313.0542 | 4227.0058 | [8 empty] | 4593.0928 | 4549 | 4556.5692 | 4169.0556 | 4313.0542 | 4227.0058
14933 | 4549 | 4556.5659 | 4168.6176 | 4312.7643 | 4226.9702 | [8 empty] | 4592.8966 | 4549 | 4556.5659 | 4168.6176 | 4312.7643 | 4226.9702
14934 | 4549 | 4556.425 | 4168.4962 | 4312.5174 | 4226.5193 | [8 empty] | 4592.6726 | 4549 | 4556.425 | 4168.4962 | 4312.5174 | 4226.5193
14935 | 4548 | 4556.3509 | 4168.3262 | 4312.477 | 4226.0199 | [8 empty] | 4592.6571 | 4548 | 4556.3509 | 4168.3262 | 4312.477 | 4226.0199
14936 | 4548 | 4556.2825 | 4168.2227 | 4312.1999 | 4225.9058 | [8 empty] | 4592.6505 | 4548 | 4556.2825 | 4168.2227 | 4312.1999 | 4225.9058
14937 | 4548 | 4556.2269 | 4168.1708 | 4311.8247 | 4225.6108 | [8 empty] | 4592.5994 | 4548 | 4556.2269 | 4168.1708 | 4311.8247 | 4225.6108
14938 | 4548 | 4555.9854 | 4168.119 | 4311.7635 | 4225.0976 | [8 empty] | 4592.5501 | 4548 | 4555.9854 | 4168.119 | 4311.7635 | 4225.0976
14939 | 4547 | 4555.9721 | 4168.0183 | 4311.4103 | 4224.8628 | [8 empty] | 4592.5152 | 4547 | 4555.9721 | 4168.0183 | 4311.4103 | 4224.8628
14940 | 4547 | 4555.8176 | 4167.2695 | 4311.2728 | 4224.7812 | [8 empty] | 4592.5022 | 4547 | 4555.8176 | 4167.2695 | 4311.2728 | 4224.7812
14941 | 4547 | 4555.7345 | 4167.0555 | 4311.1543 | 4224.2142 | [8 empty] | 4592.4192 | 4547 | 4555.7345 | 4167.0555 | 4311.1543 | 4224.2142
14942 | 4547 | 4555.7171 | 4164.7803 | 4311.0546 | 4224.1614 | [8 empty] | 4592.2888 | 4547 | 4555.7171 | 4164.7803 | 4311.0546 | 4224.1614
14943 | 4547 | 4555.6613 | 4164.7706 | 4310.7625 | 4224.0023 | [8 empty] | 4592.2601 | 4547 | 4555.6613 | 4164.7706 | 4310.7625 | 4224.0023
14944 | 4547 | 4555.6322 | 4164.7099 | 4310.1004 | 4222.6162 | [8 empty] | 4592.0572 | 4547 | 4555.6322 | 4164.7099 | 4310.1004 | 4222.6162
14945 | 4547 | 4555.1357 | 4164.0458 | 4309.6794 | 4221.9077 | [8 empty] | 4592.0051 | 4547 | 4555.1357 | 4164.0458 | 4309.6794 | 4221.9077
14946 | 4547 | 4554.8991 | 4162.367 | 4308.393 | 4221.4243 | [8 empty] | 4592.0043 | 4547 | 4554.8991 | 4162.367 | 4308.393 | 4221.4243
14947 | 4547 | 4554.1965 | 4161.9837 | 4308.2826 | 4221.3507 | [8 empty] | 4591.898 | 4547 | 4554.1965 | 4161.9837 | 4308.2826 | 4221.3507
14948 | 4546 | 4554.1404 | 4161.7146 | 4307.5777 | 4221.3103 | [8 empty] | 4591.7118 | 4546 | 4554.1404 | 4161.7146 | 4307.5777 | 4221.3103
14949 | 4546 | 4554.1217 | 4161.3341 | 4307.1071 | 4221.0781 | [8 empty] | 4591.5545 | 4546 | 4554.1217 | 4161.3341 | 4307.1071 | 4221.0781
14950 | 4546 | 4553.2806 | 4160.9731 | 4307.0148 | 4220.8799 | [8 empty] | 4591.2603 | 4546 | 4553.2806 | 4160.9731 | 4307.0148 | 4220.8799
14951 | 4546 | 4553.1421 | 4160.5519 | 4305.8397 | 4220.8526 | [8 empty] | 4590.975 | 4546 | 4553.1421 | 4160.5519 | 4305.8397 | 4220.8526
14952 | 4546 | 4553.1329 | 4159.7415 | 4305.7892 | 4220.8348 | [8 empty] | 4590.9636 | 4546 | 4553.1329 | 4159.7415 | 4305.7892 | 4220.8348
14953 | 4546 | 4553.0315 | 4159.421 | 4305.3681 | 4220.7127 | [8 empty] | 4590.8897 | 4546 | 4553.0315 | 4159.421 | 4305.3681 | 4220.7127
14954 | 4546 | 4552.8108 | 4159.0218 | 4304.5275 | 4218.4046 | [8 empty] | 4590.8298 | 4546 | 4552.8108 | 4159.0218 | 4304.5275 | 4218.4046
14955 | 4546 | 4552.7389 | 4157.8647 | 4303.8225 | 4217.3522 | [8 empty] | 4590.7078 | 4546 | 4552.7389 | 4157.8647 | 4303.8225 | 4217.3522
14956 | 4545 | 4552.2335 | 4157.693 | 4303.3426 | 4216.9809 | [8 empty] | 4590.5935 | 4545 | 4552.2335 | 4157.693 | 4303.3426 | 4216.9809
14957 | 4545 | 4552.0801 | 4157.4535 | 4303.3204 | 4216.882 | [8 empty] | 4590.5526 | 4545 | 4552.0801 | 4157.4535 | 4303.3204 | 4216.882
14958 | 4545 | 4552.0258 | 4157.3806 | 4302.6341 | 4216.7916 | [8 empty] | 4590.5012 | 4545 | 4552.0258 | 4157.3806 | 4302.6341 | 4216.7916
14959 | 4545 | 4551.6805 | 4157.3222 | 4302.0541 | 4216.715 | [8 empty] | 4590.4267 | 4545 | 4551.6805 | 4157.3222 | 4302.0541 | 4216.715
14960 | 4545 | 4551.455 | 4157.1905 | 4301.1991 | 4216.518 | [8 empty] | 4590.3884 | 4545 | 4551.455 | 4157.1905 | 4301.1991 | 4216.518
14961 | 4544 | 4551.0892 | 4156.9558 | 4301.0689 | 4216.2331 | [8 empty] | 4590.3072 | 4544 | 4551.0892 | 4156.9558 | 4301.0689 | 4216.2331
14962 | 4544 | 4551.028 | 4156.8177 | 4300.9938 | 4215.88 | [8 empty] | 4590.2811 | 4544 | 4551.028 | 4156.8177 | 4300.9938 | 4215.88
14963 | 4544 | 4551.001 | 4156.2128 | 4300.5216 | 4215.7249 | [8 empty] | 4590.2743 | 4544 | 4551.001 | 4156.2128 | 4300.5216 | 4215.7249
14964 | 4544 | 4550.7115 | 4155.9251 | 4300.1148 | 4215.4199 | [8 empty] | 4590.2554 | 4544 | 4550.7115 | 4155.9251 | 4300.1148 | 4215.4199
14965 | 4543 | 4550.6244 | 4155.6907 | 4299.4408 | 4214.1376 | [8 empty] | 4590.216 | 4543 | 4550.6244 | 4155.6907 | 4299.4408 | 4214.1376
14966 | 4543 | 4550.2861 | 4155.2983 | 4299.3787 | 4214.1337 | [8 empty] | 4589.9153 | 4543 | 4550.2861 | 4155.2983 | 4299.3787 | 4214.1337
14967 | 4543 | 4549.5155 | 4155.294 | 4299.2638 | 4213.802 | [8 empty] | 4589.7891 | 4543 | 4549.5155 | 4155.294 | 4299.2638 | 4213.802
14968 | 4543 | 4549.2846 | 4154.9626 | 4298.2311 | 4213.6221 | [8 empty] | 4589.584 | 4543 | 4549.2846 | 4154.9626 | 4298.2311 | 4213.6221
14969 | 4543 | 4549.2244 | 4154.5538 | 4296.4025 | 4213.583 | [8 empty] | 4589.3994 | 4543 | 4549.2244 | 4154.5538 | 4296.4025 | 4213.583
14970 | 4543 | 4548.6578 | 4154.4443 | 4296.0224 | 4213.0787 | [8 empty] | 4589.0169 | 4543 | 4548.6578 | 4154.4443 | 4296.0224 | 4213.0787
14971 | 4542 | 4548.2275 | 4154.3717 | 4295.9841 | 4211.8341 | [8 empty] | 4588.6607 | 4542 | 4548.2275 | 4154.3717 | 4295.9841 | 4211.8341
14972 | 4542 | 4547.8516 | 4154.2554 | 4295.8333 | 4211.2972 | [8 empty] | 4588.605 | 4542 | 4547.8516 | 4154.2554 | 4295.8333 | 4211.2972
14973 | 4542 | 4547.8123 | 4153.8801 | 4295.5524 | 4210.9967 | [8 empty] | 4588.4592 | 4542 | 4547.8123 | 4153.8801 | 4295.5524 | 4210.9967
14974 | 4542 | 4547.6137 | 4153.7495 | 4295.5491 | 4209.9525 | [8 empty] | 4588.401 | 4542 | 4547.6137 | 4153.7495 | 4295.5491 | 4209.9525
14975 | 4542 | 4547.5401 | 4153.6048 | 4295.4973 | 4209.9312 | [8 empty] | 4588.3775 | 4542 | 4547.5401 | 4153.6048 | 4295.4973 | 4209.9312
14976 | 4541 | 4547.3615 | 4153.6001 | 4295.2758 | 4209.4456 | [8 empty] | 4588.37 | 4541 | 4547.3615 | 4153.6001 | 4295.2758 | 4209.4456
14977 | 4541 | 4547.2929 | 4153.3233 | 4294.2958 | 4209.2838 | [8 empty] | 4588.3679 | 4541 | 4547.2929 | 4153.3233 | 4294.2958 | 4209.2838
14978 | 4541 | 4546.8393 | 4153.1859 | 4293.7965 | 4209.1816 | [8 empty] | 4588.2866 | 4541 | 4546.8393 | 4153.1859 | 4293.7965 | 4209.1816
14979 | 4541 | 4546.3607 | 4153.0833 | 4292.855 | 4208.944 | [8 empty] | 4588.0233 | 4541 | 4546.3607 | 4153.0833 | 4292.855 | 4208.944
14980 | 4540 | 4546.2696 | 4153.0721 | 4292.7751 | 4207.7068 | [8 empty] | 4587.9929 | 4540 | 4546.2696 | 4153.0721 | 4292.7751 | 4207.7068
14981 | 4540 | 4546.0619 | 4152.2562 | 4292.2389 | 4207.6995 | [8 empty] | 4587.9559 | 4540 | 4546.0619 | 4152.2562 | 4292.2389 | 4207.6995
14982 | 4540 | 4545.8758 | 4151.8297 | 4291.5857 | 4207.3852 | [8 empty] | 4587.914 | 4540 | 4545.8758 | 4151.8297 | 4291.5857 | 4207.3852
14983 | 4540 | 4545.8062 | 4151.7609 | 4291.1741 | 4207.3689 | [8 empty] | 4587.7448 | 4540 | 4545.8062 | 4151.7609 | 4291.1741 | 4207.3689
14984 | 4539 | 4545.4721 | 4151.5484 | 4290.6549 | 4206.404 | [8 empty] | 4587.7424 | 4539 | 4545.4721 | 4151.5484 | 4290.6549 | 4206.404
14985 | 4539 | 4545.389 | 4150.8469 | 4290.2491 | 4206.3319 | [8 empty] | 4587.7197 | 4539 | 4545.389 | 4150.8469 | 4290.2491 | 4206.3319
14986 | 4539 | 4545.3061 | 4150.7864 | 4290.0088 | 4205.8812 | [8 empty] | 4587.7101 | 4539 | 4545.3061 | 4150.7864 | 4290.0088 | 4205.8812
14987 | 4539 | 4544.9635 | 4150.7531 | 4289.737 | 4205.7197 | [8 empty] | 4587.6778 | 4539 | 4544.9635 | 4150.7531 | 4289.737 | 4205.7197
14988 | 4539 | 4544.9492 | 4150.3044 | 4289.3772 | 4205.5757 | [8 empty] | 4587.675 | 4539 | 4544.9492 | 4150.3044 | 4289.3772 | 4205.5757
14989 | 4539 | 4544.2471 | 4149.9381 | 4289.2668 | 4205.0446 | [8 empty] | 4587.4484 | 4539 | 4544.2471 | 4149.9381 | 4289.2668 | 4205.0446
14990 | 4539 | 4544.1397 | 4149.8286 | 4289.1527 | 4204.7442 | [8 empty] | 4587.3857 | 4539 | 4544.1397 | 4149.8286 | 4289.1527 | 4204.7442
14991 | 4538 | 4544.0386 | 4149.1999 | 4289.0456 | 4204.6291 | [8 empty] | 4587.2553 | 4538 | 4544.0386 | 4149.1999 | 4289.0456 | 4204.6291
14992 | 4538 | 4544.0093 | 4149.1745 | 4288.9578 | 4204.1532 | [8 empty] | 4587.2403 | 4538 | 4544.0093 | 4149.1745 | 4288.9578 | 4204.1532
14993 | 4538 | 4543.6413 | 4149.0474 | 4288.9191 | 4201.7122 | [8 empty] | 4587.1449 | 4538 | 4543.6413 | 4149.0474 | 4288.9191 | 4201.7122
14994 | 4537 | 4543.2233 | 4149.0246 | 4288.883 | 4201.5751 | [8 empty] | 4587.0775 | 4537 | 4543.2233 | 4149.0246 | 4288.883 | 4201.5751
14995 | 4537 | 4543.2187 | 4147.9684 | 4288.5225 | 4199.5101 | [8 empty] | 4587.0659 | 4537 | 4543.2187 | 4147.9684 | 4288.5225 | 4199.5101
14996 | 4537 | 4542.7409 | 4147.7657 | 4288.1456 | 4199.3842 | [8 empty] | 4587.024 | 4537 | 4542.7409 | 4147.7657 | 4288.1456 | 4199.3842
14997 | 4537 | 4542.4669 | 4147.5001 | 4287.9322 | 4198.9246 | [8 empty] | 4586.9887 | 4537 | 4542.4669 | 4147.5001 | 4287.9322 | 4198.9246
14998 | 4537 | 4542.3523 | 4147.1089 | 4287.3138 | 4198.098 | [8 empty] | 4586.9558 | 4537 | 4542.3523 | 4147.1089 | 4287.3138 | 4198.098
14999 | 4536 | 4542.2917 | 4146.8678 | 4287.1987 | 4197.7503 | [8 empty] | 4586.8663 | 4536 | 4542.2917 | 4146.8678 | 4287.1987 | 4197.7503
15000 | 4536 | 4542.2414 | 4146.8522 | 4285.4528 | 4197.643 | [8 empty] | 4586.7867 | 4536 | 4542.2414 | 4146.8522 | 4285.4528 | 4197.643
15001 | 4536 | 4542.2073 | 4146.7052 | 4285.2748 | 4197.5494 | [8 empty] | 4586.7597 | 4536 | 4542.2073 | 4146.7052 | 4285.2748 | 4197.5494
15002 | 4536 | 4542.1672 | 4146.6689 | 4283.9036 | 4197.3621 | [8 empty] | 4586.7222 | 4536 | 4542.1672 | 4146.6689 | 4283.9036 | 4197.3621
15003 | 4536 | 4542.1302 | 4146.4055 | 4283.7647 | 4197.2507 | [8 empty] | 4586.699 | 4536 | 4542.1302 | 4146.4055 | 4283.7647 | 4197.2507
15004 | 4536 | 4541.5613 | 4146.2382 | 4283.3809 | 4195.6672 | [8 empty] | 4586.565 | 4536 | 4541.5613 | 4146.2382 | 4283.3809 | 4195.6672
15005 | 4536 | 4541.5025 | 4145.7785 | 4283.161 | 4195.5726 | [8 empty] | 4586.5631 | 4536 | 4541.5025 | 4145.7785 | 4283.161 | 4195.5726
15006 | 4535 | 4541.3818 | 4145.7305 | 4283.1334 | 4195.0777 | [8 empty] | 4586.5606 | 4535 | 4541.3818 | 4145.7305 | 4283.1334 | 4195.0777
15007 | 4535 | 4541.0459 | 4145.0188 | 4283.075 | 4194.6064 | [8 empty] | 4586.559 | 4535 | 4541.0459 | 4145.0188 | 4283.075 | 4194.6064
15008 | 4535 | 4540.9238 | 4144.4898 | 4283.0498 | 4194.4951 | [8 empty] | 4586.5303 | 4535 | 4540.9238 | 4144.4898 | 4283.0498 | 4194.4951
15009 | 4535 | 4540.9144 | 4144.2677 | 4282.1431 | 4194.0251 | [8 empty] | 4586.117 | 4535 | 4540.9144 | 4144.2677 | 4282.1431 | 4194.0251
15010 | 4535 | 4540.7257 | 4144.2482 | 4282.0412 | 4193.816 | [8 empty] | 4586.1014 | 4535 | 4540.7257 | 4144.2482 | 4282.0412 | 4193.816
15011 | 4534 | 4540.3084 | 4144.2107 | 4281.6683 | 4193.2994 | [8 empty] | 4586.0355 | 4534 | 4540.3084 | 4144.2107 | 4281.6683 | 4193.2994
15012 | 4534 | 4540.2953 | 4143.5754 | 4281.5745 | 4192.6721 | [8 empty] | 4586.0304 | 4534 | 4540.2953 | 4143.5754 | 4281.5745 | 4192.6721
15013 | 4534 | 4540.1091 | 4143.2949 | 4281.2414 | 4192.5181 | [8 empty] | 4585.8159 | 4534 | 4540.1091 | 4143.2949 | 4281.2414 | 4192.5181
15014 | 4534 | 4540.0958 | 4142.7472 | 4281.1676 | 4192.0021 | [8 empty] | 4585.6566 | 4534 | 4540.0958 | 4142.7472 | 4281.1676 | 4192.0021
15015 | 4534 | 4539.9074 | 4142.6885 | 4281.1584 | 4191.9462 | [8 empty] | 4585.4521 | 4534 | 4539.9074 | 4142.6885 | 4281.1584 | 4191.9462
15016 | 4533 | 4539.7994 | 4142.4888 | 4280.3804 | 4191.746 | [8 empty] | 4585.4423 | 4533 | 4539.7994 | 4142.4888 | 4280.3804 | 4191.746
15017 | 4533 | 4539.7776 | 4142.4101 | 4280.0225 | 4190.9477 | [8 empty] | 4585.3579 | 4533 | 4539.7776 | 4142.4101 | 4280.0225 | 4190.9477
15018 | 4533 | 4539.3266 | 4142.3569 | 4278.9816 | 4190.5864 | [8 empty] | 4585.2987 | 4533 | 4539.3266 | 4142.3569 | 4278.9816 | 4190.5864
15019 | 4533 | 4539.1414 | 4142.1571 | 4278.7896 | 4190.444 | [8 empty] | 4585.2846 | 4533 | 4539.1414 | 4142.1571 | 4278.7896 | 4190.444
15020 | 4533 | 4538.9674 | 4141.5451 | 4278.7306 | 4189.6601 | [8 empty] | 4585.2792 | 4533 | 4538.9674 | 4141.5451 | 4278.7306 | 4189.6601
15021 | 4533 | 4538.9649 | 4141.4789 | 4278.657 | 4189.1563 | [8 empty] | 4585.2193 | 4533 | 4538.9649 | 4141.4789 | 4278.657 | 4189.1563
15022 | 4533 | 4538.9131 | 4141.3102 | 4278.1297 | 4188.5353 | [8 empty] | 4585.1257 | 4533 | 4538.9131 | 4141.3102 | 4278.1297 | 4188.5353
15023 | 4533 | 4538.0564 | 4141.2322 | 4277.9563 | 4188.4865 | [8 empty] | 4585.0746 | 4533 | 4538.0564 | 4141.2322 | 4277.9563 | 4188.4865
15024 | 4533 | 4537.7196 | 4141.1012 | 4277.1644 | 4188.439 | [8 empty] | 4584.7486 | 4533 | 4537.7196 | 4141.1012 | 4277.1644 | 4188.439
15025 | 4532 | 4537.5443 | 4140.75 | 4276.9404 | 4187.955 | [8 empty] | 4584.5884 | 4532 | 4537.5443 | 4140.75 | 4276.9404 | 4187.955
15026 | 4532 | 4537.0204 | 4140.6742 | 4276.6672 | 4187.583 | [8 empty] | 4584.396 | 4532 | 4537.0204 | 4140.6742 | 4276.6672 | 4187.583
15027 | 4532 | 4536.9558 | 4140.1764 | 4276.1094 | 4187.5161 | [8 empty] | 4584.394 | 4532 | 4536.9558 | 4140.1764 | 4276.1094 | 4187.5161
15028 | 4532 | 4536.8936 | 4138.4854 | 4275.5211 | 4187.1066 | [8 empty] | 4584.3788 | 4532 | 4536.8936 | 4138.4854 | 4275.5211 | 4187.1066
15029 | 4532 | 4535.5537 | 4137.3443 | 4275.1432 | 4186.8337 | [8 empty] | 4584.3617 | 4532 | 4535.5537 | 4137.3443 | 4275.1432 | 4186.8337
15030 | 4531 | 4535.2735 | 4137.2043 | 4275.0492 | 4186.7663 | [8 empty] | 4584.3341 | 4531 | 4535.2735 | 4137.2043 | 4275.0492 | 4186.7663
15031 | 4531 | 4534.9805 | 4135.9614 | 4275.0143 | 4186.7569 | [8 empty] | 4584.2857 | 4531 | 4534.9805 | 4135.9614 | 4275.0143 | 4186.7569
15032 | 4531 | 4534.3685 | 4134.1431 | 4274.7897 | 4186.3921 | [8 empty] | 4584.1322 | 4531 | 4534.3685 | 4134.1431 | 4274.7897 | 4186.3921
15033 | 4531 | 4534.3529 | 4133.7478 | 4274.5881 | 4186.181 | [8 empty] | 4583.9466 | 4531 | 4534.3529 | 4133.7478 | 4274.5881 | 4186.181
15034 | 4531 | 4533.8982 | 4133.6577 | 4274.2049 | 4186.1485 | [8 empty] | 4583.5879 | 4531 | 4533.8982 | 4133.6577 | 4274.2049 | 4186.1485
15035 | 4531 | 4533.8758 | 4133.5659 | 4273.8582 | 4185.8471 | [8 empty] | 4583.3538 | 4531 | 4533.8758 | 4133.5659 | 4273.8582 | 4185.8471
15036 | 4531 | 4533.758 | 4133.1205 | 4273.1887 | 4185.8442 | [8 empty] | 4583.3374 | 4531 | 4533.758 | 4133.1205 | 4273.1887 | 4185.8442
15037 | 4530 | 4533.6976 | 4133.0297 | 4273.1476 | 4185.8312 | [8 empty] | 4583.1911 | 4530 | 4533.6976 | 4133.0297 | 4273.1476 | 4185.8312
15038 | 4530 | 4533.6259 | 4132.2467 | 4272.8857 | 4185.5628 | [8 empty] | 4583.1491 | 4530 | 4533.6259 | 4132.2467 | 4272.8857 | 4185.5628
15039 | 4530 | 4532.5407 | 4131.5148 | 4272.6318 | 4184.975 | [8 empty] | 4582.967 | 4530 | 4532.5407 | 4131.5148 | 4272.6318 | 4184.975
15040 | 4530 | 4532.3552 | 4131.0674 | 4272.4336 | 4184.9387 | [8 empty] | 4582.9349 | 4530 | 4532.3552 | 4131.0674 | 4272.4336 | 4184.9387
15041 | 4530 | 4532.31 | 4130.3743 | 4272.3804 | 4184.4169 | [8 empty] | 4582.9124 | 4530 | 4532.31 | 4130.3743 | 4272.3804 | 4184.4169
15042 | 4529 | 4532.2351 | 4129.7804 | 4271.3907 | 4184.2102 | [8 empty] | 4582.8912 | 4529 | 4532.2351 | 4129.7804 | 4271.3907 | 4184.2102
15043 | 4529 | 4531.8928 | 4129.2486 | 4270.1939 | 4184.0001 | [8 empty] | 4582.8736 | 4529 | 4531.8928 | 4129.2486 | 4270.1939 | 4184.0001
15044 | 4529 | 4531.7727 | 4128.3765 | 4270.1626 | 4182.9869 | [8 empty] | 4582.8155 | 4529 | 4531.7727 | 4128.3765 | 4270.1626 | 4182.9869
15045 | 4529 | 4531.5828 | 4128.3373 | 4270.0542 | 4182.259 | [8 empty] | 4582.7205 | 4529 | 4531.5828 | 4128.3373 | 4270.0542 | 4182.259
15046 | 4529 | 4531.2162 | 4128.2538 | 4269.9522 | 4182.0696 | [8 empty] | 4582.3439 | 4529 | 4531.2162 | 4128.2538 | 4269.9522 | 4182.0696
15047 | 4529 | 4531.0445 | 4128.119 | 4269.5231 | 4181.3065 | [8 empty] | 4581.8776 | 4529 | 4531.0445 | 4128.119 | 4269.5231 | 4181.3065
15048 | 4529 | 4530.6059 | 4126.0549 | 4269.4193 | 4179.0368 | [8 empty] | 4581.8558 | 4529 | 4530.6059 | 4126.0549 | 4269.4193 | 4179.0368
15049 | 4529 | 4530.0814 | 4125.9994 | 4269.0629 | 4178.8077 | [8 empty] | 4581.7258 | 4529 | 4530.0814 | 4125.9994 | 4269.0629 | 4178.8077
15050 | 4529 | 4529.5377 | 4125.6798 | 4268.8175 | 4178.5954 | [8 empty] | 4581.2958 | 4529 | 4529.5377 | 4125.6798 | 4268.8175 | 4178.5954
15051 | 4529 | 4529.3402 | 4125.1587 | 4266.9151 | 4178.3576 | [8 empty] | 4581.2115 | 4529 | 4529.3402 | 4125.1587 | 4266.9151 | 4178.3576
15052 | 4528 | 4528.6561 | 4125.1009 | 4266.901 | 4177.9424 | [8 empty] | 4581.1458 | 4528 | 4528.6561 | 4125.1009 | 4266.901 | 4177.9424
15053 | 4528 | 4528.617 | 4124.9151 | 4266.6018 | 4177.9371 | [8 empty] | 4581.1193 | 4528 | 4528.617 | 4124.9151 | 4266.6018 | 4177.9371
15054 | 4528 | 4528.3568 | 4124.8515 | 4266.5188 | 4177.7247 | [8 empty] | 4581.1037 | 4528 | 4528.3568 | 4124.8515 | 4266.5188 | 4177.7247
15055 | 4528 | 4527.8302 | 4124.6499 | 4266.3338 | 4177.0479 | [8 empty] | 4580.9237 | 4528 | 4527.8302 | 4124.6499 | 4266.3338 | 4177.0479
15056 | 4528 | 4527.6619 | 4124.6244 | 4266.278 | 4177.0437 | [8 empty] | 4580.7571 | 4528 | 4527.6619 | 4124.6244 | 4266.278 | 4177.0437
15057 | 4528 | 4527.6599 | 4124.4822 | 4266.1921 | 4176.5371 | [8 empty] | 4580.7217 | 4528 | 4527.6599 | 4124.4822 | 4266.1921 | 4176.5371
15058 | 4527 | 4527.2677 | 4124.1713 | 4266.1726 | 4176.5058 | [8 empty] | 4580.6067 | 4527 | 4527.2677 | 4124.1713 | 4266.1726 | 4176.5058
15059 | 4527 | 4525.8253 | 4124.1464 | 4266.0956 | 4174.6096 | [8 empty] | 4580.5083 | 4527 | 4525.8253 | 4124.1464 | 4266.0956 | 4174.6096
15060 | 4527 | 4525.801 | 4123.5408 | 4265.9335 | 4174.5612 | [8 empty] | 4580.5076 | 4527 | 4525.801 | 4123.5408 | 4265.9335 | 4174.5612
15061 | 4527 | 4525.3074 | 4123.079 | 4265.8374 | 4174.2534 | [8 empty] | 4580.2936 | 4527 | 4525.3074 | 4123.079 | 4265.8374 | 4174.2534
15062 | 4527 | 4524.9366 | 4122.6419 | 4265.6825 | 4174.1861 | [8 empty] | 4580.2731 | 4527 | 4524.9366 | 4122.6419 | 4265.6825 | 4174.1861
15063 | 4526 | 4524.9074 | 4122.615 | 4264.2891 | 4173.4701 | [8 empty] | 4580.2303 | 4526 | 4524.9074 | 4122.615 | 4264.2891 | 4173.4701
15064 | 4526 | 4524.7262 | 4121.7704 | 4264.1716 | 4172.1356 | [8 empty] | 4580.1133 | 4526 | 4524.7262 | 4121.7704 | 4264.1716 | 4172.1356
15065 | 4526 | 4524.2065 | 4121.5634 | 4264.1214 | 4171.8804 | [8 empty] | 4580.0498 | 4526 | 4524.2065 | 4121.5634 | 4264.1214 | 4171.8804
15066 | 4526 | 4524.0647 | 4121.025 | 4264.1016 | 4171.7816 | [8 empty] | 4579.9765 | 4526 | 4524.0647 | 4121.025 | 4264.1016 | 4171.7816
15067 | 4526 | 4523.8816 | 4121.0092 | 4263.9466 | 4171.4551 | [8 empty] | 4579.9634 | 4526 | 4523.8816 | 4121.0092 | 4263.9466 | 4171.4551
15068 | 4525 | 4523.2846 | 4120.7711 | 4263.4734 | 4171.3053 | [8 empty] | 4579.707 | 4525 | 4523.2846 | 4120.7711 | 4263.4734 | 4171.3053
15069 | 4525 | 4522.628 | 4120.4118 | 4263.0191 | 4170.9666 | [8 empty] | 4579.6181 | 4525 | 4522.628 | 4120.4118 | 4263.0191 | 4170.9666
15070 | 4525 | 4522.6244 | 4120.2932 | 4262.9841 | 4170.506 | [8 empty] | 4579.3074 | 4525 | 4522.6244 | 4120.2932 | 4262.9841 | 4170.506
15071 | 4525 | 4522.5359 | 4119.9214 | 4262.6569 | 4169.9849 | [8 empty] | 4579.287 | 4525 | 4522.5359 | 4119.9214 | 4262.6569 | 4169.9849
15072 | 4524 | 4522.4727 | 4119.7751 | 4262.1878 | 4168.5231 | [8 empty] | 4579.2175 | 4524 | 4522.4727 | 4119.7751 | 4262.1878 | 4168.5231
15073 | 4524 | 4522.4613 | 4119.7344 | 4262.0648 | 4168.5176 | [8 empty] | 4578.8306 | 4524 | 4522.4613 | 4119.7344 | 4262.0648 | 4168.5176
15074 | 4524 | 4522.3633 | 4119.7002 | 4261.3447 | 4166.1296 | [8 empty] | 4578.8118 | 4524 | 4522.3633 | 4119.7002 | 4261.3447 | 4166.1296
15075 | 4524 | 4522.1216 | 4119.13 | 4261.001 | 4165.4496 | [8 empty] | 4578.771 | 4524 | 4522.1216 | 4119.13 | 4261.001 | 4165.4496
15076 | 4524 | 4522.0639 | 4118.8985 | 4260.4921 | 4165.406 | [8 empty] | 4578.7591 | 4524 | 4522.0639 | 4118.8985 | 4260.4921 | 4165.406
15077 | 4524 | 4521.9365 | 4118.8763 | 4260.4388 | 4165.2083 | [8 empty] | 4578.6802 | 4524 | 4521.9365 | 4118.8763 | 4260.4388 | 4165.2083
15078 | 4524 | 4521.5516 | 4118.3183 | 4260.3224 | 4164.6163 | [8 empty] | 4578.564 | 4524 | 4521.5516 | 4118.3183 | 4260.3224 | 4164.6163
15079 | 4524 | 4521.484 | 4117.5092 | 4260.2736 | 4164.5555 | [8 empty] | 4578.498 | 4524 | 4521.484 | 4117.5092 | 4260.2736 | 4164.5555
15080 | 4524 | 4520.9228 | 4117.0989 | 4259.8143 | 4164.491 | [8 empty] | 4578.4276 | 4524 | 4520.9228 | 4117.0989 | 4259.8143 | 4164.491
15081 | 4524 | 4520.6753 | 4116.8174 | 4259.7018 | 4164.1439 | [8 empty] | 4578.327 | 4524 | 4520.6753 | 4116.8174 | 4259.7018 | 4164.1439
15082 | 4524 | 4519.9478 | 4116.4473 | 4258.9453 | 4163.6377 | [8 empty] | 4578.1852 | 4524 | 4519.9478 | 4116.4473 | 4258.9453 | 4163.6377
15083 | 4523 | 4519.7192 | 4115.8211 | 4258.7891 | 4163.098 | [8 empty] | 4578.1395 | 4523 | 4519.7192 | 4115.8211 | 4258.7891 | 4163.098
15084 | 4523 | 4519.2682 | 4115.6028 | 4258.7868 | 4162.87 | [8 empty] | 4578.0073 | 4523 | 4519.2682 | 4115.6028 | 4258.7868 | 4162.87
15085 | 4523 | 4519.2091 | 4115.1915 | 4258.3043 | 4162.5548 | [8 empty] | 4577.8657 | 4523 | 4519.2091 | 4115.1915 | 4258.3043 | 4162.5548
15086 | 4523 | 4518.659 | 4115.0475 | 4258.2925 | 4162.3672 | [8 empty] | 4577.8632 | 4523 | 4518.659 | 4115.0475 | 4258.2925 | 4162.3672
15087 | 4523 | 4518.2508 | 4114.9384 | 4257.9602 | 4162.1483 | [8 empty] | 4577.8049 | 4523 | 4518.2508 | 4114.9384 | 4257.9602 | 4162.1483
15088 | 4523 | 4518.0675 | 4113.3164 | 4257.7942 | 4161.6228 | [8 empty] | 4577.7679 | 4523 | 4518.0675 | 4113.3164 | 4257.7942 | 4161.6228
15089 | 4523 | 4517.9566 | 4113.0186 | 4257.6099 | 4161.5788 | [8 empty] | 4577.7585 | 4523 | 4517.9566 | 4113.0186 | 4257.6099 | 4161.5788
15090 | 4522 | 4517.932 | 4112.8597 | 4257.4079 | 4161.5696 | [8 empty] | 4577.7495 | 4522 | 4517.932 | 4112.8597 | 4257.4079 | 4161.5696
15091 | 4522 | 4517.7162 | 4112.8429 | 4257.074 | 4161.5488 | [8 empty] | 4577.6884 | 4522 | 4517.7162 | 4112.8429 | 4257.074 | 4161.5488
15092 | 4522 | 4517.25 | 4112.4958 | 4256.8517 | 4160.1677 | [8 empty] | 4577.6881 | 4522 | 4517.25 | 4112.4958 | 4256.8517 | 4160.1677
15093 | 4522 | 4517.0633 | 4111.8983 | 4256.3666 | 4159.624 | [8 empty] | 4577.4416 | 4522 | 4517.0633 | 4111.8983 | 4256.3666 | 4159.624
15094 | 4521 | 4516.2785 | 4111.8076 | 4255.9994 | 4159.0962 | [8 empty] | 4577.3773 | 4521 | 4516.2785 | 4111.8076 | 4255.9994 | 4159.0962
15095 | 4521 | 4515.6157 | 4111.6084 | 4255.8895 | 4158.6976 | [8 empty] | 4577.3665 | 4521 | 4515.6157 | 4111.6084 | 4255.8895 | 4158.6976
15096 | 4521 | 4514.9391 | 4110.9923 | 4255.8863 | 4158.6258 | [8 empty] | 4577.3128 | 4521 | 4514.9391 | 4110.9923 | 4255.8863 | 4158.6258
15097 | 4521 | 4514.7838 | 4110.9865 | 4255.2798 | 4158.3129 | [8 empty] | 4577.2517 | 4521 | 4514.7838 | 4110.9865 | 4255.2798 | 4158.3129
15098 | 4521 | 4514.3616 | 4110.6009 | 4255.225 | 4158.1158 | [8 empty] | 4577.2008 | 4521 | 4514.3616 | 4110.6009 | 4255.225 | 4158.1158
15099 | 4521 | 4514.2874 | 4110.4265 | 4254.8982 | 4157.7613 | [8 empty] | 4577.0892 | 4521 | 4514.2874 | 4110.4265 | 4254.8982 | 4157.7613
15100 | 4521 | 4514.0169 | 4110.3138 | 4254.3764 | 4156.9745 | [8 empty] | 4577.0797 | 4521 | 4514.0169 | 4110.3138 | 4254.3764 | 4156.9745
15101 | 4521 | 4512.6165 | 4110.3058 | 4252.2971 | 4156.2089 | [8 empty] | 4577.0452 | 4521 | 4512.6165 | 4110.3058 | 4252.2971 | 4156.2089
15102 | 4521 | 4512.2524 | 4109.7701 | 4252.1888 | 4155.4026 | [8 empty] | 4577.0188 | 4521 | 4512.2524 | 4109.7701 | 4252.1888 | 4155.4026
15103 | 4520 | 4511.9175 | 4109.7614 | 4251.2652 | 4155.2735 | [8 empty] | 4576.9529 | 4520 | 4511.9175 | 4109.7614 | 4251.2652 | 4155.2735
15104 | 4520 | 4511.2621 | 4109.7078 | 4250.4583 | 4155.2194 | [8 empty] | 4576.8347 | 4520 | 4511.2621 | 4109.7078 | 4250.4583 | 4155.2194
15105 | 4520 | 4510.8368 | 4109.6395 | 4250.0747 | 4155.1104 | [8 empty] | 4576.8273 | 4520 | 4510.8368 | 4109.6395 | 4250.0747 | 4155.1104
15106 | 4520 | 4510.7467 | 4109.2714 | 4249.8098 | 4154.6933 | [8 empty] | 4576.764 | 4520 | 4510.7467 | 4109.2714 | 4249.8098 | 4154.6933
15107 | 4519 | 4510.3526 | 4109.2159 | 4249.779 | 4153.1415 | [8 empty] | 4576.7157 | 4519 | 4510.3526 | 4109.2159 | 4249.779 | 4153.1415
15108 | 4519 | 4509.9494 | 4109.1671 | 4249.7671 | 4152.5917 | [8 empty] | 4576.6331 | 4519 | 4509.9494 | 4109.1671 | 4249.7671 | 4152.5917
15109 | 4519 | 4509.7236 | 4108.2955 | 4249.0413 | 4152.3763 | [8 empty] | 4576.5368 | 4519 | 4509.7236 | 4108.2955 | 4249.0413 | 4152.3763
15110 | 4519 | 4509.7064 | 4108.1985 | 4247.7918 | 4150.8553 | [8 empty] | 4576.4028 | 4519 | 4509.7064 | 4108.1985 | 4247.7918 | 4150.8553
15111 | 4519 | 4509.4606 | 4107.8403 | 4247.7333 | 4150.372 | [8 empty] | 4576.3884 | 4519 | 4509.4606 | 4107.8403 | 4247.7333 | 4150.372
15112 | 4519 | 4508.9354 | 4107.8272 | 4247.0966 | 4150.06 | [8 empty] | 4576.3741 | 4519 | 4508.9354 | 4107.8272 | 4247.0966 | 4150.06
15113 | 4519 | 4508.5417 | 4107.6415 | 4246.7362 | 4149.6421 | [8 empty] | 4576.2887 | 4519 | 4508.5417 | 4107.6415 | 4246.7362 | 4149.6421
15114 | 4519 | 4508.042 | 4107.4847 | 4246.5496 | 4148.9385 | [8 empty] | 4576.2301 | 4519 | 4508.042 | 4107.4847 | 4246.5496 | 4148.9385
15115 | 4518 | 4507.9101 | 4107.446 | 4246.211 | 4148.4087 | [8 empty] | 4576.23 | 4518 | 4507.9101 | 4107.446 | 4246.211 | 4148.4087
15116 | 4518 | 4507.8047 | 4107.0485 | 4246.1747 | 4146.5034 | [8 empty] | 4576.2256 | 4518 | 4507.8047 | 4107.0485 | 4246.1747 | 4146.5034
15117 | 4518 | 4507.5084 | 4105.8987 | 4245.8314 | 4146.2502 | [8 empty] | 4576.1163 | 4518 | 4507.5084 | 4105.8987 | 4245.8314 | 4146.2502
15118 | 4518 | 4507.0879 | 4105.7317 | 4244.9507 | 4145.1738 | [8 empty] | 4576.0663 | 4518 | 4507.0879 | 4105.7317 | 4244.9507 | 4145.1738
15119 | 4518 | 4506.7719 | 4105.7304 | 4244.7191 | 4144.9756 | [8 empty] | 4575.9409 | 4518 | 4506.7719 | 4105.7304 | 4244.7191 | 4144.9756
15120 | 4517 | 4506.587 | 4105.6127 | 4244.6256 | 4144.8732 | [8 empty] | 4575.9401 | 4517 | 4506.587 | 4105.6127 | 4244.6256 | 4144.8732
15121 | 4517 | 4506.4264 | 4105.4493 | 4243.6035 | 4144.5336 | [8 empty] | 4575.8305 | 4517 | 4506.4264 | 4105.4493 | 4243.6035 | 4144.5336
15122 | 4517 | 4505.5626 | 4105.1501 | 4242.6682 | 4143.6675 | [8 empty] | 4575.8106 | 4517 | 4505.5626 | 4105.1501 | 4242.6682 | 4143.6675
15123 | 4517 | 4505.3796 | 4104.6934 | 4242.1355 | 4143.2528 | [8 empty] | 4575.7379 | 4517 | 4505.3796 | 4104.6934 | 4242.1355 | 4143.2528
15124 | 4517 | 4505.3114 | 4103.8296 | 4242.1302 | 4143.0483 | [8 empty] | 4575.703 | 4517 | 4505.3114 | 4103.8296 | 4242.1302 | 4143.0483
15125 | 4517 | 4504.7814 | 4103.6274 | 4241.3463 | 4141.9173 | [8 empty] | 4575.6301 | 4517 | 4504.7814 | 4103.6274 | 4241.3463 | 4141.9173
15126 | 4517 | 4504.5534 | 4103.2705 | 4241.1366 | 4141.598 | [8 empty] | 4575.4035 | 4517 | 4504.5534 | 4103.2705 | 4241.1366 | 4141.598
15127 | 4516 | 4504.5472 | 4102.9152 | 4240.8761 | 4140.192 | [8 empty] | 4575.2392 | 4516 | 4504.5472 | 4102.9152 | 4240.8761 | 4140.192
15128 | 4516 | 4504.4417 | 4102.3512 | 4240.7648 | 4138.9938 | [8 empty] | 4575.1843 | 4516 | 4504.4417 | 4102.3512 | 4240.7648 | 4138.9938
15129 | 4516 | 4504.3109 | 4102.22 | 4240.7246 | 4138.8641 | [8 empty] | 4574.908 | 4516 | 4504.3109 | 4102.22 | 4240.7246 | 4138.8641
15130 | 4516 | 4503.7763 | 4101.897 | 4239.8111 | 4138.6453 | [8 empty] | 4574.7693 | 4516 | 4503.7763 | 4101.897 | 4239.8111 | 4138.6453
15131 | 4516 | 4503.2118 | 4101.8332 | 4239.2887 | 4138.2845 | [8 empty] | 4574.7454 | 4516 | 4503.2118 | 4101.8332 | 4239.2887 | 4138.2845
15132 | 4516 | 4502.7872 | 4101.5908 | 4239.2365 | 4137.496 | [8 empty] | 4574.7444 | 4516 | 4502.7872 | 4101.5908 | 4239.2365 | 4137.496
15133 | 4516 | 4502.7261 | 4101.0445 | 4238.8488 | 4137.3883 | [8 empty] | 4574.7335 | 4516 | 4502.7261 | 4101.0445 | 4238.8488 | 4137.3883
15134 | 4516 | 4502.4725 | 4100.0109 | 4238.5217 | 4137.2069 | [8 empty] | 4574.5943 | 4516 | 4502.4725 | 4100.0109 | 4238.5217 | 4137.2069
15135 | 4515 | 4502.1908 | 4099.904 | 4237.6376 | 4136.7217 | [8 empty] | 4574.341 | 4515 | 4502.1908 | 4099.904 | 4237.6376 | 4136.7217
15136 | 4515 | 4501.9348 | 4099.8938 | 4237.3354 | 4136.5105 | [8 empty] | 4574.155 | 4515 | 4501.9348 | 4099.8938 | 4237.3354 | 4136.5105
15137 | 4515 | 4501.871 | 4099.7078 | 4237.1733 | 4136.4395 | [8 empty] | 4573.7534 | 4515 | 4501.871 | 4099.7078 | 4237.1733 | 4136.4395
15138 | 4515 | 4501.7304 | 4099.5277 | 4237.1196 | 4136.3806 | [8 empty] | 4573.6336 | 4515 | 4501.7304 | 4099.5277 | 4237.1196 | 4136.3806
15139 | 4515 | 4501.3868 | 4098.8891 | 4236.8858 | 4135.6096 | [8 empty] | 4573.5835 | 4515 | 4501.3868 | 4098.8891 | 4236.8858 | 4135.6096
15140 | 4515 | 4501.359 | 4098.1217 | 4236.4207 | 4134.411 | [8 empty] | 4573.5101 | 4515 | 4501.359 | 4098.1217 | 4236.4207 | 4134.411
15141 | 4515 | 4501.2104 | 4097.7627 | 4236.3473 | 4134.2593 | [8 empty] | 4573.2467 | 4515 | 4501.2104 | 4097.7627 | 4236.3473 | 4134.2593
15142 | 4514 | 4501.1305 | 4097.6715 | 4236.248 | 4132.9633 | [8 empty] | 4573.2273 | 4514 | 4501.1305 | 4097.6715 | 4236.248 | 4132.9633
15143 | 4514 | 4501.0364 | 4097.6663 | 4235.4684 | 4132.5965 | [8 empty] | 4573.2218 | 4514 | 4501.0364 | 4097.6663 | 4235.4684 | 4132.5965
15144 | 4514 | 4500.7128 | 4097.0437 | 4235.4282 | 4132.203 | [8 empty] | 4573.1722 | 4514 | 4500.7128 | 4097.0437 | 4235.4282 | 4132.203
15145 | 4513 | 4500.0994 | 4096.6947 | 4235.0237 | 4132.1333 | [8 empty] | 4573.1577 | 4513 | 4500.0994 | 4096.6947 | 4235.0237 | 4132.1333
15146 | 4513 | 4499.9952 | 4095.8952 | 4234.9688 | 4131.9635 | [8 empty] | 4572.9589 | 4513 | 4499.9952 | 4095.8952 | 4234.9688 | 4131.9635
15147 | 4513 | 4499.6251 | 4095.805 | 4234.4498 | 4131.6257 | [8 empty] | 4572.8717 | 4513 | 4499.6251 | 4095.805 | 4234.4498 | 4131.6257
15148 | 4513 | 4499.4998 | 4095.6903 | 4234.3599 | 4131.4843 | [8 empty] | 4572.7023 | 4513 | 4499.4998 | 4095.6903 | 4234.3599 | 4131.4843
15149 | 4513 | 4499.4118 | 4095.1725 | 4234.1377 | 4130.737 | [8 empty] | 4572.6692 | 4513 | 4499.4118 | 4095.1725 | 4234.1377 | 4130.737
15150 | 4513 | 4499.2425 | 4094.6154 | 4233.9331 | 4130.5871 | [8 empty] | 4572.5363 | 4513 | 4499.2425 | 4094.6154 | 4233.9331 | 4130.5871
15151 | 4513 | 4499.1052 | 4094.2943 | 4233.4656 | 4129.4648 | [8 empty] | 4572.4635 | 4513 | 4499.1052 | 4094.2943 | 4233.4656 | 4129.4648
15152 | 4513 | 4499.088 | 4094.1788 | 4232.6654 | 4129.36 | [8 empty] | 4572.4471 | 4513 | 4499.088 | 4094.1788 | 4232.6654 | 4129.36
15153 | 4512 | 4498.6741 | 4093.5759 | 4232.3114 | 4128.9928 | [8 empty] | 4572.282 | 4512 | 4498.6741 | 4093.5759 | 4232.3114 | 4128.9928
15154 | 4512 | 4498.4719 | 4093.4308 | 4231.1486 | 4128.5755 | [8 empty] | 4572.222 | 4512 | 4498.4719 | 4093.4308 | 4231.1486 | 4128.5755
15155 | 4512 | 4497.6921 | 4092.9393 | 4229.7899 | 4127.3528 | [8 empty] | 4572.2015 | 4512 | 4497.6921 | 4092.9393 | 4229.7899 | 4127.3528
15156 | 4512 | 4497.3326 | 4092.8955 | 4229.7712 | 4127.2728 | [8 empty] | 4572.1048 | 4512 | 4497.3326 | 4092.8955 | 4229.7712 | 4127.2728
15157 | 4512 | 4496.8715 | 4092.776 | 4229.6069 | 4126.54 | [8 empty] | 4572.0662 | 4512 | 4496.8715 | 4092.776 | 4229.6069 | 4126.54
15158 | 4511 | 4496.0445 | 4092.7086 | 4229.2438 | 4126.4731 | [8 empty] | 4571.7724 | 4511 | 4496.0445 | 4092.7086 | 4229.2438 | 4126.4731
15159 | 4511 | 4495.8774 | 4092.0184 | 4228.5914 | 4126.3958 | [8 empty] | 4571.7448 | 4511 | 4495.8774 | 4092.0184 | 4228.5914 | 4126.3958
15160 | 4511 | 4495.5825 | 4091.8599 | 4228.2309 | 4126.3901 | [8 empty] | 4571.7388 | 4511 | 4495.5825 | 4091.8599 | 4228.2309 | 4126.3901
15161 | 4511 | 4495.45 | 4091.7056 | 4227.3804 | 4126.3789 | [8 empty] | 4571.5229 | 4511 | 4495.45 | 4091.7056 | 4227.3804 | 4126.3789
15162 | 4511 | 4494.7441 | 4091.6321 | 4227.1058 | 4125.5784 | [8 empty] | 4571.3753 | 4511 | 4494.7441 | 4091.6321 | 4227.1058 | 4125.5784
15163 | 4511 | 4494.3391 | 4090.2119 | 4226.1338 | 4125.3967 | [8 empty] | 4571.2154 | 4511 | 4494.3391 | 4090.2119 | 4226.1338 | 4125.3967
15164 | 4511 | 4494.0658 | 4090.0505 | 4226.1142 | 4125.1922 | [8 empty] | 4571.1881 | 4511 | 4494.0658 | 4090.0505 | 4226.1142 | 4125.1922
15165 | 4511 | 4493.4479 | 4089.5401 | 4225.9441 | 4125.0784 | [8 empty] | 4570.8416 | 4511 | 4493.4479 | 4089.5401 | 4225.9441 | 4125.0784
15166 | 4511 | 4493.3809 | 4089.5049 | 4224.5836 | 4124.8954 | [8 empty] | 4570.8078 | 4511 | 4493.3809 | 4089.5049 | 4224.5836 | 4124.8954
15167 | 4510 | 4492.9854 | 4088.0243 | 4224.5507 | 4124.3895 | [8 empty] | 4570.7511 | 4510 | 4492.9854 | 4088.0243 | 4224.5507 | 4124.3895
15168 | 4510 | 4492.7594 | 4087.6032 | 4224.0729 | 4124.0711 | [8 empty] | 4570.7066 | 4510 | 4492.7594 | 4087.6032 | 4224.0729 | 4124.0711
15169 | 4510 | 4491.7721 | 4087.5586 | 4223.7643 | 4124.0589 | [8 empty] | 4570.6493 | 4510 | 4491.7721 | 4087.5586 | 4223.7643 | 4124.0589
15170 | 4510 | 4490.8855 | 4087.4911 | 4223.7038 | 4123.4724 | [8 empty] | 4570.4566 | 4510 | 4490.8855 | 4087.4911 | 4223.7038 | 4123.4724
15171 | 4510 | 4490.6956 | 4087.472 | 4223.679 | 4122.9721 | [8 empty] | 4570.2869 | 4510 | 4490.6956 | 4087.472 | 4223.679 | 4122.9721
15172 | 4509 | 4490.3729 | 4087.3411 | 4223.5606 | 4122.8627 | [8 empty] | 4570.2296 | 4509 | 4490.3729 | 4087.3411 | 4223.5606 | 4122.8627
15173 | 4509 | 4490.3714 | 4087.256 | 4223.4365 | 4122.8056 | [8 empty] | 4570.2054 | 4509 | 4490.3714 | 4087.256 | 4223.4365 | 4122.8056
15174 | 4509 | 4490.0523 | 4087.2226 | 4222.3546 | 4122.4713 | [8 empty] | 4570.0992 | 4509 | 4490.0523 | 4087.2226 | 4222.3546 | 4122.4713
15175 | 4509 | 4489.9276 | 4086.9296 | 4221.8697 | 4122.4085 | [8 empty] | 4569.9774 | 4509 | 4489.9276 | 4086.9296 | 4221.8697 | 4122.4085
15176 | 4509 | 4489.6354 | 4086.8466 | 4221.07 | 4122.4035 | [8 empty] | 4569.9626 | 4509 | 4489.6354 | 4086.8466 | 4221.07 | 4122.4035
15177 | 4508 | 4489.3552 | 4086.7923 | 4220.5843 | 4121.5161 | [8 empty] | 4569.9368 | 4508 | 4489.3552 | 4086.7923 | 4220.5843 | 4121.5161
15178 | 4508 | 4488.4537 | 4086.4787 | 4219.972 | 4120.0686 | [8 empty] | 4569.2127 | 4508 | 4488.4537 | 4086.4787 | 4219.972 | 4120.0686
15179 | 4508 | 4488.302 | 4085.8678 | 4219.8774 | 4119.5867 | [8 empty] | 4569.0768 | 4508 | 4488.302 | 4085.8678 | 4219.8774 | 4119.5867
15180 | 4508 | 4488.2339 | 4085.5728 | 4219.556 | 4119.0246 | [8 empty] | 4568.9921 | 4508 | 4488.2339 | 4085.5728 | 4219.556 | 4119.0246
15181 | 4507 | 4488.1158 | 4085.5653 | 4217.6006 | 4118.8049 | [8 empty] | 4568.7415 | 4507 | 4488.1158 | 4085.5653 | 4217.6006 | 4118.8049
15182 | 4507 | 4487.7993 | 4085.3601 | 4217.3879 | 4117.5506 | [8 empty] | 4568.5917 | 4507 | 4487.7993 | 4085.3601 | 4217.3879 | 4117.5506
15183 | 4507 | 4487.6724 | 4085.3301 | 4217.2138 | 4117.2793 | [8 empty] | 4568.5675 | 4507 | 4487.6724 | 4085.3301 | 4217.2138 | 4117.2793
15184 | 4507 | 4487.0293 | 4085.0746 | 4216.8842 | 4117.0174 | [8 empty] | 4568.5481 | 4507 | 4487.0293 | 4085.0746 | 4216.8842 | 4117.0174
15185 | 4507 | 4486.7381 | 4084.802 | 4216.5414 | 4117.002 | [8 empty] | 4568.5097 | 4507 | 4486.7381 | 4084.802 | 4216.5414 | 4117.002
15186 | 4507 | 4486.2185 | 4084.0021 | 4216.3233 | 4116.8693 | [8 empty] | 4568.4851 | 4507 | 4486.2185 | 4084.0021 | 4216.3233 | 4116.8693
15187 | 4507 | 4486.0507 | 4083.7629 | 4216.0189 | 4116.2103 | [8 empty] | 4568.2167 | 4507 | 4486.0507 | 4083.7629 | 4216.0189 | 4116.2103
15188 | 4506 | 4485.9115 | 4082.0628 | 4215.7356 | 4115.9529 | [8 empty] | 4568.2028 | 4506 | 4485.9115 | 4082.0628 | 4215.7356 | 4115.9529
15189 | 4506 | 4485.5883 | 4081.3928 | 4215.6617 | 4115.8008 | [8 empty] | 4568.1755 | 4506 | 4485.5883 | 4081.3928 | 4215.6617 | 4115.8008
15190 | 4506 | 4485.5806 | 4080.9371 | 4215.2138 | 4114.1066 | [8 empty] | 4568.1423 | 4506 | 4485.5806 | 4080.9371 | 4215.2138 | 4114.1066
15191 | 4506 | 4485.569 | 4080.8939 | 4215.0089 | 4114.0207 | [8 empty] | 4568.0997 | 4506 | 4485.569 | 4080.8939 | 4215.0089 | 4114.0207
15192 | 4506 | 4484.6908 | 4080.6871 | 4214.9972 | 4113.713 | [8 empty] | 4568.0051 | 4506 | 4484.6908 | 4080.6871 | 4214.9972 | 4113.713
15193 | 4505 | 4484.374 | 4080.5043 | 4214.4553 | 4113.4463 | [8 empty] | 4567.9604 | 4505 | 4484.374 | 4080.5043 | 4214.4553 | 4113.4463
15194 | 4505 | 4484.1985 | 4079.2976 | 4213.3506 | 4113.2845 | [8 empty] | 4567.658 | 4505 | 4484.1985 | 4079.2976 | 4213.3506 | 4113.2845
15195 | 4505 | 4484.075 | 4079.268 | 4211.7441 | 4112.5781 | [8 empty] | 4567.5222 | 4505 | 4484.075 | 4079.268 | 4211.7441 | 4112.5781
15196 | 4505 | 4483.9876 | 4079.1818 | 4211.6812 | 4112.2566 | [8 empty] | 4567.4949 | 4505 | 4483.9876 | 4079.1818 | 4211.6812 | 4112.2566
15197 | 4505 | 4483.8936 | 4078.8244 | 4211.6185 | 4112.2037 | [8 empty] | 4567.1927 | 4505 | 4483.8936 | 4078.8244 | 4211.6185 | 4112.2037
15198 | 4505 | 4482.7341 | 4078.1172 | 4211.4549 | 4111.932 | [8 empty] | 4566.9117 | 4505 | 4482.7341 | 4078.1172 | 4211.4549 | 4111.932
15199 | 4505 | 4482.7193 | 4077.4972 | 4211.3861 | 4111.3032 | [8 empty] | 4566.8541 | 4505 | 4482.7193 | 4077.4972 | 4211.3861 | 4111.3032
15200 | 4505 | 4482.7101 | 4076.7491 | 4211.3103 | 4111.2316 | [8 empty] | 4566.7467 | 4505 | 4482.7101 | 4076.7491 | 4211.3103 | 4111.2316
15201 | 4504 | 4482.6828 | 4076.6648 | 4210.9789 | 4111.0759 | [8 empty] | 4566.7101 | 4504 | 4482.6828 | 4076.6648 | 4210.9789 | 4111.0759
15202 | 4504 | 4481.346 | 4076.4144 | 4209.7594 | 4110.9163 | [8 empty] | 4566.7044 | 4504 | 4481.346 | 4076.4144 | 4209.7594 | 4110.9163
15203 | 4504 | 4481.1139 | 4076.0319 | 4209.603 | 4110.6515 | [8 empty] | 4566.6827 | 4504 | 4481.1139 | 4076.0319 | 4209.603 | 4110.6515
15204 | 4503 | 4481.018 | 4075.6689 | 4209.2648 | 4109.9807 | [8 empty] | 4566.5656 | 4503 | 4481.018 | 4075.6689 | 4209.2648 | 4109.9807
15205 | 4503 | 4480.6754 | 4074.6824 | 4209.0754 | 4109.4938 | [8 empty] | 4566.4855 | 4503 | 4480.6754 | 4074.6824 | 4209.0754 | 4109.4938
15206 | 4503 | 4480.6546 | 4074.382 | 4208.5436 | 4109.2817 | [8 empty] | 4566.4712 | 4503 | 4480.6546 | 4074.382 | 4208.5436 | 4109.2817
15207 | 4502 | 4480.5792 | 4074.2251 | 4207.6033 | 4109.1547 | [8 empty] | 4566.3703 | 4502 | 4480.5792 | 4074.2251 | 4207.6033 | 4109.1547
15208 | 4502 | 4480.2479 | 4074.2164 | 4207.4358 | 4108.9369 | [8 empty] | 4566.2241 | 4502 | 4480.2479 | 4074.2164 | 4207.4358 | 4108.9369
15209 | 4502 | 4480.1665 | 4073.9663 | 4207.1251 | 4108.6866 | [8 empty] | 4566.2147 | 4502 | 4480.1665 | 4073.9663 | 4207.1251 | 4108.6866
15210 | 4502 | 4480.0979 | 4073.0903 | 4206.3749 | 4108.6854 | [8 empty] | 4565.9495 | 4502 | 4480.0979 | 4073.0903 | 4206.3749 | 4108.6854
15211 | 4502 | 4479.9229 | 4072.7082 | 4205.5185 | 4108.6495 | [8 empty] | 4565.9218 | 4502 | 4479.9229 | 4072.7082 | 4205.5185 | 4108.6495
15212 | 4502 | 4479.8807 | 4072.6649 | 4204.9444 | 4108.3714 | [8 empty] | 4565.3144 | 4502 | 4479.8807 | 4072.6649 | 4204.9444 | 4108.3714
15213 | 4502 | 4479.8648 | 4072.6249 | 4204.5141 | 4108.2219 | [8 empty] | 4565.2686 | 4502 | 4479.8648 | 4072.6249 | 4204.5141 | 4108.2219
15214 | 4502 | 4479.6584 | 4072.1043 | 4203.7009 | 4108.1824 | [8 empty] | 4565.1609 | 4502 | 4479.6584 | 4072.1043 | 4203.7009 | 4108.1824
15215 | 4502 | 4479.5417 | 4071.8251 | 4203.1005 | 4107.9804 | [8 empty] | 4565.0477 | 4502 | 4479.5417 | 4071.8251 | 4203.1005 | 4107.9804
15216 | 4501 | 4479.0576 | 4071.7895 | 4202.5398 | 4107.9693 | [8 empty] | 4565.026 | 4501 | 4479.0576 | 4071.7895 | 4202.5398 | 4107.9693
15217 | 4501 | 4479.0572 | 4071.2513 | 4202.4441 | 4106.5673 | [8 empty] | 4564.9862 | 4501 | 4479.0572 | 4071.2513 | 4202.4441 | 4106.5673
15218 | 4501 | 4478.8447 | 4070.3494 | 4202.3338 | 4106.4861 | [8 empty] | 4564.9795 | 4501 | 4478.8447 | 4070.3494 | 4202.3338 | 4106.4861
15219 | 4501 | 4478.7026 | 4070.17 | 4201.0897 | 4106.111 | [8 empty] | 4564.9429 | 4501 | 4478.7026 | 4070.17 | 4201.0897 | 4106.111
15220 | 4501 | 4478.055 | 4070.0144 | 4200.7692 | 4104.9892 | [8 empty] | 4564.9421 | 4501 | 4478.055 | 4070.0144 | 4200.7692 | 4104.9892
15221 | 4500 | 4477.6051 | 4069.7183 | 4200.1535 | 4104.8277 | [8 empty] | 4564.7529 | 4500 | 4477.6051 | 4069.7183 | 4200.1535 | 4104.8277
15222 | 4500 | 4476.5106 | 4069.4053 | 4199.8349 | 4104.5472 | [8 empty] | 4564.5761 | 4500 | 4476.5106 | 4069.4053 | 4199.8349 | 4104.5472
15223 | 4500 | 4476.2207 | 4069.2268 | 4199.7083 | 4104.2611 | [8 empty] | 4564.5413 | 4500 | 4476.2207 | 4069.2268 | 4199.7083 | 4104.2611
15224 | 4499 | 4475.4881 | 4069.2079 | 4198.707 | 4103.9556 | [8 empty] | 4564.4142 | 4499 | 4475.4881 | 4069.2079 | 4198.707 | 4103.9556
15225 | 4498 | 4475.0779 | 4067.8337 | 4198.5541 | 4103.7152 | [8 empty] | 4564.3513 | 4498 | 4475.0779 | 4067.8337 | 4198.5541 | 4103.7152
15226 | 4498 | 4475.0067 | 4067.8059 | 4197.4069 | 4102.1781 | [8 empty] | 4564.2742 | 4498 | 4475.0067 | 4067.8059 | 4197.4069 | 4102.1781
15227 | 4498 | 4474.6374 | 4067.0302 | 4196.7792 | 4101.9188 | [8 empty] | 4564.2114 | 4498 | 4474.6374 | 4067.0302 | 4196.7792 | 4101.9188
15228 | 4498 | 4474.6152 | 4066.8127 | 4196.6534 | 4101.5644 | [8 empty] | 4564.0714 | 4498 | 4474.6152 | 4066.8127 | 4196.6534 | 4101.5644
15229 | 4498 | 4474.4748 | 4066.2667 | 4196.0671 | 4100.3824 | [8 empty] | 4563.9905 | 4498 | 4474.4748 | 4066.2667 | 4196.0671 | 4100.3824
15230 | 4498 | 4474.4194 | 4065.9379 | 4195.4931 | 4100.1478 | [8 empty] | 4563.9196 | 4498 | 4474.4194 | 4065.9379 | 4195.4931 | 4100.1478
15231 | 4498 | 4473.911 | 4065.8749 | 4194.5528 | 4100.044 | [8 empty] | 4563.8838 | 4498 | 4473.911 | 4065.8749 | 4194.5528 | 4100.044
15232 | 4498 | 4473.8888 | 4065.74 | 4194.2718 | 4100.013 | [8 empty] | 4563.8799 | 4498 | 4473.8888 | 4065.74 | 4194.2718 | 4100.013
15233 | 4497 | 4473.5172 | 4065.2117 | 4193.9827 | 4099.7722 | [8 empty] | 4563.789 | 4497 | 4473.5172 | 4065.2117 | 4193.9827 | 4099.7722
15234 | 4497 | 4473.2891 | 4064.6866 | 4193.7497 | 4099.7538 | [8 empty] | 4563.7065 | 4497 | 4473.2891 | 4064.6866 | 4193.7497 | 4099.7538
15235 | 4497 | 4473.0908 | 4063.9659 | 4193.4757 | 4099.2555 | [8 empty] | 4563.6659 | 4497 | 4473.0908 | 4063.9659 | 4193.4757 | 4099.2555
15236 | 4497 | 4472.9659 | 4063.671 | 4192.6126 | 4099.0915 | [8 empty] | 4563.6001 | 4497 | 4472.9659 | 4063.671 | 4192.6126 | 4099.0915
15237 | 4497 | 4472.7899 | 4063.5347 | 4192.2192 | 4099.0748 | [8 empty] | 4563.5073 | 4497 | 4472.7899 | 4063.5347 | 4192.2192 | 4099.0748
15238 | 4497 | 4472.6426 | 4063.4798 | 4189.774 | 4098.6649 | [8 empty] | 4563.3953 | 4497 | 4472.6426 | 4063.4798 | 4189.774 | 4098.6649
15239 | 4497 | 4472.4526 | 4063.1515 | 4189.5934 | 4098.1334 | [8 empty] | 4563.3687 | 4497 | 4472.4526 | 4063.1515 | 4189.5934 | 4098.1334
15240 | 4496 | 4472.2798 | 4062.9211 | 4189.4693 | 4097.8276 | [8 empty] | 4563.2061 | 4496 | 4472.2798 | 4062.9211 | 4189.4693 | 4097.8276
15241 | 4496 | 4471.9296 | 4062.7928 | 4189.27 | 4097.5672 | [8 empty] | 4563.1672 | 4496 | 4471.9296 | 4062.7928 | 4189.27 | 4097.5672
15242 | 4496 | 4471.9077 | 4062.7197 | 4189.2349 | 4096.7258 | [8 empty] | 4563.1614 | 4496 | 4471.9077 | 4062.7197 | 4189.2349 | 4096.7258
15243 | 4496 | 4471.8815 | 4062.6482 | 4188.6768 | 4095.9812 | [8 empty] | 4563.1545 | 4496 | 4471.8815 | 4062.6482 | 4188.6768 | 4095.9812
15244 | 4496 | 4471.7924 | 4062.5374 | 4187.8556 | 4095.9136 | [8 empty] | 4563.1422 | 4496 | 4471.7924 | 4062.5374 | 4187.8556 | 4095.9136
15245 | 4496 | 4471.7426 | 4061.6432 | 4186.6428 | 4095.7168 | [8 empty] | 4563.0699 | 4496 | 4471.7426 | 4061.6432 | 4186.6428 | 4095.7168
15246 | 4496 | 4470.044 | 4061.5977 | 4186.6284 | 4095.0869 | [8 empty] | 4562.9766 | 4496 | 4470.044 | 4061.5977 | 4186.6284 | 4095.0869
15247 | 4495 | 4469.8168 | 4061.0978 | 4186.618 | 4094.9626 | [8 empty] | 4562.8478 | 4495 | 4469.8168 | 4061.0978 | 4186.618 | 4094.9626
15248 | 4495 | 4468.9287 | 4061.0937 | 4186.589 | 4094.9435 | [8 empty] | 4562.637 | 4495 | 4468.9287 | 4061.0937 | 4186.589 | 4094.9435
15249 | 4495 | 4468.8503 | 4060.7418 | 4186.4734 | 4094.7914 | [8 empty] | 4562.6176 | 4495 | 4468.8503 | 4060.7418 | 4186.4734 | 4094.7914
15250 | 4495 | 4467.9994 | 4060.6608 | 4185.7992 | 4093.3894 | [8 empty] | 4562.4885 | 4495 | 4467.9994 | 4060.6608 | 4185.7992 | 4093.3894
15251 | 4495 | 4467.7673 | 4060.5876 | 4185.6146 | 4093.2817 | [8 empty] | 4562.3579 | 4495 | 4467.7673 | 4060.5876 | 4185.6146 | 4093.2817
15252 | 4495 | 4467.5653 | 4060.4436 | 4185.3345 | 4093.2264 | [8 empty] | 4562.3573 | 4495 | 4467.5653 | 4060.4436 | 4185.3345 | 4093.2264
15253 | 4494 | 4467.3092 | 4059.3036 | 4185.2546 | 4092.9599 | [8 empty] | 4562.3538 | 4494 | 4467.3092 | 4059.3036 | 4185.2546 | 4092.9599
15254 | 4494 | 4467.2208 | 4059.1454 | 4184.9872 | 4092.2421 | [8 empty] | 4562.0001 | 4494 | 4467.2208 | 4059.1454 | 4184.9872 | 4092.2421
15255 | 4494 | 4466.8312 | 4058.7923 | 4184.3008 | 4092.0766 | [8 empty] | 4561.8042 | 4494 | 4466.8312 | 4058.7923 | 4184.3008 | 4092.0766
15256 | 4494 | 4466.5282 | 4058.6735 | 4183.1361 | 4091.713 | [8 empty] | 4561.6421 | 4494 | 4466.5282 | 4058.6735 | 4183.1361 | 4091.713
15257 | 4493 | 4465.7739 | 4058.4578 | 4183.1148 | 4091.5247 | [8 empty] | 4561.5473 | 4493 | 4465.7739 | 4058.4578 | 4183.1148 | 4091.5247
15258 | 4493 | 4465.2317 | 4058.2312 | 4182.9595 | 4091.0639 | [8 empty] | 4561.2761 | 4493 | 4465.2317 | 4058.2312 | 4182.9595 | 4091.0639
15259 | 4493 | 4465.2098 | 4057.5746 | 4182.3023 | 4090.3983 | [8 empty] | 4561.2151 | 4493 | 4465.2098 | 4057.5746 | 4182.3023 | 4090.3983
15260 | 4493 | 4465.0107 | 4057.0847 | 4182.101 | 4090.3942 | [8 empty] | 4561.1257 | 4493 | 4465.0107 | 4057.0847 | 4182.101 | 4090.3942
15261 | 4492 | 4464.7238 | 4057.0387 | 4181.8229 | 4089.7919 | [8 empty] | 4560.7918 | 4492 | 4464.7238 | 4057.0387 | 4181.8229 | 4089.7919
15262 | 4492 | 4464.5797 | 4056.9892 | 4181.7996 | 4089.5682 | [8 empty] | 4560.6393 | 4492 | 4464.5797 | 4056.9892 | 4181.7996 | 4089.5682
15263 | 4492 | 4464.1495 | 4056.7 | 4181.2789 | 4089.285 | [8 empty] | 4560.5802 | 4492 | 4464.1495 | 4056.7 | 4181.2789 | 4089.285
15264 | 4492 | 4463.5253 | 4056.4025 | 4181.0583 | 4088.8207 | [8 empty] | 4560.5331 | 4492 | 4463.5253 | 4056.4025 | 4181.0583 | 4088.8207
15265 | 4492 | 4462.5992 | 4055.9223 | 4180.7422 | 4088.6464 | [8 empty] | 4560.437 | 4492 | 4462.5992 | 4055.9223 | 4180.7422 | 4088.6464
15266 | 4492 | 4462.4894 | 4054.7468 | 4180.1913 | 4088.6256 | [8 empty] | 4560.3893 | 4492 | 4462.4894 | 4054.7468 | 4180.1913 | 4088.6256
15267 | 4492 | 4461.9139 | 4054.7065 | 4180.0569 | 4088.5387 | [8 empty] | 4560.3166 | 4492 | 4461.9139 | 4054.7065 | 4180.0569 | 4088.5387
15268 | 4491 | 4461.6859 | 4053.584 | 4179.9537 | 4088.5287 | [8 empty] | 4560.2079 | 4491 | 4461.6859 | 4053.584 | 4179.9537 | 4088.5287
15269 | 4491 | 4461.4696 | 4053.0973 | 4179.6001 | 4087.8449 | [8 empty] | 4559.98 | 4491 | 4461.4696 | 4053.0973 | 4179.6001 | 4087.8449
15270 | 4491 | 4461.0546 | 4052.9889 | 4179.3927 | 4087.5744 | [8 empty] | 4559.8877 | 4491 | 4461.0546 | 4052.9889 | 4179.3927 | 4087.5744
15271 | 4491 | 4459.9803 | 4052.6648 | 4178.7403 | 4087.1888 | [8 empty] | 4559.6663 | 4491 | 4459.9803 | 4052.6648 | 4178.7403 | 4087.1888
15272 | 4491 | 4459.4629 | 4051.8121 | 4178.7201 | 4087.0651 | [8 empty] | 4559.6169 | 4491 | 4459.4629 | 4051.8121 | 4178.7201 | 4087.0651
15273 | 4491 | 4459.0583 | 4051.6966 | 4178.274 | 4084.9616 | [8 empty] | 4559.5625 | 4491 | 4459.0583 | 4051.6966 | 4178.274 | 4084.9616
15274 | 4490 | 4458.7634 | 4050.5379 | 4178.2603 | 4083.8954 | [8 empty] | 4559.4909 | 4490 | 4458.7634 | 4050.5379 | 4178.2603 | 4083.8954
15275 | 4490 | 4458.4089 | 4050.031 | 4177.9825 | 4083.5058 | [8 empty] | 4559.3516 | 4490 | 4458.4089 | 4050.031 | 4177.9825 | 4083.5058
15276 | 4490 | 4458.2148 | 4049.9393 | 4177.768 | 4082.343 | [8 empty] | 4559.2727 | 4490 | 4458.2148 | 4049.9393 | 4177.768 | 4082.343
15277 | 4489 | 4457.9868 | 4049.9387 | 4177.5348 | 4082.098 | [8 empty] | 4559.1766 | 4489 | 4457.9868 | 4049.9387 | 4177.5348 | 4082.098
15278 | 4489 | 4457.8278 | 4049.3158 | 4176.9783 | 4081.7596 | [8 empty] | 4558.8024 | 4489 | 4457.8278 | 4049.3158 | 4176.9783 | 4081.7596
15279 | 4489 | 4457.5785 | 4049.0973 | 4176.1883 | 4081.7136 | [8 empty] | 4557.957 | 4489 | 4457.5785 | 4049.0973 | 4176.1883 | 4081.7136
15280 | 4489 | 4457.2992 | 4048.3291 | 4175.6533 | 4081.4837 | [8 empty] | 4557.9453 | 4489 | 4457.2992 | 4048.3291 | 4175.6533 | 4081.4837
15281 | 4489 | 4456.7772 | 4047.9645 | 4174.7586 | 4080.9447 | [8 empty] | 4557.7319 | 4489 | 4456.7772 | 4047.9645 | 4174.7586 | 4080.9447
15282 | 4489 | 4456.7026 | 4047.875 | 4174.4083 | 4080.828 | [8 empty] | 4557.6189 | 4489 | 4456.7026 | 4047.875 | 4174.4083 | 4080.828
15283 | 4489 | 4456.5668 | 4047.8208 | 4173.8508 | 4080.7817 | [8 empty] | 4557.3904 | 4489 | 4456.5668 | 4047.8208 | 4173.8508 | 4080.7817
15284 | 4489 | 4456.5267 | 4047.3619 | 4173.8425 | 4080.5512 | [8 empty] | 4557.3071 | 4489 | 4456.5267 | 4047.3619 | 4173.8425 | 4080.5512
15285 | 4488 | 4455.4173 | 4047.1249 | 4173.641 | 4080.4502 | [8 empty] | 4557.2035 | 4488 | 4455.4173 | 4047.1249 | 4173.641 | 4080.4502
15286 | 4488 | 4455.3806 | 4047.0159 | 4173.5955 | 4080.0302 | [8 empty] | 4557.1533 | 4488 | 4455.3806 | 4047.0159 | 4173.5955 | 4080.0302
15287 | 4488 | 4455.2872 | 4046.9312 | 4173.4251 | 4079.99 | [8 empty] | 4557.0319 | 4488 | 4455.2872 | 4046.9312 | 4173.4251 | 4079.99
15288 | 4488 | 4455.2742 | 4046.5392 | 4172.0537 | 4079.8919 | [8 empty] | 4557.0305 | 4488 | 4455.2742 | 4046.5392 | 4172.0537 | 4079.8919
15289 | 4487 | 4454.5712 | 4046.5152 | 4171.8792 | 4079.0997 | [8 empty] | 4556.687 | 4487 | 4454.5712 | 4046.5152 | 4171.8792 | 4079.0997
15290 | 4487 | 4453.4242 | 4046.4575 | 4171.4008 | 4078.6445 | [8 empty] | 4556.6117 | 4487 | 4453.4242 | 4046.4575 | 4171.4008 | 4078.6445
15291 | 4487 | 4453.2655 | 4046.3935 | 4171.0885 | 4077.369 | [8 empty] | 4556.5326 | 4487 | 4453.2655 | 4046.3935 | 4171.0885 | 4077.369
15292 | 4487 | 4452.5001 | 4045.753 | 4171.0287 | 4076.9485 | [8 empty] | 4556.4899 | 4487 | 4452.5001 | 4045.753 | 4171.0287 | 4076.9485
15293 | 4487 | 4452.4075 | 4045.7033 | 4170.9154 | 4076.7589 | [8 empty] | 4556.4003 | 4487 | 4452.4075 | 4045.7033 | 4170.9154 | 4076.7589
15294 | 4486 | 4452.1377 | 4044.7894 | 4170.3941 | 4076.4418 | [8 empty] | 4556.0806 | 4486 | 4452.1377 | 4044.7894 | 4170.3941 | 4076.4418
15295 | 4486 | 4452.0356 | 4044.7893 | 4170.3497 | 4076.4229 | [8 empty] | 4555.892 | 4486 | 4452.0356 | 4044.7893 | 4170.3497 | 4076.4229
15296 | 4486 | 4452.0203 | 4044.1878 | 4170.3342 | 4076.1797 | [8 empty] | 4555.7664 | 4486 | 4452.0203 | 4044.1878 | 4170.3342 | 4076.1797
15297 | 4486 | 4452.0039 | 4044.1075 | 4168.7747 | 4076.0069 | [8 empty] | 4555.3596 | 4486 | 4452.0039 | 4044.1075 | 4168.7747 | 4076.0069
15298 | 4486 | 4451.0192 | 4043.8136 | 4168.57 | 4075.9679 | [8 empty] | 4555.3388 | 4486 | 4451.0192 | 4043.8136 | 4168.57 | 4075.9679
15299 | 4485 | 4450.8534 | 4043.088 | 4168.3967 | 4074.7688 | [8 empty] | 4555.235 | 4485 | 4450.8534 | 4043.088 | 4168.3967 | 4074.7688
15300 | 4485 | 4450.2471 | 4042.9101 | 4168.1862 | 4074.3488 | [8 empty] | 4555.2236 | 4485 | 4450.2471 | 4042.9101 | 4168.1862 | 4074.3488
15301 | 4485 | 4449.6844 | 4042.4486 | 4167.1105 | 4073.5771 | [8 empty] | 4555.0717 | 4485 | 4449.6844 | 4042.4486 | 4167.1105 | 4073.5771
15302 | 4485 | 4449.391 | 4042.4087 | 4164.778 | 4073.4522 | [8 empty] | 4554.8752 | 4485 | 4449.391 | 4042.4087 | 4164.778 | 4073.4522
15303 | 4485 | 4449.1093 | 4042.1828 | 4164.5865 | 4073.3379 | [8 empty] | 4554.8306 | 4485 | 4449.1093 | 4042.1828 | 4164.5865 | 4073.3379
15304 | 4485 | 4449.0056 | 4042.128 | 4164.1093 | 4073.2301 | [8 empty] | 4554.828 | 4485 | 4449.0056 | 4042.128 | 4164.1093 | 4073.2301
15305 | 4485 | 4448.9372 | 4042.086 | 4163.8325 | 4073.1768 | [8 empty] | 4554.7555 | 4485 | 4448.9372 | 4042.086 | 4163.8325 | 4073.1768
15306 | 4484 | 4448.7431 | 4042.0197 | 4163.5124 | 4072.9015 | [8 empty] | 4554.6546 | 4484 | 4448.7431 | 4042.0197 | 4163.5124 | 4072.9015
15307 | 4484 | 4448.7006 | 4040.2789 | 4163.2817 | 4072.7203 | [8 empty] | 4554.6328 | 4484 | 4448.7006 | 4040.2789 | 4163.2817 | 4072.7203
15308 | 4484 | 4448.2577 | 4040.2505 | 4162.995 | 4072.521 | [8 empty] | 4554.5227 | 4484 | 4448.2577 | 4040.2505 | 4162.995 | 4072.521
15309 | 4483 | 4447.9506 | 4040.1362 | 4162.7971 | 4072.335 | [8 empty] | 4554.4954 | 4483 | 4447.9506 | 4040.1362 | 4162.7971 | 4072.335
15310 | 4483 | 4447.2 | 4040.1283 | 4162.5726 | 4072.2661 | [8 empty] | 4554.3591 | 4483 | 4447.2 | 4040.1283 | 4162.5726 | 4072.2661
15311 | 4483 | 4446.6302 | 4040.0573 | 4160.4925 | 4071.9304 | [8 empty] | 4554.0789 | 4483 | 4446.6302 | 4040.0573 | 4160.4925 | 4071.9304
15312 | 4483 | 4446.4381 | 4039.9869 | 4160.3643 | 4071.7606 | [8 empty] | 4554.0165 | 4483 | 4446.4381 | 4039.9869 | 4160.3643 | 4071.7606
15313 | 4483 | 4446.1099 | 4039.2831 | 4160.1413 | 4070.8815 | [8 empty] | 4553.8824 | 4483 | 4446.1099 | 4039.2831 | 4160.1413 | 4070.8815
15314 | 4483 | 4445.9071 | 4038.6101 | 4159.5208 | 4070.8222 | [8 empty] | 4553.8583 | 4483 | 4445.9071 | 4038.6101 | 4159.5208 | 4070.8222
15315 | 4483 | 4445.754 | 4038.1696 | 4158.7739 | 4070.6337 | [8 empty] | 4553.6819 | 4483 | 4445.754 | 4038.1696 | 4158.7739 | 4070.6337
15316 | 4482 | 4444.8041 | 4037.9418 | 4158.3205 | 4070.5992 | [8 empty] | 4553.574 | 4482 | 4444.8041 | 4037.9418 | 4158.3205 | 4070.5992
15317 | 4482 | 4444.7656 | 4037.0935 | 4157.996 | 4070.3998 | [8 empty] | 4553.5721 | 4482 | 4444.7656 | 4037.0935 | 4157.996 | 4070.3998
15318 | 4482 | 4444.6123 | 4036.7302 | 4157.5413 | 4068.9152 | [8 empty] | 4553.511 | 4482 | 4444.6123 | 4036.7302 | 4157.5413 | 4068.9152
15319 | 4482 | 4443.1086 | 4036.2768 | 4157.2279 | 4067.9001 | [8 empty] | 4553.454 | 4482 | 4443.1086 | 4036.2768 | 4157.2279 | 4067.9001
15320 | 4482 | 4442.7862 | 4036.2446 | 4155.9382 | 4067.4381 | [8 empty] | 4553.2697 | 4482 | 4442.7862 | 4036.2446 | 4155.9382 | 4067.4381
15321 | 4482 | 4442.1291 | 4036.1922 | 4155.4973 | 4067.1564 | [8 empty] | 4553.2676 | 4482 | 4442.1291 | 4036.1922 | 4155.4973 | 4067.1564
15322 | 4482 | 4442.1079 | 4035.906 | 4154.7124 | 4066.6562 | [8 empty] | 4553.2441 | 4482 | 4442.1079 | 4035.906 | 4154.7124 | 4066.6562
15323 | 4482 | 4442.0595 | 4035.6466 | 4154.0877 | 4066.5192 | [8 empty] | 4552.9801 | 4482 | 4442.0595 | 4035.6466 | 4154.0877 | 4066.5192
15324 | 4482 | 4441.9632 | 4035.2543 | 4153.9849 | 4066.4718 | [8 empty] | 4552.97 | 4482 | 4441.9632 | 4035.2543 | 4153.9849 | 4066.4718
15325 | 4481 | 4441.6813 | 4034.7618 | 4153.7749 | 4065.974 | [8 empty] | 4552.8687 | 4481 | 4441.6813 | 4034.7618 | 4153.7749 | 4065.974
15326 | 4481 | 4441.1424 | 4033.6684 | 4153.473 | 4065.1154 | [8 empty] | 4552.3888 | 4481 | 4441.1424 | 4033.6684 | 4153.473 | 4065.1154
15327 | 4481 | 4440.5572 | 4033.4436 | 4153.2314 | 4064.6364 | [8 empty] | 4552.3062 | 4481 | 4440.5572 | 4033.4436 | 4153.2314 | 4064.6364
15328 | 4481 | 4440.4655 | 4033.3494 | 4151.4751 | 4064.1388 | [8 empty] | 4552.1657 | 4481 | 4440.4655 | 4033.3494 | 4151.4751 | 4064.1388
15329 | 4481 | 4440.3158 | 4032.9383 | 4151.47 | 4063.6179 | [8 empty] | 4552.1585 | 4481 | 4440.3158 | 4032.9383 | 4151.47 | 4063.6179
15330 | 4481 | 4440.1161 | 4032.4082 | 4150.8507 | 4062.3337 | [8 empty] | 4552.137 | 4481 | 4440.1161 | 4032.4082 | 4150.8507 | 4062.3337
15331 | 4481 | 4440.0945 | 4032.346 | 4150.5573 | 4062.0953 | [8 empty] | 4552.0708 | 4481 | 4440.0945 | 4032.346 | 4150.5573 | 4062.0953
15332 | 4481 | 4440.0791 | 4032.1487 | 4150.1279 | 4061.5188 | [8 empty] | 4552.0526 | 4481 | 4440.0791 | 4032.1487 | 4150.1279 | 4061.5188
15333 | 4481 | 4439.9149 | 4031.9454 | 4149.7313 | 4060.6366 | [8 empty] | 4551.9779 | 4481 | 4439.9149 | 4031.9454 | 4149.7313 | 4060.6366
15334 | 4481 | 4439.3084 | 4031.6741 | 4149.6956 | 4060.428 | [8 empty] | 4551.9765 | 4481 | 4439.3084 | 4031.6741 | 4149.6956 | 4060.428
15335 | 4480 | 4439.2455 | 4031.5069 | 4149.4224 | 4060.3796 | [8 empty] | 4551.9046 | 4480 | 4439.2455 | 4031.5069 | 4149.4224 | 4060.3796
15336 | 4480 | 4439.1334 | 4030.5116 | 4149.188 | 4060.0792 | [8 empty] | 4551.9026 | 4480 | 4439.1334 | 4030.5116 | 4149.188 | 4060.0792
15337 | 4480 | 4439.1163 | 4029.8332 | 4149.1403 | 4059.7454 | [8 empty] | 4551.8843 | 4480 | 4439.1163 | 4029.8332 | 4149.1403 | 4059.7454
15338 | 4480 | 4439.0001 | 4028.5637 | 4149.0625 | 4059.7207 | [8 empty] | 4551.4546 | 4480 | 4439.0001 | 4028.5637 | 4149.0625 | 4059.7207
15339 | 4479 | 4438.3601 | 4028.2433 | 4148.9143 | 4059.3164 | [8 empty] | 4551.2641 | 4479 | 4438.3601 | 4028.2433 | 4148.9143 | 4059.3164
15340 | 4479 | 4437.9698 | 4028.1568 | 4148.2787 | 4058.7696 | [8 empty] | 4551.2124 | 4479 | 4437.9698 | 4028.1568 | 4148.2787 | 4058.7696
15341 | 4479 | 4437.844 | 4027.8042 | 4148.0809 | 4058.6632 | [8 empty] | 4550.8017 | 4479 | 4437.844 | 4027.8042 | 4148.0809 | 4058.6632
15342 | 4479 | 4437.6404 | 4027.5169 | 4147.6703 | 4058.3951 | [8 empty] | 4550.7437 | 4479 | 4437.6404 | 4027.5169 | 4147.6703 | 4058.3951
15343 | 4479 | 4437.637 | 4027.1423 | 4147.0624 | 4058.1139 | [8 empty] | 4550.5675 | 4479 | 4437.637 | 4027.1423 | 4147.0624 | 4058.1139
15344 | 4479 | 4436.9687 | 4025.1319 | 4146.9382 | 4057.8079 | [8 empty] | 4550.3445 | 4479 | 4436.9687 | 4025.1319 | 4146.9382 | 4057.8079
15345 | 4479 | 4436.9606 | 4025.0555 | 4146.7588 | 4056.2261 | [8 empty] | 4550.206 | 4479 | 4436.9606 | 4025.0555 | 4146.7588 | 4056.2261
15346 | 4478 | 4436.7188 | 4024.9924 | 4146.1312 | 4056.1937 | [8 empty] | 4550.1792 | 4478 | 4436.7188 | 4024.9924 | 4146.1312 | 4056.1937
15347 | 4478 | 4436.1119 | 4023.4304 | 4145.4807 | 4054.901 | [8 empty] | 4550.0613 | 4478 | 4436.1119 | 4023.4304 | 4145.4807 | 4054.901
15348 | 4478 | 4434.9259 | 4023.0517 | 4145.4079 | 4054.4675 | [8 empty] | 4550.0154 | 4478 | 4434.9259 | 4023.0517 | 4145.4079 | 4054.4675
15349 | 4478 | 4434.8874 | 4023.0008 | 4144.5774 | 4054.1917 | [8 empty] | 4549.9596 | 4478 | 4434.8874 | 4023.0008 | 4144.5774 | 4054.1917
15350 | 4478 | 4434.7315 | 4022.1779 | 4144.0996 | 4054.089 | [8 empty] | 4549.9442 | 4478 | 4434.7315 | 4022.1779 | 4144.0996 | 4054.089
15351 | 4478 | 4434.5423 | 4022.041 | 4143.9644 | 4053.9079 | [8 empty] | 4549.8536 | 4478 | 4434.5423 | 4022.041 | 4143.9644 | 4053.9079
15352 | 4478 | 4434.4068 | 4021.6355 | 4143.3294 | 4053.6039 | [8 empty] | 4549.7531 | 4478 | 4434.4068 | 4021.6355 | 4143.3294 | 4053.6039
15353 | 4477 | 4433.3027 | 4019.9138 | 4143.0305 | 4053.5699 | [8 empty] | 4549.7359 | 4477 | 4433.3027 | 4019.9138 | 4143.0305 | 4053.5699
15354 | 4477 | 4433.2929 | 4019.8339 | 4142.7044 | 4053.2968 | [8 empty] | 4549.7124 | 4477 | 4433.2929 | 4019.8339 | 4142.7044 | 4053.2968
15355 | 4477 | 4432.9981 | 4019.7183 | 4142.6453 | 4053.2664 | [8 empty] | 4549.6862 | 4477 | 4432.9981 | 4019.7183 | 4142.6453 | 4053.2664
15356 | 4477 | 4432.9813 | 4019.665 | 4142.2885 | 4053.1145 | [8 empty] | 4549.3711 | 4477 | 4432.9813 | 4019.665 | 4142.2885 | 4053.1145
15357 | 4477 | 4432.7424 | 4019.6285 | 4142.273 | 4052.2856 | [8 empty] | 4549.1975 | 4477 | 4432.7424 | 4019.6285 | 4142.273 | 4052.2856
15358 | 4477 | 4432.5955 | 4019.411 | 4141.7829 | 4051.3198 | [8 empty] | 4548.561 | 4477 | 4432.5955 | 4019.411 | 4141.7829 | 4051.3198
15359 | 4477 | 4431.8111 | 4019.3018 | 4141.3149 | 4050.8211 | [8 empty] | 4548.4294 | 4477 | 4431.8111 | 4019.3018 | 4141.3149 | 4050.8211
15360 | 4477 | 4431.697 | 4018.9125 | 4141.0322 | 4050.758 | [8 empty] | 4548.3932 | 4477 | 4431.697 | 4018.9125 | 4141.0322 | 4050.758
15361 | 4476 | 4430.9903 | 4018.4789 | 4140.8172 | 4049.8464 | [8 empty] | 4548.3133 | 4476 | 4430.9903 | 4018.4789 | 4140.8172 | 4049.8464
15362 | 4476 | 4430.7635 | 4018.4434 | 4139.797 | 4049.8041 | [8 empty] | 4548.3019 | 4476 | 4430.7635 | 4018.4434 | 4139.797 | 4049.8041
15363 | 4476 | 4430.151 | 4018.0268 | 4139.4646 | 4049.6161 | [8 empty] | 4548.2709 | 4476 | 4430.151 | 4018.0268 | 4139.4646 | 4049.6161
15364 | 4476 | 4429.3883 | 4017.0875 | 4139.3206 | 4049.1948 | [8 empty] | 4548.0276 | 4476 | 4429.3883 | 4017.0875 | 4139.3206 | 4049.1948
15365 | 4476 | 4428.7753 | 4017.0119 | 4138.3128 | 4049.0014 | [8 empty] | 4547.9665 | 4476 | 4428.7753 | 4017.0119 | 4138.3128 | 4049.0014
15366 | 4475 | 4428.6762 | 4016.4005 | 4138.2387 | 4048.6223 | [8 empty] | 4547.5624 | 4475 | 4428.6762 | 4016.4005 | 4138.2387 | 4048.6223
15367 | 4475 | 4428.6511 | 4016.3803 | 4138.0569 | 4048.4131 | [8 empty] | 4547.4329 | 4475 | 4428.6511 | 4016.3803 | 4138.0569 | 4048.4131
15368 | 4475 | 4428.5553 | 4016.0197 | 4135.7877 | 4048.388 | [8 empty] | 4547.3981 | 4475 | 4428.5553 | 4016.0197 | 4135.7877 | 4048.388
15369 | 4475 | 4428.33 | 4015.4203 | 4135.4057 | 4046.0913 | [8 empty] | 4547.291 | 4475 | 4428.33 | 4015.4203 | 4135.4057 | 4046.0913
15370 | 4475 | 4427.6386 | 4014.9151 | 4135.2964 | 4045.767 | [8 empty] | 4547.2665 | 4475 | 4427.6386 | 4014.9151 | 4135.2964 | 4045.767
15371 | 4475 | 4427.6246 | 4014.8204 | 4135.2598 | 4045.4407 | [8 empty] | 4546.9825 | 4475 | 4427.6246 | 4014.8204 | 4135.2598 | 4045.4407
15372 | 4475 | 4426.973 | 4014.3968 | 4135.1666 | 4045.2859 | [8 empty] | 4546.9032 | 4475 | 4426.973 | 4014.3968 | 4135.1666 | 4045.2859
15373 | 4475 | 4426.0676 | 4014.1531 | 4134.7204 | 4045.2388 | [8 empty] | 4546.8641 | 4475 | 4426.0676 | 4014.1531 | 4134.7204 | 4045.2388
15374 | 4474 | 4425.9858 | 4013.5058 | 4134.4148 | 4045.2353 | [8 empty] | 4546.807 | 4474 | 4425.9858 | 4013.5058 | 4134.4148 | 4045.2353
15375 | 4474 | 4424.8233 | 4013.172 | 4133.5226 | 4045.1648 | [8 empty] | 4546.785 | 4474 | 4424.8233 | 4013.172 | 4133.5226 | 4045.1648
15376 | 4474 | 4424.7581 | 4012.3315 | 4133.2723 | 4044.6679 | [8 empty] | 4546.5998 | 4474 | 4424.7581 | 4012.3315 | 4133.2723 | 4044.6679
15377 | 4474 | 4423.9691 | 4012.2682 | 4133.0329 | 4044.3088 | [8 empty] | 4546.4702 | 4474 | 4423.9691 | 4012.2682 | 4133.0329 | 4044.3088
15378 | 4474 | 4423.4525 | 4012.0012 | 4132.9922 | 4044.2298 | [8 empty] | 4546.2586 | 4474 | 4423.4525 | 4012.0012 | 4132.9922 | 4044.2298
15379 | 4474 | 4422.3265 | 4011.9379 | 4132.4458 | 4044.1624 | [8 empty] | 4546.2242 | 4474 | 4422.3265 | 4011.9379 | 4132.4458 | 4044.1624
15380 | 4474 | 4421.7967 | 4011.2428 | 4132.2507 | 4043.8125 | [8 empty] | 4546.0368 | 4474 | 4421.7967 | 4011.2428 | 4132.2507 | 4043.8125
15381 | 4473 | 4421.7853 | 4010.6924 | 4131.9898 | 4041.8374 | [8 empty] | 4545.9677 | 4473 | 4421.7853 | 4010.6924 | 4131.9898 | 4041.8374
15382 | 4473 | 4421.4809 | 4010.6662 | 4131.9649 | 4041.4553 | [8 empty] | 4545.8629 | 4473 | 4421.4809 | 4010.6662 | 4131.9649 | 4041.4553
15383 | 4473 | 4421.3938 | 4010.4785 | 4131.7692 | 4041.2877 | [8 empty] | 4545.7426 | 4473 | 4421.3938 | 4010.4785 | 4131.7692 | 4041.2877
15384 | 4473 | 4420.5182 | 4010.259 | 4131.6582 | 4041.2501 | [8 empty] | 4545.7309 | 4473 | 4420.5182 | 4010.259 | 4131.6582 | 4041.2501
15385 | 4473 | 4420.4606 | 4010.0368 | 4131.6126 | 4040.7099 | [8 empty] | 4545.4852 | 4473 | 4420.4606 | 4010.0368 | 4131.6126 | 4040.7099
15386 | 4473 | 4420.3757 | 4009.2797 | 4131.5438 | 4040.5887 | [8 empty] | 4545.3111 | 4473 | 4420.3757 | 4009.2797 | 4131.5438 | 4040.5887
15387 | 4472 | 4420.339 | 4008.19 | 4131.521 | 4040.5822 | [8 empty] | 4545.2972 | 4472 | 4420.339 | 4008.19 | 4131.521 | 4040.5822
15388 | 4472 | 4420.2548 | 4007.8943 | 4130.4 | 4040.4469 | [8 empty] | 4545.2464 | 4472 | 4420.2548 | 4007.8943 | 4130.4 | 4040.4469
15389 | 4472 | 4419.6501 | 4007.8384 | 4130.3314 | 4040.4319 | [8 empty] | 4545.2209 | 4472 | 4419.6501 | 4007.8384 | 4130.3314 | 4040.4319
15390 | 4472 | 4419.4221 | 4007.7121 | 4129.7452 | 4040.1709 | [8 empty] | 4545.0926 | 4472 | 4419.4221 | 4007.7121 | 4129.7452 | 4040.1709
15391 | 4472 | 4419.2034 | 4007.6798 | 4129.0444 | 4039.6742 | [8 empty] | 4545.089 | 4472 | 4419.2034 | 4007.6798 | 4129.0444 | 4039.6742
15392 | 4472 | 4419.0809 | 4007.0758 | 4128.6434 | 4039.6287 | [8 empty] | 4544.8806 | 4472 | 4419.0809 | 4007.0758 | 4128.6434 | 4039.6287
15393 | 4471 | 4418.0912 | 4006.9851 | 4128.5096 | 4039.512 | [8 empty] | 4544.826 | 4471 | 4418.0912 | 4006.9851 | 4128.5096 | 4039.512
15394 | 4471 | 4417.4769 | 4006.4622 | 4127.6201 | 4039.1446 | [8 empty] | 4544.8193 | 4471 | 4417.4769 | 4006.4622 | 4127.6201 | 4039.1446
15395 | 4471 | 4417.3554 | 4006.443 | 4127.5829 | 4038.8965 | [8 empty] | 4544.7446 | 4471 | 4417.3554 | 4006.443 | 4127.5829 | 4038.8965
15396 | 4471 | 4417.3289 | 4005.8495 | 4127.4226 | 4038.8898 | [8 empty] | 4544.649 | 4471 | 4417.3289 | 4005.8495 | 4127.4226 | 4038.8898
15397 | 4470 | 4416.8306 | 4005.6392 | 4127.3657 | 4038.7506 | [8 empty] | 4544.6187 | 4470 | 4416.8306 | 4005.6392 | 4127.3657 | 4038.7506
15398 | 4470 | 4416.1367 | 4005.6356 | 4127.0365 | 4038.4946 | [8 empty] | 4544.604 | 4470 | 4416.1367 | 4005.6356 | 4127.0365 | 4038.4946
15399 | 4470 | 4416.0251 | 4005.3582 | 4126.6441 | 4038.3594 | [8 empty] | 4544.2577 | 4470 | 4416.0251 | 4005.3582 | 4126.6441 | 4038.3594
15400 | 4470 | 4416.0197 | 4005.1954 | 4126.2619 | 4038.1629 | [8 empty] | 4544.251 | 4470 | 4416.0197 | 4005.1954 | 4126.2619 | 4038.1629
15401 | 4470 | 4415.5112 | 4004.5911 | 4126.1749 | 4037.9862 | [8 empty] | 4544.1278 | 4470 | 4415.5112 | 4004.5911 | 4126.1749 | 4037.9862
15402 | 4470 | 4415.4383 | 4003.8074 | 4125.582 | 4037.7196 | [8 empty] | 4544.0108 | 4470 | 4415.4383 | 4003.8074 | 4125.582 | 4037.7196
15403 | 4470 | 4415.369 | 4002.8597 | 4124.1741 | 4037.4941 | [8 empty] | 4543.9994 | 4470 | 4415.369 | 4002.8597 | 4124.1741 | 4037.4941
15404 | 4469 | 4414.8982 | 4002.3627 | 4124.1062 | 4037.44 | [8 empty] | 4543.8694 | 4469 | 4414.8982 | 4002.3627 | 4124.1062 | 4037.44
15405 | 4469 | 4414.8669 | 4001.8236 | 4123.9682 | 4036.886 | [8 empty] | 4543.7627 | 4469 | 4414.8669 | 4001.8236 | 4123.9682 | 4036.886
15406 | 4469 | 4414.7955 | 4001.7594 | 4123.5867 | 4036.6261 | [8 empty] | 4543.7555 | 4469 | 4414.7955 | 4001.7594 | 4123.5867 | 4036.6261
15407 | 4469 | 4414.0003 | 4001.6753 | 4123.031 | 4036.558 | [8 empty] | 4543.5514 | 4469 | 4414.0003 | 4001.6753 | 4123.031 | 4036.558
15408 | 4469 | 4413.6895 | 4001.5119 | 4123.0148 | 4036.144 | [8 empty] | 4543.4849 | 4469 | 4413.6895 | 4001.5119 | 4123.0148 | 4036.144
15409 | 4469 | 4413.6363 | 4000.3211 | 4123.0099 | 4036.1242 | [8 empty] | 4543.3079 | 4469 | 4413.6363 | 4000.3211 | 4123.0099 | 4036.1242
15410 | 4469 | 4413.5683 | 4000.1271 | 4122.4268 | 4035.9083 | [8 empty] | 4542.8986 | 4469 | 4413.5683 | 4000.1271 | 4122.4268 | 4035.9083
15411 | 4468 | 4412.7286 | 4000.0977 | 4121.8621 | 4035.3178 | [8 empty] | 4542.8887 | 4468 | 4412.7286 | 4000.0977 | 4121.8621 | 4035.3178
15412 | 4468 | 4412.343 | 3999.3954 | 4121.6091 | 4035.0092 | [8 empty] | 4542.736 | 4468 | 4412.343 | 3999.3954 | 4121.6091 | 4035.0092
15413 | 4468 | 4412.3389 | 3999.3633 | 4121.4348 | 4034.7119 | [8 empty] | 4542.5772 | 4468 | 4412.3389 | 3999.3633 | 4121.4348 | 4034.7119
15414 | 4468 | 4411.8264 | 3999.3382 | 4121.1164 | 4034.0138 | [8 empty] | 4542.4529 | 4468 | 4411.8264 | 3999.3382 | 4121.1164 | 4034.0138
15415 | 4468 | 4411.2964 | 3999.149 | 4120.8509 | 4033.6367 | [8 empty] | 4541.9512 | 4468 | 4411.2964 | 3999.149 | 4120.8509 | 4033.6367
15416 | 4468 | 4411.2194 | 3998.4832 | 4120.4973 | 4032.3108 | [8 empty] | 4541.7853 | 4468 | 4411.2194 | 3998.4832 | 4120.4973 | 4032.3108
15417 | 4467 | 4410.3481 | 3998.4307 | 4120.2287 | 4031.9292 | [8 empty] | 4541.7597 | 4467 | 4410.3481 | 3998.4307 | 4120.2287 | 4031.9292
15418 | 4467 | 4410.3103 | 3998.1867 | 4119.7325 | 4031.8289 | [8 empty] | 4541.7384 | 4467 | 4410.3103 | 3998.1867 | 4119.7325 | 4031.8289
15419 | 4466 | 4410.1301 | 3998.168 | 4119.2756 | 4031.5576 | [8 empty] | 4541.7053 | 4466 | 4410.1301 | 3998.168 | 4119.2756 | 4031.5576
15420 | 4466 | 4409.9216 | 3996.8513 | 4119.0453 | 4031.3346 | [8 empty] | 4541.5663 | 4466 | 4409.9216 | 3996.8513 | 4119.0453 | 4031.3346
15421 | 4466 | 4409.5735 | 3996.8445 | 4118.3312 | 4031.0913 | [8 empty] | 4540.9103 | 4466 | 4409.5735 | 3996.8445 | 4118.3312 | 4031.0913
15422 | 4466 | 4408.8772 | 3996.1194 | 4118.3114 | 4030.9522 | [8 empty] | 4540.8391 | 4466 | 4408.8772 | 3996.1194 | 4118.3114 | 4030.9522
15423 | 4466 | 4408.526 | 3995.6222 | 4117.8912 | 4030.7023 | [8 empty] | 4540.8332 | 4466 | 4408.526 | 3995.6222 | 4117.8912 | 4030.7023
15424 | 4465 | 4408.3591 | 3995.4952 | 4117.8221 | 4030.4732 | [8 empty] | 4540.8197 | 4465 | 4408.3591 | 3995.4952 | 4117.8221 | 4030.4732
15425 | 4465 | 4408.2086 | 3994.9165 | 4117.7691 | 4029.6781 | [8 empty] | 4540.8032 | 4465 | 4408.2086 | 3994.9165 | 4117.7691 | 4029.6781
15426 | 4465 | 4408.0712 | 3994.5609 | 4114.9305 | 4028.8219 | [8 empty] | 4540.4144 | 4465 | 4408.0712 | 3994.5609 | 4114.9305 | 4028.8219
15427 | 4465 | 4407.4426 | 3994.301 | 4114.7804 | 4028.1733 | [8 empty] | 4540.405 | 4465 | 4407.4426 | 3994.301 | 4114.7804 | 4028.1733
15428 | 4464 | 4407.3169 | 3993.9093 | 4114.5578 | 4027.63 | [8 empty] | 4540.4004 | 4464 | 4407.3169 | 3993.9093 | 4114.5578 | 4027.63
15429 | 4464 | 4406.5818 | 3993.7126 | 4114.4277 | 4027.5589 | [8 empty] | 4539.9041 | 4464 | 4406.5818 | 3993.7126 | 4114.4277 | 4027.5589
15430 | 4464 | 4406.5362 | 3993.45 | 4114.4182 | 4027.541 | [8 empty] | 4539.727 | 4464 | 4406.5362 | 3993.45 | 4114.4182 | 4027.541
15431 | 4464 | 4406.3663 | 3993.219 | 4114.2267 | 4026.3697 | [8 empty] | 4539.5066 | 4464 | 4406.3663 | 3993.219 | 4114.2267 | 4026.3697
15432 | 4464 | 4406.3277 | 3993.1097 | 4114.1537 | 4026.2374 | [8 empty] | 4539.216 | 4464 | 4406.3277 | 3993.1097 | 4114.1537 | 4026.2374
15433 | 4464 | 4406.0444 | 3993.0845 | 4113.9078 | 4025.9974 | [8 empty] | 4539.1607 | 4464 | 4406.0444 | 3993.0845 | 4113.9078 | 4025.9974
15434 | 4464 | 4405.7268 | 3992.9968 | 4113.1572 | 4025.4521 | [8 empty] | 4539.1528 | 4464 | 4405.7268 | 3992.9968 | 4113.1572 | 4025.4521
15435 | 4464 | 4405.4472 | 3992.8863 | 4113.1274 | 4025.1323 | [8 empty] | 4539.0791 | 4464 | 4405.4472 | 3992.8863 | 4113.1274 | 4025.1323
15436 | 4464 | 4405.2698 | 3992.8023 | 4112.6829 | 4024.9876 | [8 empty] | 4538.3915 | 4464 | 4405.2698 | 3992.8023 | 4112.6829 | 4024.9876
15437 | 4463 | 4404.7204 | 3992.6814 | 4112.3202 | 4024.1653 | [8 empty] | 4538.3106 | 4463 | 4404.7204 | 3992.6814 | 4112.3202 | 4024.1653
15438 | 4463 | 4404.649 | 3992.4099 | 4112.0998 | 4023.8 | [8 empty] | 4538.3089 | 4463 | 4404.649 | 3992.4099 | 4112.0998 | 4023.8
15439 | 4463 | 4404.5672 | 3992.2839 | 4111.8128 | 4023.7547 | [8 empty] | 4538.2183 | 4463 | 4404.5672 | 3992.2839 | 4111.8128 | 4023.7547
15440 | 4463 | 4404.5398 | 3992.2176 | 4111.1361 | 4023.677 | [8 empty] | 4538.1762 | 4463 | 4404.5398 | 3992.2176 | 4111.1361 | 4023.677
15441 | 4462 | 4404.3681 | 3992.2058 | 4111.0812 | 4023.2349 | [8 empty] | 4537.9908 | 4462 | 4404.3681 | 3992.2058 | 4111.0812 | 4023.2349
15442 | 4462 | 4404.1729 | 3991.745 | 4110.7842 | 4022.9035 | [8 empty] | 4537.8583 | 4462 | 4404.1729 | 3991.745 | 4110.7842 | 4022.9035
15443 | 4462 | 4403.8651 | 3991.6974 | 4110.7451 | 4021.5271 | [8 empty] | 4537.8452 | 4462 | 4403.8651 | 3991.6974 | 4110.7451 | 4021.5271
15444 | 4461 | 4403.6055 | 3991.5724 | 4110.5185 | 4020.9804 | [8 empty] | 4537.7631 | 4461 | 4403.6055 | 3991.5724 | 4110.5185 | 4020.9804
15445 | 4461 | 4403.3862 | 3991.3392 | 4110.3291 | 4020.312 | [8 empty] | 4537.7441 | 4461 | 4403.3862 | 3991.3392 | 4110.3291 | 4020.312
15446 | 4460 | 4403.2314 | 3990.9757 | 4110.0743 | 4020.0586 | [8 empty] | 4537.7192 | 4460 | 4403.2314 | 3990.9757 | 4110.0743 | 4020.0586
15447 | 4460 | 4402.701 | 3990.3649 | 4109.8098 | 4019.4495 | [8 empty] | 4537.7025 | 4460 | 4402.701 | 3990.3649 | 4109.8098 | 4019.4495
15448 | 4460 | 4401.8376 | 3988.4084 | 4109.4437 | 4019.3308 | [8 empty] | 4537.6614 | 4460 | 4401.8376 | 3988.4084 | 4109.4437 | 4019.3308
15449 | 4460 | 4401.2415 | 3988.3059 | 4108.9767 | 4018.6204 | [8 empty] | 4537.4406 | 4460 | 4401.2415 | 3988.3059 | 4108.9767 | 4018.6204
15450 | 4460 | 4400.4388 | 3987.6429 | 4108.5041 | 4018.6151 | [8 empty] | 4537.3574 | 4460 | 4400.4388 | 3987.6429 | 4108.5041 | 4018.6151
15451 | 4460 | 4400.1921 | 3987.383 | 4108.3786 | 4018.5348 | [8 empty] | 4537.1341 | 4460 | 4400.1921 | 3987.383 | 4108.3786 | 4018.5348
15452 | 4459 | 4400.046 | 3986.9794 | 4107.842 | 4018.3696 | [8 empty] | 4537.084 | 4459 | 4400.046 | 3986.9794 | 4107.842 | 4018.3696
15453 | 4459 | 4399.4465 | 3986.9672 | 4107.3667 | 4018.0411 | [8 empty] | 4536.8841 | 4459 | 4399.4465 | 3986.9672 | 4107.3667 | 4018.0411
15454 | 4459 | 4399.2017 | 3986.6362 | 4107.3449 | 4018.0379 | [8 empty] | 4536.7981 | 4459 | 4399.2017 | 3986.6362 | 4107.3449 | 4018.0379
15455 | 4459 | 4398.7623 | 3986.3684 | 4107.31 | 4017.6557 | [8 empty] | 4536.4478 | 4459 | 4398.7623 | 3986.3684 | 4107.31 | 4017.6557
15456 | 4458 | 4398.6653 | 3986.1433 | 4107.2775 | 4017.4669 | [8 empty] | 4536.3795 | 4458 | 4398.6653 | 3986.1433 | 4107.2775 | 4017.4669
15457 | 4458 | 4398.1286 | 3985.9348 | 4107.0026 | 4016.9792 | [8 empty] | 4536.3502 | 4458 | 4398.1286 | 3985.9348 | 4107.0026 | 4016.9792
15458 | 4458 | 4398.037 | 3985.3623 | 4106.3302 | 4016.4125 | [8 empty] | 4536.2667 | 4458 | 4398.037 | 3985.3623 | 4106.3302 | 4016.4125
15459 | 4458 | 4396.8018 | 3985.1637 | 4106.0932 | 4016.1405 | [8 empty] | 4536.2243 | 4458 | 4396.8018 | 3985.1637 | 4106.0932 | 4016.1405
15460 | 4458 | 4396.2061 | 3985.0367 | 4104.9699 | 4014.1021 | [8 empty] | 4536.1058 | 4458 | 4396.2061 | 3985.0367 | 4104.9699 | 4014.1021
15461 | 4458 | 4396.1341 | 3984.7422 | 4104.3382 | 4013.9732 | [8 empty] | 4536.0299 | 4458 | 4396.1341 | 3984.7422 | 4104.3382 | 4013.9732
15462 | 4458 | 4395.6975 | 3982.6822 | 4104.3259 | 4013.8013 | [8 empty] | 4536.0263 | 4458 | 4395.6975 | 3982.6822 | 4104.3259 | 4013.8013
15463 | 4457 | 4395.6694 | 3980.756 | 4104.1175 | 4013.7555 | [8 empty] | 4536.0026 | 4457 | 4395.6694 | 3980.756 | 4104.1175 | 4013.7555
15464 | 4457 | 4395.6496 | 3980.4354 | 4104.0907 | 4013.6 | [8 empty] | 4535.8616 | 4457 | 4395.6496 | 3980.4354 | 4104.0907 | 4013.6
15465 | 4457 | 4395.4606 | 3979.0036 | 4103.9535 | 4013.0873 | [8 empty] | 4535.8533 | 4457 | 4395.4606 | 3979.0036 | 4103.9535 | 4013.0873
15466 | 4457 | 4395.1594 | 3978.3966 | 4103.7873 | 4012.9017 | [8 empty] | 4535.7699 | 4457 | 4395.1594 | 3978.3966 | 4103.7873 | 4012.9017
15467 | 4457 | 4395.1382 | 3978.1286 | 4103.0858 | 4012.7963 | [8 empty] | 4535.7596 | 4457 | 4395.1382 | 3978.1286 | 4103.0858 | 4012.7963
15468 | 4457 | 4395.1023 | 3978.0477 | 4102.6128 | 4012.7854 | [8 empty] | 4535.7253 | 4457 | 4395.1023 | 3978.0477 | 4102.6128 | 4012.7854
15469 | 4456 | 4395.0203 | 3976.8039 | 4101.7926 | 4012.6103 | [8 empty] | 4535.6774 | 4456 | 4395.0203 | 3976.8039 | 4101.7926 | 4012.6103
15470 | 4456 | 4394.6704 | 3976.3991 | 4101.5461 | 4012.0625 | [8 empty] | 4535.5732 | 4456 | 4394.6704 | 3976.3991 | 4101.5461 | 4012.0625
15471 | 4456 | 4393.2363 | 3976.0459 | 4101.4603 | 4010.6861 | [8 empty] | 4535.2244 | 4456 | 4393.2363 | 3976.0459 | 4101.4603 | 4010.6861
15472 | 4456 | 4392.0933 | 3975.683 | 4101.0075 | 4010.2748 | [8 empty] | 4535.192 | 4456 | 4392.0933 | 3975.683 | 4101.0075 | 4010.2748
15473 | 4456 | 4391.9979 | 3975.4603 | 4100.3318 | 4010.239 | [8 empty] | 4535.1836 | 4456 | 4391.9979 | 3975.4603 | 4100.3318 | 4010.239
15474 | 4455 | 4391.6469 | 3975.2391 | 4099.7845 | 4009.0147 | [8 empty] | 4535.0697 | 4455 | 4391.6469 | 3975.2391 | 4099.7845 | 4009.0147
15475 | 4455 | 4391.6181 | 3974.8897 | 4099.3149 | 4008.4916 | [8 empty] | 4534.7023 | 4455 | 4391.6181 | 3974.8897 | 4099.3149 | 4008.4916
15476 | 4455 | 4390.827 | 3974.2442 | 4098.7794 | 4008.4869 | [8 empty] | 4534.6355 | 4455 | 4390.827 | 3974.2442 | 4098.7794 | 4008.4869
15477 | 4455 | 4390.553 | 3973.7558 | 4098.3488 | 4008.1108 | [8 empty] | 4534.6281 | 4455 | 4390.553 | 3973.7558 | 4098.3488 | 4008.1108
15478 | 4455 | 4390.3254 | 3973.6703 | 4098.016 | 4008.0095 | [8 empty] | 4534.4221 | 4455 | 4390.3254 | 3973.6703 | 4098.016 | 4008.0095
15479 | 4455 | 4390.2617 | 3973.1766 | 4096.5989 | 4007.2863 | [8 empty] | 4534.2232 | 4455 | 4390.2617 | 3973.1766 | 4096.5989 | 4007.2863
15480 | 4455 | 4389.8623 | 3973.0888 | 4096.4952 | 4007.1323 | [8 empty] | 4534.1983 | 4455 | 4389.8623 | 3973.0888 | 4096.4952 | 4007.1323
15481 | 4455 | 4389.7076 | 3972.9365 | 4096.3058 | 4006.1199 | [8 empty] | 4534.0241 | 4455 | 4389.7076 | 3972.9365 | 4096.3058 | 4006.1199
15482 | 4455 | 4389.6754 | 3972.8834 | 4096.2268 | 4005.5057 | [8 empty] | 4533.8841 | 4455 | 4389.6754 | 3972.8834 | 4096.2268 | 4005.5057
15483 | 4454 | 4389.3518 | 3972.553 | 4095.5513 | 4005.502 | [8 empty] | 4533.8786 | 4454 | 4389.3518 | 3972.553 | 4095.5513 | 4005.502
15484 | 4454 | 4388.9507 | 3972.523 | 4095.5343 | 4004.9124 | [8 empty] | 4533.679 | 4454 | 4388.9507 | 3972.523 | 4095.5343 | 4004.9124
15485 | 4454 | 4388.7934 | 3972.5206 | 4095.171 | 4004.7758 | [8 empty] | 4533.4796 | 4454 | 4388.7934 | 3972.5206 | 4095.171 | 4004.7758
15486 | 4454 | 4387.2748 | 3972.3478 | 4094.6226 | 4004.3427 | [8 empty] | 4533.4024 | 4454 | 4387.2748 | 3972.3478 | 4094.6226 | 4004.3427
15487 | 4453 | 4387.1318 | 3972.1558 | 4094.5153 | 4004.1122 | [8 empty] | 4533.2935 | 4453 | 4387.1318 | 3972.1558 | 4094.5153 | 4004.1122
15488 | 4453 | 4386.45 | 3971.867 | 4094.3128 | 4004.0298 | [8 empty] | 4533.2906 | 4453 | 4386.45 | 3971.867 | 4094.3128 | 4004.0298
15489 | 4453 | 4386.4362 | 3971.0214 | 4094.2525 | 4003.8561 | [8 empty] | 4533.2364 | 4453 | 4386.4362 | 3971.0214 | 4094.2525 | 4003.8561
15490 | 4453 | 4385.9974 | 3970.6328 | 4094.1858 | 4003.5907 | [8 empty] | 4533.1874 | 4453 | 4385.9974 | 3970.6328 | 4094.1858 | 4003.5907
15491 | 4453 | 4385.4405 | 3970.5986 | 4094.1548 | 4002.7643 | [8 empty] | 4533.0588 | 4453 | 4385.4405 | 3970.5986 | 4094.1548 | 4002.7643
15492 | 4453 | 4384.4019 | 3970.1844 | 4093.6183 | 4002.6961 | [8 empty] | 4532.9488 | 4453 | 4384.4019 | 3970.1844 | 4093.6183 | 4002.6961
15493 | 4453 | 4384.3906 | 3969.9341 | 4093.5358 | 4002.0253 | [8 empty] | 4532.9439 | 4453 | 4384.3906 | 3969.9341 | 4093.5358 | 4002.0253
15494 | 4453 | 4384.0722 | 3969.5619 | 4093.4544 | 4001.9006 | [8 empty] | 4532.6474 | 4453 | 4384.0722 | 3969.5619 | 4093.4544 | 4001.9006
15495 | 4453 | 4383.2119 | 3969.3393 | 4092.9257 | 4001.5041 | [8 empty] | 4532.5805 | 4453 | 4383.2119 | 3969.3393 | 4092.9257 | 4001.5041
15496 | 4452 | 4383.1027 | 3968.443 | 4092.7175 | 4001.3898 | [8 empty] | 4532.5633 | 4452 | 4383.1027 | 3968.443 | 4092.7175 | 4001.3898
15497 | 4452 | 4383.0236 | 3968.3171 | 4092.6044 | 4000.8493 | [8 empty] | 4532.5582 | 4452 | 4383.0236 | 3968.3171 | 4092.6044 | 4000.8493
15498 | 4452 | 4382.6954 | 3967.9332 | 4092.1415 | 4000.2667 | [8 empty] | 4532.5171 | 4452 | 4382.6954 | 3967.9332 | 4092.1415 | 4000.2667
15499 | 4451 | 4382.3167 | 3967.626 | 4091.9051 | 3998.6915 | [8 empty] | 4532.0698 | 4451 | 4382.3167 | 3967.626 | 4091.9051 | 3998.6915
15500 | 4451 | 4381.5642 | 3967.4154 | 4091.4184 | 3998.532 | [8 empty] | 4532.0224 | 4451 | 4381.5642 | 3967.4154 | 4091.4184 | 3998.532
15501 | 4451 | 4381.2843 | 3966.2691 | 4090.308 | 3998.0635 | [8 empty] | 4531.8196 | 4451 | 4381.2843 | 3966.2691 | 4090.308 | 3998.0635
15502 | 4451 | 4380.3693 | 3966.2272 | 4089.8086 | 3997.1049 | [8 empty] | 4531.5964 | 4451 | 4380.3693 | 3966.2272 | 4089.8086 | 3997.1049
15503 | 4450 | 4379.5534 | 3965.9106 | 4089.6939 | 3996.7045 | [8 empty] | 4531.535 | 4450 | 4379.5534 | 3965.9106 | 4089.6939 | 3996.7045
15504 | 4450 | 4379.3448 | 3965.5076 | 4088.68 | 3996.3233 | [8 empty] | 4531.4574 | 4450 | 4379.3448 | 3965.5076 | 4088.68 | 3996.3233
15505 | 4450 | 4379.3045 | 3965.0894 | 4088.4936 | 3996.2494 | [8 empty] | 4531.4364 | 4450 | 4379.3045 | 3965.0894 | 4088.4936 | 3996.2494
15506 | 4450 | 4379.0523 | 3964.851 | 4087.4776 | 3996.2402 | [8 empty] | 4531.402 | 4450 | 4379.0523 | 3964.851 | 4087.4776 | 3996.2402
15507 | 4450 | 4378.8381 | 3964.5341 | 4086.3494 | 3996.061 | [8 empty] | 4531.2834 | 4450 | 4378.8381 | 3964.5341 | 4086.3494 | 3996.061
15508 | 4450 | 4377.2947 | 3964.4971 | 4085.5799 | 3995.8 | [8 empty] | 4531.2593 | 4450 | 4377.2947 | 3964.4971 | 4085.5799 | 3995.8
15509 | 4450 | 4377.1996 | 3964.3072 | 4084.9423 | 3995.5549 | [8 empty] | 4531.252 | 4450 | 4377.1996 | 3964.3072 | 4084.9423 | 3995.5549
15510 | 4450 | 4376.4146 | 3961.806 | 4084.6956 | 3995.4077 | [8 empty] | 4531.1787 | 4450 | 4376.4146 | 3961.806 | 4084.6956 | 3995.4077
15511 | 4449 | 4376.299 | 3961.6288 | 4084.5569 | 3994.5315 | [8 empty] | 4530.565 | 4449 | 4376.299 | 3961.6288 | 4084.5569 | 3994.5315
15512 | 4449 | 4375.9349 | 3960.1177 | 4084.3848 | 3992.6497 | [8 empty] | 4530.552 | 4449 | 4375.9349 | 3960.1177 | 4084.3848 | 3992.6497
15513 | 4449 | 4375.706 | 3959.578 | 4083.6987 | 3992.0841 | [8 empty] | 4530.4059 | 4449 | 4375.706 | 3959.578 | 4083.6987 | 3992.0841
15514 | 4449 | 4375.5493 | 3959.417 | 4083.497 | 3991.1771 | [8 empty] | 4530.2261 | 4449 | 4375.5493 | 3959.417 | 4083.497 | 3991.1771
15515 | 4449 | 4374.5559 | 3958.7832 | 4082.9072 | 3991.1545 | [8 empty] | 4530.2017 | 4449 | 4374.5559 | 3958.7832 | 4082.9072 | 3991.1545
15516 | 4449 | 4374.3338 | 3958.5787 | 4082.7213 | 3990.4987 | [8 empty] | 4530.1428 | 4449 | 4374.3338 | 3958.5787 | 4082.7213 | 3990.4987
15517 | 4448 | 4374.0365 | 3957.0368 | 4082.6181 | 3990.3621 | [8 empty] | 4530.0248 | 4448 | 4374.0365 | 3957.0368 | 4082.6181 | 3990.3621
15518 | 4448 | 4373.5478 | 3956.8816 | 4082.5973 | 3990.1266 | [8 empty] | 4529.7012 | 4448 | 4373.5478 | 3956.8816 | 4082.5973 | 3990.1266
15519 | 4448 | 4373.1508 | 3956.6276 | 4082.1824 | 3989.9129 | [8 empty] | 4529.6962 | 4448 | 4373.1508 | 3956.6276 | 4082.1824 | 3989.9129
15520 | 4448 | 4372.96 | 3956.1921 | 4081.5832 | 3989.8986 | [8 empty] | 4529.6007 | 4448 | 4372.96 | 3956.1921 | 4081.5832 | 3989.8986
15521 | 4448 | 4372.7043 | 3956.1027 | 4081.2085 | 3989.4933 | [8 empty] | 4529.4955 | 4448 | 4372.7043 | 3956.1027 | 4081.2085 | 3989.4933
15522 | 4448 | 4372.6476 | 3955.7588 | 4081.0512 | 3989.0095 | [8 empty] | 4529.479 | 4448 | 4372.6476 | 3955.7588 | 4081.0512 | 3989.0095
15523 | 4448 | 4371.9092 | 3955.6038 | 4080.8745 | 3988.1416 | [8 empty] | 4529.439 | 4448 | 4371.9092 | 3955.6038 | 4080.8745 | 3988.1416
15524 | 4448 | 4371.8546 | 3955.3324 | 4080.0821 | 3987.6417 | [8 empty] | 4529.2838 | 4448 | 4371.8546 | 3955.3324 | 4080.0821 | 3987.6417
15525 | 4447 | 4367.9262 | 3953.3688 | 4080.0214 | 3987.2465 | [8 empty] | 4529.2406 | 4447 | 4367.9262 | 3953.3688 | 4080.0214 | 3987.2465
15526 | 4447 | 4367.3362 | 3953.3468 | 4080.0169 | 3987.0402 | [8 empty] | 4529.0174 | 4447 | 4367.3362 | 3953.3468 | 4080.0169 | 3987.0402
15527 | 4447 | 4367.0684 | 3952.9638 | 4078.6861 | 3986.8374 | [8 empty] | 4528.7434 | 4447 | 4367.0684 | 3952.9638 | 4078.6861 | 3986.8374
15528 | 4447 | 4367.0398 | 3952.7643 | 4078.527 | 3986.277 | [8 empty] | 4528.678 | 4447 | 4367.0398 | 3952.7643 | 4078.527 | 3986.277
15529 | 4447 | 4366.9906 | 3952.6281 | 4076.8559 | 3986.0508 | [8 empty] | 4528.6165 | 4447 | 4366.9906 | 3952.6281 | 4076.8559 | 3986.0508
15530 | 4446 | 4366.176 | 3952.3863 | 4076.7196 | 3985.5768 | [8 empty] | 4528.6163 | 4446 | 4366.176 | 3952.3863 | 4076.7196 | 3985.5768
15531 | 4446 | 4365.2796 | 3952.3334 | 4076.3052 | 3985.2062 | [8 empty] | 4528.5968 | 4446 | 4365.2796 | 3952.3334 | 4076.3052 | 3985.2062
15532 | 4446 | 4365.159 | 3952.1033 | 4075.6324 | 3985.1277 | [8 empty] | 4528.4896 | 4446 | 4365.159 | 3952.1033 | 4075.6324 | 3985.1277
15533 | 4446 | 4363.8006 | 3952.0565 | 4075.583 | 3985.1224 | [8 empty] | 4528.4149 | 4446 | 4363.8006 | 3952.0565 | 4075.583 | 3985.1224
15534 | 4446 | 4363.1919 | 3951.9834 | 4075.4849 | 3985.0605 | [8 empty] | 4528.4106 | 4446 | 4363.1919 | 3951.9834 | 4075.4849 | 3985.0605
15535 | 4446 | 4362.3732 | 3951.9112 | 4075.4003 | 3984.875 | [8 empty] | 4528.2186 | 4446 | 4362.3732 | 3951.9112 | 4075.4003 | 3984.875
15536 | 4445 | 4362.1133 | 3951.7311 | 4074.9242 | 3984.8404 | [8 empty] | 4528.0226 | 4445 | 4362.1133 | 3951.7311 | 4074.9242 | 3984.8404
15537 | 4445 | 4361.7667 | 3951.3272 | 4074.6322 | 3984.8251 | [8 empty] | 4528.014 | 4445 | 4361.7667 | 3951.3272 | 4074.6322 | 3984.8251
15538 | 4445 | 4361.6227 | 3951.1955 | 4074.0614 | 3984.5602 | [8 empty] | 4527.7251 | 4445 | 4361.6227 | 3951.1955 | 4074.0614 | 3984.5602
15539 | 4445 | 4361.4993 | 3951.1438 | 4073.8297 | 3984.5455 | [8 empty] | 4527.7151 | 4445 | 4361.4993 | 3951.1438 | 4073.8297 | 3984.5455
15540 | 4444 | 4361.2786 | 3950.907 | 4073.7482 | 3984.1401 | [8 empty] | 4527.6477 | 4444 | 4361.2786 | 3950.907 | 4073.7482 | 3984.1401
15541 | 4444 | 4360.9521 | 3950.5516 | 4073.7379 | 3983.8315 | [8 empty] | 4527.5437 | 4444 | 4360.9521 | 3950.5516 | 4073.7379 | 3983.8315
15542 | 4444 | 4360.8874 | 3950.4244 | 4073.5126 | 3983.5213 | [8 empty] | 4527.3832 | 4444 | 4360.8874 | 3950.4244 | 4073.5126 | 3983.5213
15543 | 4444 | 4360.5524 | 3949.9771 | 4072.223 | 3983.1086 | [8 empty] | 4527.1938 | 4444 | 4360.5524 | 3949.9771 | 4072.223 | 3983.1086
15544 | 4443 | 4360.4848 | 3949.5077 | 4072.1413 | 3982.9223 | [8 empty] | 4526.9417 | 4443 | 4360.4848 | 3949.5077 | 4072.1413 | 3982.9223
15545 | 4443 | 4360.0711 | 3949.4843 | 4071.7415 | 3982.6328 | [8 empty] | 4526.747 | 4443 | 4360.0711 | 3949.4843 | 4071.7415 | 3982.6328
15546 | 4443 | 4358.5758 | 3948.7915 | 4071.5375 | 3982.5292 | [8 empty] | 4526.5988 | 4443 | 4358.5758 | 3948.7915 | 4071.5375 | 3982.5292
15547 | 4443 | 4357.8584 | 3948.2393 | 4071.4913 | 3982.3973 | [8 empty] | 4526.5478 | 4443 | 4357.8584 | 3948.2393 | 4071.4913 | 3982.3973
15548 | 4443 | 4357.8483 | 3948.0378 | 4070.9905 | 3982.3312 | [8 empty] | 4526.3817 | 4443 | 4357.8483 | 3948.0378 | 4070.9905 | 3982.3312
15549 | 4443 | 4357.5574 | 3948.0289 | 4070.1215 | 3981.5999 | [8 empty] | 4526.3058 | 4443 | 4357.5574 | 3948.0289 | 4070.1215 | 3981.5999
15550 | 4443 | 4357.4915 | 3947.5911 | 4069.8364 | 3981.4219 | [8 empty] | 4526.2871 | 4443 | 4357.4915 | 3947.5911 | 4069.8364 | 3981.4219
15551 | 4443 | 4356.3296 | 3947.2071 | 4069.6754 | 3981.1503 | [8 empty] | 4526.064 | 4443 | 4356.3296 | 3947.2071 | 4069.6754 | 3981.1503
15552 | 4442 | 4355.8195 | 3947.2041 | 4069.4319 | 3980.5444 | [8 empty] | 4525.8632 | 4442 | 4355.8195 | 3947.2041 | 4069.4319 | 3980.5444
15553 | 4442 | 4355.3815 | 3947.1535 | 4069.2159 | 3980.4261 | [8 empty] | 4525.6731 | 4442 | 4355.3815 | 3947.1535 | 4069.2159 | 3980.4261
15554 | 4442 | 4355.3235 | 3946.8792 | 4069.0866 | 3980.2454 | [8 empty] | 4525.2833 | 4442 | 4355.3235 | 3946.8792 | 4069.0866 | 3980.2454
15555 | 4442 | 4353.5055 | 3946.3252 | 4068.9498 | 3979.7213 | [8 empty] | 4525.2286 | 4442 | 4353.5055 | 3946.3252 | 4068.9498 | 3979.7213
15556 | 4442 | 4353.2115 | 3946.0465 | 4068.8697 | 3979.7062 | [8 empty] | 4525.15 | 4442 | 4353.2115 | 3946.0465 | 4068.8697 | 3979.7062
15557 | 4441 | 4353.0647 | 3945.606 | 4068.613 | 3979.4133 | [8 empty] | 4524.9783 | 4441 | 4353.0647 | 3945.606 | 4068.613 | 3979.4133
15558 | 4441 | 4352.6018 | 3945.2869 | 4068.5097 | 3978.4467 | [8 empty] | 4524.8696 | 4441 | 4352.6018 | 3945.2869 | 4068.5097 | 3978.4467
15559 | 4441 | 4352.0153 | 3945.0041 | 4068.3236 | 3976.8548 | [8 empty] | 4524.863 | 4441 | 4352.0153 | 3945.0041 | 4068.3236 | 3976.8548
15560 | 4441 | 4351.8648 | 3944.8297 | 4068.1345 | 3976.6267 | [8 empty] | 4524.7526 | 4441 | 4351.8648 | 3944.8297 | 4068.1345 | 3976.6267
15561 | 4440 | 4351.7323 | 3944.7674 | 4068.1313 | 3976.183 | [8 empty] | 4524.748 | 4440 | 4351.7323 | 3944.7674 | 4068.1313 | 3976.183
15562 | 4440 | 4351.4592 | 3944.5853 | 4067.9734 | 3976.0065 | [8 empty] | 4524.4108 | 4440 | 4351.4592 | 3944.5853 | 4067.9734 | 3976.0065
15563 | 4440 | 4351.3704 | 3944.2642 | 4066.9088 | 3975.7339 | [8 empty] | 4524.34 | 4440 | 4351.3704 | 3944.2642 | 4066.9088 | 3975.7339
15564 | 4439 | 4351.2675 | 3944.1112 | 4066.7285 | 3975.5888 | [8 empty] | 4524.239 | 4439 | 4351.2675 | 3944.1112 | 4066.7285 | 3975.5888
15565 | 4439 | 4351.2315 | 3943.786 | 4065.2926 | 3975.4855 | [8 empty] | 4524.1749 | 4439 | 4351.2315 | 3943.786 | 4065.2926 | 3975.4855
15566 | 4439 | 4351.1657 | 3943.563 | 4063.6138 | 3975.3188 | [8 empty] | 4524.0582 | 4439 | 4351.1657 | 3943.563 | 4063.6138 | 3975.3188
15567 | 4438 | 4349.9491 | 3943.4214 | 4063.5561 | 3975.2546 | [8 empty] | 4523.809 | 4438 | 4349.9491 | 3943.4214 | 4063.5561 | 3975.2546
15568 | 4438 | 4349.8367 | 3943.1063 | 4062.7478 | 3975.0162 | [8 empty] | 4523.7684 | 4438 | 4349.8367 | 3943.1063 | 4062.7478 | 3975.0162
15569 | 4438 | 4349.5859 | 3942.8403 | 4062.7073 | 3974.7256 | [8 empty] | 4523.5901 | 4438 | 4349.5859 | 3942.8403 | 4062.7073 | 3974.7256
15570 | 4438 | 4348.2717 | 3942.0109 | 4062.667 | 3974.6381 | [8 empty] | 4523.5107 | 4438 | 4348.2717 | 3942.0109 | 4062.667 | 3974.6381
15571 | 4438 | 4347.8624 | 3940.3385 | 4062.0854 | 3974.434 | [8 empty] | 4523.3239 | 4438 | 4347.8624 | 3940.3385 | 4062.0854 | 3974.434
15572 | 4438 | 4346.7468 | 3940.176 | 4061.0343 | 3974.1022 | [8 empty] | 4523.2134 | 4438 | 4346.7468 | 3940.176 | 4061.0343 | 3974.1022
15573 | 4437 | 4346.4265 | 3939.553 | 4060.5343 | 3973.7503 | [8 empty] | 4522.9036 | 4437 | 4346.4265 | 3939.553 | 4060.5343 | 3973.7503
15574 | 4437 | 4346.0405 | 3939.0053 | 4060.0182 | 3973.6305 | [8 empty] | 4522.5348 | 4437 | 4346.0405 | 3939.0053 | 4060.0182 | 3973.6305
15575 | 4436 | 4345.7897 | 3938.3613 | 4059.8551 | 3973.6288 | [8 empty] | 4522.4988 | 4436 | 4345.7897 | 3938.3613 | 4059.8551 | 3973.6288
15576 | 4436 | 4345.472 | 3938.3196 | 4059.2321 | 3973.5008 | [8 empty] | 4522.4765 | 4436 | 4345.472 | 3938.3196 | 4059.2321 | 3973.5008
15577 | 4436 | 4344.9304 | 3937.9552 | 4058.8488 | 3973.491 | [8 empty] | 4522.34 | 4436 | 4344.9304 | 3937.9552 | 4058.8488 | 3973.491
15578 | 4436 | 4342.6793 | 3937.2818 | 4058.4037 | 3973.3616 | [8 empty] | 4522.2836 | 4436 | 4342.6793 | 3937.2818 | 4058.4037 | 3973.3616
15579 | 4436 | 4342.2976 | 3936.0222 | 4058.1081 | 3972.2778 | [8 empty] | 4522.2265 | 4436 | 4342.2976 | 3936.0222 | 4058.1081 | 3972.2778
15580 | 4435 | 4342.2388 | 3935.091 | 4057.3556 | 3971.92 | [8 empty] | 4521.9796 | 4435 | 4342.2388 | 3935.091 | 4057.3556 | 3971.92
15581 | 4435 | 4341.89 | 3934.9637 | 4057.1551 | 3971.9098 | [8 empty] | 4521.9408 | 4435 | 4341.89 | 3934.9637 | 4057.1551 | 3971.9098
15582 | 4434 | 4341.6412 | 3934.8738 | 4056.6355 | 3971.8942 | [8 empty] | 4521.9354 | 4434 | 4341.6412 | 3934.8738 | 4056.6355 | 3971.8942
15583 | 4434 | 4341.6152 | 3934.7933 | 4054.5752 | 3970.3868 | [8 empty] | 4521.8132 | 4434 | 4341.6152 | 3934.7933 | 4054.5752 | 3970.3868
15584 | 4434 | 4341.6093 | 3934.5081 | 4054.5328 | 3970.2716 | [8 empty] | 4521.7245 | 4434 | 4341.6093 | 3934.5081 | 4054.5328 | 3970.2716
15585 | 4433 | 4341.4963 | 3933.7271 | 4052.0351 | 3970.2678 | [8 empty] | 4521.6907 | 4433 | 4341.4963 | 3933.7271 | 4052.0351 | 3970.2678
15586 | 4433 | 4341.3447 | 3933.7154 | 4051.1566 | 3970.0708 | [8 empty] | 4521.561 | 4433 | 4341.3447 | 3933.7154 | 4051.1566 | 3970.0708
15587 | 4433 | 4341.3317 | 3933.581 | 4051.018 | 3969.0427 | [8 empty] | 4521.5531 | 4433 | 4341.3317 | 3933.581 | 4051.018 | 3969.0427
15588 | 4432 | 4341.2874 | 3933.3349 | 4050.5776 | 3968.5046 | [8 empty] | 4521.531 | 4432 | 4341.2874 | 3933.3349 | 4050.5776 | 3968.5046
15589 | 4432 | 4339.9689 | 3933.1846 | 4050.4621 | 3968.1681 | [8 empty] | 4521.4369 | 4432 | 4339.9689 | 3933.1846 | 4050.4621 | 3968.1681
15590 | 4432 | 4339.4784 | 3933.0027 | 4049.5214 | 3967.8339 | [8 empty] | 4521.3859 | 4432 | 4339.4784 | 3933.0027 | 4049.5214 | 3967.8339
15591 | 4431 | 4339.3406 | 3932.939 | 4048.8205 | 3967.1375 | [8 empty] | 4521.2277 | 4431 | 4339.3406 | 3932.939 | 4048.8205 | 3967.1375
15592 | 4430 | 4339.1673 | 3932.937 | 4048.4837 | 3967.0715 | [8 empty] | 4521.0576 | 4430 | 4339.1673 | 3932.937 | 4048.4837 | 3967.0715
15593 | 4430 | 4338.9765 | 3932.2101 | 4048.0957 | 3966.9874 | [8 empty] | 4520.993 | 4430 | 4338.9765 | 3932.2101 | 4048.0957 | 3966.9874
15594 | 4430 | 4338.6 | 3931.5291 | 4047.8449 | 3966.9794 | [8 empty] | 4520.9444 | 4430 | 4338.6 | 3931.5291 | 4047.8449 | 3966.9794
15595 | 4430 | 4338.3319 | 3931.1952 | 4046.0751 | 3966.6298 | [8 empty] | 4520.7648 | 4430 | 4338.3319 | 3931.1952 | 4046.0751 | 3966.6298
15596 | 4430 | 4337.6573 | 3931.0343 | 4044.7347 | 3966.3563 | [8 empty] | 4520.6791 | 4430 | 4337.6573 | 3931.0343 | 4044.7347 | 3966.3563
15597 | 4429 | 4337.2268 | 3930.8318 | 4044.5884 | 3966.1832 | [8 empty] | 4520.6195 | 4429 | 4337.2268 | 3930.8318 | 4044.5884 | 3966.1832
15598 | 4429 | 4337.2072 | 3930.3856 | 4044.4533 | 3965.5934 | [8 empty] | 4520.5665 | 4429 | 4337.2072 | 3930.3856 | 4044.4533 | 3965.5934
15599 | 4429 | 4336.8018 | 3930.1829 | 4044.3818 | 3964.2667 | [8 empty] | 4520.4647 | 4429 | 4336.8018 | 3930.1829 | 4044.3818 | 3964.2667
15600 | 4428 | 4336.4268 | 3929.9964 | 4042.5052 | 3963.9789 | [8 empty] | 4520.2557 | 4428 | 4336.4268 | 3929.9964 | 4042.5052 | 3963.9789
15601 | 4428 | 4336.3403 | 3929.0788 | 4042.4764 | 3963.5426 | [8 empty] | 4520.0599 | 4428 | 4336.3403 | 3929.0788 | 4042.4764 | 3963.5426
15602 | 4428 | 4335.6435 | 3928.8249 | 4040.8243 | 3963.3149 | [8 empty] | 4520.014 | 4428 | 4335.6435 | 3928.8249 | 4040.8243 | 3963.3149
15603 | 4428 | 4335.6107 | 3928.2389 | 4040.4659 | 3962.9546 | [8 empty] | 4519.9417 | 4428 | 4335.6107 | 3928.2389 | 4040.4659 | 3962.9546
15604 | 4427 | 4334.0039 | 3928.1844 | 4039.8544 | 3962.2447 | [8 empty] | 4519.9247 | 4427 | 4334.0039 | 3928.1844 | 4039.8544 | 3962.2447
15605 | 4427 | 4333.4606 | 3927.7351 | 4039.7948 | 3961.477 | [8 empty] | 4519.9139 | 4427 | 4333.4606 | 3927.7351 | 4039.7948 | 3961.477
15606 | 4426 | 4333.1996 | 3927.2957 | 4039.4487 | 3961.1029 | [8 empty] | 4519.839 | 4426 | 4333.1996 | 3927.2957 | 4039.4487 | 3961.1029
15607 | 4426 | 4332.6621 | 3926.9556 | 4038.7787 | 3960.4825 | [8 empty] | 4519.721 | 4426 | 4332.6621 | 3926.9556 | 4038.7787 | 3960.4825
15608 | 4426 | 4332.5507 | 3926.8734 | 4038.0314 | 3960.4204 | [8 empty] | 4519.6374 | 4426 | 4332.5507 | 3926.8734 | 4038.0314 | 3960.4204
15609 | 4426 | 4332.4389 | 3926.2215 | 4037.6226 | 3959.4355 | [8 empty] | 4519.4632 | 4426 | 4332.4389 | 3926.2215 | 4037.6226 | 3959.4355
15610 | 4426 | 4332.1714 | 3925.9793 | 4036.7285 | 3959.2364 | [8 empty] | 4519.3792 | 4426 | 4332.1714 | 3925.9793 | 4036.7285 | 3959.2364
15611 | 4425 | 4332.0824 | 3924.3651 | 4036.6948 | 3959.1221 | [8 empty] | 4519.3527 | 4425 | 4332.0824 | 3924.3651 | 4036.6948 | 3959.1221
15612 | 4425 | 4331.7068 | 3923.8854 | 4036.5775 | 3958.3799 | [8 empty] | 4519.1969 | 4425 | 4331.7068 | 3923.8854 | 4036.5775 | 3958.3799
15613 | 4425 | 4331.579 | 3923.8674 | 4036.1289 | 3956.688 | [8 empty] | 4519.1273 | 4425 | 4331.579 | 3923.8674 | 4036.1289 | 3956.688
15614 | 4424 | 4331.3857 | 3923.2905 | 4036.1265 | 3956.4148 | [8 empty] | 4518.9426 | 4424 | 4331.3857 | 3923.2905 | 4036.1265 | 3956.4148
15615 | 4424 | 4331.1152 | 3922.0668 | 4036.021 | 3955.2752 | [8 empty] | 4518.8236 | 4424 | 4331.1152 | 3922.0668 | 4036.021 | 3955.2752
15616 | 4424 | 4330.6993 | 3921.9942 | 4035.8759 | 3954.9164 | [8 empty] | 4518.7586 | 4424 | 4330.6993 | 3921.9942 | 4035.8759 | 3954.9164
15617 | 4424 | 4330.3809 | 3921.4425 | 4035.3884 | 3954.764 | [8 empty] | 4518.7278 | 4424 | 4330.3809 | 3921.4425 | 4035.3884 | 3954.764
15618 | 4424 | 4330.1411 | 3921.3 | 4035.2925 | 3954.6753 | [8 empty] | 4518.6966 | 4424 | 4330.1411 | 3921.3 | 4035.2925 | 3954.6753
15619 | 4423 | 4330.1289 | 3920.9572 | 4035.1021 | 3954.6326 | [8 empty] | 4518.4379 | 4423 | 4330.1289 | 3920.9572 | 4035.1021 | 3954.6326
15620 | 4423 | 4329.9765 | 3920.781 | 4035.0438 | 3954.2546 | [8 empty] | 4518.3243 | 4423 | 4329.9765 | 3920.781 | 4035.0438 | 3954.2546
15621 | 4423 | 4329.7868 | 3919.7518 | 4034.9065 | 3953.4539 | [8 empty] | 4518.2476 | 4423 | 4329.7868 | 3919.7518 | 4034.9065 | 3953.4539
15622 | 4422 | 4329.3869 | 3918.8816 | 4033.8778 | 3953.2468 | [8 empty] | 4518.1362 | 4422 | 4329.3869 | 3918.8816 | 4033.8778 | 3953.2468
15623 | 4422 | 4328.9856 | 3918.29 | 4033.3684 | 3953.2266 | [8 empty] | 4517.7088 | 4422 | 4328.9856 | 3918.29 | 4033.3684 | 3953.2266
15624 | 4422 | 4328.719 | 3917.7699 | 4033.339 | 3953.0262 | [8 empty] | 4517.5936 | 4422 | 4328.719 | 3917.7699 | 4033.339 | 3953.0262
15625 | 4421 | 4328.6088 | 3917.5781 | 4033.2579 | 3952.6608 | [8 empty] | 4517.4971 | 4421 | 4328.6088 | 3917.5781 | 4033.2579 | 3952.6608
15626 | 4421 | 4328.1715 | 3917.3323 | 4032.9626 | 3952.1974 | [8 empty] | 4517.4558 | 4421 | 4328.1715 | 3917.3323 | 4032.9626 | 3952.1974
15627 | 4421 | 4327.7727 | 3917.0311 | 4032.6964 | 3951.0229 | [8 empty] | 4517.1535 | 4421 | 4327.7727 | 3917.0311 | 4032.6964 | 3951.0229
15628 | 4421 | 4327.6529 | 3916.9743 | 4032.536 | 3950.9788 | [8 empty] | 4517.1344 | 4421 | 4327.6529 | 3916.9743 | 4032.536 | 3950.9788
15629 | 4421 | 4327.1821 | 3915.7022 | 4032.3651 | 3950.0889 | [8 empty] | 4516.6108 | 4421 | 4327.1821 | 3915.7022 | 4032.3651 | 3950.0889
15630 | 4421 | 4327.0929 | 3914.4895 | 4032.2872 | 3949.878 | [8 empty] | 4516.3902 | 4421 | 4327.0929 | 3914.4895 | 4032.2872 | 3949.878
15631 | 4420 | 4326.9433 | 3914.3927 | 4031.684 | 3949.6037 | [8 empty] | 4516.3729 | 4420 | 4326.9433 | 3914.3927 | 4031.684 | 3949.6037
15632 | 4420 | 4326.9149 | 3914.2797 | 4031.6402 | 3949.5227 | [8 empty] | 4516.3204 | 4420 | 4326.9149 | 3914.2797 | 4031.6402 | 3949.5227
15633 | 4420 | 4326.6636 | 3913.5659 | 4031.4084 | 3949.1431 | [8 empty] | 4515.8594 | 4420 | 4326.6636 | 3913.5659 | 4031.4084 | 3949.1431
15634 | 4420 | 4325.7927 | 3913.4337 | 4031.363 | 3948.5537 | [8 empty] | 4515.8357 | 4420 | 4325.7927 | 3913.4337 | 4031.363 | 3948.5537
15635 | 4420 | 4325.6137 | 3913.3407 | 4030.4884 | 3948.0578 | [8 empty] | 4515.8069 | 4420 | 4325.6137 | 3913.3407 | 4030.4884 | 3948.0578
15636 | 4420 | 4325.6132 | 3912.7726 | 4030.3588 | 3947.9236 | [8 empty] | 4515.7617 | 4420 | 4325.6132 | 3912.7726 | 4030.3588 | 3947.9236
15637 | 4420 | 4325.5936 | 3911.9447 | 4029.9996 | 3947.0058 | [8 empty] | 4515.7362 | 4420 | 4325.5936 | 3911.9447 | 4029.9996 | 3947.0058
15638 | 4419 | 4324.7416 | 3911.2886 | 4029.9558 | 3946.9217 | [8 empty] | 4515.7221 | 4419 | 4324.7416 | 3911.2886 | 4029.9558 | 3946.9217
15639 | 4419 | 4323.4887 | 3910.8432 | 4029.3016 | 3946.6857 | [8 empty] | 4515.7217 | 4419 | 4323.4887 | 3910.8432 | 4029.3016 | 3946.6857
15640 | 4419 | 4323.1006 | 3910.7961 | 4028.459 | 3945.4248 | [8 empty] | 4515.4552 | 4419 | 4323.1006 | 3910.7961 | 4028.459 | 3945.4248
15641 | 4419 | 4322.4953 | 3910.6023 | 4028.2481 | 3945.2407 | [8 empty] | 4515.2403 | 4419 | 4322.4953 | 3910.6023 | 4028.2481 | 3945.2407
15642 | 4419 | 4322.4514 | 3910.5275 | 4026.4747 | 3945.1648 | [8 empty] | 4515.1334 | 4419 | 4322.4514 | 3910.5275 | 4026.4747 | 3945.1648
15643 | 4419 | 4321.7085 | 3909.6312 | 4026.4415 | 3945.1613 | [8 empty] | 4515.1305 | 4419 | 4321.7085 | 3909.6312 | 4026.4415 | 3945.1613
15644 | 4419 | 4321.1609 | 3909.3001 | 4026.4394 | 3944.7289 | [8 empty] | 4515.0933 | 4419 | 4321.1609 | 3909.3001 | 4026.4394 | 3944.7289
15645 | 4418 | 4321.1301 | 3909.0521 | 4025.6355 | 3944.7287 | [8 empty] | 4514.6277 | 4418 | 4321.1301 | 3909.0521 | 4025.6355 | 3944.7287
15646 | 4418 | 4320.2955 | 3908.3748 | 4025.5312 | 3944.7141 | [8 empty] | 4514.5066 | 4418 | 4320.2955 | 3908.3748 | 4025.5312 | 3944.7141
15647 | 4418 | 4319.4156 | 3908.3233 | 4025.3623 | 3944.4145 | [8 empty] | 4514.3021 | 4418 | 4319.4156 | 3908.3233 | 4025.3623 | 3944.4145
15648 | 4418 | 4319.1618 | 3908.2433 | 4025.2768 | 3944.2212 | [8 empty] | 4514.1823 | 4418 | 4319.1618 | 3908.2433 | 4025.2768 | 3944.2212
15649 | 4418 | 4318.6291 | 3907.5043 | 4025.1995 | 3944.2009 | [8 empty] | 4514.1556 | 4418 | 4318.6291 | 3907.5043 | 4025.1995 | 3944.2009
15650 | 4417 | 4318.4964 | 3907.2542 | 4025.0235 | 3943.296 | [8 empty] | 4514.1293 | 4417 | 4318.4964 | 3907.2542 | 4025.0235 | 3943.296
15651 | 4417 | 4317.7149 | 3907.0066 | 4024.9135 | 3942.9122 | [8 empty] | 4514.0402 | 4417 | 4317.7149 | 3907.0066 | 4024.9135 | 3942.9122
15652 | 4417 | 4317.631 | 3906.4614 | 4024.7911 | 3942.3908 | [8 empty] | 4513.9707 | 4417 | 4317.631 | 3906.4614 | 4024.7911 | 3942.3908
15653 | 4417 | 4317.2405 | 3905.9773 | 4024.0401 | 3942.3653 | [8 empty] | 4513.9619 | 4417 | 4317.2405 | 3905.9773 | 4024.0401 | 3942.3653
15654 | 4417 | 4315.9897 | 3905.5492 | 4023.8009 | 3942.3158 | [8 empty] | 4513.9332 | 4417 | 4315.9897 | 3905.5492 | 4023.8009 | 3942.3158
15655 | 4417 | 4315.949 | 3905.2071 | 4023.665 | 3942.3121 | [8 empty] | 4513.8764 | 4417 | 4315.949 | 3905.2071 | 4023.665 | 3942.3121
15656 | 4417 | 4315.3779 | 3905.0563 | 4023.2868 | 3942.1195 | [8 empty] | 4513.8759 | 4417 | 4315.3779 | 3905.0563 | 4023.2868 | 3942.1195
15657 | 4417 | 4314.6988 | 3904.9763 | 4023.1545 | 3942.038 | [8 empty] | 4513.305 | 4417 | 4314.6988 | 3904.9763 | 4023.1545 | 3942.038
15658 | 4417 | 4314.4312 | 3904.631 | 4022.9841 | 3941.9958 | [8 empty] | 4513.1997 | 4417 | 4314.4312 | 3904.631 | 4022.9841 | 3941.9958
15659 | 4417 | 4313.7261 | 3904.338 | 4022.0557 | 3941.6656 | [8 empty] | 4512.7876 | 4417 | 4313.7261 | 3904.338 | 4022.0557 | 3941.6656
15660 | 4416 | 4313.5326 | 3903.8545 | 4021.8658 | 3941.5688 | [8 empty] | 4512.7744 | 4416 | 4313.5326 | 3903.8545 | 4021.8658 | 3941.5688
15661 | 4416 | 4313.3211 | 3903.6915 | 4021.7777 | 3941.4899 | [8 empty] | 4512.7474 | 4416 | 4313.3211 | 3903.6915 | 4021.7777 | 3941.4899
15662 | 4416 | 4313.1357 | 3903.5685 | 4021.4514 | 3940.0598 | [8 empty] | 4512.6128 | 4416 | 4313.1357 | 3903.5685 | 4021.4514 | 3940.0598
15663 | 4415 | 4311.9699 | 3903.4107 | 4021.2075 | 3940.0019 | [8 empty] | 4512.5275 | 4415 | 4311.9699 | 3903.4107 | 4021.2075 | 3940.0019
15664 | 4415 | 4311.6315 | 3903.1957 | 4021.1915 | 3939.9117 | [8 empty] | 4512.5179 | 4415 | 4311.6315 | 3903.1957 | 4021.1915 | 3939.9117
15665 | 4415 | 4311.5826 | 3903.0485 | 4021.1858 | 3938.8957 | [8 empty] | 4512.4323 | 4415 | 4311.5826 | 3903.0485 | 4021.1858 | 3938.8957
15666 | 4414 | 4311.4421 | 3902.815 | 4020.7802 | 3938.2695 | [8 empty] | 4512.256 | 4414 | 4311.4421 | 3902.815 | 4020.7802 | 3938.2695
15667 | 4414 | 4311.0864 | 3902.5337 | 4020.5108 | 3937.9941 | [8 empty] | 4512.2317 | 4414 | 4311.0864 | 3902.5337 | 4020.5108 | 3937.9941
15668 | 4414 | 4310.9445 | 3902.4199 | 4020.3448 | 3937.5687 | [8 empty] | 4512.1095 | 4414 | 4310.9445 | 3902.4199 | 4020.3448 | 3937.5687
15669 | 4414 | 4310.8361 | 3901.4874 | 4020.1132 | 3936.447 | [8 empty] | 4511.8633 | 4414 | 4310.8361 | 3901.4874 | 4020.1132 | 3936.447
15670 | 4414 | 4310.1009 | 3901.0749 | 4019.559 | 3936.2988 | [8 empty] | 4511.8006 | 4414 | 4310.1009 | 3901.0749 | 4019.559 | 3936.2988
15671 | 4413 | 4308.6517 | 3900.1365 | 4018.9247 | 3936.1907 | [8 empty] | 4511.7805 | 4413 | 4308.6517 | 3900.1365 | 4018.9247 | 3936.1907
15672 | 4413 | 4308.5514 | 3899.7048 | 4018.1607 | 3935.7973 | [8 empty] | 4511.7528 | 4413 | 4308.5514 | 3899.7048 | 4018.1607 | 3935.7973
15673 | 4413 | 4308.5016 | 3899.405 | 4017.9801 | 3935.6894 | [8 empty] | 4511.5302 | 4413 | 4308.5016 | 3899.405 | 4017.9801 | 3935.6894
15674 | 4413 | 4308.4402 | 3899.3218 | 4017.3624 | 3935.3307 | [8 empty] | 4511.4353 | 4413 | 4308.4402 | 3899.3218 | 4017.3624 | 3935.3307
15675 | 4413 | 4308.0591 | 3899.3184 | 4017.0952 | 3935.0329 | [8 empty] | 4511.2483 | 4413 | 4308.0591 | 3899.3184 | 4017.0952 | 3935.0329
15676 | 4412 | 4307.9194 | 3899.1194 | 4016.6331 | 3933.6818 | [8 empty] | 4510.8237 | 4412 | 4307.9194 | 3899.1194 | 4016.6331 | 3933.6818
15677 | 4410 | 4307.5404 | 3897.9979 | 4015.9955 | 3933.53 | [8 empty] | 4510.6513 | 4410 | 4307.5404 | 3897.9979 | 4015.9955 | 3933.53
15678 | 4410 | 4306.6083 | 3897.9247 | 4015.8782 | 3932.5547 | [8 empty] | 4510.1828 | 4410 | 4306.6083 | 3897.9247 | 4015.8782 | 3932.5547
15679 | 4409 | 4305.7714 | 3897.8555 | 4015.7065 | 3932.1492 | [8 empty] | 4510.1223 | 4409 | 4305.7714 | 3897.8555 | 4015.7065 | 3932.1492
15680 | 4408 | 4304.8939 | 3896.7315 | 4015.3338 | 3932.0109 | [8 empty] | 4510.0428 | 4408 | 4304.8939 | 3896.7315 | 4015.3338 | 3932.0109
15681 | 4408 | 4304.8234 | 3895.3475 | 4015.0399 | 3931.5154 | [8 empty] | 4510.0198 | 4408 | 4304.8234 | 3895.3475 | 4015.0399 | 3931.5154
15682 | 4408 | 4303.3636 | 3895.2176 | 4014.8924 | 3931.4133 | [8 empty] | 4509.9405 | 4408 | 4303.3636 | 3895.2176 | 4014.8924 | 3931.4133
15683 | 4408 | 4303.1262 | 3894.9713 | 4014.8892 | 3931.413 | [8 empty] | 4509.7431 | 4408 | 4303.1262 | 3894.9713 | 4014.8892 | 3931.413
15684 | 4408 | 4302.9849 | 3894.7601 | 4014.6381 | 3931.1789 | [8 empty] | 4509.6136 | 4408 | 4302.9849 | 3894.7601 | 4014.6381 | 3931.1789
15685 | 4407 | 4302.6394 | 3894.7355 | 4014.592 | 3930.6118 | [8 empty] | 4509.4416 | 4407 | 4302.6394 | 3894.7355 | 4014.592 | 3930.6118
15686 | 4407 | 4302.589 | 3893.7409 | 4014.393 | 3930.1398 | [8 empty] | 4509.4191 | 4407 | 4302.589 | 3893.7409 | 4014.393 | 3930.1398
15687 | 4407 | 4302.4481 | 3893.5146 | 4014.2873 | 3929.3587 | [8 empty] | 4509.1654 | 4407 | 4302.4481 | 3893.5146 | 4014.2873 | 3929.3587
15688 | 4407 | 4302.022 | 3893.2795 | 4013.7313 | 3928.3547 | [8 empty] | 4509.147 | 4407 | 4302.022 | 3893.2795 | 4013.7313 | 3928.3547
15689 | 4407 | 4301.7573 | 3893.2554 | 4013.434 | 3928.028 | [8 empty] | 4509.1297 | 4407 | 4301.7573 | 3893.2554 | 4013.434 | 3928.028
15690 | 4407 | 4300.9166 | 3893.0978 | 4013.1312 | 3927.7174 | [8 empty] | 4508.9811 | 4407 | 4300.9166 | 3893.0978 | 4013.1312 | 3927.7174
15691 | 4406 | 4300.848 | 3892.183 | 4012.996 | 3927.6522 | [8 empty] | 4508.8468 | 4406 | 4300.848 | 3892.183 | 4012.996 | 3927.6522
15692 | 4406 | 4300.6969 | 3891.8116 | 4012.7298 | 3927.5152 | [8 empty] | 4508.7838 | 4406 | 4300.6969 | 3891.8116 | 4012.7298 | 3927.5152
15693 | 4406 | 4300.575 | 3891.4699 | 4012.4361 | 3927.4118 | [8 empty] | 4508.7307 | 4406 | 4300.575 | 3891.4699 | 4012.4361 | 3927.4118
15694 | 4405 | 4300.2693 | 3890.7212 | 4011.3509 | 3927.2881 | [8 empty] | 4508.6565 | 4405 | 4300.2693 | 3890.7212 | 4011.3509 | 3927.2881
15695 | 4405 | 4299.975 | 3890.6231 | 4011.3362 | 3927.1012 | [8 empty] | 4508.4093 | 4405 | 4299.975 | 3890.6231 | 4011.3362 | 3927.1012
15696 | 4405 | 4299.4382 | 3889.8419 | 4011.1558 | 3926.7914 | [8 empty] | 4508.3621 | 4405 | 4299.4382 | 3889.8419 | 4011.1558 | 3926.7914
15697 | 4405 | 4298.7913 | 3889.7481 | 4010.9417 | 3926.6101 | [8 empty] | 4508.3102 | 4405 | 4298.7913 | 3889.7481 | 4010.9417 | 3926.6101
15698 | 4405 | 4298.3196 | 3889.7389 | 4010.526 | 3925.8903 | [8 empty] | 4508.2795 | 4405 | 4298.3196 | 3889.7389 | 4010.526 | 3925.8903
15699 | 4405 | 4297.8079 | 3889.0498 | 4008.8919 | 3925.3919 | [8 empty] | 4508.1212 | 4405 | 4297.8079 | 3889.0498 | 4008.8919 | 3925.3919
15700 | 4405 | 4297.5799 | 3888.82 | 4008.2706 | 3925.2627 | [8 empty] | 4508.1069 | 4405 | 4297.5799 | 3888.82 | 4008.2706 | 3925.2627
15701 | 4404 | 4297.4017 | 3888.7864 | 4008.2422 | 3924.8353 | [8 empty] | 4507.9875 | 4404 | 4297.4017 | 3888.7864 | 4008.2422 | 3924.8353
15702 | 4404 | 4296.7347 | 3888.6867 | 4007.9995 | 3924.7956 | [8 empty] | 4507.8127 | 4404 | 4296.7347 | 3888.6867 | 4007.9995 | 3924.7956
15703 | 4403 | 4296.2876 | 3888.5692 | 4007.9925 | 3924.7854 | [8 empty] | 4507.7571 | 4403 | 4296.2876 | 3888.5692 | 4007.9925 | 3924.7854
15704 | 4403 | 4296.1561 | 3888.3504 | 4007.9809 | 3924.0696 | [8 empty] | 4507.6733 | 4403 | 4296.1561 | 3888.3504 | 4007.9809 | 3924.0696
15705 | 4403 | 4294.6915 | 3888.1051 | 4007.4713 | 3922.6846 | [8 empty] | 4507.5223 | 4403 | 4294.6915 | 3888.1051 | 4007.4713 | 3922.6846
15706 | 4402 | 4294.6841 | 3887.7874 | 4007.4146 | 3921.4425 | [8 empty] | 4507.5191 | 4402 | 4294.6841 | 3887.7874 | 4007.4146 | 3921.4425
15707 | 4402 | 4293.9887 | 3887.5123 | 4007.2522 | 3921.1831 | [8 empty] | 4507.4788 | 4402 | 4293.9887 | 3887.5123 | 4007.2522 | 3921.1831
15708 | 4402 | 4293.731 | 3887.4802 | 4006.233 | 3921.0651 | [8 empty] | 4507.2826 | 4402 | 4293.731 | 3887.4802 | 4006.233 | 3921.0651
15709 | 4402 | 4293.6429 | 3887.4753 | 4005.8707 | 3920.5173 | [8 empty] | 4507.2069 | 4402 | 4293.6429 | 3887.4753 | 4005.8707 | 3920.5173
15710 | 4401 | 4293.4546 | 3886.9446 | 4005.3394 | 3920.0099 | [8 empty] | 4506.6943 | 4401 | 4293.4546 | 3886.9446 | 4005.3394 | 3920.0099
15711 | 4401 | 4293.3023 | 3886.8934 | 4004.9545 | 3919.479 | [8 empty] | 4506.6841 | 4401 | 4293.3023 | 3886.8934 | 4004.9545 | 3919.479
15712 | 4401 | 4292.6994 | 3886.8329 | 4004.8984 | 3919.3466 | [8 empty] | 4506.5507 | 4401 | 4292.6994 | 3886.8329 | 4004.8984 | 3919.3466
15713 | 4400 | 4292.5675 | 3886.6216 | 4004.4849 | 3919.0053 | [8 empty] | 4506.4757 | 4400 | 4292.5675 | 3886.6216 | 4004.4849 | 3919.0053
15714 | 4400 | 4292.369 | 3884.5846 | 4004.18 | 3918.8156 | [8 empty] | 4506.4498 | 4400 | 4292.369 | 3884.5846 | 4004.18 | 3918.8156
15715 | 4400 | 4291.6321 | 3884.5006 | 4002.8655 | 3917.7801 | [8 empty] | 4506.4405 | 4400 | 4291.6321 | 3884.5006 | 4002.8655 | 3917.7801
15716 | 4400 | 4291.4991 | 3884.1599 | 4002.7586 | 3917.6363 | [8 empty] | 4506.258 | 4400 | 4291.4991 | 3884.1599 | 4002.7586 | 3917.6363
15717 | 4400 | 4291.4264 | 3884.1585 | 4002.3823 | 3917.3931 | [8 empty] | 4506.2036 | 4400 | 4291.4264 | 3884.1585 | 4002.3823 | 3917.3931
15718 | 4400 | 4291.3575 | 3883.828 | 4002.0575 | 3917.2052 | [8 empty] | 4506.1206 | 4400 | 4291.3575 | 3883.828 | 4002.0575 | 3917.2052
15719 | 4400 | 4291.1349 | 3883.819 | 4001.3321 | 3916.6644 | [8 empty] | 4505.8839 | 4400 | 4291.1349 | 3883.819 | 4001.3321 | 3916.6644
15720 | 4400 | 4290.8302 | 3883.1804 | 4000.9222 | 3916.6156 | [8 empty] | 4505.8833 | 4400 | 4290.8302 | 3883.1804 | 4000.9222 | 3916.6156
15721 | 4400 | 4290.5904 | 3883.0864 | 3999.9292 | 3915.7352 | [8 empty] | 4505.4599 | 4400 | 4290.5904 | 3883.0864 | 3999.9292 | 3915.7352
15722 | 4399 | 4290.5656 | 3882.5918 | 3999.927 | 3915.0648 | [8 empty] | 4505.4195 | 4399 | 4290.5656 | 3882.5918 | 3999.927 | 3915.0648
15723 | 4399 | 4290.2778 | 3882.3251 | 3999.8946 | 3914.9341 | [8 empty] | 4505.3798 | 4399 | 4290.2778 | 3882.3251 | 3999.8946 | 3914.9341
15724 | 4399 | 4290.142 | 3881.6964 | 3999.4658 | 3914.9106 | [8 empty] | 4505.092 | 4399 | 4290.142 | 3881.6964 | 3999.4658 | 3914.9106
15725 | 4399 | 4289.8141 | 3880.9387 | 3999.1934 | 3914.576 | [8 empty] | 4504.8696 | 4399 | 4289.8141 | 3880.9387 | 3999.1934 | 3914.576
15726 | 4399 | 4289.6295 | 3879.3216 | 3997.8217 | 3914.493 | [8 empty] | 4504.7534 | 4399 | 4289.6295 | 3879.3216 | 3997.8217 | 3914.493
15727 | 4399 | 4289.3529 | 3879.321 | 3997.7302 | 3914.4254 | [8 empty] | 4504.7001 | 4399 | 4289.3529 | 3879.321 | 3997.7302 | 3914.4254
15728 | 4399 | 4289.3416 | 3879.198 | 3997.1116 | 3914.2967 | [8 empty] | 4504.4964 | 4399 | 4289.3416 | 3879.198 | 3997.1116 | 3914.2967
15729 | 4398 | 4289.3119 | 3879.1528 | 3996.8005 | 3912.9773 | [8 empty] | 4504.2322 | 4398 | 4289.3119 | 3879.1528 | 3996.8005 | 3912.9773
15730 | 4398 | 4288.6654 | 3877.8097 | 3996.3277 | 3912.4442 | [8 empty] | 4504.189 | 4398 | 4288.6654 | 3877.8097 | 3996.3277 | 3912.4442
15731 | 4398 | 4288.0188 | 3877.6488 | 3996.1719 | 3912.4257 | [8 empty] | 4504.1874 | 4398 | 4288.0188 | 3877.6488 | 3996.1719 | 3912.4257
15732 | 4397 | 4287.9579 | 3876.7717 | 3995.7946 | 3912.0757 | [8 empty] | 4504.1476 | 4397 | 4287.9579 | 3876.7717 | 3995.7946 | 3912.0757
15733 | 4397 | 4285.8458 | 3875.6058 | 3995.7139 | 3911.8354 | [8 empty] | 4504.0742 | 4397 | 4285.8458 | 3875.6058 | 3995.7139 | 3911.8354
15734 | 4397 | 4285.6913 | 3875.0335 | 3995.2394 | 3911.591 | [8 empty] | 4503.7552 | 4397 | 4285.6913 | 3875.0335 | 3995.2394 | 3911.591
15735 | 4397 | 4285.6777 | 3874.9215 | 3995.0157 | 3910.9453 | [8 empty] | 4503.73 | 4397 | 4285.6777 | 3874.9215 | 3995.0157 | 3910.9453
15736 | 4397 | 4285.6646 | 3874.3186 | 3993.9549 | 3910.9414 | [8 empty] | 4503.357 | 4397 | 4285.6646 | 3874.3186 | 3993.9549 | 3910.9414
15737 | 4396 | 4285.3494 | 3873.7801 | 3993.8189 | 3910.0591 | [8 empty] | 4503.3036 | 4396 | 4285.3494 | 3873.7801 | 3993.8189 | 3910.0591
15738 | 4396 | 4284.9772 | 3872.3876 | 3993.2503 | 3910.0535 | [8 empty] | 4503.1395 | 4396 | 4284.9772 | 3872.3876 | 3993.2503 | 3910.0535
15739 | 4395 | 4284.7311 | 3871.7743 | 3992.9603 | 3909.5576 | [8 empty] | 4503.1119 | 4395 | 4284.7311 | 3871.7743 | 3992.9603 | 3909.5576
15740 | 4395 | 4283.9363 | 3870.1343 | 3992.2419 | 3909.5217 | [8 empty] | 4503.1068 | 4395 | 4283.9363 | 3870.1343 | 3992.2419 | 3909.5217
15741 | 4395 | 4283.8901 | 3869.9754 | 3991.8804 | 3909.4525 | [8 empty] | 4503.063 | 4395 | 4283.8901 | 3869.9754 | 3991.8804 | 3909.4525
15742 | 4394 | 4283.8828 | 3869.4383 | 3991.3593 | 3908.9294 | [8 empty] | 4502.9893 | 4394 | 4283.8828 | 3869.4383 | 3991.3593 | 3908.9294
15743 | 4394 | 4283.526 | 3869.2746 | 3990.5755 | 3908.5837 | [8 empty] | 4502.8082 | 4394 | 4283.526 | 3869.2746 | 3990.5755 | 3908.5837
15744 | 4394 | 4283.2913 | 3868.8859 | 3990.3401 | 3907.8522 | [8 empty] | 4502.6634 | 4394 | 4283.2913 | 3868.8859 | 3990.3401 | 3907.8522
15745 | 4394 | 4283.0611 | 3868.3487 | 3990.2034 | 3907.4438 | [8 empty] | 4502.5501 | 4394 | 4283.0611 | 3868.3487 | 3990.2034 | 3907.4438
15746 | 4394 | 4281.2645 | 3867.9498 | 3990.0267 | 3907.0712 | [8 empty] | 4502.4643 | 4394 | 4281.2645 | 3867.9498 | 3990.0267 | 3907.0712
15747 | 4394 | 4280.7106 | 3867.8695 | 3988.7687 | 3906.9962 | [8 empty] | 4502.3783 | 4394 | 4280.7106 | 3867.8695 | 3988.7687 | 3906.9962
15748 | 4394 | 4279.6546 | 3867.182 | 3988.4942 | 3906.9275 | [8 empty] | 4502.2966 | 4394 | 4279.6546 | 3867.182 | 3988.4942 | 3906.9275
15749 | 4394 | 4279.3512 | 3867.105 | 3988.2463 | 3906.5565 | [8 empty] | 4502.1891 | 4394 | 4279.3512 | 3867.105 | 3988.2463 | 3906.5565
15750 | 4393 | 4278.2371 | 3866.698 | 3987.7396 | 3906.3355 | [8 empty] | 4501.963 | 4393 | 4278.2371 | 3866.698 | 3987.7396 | 3906.3355
15751 | 4393 | 4277.9024 | 3866.5522 | 3987.0759 | 3905.8636 | [8 empty] | 4501.3683 | 4393 | 4277.9024 | 3866.5522 | 3987.0759 | 3905.8636
15752 | 4393 | 4277.6583 | 3866.4763 | 3986.85 | 3905.787 | [8 empty] | 4501.3627 | 4393 | 4277.6583 | 3866.4763 | 3986.85 | 3905.787
15753 | 4393 | 4276.4887 | 3866.0531 | 3986.6507 | 3905.4645 | [8 empty] | 4501.0395 | 4393 | 4276.4887 | 3866.0531 | 3986.6507 | 3905.4645
15754 | 4393 | 4276.4422 | 3866.0042 | 3986.1925 | 3905.4059 | [8 empty] | 4500.8955 | 4393 | 4276.4422 | 3866.0042 | 3986.1925 | 3905.4059
15755 | 4393 | 4276.4221 | 3865.5671 | 3984.9931 | 3905.3029 | [8 empty] | 4500.7577 | 4393 | 4276.4221 | 3865.5671 | 3984.9931 | 3905.3029
15756 | 4393 | 4275.4176 | 3865.2336 | 3984.8727 | 3903.4152 | [8 empty] | 4500.6844 | 4393 | 4275.4176 | 3865.2336 | 3984.8727 | 3903.4152
15757 | 4392 | 4274.8974 | 3865.2185 | 3984.5237 | 3903.3369 | [8 empty] | 4500.5038 | 4392 | 4274.8974 | 3865.2185 | 3984.5237 | 3903.3369
15758 | 4392 | 4274.471 | 3864.8343 | 3984.2676 | 3903.154 | [8 empty] | 4500.4256 | 4392 | 4274.471 | 3864.8343 | 3984.2676 | 3903.154
15759 | 4392 | 4274.123 | 3864.7146 | 3983.9808 | 3902.4388 | [8 empty] | 4500.1316 | 4392 | 4274.123 | 3864.7146 | 3983.9808 | 3902.4388
15760 | 4392 | 4273.4227 | 3864.4677 | 3982.8056 | 3901.599 | [8 empty] | 4499.7871 | 4392 | 4273.4227 | 3864.4677 | 3982.8056 | 3901.599
15761 | 4391 | 4272.6762 | 3863.5272 | 3982.6334 | 3901.2511 | [8 empty] | 4499.5715 | 4391 | 4272.6762 | 3863.5272 | 3982.6334 | 3901.2511
15762 | 4391 | 4272.1251 | 3863.4989 | 3982.5325 | 3901.2044 | [8 empty] | 4499.2719 | 4391 | 4272.1251 | 3863.4989 | 3982.5325 | 3901.2044
15763 | 4391 | 4271.9086 | 3863.193 | 3982.4838 | 3901.0031 | [8 empty] | 4499.1976 | 4391 | 4271.9086 | 3863.193 | 3982.4838 | 3901.0031
15764 | 4391 | 4271.4507 | 3863.0707 | 3981.9174 | 3900.4871 | [8 empty] | 4499.0152 | 4391 | 4271.4507 | 3863.0707 | 3981.9174 | 3900.4871
15765 | 4391 | 4270.1628 | 3863.0638 | 3981.4318 | 3899.917 | [8 empty] | 4499.0132 | 4391 | 4270.1628 | 3863.0638 | 3981.4318 | 3899.917
15766 | 4390 | 4269.2658 | 3863.0167 | 3980.7027 | 3899.2591 | [8 empty] | 4498.7689 | 4390 | 4269.2658 | 3863.0167 | 3980.7027 | 3899.2591
15767 | 4390 | 4269.2295 | 3862.8785 | 3979.9431 | 3898.5377 | [8 empty] | 4498.7687 | 4390 | 4269.2295 | 3862.8785 | 3979.9431 | 3898.5377
15768 | 4390 | 4268.4433 | 3862.4906 | 3979.8857 | 3898.5315 | [8 empty] | 4498.5435 | 4390 | 4268.4433 | 3862.4906 | 3979.8857 | 3898.5315
15769 | 4390 | 4267.976 | 3861.7313 | 3979.5795 | 3897.4977 | [8 empty] | 4498.2482 | 4390 | 4267.976 | 3861.7313 | 3979.5795 | 3897.4977
15770 | 4390 | 4267.6354 | 3861.6361 | 3978.3438 | 3896.8592 | [8 empty] | 4497.8986 | 4390 | 4267.6354 | 3861.6361 | 3978.3438 | 3896.8592
15771 | 4390 | 4266.7529 | 3861.6187 | 3978.255 | 3895.5417 | [8 empty] | 4497.8793 | 4390 | 4266.7529 | 3861.6187 | 3978.255 | 3895.5417
15772 | 4389 | 4266.3665 | 3861.2082 | 3978.2238 | 3895.1794 | [8 empty] | 4497.0769 | 4389 | 4266.3665 | 3861.2082 | 3978.2238 | 3895.1794
15773 | 4389 | 4266.2897 | 3860.775 | 3977.9172 | 3895.1779 | [8 empty] | 4496.9263 | 4389 | 4266.2897 | 3860.775 | 3977.9172 | 3895.1779
15774 | 4389 | 4266.0954 | 3859.838 | 3977.5837 | 3894.5179 | [8 empty] | 4496.8378 | 4389 | 4266.0954 | 3859.838 | 3977.5837 | 3894.5179
15775 | 4389 | 4265.6627 | 3858.9824 | 3977.2139 | 3894.0501 | [8 empty] | 4496.6295 | 4389 | 4265.6627 | 3858.9824 | 3977.2139 | 3894.0501
15776 | 4388 | 4265.2386 | 3858.8039 | 3975.1444 | 3893.9931 | [8 empty] | 4496.6288 | 4388 | 4265.2386 | 3858.8039 | 3975.1444 | 3893.9931
15777 | 4388 | 4265.151 | 3858.5354 | 3974.7609 | 3893.5468 | [8 empty] | 4496.5473 | 4388 | 4265.151 | 3858.5354 | 3974.7609 | 3893.5468
15778 | 4388 | 4263.7423 | 3858.0904 | 3974.3089 | 3893.2112 | [8 empty] | 4496.1244 | 4388 | 4263.7423 | 3858.0904 | 3974.3089 | 3893.2112
15779 | 4387 | 4263.5639 | 3858.0133 | 3973.6965 | 3892.5592 | [8 empty] | 4496.0724 | 4387 | 4263.5639 | 3858.0133 | 3973.6965 | 3892.5592
15780 | 4387 | 4263.5012 | 3857.3303 | 3972.9804 | 3891.9929 | [8 empty] | 4495.9429 | 4387 | 4263.5012 | 3857.3303 | 3972.9804 | 3891.9929
15781 | 4387 | 4262.0612 | 3857.1329 | 3972.9659 | 3891.9528 | [8 empty] | 4495.7675 | 4387 | 4262.0612 | 3857.1329 | 3972.9659 | 3891.9528
15782 | 4387 | 4261.8963 | 3856.5713 | 3970.2307 | 3891.4956 | [8 empty] | 4495.1829 | 4387 | 4261.8963 | 3856.5713 | 3970.2307 | 3891.4956
15783 | 4387 | 4261.7425 | 3856.447 | 3969.7347 | 3891.391 | [8 empty] | 4494.7576 | 4387 | 4261.7425 | 3856.447 | 3969.7347 | 3891.391
15784 | 4386 | 4261.73 | 3855.9863 | 3968.3409 | 3891.0977 | [8 empty] | 4494.7523 | 4386 | 4261.73 | 3855.9863 | 3968.3409 | 3891.0977
15785 | 4386 | 4261.384 | 3855.7552 | 3968.3321 | 3890.6876 | [8 empty] | 4494.7389 | 4386 | 4261.384 | 3855.7552 | 3968.3321 | 3890.6876
15786 | 4386 | 4261.3119 | 3855.1589 | 3967.9629 | 3890.4943 | [8 empty] | 4494.4576 | 4386 | 4261.3119 | 3855.1589 | 3967.9629 | 3890.4943
15787 | 4386 | 4261.1643 | 3854.9259 | 3967.92 | 3890.2773 | [8 empty] | 4494.2543 | 4386 | 4261.1643 | 3854.9259 | 3967.92 | 3890.2773
15788 | 4385 | 4261.0142 | 3854.7918 | 3967.9059 | 3889.6884 | [8 empty] | 4494.112 | 4385 | 4261.0142 | 3854.7918 | 3967.9059 | 3889.6884
15789 | 4385 | 4260.9759 | 3854.7684 | 3967.468 | 3888.9911 | [8 empty] | 4494.1066 | 4385 | 4260.9759 | 3854.7684 | 3967.468 | 3888.9911
15790 | 4384 | 4260.7473 | 3854.768 | 3967.1289 | 3888.9182 | [8 empty] | 4494.0993 | 4384 | 4260.7473 | 3854.768 | 3967.1289 | 3888.9182
15791 | 4384 | 4260.46 | 3854.7248 | 3965.7797 | 3888.595 | [8 empty] | 4493.9942 | 4384 | 4260.46 | 3854.7248 | 3965.7797 | 3888.595
15792 | 4384 | 4260.1632 | 3854.6424 | 3965.7397 | 3888.1175 | [8 empty] | 4493.9549 | 4384 | 4260.1632 | 3854.6424 | 3965.7397 | 3888.1175
15793 | 4383 | 4259.7142 | 3854.6132 | 3965.4878 | 3888.0442 | [8 empty] | 4493.938 | 4383 | 4259.7142 | 3854.6132 | 3965.4878 | 3888.0442
15794 | 4383 | 4259.5736 | 3852.751 | 3964.0917 | 3887.8001 | [8 empty] | 4493.6171 | 4383 | 4259.5736 | 3852.751 | 3964.0917 | 3887.8001
15795 | 4383 | 4259.5194 | 3852.5479 | 3964.0519 | 3887.7199 | [8 empty] | 4493.5297 | 4383 | 4259.5194 | 3852.5479 | 3964.0519 | 3887.7199
15796 | 4383 | 4259.4336 | 3852.2325 | 3963.939 | 3887.5389 | [8 empty] | 4493.5056 | 4383 | 4259.4336 | 3852.2325 | 3963.939 | 3887.5389
15797 | 4382 | 4257.8822 | 3851.6319 | 3962.9422 | 3886.2401 | [8 empty] | 4493.4786 | 4382 | 4257.8822 | 3851.6319 | 3962.9422 | 3886.2401
15798 | 4381 | 4257.5053 | 3850.5167 | 3962.6609 | 3884.3937 | [8 empty] | 4493.1124 | 4381 | 4257.5053 | 3850.5167 | 3962.6609 | 3884.3937
15799 | 4381 | 4257.1833 | 3850.3152 | 3962.0761 | 3883.0309 | [8 empty] | 4492.5767 | 4381 | 4257.1833 | 3850.3152 | 3962.0761 | 3883.0309
15800 | 4381 | 4256.8952 | 3850.307 | 3961.4513 | 3882.7938 | [8 empty] | 4492.1413 | 4381 | 4256.8952 | 3850.307 | 3961.4513 | 3882.7938
15801 | 4381 | 4256.4242 | 3850.221 | 3961.0514 | 3881.1857 | [8 empty] | 4492.0697 | 4381 | 4256.4242 | 3850.221 | 3961.0514 | 3881.1857
15802 | 4381 | 4256.4058 | 3849.6983 | 3960.2427 | 3880.9047 | [8 empty] | 4491.6505 | 4381 | 4256.4058 | 3849.6983 | 3960.2427 | 3880.9047
15803 | 4381 | 4255.1658 | 3849.5905 | 3959.9834 | 3880.6463 | [8 empty] | 4491.2102 | 4381 | 4255.1658 | 3849.5905 | 3959.9834 | 3880.6463
15804 | 4380 | 4254.9805 | 3849.2506 | 3959.7674 | 3880.279 | [8 empty] | 4491.0244 | 4380 | 4254.9805 | 3849.2506 | 3959.7674 | 3880.279
15805 | 4380 | 4254.4526 | 3849.2322 | 3959.5018 | 3880.1534 | [8 empty] | 4491.0232 | 4380 | 4254.4526 | 3849.2322 | 3959.5018 | 3880.1534
15806 | 4379 | 4254.3485 | 3849.2041 | 3959.0134 | 3879.0246 | [8 empty] | 4490.7548 | 4379 | 4254.3485 | 3849.2041 | 3959.0134 | 3879.0246
15807 | 4379 | 4254.2362 | 3848.5659 | 3958.871 | 3878.883 | [8 empty] | 4490.702 | 4379 | 4254.2362 | 3848.5659 | 3958.871 | 3878.883
15808 | 4379 | 4253.0959 | 3848.126 | 3957.9013 | 3878.2315 | [8 empty] | 4490.5389 | 4379 | 4253.0959 | 3848.126 | 3957.9013 | 3878.2315
15809 | 4379 | 4253.0657 | 3847.9777 | 3957.8033 | 3878.0111 | [8 empty] | 4490.5325 | 4379 | 4253.0657 | 3847.9777 | 3957.8033 | 3878.0111
15810 | 4378 | 4252.9173 | 3847.931 | 3957.4861 | 3877.9391 | [8 empty] | 4490.4339 | 4378 | 4252.9173 | 3847.931 | 3957.4861 | 3877.9391
15811 | 4378 | 4252.3054 | 3847.8476 | 3957.1508 | 3877.1205 | [8 empty] | 4490.0039 | 4378 | 4252.3054 | 3847.8476 | 3957.1508 | 3877.1205
15812 | 4378 | 4252.1059 | 3847.8061 | 3956.9161 | 3876.1885 | [8 empty] | 4489.9959 | 4378 | 4252.1059 | 3847.8061 | 3956.9161 | 3876.1885
15813 | 4378 | 4251.3672 | 3847.7436 | 3956.1588 | 3875.7043 | [8 empty] | 4489.2836 | 4378 | 4251.3672 | 3847.7436 | 3956.1588 | 3875.7043
15814 | 4378 | 4250.4488 | 3847.0406 | 3956.1416 | 3875.6102 | [8 empty] | 4489.2266 | 4378 | 4250.4488 | 3847.0406 | 3956.1416 | 3875.6102
15815 | 4378 | 4250.3769 | 3846.5919 | 3956.0011 | 3874.1007 | [8 empty] | 4489.2206 | 4378 | 4250.3769 | 3846.5919 | 3956.0011 | 3874.1007
15816 | 4378 | 4248.8094 | 3846.079 | 3955.7914 | 3873.8712 | [8 empty] | 4489.1365 | 4378 | 4248.8094 | 3846.079 | 3955.7914 | 3873.8712
15817 | 4378 | 4248.456 | 3845.7979 | 3953.8104 | 3873.4346 | [8 empty] | 4488.8297 | 4378 | 4248.456 | 3845.7979 | 3953.8104 | 3873.4346
15818 | 4377 | 4248.3268 | 3845.1289 | 3953.7458 | 3873.3932 | [8 empty] | 4488.781 | 4377 | 4248.3268 | 3845.1289 | 3953.7458 | 3873.3932
15819 | 4377 | 4248.1393 | 3844.864 | 3953.5693 | 3872.5719 | [8 empty] | 4488.7362 | 4377 | 4248.1393 | 3844.864 | 3953.5693 | 3872.5719
15820 | 4376 | 4247.1237 | 3844.5206 | 3952.0471 | 3872.567 | [8 empty] | 4488.6083 | 4376 | 4247.1237 | 3844.5206 | 3952.0471 | 3872.567
15821 | 4376 | 4246.6217 | 3844.4034 | 3951.7837 | 3872.5491 | [8 empty] | 4488.5868 | 4376 | 4246.6217 | 3844.4034 | 3951.7837 | 3872.5491
15822 | 4376 | 4245.9924 | 3843.7226 | 3950.3059 | 3871.4819 | [8 empty] | 4488.5017 | 4376 | 4245.9924 | 3843.7226 | 3950.3059 | 3871.4819
15823 | 4375 | 4245.8507 | 3843.6079 | 3950.0761 | 3870.8646 | [8 empty] | 4488.4298 | 4375 | 4245.8507 | 3843.6079 | 3950.0761 | 3870.8646
15824 | 4375 | 4245.8036 | 3843.4981 | 3949.2831 | 3870.7574 | [8 empty] | 4488.3573 | 4375 | 4245.8036 | 3843.4981 | 3949.2831 | 3870.7574
15825 | 4375 | 4245.6792 | 3843.0596 | 3949.1491 | 3870.3901 | [8 empty] | 4488.0793 | 4375 | 4245.6792 | 3843.0596 | 3949.1491 | 3870.3901
15826 | 4375 | 4245.1517 | 3842.3463 | 3948.6944 | 3869.5473 | [8 empty] | 4487.9948 | 4375 | 4245.1517 | 3842.3463 | 3948.6944 | 3869.5473
15827 | 4374 | 4244.468 | 3840.53 | 3948.3484 | 3869.4967 | [8 empty] | 4487.9395 | 4374 | 4244.468 | 3840.53 | 3948.3484 | 3869.4967
15828 | 4374 | 4243.1194 | 3840.4835 | 3946.7869 | 3868.249 | [8 empty] | 4487.8854 | 4374 | 4243.1194 | 3840.4835 | 3946.7869 | 3868.249
15829 | 4374 | 4242.8268 | 3840.4406 | 3946.6645 | 3868.155 | [8 empty] | 4487.8654 | 4374 | 4242.8268 | 3840.4406 | 3946.6645 | 3868.155
15830 | 4374 | 4242.6301 | 3839.9753 | 3946.3768 | 3867.3001 | [8 empty] | 4487.789 | 4374 | 4242.6301 | 3839.9753 | 3946.3768 | 3867.3001
15831 | 4374 | 4242.5241 | 3839.8338 | 3945.952 | 3865.7255 | [8 empty] | 4487.6471 | 4374 | 4242.5241 | 3839.8338 | 3945.952 | 3865.7255
15832 | 4374 | 4242.3534 | 3839.7069 | 3945.1016 | 3865.4856 | [8 empty] | 4487.5604 | 4374 | 4242.3534 | 3839.7069 | 3945.1016 | 3865.4856
15833 | 4373 | 4242.2221 | 3839.6146 | 3945.001 | 3865.4699 | [8 empty] | 4487.423 | 4373 | 4242.2221 | 3839.6146 | 3945.001 | 3865.4699
15834 | 4373 | 4241.3146 | 3839.3695 | 3944.7951 | 3865.0265 | [8 empty] | 4487.4127 | 4373 | 4241.3146 | 3839.3695 | 3944.7951 | 3865.0265
15835 | 4372 | 4240.1352 | 3838.872 | 3944.6671 | 3864.7661 | [8 empty] | 4487.3987 | 4372 | 4240.1352 | 3838.872 | 3944.6671 | 3864.7661
15836 | 4372 | 4239.9895 | 3838.7011 | 3943.9722 | 3864.059 | [8 empty] | 4487.3391 | 4372 | 4239.9895 | 3838.7011 | 3943.9722 | 3864.059
15837 | 4372 | 4239.1184 | 3838.2935 | 3943.7317 | 3864.0509 | [8 empty] | 4487.3169 | 4372 | 4239.1184 | 3838.2935 | 3943.7317 | 3864.0509
15838 | 4372 | 4239.0788 | 3836.9632 | 3943.5742 | 3864.001 | [8 empty] | 4487.2594 | 4372 | 4239.0788 | 3836.9632 | 3943.5742 | 3864.001
15839 | 4371 | 4238.9977 | 3836.7264 | 3943.4821 | 3863.4572 | [8 empty] | 4487.0158 | 4371 | 4238.9977 | 3836.7264 | 3943.4821 | 3863.4572
15840 | 4371 | 4238.7251 | 3836.6573 | 3942.684 | 3862.2956 | [8 empty] | 4486.9767 | 4371 | 4238.7251 | 3836.6573 | 3942.684 | 3862.2956
15841 | 4371 | 4238.721 | 3836.6276 | 3942.3642 | 3861.314 | [8 empty] | 4486.9509 | 4371 | 4238.721 | 3836.6276 | 3942.3642 | 3861.314
15842 | 4371 | 4238.5594 | 3836.5027 | 3942.2044 | 3861.116 | [8 empty] | 4486.6612 | 4371 | 4238.5594 | 3836.5027 | 3942.2044 | 3861.116
15843 | 4371 | 4238.2411 | 3836.0622 | 3941.9452 | 3861.0891 | [8 empty] | 4486.6131 | 4371 | 4238.2411 | 3836.0622 | 3941.9452 | 3861.0891
15844 | 4371 | 4238.1277 | 3835.6117 | 3941.8844 | 3860.7129 | [8 empty] | 4486.6064 | 4371 | 4238.1277 | 3835.6117 | 3941.8844 | 3860.7129
15845 | 4370 | 4238.0012 | 3835.5132 | 3941.6208 | 3860.3641 | [8 empty] | 4486.567 | 4370 | 4238.0012 | 3835.5132 | 3941.6208 | 3860.3641
15846 | 4370 | 4237.7108 | 3835.2902 | 3941.3232 | 3860.1347 | [8 empty] | 4486.506 | 4370 | 4237.7108 | 3835.2902 | 3941.3232 | 3860.1347
15847 | 4370 | 4237.5405 | 3834.9592 | 3939.7677 | 3859.3075 | [8 empty] | 4486.1979 | 4370 | 4237.5405 | 3834.9592 | 3939.7677 | 3859.3075
15848 | 4369 | 4237.3663 | 3834.9425 | 3939.369 | 3859.2553 | [8 empty] | 4486.0543 | 4369 | 4237.3663 | 3834.9425 | 3939.369 | 3859.2553
15849 | 4369 | 4237.0655 | 3834.414 | 3937.6132 | 3859.2298 | [8 empty] | 4485.9769 | 4369 | 4237.0655 | 3834.414 | 3937.6132 | 3859.2298
15850 | 4368 | 4236.957 | 3834.1503 | 3937.6092 | 3858.6324 | [8 empty] | 4485.9317 | 4368 | 4236.957 | 3834.1503 | 3937.6092 | 3858.6324
15851 | 4368 | 4236.0442 | 3832.8624 | 3937.4916 | 3858.5051 | [8 empty] | 4485.6881 | 4368 | 4236.0442 | 3832.8624 | 3937.4916 | 3858.5051
15852 | 4368 | 4236.0012 | 3831.3955 | 3937.4115 | 3858.4392 | [8 empty] | 4485.521 | 4368 | 4236.0012 | 3831.3955 | 3937.4115 | 3858.4392
15853 | 4368 | 4235.0904 | 3831.3245 | 3937.3562 | 3858.117 | [8 empty] | 4485.5065 | 4368 | 4235.0904 | 3831.3245 | 3937.3562 | 3858.117
15854 | 4367 | 4234.8853 | 3831.066 | 3936.9897 | 3857.0057 | [8 empty] | 4485.5047 | 4367 | 4234.8853 | 3831.066 | 3936.9897 | 3857.0057
15855 | 4367 | 4234.3007 | 3831.0138 | 3936.7044 | 3855.6448 | [8 empty] | 4485.4074 | 4367 | 4234.3007 | 3831.0138 | 3936.7044 | 3855.6448
15856 | 4367 | 4234.1807 | 3830.4498 | 3936.6713 | 3855.4742 | [8 empty] | 4485.4015 | 4367 | 4234.1807 | 3830.4498 | 3936.6713 | 3855.4742
15857 | 4367 | 4234.0293 | 3830.3484 | 3935.8953 | 3855.4008 | [8 empty] | 4485.0835 | 4367 | 4234.0293 | 3830.3484 | 3935.8953 | 3855.4008
15858 | 4367 | 4233.9581 | 3830.1251 | 3935.7207 | 3855.3861 | [8 empty] | 4484.9698 | 4367 | 4233.9581 | 3830.1251 | 3935.7207 | 3855.3861
15859 | 4366 | 4233.4562 | 3829.9883 | 3935.0958 | 3855.3325 | [8 empty] | 4484.8789 | 4366 | 4233.4562 | 3829.9883 | 3935.0958 | 3855.3325
15860 | 4366 | 4233.4127 | 3829.9243 | 3934.8552 | 3854.6775 | [8 empty] | 4484.8739 | 4366 | 4233.4127 | 3829.9243 | 3934.8552 | 3854.6775
15861 | 4366 | 4233.0609 | 3829.312 | 3934.5776 | 3854.6117 | [8 empty] | 4484.7662 | 4366 | 4233.0609 | 3829.312 | 3934.5776 | 3854.6117
15862 | 4366 | 4232.8295 | 3829.2015 | 3934.2444 | 3854.2148 | [8 empty] | 4484.6394 | 4366 | 4232.8295 | 3829.2015 | 3934.2444 | 3854.2148
15863 | 4366 | 4232.4176 | 3828.7056 | 3934.1897 | 3853.5328 | [8 empty] | 4484.2942 | 4366 | 4232.4176 | 3828.7056 | 3934.1897 | 3853.5328
15864 | 4366 | 4232.1693 | 3828.7029 | 3934.0191 | 3853.1662 | [8 empty] | 4484.2755 | 4366 | 4232.1693 | 3828.7029 | 3934.0191 | 3853.1662
15865 | 4366 | 4230.1585 | 3828.6634 | 3933.4857 | 3852.1919 | [8 empty] | 4484.1579 | 4366 | 4230.1585 | 3828.6634 | 3933.4857 | 3852.1919
15866 | 4366 | 4230.0339 | 3827.2012 | 3933.3097 | 3852.005 | [8 empty] | 4484.1095 | 4366 | 4230.0339 | 3827.2012 | 3933.3097 | 3852.005
15867 | 4365 | 4230.0057 | 3827.1624 | 3933.1469 | 3850.8234 | [8 empty] | 4484.0811 | 4365 | 4230.0057 | 3827.1624 | 3933.1469 | 3850.8234
15868 | 4365 | 4229.427 | 3826.5419 | 3932.2363 | 3850.7836 | [8 empty] | 4483.3537 | 4365 | 4229.427 | 3826.5419 | 3932.2363 | 3850.7836
15869 | 4364 | 4228.9206 | 3825.5165 | 3931.8713 | 3850.5443 | [8 empty] | 4483.2648 | 4364 | 4228.9206 | 3825.5165 | 3931.8713 | 3850.5443
15870 | 4363 | 4228.6952 | 3825.4464 | 3931.1473 | 3850.0639 | [8 empty] | 4483.2388 | 4363 | 4228.6952 | 3825.4464 | 3931.1473 | 3850.0639
15871 | 4363 | 4228.472 | 3824.1705 | 3930.971 | 3849.5428 | [8 empty] | 4483.0537 | 4363 | 4228.472 | 3824.1705 | 3930.971 | 3849.5428
15872 | 4362 | 4227.935 | 3823.8465 | 3929.7614 | 3848.911 | [8 empty] | 4483.0276 | 4362 | 4227.935 | 3823.8465 | 3929.7614 | 3848.911
15873 | 4362 | 4227.87 | 3823.6257 | 3929.5876 | 3848.398 | [8 empty] | 4482.6959 | 4362 | 4227.87 | 3823.6257 | 3929.5876 | 3848.398
15874 | 4362 | 4227.8019 | 3823.4323 | 3928.5542 | 3847.9266 | [8 empty] | 4482.6553 | 4362 | 4227.8019 | 3823.4323 | 3928.5542 | 3847.9266
15875 | 4362 | 4227.5891 | 3823.3567 | 3928.2661 | 3847.7058 | [8 empty] | 4482.4906 | 4362 | 4227.5891 | 3823.3567 | 3928.2661 | 3847.7058
15876 | 4362 | 4227.2483 | 3821.7194 | 3927.3547 | 3846.0016 | [8 empty] | 4482.3476 | 4362 | 4227.2483 | 3821.7194 | 3927.3547 | 3846.0016
15877 | 4362 | 4226.6714 | 3821.6527 | 3927.041 | 3845.198 | [8 empty] | 4482.2777 | 4362 | 4226.6714 | 3821.6527 | 3927.041 | 3845.198
15878 | 4361 | 4226.6314 | 3821.5306 | 3926.9465 | 3844.9605 | [8 empty] | 4482.027 | 4361 | 4226.6314 | 3821.5306 | 3926.9465 | 3844.9605
15879 | 4360 | 4226.0529 | 3820.935 | 3926.7692 | 3844.9263 | [8 empty] | 4481.7848 | 4360 | 4226.0529 | 3820.935 | 3926.7692 | 3844.9263
15880 | 4360 | 4224.5476 | 3820.8923 | 3926.5873 | 3844.4044 | [8 empty] | 4481.7429 | 4360 | 4224.5476 | 3820.8923 | 3926.5873 | 3844.4044
15881 | 4360 | 4224.4281 | 3820.5221 | 3926.3326 | 3844.1053 | [8 empty] | 4481.6632 | 4360 | 4224.4281 | 3820.5221 | 3926.3326 | 3844.1053
15882 | 4360 | 4224.2373 | 3820.0659 | 3926.2907 | 3843.9511 | [8 empty] | 4481.6582 | 4360 | 4224.2373 | 3820.0659 | 3926.2907 | 3843.9511
15883 | 4359 | 4224.1961 | 3820.0474 | 3924.8326 | 3843.6457 | [8 empty] | 4481.6201 | 4359 | 4224.1961 | 3820.0474 | 3924.8326 | 3843.6457
15884 | 4359 | 4223.9403 | 3819.6532 | 3923.9236 | 3842.9381 | [8 empty] | 4481.321 | 4359 | 4223.9403 | 3819.6532 | 3923.9236 | 3842.9381
15885 | 4359 | 4223.4579 | 3818.5867 | 3923.4238 | 3841.2677 | [8 empty] | 4481.2174 | 4359 | 4223.4579 | 3818.5867 | 3923.4238 | 3841.2677
15886 | 4358 | 4223.244 | 3818.4711 | 3923.2371 | 3840.597 | [8 empty] | 4480.9686 | 4358 | 4223.244 | 3818.4711 | 3923.2371 | 3840.597
15887 | 4358 | 4223.1521 | 3818.3171 | 3923.0973 | 3840.5306 | [8 empty] | 4480.9401 | 4358 | 4223.1521 | 3818.3171 | 3923.0973 | 3840.5306
15888 | 4358 | 4222.8988 | 3818.2387 | 3923.0022 | 3840.2402 | [8 empty] | 4480.8634 | 4358 | 4222.8988 | 3818.2387 | 3923.0022 | 3840.2402
15889 | 4357 | 4222.738 | 3817.4334 | 3922.8638 | 3839.6099 | [8 empty] | 4480.686 | 4357 | 4222.738 | 3817.4334 | 3922.8638 | 3839.6099
15890 | 4356 | 4222.3829 | 3817.0876 | 3922.7237 | 3839.5786 | [8 empty] | 4480.4609 | 4356 | 4222.3829 | 3817.0876 | 3922.7237 | 3839.5786
15891 | 4356 | 4222.1948 | 3816.9112 | 3922.2921 | 3839.4734 | [8 empty] | 4480.3843 | 4356 | 4222.1948 | 3816.9112 | 3922.2921 | 3839.4734
15892 | 4356 | 4221.569 | 3816.57 | 3922.0677 | 3839.1625 | [8 empty] | 4480.21 | 4356 | 4221.569 | 3816.57 | 3922.0677 | 3839.1625
15893 | 4356 | 4221.4904 | 3816.3183 | 3920.8986 | 3838.2486 | [8 empty] | 4480.1944 | 4356 | 4221.4904 | 3816.3183 | 3920.8986 | 3838.2486
15894 | 4355 | 4221.0415 | 3816.2695 | 3920.055 | 3837.8459 | [8 empty] | 4480.051 | 4355 | 4221.0415 | 3816.2695 | 3920.055 | 3837.8459
15895 | 4355 | 4220.1825 | 3816.1054 | 3919.4824 | 3837.3308 | [8 empty] | 4479.6982 | 4355 | 4220.1825 | 3816.1054 | 3919.4824 | 3837.3308
15896 | 4355 | 4220.0319 | 3815.9986 | 3919.4689 | 3837.1089 | [8 empty] | 4479.6 | 4355 | 4220.0319 | 3815.9986 | 3919.4689 | 3837.1089
15897 | 4355 | 4219.7843 | 3815.4445 | 3919.355 | 3836.6158 | [8 empty] | 4479.2004 | 4355 | 4219.7843 | 3815.4445 | 3919.355 | 3836.6158
15898 | 4355 | 4219.2996 | 3815.4419 | 3919.3367 | 3836.1468 | [8 empty] | 4479.1344 | 4355 | 4219.2996 | 3815.4419 | 3919.3367 | 3836.1468
15899 | 4354 | 4218.9795 | 3815.1751 | 3918.8895 | 3835.7374 | [8 empty] | 4479.0782 | 4354 | 4218.9795 | 3815.1751 | 3918.8895 | 3835.7374
15900 | 4354 | 4218.7033 | 3815.1197 | 3917.6188 | 3835.7122 | [8 empty] | 4479.0662 | 4354 | 4218.7033 | 3815.1197 | 3917.6188 | 3835.7122
15901 | 4353 | 4217.7354 | 3814.6583 | 3917.5998 | 3835.3304 | [8 empty] | 4479.0466 | 4353 | 4217.7354 | 3814.6583 | 3917.5998 | 3835.3304
15902 | 4353 | 4217.6463 | 3813.9619 | 3917.0133 | 3835.3105 | [8 empty] | 4479.0392 | 4353 | 4217.6463 | 3813.9619 | 3917.0133 | 3835.3105
15903 | 4353 | 4217.2986 | 3813.7578 | 3916.9316 | 3835.175 | [8 empty] | 4478.9522 | 4353 | 4217.2986 | 3813.7578 | 3916.9316 | 3835.175
15904 | 4353 | 4216.7817 | 3812.2335 | 3916.5206 | 3835.0286 | [8 empty] | 4478.8326 | 4353 | 4216.7817 | 3812.2335 | 3916.5206 | 3835.0286
15905 | 4352 | 4216.6664 | 3811.7876 | 3916.5089 | 3834.9494 | [8 empty] | 4478.8215 | 4352 | 4216.6664 | 3811.7876 | 3916.5089 | 3834.9494
15906 | 4352 | 4216.3597 | 3811.6886 | 3915.9915 | 3834.7779 | [8 empty] | 4478.5396 | 4352 | 4216.3597 | 3811.6886 | 3915.9915 | 3834.7779
15907 | 4352 | 4216.1482 | 3811.5433 | 3915.5797 | 3834.3824 | [8 empty] | 4478.411 | 4352 | 4216.1482 | 3811.5433 | 3915.5797 | 3834.3824
15908 | 4351 | 4216.0175 | 3811.5049 | 3915.0193 | 3833.8219 | [8 empty] | 4478.0799 | 4351 | 4216.0175 | 3811.5049 | 3915.0193 | 3833.8219
15909 | 4351 | 4215.7508 | 3811.3099 | 3913.8421 | 3833.5096 | [8 empty] | 4478.0362 | 4351 | 4215.7508 | 3811.3099 | 3913.8421 | 3833.5096
15910 | 4351 | 4214.8531 | 3810.7545 | 3913.8412 | 3833.2595 | [8 empty] | 4477.7471 | 4351 | 4214.8531 | 3810.7545 | 3913.8412 | 3833.2595
15911 | 4351 | 4214.3301 | 3810.6444 | 3913.4269 | 3832.8815 | [8 empty] | 4477.0919 | 4351 | 4214.3301 | 3810.6444 | 3913.4269 | 3832.8815
15912 | 4350 | 4214.119 | 3810.5404 | 3912.6084 | 3831.6092 | [8 empty] | 4476.9496 | 4350 | 4214.119 | 3810.5404 | 3912.6084 | 3831.6092
15913 | 4350 | 4214.0703 | 3810.0648 | 3910.9944 | 3830.8734 | [8 empty] | 4476.6949 | 4350 | 4214.0703 | 3810.0648 | 3910.9944 | 3830.8734
15914 | 4350 | 4213.9122 | 3809.9534 | 3910.8158 | 3830.8042 | [8 empty] | 4476.5455 | 4350 | 4213.9122 | 3809.9534 | 3910.8158 | 3830.8042
15915 | 4350 | 4213.7264 | 3809.4986 | 3910.5141 | 3830.667 | [8 empty] | 4476.2848 | 4350 | 4213.7264 | 3809.4986 | 3910.5141 | 3830.667
15916 | 4350 | 4213.2442 | 3809.4905 | 3910.2367 | 3830.4139 | [8 empty] | 4476.2837 | 4350 | 4213.2442 | 3809.4905 | 3910.2367 | 3830.4139
15917 | 4349 | 4212.9979 | 3809.4076 | 3909.864 | 3829.405 | [8 empty] | 4476.2287 | 4349 | 4212.9979 | 3809.4076 | 3909.864 | 3829.405
15918 | 4349 | 4212.9763 | 3808.9873 | 3909.7041 | 3829.2535 | [8 empty] | 4476.2088 | 4349 | 4212.9763 | 3808.9873 | 3909.7041 | 3829.2535
15919 | 4349 | 4212.9205 | 3808.9154 | 3909.3144 | 3828.665 | [8 empty] | 4476.194 | 4349 | 4212.9205 | 3808.9154 | 3909.3144 | 3828.665
15920 | 4349 | 4211.413 | 3808.4612 | 3909.1791 | 3828.2837 | [8 empty] | 4476.1203 | 4349 | 4211.413 | 3808.4612 | 3909.1791 | 3828.2837
15921 | 4349 | 4211.1332 | 3807.7035 | 3908.9257 | 3828.0997 | [8 empty] | 4475.8221 | 4349 | 4211.1332 | 3807.7035 | 3908.9257 | 3828.0997
15922 | 4349 | 4211.0802 | 3807.6583 | 3908.2047 | 3827.5227 | [8 empty] | 4475.7646 | 4349 | 4211.0802 | 3807.6583 | 3908.2047 | 3827.5227
15923 | 4348 | 4210.6559 | 3807.2022 | 3907.4271 | 3827.3572 | [8 empty] | 4475.5741 | 4348 | 4210.6559 | 3807.2022 | 3907.4271 | 3827.3572
15924 | 4348 | 4210.127 | 3807.1557 | 3907.3201 | 3827.3339 | [8 empty] | 4475.2688 | 4348 | 4210.127 | 3807.1557 | 3907.3201 | 3827.3339
15925 | 4348 | 4209.9779 | 3806.9674 | 3907.2652 | 3827.1684 | [8 empty] | 4474.8993 | 4348 | 4209.9779 | 3806.9674 | 3907.2652 | 3827.1684
15926 | 4347 | 4208.9695 | 3806.9552 | 3907.1582 | 3827.0987 | [8 empty] | 4474.8728 | 4347 | 4208.9695 | 3806.9552 | 3907.1582 | 3827.0987
15927 | 4347 | 4208.4898 | 3806.8829 | 3906.6506 | 3826.9246 | [8 empty] | 4474.584 | 4347 | 4208.4898 | 3806.8829 | 3906.6506 | 3826.9246
15928 | 4347 | 4207.5471 | 3806.8688 | 3906.6168 | 3826.919 | [8 empty] | 4474.2401 | 4347 | 4207.5471 | 3806.8688 | 3906.6168 | 3826.919
15929 | 4347 | 4207.3394 | 3806.8286 | 3906.5549 | 3826.8479 | [8 empty] | 4474.2023 | 4347 | 4207.3394 | 3806.8286 | 3906.5549 | 3826.8479
15930 | 4347 | 4207.2363 | 3806.7642 | 3906.2386 | 3826.3197 | [8 empty] | 4474.0397 | 4347 | 4207.2363 | 3806.7642 | 3906.2386 | 3826.3197
15931 | 4346 | 4205.2483 | 3806.7497 | 3905.7636 | 3826.2445 | [8 empty] | 4473.9873 | 4346 | 4205.2483 | 3806.7497 | 3905.7636 | 3826.2445
15932 | 4345 | 4205.1754 | 3806.7322 | 3905.6918 | 3825.0046 | [8 empty] | 4473.9367 | 4345 | 4205.1754 | 3806.7322 | 3905.6918 | 3825.0046
15933 | 4345 | 4205.1416 | 3806.4102 | 3905.0902 | 3824.7807 | [8 empty] | 4473.7055 | 4345 | 4205.1416 | 3806.4102 | 3905.0902 | 3824.7807
15934 | 4345 | 4204.9222 | 3806.0431 | 3905.0029 | 3824.6381 | [8 empty] | 4473.6789 | 4345 | 4204.9222 | 3806.0431 | 3905.0029 | 3824.6381
15935 | 4344 | 4204.1389 | 3805.44 | 3904.4575 | 3824.4374 | [8 empty] | 4473.6012 | 4344 | 4204.1389 | 3805.44 | 3904.4575 | 3824.4374
15936 | 4344 | 4203.9726 | 3805.3764 | 3904.0792 | 3824.342 | [8 empty] | 4473.2148 | 4344 | 4203.9726 | 3805.3764 | 3904.0792 | 3824.342
15937 | 4344 | 4203.3157 | 3805.3243 | 3904.028 | 3824.0602 | [8 empty] | 4473.0711 | 4344 | 4203.3157 | 3805.3243 | 3904.028 | 3824.0602
15938 | 4344 | 4203.1845 | 3804.8421 | 3903.3358 | 3823.8257 | [8 empty] | 4473.0515 | 4344 | 4203.1845 | 3804.8421 | 3903.3358 | 3823.8257
15939 | 4344 | 4202.8594 | 3804.826 | 3902.4367 | 3823.7578 | [8 empty] | 4472.9681 | 4344 | 4202.8594 | 3804.826 | 3902.4367 | 3823.7578
15940 | 4344 | 4202.548 | 3804.4697 | 3901.9473 | 3823.38 | [8 empty] | 4472.9661 | 4344 | 4202.548 | 3804.4697 | 3901.9473 | 3823.38
15941 | 4344 | 4202.4943 | 3804.246 | 3901.715 | 3821.7069 | [8 empty] | 4472.7608 | 4344 | 4202.4943 | 3804.246 | 3901.715 | 3821.7069
15942 | 4343 | 4201.9168 | 3804.0846 | 3901.6974 | 3821.612 | [8 empty] | 4472.1229 | 4343 | 4201.9168 | 3804.0846 | 3901.6974 | 3821.612
15943 | 4342 | 4201.7157 | 3803.1483 | 3901.1731 | 3821.4378 | [8 empty] | 4471.9232 | 4342 | 4201.7157 | 3803.1483 | 3901.1731 | 3821.4378
15944 | 4342 | 4200.579 | 3803.125 | 3900.6208 | 3820.9919 | [8 empty] | 4471.7742 | 4342 | 4200.579 | 3803.125 | 3900.6208 | 3820.9919
15945 | 4342 | 4200.4802 | 3803.0501 | 3900.0499 | 3820.5991 | [8 empty] | 4471.4702 | 4342 | 4200.4802 | 3803.0501 | 3900.0499 | 3820.5991
15946 | 4341 | 4199.9016 | 3802.9599 | 3900.0204 | 3820.3306 | [8 empty] | 4471.2307 | 4341 | 4199.9016 | 3802.9599 | 3900.0204 | 3820.3306
15947 | 4341 | 4199.8484 | 3802.9567 | 3898.635 | 3819.7725 | [8 empty] | 4471.1562 | 4341 | 4199.8484 | 3802.9567 | 3898.635 | 3819.7725
15948 | 4340 | 4199.1284 | 3802.8772 | 3898.0133 | 3818.7511 | [8 empty] | 4470.9127 | 4340 | 4199.1284 | 3802.8772 | 3898.0133 | 3818.7511
15949 | 4340 | 4198.8843 | 3802.5058 | 3897.9934 | 3818.4522 | [8 empty] | 4470.809 | 4340 | 4198.8843 | 3802.5058 | 3897.9934 | 3818.4522
15950 | 4340 | 4197.938 | 3802.2022 | 3897.2204 | 3818.3023 | [8 empty] | 4470.7964 | 4340 | 4197.938 | 3802.2022 | 3897.2204 | 3818.3023
15951 | 4340 | 4197.7304 | 3802.0921 | 3896.4796 | 3818.2401 | [8 empty] | 4470.4407 | 4340 | 4197.7304 | 3802.0921 | 3896.4796 | 3818.2401
15952 | 4339 | 4197.7092 | 3801.7332 | 3895.9981 | 3817.7685 | [8 empty] | 4470.0006 | 4339 | 4197.7092 | 3801.7332 | 3895.9981 | 3817.7685
15953 | 4339 | 4197.6826 | 3800.5147 | 3895.5447 | 3817.5696 | [8 empty] | 4469.7909 | 4339 | 4197.6826 | 3800.5147 | 3895.5447 | 3817.5696
15954 | 4339 | 4196.8784 | 3799.57 | 3895.4995 | 3816.9395 | [8 empty] | 4469.6538 | 4339 | 4196.8784 | 3799.57 | 3895.4995 | 3816.9395
15955 | 4339 | 4196.2427 | 3799.5122 | 3895.4764 | 3816.8359 | [8 empty] | 4469.6128 | 4339 | 4196.2427 | 3799.5122 | 3895.4764 | 3816.8359
15956 | 4339 | 4195.4245 | 3799.4384 | 3895.0156 | 3816.439 | [8 empty] | 4469.3222 | 4339 | 4195.4245 | 3799.4384 | 3895.0156 | 3816.439
15957 | 4338 | 4195.1616 | 3799.1507 | 3894.9255 | 3815.6534 | [8 empty] | 4469.2499 | 4338 | 4195.1616 | 3799.1507 | 3894.9255 | 3815.6534
15958 | 4338 | 4193.5914 | 3799.0469 | 3894.7 | 3814.8928 | [8 empty] | 4469.141 | 4338 | 4193.5914 | 3799.0469 | 3894.7 | 3814.8928
15959 | 4338 | 4193.2153 | 3798.3171 | 3894.6082 | 3813.988 | [8 empty] | 4468.954 | 4338 | 4193.2153 | 3798.3171 | 3894.6082 | 3813.988
15960 | 4337 | 4192.9213 | 3798.0903 | 3894.4543 | 3813.7314 | [8 empty] | 4468.9048 | 4337 | 4192.9213 | 3798.0903 | 3894.4543 | 3813.7314
15961 | 4337 | 4192.6965 | 3797.6978 | 3894.2783 | 3813.6464 | [8 empty] | 4468.8293 | 4337 | 4192.6965 | 3797.6978 | 3894.2783 | 3813.6464
15962 | 4336 | 4192.204 | 3797.0386 | 3893.6695 | 3813.6148 | [8 empty] | 4468.5704 | 4336 | 4192.204 | 3797.0386 | 3893.6695 | 3813.6148
15963 | 4336 | 4192.192 | 3796.3303 | 3893.2619 | 3813.5523 | [8 empty] | 4468.13 | 4336 | 4192.192 | 3796.3303 | 3893.2619 | 3813.5523
15964 | 4336 | 4192.0345 | 3796.081 | 3890.2546 | 3813.2102 | [8 empty] | 4467.6005 | 4336 | 4192.0345 | 3796.081 | 3890.2546 | 3813.2102
15965 | 4336 | 4191.3022 | 3795.8051 | 3890.0485 | 3812.7844 | [8 empty] | 4467.4687 | 4336 | 4191.3022 | 3795.8051 | 3890.0485 | 3812.7844
15966 | 4336 | 4191.0651 | 3795.7284 | 3889.9165 | 3812.0761 | [8 empty] | 4466.9731 | 4336 | 4191.0651 | 3795.7284 | 3889.9165 | 3812.0761
15967 | 4335 | 4190.7254 | 3794.1243 | 3889.6831 | 3811.3203 | [8 empty] | 4466.8516 | 4335 | 4190.7254 | 3794.1243 | 3889.6831 | 3811.3203
15968 | 4335 | 4190.3926 | 3793.6416 | 3889.421 | 3811.0726 | [8 empty] | 4466.6079 | 4335 | 4190.3926 | 3793.6416 | 3889.421 | 3811.0726
15969 | 4334 | 4190.2226 | 3793.5123 | 3889.303 | 3810.5887 | [8 empty] | 4466.5816 | 4334 | 4190.2226 | 3793.5123 | 3889.303 | 3810.5887
15970 | 4334 | 4189.5547 | 3793.4468 | 3888.9736 | 3810.4619 | [8 empty] | 4466.5612 | 4334 | 4189.5547 | 3793.4468 | 3888.9736 | 3810.4619
15971 | 4334 | 4189.5249 | 3793.0067 | 3888.8043 | 3809.5151 | [8 empty] | 4466.4727 | 4334 | 4189.5249 | 3793.0067 | 3888.8043 | 3809.5151
15972 | 4334 | 4188.8482 | 3792.127 | 3888.7782 | 3809.3883 | [8 empty] | 4465.8595 | 4334 | 4188.8482 | 3792.127 | 3888.7782 | 3809.3883
15973 | 4334 | 4188.1433 | 3791.9644 | 3888.4364 | 3807.4941 | [8 empty] | 4465.4681 | 4334 | 4188.1433 | 3791.9644 | 3888.4364 | 3807.4941
15974 | 4334 | 4187.4418 | 3791.2133 | 3888.3813 | 3806.827 | [8 empty] | 4465.3453 | 4334 | 4187.4418 | 3791.2133 | 3888.3813 | 3806.827
15975 | 4333 | 4186.6295 | 3791.1197 | 3887.4838 | 3806.2963 | [8 empty] | 4465.3327 | 4333 | 4186.6295 | 3791.1197 | 3887.4838 | 3806.2963
15976 | 4333 | 4185.2948 | 3790.4295 | 3887.3637 | 3805.2795 | [8 empty] | 4464.9729 | 4333 | 4185.2948 | 3790.4295 | 3887.3637 | 3805.2795
15977 | 4333 | 4184.9288 | 3789.464 | 3886.9998 | 3804.6903 | [8 empty] | 4464.6352 | 4333 | 4184.9288 | 3789.464 | 3886.9998 | 3804.6903
15978 | 4331 | 4184.7803 | 3789.2512 | 3886.588 | 3804.5533 | [8 empty] | 4464.172 | 4331 | 4184.7803 | 3789.2512 | 3886.588 | 3804.5533
15979 | 4331 | 4184.5867 | 3789.051 | 3886.1214 | 3803.8563 | [8 empty] | 4464.0588 | 4331 | 4184.5867 | 3789.051 | 3886.1214 | 3803.8563
15980 | 4330 | 4184.4632 | 3788.9557 | 3885.9996 | 3803.548 | [8 empty] | 4463.82 | 4330 | 4184.4632 | 3788.9557 | 3885.9996 | 3803.548
15981 | 4330 | 4183.8902 | 3788.5814 | 3885.3705 | 3803.2967 | [8 empty] | 4463.6477 | 4330 | 4183.8902 | 3788.5814 | 3885.3705 | 3803.2967
15982 | 4330 | 4182.9352 | 3788.1039 | 3884.6717 | 3803.2486 | [8 empty] | 4463.6268 | 4330 | 4182.9352 | 3788.1039 | 3884.6717 | 3803.2486
15983 | 4330 | 4182.7043 | 3788.0869 | 3884.3002 | 3802.5201 | [8 empty] | 4463.4647 | 4330 | 4182.7043 | 3788.0869 | 3884.3002 | 3802.5201
15984 | 4329 | 4182.6197 | 3787.1312 | 3883.6587 | 3802.3411 | [8 empty] | 4463.298 | 4329 | 4182.6197 | 3787.1312 | 3883.6587 | 3802.3411
15985 | 4329 | 4182.3314 | 3786.6988 | 3883.3778 | 3802.1729 | [8 empty] | 4463.0535 | 4329 | 4182.3314 | 3786.6988 | 3883.3778 | 3802.1729
15986 | 4328 | 4182.0723 | 3786.2364 | 3883.3314 | 3801.9212 | [8 empty] | 4462.9974 | 4328 | 4182.0723 | 3786.2364 | 3883.3314 | 3801.9212
15987 | 4328 | 4181.91 | 3786.1795 | 3883.2981 | 3801.7425 | [8 empty] | 4462.9504 | 4328 | 4181.91 | 3786.1795 | 3883.2981 | 3801.7425
15988 | 4328 | 4180.969 | 3786.1375 | 3882.1895 | 3800.0554 | [8 empty] | 4462.9099 | 4328 | 4180.969 | 3786.1375 | 3882.1895 | 3800.0554
15989 | 4327 | 4180.345 | 3785.7288 | 3881.7707 | 3799.9436 | [8 empty] | 4462.8974 | 4327 | 4180.345 | 3785.7288 | 3881.7707 | 3799.9436
15990 | 4327 | 4179.5837 | 3785.6931 | 3880.9008 | 3799.354 | [8 empty] | 4462.8089 | 4327 | 4179.5837 | 3785.6931 | 3880.9008 | 3799.354
15991 | 4326 | 4179.3572 | 3785.6878 | 3880.6686 | 3798.9975 | [8 empty] | 4462.6514 | 4326 | 4179.3572 | 3785.6878 | 3880.6686 | 3798.9975
15992 | 4325 | 4178.632 | 3784.3909 | 3880.3258 | 3798.7741 | [8 empty] | 4462.5573 | 4325 | 4178.632 | 3784.3909 | 3880.3258 | 3798.7741
15993 | 4325 | 4178.3228 | 3784.2783 | 3880.2343 | 3798.5134 | [8 empty] | 4462.4549 | 4325 | 4178.3228 | 3784.2783 | 3880.2343 | 3798.5134
15994 | 4325 | 4177.9622 | 3783.3713 | 3880.1179 | 3798.4199 | [8 empty] | 4462.088 | 4325 | 4177.9622 | 3783.3713 | 3880.1179 | 3798.4199
15995 | 4325 | 4177.0875 | 3783.1041 | 3880.1092 | 3798.3803 | [8 empty] | 4462.0872 | 4325 | 4177.0875 | 3783.1041 | 3880.1092 | 3798.3803
15996 | 4324 | 4175.741 | 3783.015 | 3879.8442 | 3797.5687 | [8 empty] | 4461.772 | 4324 | 4175.741 | 3783.015 | 3879.8442 | 3797.5687
15997 | 4323 | 4174.8907 | 3782.8987 | 3879.7681 | 3796.6455 | [8 empty] | 4461.7408 | 4323 | 4174.8907 | 3782.8987 | 3879.7681 | 3796.6455
15998 | 4323 | 4174.2144 | 3782.8503 | 3879.0335 | 3796.324 | [8 empty] | 4460.9751 | 4323 | 4174.2144 | 3782.8503 | 3879.0335 | 3796.324
15999 | 4323 | 4174.1283 | 3782.4124 | 3878.7883 | 3795.9103 | [8 empty] | 4460.7893 | 4323 | 4174.1283 | 3782.4124 | 3878.7883 | 3795.9103
16000 | 4322 | 4174.1116 | 3781.7445 | 3878.7109 | 3795.041 | [8 empty] | 4460.0398 | 4322 | 4174.1116 | 3781.7445 | 3878.7109 | 3795.041
16001 | 4322 | 4172.129 | 3780.8721 | 3878.5234 | 3794.8859 | [8 empty] | 4459.9607 | 4322 | 4172.129 | 3780.8721 | 3878.5234 | 3794.8859
16002 | 4322 | 4172.1219 | 3779.5362 | 3878.1633 | 3794.8284 | [8 empty] | 4459.9052 | 4322 | 4172.1219 | 3779.5362 | 3878.1633 | 3794.8284
16003 | 4322 | 4171.6446 | 3778.5499 | 3877.7971 | 3793.9073 | [8 empty] | 4459.6933 | 4322 | 4171.6446 | 3778.5499 | 3877.7971 | 3793.9073
16004 | 4321 | 4170.6609 | 3778.4148 | 3877.4744 | 3793.1338 | [8 empty] | 4459.6217 | 4321 | 4170.6609 | 3778.4148 | 3877.4744 | 3793.1338
16005 | 4321 | 4170.5916 | 3778.1719 | 3876.5599 | 3793.0142 | [8 empty] | 4459.509 | 4321 | 4170.5916 | 3778.1719 | 3876.5599 | 3793.0142
16006 | 4321 | 4170.3103 | 3777.8102 | 3876.1208 | 3792.8754 | [8 empty] | 4459.5054 | 4321 | 4170.3103 | 3777.8102 | 3876.1208 | 3792.8754
16007 | 4320 | 4169.6486 | 3777.4564 | 3874.7907 | 3792.5418 | [8 empty] | 4459.0836 | 4320 | 4169.6486 | 3777.4564 | 3874.7907 | 3792.5418
16008 | 4319 | 4169.558 | 3776.8684 | 3874.4233 | 3791.4623 | [8 empty] | 4458.9387 | 4319 | 4169.558 | 3776.8684 | 3874.4233 | 3791.4623
16009 | 4319 | 4169.1264 | 3776.5813 | 3874.4174 | 3791.1873 | [8 empty] | 4458.8825 | 4319 | 4169.1264 | 3776.5813 | 3874.4174 | 3791.1873
16010 | 4319 | 4168.6448 | 3776.3497 | 3873.9092 | 3791.1729 | [8 empty] | 4458.8024 | 4319 | 4168.6448 | 3776.3497 | 3873.9092 | 3791.1729
16011 | 4318 | 4168.5026 | 3776.1479 | 3873.5788 | 3791.1536 | [8 empty] | 4458.5276 | 4318 | 4168.5026 | 3776.1479 | 3873.5788 | 3791.1536
16012 | 4318 | 4166.6595 | 3775.6984 | 3873.2937 | 3791.0474 | [8 empty] | 4458.4772 | 4318 | 4166.6595 | 3775.6984 | 3873.2937 | 3791.0474
16013 | 4318 | 4165.0491 | 3774.8465 | 3873.2595 | 3790.7173 | [8 empty] | 4458.4529 | 4318 | 4165.0491 | 3774.8465 | 3873.2595 | 3790.7173
16014 | 4318 | 4164.6797 | 3773.6582 | 3873.1161 | 3790.7119 | [8 empty] | 4458.4497 | 4318 | 4164.6797 | 3773.6582 | 3873.1161 | 3790.7119
16015 | 4317 | 4163.9898 | 3773.5809 | 3872.6116 | 3790.6715 | [8 empty] | 4458.2173 | 4317 | 4163.9898 | 3773.5809 | 3872.6116 | 3790.6715
16016 | 4317 | 4163.9222 | 3773.1888 | 3872.1159 | 3790.4931 | [8 empty] | 4457.9717 | 4317 | 4163.9222 | 3773.1888 | 3872.1159 | 3790.4931
16017 | 4317 | 4163.47 | 3772.609 | 3871.5071 | 3789.8866 | [8 empty] | 4457.8814 | 4317 | 4163.47 | 3772.609 | 3871.5071 | 3789.8866
16018 | 4317 | 4163.0717 | 3771.9588 | 3871.1295 | 3789.668 | [8 empty] | 4457.8363 | 4317 | 4163.0717 | 3771.9588 | 3871.1295 | 3789.668
16019 | 4316 | 4162.8474 | 3771.2017 | 3870.8772 | 3789.6649 | [8 empty] | 4457.6346 | 4316 | 4162.8474 | 3771.2017 | 3870.8772 | 3789.6649
16020 | 4316 | 4162.3596 | 3770.5224 | 3870.7555 | 3788.8399 | [8 empty] | 4457.6112 | 4316 | 4162.3596 | 3770.5224 | 3870.7555 | 3788.8399
16021 | 4316 | 4161.8016 | 3770.1136 | 3870.0049 | 3788.3353 | [8 empty] | 4457.5584 | 4316 | 4161.8016 | 3770.1136 | 3870.0049 | 3788.3353
16022 | 4316 | 4161.4416 | 3769.3355 | 3868.8143 | 3788.034 | [8 empty] | 4457.0062 | 4316 | 4161.4416 | 3769.3355 | 3868.8143 | 3788.034
16023 | 4316 | 4161.1783 | 3768.8593 | 3868.2031 | 3787.9718 | [8 empty] | 4456.4932 | 4316 | 4161.1783 | 3768.8593 | 3868.2031 | 3787.9718
16024 | 4315 | 4160.9352 | 3768.3694 | 3868.0855 | 3786.7599 | [8 empty] | 4456.326 | 4315 | 4160.9352 | 3768.3694 | 3868.0855 | 3786.7599
16025 | 4315 | 4160.8122 | 3768.2372 | 3867.5502 | 3786.7035 | [8 empty] | 4456.2703 | 4315 | 4160.8122 | 3768.2372 | 3867.5502 | 3786.7035
16026 | 4315 | 4160.0677 | 3767.737 | 3867.0425 | 3786.596 | [8 empty] | 4456.1671 | 4315 | 4160.0677 | 3767.737 | 3867.0425 | 3786.596
16027 | 4315 | 4160.0326 | 3766.9592 | 3866.9945 | 3785.2403 | [8 empty] | 4456.1474 | 4315 | 4160.0326 | 3766.9592 | 3866.9945 | 3785.2403
16028 | 4315 | 4159.6497 | 3766.4167 | 3866.8671 | 3785.0798 | [8 empty] | 4455.8101 | 4315 | 4159.6497 | 3766.4167 | 3866.8671 | 3785.0798
16029 | 4315 | 4159.6359 | 3766.1351 | 3866.3753 | 3784.9728 | [8 empty] | 4455.7449 | 4315 | 4159.6359 | 3766.1351 | 3866.3753 | 3784.9728
16030 | 4314 | 4159.4381 | 3765.9974 | 3864.6365 | 3784.6105 | [8 empty] | 4455.5686 | 4314 | 4159.4381 | 3765.9974 | 3864.6365 | 3784.6105
16031 | 4314 | 4159.3696 | 3765.6019 | 3864.4693 | 3784.5477 | [8 empty] | 4455.3543 | 4314 | 4159.3696 | 3765.6019 | 3864.4693 | 3784.5477
16032 | 4314 | 4159.2213 | 3765.3652 | 3863.7615 | 3783.6796 | [8 empty] | 4455.0992 | 4314 | 4159.2213 | 3765.3652 | 3863.7615 | 3783.6796
16033 | 4314 | 4157.997 | 3765.09 | 3863.6801 | 3783.638 | [8 empty] | 4455.007 | 4314 | 4157.997 | 3765.09 | 3863.6801 | 3783.638
16034 | 4314 | 4157.7327 | 3764.594 | 3863.4483 | 3783.6039 | [8 empty] | 4454.8057 | 4314 | 4157.7327 | 3764.594 | 3863.4483 | 3783.6039
16035 | 4314 | 4157.6257 | 3764.5477 | 3863.3892 | 3782.7182 | [8 empty] | 4454.6152 | 4314 | 4157.6257 | 3764.5477 | 3863.3892 | 3782.7182
16036 | 4314 | 4157.6118 | 3764.4243 | 3862.6139 | 3782.4439 | [8 empty] | 4454.5126 | 4314 | 4157.6118 | 3764.4243 | 3862.6139 | 3782.4439
16037 | 4314 | 4157.093 | 3764.0351 | 3862.5397 | 3780.7548 | [8 empty] | 4454.0044 | 4314 | 4157.093 | 3764.0351 | 3862.5397 | 3780.7548
16038 | 4313 | 4156.5933 | 3763.8337 | 3862.0781 | 3780.318 | [8 empty] | 4453.9089 | 4313 | 4156.5933 | 3763.8337 | 3862.0781 | 3780.318
16039 | 4313 | 4156.5918 | 3763.633 | 3862.0778 | 3779.8945 | [8 empty] | 4453.845 | 4313 | 4156.5918 | 3763.633 | 3862.0778 | 3779.8945
16040 | 4313 | 4156.027 | 3763.5154 | 3861.984 | 3779.8796 | [8 empty] | 4453.7878 | 4313 | 4156.027 | 3763.5154 | 3861.984 | 3779.8796
16041 | 4313 | 4155.1999 | 3763.5101 | 3861.3204 | 3779.8001 | [8 empty] | 4453.5577 | 4313 | 4155.1999 | 3763.5101 | 3861.3204 | 3779.8001
16042 | 4313 | 4154.5903 | 3763.3711 | 3860.0871 | 3779.675 | [8 empty] | 4453.5 | 4313 | 4154.5903 | 3763.3711 | 3860.0871 | 3779.675
16043 | 4313 | 4154 | 3763.1269 | 3859.2562 | 3778.8183 | [8 empty] | 4453.4992 | 4313 | 4154 | 3763.1269 | 3859.2562 | 3778.8183
16044 | 4312 | 4153.724 | 3762.8243 | 3858.7287 | 3778.4986 | [8 empty] | 4453.2431 | 4312 | 4153.724 | 3762.8243 | 3858.7287 | 3778.4986
16045 | 4312 | 4153.6863 | 3762.5324 | 3857.9349 | 3778.4709 | [8 empty] | 4453.1931 | 4312 | 4153.6863 | 3762.5324 | 3857.9349 | 3778.4709
16046 | 4312 | 4153.6307 | 3762.4965 | 3857.8361 | 3777.9068 | [8 empty] | 4452.6052 | 4312 | 4153.6307 | 3762.4965 | 3857.8361 | 3777.9068
16047 | 4312 | 4153.6109 | 3762.3508 | 3857.4962 | 3777.6995 | [8 empty] | 4452.3556 | 4312 | 4153.6109 | 3762.3508 | 3857.4962 | 3777.6995
16048 | 4312 | 4153.0574 | 3762.188 | 3856.9011 | 3777.3792 | [8 empty] | 4451.9991 | 4312 | 4153.0574 | 3762.188 | 3856.9011 | 3777.3792
16049 | 4312 | 4152.7247 | 3761.4847 | 3856.7429 | 3777.1949 | [8 empty] | 4451.9615 | 4312 | 4152.7247 | 3761.4847 | 3856.7429 | 3777.1949
16050 | 4311 | 4152.176 | 3761.4388 | 3856.7138 | 3777.111 | [8 empty] | 4451.9387 | 4311 | 4152.176 | 3761.4388 | 3856.7138 | 3777.111
16051 | 4311 | 4151.6174 | 3761.3676 | 3856.6615 | 3777.0592 | [8 empty] | 4451.6149 | 4311 | 4151.6174 | 3761.3676 | 3856.6615 | 3777.0592
16052 | 4311 | 4151.3758 | 3761.0696 | 3856.6047 | 3776.1509 | [8 empty] | 4451.447 | 4311 | 4151.3758 | 3761.0696 | 3856.6047 | 3776.1509
16053 | 4310 | 4150.2849 | 3760.3334 | 3856.3622 | 3775.9035 | [8 empty] | 4451.428 | 4310 | 4150.2849 | 3760.3334 | 3856.3622 | 3775.9035
16054 | 4310 | 4149.6029 | 3760.1874 | 3856.2733 | 3775.3276 | [8 empty] | 4451.3592 | 4310 | 4149.6029 | 3760.1874 | 3856.2733 | 3775.3276
16055 | 4310 | 4149.5209 | 3759.8995 | 3856.1695 | 3774.7735 | [8 empty] | 4451.3001 | 4310 | 4149.5209 | 3759.8995 | 3856.1695 | 3774.7735
16056 | 4310 | 4149.4014 | 3759.677 | 3856.0393 | 3774.538 | [8 empty] | 4451.1075 | 4310 | 4149.4014 | 3759.677 | 3856.0393 | 3774.538
16057 | 4309 | 4148.7904 | 3759.6446 | 3856.0339 | 3774.3942 | [8 empty] | 4450.7091 | 4309 | 4148.7904 | 3759.6446 | 3856.0339 | 3774.3942
16058 | 4309 | 4148.0282 | 3759.3104 | 3855.348 | 3772.8654 | [8 empty] | 4450.1898 | 4309 | 4148.0282 | 3759.3104 | 3855.348 | 3772.8654
16059 | 4309 | 4145.9308 | 3759.0653 | 3855.0181 | 3772.8078 | [8 empty] | 4449.6005 | 4309 | 4145.9308 | 3759.0653 | 3855.0181 | 3772.8078
16060 | 4309 | 4145.6121 | 3758.6898 | 3854.4174 | 3772.683 | [8 empty] | 4449.1422 | 4309 | 4145.6121 | 3758.6898 | 3854.4174 | 3772.683
16061 | 4308 | 4145.4034 | 3758.4466 | 3854.2401 | 3772.5273 | [8 empty] | 4449.0213 | 4308 | 4145.4034 | 3758.4466 | 3854.2401 | 3772.5273
16062 | 4308 | 4144.9631 | 3758.3324 | 3854.0876 | 3772.2454 | [8 empty] | 4448.9255 | 4308 | 4144.9631 | 3758.3324 | 3854.0876 | 3772.2454
16063 | 4307 | 4144.3856 | 3757.6303 | 3853.6616 | 3772.2415 | [8 empty] | 4448.9005 | 4307 | 4144.3856 | 3757.6303 | 3853.6616 | 3772.2415
16064 | 4307 | 4143.6253 | 3757.5832 | 3853.0188 | 3770.4577 | [8 empty] | 4448.4137 | 4307 | 4143.6253 | 3757.5832 | 3853.0188 | 3770.4577
16065 | 4307 | 4143.3795 | 3756.9603 | 3852.8837 | 3770.3878 | [8 empty] | 4448.3276 | 4307 | 4143.3795 | 3756.9603 | 3852.8837 | 3770.3878
16066 | 4306 | 4143.1662 | 3756.8898 | 3852.4808 | 3769.9759 | [8 empty] | 4448.0744 | 4306 | 4143.1662 | 3756.8898 | 3852.4808 | 3769.9759
16067 | 4306 | 4141.6229 | 3755.8761 | 3852.3971 | 3769.9076 | [8 empty] | 4447.843 | 4306 | 4141.6229 | 3755.8761 | 3852.3971 | 3769.9076
16068 | 4306 | 4141.0118 | 3755.4647 | 3852.2964 | 3769.5152 | [8 empty] | 4447.5941 | 4306 | 4141.0118 | 3755.4647 | 3852.2964 | 3769.5152
16069 | 4306 | 4140.6258 | 3755.2188 | 3852.2681 | 3769.3655 | [8 empty] | 4447.2692 | 4306 | 4140.6258 | 3755.2188 | 3852.2681 | 3769.3655
16070 | 4305 | 4140.5093 | 3755.1512 | 3851.7802 | 3769.0804 | [8 empty] | 4447.2058 | 4305 | 4140.5093 | 3755.1512 | 3851.7802 | 3769.0804
16071 | 4305 | 4139.7101 | 3754.063 | 3851.2031 | 3768.5786 | [8 empty] | 4446.7457 | 4305 | 4139.7101 | 3754.063 | 3851.2031 | 3768.5786
16072 | 4305 | 4139.2929 | 3753.8291 | 3850.9743 | 3767.9681 | [8 empty] | 4446.6517 | 4305 | 4139.2929 | 3753.8291 | 3850.9743 | 3767.9681
16073 | 4305 | 4138.363 | 3753.7398 | 3850.852 | 3766.7933 | [8 empty] | 4446.6277 | 4305 | 4138.363 | 3753.7398 | 3850.852 | 3766.7933
16074 | 4304 | 4138.2243 | 3753.4341 | 3850.5605 | 3766.6472 | [8 empty] | 4446.4612 | 4304 | 4138.2243 | 3753.4341 | 3850.5605 | 3766.6472
16075 | 4304 | 4138.0256 | 3753.2753 | 3850.5568 | 3766.5007 | [8 empty] | 4446.104 | 4304 | 4138.0256 | 3753.2753 | 3850.5568 | 3766.5007
16076 | 4304 | 4136.6451 | 3753.1053 | 3850.2838 | 3765.5402 | [8 empty] | 4445.8673 | 4304 | 4136.6451 | 3753.1053 | 3850.2838 | 3765.5402
16077 | 4304 | 4136.4821 | 3753.0763 | 3850.1813 | 3765.494 | [8 empty] | 4445.8616 | 4304 | 4136.4821 | 3753.0763 | 3850.1813 | 3765.494
16078 | 4304 | 4136.0688 | 3753.0019 | 3849.8963 | 3765.407 | [8 empty] | 4445.812 | 4304 | 4136.0688 | 3753.0019 | 3849.8963 | 3765.407
16079 | 4303 | 4135.3777 | 3752.1033 | 3849.4442 | 3764.9734 | [8 empty] | 4445.6244 | 4303 | 4135.3777 | 3752.1033 | 3849.4442 | 3764.9734
16080 | 4303 | 4135.0372 | 3751.8849 | 3849.3825 | 3764.0919 | [8 empty] | 4445.4933 | 4303 | 4135.0372 | 3751.8849 | 3849.3825 | 3764.0919
16081 | 4303 | 4134.971 | 3751.6941 | 3849.2715 | 3763.8646 | [8 empty] | 4445.447 | 4303 | 4134.971 | 3751.6941 | 3849.2715 | 3763.8646
16082 | 4303 | 4133.8515 | 3751.6092 | 3849.192 | 3763.5081 | [8 empty] | 4445.1726 | 4303 | 4133.8515 | 3751.6092 | 3849.192 | 3763.5081
16083 | 4302 | 4133.8072 | 3751.5486 | 3848.8456 | 3763.5021 | [8 empty] | 4444.9188 | 4302 | 4133.8072 | 3751.5486 | 3848.8456 | 3763.5021
16084 | 4302 | 4133.4077 | 3751.485 | 3848.374 | 3762.9853 | [8 empty] | 4444.7949 | 4302 | 4133.4077 | 3751.485 | 3848.374 | 3762.9853
16085 | 4302 | 4133.1515 | 3750.8456 | 3847.7726 | 3762.9526 | [8 empty] | 4444.6053 | 4302 | 4133.1515 | 3750.8456 | 3847.7726 | 3762.9526
16086 | 4301 | 4132.171 | 3750.4819 | 3847.6906 | 3762.494 | [8 empty] | 4444.3709 | 4301 | 4132.171 | 3750.4819 | 3847.6906 | 3762.494
16087 | 4301 | 4131.6487 | 3750.2964 | 3847.6768 | 3762.3667 | [8 empty] | 4443.9809 | 4301 | 4131.6487 | 3750.2964 | 3847.6768 | 3762.3667
16088 | 4301 | 4130.8719 | 3750.2217 | 3847.4496 | 3761.5206 | [8 empty] | 4443.921 | 4301 | 4130.8719 | 3750.2217 | 3847.4496 | 3761.5206
16089 | 4300 | 4130.7906 | 3750.1147 | 3847.3494 | 3760.9181 | [8 empty] | 4443.589 | 4300 | 4130.7906 | 3750.1147 | 3847.3494 | 3760.9181
16090 | 4300 | 4130.5741 | 3749.9038 | 3847.3175 | 3760.5032 | [8 empty] | 4443.2947 | 4300 | 4130.5741 | 3749.9038 | 3847.3175 | 3760.5032
16091 | 4300 | 4130.5249 | 3749.4876 | 3847.2754 | 3760.4801 | [8 empty] | 4443.0993 | 4300 | 4130.5249 | 3749.4876 | 3847.2754 | 3760.4801
16092 | 4299 | 4130.4012 | 3748.5608 | 3847.0116 | 3760.3447 | [8 empty] | 4443.0406 | 4299 | 4130.4012 | 3748.5608 | 3847.0116 | 3760.3447
16093 | 4299 | 4129.3186 | 3748.329 | 3847.0049 | 3760.0836 | [8 empty] | 4442.9754 | 4299 | 4129.3186 | 3748.329 | 3847.0049 | 3760.0836
16094 | 4299 | 4128.1892 | 3747.7921 | 3846.6895 | 3759.909 | [8 empty] | 4442.8841 | 4299 | 4128.1892 | 3747.7921 | 3846.6895 | 3759.909
16095 | 4299 | 4127.8412 | 3747.5699 | 3846.4733 | 3759.3508 | [8 empty] | 4442.8174 | 4299 | 4127.8412 | 3747.5699 | 3846.4733 | 3759.3508
16096 | 4298 | 4127.0877 | 3747.2594 | 3846.4174 | 3759.2293 | [8 empty] | 4442.7722 | 4298 | 4127.0877 | 3747.2594 | 3846.4174 | 3759.2293
16097 | 4298 | 4126.9857 | 3747.2011 | 3846.2516 | 3759.114 | [8 empty] | 4442.7511 | 4298 | 4126.9857 | 3747.2011 | 3846.2516 | 3759.114
16098 | 4298 | 4126.8961 | 3746.01 | 3846.1263 | 3758.4189 | [8 empty] | 4442.2029 | 4298 | 4126.8961 | 3746.01 | 3846.1263 | 3758.4189
16099 | 4298 | 4126.8794 | 3745.6547 | 3845.303 | 3758.3604 | [8 empty] | 4441.7176 | 4298 | 4126.8794 | 3745.6547 | 3845.303 | 3758.3604
16100 | 4297 | 4126.4479 | 3745.4861 | 3845.2677 | 3757.7356 | [8 empty] | 4441.3641 | 4297 | 4126.4479 | 3745.4861 | 3845.2677 | 3757.7356
16101 | 4296 | 4126.1458 | 3744.7313 | 3843.7644 | 3757.2069 | [8 empty] | 4441.3409 | 4296 | 4126.1458 | 3744.7313 | 3843.7644 | 3757.2069
16102 | 4295 | 4125.8365 | 3744.666 | 3843.5542 | 3757.1017 | [8 empty] | 4441.2588 | 4295 | 4125.8365 | 3744.666 | 3843.5542 | 3757.1017
16103 | 4295 | 4125.7556 | 3744.4744 | 3843.1005 | 3756.7993 | [8 empty] | 4441.0515 | 4295 | 4125.7556 | 3744.4744 | 3843.1005 | 3756.7993
16104 | 4295 | 4125.1223 | 3743.6329 | 3842.687 | 3756.7703 | [8 empty] | 4440.7499 | 4295 | 4125.1223 | 3743.6329 | 3842.687 | 3756.7703
16105 | 4295 | 4125.103 | 3743.1856 | 3842.0675 | 3756.5942 | [8 empty] | 4440.549 | 4295 | 4125.103 | 3743.1856 | 3842.0675 | 3756.5942
16106 | 4295 | 4124.9747 | 3742.7773 | 3841.9534 | 3756.5036 | [8 empty] | 4440.1713 | 4295 | 4124.9747 | 3742.7773 | 3841.9534 | 3756.5036
16107 | 4295 | 4123.8141 | 3742.7439 | 3841.6672 | 3756.4972 | [8 empty] | 4439.7355 | 4295 | 4123.8141 | 3742.7439 | 3841.6672 | 3756.4972
16108 | 4294 | 4122.7743 | 3742.7248 | 3841.0152 | 3756.1962 | [8 empty] | 4439.3951 | 4294 | 4122.7743 | 3742.7248 | 3841.0152 | 3756.1962
16109 | 4293 | 4122.223 | 3742.7109 | 3840.8792 | 3755.4813 | [8 empty] | 4439.3884 | 4293 | 4122.223 | 3742.7109 | 3840.8792 | 3755.4813
16110 | 4293 | 4121.8266 | 3742.6598 | 3840.6724 | 3753.5693 | [8 empty] | 4439.0129 | 4293 | 4121.8266 | 3742.6598 | 3840.6724 | 3753.5693
16111 | 4293 | 4121.4442 | 3742.4127 | 3840.1856 | 3753.4795 | [8 empty] | 4438.8532 | 4293 | 4121.4442 | 3742.4127 | 3840.1856 | 3753.4795
16112 | 4292 | 4119.8747 | 3742.1927 | 3839.7337 | 3752.9066 | [8 empty] | 4438.799 | 4292 | 4119.8747 | 3742.1927 | 3839.7337 | 3752.9066
16113 | 4292 | 4119.8083 | 3741.9879 | 3839.1591 | 3752.1305 | [8 empty] | 4438.7341 | 4292 | 4119.8083 | 3741.9879 | 3839.1591 | 3752.1305
16114 | 4292 | 4119.6982 | 3741.8918 | 3839.0725 | 3752.1022 | [8 empty] | 4438.6949 | 4292 | 4119.6982 | 3741.8918 | 3839.0725 | 3752.1022
16115 | 4291 | 4118.6899 | 3741.7204 | 3838.4356 | 3751.7635 | [8 empty] | 4438.4513 | 4291 | 4118.6899 | 3741.7204 | 3838.4356 | 3751.7635
16116 | 4291 | 4118.5795 | 3741.4581 | 3837.9619 | 3751.6653 | [8 empty] | 4438.4303 | 4291 | 4118.5795 | 3741.4581 | 3837.9619 | 3751.6653
16117 | 4291 | 4118.0388 | 3741.1797 | 3836.0665 | 3750.6686 | [8 empty] | 4438.4239 | 4291 | 4118.0388 | 3741.1797 | 3836.0665 | 3750.6686
16118 | 4290 | 4117.8197 | 3741.1651 | 3834.3735 | 3749.5154 | [8 empty] | 4438.3739 | 4290 | 4117.8197 | 3741.1651 | 3834.3735 | 3749.5154
16119 | 4290 | 4115.17 | 3740.981 | 3834.172 | 3749.378 | [8 empty] | 4438.3727 | 4290 | 4115.17 | 3740.981 | 3834.172 | 3749.378
16120 | 4290 | 4114.9272 | 3740.6414 | 3833.8619 | 3749.2707 | [8 empty] | 4438.2047 | 4290 | 4114.9272 | 3740.6414 | 3833.8619 | 3749.2707
16121 | 4289 | 4113.7177 | 3740.5751 | 3833.3129 | 3749.0618 | [8 empty] | 4438.172 | 4289 | 4113.7177 | 3740.5751 | 3833.3129 | 3749.0618
16122 | 4289 | 4113.7069 | 3740.4926 | 3833.1985 | 3748.1698 | [8 empty] | 4438.1371 | 4289 | 4113.7069 | 3740.4926 | 3833.1985 | 3748.1698
16123 | 4289 | 4112.7859 | 3740.2132 | 3833.1153 | 3748.0977 | [8 empty] | 4437.6665 | 4289 | 4112.7859 | 3740.2132 | 3833.1153 | 3748.0977
16124 | 4289 | 4112.289 | 3739.9387 | 3832.8915 | 3748.0341 | [8 empty] | 4437.5884 | 4289 | 4112.289 | 3739.9387 | 3832.8915 | 3748.0341
16125 | 4289 | 4111.7458 | 3739.7316 | 3832.2561 | 3747.4047 | [8 empty] | 4437.5646 | 4289 | 4111.7458 | 3739.7316 | 3832.2561 | 3747.4047
16126 | 4289 | 4111.2935 | 3739.594 | 3832.1448 | 3745.8596 | [8 empty] | 4437.379 | 4289 | 4111.2935 | 3739.594 | 3832.1448 | 3745.8596
16127 | 4289 | 4110.9851 | 3739.5884 | 3831.2154 | 3745.8116 | [8 empty] | 4437.2184 | 4289 | 4110.9851 | 3739.5884 | 3831.2154 | 3745.8116
16128 | 4287 | 4110.3277 | 3739.4865 | 3830.9115 | 3745.6976 | [8 empty] | 4437.2121 | 4287 | 4110.3277 | 3739.4865 | 3830.9115 | 3745.6976
16129 | 4287 | 4109.4424 | 3739.1887 | 3830.4234 | 3745.6452 | [8 empty] | 4437.0447 | 4287 | 4109.4424 | 3739.1887 | 3830.4234 | 3745.6452
16130 | 4287 | 4108.678 | 3739.0506 | 3830.205 | 3745.5527 | [8 empty] | 4436.9332 | 4287 | 4108.678 | 3739.0506 | 3830.205 | 3745.5527
16131 | 4287 | 4108.4555 | 3738.9065 | 3830.1398 | 3745.2682 | [8 empty] | 4436.9308 | 4287 | 4108.4555 | 3738.9065 | 3830.1398 | 3745.2682
16132 | 4286 | 4108.0078 | 3738.2661 | 3829.8662 | 3744.8325 | [8 empty] | 4436.6011 | 4286 | 4108.0078 | 3738.2661 | 3829.8662 | 3744.8325
16133 | 4286 | 4107.017 | 3738.253 | 3829.7071 | 3744.7497 | [8 empty] | 4436.4158 | 4286 | 4107.017 | 3738.253 | 3829.7071 | 3744.7497
16134 | 4285 | 4106.8102 | 3737.0532 | 3829.6721 | 3743.9846 | [8 empty] | 4436.2301 | 4285 | 4106.8102 | 3737.0532 | 3829.6721 | 3743.9846
16135 | 4285 | 4106.7754 | 3736.3552 | 3829.5775 | 3743.1324 | [8 empty] | 4436.1427 | 4285 | 4106.7754 | 3736.3552 | 3829.5775 | 3743.1324
16136 | 4285 | 4106.0584 | 3736.2956 | 3828.2403 | 3741.3837 | [8 empty] | 4436.0675 | 4285 | 4106.0584 | 3736.2956 | 3828.2403 | 3741.3837
16137 | 4285 | 4105.8447 | 3735.7959 | 3827.8013 | 3741.2826 | [8 empty] | 4436.001 | 4285 | 4105.8447 | 3735.7959 | 3827.8013 | 3741.2826
16138 | 4284 | 4105.3362 | 3735.792 | 3827.8005 | 3740.9702 | [8 empty] | 4435.6137 | 4284 | 4105.3362 | 3735.792 | 3827.8005 | 3740.9702
16139 | 4284 | 4105.3248 | 3735.3168 | 3827.1817 | 3740.456 | [8 empty] | 4435.1434 | 4284 | 4105.3248 | 3735.3168 | 3827.1817 | 3740.456
16140 | 4284 | 4104.9934 | 3734.9568 | 3827.0385 | 3740.4525 | [8 empty] | 4434.9245 | 4284 | 4104.9934 | 3734.9568 | 3827.0385 | 3740.4525
16141 | 4284 | 4104.7907 | 3734.593 | 3825.6855 | 3739.6219 | [8 empty] | 4434.6708 | 4284 | 4104.7907 | 3734.593 | 3825.6855 | 3739.6219
16142 | 4284 | 4104.4463 | 3734.1847 | 3824.9366 | 3738.8146 | [8 empty] | 4434.0225 | 4284 | 4104.4463 | 3734.1847 | 3824.9366 | 3738.8146
16143 | 4284 | 4104.2858 | 3734.1484 | 3824.9066 | 3738.7835 | [8 empty] | 4433.1119 | 4284 | 4104.2858 | 3734.1484 | 3824.9066 | 3738.7835
16144 | 4283 | 4103.5292 | 3734.1327 | 3824.8716 | 3738.673 | [8 empty] | 4432.9068 | 4283 | 4103.5292 | 3734.1327 | 3824.8716 | 3738.673
16145 | 4283 | 4103.4433 | 3733.5036 | 3824.2748 | 3737.5615 | [8 empty] | 4432.7391 | 4283 | 4103.4433 | 3733.5036 | 3824.2748 | 3737.5615
16146 | 4283 | 4102.0608 | 3733.3169 | 3823.4363 | 3737.3532 | [8 empty] | 4432.6779 | 4283 | 4102.0608 | 3733.3169 | 3823.4363 | 3737.3532
16147 | 4282 | 4101.5427 | 3733.2852 | 3823.1176 | 3733.8701 | [8 empty] | 4432.5579 | 4282 | 4101.5427 | 3733.2852 | 3823.1176 | 3733.8701
16148 | 4282 | 4101.2807 | 3733.0444 | 3822.6339 | 3733.548 | [8 empty] | 4432.4077 | 4282 | 4101.2807 | 3733.0444 | 3822.6339 | 3733.548
16149 | 4282 | 4100.3549 | 3732.9792 | 3822.6034 | 3733.1017 | [8 empty] | 4432.2067 | 4282 | 4100.3549 | 3732.9792 | 3822.6034 | 3733.1017
16150 | 4282 | 4100.2617 | 3732.4146 | 3822.2053 | 3732.7564 | [8 empty] | 4432.1701 | 4282 | 4100.2617 | 3732.4146 | 3822.2053 | 3732.7564
16151 | 4281 | 4099.2456 | 3731.9549 | 3822.0801 | 3732.0059 | [8 empty] | 4432.0916 | 4281 | 4099.2456 | 3731.9549 | 3822.0801 | 3732.0059
16152 | 4281 | 4098.9477 | 3731.6544 | 3821.5324 | 3731.7248 | [8 empty] | 4432.0468 | 4281 | 4098.9477 | 3731.6544 | 3821.5324 | 3731.7248
16153 | 4280 | 4098.0432 | 3731.5924 | 3821.0086 | 3730.053 | [8 empty] | 4432.0314 | 4280 | 4098.0432 | 3731.5924 | 3821.0086 | 3730.053
16154 | 4280 | 4097.2534 | 3730.8732 | 3820.6929 | 3729.5417 | [8 empty] | 4432.0303 | 4280 | 4097.2534 | 3730.8732 | 3820.6929 | 3729.5417
16155 | 4280 | 4096.9893 | 3730.4106 | 3820.4422 | 3728.4307 | [8 empty] | 4431.9787 | 4280 | 4096.9893 | 3730.4106 | 3820.4422 | 3728.4307
16156 | 4279 | 4096.834 | 3730.256 | 3820.3661 | 3728.2027 | [8 empty] | 4431.8665 | 4279 | 4096.834 | 3730.256 | 3820.3661 | 3728.2027
16157 | 4279 | 4096.7936 | 3728.9001 | 3819.8714 | 3727.8177 | [8 empty] | 4431.1146 | 4279 | 4096.7936 | 3728.9001 | 3819.8714 | 3727.8177
16158 | 4279 | 4095.9885 | 3728.5442 | 3818.3018 | 3727.2515 | [8 empty] | 4431.004 | 4279 | 4095.9885 | 3728.5442 | 3818.3018 | 3727.2515
16159 | 4279 | 4095.9717 | 3728.3228 | 3817.817 | 3727.1371 | [8 empty] | 4430.8034 | 4279 | 4095.9717 | 3728.3228 | 3817.817 | 3727.1371
16160 | 4279 | 4095.818 | 3727.6385 | 3817.6119 | 3726.9707 | [8 empty] | 4430.3036 | 4279 | 4095.818 | 3727.6385 | 3817.6119 | 3726.9707
16161 | 4278 | 4094.9678 | 3727.4285 | 3817.0813 | 3725.9204 | [8 empty] | 4430.1158 | 4278 | 4094.9678 | 3727.4285 | 3817.0813 | 3725.9204
16162 | 4278 | 4093.6916 | 3727.1815 | 3817.0738 | 3725.3145 | [8 empty] | 4430.0954 | 4278 | 4093.6916 | 3727.1815 | 3817.0738 | 3725.3145
16163 | 4278 | 4093.4976 | 3727.1671 | 3816.7678 | 3724.41 | [8 empty] | 4429.6782 | 4278 | 4093.4976 | 3727.1671 | 3816.7678 | 3724.41
16164 | 4278 | 4093.2115 | 3727.1456 | 3815.797 | 3723.3724 | [8 empty] | 4429.5631 | 4278 | 4093.2115 | 3727.1456 | 3815.797 | 3723.3724
16165 | 4277 | 4092.9591 | 3726.7732 | 3814.8692 | 3722.0216 | [8 empty] | 4429.3835 | 4277 | 4092.9591 | 3726.7732 | 3814.8692 | 3722.0216
16166 | 4277 | 4092.8534 | 3726.2197 | 3814.2503 | 3721.8363 | [8 empty] | 4428.9359 | 4277 | 4092.8534 | 3726.2197 | 3814.2503 | 3721.8363
16167 | 4276 | 4092.5858 | 3725.5401 | 3813.7189 | 3721.1821 | [8 empty] | 4428.5685 | 4276 | 4092.5858 | 3725.5401 | 3813.7189 | 3721.1821
16168 | 4276 | 4091.8174 | 3725.3106 | 3813.3484 | 3720.5609 | [8 empty] | 4428.4822 | 4276 | 4091.8174 | 3725.3106 | 3813.3484 | 3720.5609
16169 | 4275 | 4091.5112 | 3724.8874 | 3813.2084 | 3720.0306 | [8 empty] | 4428.3073 | 4275 | 4091.5112 | 3724.8874 | 3813.2084 | 3720.0306
16170 | 4275 | 4091.3608 | 3724.8725 | 3812.8023 | 3719.1822 | [8 empty] | 4428.2952 | 4275 | 4091.3608 | 3724.8725 | 3812.8023 | 3719.1822
16171 | 4275 | 4091.1651 | 3724.34 | 3812.6396 | 3717.5628 | [8 empty] | 4428.247 | 4275 | 4091.1651 | 3724.34 | 3812.6396 | 3717.5628
16172 | 4274 | 4090.1 | 3723.3736 | 3812.2793 | 3716.4127 | [8 empty] | 4428.1539 | 4274 | 4090.1 | 3723.3736 | 3812.2793 | 3716.4127
16173 | 4274 | 4089.3046 | 3722.6483 | 3812.2676 | 3716.1462 | [8 empty] | 4427.9605 | 4274 | 4089.3046 | 3722.6483 | 3812.2676 | 3716.1462
16174 | 4274 | 4089.0847 | 3722.629 | 3812.1687 | 3715.3208 | [8 empty] | 4427.9572 | 4274 | 4089.0847 | 3722.629 | 3812.1687 | 3715.3208
16175 | 4273 | 4088.1279 | 3722.5105 | 3812.064 | 3715.2935 | [8 empty] | 4427.8451 | 4273 | 4088.1279 | 3722.5105 | 3812.064 | 3715.2935
16176 | 4273 | 4088.1087 | 3722.2696 | 3811.8446 | 3715.2641 | [8 empty] | 4427.7074 | 4273 | 4088.1087 | 3722.2696 | 3811.8446 | 3715.2641
16177 | 4273 | 4087.6856 | 3721.4232 | 3811.7712 | 3715.054 | [8 empty] | 4427.2149 | 4273 | 4087.6856 | 3721.4232 | 3811.7712 | 3715.054
16178 | 4272 | 4086.8466 | 3721.0682 | 3811.4787 | 3714.2944 | [8 empty] | 4427.2018 | 4272 | 4086.8466 | 3721.0682 | 3811.4787 | 3714.2944
16179 | 4272 | 4086.5658 | 3721.0219 | 3811.0542 | 3714.0177 | [8 empty] | 4427.0833 | 4272 | 4086.5658 | 3721.0219 | 3811.0542 | 3714.0177
16180 | 4272 | 4085.9531 | 3720.951 | 3810.7117 | 3713.7677 | [8 empty] | 4426.5001 | 4272 | 4085.9531 | 3720.951 | 3810.7117 | 3713.7677
16181 | 4272 | 4085.6872 | 3720.0858 | 3809.9019 | 3713.2492 | [8 empty] | 4426.2685 | 4272 | 4085.6872 | 3720.0858 | 3809.9019 | 3713.2492
16182 | 4272 | 4084.8355 | 3720.0368 | 3809.8468 | 3711.6668 | [8 empty] | 4426.1762 | 4272 | 4084.8355 | 3720.0368 | 3809.8468 | 3711.6668
16183 | 4272 | 4082.1983 | 3719.9202 | 3807.1135 | 3711.255 | [8 empty] | 4425.8005 | 4272 | 4082.1983 | 3719.9202 | 3807.1135 | 3711.255
16184 | 4271 | 4082.183 | 3718.2471 | 3806.9937 | 3711.2131 | [8 empty] | 4425.1547 | 4271 | 4082.183 | 3718.2471 | 3806.9937 | 3711.2131
16185 | 4271 | 4081.836 | 3717.3051 | 3806.9117 | 3710.9549 | [8 empty] | 4424.7857 | 4271 | 4081.836 | 3717.3051 | 3806.9117 | 3710.9549
16186 | 4270 | 4081.738 | 3717.0843 | 3805.6009 | 3710.6668 | [8 empty] | 4424.5002 | 4270 | 4081.738 | 3717.0843 | 3805.6009 | 3710.6668
16187 | 4269 | 4081.7057 | 3716.3715 | 3804.7733 | 3710.5446 | [8 empty] | 4424.3683 | 4269 | 4081.7057 | 3716.3715 | 3804.7733 | 3710.5446
16188 | 4268 | 4081.2062 | 3715.831 | 3804.5303 | 3710.2403 | [8 empty] | 4423.7437 | 4268 | 4081.2062 | 3715.831 | 3804.5303 | 3710.2403
16189 | 4268 | 4081.0613 | 3715.6592 | 3804.341 | 3709.4499 | [8 empty] | 4423.6877 | 4268 | 4081.0613 | 3715.6592 | 3804.341 | 3709.4499
16190 | 4268 | 4080.9396 | 3713.8742 | 3804.0901 | 3708.9182 | [8 empty] | 4423.6093 | 4268 | 4080.9396 | 3713.8742 | 3804.0901 | 3708.9182
16191 | 4268 | 4079.5819 | 3713.6468 | 3804.0647 | 3708.252 | [8 empty] | 4423.5993 | 4268 | 4079.5819 | 3713.6468 | 3804.0647 | 3708.252
16192 | 4267 | 4079.2728 | 3713.0838 | 3803.8358 | 3707.7927 | [8 empty] | 4423.5388 | 4267 | 4079.2728 | 3713.0838 | 3803.8358 | 3707.7927
16193 | 4267 | 4078.8742 | 3713.0428 | 3803.6103 | 3707.5801 | [8 empty] | 4423.2912 | 4267 | 4078.8742 | 3713.0428 | 3803.6103 | 3707.5801
16194 | 4267 | 4078.8221 | 3712.7224 | 3803.4624 | 3706.6924 | [8 empty] | 4423.0405 | 4267 | 4078.8221 | 3712.7224 | 3803.4624 | 3706.6924
16195 | 4266 | 4078.5016 | 3712.2576 | 3803.4541 | 3706.4541 | [8 empty] | 4422.8527 | 4266 | 4078.5016 | 3712.2576 | 3803.4541 | 3706.4541
16196 | 4266 | 4078.0009 | 3710.6267 | 3802.9684 | 3705.9906 | [8 empty] | 4422.7322 | 4266 | 4078.0009 | 3710.6267 | 3802.9684 | 3705.9906
16197 | 4266 | 4077.3597 | 3709.6968 | 3802.058 | 3705.3495 | [8 empty] | 4422.5789 | 4266 | 4077.3597 | 3709.6968 | 3802.058 | 3705.3495
16198 | 4266 | 4075.6582 | 3709.4935 | 3801.5552 | 3705.3218 | [8 empty] | 4422.2987 | 4266 | 4075.6582 | 3709.4935 | 3801.5552 | 3705.3218
16199 | 4264 | 4074.7018 | 3709.3977 | 3801.3698 | 3704.649 | [8 empty] | 4422.1603 | 4264 | 4074.7018 | 3709.3977 | 3801.3698 | 3704.649
16200 | 4264 | 4074.671 | 3709.102 | 3801.3093 | 3704.1741 | [8 empty] | 4422.146 | 4264 | 4074.671 | 3709.102 | 3801.3093 | 3704.1741
16201 | 4264 | 4074.5094 | 3707.7105 | 3801.186 | 3703.997 | [8 empty] | 4421.9652 | 4264 | 4074.5094 | 3707.7105 | 3801.186 | 3703.997
16202 | 4263 | 4074.1454 | 3707.2494 | 3800.7368 | 3702.6198 | [8 empty] | 4421.8617 | 4263 | 4074.1454 | 3707.2494 | 3800.7368 | 3702.6198
16203 | 4263 | 4072.2743 | 3707.0787 | 3800.2681 | 3702.05 | [8 empty] | 4421.8219 | 4263 | 4072.2743 | 3707.0787 | 3800.2681 | 3702.05
16204 | 4263 | 4071.7686 | 3706.692 | 3799.575 | 3700.9155 | [8 empty] | 4421.6077 | 4263 | 4071.7686 | 3706.692 | 3799.575 | 3700.9155
16205 | 4263 | 4071.6923 | 3706.6201 | 3797.6921 | 3700.3613 | [8 empty] | 4421.3506 | 4263 | 4071.6923 | 3706.6201 | 3797.6921 | 3700.3613
16206 | 4263 | 4071.3603 | 3706.5512 | 3797.5378 | 3700.2772 | [8 empty] | 4421.1309 | 4263 | 4071.3603 | 3706.5512 | 3797.5378 | 3700.2772
16207 | 4263 | 4070.6291 | 3706.1873 | 3796.3209 | 3699.6077 | [8 empty] | 4420.8184 | 4263 | 4070.6291 | 3706.1873 | 3796.3209 | 3699.6077
16208 | 4262 | 4070.055 | 3705.945 | 3795.8043 | 3698.8477 | [8 empty] | 4420.6075 | 4262 | 4070.055 | 3705.945 | 3795.8043 | 3698.8477
16209 | 4262 | 4068.9005 | 3704.9603 | 3795.7054 | 3698.5609 | [8 empty] | 4420.591 | 4262 | 4068.9005 | 3704.9603 | 3795.7054 | 3698.5609
16210 | 4262 | 4068.8876 | 3704.0473 | 3795.5633 | 3698.0918 | [8 empty] | 4420.5588 | 4262 | 4068.8876 | 3704.0473 | 3795.5633 | 3698.0918
16211 | 4261 | 4068.5859 | 3703.81 | 3795.1065 | 3697.4569 | [8 empty] | 4420.1466 | 4261 | 4068.5859 | 3703.81 | 3795.1065 | 3697.4569
16212 | 4261 | 4067.9495 | 3703.5773 | 3794.5824 | 3697.2488 | [8 empty] | 4420.1386 | 4261 | 4067.9495 | 3703.5773 | 3794.5824 | 3697.2488
16213 | 4261 | 4067.568 | 3703.3263 | 3794.4282 | 3696.4648 | [8 empty] | 4419.9727 | 4261 | 4067.568 | 3703.3263 | 3794.4282 | 3696.4648
16214 | 4260 | 4066.856 | 3701.4072 | 3793.5754 | 3696.329 | [8 empty] | 4419.6257 | 4260 | 4066.856 | 3701.4072 | 3793.5754 | 3696.329
16215 | 4259 | 4066.3604 | 3701.2488 | 3793.4022 | 3696.125 | [8 empty] | 4419.6245 | 4259 | 4066.3604 | 3701.2488 | 3793.4022 | 3696.125
16216 | 4259 | 4066.1493 | 3701.0392 | 3793.0549 | 3694.9249 | [8 empty] | 4419.4216 | 4259 | 4066.1493 | 3701.0392 | 3793.0549 | 3694.9249
16217 | 4259 | 4066.0869 | 3700.5852 | 3793.0449 | 3694.4773 | [8 empty] | 4419.2945 | 4259 | 4066.0869 | 3700.5852 | 3793.0449 | 3694.4773
16218 | 4259 | 4065.8638 | 3700.4854 | 3792.7002 | 3693.7713 | [8 empty] | 4418.8087 | 4259 | 4065.8638 | 3700.4854 | 3792.7002 | 3693.7713
16219 | 4259 | 4065.8246 | 3700.4157 | 3791.9014 | 3693.5179 | [8 empty] | 4418.5537 | 4259 | 4065.8246 | 3700.4157 | 3791.9014 | 3693.5179
16220 | 4259 | 4065.5581 | 3698.5974 | 3791.6119 | 3693.0081 | [8 empty] | 4418.4272 | 4259 | 4065.5581 | 3698.5974 | 3791.6119 | 3693.0081
16221 | 4258 | 4064.9637 | 3698.5308 | 3791.5504 | 3692.256 | [8 empty] | 4418.2106 | 4258 | 4064.9637 | 3698.5308 | 3791.5504 | 3692.256
16222 | 4258 | 4064.393 | 3698.2221 | 3791.5413 | 3691.8425 | [8 empty] | 4418.1613 | 4258 | 4064.393 | 3698.2221 | 3791.5413 | 3691.8425
16223 | 4258 | 4064.0806 | 3697.922 | 3791.3599 | 3691.764 | [8 empty] | 4417.6985 | 4258 | 4064.0806 | 3697.922 | 3791.3599 | 3691.764
16224 | 4257 | 4063.2578 | 3697.7958 | 3791.0605 | 3691.2085 | [8 empty] | 4417.6055 | 4257 | 4063.2578 | 3697.7958 | 3791.0605 | 3691.2085
16225 | 4257 | 4063.1835 | 3697.5535 | 3790.7294 | 3690.9107 | [8 empty] | 4417.5753 | 4257 | 4063.1835 | 3697.5535 | 3790.7294 | 3690.9107
16226 | 4257 | 4063.0063 | 3697.1256 | 3790.212 | 3690.8146 | [8 empty] | 4416.5573 | 4257 | 4063.0063 | 3697.1256 | 3790.212 | 3690.8146
16227 | 4256 | 4060.4447 | 3697.0123 | 3789.5288 | 3690.5135 | [8 empty] | 4416.5548 | 4256 | 4060.4447 | 3697.0123 | 3789.5288 | 3690.5135
16228 | 4255 | 4059.7697 | 3696.7795 | 3789.2753 | 3690.226 | [8 empty] | 4416.4927 | 4255 | 4059.7697 | 3696.7795 | 3789.2753 | 3690.226
16229 | 4255 | 4059.6906 | 3696.5015 | 3788.3048 | 3690.0751 | [8 empty] | 4415.7702 | 4255 | 4059.6906 | 3696.5015 | 3788.3048 | 3690.0751
16230 | 4253 | 4059.4163 | 3696.4217 | 3784.734 | 3689.4741 | [8 empty] | 4415.5681 | 4253 | 4059.4163 | 3696.4217 | 3784.734 | 3689.4741
16231 | 4253 | 4057.0676 | 3695.0098 | 3784.7307 | 3689.4376 | [8 empty] | 4414.8489 | 4253 | 4057.0676 | 3695.0098 | 3784.7307 | 3689.4376
16232 | 4253 | 4056.2956 | 3694.413 | 3784.6723 | 3688.1481 | [8 empty] | 4414.8138 | 4253 | 4056.2956 | 3694.413 | 3784.6723 | 3688.1481
16233 | 4253 | 4056.2294 | 3694.2476 | 3784.5081 | 3687.4151 | [8 empty] | 4414.7467 | 4253 | 4056.2294 | 3694.2476 | 3784.5081 | 3687.4151
16234 | 4252 | 4055.8102 | 3694.0086 | 3783.561 | 3686.5962 | [8 empty] | 4414.7322 | 4252 | 4055.8102 | 3694.0086 | 3783.561 | 3686.5962
16235 | 4252 | 4055.3748 | 3693.8621 | 3783.2896 | 3686.2332 | [8 empty] | 4414.347 | 4252 | 4055.3748 | 3693.8621 | 3783.2896 | 3686.2332
16236 | 4252 | 4055.2073 | 3693.6832 | 3782.662 | 3685.6918 | [8 empty] | 4414.2871 | 4252 | 4055.2073 | 3693.6832 | 3782.662 | 3685.6918
16237 | 4252 | 4055.0226 | 3693.4425 | 3780.6897 | 3685.2854 | [8 empty] | 4414.2714 | 4252 | 4055.0226 | 3693.4425 | 3780.6897 | 3685.2854
16238 | 4252 | 4054.7561 | 3693.3189 | 3780.5461 | 3684.8759 | [8 empty] | 4414.2659 | 4252 | 4054.7561 | 3693.3189 | 3780.5461 | 3684.8759
16239 | 4251 | 4054.0114 | 3692.8323 | 3779.9698 | 3684.462 | [8 empty] | 4413.9632 | 4251 | 4054.0114 | 3692.8323 | 3779.9698 | 3684.462
16240 | 4251 | 4053.5951 | 3692.759 | 3778.8389 | 3684.2219 | [8 empty] | 4413.7783 | 4251 | 4053.5951 | 3692.759 | 3778.8389 | 3684.2219
16241 | 4249 | 4052.7843 | 3692.6044 | 3777.8256 | 3684.0935 | [8 empty] | 4413.6994 | 4249 | 4052.7843 | 3692.6044 | 3777.8256 | 3684.0935
16242 | 4249 | 4052.7098 | 3692.5944 | 3777.6465 | 3683.9505 | [8 empty] | 4413.3815 | 4249 | 4052.7098 | 3692.5944 | 3777.6465 | 3683.9505
16243 | 4249 | 4052.6747 | 3692.2599 | 3777.5661 | 3683.7733 | [8 empty] | 4413.347 | 4249 | 4052.6747 | 3692.2599 | 3777.5661 | 3683.7733
16244 | 4249 | 4051.8699 | 3691.6082 | 3775.7212 | 3683.3904 | [8 empty] | 4413.3103 | 4249 | 4051.8699 | 3691.6082 | 3775.7212 | 3683.3904
16245 | 4248 | 4051.8188 | 3691.4108 | 3775.2991 | 3682.7045 | [8 empty] | 4413.1455 | 4248 | 4051.8188 | 3691.4108 | 3775.2991 | 3682.7045
16246 | 4248 | 4051.7611 | 3690.7139 | 3774.9723 | 3682.6912 | [8 empty] | 4413.0742 | 4248 | 4051.7611 | 3690.7139 | 3774.9723 | 3682.6912
16247 | 4248 | 4050.7397 | 3688.9916 | 3774.4056 | 3682.2377 | [8 empty] | 4412.9953 | 4248 | 4050.7397 | 3688.9916 | 3774.4056 | 3682.2377
16248 | 4248 | 4050.0007 | 3688.9478 | 3774.2368 | 3682.0342 | [8 empty] | 4412.799 | 4248 | 4050.0007 | 3688.9478 | 3774.2368 | 3682.0342
16249 | 4248 | 4049.8262 | 3688.4476 | 3774.1389 | 3681.7447 | [8 empty] | 4412.7519 | 4248 | 4049.8262 | 3688.4476 | 3774.1389 | 3681.7447
16250 | 4247 | 4049.6851 | 3687.8544 | 3773.9272 | 3679.9064 | [8 empty] | 4412.7236 | 4247 | 4049.6851 | 3687.8544 | 3773.9272 | 3679.9064
16251 | 4247 | 4049.5165 | 3687.2729 | 3773.745 | 3679.7927 | [8 empty] | 4412.6573 | 4247 | 4049.5165 | 3687.2729 | 3773.745 | 3679.7927
16252 | 4246 | 4049.1305 | 3686.788 | 3773.4852 | 3679.1416 | [8 empty] | 4412.5423 | 4246 | 4049.1305 | 3686.788 | 3773.4852 | 3679.1416
16253 | 4245 | 4048.7275 | 3686.468 | 3773.3101 | 3678.9405 | [8 empty] | 4412.0078 | 4245 | 4048.7275 | 3686.468 | 3773.3101 | 3678.9405
16254 | 4245 | 4048.7234 | 3686.4208 | 3773.2639 | 3678.3882 | [8 empty] | 4411.8679 | 4245 | 4048.7234 | 3686.4208 | 3773.2639 | 3678.3882
16255 | 4245 | 4046.6292 | 3686.4159 | 3772.5225 | 3678.3592 | [8 empty] | 4411.4236 | 4245 | 4046.6292 | 3686.4159 | 3772.5225 | 3678.3592
16256 | 4244 | 4045.8331 | 3686.3176 | 3772.4722 | 3677.5296 | [8 empty] | 4410.7822 | 4244 | 4045.8331 | 3686.3176 | 3772.4722 | 3677.5296
16257 | 4244 | 4045.277 | 3686.048 | 3772.3167 | 3676.847 | [8 empty] | 4410.6393 | 4244 | 4045.277 | 3686.048 | 3772.3167 | 3676.847
16258 | 4244 | 4044.4167 | 3685.8651 | 3772.142 | 3674.9764 | [8 empty] | 4410.5608 | 4244 | 4044.4167 | 3685.8651 | 3772.142 | 3674.9764
16259 | 4243 | 4043.562 | 3685.8257 | 3771.2277 | 3674.1425 | [8 empty] | 4410.3584 | 4243 | 4043.562 | 3685.8257 | 3771.2277 | 3674.1425
16260 | 4243 | 4043.0741 | 3685.3669 | 3770.3906 | 3673.8081 | [8 empty] | 4410.3527 | 4243 | 4043.0741 | 3685.3669 | 3770.3906 | 3673.8081
16261 | 4243 | 4042.9841 | 3685.364 | 3770.0998 | 3673.2658 | [8 empty] | 4410.117 | 4243 | 4042.9841 | 3685.364 | 3770.0998 | 3673.2658
16262 | 4242 | 4042.7586 | 3685.17 | 3769.972 | 3673.2134 | [8 empty] | 4409.8616 | 4242 | 4042.7586 | 3685.17 | 3769.972 | 3673.2134
16263 | 4242 | 4041.5315 | 3684.9809 | 3769.9243 | 3672.4375 | [8 empty] | 4409.8211 | 4242 | 4041.5315 | 3684.9809 | 3769.9243 | 3672.4375
16264 | 4242 | 4040.596 | 3684.503 | 3769.6196 | 3672.1843 | [8 empty] | 4409.7836 | 4242 | 4040.596 | 3684.503 | 3769.6196 | 3672.1843
16265 | 4241 | 4040.2787 | 3684.0674 | 3769.311 | 3671.5596 | [8 empty] | 4409.4495 | 4241 | 4040.2787 | 3684.0674 | 3769.311 | 3671.5596
16266 | 4241 | 4039.9274 | 3683.6464 | 3767.9047 | 3671.4447 | [8 empty] | 4409.2969 | 4241 | 4039.9274 | 3683.6464 | 3767.9047 | 3671.4447
16267 | 4241 | 4039.233 | 3683.4369 | 3767.6866 | 3671.397 | [8 empty] | 4409.2086 | 4241 | 4039.233 | 3683.4369 | 3767.6866 | 3671.397
16268 | 4240 | 4039.0915 | 3682.9463 | 3767.2165 | 3670.8198 | [8 empty] | 4408.9343 | 4240 | 4039.0915 | 3682.9463 | 3767.2165 | 3670.8198
16269 | 4240 | 4038.9041 | 3682.2382 | 3766.81 | 3670.5557 | [8 empty] | 4408.8688 | 4240 | 4038.9041 | 3682.2382 | 3766.81 | 3670.5557
16270 | 4240 | 4038.8086 | 3682.134 | 3766.5247 | 3669.3356 | [8 empty] | 4408.8149 | 4240 | 4038.8086 | 3682.134 | 3766.5247 | 3669.3356
16271 | 4240 | 4037.8701 | 3681.9347 | 3766.1861 | 3669.0958 | [8 empty] | 4408.588 | 4240 | 4037.8701 | 3681.9347 | 3766.1861 | 3669.0958
16272 | 4239 | 4037.6691 | 3681.848 | 3765.2999 | 3668.7547 | [8 empty] | 4408.4415 | 4239 | 4037.6691 | 3681.848 | 3765.2999 | 3668.7547
16273 | 4239 | 4037.6513 | 3681.8 | 3764.9115 | 3668.1449 | [8 empty] | 4408.2009 | 4239 | 4037.6513 | 3681.8 | 3764.9115 | 3668.1449
16274 | 4239 | 4036.5895 | 3681.721 | 3764.8269 | 3667.5513 | [8 empty] | 4407.7016 | 4239 | 4036.5895 | 3681.721 | 3764.8269 | 3667.5513
16275 | 4238 | 4036.5404 | 3681.6463 | 3764.7169 | 3667.4385 | [8 empty] | 4407.5967 | 4238 | 4036.5404 | 3681.6463 | 3764.7169 | 3667.4385
16276 | 4238 | 4035.9843 | 3681.5187 | 3764.3387 | 3666.6357 | [8 empty] | 4407.1763 | 4238 | 4035.9843 | 3681.5187 | 3764.3387 | 3666.6357
16277 | 4238 | 4035.9205 | 3681.4481 | 3763.3381 | 3666.6177 | [8 empty] | 4407.1057 | 4238 | 4035.9205 | 3681.4481 | 3763.3381 | 3666.6177
16278 | 4238 | 4035.3551 | 3681.0999 | 3762.2419 | 3666.4197 | [8 empty] | 4406.833 | 4238 | 4035.3551 | 3681.0999 | 3762.2419 | 3666.4197
16279 | 4237 | 4035.0761 | 3680.9955 | 3762.1082 | 3666.1796 | [8 empty] | 4406.7614 | 4237 | 4035.0761 | 3680.9955 | 3762.1082 | 3666.1796
16280 | 4237 | 4034.9545 | 3680.5955 | 3761.569 | 3666.1167 | [8 empty] | 4406.7123 | 4237 | 4034.9545 | 3680.5955 | 3761.569 | 3666.1167
16281 | 4237 | 4034.6032 | 3680.2231 | 3761.1653 | 3665.9876 | [8 empty] | 4406.6619 | 4237 | 4034.6032 | 3680.2231 | 3761.1653 | 3665.9876
16282 | 4237 | 4034.4795 | 3679.5381 | 3759.8499 | 3664.9574 | [8 empty] | 4406.5141 | 4237 | 4034.4795 | 3679.5381 | 3759.8499 | 3664.9574
16283 | 4236 | 4034.1079 | 3679.4013 | 3759.5994 | 3664.8884 | [8 empty] | 4406.5068 | 4236 | 4034.1079 | 3679.4013 | 3759.5994 | 3664.8884
16284 | 4236 | 4034.0313 | 3678.4358 | 3759.5872 | 3662.9751 | [8 empty] | 4406.1556 | 4236 | 4034.0313 | 3678.4358 | 3759.5872 | 3662.9751
16285 | 4236 | 4033.9056 | 3678.2316 | 3759.5106 | 3662.0288 | [8 empty] | 4405.8413 | 4236 | 4033.9056 | 3678.2316 | 3759.5106 | 3662.0288
16286 | 4236 | 4032.1298 | 3677.9921 | 3758.5221 | 3661.7302 | [8 empty] | 4405.8104 | 4236 | 4032.1298 | 3677.9921 | 3758.5221 | 3661.7302
16287 | 4235 | 4031.9747 | 3676.8858 | 3757.0825 | 3661.4754 | [8 empty] | 4405.5137 | 4235 | 4031.9747 | 3676.8858 | 3757.0825 | 3661.4754
16288 | 4235 | 4031.5884 | 3676.8505 | 3755.3005 | 3661.1528 | [8 empty] | 4405.2656 | 4235 | 4031.5884 | 3676.8505 | 3755.3005 | 3661.1528
16289 | 4235 | 4030.9822 | 3676.6881 | 3755.0373 | 3660.7492 | [8 empty] | 4405.0225 | 4235 | 4030.9822 | 3676.6881 | 3755.0373 | 3660.7492
16290 | 4233 | 4030.8589 | 3676.3603 | 3755.0108 | 3660.2571 | [8 empty] | 4404.8632 | 4233 | 4030.8589 | 3676.3603 | 3755.0108 | 3660.2571
16291 | 4233 | 4030.4908 | 3675.2071 | 3754.8729 | 3660.1972 | [8 empty] | 4404.6721 | 4233 | 4030.4908 | 3675.2071 | 3754.8729 | 3660.1972
16292 | 4233 | 4030.3281 | 3674.7847 | 3754.6843 | 3660.1736 | [8 empty] | 4404.642 | 4233 | 4030.3281 | 3674.7847 | 3754.6843 | 3660.1736
16293 | 4233 | 4029.9375 | 3674.4061 | 3754.5673 | 3660.1086 | [8 empty] | 4404.5967 | 4233 | 4029.9375 | 3674.4061 | 3754.5673 | 3660.1086
16294 | 4232 | 4029.7827 | 3674.1606 | 3754.4465 | 3660.0493 | [8 empty] | 4404.5632 | 4232 | 4029.7827 | 3674.1606 | 3754.4465 | 3660.0493
16295 | 4232 | 4029.4462 | 3673.3476 | 3754.0341 | 3659.9068 | [8 empty] | 4404.457 | 4232 | 4029.4462 | 3673.3476 | 3754.0341 | 3659.9068
16296 | 4232 | 4029.2763 | 3672.969 | 3752.8267 | 3659.8617 | [8 empty] | 4404.1468 | 4232 | 4029.2763 | 3672.969 | 3752.8267 | 3659.8617
16297 | 4231 | 4029.2762 | 3672.9408 | 3752.3736 | 3659.1353 | [8 empty] | 4403.1381 | 4231 | 4029.2762 | 3672.9408 | 3752.3736 | 3659.1353
16298 | 4231 | 4029.1065 | 3672.3939 | 3750.9027 | 3658.7585 | [8 empty] | 4403.1114 | 4231 | 4029.1065 | 3672.3939 | 3750.9027 | 3658.7585
16299 | 4230 | 4028.0814 | 3672.2956 | 3750.4504 | 3658.7088 | [8 empty] | 4402.5303 | 4230 | 4028.0814 | 3672.2956 | 3750.4504 | 3658.7088
16300 | 4230 | 4027.4694 | 3672.0089 | 3750.2414 | 3657.8998 | [8 empty] | 4402.3242 | 4230 | 4027.4694 | 3672.0089 | 3750.2414 | 3657.8998
16301 | 4230 | 4027.106 | 3671.5874 | 3750.0968 | 3657.3208 | [8 empty] | 4401.8999 | 4230 | 4027.106 | 3671.5874 | 3750.0968 | 3657.3208
16302 | 4230 | 4026.8691 | 3670.9073 | 3749.8699 | 3655.7933 | [8 empty] | 4401.7166 | 4230 | 4026.8691 | 3670.9073 | 3749.8699 | 3655.7933
16303 | 4230 | 4026.5621 | 3670.6635 | 3749.7228 | 3655.4479 | [8 empty] | 4401.6943 | 4230 | 4026.5621 | 3670.6635 | 3749.7228 | 3655.4479
16304 | 4230 | 4025.4559 | 3670.4383 | 3749.1856 | 3655.3978 | [8 empty] | 4400.6182 | 4230 | 4025.4559 | 3670.4383 | 3749.1856 | 3655.3978
16305 | 4230 | 4024.5823 | 3670.2391 | 3749.0147 | 3655.2863 | [8 empty] | 4400.5603 | 4230 | 4024.5823 | 3670.2391 | 3749.0147 | 3655.2863
16306 | 4230 | 4024.2492 | 3669.3197 | 3748.2334 | 3655.1984 | [8 empty] | 4400.4665 | 4230 | 4024.2492 | 3669.3197 | 3748.2334 | 3655.1984
16307 | 4229 | 4023.5076 | 3668.4351 | 3748.1469 | 3654.769 | [8 empty] | 4399.7934 | 4229 | 4023.5076 | 3668.4351 | 3748.1469 | 3654.769
16308 | 4229 | 4023.2173 | 3668.262 | 3748.0069 | 3654.6816 | [8 empty] | 4399.4559 | 4229 | 4023.2173 | 3668.262 | 3748.0069 | 3654.6816
16309 | 4229 | 4022.2558 | 3668.0521 | 3747.9666 | 3654.4821 | [8 empty] | 4398.5062 | 4229 | 4022.2558 | 3668.0521 | 3747.9666 | 3654.4821
16310 | 4229 | 4022.1169 | 3667.7225 | 3747.808 | 3654.4064 | [8 empty] | 4398.1137 | 4229 | 4022.1169 | 3667.7225 | 3747.808 | 3654.4064
16311 | 4228 | 4021.581 | 3667.4913 | 3747.767 | 3654.0879 | [8 empty] | 4397.5374 | 4228 | 4021.581 | 3667.4913 | 3747.767 | 3654.0879
16312 | 4228 | 4021.2092 | 3667.3586 | 3746.9615 | 3653.9052 | [8 empty] | 4397.3583 | 4228 | 4021.2092 | 3667.3586 | 3746.9615 | 3653.9052
16313 | 4228 | 4020.8646 | 3666.082 | 3746.6302 | 3653.6826 | [8 empty] | 4396.5477 | 4228 | 4020.8646 | 3666.082 | 3746.6302 | 3653.6826
16314 | 4228 | 4020.5048 | 3665.5192 | 3746.5359 | 3652.8995 | [8 empty] | 4396.4986 | 4228 | 4020.5048 | 3665.5192 | 3746.5359 | 3652.8995
16315 | 4227 | 4020.2734 | 3665.2552 | 3746.512 | 3652.2981 | [8 empty] | 4396.2046 | 4227 | 4020.2734 | 3665.2552 | 3746.512 | 3652.2981
16316 | 4227 | 4019.9904 | 3664.5162 | 3746.2397 | 3651.6231 | [8 empty] | 4395.8932 | 4227 | 4019.9904 | 3664.5162 | 3746.2397 | 3651.6231
16317 | 4226 | 4019.9877 | 3664.486 | 3744.9467 | 3651.5123 | [8 empty] | 4395.6888 | 4226 | 4019.9877 | 3664.486 | 3744.9467 | 3651.5123
16318 | 4226 | 4019.5336 | 3664.138 | 3744.3641 | 3651.4771 | [8 empty] | 4395.6223 | 4226 | 4019.5336 | 3664.138 | 3744.3641 | 3651.4771
16319 | 4226 | 4019.5089 | 3663.1573 | 3743.7974 | 3650.9661 | [8 empty] | 4395.4956 | 4226 | 4019.5089 | 3663.1573 | 3743.7974 | 3650.9661
16320 | 4226 | 4019.2597 | 3662.5832 | 3743.7033 | 3650.2899 | [8 empty] | 4395.3621 | 4226 | 4019.2597 | 3662.5832 | 3743.7033 | 3650.2899
16321 | 4225 | 4018.565 | 3662.4338 | 3743.556 | 3650.186 | [8 empty] | 4395.0656 | 4225 | 4018.565 | 3662.4338 | 3743.556 | 3650.186
16322 | 4225 | 4018.3786 | 3661.8092 | 3743.5179 | 3649.0513 | [8 empty] | 4394.9357 | 4225 | 4018.3786 | 3661.8092 | 3743.5179 | 3649.0513
16323 | 4225 | 4018.2086 | 3661.7602 | 3743.3937 | 3649.0405 | [8 empty] | 4394.7255 | 4225 | 4018.2086 | 3661.7602 | 3743.3937 | 3649.0405
16324 | 4225 | 4017.8925 | 3660.9823 | 3743.3457 | 3648.7067 | [8 empty] | 4394.3682 | 4225 | 4017.8925 | 3660.9823 | 3743.3457 | 3648.7067
16325 | 4225 | 4017.8657 | 3660.5303 | 3742.9369 | 3648.2933 | [8 empty] | 4394.324 | 4225 | 4017.8657 | 3660.5303 | 3742.9369 | 3648.2933
16326 | 4224 | 4017.5631 | 3659.5788 | 3742.3586 | 3647.9968 | [8 empty] | 4394.2419 | 4224 | 4017.5631 | 3659.5788 | 3742.3586 | 3647.9968
16327 | 4224 | 4016.7774 | 3659.3548 | 3742.2822 | 3647.9578 | [8 empty] | 4394.1109 | 4224 | 4016.7774 | 3659.3548 | 3742.2822 | 3647.9578
16328 | 4224 | 4015.1482 | 3659.2084 | 3742.2073 | 3647.8771 | [8 empty] | 4394.0869 | 4224 | 4015.1482 | 3659.2084 | 3742.2073 | 3647.8771
16329 | 4224 | 4014.5116 | 3659.1678 | 3741.7773 | 3647.4514 | [8 empty] | 4394.0812 | 4224 | 4014.5116 | 3659.1678 | 3741.7773 | 3647.4514
16330 | 4224 | 4014.1869 | 3658.6777 | 3741.3555 | 3646.896 | [8 empty] | 4394.0618 | 4224 | 4014.1869 | 3658.6777 | 3741.3555 | 3646.896
16331 | 4223 | 4013.7841 | 3657.229 | 3741.3039 | 3646.5166 | [8 empty] | 4393.7674 | 4223 | 4013.7841 | 3657.229 | 3741.3039 | 3646.5166
16332 | 4223 | 4011.5173 | 3656.63 | 3740.7014 | 3646.4511 | [8 empty] | 4393.6834 | 4223 | 4011.5173 | 3656.63 | 3740.7014 | 3646.4511
16333 | 4223 | 4011.2104 | 3656.598 | 3739.5729 | 3646.312 | [8 empty] | 4393.6397 | 4223 | 4011.2104 | 3656.598 | 3739.5729 | 3646.312
16334 | 4222 | 4011.1331 | 3656.4598 | 3738.912 | 3645.0422 | [8 empty] | 4393.3107 | 4222 | 4011.1331 | 3656.4598 | 3738.912 | 3645.0422
16335 | 4222 | 4011.0699 | 3656.3796 | 3738.6033 | 3644.8463 | [8 empty] | 4393.0389 | 4222 | 4011.0699 | 3656.3796 | 3738.6033 | 3644.8463
16336 | 4222 | 4011.0524 | 3656.0607 | 3738.3521 | 3643.8365 | [8 empty] | 4392.9212 | 4222 | 4011.0524 | 3656.0607 | 3738.3521 | 3643.8365
16337 | 4220 | 4010.7985 | 3655.5966 | 3737.6424 | 3642.9345 | [8 empty] | 4391.9796 | 4220 | 4010.7985 | 3655.5966 | 3737.6424 | 3642.9345
16338 | 4220 | 4010.208 | 3655.4907 | 3737.2445 | 3642.8828 | [8 empty] | 4391.3385 | 4220 | 4010.208 | 3655.4907 | 3737.2445 | 3642.8828
16339 | 4220 | 4008.6163 | 3655.0887 | 3736.3271 | 3642.5993 | [8 empty] | 4391.217 | 4220 | 4008.6163 | 3655.0887 | 3736.3271 | 3642.5993
16340 | 4218 | 4008.4718 | 3654.8303 | 3735.4928 | 3642.0854 | [8 empty] | 4391.0228 | 4218 | 4008.4718 | 3654.8303 | 3735.4928 | 3642.0854
16341 | 4218 | 4008.3374 | 3654.4495 | 3735.2948 | 3640.1207 | [8 empty] | 4390.9825 | 4218 | 4008.3374 | 3654.4495 | 3735.2948 | 3640.1207
16342 | 4218 | 4008.2546 | 3654.3245 | 3734.827 | 3639.8863 | [8 empty] | 4390.8739 | 4218 | 4008.2546 | 3654.3245 | 3734.827 | 3639.8863
16343 | 4217 | 4007.9194 | 3653.7756 | 3734.7972 | 3639.0619 | [8 empty] | 4390.3447 | 4217 | 4007.9194 | 3653.7756 | 3734.7972 | 3639.0619
16344 | 4216 | 4006.5906 | 3653.3088 | 3734.5134 | 3638.8076 | [8 empty] | 4390.3205 | 4216 | 4006.5906 | 3653.3088 | 3734.5134 | 3638.8076
16345 | 4216 | 4005.9682 | 3652.8378 | 3734.0726 | 3638.7716 | [8 empty] | 4389.9724 | 4216 | 4005.9682 | 3652.8378 | 3734.0726 | 3638.7716
16346 | 4215 | 4005.6266 | 3651.9429 | 3733.8274 | 3638.683 | [8 empty] | 4389.79 | 4215 | 4005.6266 | 3651.9429 | 3733.8274 | 3638.683
16347 | 4214 | 4005.003 | 3651.8108 | 3733.0223 | 3638.3498 | [8 empty] | 4389.5956 | 4214 | 4005.003 | 3651.8108 | 3733.0223 | 3638.3498
16348 | 4214 | 4004.9121 | 3651.7706 | 3732.1879 | 3638.0411 | [8 empty] | 4389.4359 | 4214 | 4004.9121 | 3651.7706 | 3732.1879 | 3638.0411
16349 | 4214 | 4004.2128 | 3650.5244 | 3732.0236 | 3637.7543 | [8 empty] | 4389.1692 | 4214 | 4004.2128 | 3650.5244 | 3732.0236 | 3637.7543
16350 | 4214 | 4003.123 | 3649.7613 | 3731.8922 | 3637.5611 | [8 empty] | 4388.9499 | 4214 | 4003.123 | 3649.7613 | 3731.8922 | 3637.5611
16351 | 4214 | 4001.5591 | 3649.755 | 3731.3781 | 3637.5159 | [8 empty] | 4388.9176 | 4214 | 4001.5591 | 3649.755 | 3731.3781 | 3637.5159
16352 | 4212 | 4001.369 | 3649.6424 | 3730.4164 | 3637.0284 | [8 empty] | 4388.6306 | 4212 | 4001.369 | 3649.6424 | 3730.4164 | 3637.0284
16353 | 4211 | 4001.1126 | 3649.4382 | 3729.7522 | 3636.9935 | [8 empty] | 4388.1753 | 4211 | 4001.1126 | 3649.4382 | 3729.7522 | 3636.9935
16354 | 4210 | 4000.9853 | 3648.8959 | 3729.0596 | 3636.0456 | [8 empty] | 4387.8454 | 4210 | 4000.9853 | 3648.8959 | 3729.0596 | 3636.0456
16355 | 4210 | 4000.5824 | 3648.741 | 3727.3113 | 3636.0364 | [8 empty] | 4387.3501 | 4210 | 4000.5824 | 3648.741 | 3727.3113 | 3636.0364
16356 | 4210 | 3999.9697 | 3648.4869 | 3727.3089 | 3635.6919 | [8 empty] | 4386.8214 | 4210 | 3999.9697 | 3648.4869 | 3727.3089 | 3635.6919
16357 | 4210 | 3999.7704 | 3648.0426 | 3725.6899 | 3635.0382 | [8 empty] | 4386.7793 | 4210 | 3999.7704 | 3648.0426 | 3725.6899 | 3635.0382
16358 | 4209 | 3999.7113 | 3647.6607 | 3725.5511 | 3634.7736 | [8 empty] | 4386.7238 | 4209 | 3999.7113 | 3647.6607 | 3725.5511 | 3634.7736
16359 | 4209 | 3999.1065 | 3647.5159 | 3725.2103 | 3634.758 | [8 empty] | 4386.2542 | 4209 | 3999.1065 | 3647.5159 | 3725.2103 | 3634.758
16360 | 4209 | 3999.0382 | 3647.5016 | 3724.8606 | 3632.6397 | [8 empty] | 4385.7531 | 4209 | 3999.0382 | 3647.5016 | 3724.8606 | 3632.6397
16361 | 4209 | 3998.9484 | 3646.952 | 3724.6016 | 3632.0813 | [8 empty] | 4385.402 | 4209 | 3998.9484 | 3646.952 | 3724.6016 | 3632.0813
16362 | 4209 | 3998.0377 | 3646.1639 | 3724.1692 | 3631.9436 | [8 empty] | 4385.0414 | 4209 | 3998.0377 | 3646.1639 | 3724.1692 | 3631.9436
16363 | 4208 | 3997.9562 | 3646.1008 | 3724.1592 | 3629.6252 | [8 empty] | 4384.5738 | 4208 | 3997.9562 | 3646.1008 | 3724.1592 | 3629.6252
16364 | 4208 | 3997.2846 | 3645.9923 | 3724.0955 | 3629.3693 | [8 empty] | 4384.1218 | 4208 | 3997.2846 | 3645.9923 | 3724.0955 | 3629.3693
16365 | 4208 | 3997.1608 | 3645.0715 | 3723.3019 | 3628.3791 | [8 empty] | 4383.1735 | 4208 | 3997.1608 | 3645.0715 | 3723.3019 | 3628.3791
16366 | 4207 | 3996.5875 | 3644.9122 | 3722.9393 | 3627.6748 | [8 empty] | 4383.0688 | 4207 | 3996.5875 | 3644.9122 | 3722.9393 | 3627.6748
16367 | 4207 | 3995.4383 | 3644.0675 | 3721.5565 | 3627.6444 | [8 empty] | 4382.977 | 4207 | 3995.4383 | 3644.0675 | 3721.5565 | 3627.6444
16368 | 4207 | 3994.9121 | 3643.5248 | 3721.439 | 3626.8108 | [8 empty] | 4382.5264 | 4207 | 3994.9121 | 3643.5248 | 3721.439 | 3626.8108
16369 | 4206 | 3994.7976 | 3643.458 | 3721.2589 | 3626.4957 | [8 empty] | 4382.3572 | 4206 | 3994.7976 | 3643.458 | 3721.2589 | 3626.4957
16370 | 4206 | 3994.4588 | 3643.2998 | 3721.2532 | 3626.281 | [8 empty] | 4381.3217 | 4206 | 3994.4588 | 3643.2998 | 3721.2532 | 3626.281
16371 | 4206 | 3994.4538 | 3642.5046 | 3720.9502 | 3626.1895 | [8 empty] | 4381.068 | 4206 | 3994.4538 | 3642.5046 | 3720.9502 | 3626.1895
16372 | 4206 | 3993.3626 | 3641.3879 | 3720.3879 | 3625.8582 | [8 empty] | 4380.8032 | 4206 | 3993.3626 | 3641.3879 | 3720.3879 | 3625.8582
16373 | 4205 | 3993.2425 | 3641.3585 | 3720.1492 | 3625.8163 | [8 empty] | 4380.7492 | 4205 | 3993.2425 | 3641.3585 | 3720.1492 | 3625.8163
16374 | 4205 | 3992.8643 | 3641.3025 | 3720.0623 | 3625.596 | [8 empty] | 4380.5861 | 4205 | 3992.8643 | 3641.3025 | 3720.0623 | 3625.596
16375 | 4205 | 3992.8178 | 3640.6799 | 3720.0011 | 3625.2853 | [8 empty] | 4380.4264 | 4205 | 3992.8178 | 3640.6799 | 3720.0011 | 3625.2853
16376 | 4204 | 3992.6228 | 3640.5822 | 3719.4308 | 3625.2169 | [8 empty] | 4380.4126 | 4204 | 3992.6228 | 3640.5822 | 3719.4308 | 3625.2169
16377 | 4204 | 3991.6693 | 3640.3667 | 3719.2927 | 3624.7719 | [8 empty] | 4379.7475 | 4204 | 3991.6693 | 3640.3667 | 3719.2927 | 3624.7719
16378 | 4203 | 3991.2948 | 3640.0173 | 3719.227 | 3624.3643 | [8 empty] | 4379.5239 | 4203 | 3991.2948 | 3640.0173 | 3719.227 | 3624.3643
16379 | 4202 | 3991.2686 | 3639.9321 | 3719.1633 | 3624.2902 | [8 empty] | 4379.4726 | 4202 | 3991.2686 | 3639.9321 | 3719.1633 | 3624.2902
16380 | 4202 | 3990.6317 | 3639.9185 | 3718.9092 | 3623.7901 | [8 empty] | 4379.4509 | 4202 | 3990.6317 | 3639.9185 | 3718.9092 | 3623.7901
16381 | 4202 | 3990.2711 | 3639.1107 | 3718.3265 | 3623.4273 | [8 empty] | 4379.3945 | 4202 | 3990.2711 | 3639.1107 | 3718.3265 | 3623.4273
16382 | 4202 | 3990.2445 | 3638.9108 | 3717.213 | 3622.3975 | [8 empty] | 4378.5878 | 4202 | 3990.2445 | 3638.9108 | 3717.213 | 3622.3975
16383 | 4202 | 3990.2163 | 3638.6875 | 3715.9592 | 3622.2365 | [8 empty] | 4378.491 | 4202 | 3990.2163 | 3638.6875 | 3715.9592 | 3622.2365
16384 | 4202 | 3989.5459 | 3638.3037 | 3715.375 | 3621.7594 | [8 empty] | 4378.3716 | 4202 | 3989.5459 | 3638.3037 | 3715.375 | 3621.7594
16385 | 4201 | 3988.6019 | 3637.6999 | 3715.2172 | 3621.7569 | [8 empty] | 4378.3418 | 4201 | 3988.6019 | 3637.6999 | 3715.2172 | 3621.7569
16386 | 4201 | 3988.2689 | 3637.6547 | 3715.2121 | 3621.6527 | [8 empty] | 4378.0539 | 4201 | 3988.2689 | 3637.6547 | 3715.2121 | 3621.6527
16387 | 4200 | 3987.9541 | 3635.6774 | 3714.6281 | 3621.6422 | [8 empty] | 4377.7884 | 4200 | 3987.9541 | 3635.6774 | 3714.6281 | 3621.6422
16388 | 4200 | 3987.7756 | 3635.4014 | 3713.7859 | 3621.5062 | [8 empty] | 4377.0943 | 4200 | 3987.7756 | 3635.4014 | 3713.7859 | 3621.5062
16389 | 4200 | 3987.6596 | 3634.0403 | 3713.2586 | 3621.4162 | [8 empty] | 4376.8558 | 4200 | 3987.6596 | 3634.0403 | 3713.2586 | 3621.4162
16390 | 4199 | 3987.4718 | 3633.48 | 3713.0762 | 3620.7895 | [8 empty] | 4376.2741 | 4199 | 3987.4718 | 3633.48 | 3713.0762 | 3620.7895
16391 | 4199 | 3986.8186 | 3632.5991 | 3712.9126 | 3619.1332 | [8 empty] | 4375.8296 | 4199 | 3986.8186 | 3632.5991 | 3712.9126 | 3619.1332
16392 | 4199 | 3986.092 | 3632.0166 | 3712.827 | 3618.8241 | [8 empty] | 4375.0861 | 4199 | 3986.092 | 3632.0166 | 3712.827 | 3618.8241
16393 | 4199 | 3985.3722 | 3631.9763 | 3712.339 | 3618.4231 | [8 empty] | 4375.0472 | 4199 | 3985.3722 | 3631.9763 | 3712.339 | 3618.4231
16394 | 4198 | 3985.3266 | 3631.0409 | 3711.942 | 3618.2554 | [8 empty] | 4375.0388 | 4198 | 3985.3266 | 3631.0409 | 3711.942 | 3618.2554
16395 | 4198 | 3984.7781 | 3630.8593 | 3709.7665 | 3617.1776 | [8 empty] | 4375.0114 | 4198 | 3984.7781 | 3630.8593 | 3709.7665 | 3617.1776
16396 | 4197 | 3984.0178 | 3630.6187 | 3709.3399 | 3616.567 | [8 empty] | 4374.8985 | 4197 | 3984.0178 | 3630.6187 | 3709.3399 | 3616.567
16397 | 4196 | 3983.461 | 3630.2002 | 3708.9329 | 3615.6007 | [8 empty] | 4374.879 | 4196 | 3983.461 | 3630.2002 | 3708.9329 | 3615.6007
16398 | 4196 | 3983.0746 | 3629.9829 | 3708.411 | 3615.5659 | [8 empty] | 4374.8223 | 4196 | 3983.0746 | 3629.9829 | 3708.411 | 3615.5659
16399 | 4195 | 3982.7342 | 3629.8867 | 3708.2818 | 3615.3967 | [8 empty] | 4374.8152 | 4195 | 3982.7342 | 3629.8867 | 3708.2818 | 3615.3967
16400 | 4195 | 3982.3716 | 3629.8694 | 3708.0345 | 3615.3854 | [8 empty] | 4373.7207 | 4195 | 3982.3716 | 3629.8694 | 3708.0345 | 3615.3854
16401 | 4195 | 3982.2953 | 3629.09 | 3707.578 | 3612.7476 | [8 empty] | 4372.7645 | 4195 | 3982.2953 | 3629.09 | 3707.578 | 3612.7476
16402 | 4194 | 3981.7844 | 3628.4894 | 3707.5606 | 3612.1634 | [8 empty] | 4372.7002 | 4194 | 3981.7844 | 3628.4894 | 3707.5606 | 3612.1634
16403 | 4194 | 3981.7027 | 3627.9989 | 3707.054 | 3611.8337 | [8 empty] | 4372.5264 | 4194 | 3981.7027 | 3627.9989 | 3707.054 | 3611.8337
16404 | 4193 | 3981.5225 | 3627.8652 | 3707.0074 | 3611.6571 | [8 empty] | 4372.3963 | 4193 | 3981.5225 | 3627.8652 | 3707.0074 | 3611.6571
16405 | 4193 | 3981.4502 | 3626.9868 | 3706.7834 | 3611.31 | [8 empty] | 4372.3325 | 4193 | 3981.4502 | 3626.9868 | 3706.7834 | 3611.31
16406 | 4193 | 3981.3281 | 3626.9451 | 3706.6384 | 3610.7557 | [8 empty] | 4372.0851 | 4193 | 3981.3281 | 3626.9451 | 3706.6384 | 3610.7557
16407 | 4193 | 3980.6517 | 3626.4146 | 3706.2146 | 3610.7328 | [8 empty] | 4371.8898 | 4193 | 3980.6517 | 3626.4146 | 3706.2146 | 3610.7328
16408 | 4190 | 3979.796 | 3626.4096 | 3705.9437 | 3610.6721 | [8 empty] | 4371.6849 | 4190 | 3979.796 | 3626.4096 | 3705.9437 | 3610.6721
16409 | 4190 | 3979.5558 | 3626.085 | 3705.5068 | 3610.4947 | [8 empty] | 4371.4245 | 4190 | 3979.5558 | 3626.085 | 3705.5068 | 3610.4947
16410 | 4190 | 3979.5161 | 3625.5961 | 3705.3691 | 3610.2806 | [8 empty] | 4370.826 | 4190 | 3979.5161 | 3625.5961 | 3705.3691 | 3610.2806
16411 | 4190 | 3979.0305 | 3625.4887 | 3705.3281 | 3609.3699 | [8 empty] | 4370.3054 | 4190 | 3979.0305 | 3625.4887 | 3705.3281 | 3609.3699
16412 | 4189 | 3978.5719 | 3625.3861 | 3704.7581 | 3608.9463 | [8 empty] | 4370.2943 | 4189 | 3978.5719 | 3625.3861 | 3704.7581 | 3608.9463
16413 | 4189 | 3978.5237 | 3625.2805 | 3704.691 | 3606.3262 | [8 empty] | 4370.2255 | 4189 | 3978.5237 | 3625.2805 | 3704.691 | 3606.3262
16414 | 4188 | 3976.717 | 3624.9173 | 3704.6377 | 3606.1334 | [8 empty] | 4370.2044 | 4188 | 3976.717 | 3624.9173 | 3704.6377 | 3606.1334
16415 | 4188 | 3976.3399 | 3624.7277 | 3703.8175 | 3605.7828 | [8 empty] | 4370.1729 | 4188 | 3976.3399 | 3624.7277 | 3703.8175 | 3605.7828
16416 | 4188 | 3976.2748 | 3624.5841 | 3703.7639 | 3604.426 | [8 empty] | 4370.1303 | 4188 | 3976.2748 | 3624.5841 | 3703.7639 | 3604.426
16417 | 4188 | 3975.9975 | 3623.2951 | 3703.2419 | 3604.1963 | [8 empty] | 4368.9155 | 4188 | 3975.9975 | 3623.2951 | 3703.2419 | 3604.1963
16418 | 4187 | 3975.7124 | 3623.2101 | 3703.0829 | 3603.5121 | [8 empty] | 4368.8647 | 4187 | 3975.7124 | 3623.2101 | 3703.0829 | 3603.5121
16419 | 4187 | 3975.6792 | 3622.3572 | 3702.1337 | 3603.0592 | [8 empty] | 4368.3803 | 4187 | 3975.6792 | 3622.3572 | 3702.1337 | 3603.0592
16420 | 4187 | 3975.5024 | 3622.0923 | 3701.9762 | 3602.1669 | [8 empty] | 4368.3146 | 4187 | 3975.5024 | 3622.0923 | 3701.9762 | 3602.1669
16421 | 4187 | 3975.1097 | 3621.9736 | 3701.0053 | 3600.8443 | [8 empty] | 4368.199 | 4187 | 3975.1097 | 3621.9736 | 3701.0053 | 3600.8443
16422 | 4187 | 3974.7798 | 3620.9328 | 3699.5849 | 3599.7346 | [8 empty] | 4367.7356 | 4187 | 3974.7798 | 3620.9328 | 3699.5849 | 3599.7346
16423 | 4186 | 3974.3765 | 3620.327 | 3699.2923 | 3598.4971 | [8 empty] | 4367.5887 | 4186 | 3974.3765 | 3620.327 | 3699.2923 | 3598.4971
16424 | 4186 | 3973.6129 | 3620.1127 | 3699.189 | 3598.3042 | [8 empty] | 4367.0871 | 4186 | 3973.6129 | 3620.1127 | 3699.189 | 3598.3042
16425 | 4186 | 3973.3331 | 3619.3686 | 3697.6893 | 3598.149 | [8 empty] | 4367.0078 | 4186 | 3973.3331 | 3619.3686 | 3697.6893 | 3598.149
16426 | 4186 | 3972.5522 | 3619.2922 | 3696.9167 | 3598.0431 | [8 empty] | 4366.9093 | 4186 | 3972.5522 | 3619.2922 | 3696.9167 | 3598.0431
16427 | 4185 | 3971.9759 | 3618.0844 | 3696.5595 | 3597.8633 | [8 empty] | 4366.6925 | 4185 | 3971.9759 | 3618.0844 | 3696.5595 | 3597.8633
16428 | 4185 | 3971.7919 | 3617.1398 | 3696.1139 | 3597.4988 | [8 empty] | 4366.2673 | 4185 | 3971.7919 | 3617.1398 | 3696.1139 | 3597.4988
16429 | 4185 | 3971.5305 | 3616.6827 | 3696.049 | 3597.4489 | [8 empty] | 4366.2671 | 4185 | 3971.5305 | 3616.6827 | 3696.049 | 3597.4489
16430 | 4185 | 3971.3924 | 3616.6246 | 3695.9955 | 3597.1316 | [8 empty] | 4365.3809 | 4185 | 3971.3924 | 3616.6246 | 3695.9955 | 3597.1316
16431 | 4184 | 3971.0809 | 3616.3628 | 3695.5847 | 3595.9818 | [8 empty] | 4364.3272 | 4184 | 3971.0809 | 3616.3628 | 3695.5847 | 3595.9818
16432 | 4184 | 3970.747 | 3616.0101 | 3695.413 | 3595.934 | [8 empty] | 4364.204 | 4184 | 3970.747 | 3616.0101 | 3695.413 | 3595.934
16433 | 4183 | 3970.1543 | 3615.921 | 3694.5944 | 3594.9081 | [8 empty] | 4363.8729 | 4183 | 3970.1543 | 3615.921 | 3694.5944 | 3594.9081
16434 | 4183 | 3969.5414 | 3615.6461 | 3694.4845 | 3594.416 | [8 empty] | 4363.6256 | 4183 | 3969.5414 | 3615.6461 | 3694.4845 | 3594.416
16435 | 4183 | 3969.5231 | 3615.2386 | 3694.1328 | 3593.0976 | [8 empty] | 4363.3903 | 4183 | 3969.5231 | 3615.2386 | 3694.1328 | 3593.0976
16436 | 4183 | 3969.3054 | 3614.878 | 3693.3153 | 3593.0782 | [8 empty] | 4363.1972 | 4183 | 3969.3054 | 3614.878 | 3693.3153 | 3593.0782
16437 | 4182 | 3968.937 | 3614.7696 | 3692.0147 | 3591.2709 | [8 empty] | 4362.8984 | 4182 | 3968.937 | 3614.7696 | 3692.0147 | 3591.2709
16438 | 4182 | 3968.2885 | 3614.6998 | 3691.9362 | 3591.1532 | [8 empty] | 4362.8296 | 4182 | 3968.2885 | 3614.6998 | 3691.9362 | 3591.1532
16439 | 4182 | 3966.1088 | 3614.5931 | 3691.4566 | 3590.9538 | [8 empty] | 4362.8234 | 4182 | 3966.1088 | 3614.5931 | 3691.4566 | 3590.9538
16440 | 4182 | 3965.2639 | 3614.2701 | 3690.5822 | 3590.3676 | [8 empty] | 4362.7917 | 4182 | 3965.2639 | 3614.2701 | 3690.5822 | 3590.3676
16441 | 4181 | 3964.7676 | 3613.4275 | 3689.9744 | 3589.1419 | [8 empty] | 4362.2189 | 4181 | 3964.7676 | 3613.4275 | 3689.9744 | 3589.1419
16442 | 4181 | 3964.7563 | 3613.3015 | 3689.8205 | 3588.157 | [8 empty] | 4362.1188 | 4181 | 3964.7563 | 3613.3015 | 3689.8205 | 3588.157
16443 | 4181 | 3964.1398 | 3613.1606 | 3688.8722 | 3587.7777 | [8 empty] | 4362.0484 | 4181 | 3964.1398 | 3613.1606 | 3688.8722 | 3587.7777
16444 | 4181 | 3963.6444 | 3612.9107 | 3687.8639 | 3586.9911 | [8 empty] | 4361.9223 | 4181 | 3963.6444 | 3612.9107 | 3687.8639 | 3586.9911
16445 | 4180 | 3963.2898 | 3612.8832 | 3687.4482 | 3586.6879 | [8 empty] | 4361.652 | 4180 | 3963.2898 | 3612.8832 | 3687.4482 | 3586.6879
16446 | 4180 | 3963.1278 | 3611.8559 | 3687.3633 | 3586.4192 | [8 empty] | 4361.3482 | 4180 | 3963.1278 | 3611.8559 | 3687.3633 | 3586.4192
16447 | 4179 | 3962.8703 | 3611.1133 | 3687.3326 | 3585.3084 | [8 empty] | 4361.3012 | 4179 | 3962.8703 | 3611.1133 | 3687.3326 | 3585.3084
16448 | 4179 | 3962.8328 | 3611.1103 | 3687.072 | 3585.2794 | [8 empty] | 4360.783 | 4179 | 3962.8328 | 3611.1103 | 3687.072 | 3585.2794
16449 | 4179 | 3962.759 | 3611.06 | 3687.0695 | 3585.0977 | [8 empty] | 4360.3715 | 4179 | 3962.759 | 3611.06 | 3687.0695 | 3585.0977
16450 | 4179 | 3962.608 | 3610.8586 | 3687.0258 | 3584.9639 | [8 empty] | 4360.2298 | 4179 | 3962.608 | 3610.8586 | 3687.0258 | 3584.9639
16451 | 4179 | 3962.1223 | 3610.5307 | 3685.9826 | 3583.8002 | [8 empty] | 4360.2026 | 4179 | 3962.1223 | 3610.5307 | 3685.9826 | 3583.8002
16452 | 4178 | 3961.5316 | 3609.98 | 3685.3094 | 3583.6549 | [8 empty] | 4359.9154 | 4178 | 3961.5316 | 3609.98 | 3685.3094 | 3583.6549
16453 | 4178 | 3961.2877 | 3609.8058 | 3684.7885 | 3583.559 | [8 empty] | 4359.6538 | 4178 | 3961.2877 | 3609.8058 | 3684.7885 | 3583.559
16454 | 4178 | 3961.2235 | 3607.2576 | 3684.4306 | 3583.4507 | [8 empty] | 4359.5022 | 4178 | 3961.2235 | 3607.2576 | 3684.4306 | 3583.4507
16455 | 4177 | 3960.4603 | 3606.648 | 3684.0689 | 3583.2299 | [8 empty] | 4359.4293 | 4177 | 3960.4603 | 3606.648 | 3684.0689 | 3583.2299
16456 | 4177 | 3960.2104 | 3606.1686 | 3683.8748 | 3582.9667 | [8 empty] | 4358.9528 | 4177 | 3960.2104 | 3606.1686 | 3683.8748 | 3582.9667
16457 | 4177 | 3958.8931 | 3606.0615 | 3683.8609 | 3582.8351 | [8 empty] | 4358.9365 | 4177 | 3958.8931 | 3606.0615 | 3683.8609 | 3582.8351
16458 | 4177 | 3957.3007 | 3606.0537 | 3682.8852 | 3582.2816 | [8 empty] | 4358.7626 | 4177 | 3957.3007 | 3606.0537 | 3682.8852 | 3582.2816
16459 | 4176 | 3955.9984 | 3605.4651 | 3682.474 | 3581.6804 | [8 empty] | 4358.5056 | 4176 | 3955.9984 | 3605.4651 | 3682.474 | 3581.6804
16460 | 4176 | 3955.7464 | 3604.7544 | 3681.9765 | 3580.3022 | [8 empty] | 4358.1578 | 4176 | 3955.7464 | 3604.7544 | 3681.9765 | 3580.3022
16461 | 4176 | 3955.2431 | 3604.5328 | 3681.013 | 3580.1611 | [8 empty] | 4357.1585 | 4176 | 3955.2431 | 3604.5328 | 3681.013 | 3580.1611
16462 | 4176 | 3954.9425 | 3603.9981 | 3680.3958 | 3579.6616 | [8 empty] | 4357.0785 | 4176 | 3954.9425 | 3603.9981 | 3680.3958 | 3579.6616
16463 | 4176 | 3954.7565 | 3603.4964 | 3679.0267 | 3579.4317 | [8 empty] | 4356.6832 | 4176 | 3954.7565 | 3603.4964 | 3679.0267 | 3579.4317
16464 | 4175 | 3954.6083 | 3603.2977 | 3678.9961 | 3579.3665 | [8 empty] | 4356.6204 | 4175 | 3954.6083 | 3603.2977 | 3678.9961 | 3579.3665
16465 | 4175 | 3954.4273 | 3603.2886 | 3678.5725 | 3578.2079 | [8 empty] | 4356.5755 | 4175 | 3954.4273 | 3603.2886 | 3678.5725 | 3578.2079
16466 | 4175 | 3954.1936 | 3601.0278 | 3678.5188 | 3577.9357 | [8 empty] | 4356.4481 | 4175 | 3954.1936 | 3601.0278 | 3678.5188 | 3577.9357
16467 | 4175 | 3954.0455 | 3600.5316 | 3678.0954 | 3577.863 | [8 empty] | 4356.0065 | 4175 | 3954.0455 | 3600.5316 | 3678.0954 | 3577.863
16468 | 4174 | 3953.4472 | 3600.167 | 3677.2551 | 3577.8291 | [8 empty] | 4356.0016 | 4174 | 3953.4472 | 3600.167 | 3677.2551 | 3577.8291
16469 | 4174 | 3953.2244 | 3599.7068 | 3676.9198 | 3577.8043 | [8 empty] | 4355.8121 | 4174 | 3953.2244 | 3599.7068 | 3676.9198 | 3577.8043
16470 | 4174 | 3953.0212 | 3599.2245 | 3676.7356 | 3577.6839 | [8 empty] | 4355.5072 | 4174 | 3953.0212 | 3599.2245 | 3676.7356 | 3577.6839
16471 | 4173 | 3952.9813 | 3599.1853 | 3676.5566 | 3574.5767 | [8 empty] | 4354.9065 | 4173 | 3952.9813 | 3599.1853 | 3676.5566 | 3574.5767
16472 | 4172 | 3952.2217 | 3599.0469 | 3676.5249 | 3574.2788 | [8 empty] | 4354.8886 | 4172 | 3952.2217 | 3599.0469 | 3676.5249 | 3574.2788
16473 | 4171 | 3951.7121 | 3598.8763 | 3675.6479 | 3574.049 | [8 empty] | 4354.7782 | 4171 | 3951.7121 | 3598.8763 | 3675.6479 | 3574.049
16474 | 4171 | 3951.657 | 3598.769 | 3675.1393 | 3573.5989 | [8 empty] | 4354.7313 | 4171 | 3951.657 | 3598.769 | 3675.1393 | 3573.5989
16475 | 4170 | 3949.7731 | 3598.5369 | 3674.7137 | 3573.4431 | [8 empty] | 4354.2419 | 4170 | 3949.7731 | 3598.5369 | 3674.7137 | 3573.4431
16476 | 4170 | 3949.5044 | 3598.5202 | 3674.4786 | 3572.6383 | [8 empty] | 4354.2271 | 4170 | 3949.5044 | 3598.5202 | 3674.4786 | 3572.6383
16477 | 4170 | 3949.209 | 3598.1226 | 3673.6333 | 3571.614 | [8 empty] | 4354.1725 | 4170 | 3949.209 | 3598.1226 | 3673.6333 | 3571.614
16478 | 4168 | 3949.0681 | 3597.8625 | 3673.2745 | 3571.3426 | [8 empty] | 4353.9651 | 4168 | 3949.0681 | 3597.8625 | 3673.2745 | 3571.3426
16479 | 4167 | 3948.8844 | 3597.7756 | 3672.3746 | 3571.2957 | [8 empty] | 4353.8307 | 4167 | 3948.8844 | 3597.7756 | 3672.3746 | 3571.2957
16480 | 4167 | 3948.3093 | 3597.1594 | 3672.3532 | 3571.1648 | [8 empty] | 4353.5911 | 4167 | 3948.3093 | 3597.1594 | 3672.3532 | 3571.1648
16481 | 4166 | 3947.36 | 3596.9684 | 3672.2262 | 3571.0358 | [8 empty] | 4353.5606 | 4166 | 3947.36 | 3596.9684 | 3672.2262 | 3571.0358
16482 | 4166 | 3946.8832 | 3596.5675 | 3672.1335 | 3570.217 | [8 empty] | 4353.3276 | 4166 | 3946.8832 | 3596.5675 | 3672.1335 | 3570.217
16483 | 4166 | 3946.7862 | 3596.3856 | 3671.9945 | 3570.1856 | [8 empty] | 4353.2938 | 4166 | 3946.7862 | 3596.3856 | 3671.9945 | 3570.1856
16484 | 4165 | 3946.4935 | 3596.0191 | 3670.5985 | 3569.3485 | [8 empty] | 4352.917 | 4165 | 3946.4935 | 3596.0191 | 3670.5985 | 3569.3485
16485 | 4165 | 3945.3748 | 3595.6929 | 3670.4439 | 3569.1227 | [8 empty] | 4352.7319 | 4165 | 3945.3748 | 3595.6929 | 3670.4439 | 3569.1227
16486 | 4165 | 3945.3601 | 3595.194 | 3670.4178 | 3568.587 | [8 empty] | 4352.7221 | 4165 | 3945.3601 | 3595.194 | 3670.4178 | 3568.587
16487 | 4165 | 3944.8981 | 3594.892 | 3670.0783 | 3567.0511 | [8 empty] | 4352.3254 | 4165 | 3944.8981 | 3594.892 | 3670.0783 | 3567.0511
16488 | 4164 | 3944.6496 | 3594.192 | 3669.9753 | 3566.2977 | [8 empty] | 4351.406 | 4164 | 3944.6496 | 3594.192 | 3669.9753 | 3566.2977
16489 | 4164 | 3944.4353 | 3593.9964 | 3669.082 | 3565.7085 | [8 empty] | 4351.1046 | 4164 | 3944.4353 | 3593.9964 | 3669.082 | 3565.7085
16490 | 4163 | 3944.3356 | 3593.9782 | 3667.2145 | 3565.6883 | [8 empty] | 4351.0032 | 4163 | 3944.3356 | 3593.9782 | 3667.2145 | 3565.6883
16491 | 4163 | 3944.0816 | 3593.6437 | 3665.7897 | 3565.1833 | [8 empty] | 4350.7831 | 4163 | 3944.0816 | 3593.6437 | 3665.7897 | 3565.1833
16492 | 4162 | 3943.7103 | 3593.3512 | 3665.6004 | 3564.6654 | [8 empty] | 4350.7829 | 4162 | 3943.7103 | 3593.3512 | 3665.6004 | 3564.6654
16493 | 4162 | 3943.4713 | 3593.1941 | 3664.2251 | 3564.0836 | [8 empty] | 4350.4012 | 4162 | 3943.4713 | 3593.1941 | 3664.2251 | 3564.0836
16494 | 4162 | 3943.0313 | 3593.1505 | 3663.8468 | 3562.6218 | [8 empty] | 4349.8953 | 4162 | 3943.0313 | 3593.1505 | 3663.8468 | 3562.6218
16495 | 4161 | 3942.994 | 3592.3952 | 3663.6943 | 3562.3223 | [8 empty] | 4349.7989 | 4161 | 3942.994 | 3592.3952 | 3663.6943 | 3562.3223
16496 | 4160 | 3942.4309 | 3591.8999 | 3662.6566 | 3561.6862 | [8 empty] | 4349.7777 | 4160 | 3942.4309 | 3591.8999 | 3662.6566 | 3561.6862
16497 | 4159 | 3942.141 | 3591.727 | 3662.2553 | 3561.5808 | [8 empty] | 4349.6822 | 4159 | 3942.141 | 3591.727 | 3662.2553 | 3561.5808
16498 | 4159 | 3941.1152 | 3591.5602 | 3662.1182 | 3561.1002 | [8 empty] | 4349.0368 | 4159 | 3941.1152 | 3591.5602 | 3662.1182 | 3561.1002
16499 | 4159 | 3940.4725 | 3591.2074 | 3661.7632 | 3560.9221 | [8 empty] | 4347.8712 | 4159 | 3940.4725 | 3591.2074 | 3661.7632 | 3560.9221
16500 | 4159 | 3939.6817 | 3590.9608 | 3660.9138 | 3560.884 | [8 empty] | 4347.6751 | 4159 | 3939.6817 | 3590.9608 | 3660.9138 | 3560.884
16501 | 4158 | 3939.5983 | 3590.2004 | 3660.5466 | 3560.8422 | [8 empty] | 4347.1942 | 4158 | 3939.5983 | 3590.2004 | 3660.5466 | 3560.8422
16502 | 4158 | 3939.5718 | 3590.1499 | 3659.4562 | 3560.4028 | [8 empty] | 4346.7846 | 4158 | 3939.5718 | 3590.1499 | 3659.4562 | 3560.4028
16503 | 4157 | 3939.4066 | 3588.932 | 3659.302 | 3560.0272 | [8 empty] | 4346.7593 | 4157 | 3939.4066 | 3588.932 | 3659.302 | 3560.0272
16504 | 4157 | 3939.0933 | 3588.694 | 3658.1693 | 3558.6788 | [8 empty] | 4346.6982 | 4157 | 3939.0933 | 3588.694 | 3658.1693 | 3558.6788
16505 | 4157 | 3938.9613 | 3587.4119 | 3657.8505 | 3558.1761 | [8 empty] | 4346.3783 | 4157 | 3938.9613 | 3587.4119 | 3657.8505 | 3558.1761
16506 | 4156 | 3938.5078 | 3587.4067 | 3657.8439 | 3557.9969 | [8 empty] | 4345.917 | 4156 | 3938.5078 | 3587.4067 | 3657.8439 | 3557.9969
16507 | 4156 | 3938.505 | 3587.1716 | 3657.0538 | 3557.0413 | [8 empty] | 4345.6814 | 4156 | 3938.505 | 3587.1716 | 3657.0538 | 3557.0413
16508 | 4155 | 3938.4787 | 3586.1097 | 3656.7817 | 3556.1914 | [8 empty] | 4344.9619 | 4155 | 3938.4787 | 3586.1097 | 3656.7817 | 3556.1914
16509 | 4155 | 3938.4657 | 3585.8755 | 3656.4031 | 3554.641 | [8 empty] | 4344.7365 | 4155 | 3938.4657 | 3585.8755 | 3656.4031 | 3554.641
16510 | 4155 | 3938.1669 | 3585.3927 | 3654.9222 | 3553.7278 | [8 empty] | 4344.3039 | 4155 | 3938.1669 | 3585.3927 | 3654.9222 | 3553.7278
16511 | 4154 | 3937.5657 | 3585.3361 | 3654.898 | 3553.6666 | [8 empty] | 4344.2939 | 4154 | 3937.5657 | 3585.3361 | 3654.898 | 3553.6666
16512 | 4154 | 3937.3871 | 3585.0699 | 3654.4923 | 3553.659 | [8 empty] | 4343.3318 | 4154 | 3937.3871 | 3585.0699 | 3654.4923 | 3553.659
16513 | 4153 | 3937.0219 | 3584.4624 | 3654.0447 | 3553.6457 | [8 empty] | 4343.0919 | 4153 | 3937.0219 | 3584.4624 | 3654.0447 | 3553.6457
16514 | 4153 | 3936.7806 | 3584.2338 | 3653.3577 | 3553.0736 | [8 empty] | 4342.1957 | 4153 | 3936.7806 | 3584.2338 | 3653.3577 | 3553.0736
16515 | 4153 | 3936.7051 | 3584.0802 | 3652.6453 | 3553.0664 | [8 empty] | 4341.9618 | 4153 | 3936.7051 | 3584.0802 | 3652.6453 | 3553.0664
16516 | 4153 | 3934.7185 | 3583.6903 | 3651.9453 | 3552.3603 | [8 empty] | 4341.3909 | 4153 | 3934.7185 | 3583.6903 | 3651.9453 | 3552.3603
16517 | 4152 | 3934.5537 | 3582.4271 | 3651.7035 | 3552.2824 | [8 empty] | 4341.2929 | 4152 | 3934.5537 | 3582.4271 | 3651.7035 | 3552.2824
16518 | 4151 | 3934.4667 | 3582.0219 | 3651.6842 | 3551.4659 | [8 empty] | 4341.2723 | 4151 | 3934.4667 | 3582.0219 | 3651.6842 | 3551.4659
16519 | 4151 | 3934.3522 | 3581.8311 | 3651.3866 | 3551.3235 | [8 empty] | 4340.9474 | 4151 | 3934.3522 | 3581.8311 | 3651.3866 | 3551.3235
16520 | 4150 | 3934.3205 | 3581.8098 | 3650.9882 | 3551.1764 | [8 empty] | 4340.5787 | 4150 | 3934.3205 | 3581.8098 | 3650.9882 | 3551.1764
16521 | 4150 | 3934.2823 | 3581.6469 | 3650.9356 | 3550.9765 | [8 empty] | 4340.3162 | 4150 | 3934.2823 | 3581.6469 | 3650.9356 | 3550.9765
16522 | 4150 | 3934.226 | 3581.4998 | 3649.7573 | 3550.6283 | [8 empty] | 4339.9999 | 4150 | 3934.226 | 3581.4998 | 3649.7573 | 3550.6283
16523 | 4150 | 3932.5984 | 3581.3939 | 3649.7274 | 3550.3304 | [8 empty] | 4339.7275 | 4150 | 3932.5984 | 3581.3939 | 3649.7274 | 3550.3304
16524 | 4149 | 3932.3294 | 3581.1191 | 3649.1449 | 3549.8053 | [8 empty] | 4339.7145 | 4149 | 3932.3294 | 3581.1191 | 3649.1449 | 3549.8053
16525 | 4149 | 3932.2981 | 3580.6912 | 3647.827 | 3548.9947 | [8 empty] | 4339.5305 | 4149 | 3932.2981 | 3580.6912 | 3647.827 | 3548.9947
16526 | 4148 | 3932.2838 | 3580.0845 | 3647.3069 | 3548.9457 | [8 empty] | 4339.1018 | 4148 | 3932.2838 | 3580.0845 | 3647.3069 | 3548.9457
16527 | 4147 | 3931.2461 | 3579.8755 | 3646.0386 | 3548.8775 | [8 empty] | 4338.7381 | 4147 | 3931.2461 | 3579.8755 | 3646.0386 | 3548.8775
16528 | 4147 | 3931.2078 | 3578.9863 | 3644.2632 | 3548.4204 | [8 empty] | 4338.6148 | 4147 | 3931.2078 | 3578.9863 | 3644.2632 | 3548.4204
16529 | 4146 | 3931.1605 | 3578.4586 | 3643.945 | 3547.5183 | [8 empty] | 4338.5593 | 4146 | 3931.1605 | 3578.4586 | 3643.945 | 3547.5183
16530 | 4146 | 3930.9817 | 3578.1285 | 3643.0307 | 3547.0801 | [8 empty] | 4338.4328 | 4146 | 3930.9817 | 3578.1285 | 3643.0307 | 3547.0801
16531 | 4145 | 3930.7881 | 3577.9053 | 3642.7829 | 3546.04 | [8 empty] | 4338.1179 | 4145 | 3930.7881 | 3577.9053 | 3642.7829 | 3546.04
16532 | 4144 | 3930.6358 | 3577.7039 | 3642.1892 | 3545.9393 | [8 empty] | 4337.7866 | 4144 | 3930.6358 | 3577.7039 | 3642.1892 | 3545.9393
16533 | 4144 | 3930.4198 | 3577.4087 | 3641.9866 | 3545.5768 | [8 empty] | 4337.4875 | 4144 | 3930.4198 | 3577.4087 | 3641.9866 | 3545.5768
16534 | 4143 | 3930.3215 | 3577.0949 | 3641.9046 | 3545.2505 | [8 empty] | 4336.3592 | 4143 | 3930.3215 | 3577.0949 | 3641.9046 | 3545.2505
16535 | 4143 | 3930.0911 | 3577.0613 | 3641.8875 | 3544.2872 | [8 empty] | 4336.0724 | 4143 | 3930.0911 | 3577.0613 | 3641.8875 | 3544.2872
16536 | 4143 | 3929.9393 | 3576.4061 | 3641.0237 | 3544.2593 | [8 empty] | 4335.7713 | 4143 | 3929.9393 | 3576.4061 | 3641.0237 | 3544.2593
16537 | 4143 | 3929.8491 | 3575.391 | 3640.9901 | 3544.0388 | [8 empty] | 4335.2124 | 4143 | 3929.8491 | 3575.391 | 3640.9901 | 3544.0388
16538 | 4143 | 3929.3709 | 3574.0671 | 3640.769 | 3543.8597 | [8 empty] | 4334.8471 | 4143 | 3929.3709 | 3574.0671 | 3640.769 | 3543.8597
16539 | 4141 | 3929.0834 | 3573.9461 | 3640.4863 | 3543.291 | [8 empty] | 4334.524 | 4141 | 3929.0834 | 3573.9461 | 3640.4863 | 3543.291
16540 | 4140 | 3928.9014 | 3573.892 | 3639.9199 | 3543.2435 | [8 empty] | 4334.475 | 4140 | 3928.9014 | 3573.892 | 3639.9199 | 3543.2435
16541 | 4140 | 3928.6834 | 3573.4051 | 3639.7355 | 3542.7845 | [8 empty] | 4334.3863 | 4140 | 3928.6834 | 3573.4051 | 3639.7355 | 3542.7845
16542 | 4140 | 3928.5738 | 3573.0877 | 3639.3944 | 3541.8297 | [8 empty] | 4334.1341 | 4140 | 3928.5738 | 3573.0877 | 3639.3944 | 3541.8297
16543 | 4140 | 3928.3935 | 3571.6684 | 3639.1123 | 3541.6004 | [8 empty] | 4333.7078 | 4140 | 3928.3935 | 3571.6684 | 3639.1123 | 3541.6004
16544 | 4139 | 3927.8936 | 3571.6548 | 3639.0376 | 3540.9222 | [8 empty] | 4333.6799 | 4139 | 3927.8936 | 3571.6548 | 3639.0376 | 3540.9222
16545 | 4139 | 3927.824 | 3570.8824 | 3638.9195 | 3540.3302 | [8 empty] | 4333.6572 | 4139 | 3927.824 | 3570.8824 | 3638.9195 | 3540.3302
16546 | 4139 | 3927.767 | 3570.5688 | 3638.8862 | 3540.169 | [8 empty] | 4333.6466 | 4139 | 3927.767 | 3570.5688 | 3638.8862 | 3540.169
16547 | 4139 | 3926.6953 | 3569.9931 | 3638.7576 | 3540.0252 | [8 empty] | 4332.7574 | 4139 | 3926.6953 | 3569.9931 | 3638.7576 | 3540.0252
16548 | 4139 | 3925.9023 | 3569.8294 | 3638.6127 | 3539.3926 | [8 empty] | 4332.3071 | 4139 | 3925.9023 | 3569.8294 | 3638.6127 | 3539.3926
16549 | 4139 | 3925.8302 | 3569.3486 | 3638.0548 | 3539.1351 | [8 empty] | 4331.8048 | 4139 | 3925.8302 | 3569.3486 | 3638.0548 | 3539.1351
16550 | 4139 | 3925.1017 | 3568.9211 | 3638.0537 | 3538.7557 | [8 empty] | 4331.2378 | 4139 | 3925.1017 | 3568.9211 | 3638.0537 | 3538.7557
16551 | 4138 | 3924.9096 | 3568.8114 | 3637.3012 | 3538.2701 | [8 empty] | 4330.9698 | 4138 | 3924.9096 | 3568.8114 | 3637.3012 | 3538.2701
16552 | 4138 | 3924.7997 | 3568.2564 | 3637.3003 | 3536.831 | [8 empty] | 4330.6954 | 4138 | 3924.7997 | 3568.2564 | 3637.3003 | 3536.831
16553 | 4137 | 3924.4187 | 3568.1464 | 3637.2542 | 3536.4054 | [8 empty] | 4330.4057 | 4137 | 3924.4187 | 3568.1464 | 3637.2542 | 3536.4054
16554 | 4136 | 3924.2376 | 3568.1204 | 3637.1303 | 3535.4808 | [8 empty] | 4329.7698 | 4136 | 3924.2376 | 3568.1204 | 3637.1303 | 3535.4808
16555 | 4136 | 3923.131 | 3567.4783 | 3636.6888 | 3534.7779 | [8 empty] | 4329.368 | 4136 | 3923.131 | 3567.4783 | 3636.6888 | 3534.7779
16556 | 4136 | 3922.8452 | 3566.5809 | 3635.9914 | 3532.5916 | [8 empty] | 4329.3398 | 4136 | 3922.8452 | 3566.5809 | 3635.9914 | 3532.5916
16557 | 4135 | 3922.622 | 3566.5269 | 3635.6289 | 3531.5261 | [8 empty] | 4328.7735 | 4135 | 3922.622 | 3566.5269 | 3635.6289 | 3531.5261
16558 | 4134 | 3921.9211 | 3565.4123 | 3634.0605 | 3530.8259 | [8 empty] | 4328.3404 | 4134 | 3921.9211 | 3565.4123 | 3634.0605 | 3530.8259
16559 | 4133 | 3921.0949 | 3565.1945 | 3633.9 | 3530.6085 | [8 empty] | 4328.3093 | 4133 | 3921.0949 | 3565.1945 | 3633.9 | 3530.6085
16560 | 4132 | 3920.7793 | 3564.9059 | 3633.7218 | 3530.298 | [8 empty] | 4328.2959 | 4132 | 3920.7793 | 3564.9059 | 3633.7218 | 3530.298
16561 | 4132 | 3919.773 | 3564.8736 | 3633.1564 | 3529.0283 | [8 empty] | 4327.9614 | 4132 | 3919.773 | 3564.8736 | 3633.1564 | 3529.0283
16562 | 4132 | 3919.5253 | 3564.2744 | 3633.0067 | 3528.6241 | [8 empty] | 4327.2041 | 4132 | 3919.5253 | 3564.2744 | 3633.0067 | 3528.6241
16563 | 4132 | 3919.2798 | 3564.1743 | 3632.7233 | 3528.4285 | [8 empty] | 4326.2611 | 4132 | 3919.2798 | 3564.1743 | 3632.7233 | 3528.4285
16564 | 4129 | 3918.9661 | 3563.9565 | 3632.2719 | 3528.06 | [8 empty] | 4325.6777 | 4129 | 3918.9661 | 3563.9565 | 3632.2719 | 3528.06
16565 | 4129 | 3918.8523 | 3563.5531 | 3632.1443 | 3527.7612 | [8 empty] | 4324.9369 | 4129 | 3918.8523 | 3563.5531 | 3632.1443 | 3527.7612
16566 | 4129 | 3918.4817 | 3563.5183 | 3631.8145 | 3527.4865 | [8 empty] | 4324.6714 | 4129 | 3918.4817 | 3563.5183 | 3631.8145 | 3527.4865
16567 | 4128 | 3917.7017 | 3563.4325 | 3631.5345 | 3527.1456 | [8 empty] | 4324.4839 | 4128 | 3917.7017 | 3563.4325 | 3631.5345 | 3527.1456
16568 | 4128 | 3915.5852 | 3563.3769 | 3631.3571 | 3527.077 | [8 empty] | 4324.2782 | 4128 | 3915.5852 | 3563.3769 | 3631.3571 | 3527.077
16569 | 4127 | 3915.1006 | 3563.2496 | 3631.3407 | 3526.8026 | [8 empty] | 4323.9921 | 4127 | 3915.1006 | 3563.2496 | 3631.3407 | 3526.8026
16570 | 4127 | 3915.069 | 3563.2024 | 3630.8082 | 3526.3635 | [8 empty] | 4323.927 | 4127 | 3915.069 | 3563.2024 | 3630.8082 | 3526.3635
16571 | 4127 | 3914.9746 | 3560.2917 | 3630.6912 | 3526.2791 | [8 empty] | 4323.8115 | 4127 | 3914.9746 | 3560.2917 | 3630.6912 | 3526.2791
16572 | 4127 | 3914.654 | 3558.8732 | 3630.2118 | 3526.1465 | [8 empty] | 4323.4796 | 4127 | 3914.654 | 3558.8732 | 3630.2118 | 3526.1465
16573 | 4127 | 3914.3212 | 3558.406 | 3629.2536 | 3525.3185 | [8 empty] | 4323.3164 | 4127 | 3914.3212 | 3558.406 | 3629.2536 | 3525.3185
16574 | 4127 | 3913.3616 | 3558.3647 | 3629.1023 | 3525.1028 | [8 empty] | 4323.2278 | 4127 | 3913.3616 | 3558.3647 | 3629.1023 | 3525.1028
16575 | 4126 | 3912.2194 | 3557.4865 | 3628.86 | 3524.9335 | [8 empty] | 4322.8232 | 4126 | 3912.2194 | 3557.4865 | 3628.86 | 3524.9335
16576 | 4126 | 3910.7916 | 3556.6957 | 3627.9411 | 3524.7524 | [8 empty] | 4322.6641 | 4126 | 3910.7916 | 3556.6957 | 3627.9411 | 3524.7524
16577 | 4126 | 3910.6258 | 3556.613 | 3627.5972 | 3524.7131 | [8 empty] | 4322.6274 | 4126 | 3910.6258 | 3556.613 | 3627.5972 | 3524.7131
16578 | 4125 | 3910.4555 | 3556.0856 | 3627.3321 | 3523.9378 | [8 empty] | 4322.5777 | 4125 | 3910.4555 | 3556.0856 | 3627.3321 | 3523.9378
16579 | 4125 | 3910.2296 | 3555.6085 | 3627.3176 | 3523.781 | [8 empty] | 4322.3637 | 4125 | 3910.2296 | 3555.6085 | 3627.3176 | 3523.781
16580 | 4123 | 3909.6049 | 3555.5023 | 3625.291 | 3523.5832 | [8 empty] | 4322.1158 | 4123 | 3909.6049 | 3555.5023 | 3625.291 | 3523.5832
16581 | 4123 | 3909.4642 | 3555.4936 | 3625.2328 | 3523.3022 | [8 empty] | 4321.197 | 4123 | 3909.4642 | 3555.4936 | 3625.2328 | 3523.3022
16582 | 4122 | 3909.4279 | 3555.284 | 3625.1223 | 3522.0554 | [8 empty] | 4320.6904 | 4122 | 3909.4279 | 3555.284 | 3625.1223 | 3522.0554
16583 | 4122 | 3909.1527 | 3555.0793 | 3624.2309 | 3521.8148 | [8 empty] | 4320.521 | 4122 | 3909.1527 | 3555.0793 | 3624.2309 | 3521.8148
16584 | 4121 | 3909.0195 | 3554.7611 | 3623.3107 | 3521.5536 | [8 empty] | 4320.4344 | 4121 | 3909.0195 | 3554.7611 | 3623.3107 | 3521.5536
16585 | 4121 | 3908.8841 | 3554.2764 | 3623.2697 | 3521.4133 | [8 empty] | 4320.2271 | 4121 | 3908.8841 | 3554.2764 | 3623.2697 | 3521.4133
16586 | 4119 | 3908.6138 | 3553.8779 | 3622.81 | 3521.3436 | [8 empty] | 4320.1489 | 4119 | 3908.6138 | 3553.8779 | 3622.81 | 3521.3436
16587 | 4119 | 3907.6064 | 3553.6348 | 3622.6521 | 3520.4186 | [8 empty] | 4319.9657 | 4119 | 3907.6064 | 3553.6348 | 3622.6521 | 3520.4186
16588 | 4119 | 3907.4935 | 3553.555 | 3621.9121 | 3520.2992 | [8 empty] | 4319.9258 | 4119 | 3907.4935 | 3553.555 | 3621.9121 | 3520.2992
16589 | 4118 | 3907.2389 | 3551.3468 | 3621.8949 | 3520.1207 | [8 empty] | 4318.909 | 4118 | 3907.2389 | 3551.3468 | 3621.8949 | 3520.1207
16590 | 4117 | 3907.073 | 3550.949 | 3621.8523 | 3520.0026 | [8 empty] | 4318.8675 | 4117 | 3907.073 | 3550.949 | 3621.8523 | 3520.0026
16591 | 4116 | 3906.4606 | 3550.7816 | 3621.4133 | 3519.8253 | [8 empty] | 4318.8562 | 4116 | 3906.4606 | 3550.7816 | 3621.4133 | 3519.8253
16592 | 4116 | 3906.2182 | 3550.7204 | 3620.2896 | 3518.7845 | [8 empty] | 4318.5086 | 4116 | 3906.2182 | 3550.7204 | 3620.2896 | 3518.7845
16593 | 4115 | 3905.9407 | 3550.5644 | 3620.0893 | 3518.6924 | [8 empty] | 4318.2405 | 4115 | 3905.9407 | 3550.5644 | 3620.0893 | 3518.6924
16594 | 4115 | 3904.8495 | 3549.4125 | 3619.6729 | 3517.5052 | [8 empty] | 4318.1305 | 4115 | 3904.8495 | 3549.4125 | 3619.6729 | 3517.5052
16595 | 4114 | 3903.8576 | 3549.3408 | 3619.6138 | 3516.9451 | [8 empty] | 4317.7824 | 4114 | 3903.8576 | 3549.3408 | 3619.6138 | 3516.9451
16596 | 4114 | 3903.8148 | 3549.2381 | 3619.6112 | 3516.7543 | [8 empty] | 4316.9309 | 4114 | 3903.8148 | 3549.2381 | 3619.6112 | 3516.7543
16597 | 4114 | 3903.7094 | 3549.1254 | 3618.8757 | 3515.7882 | [8 empty] | 4316.4948 | 4114 | 3903.7094 | 3549.1254 | 3618.8757 | 3515.7882
16598 | 4114 | 3903.4836 | 3548.9412 | 3618.3076 | 3515.5718 | [8 empty] | 4316.4023 | 4114 | 3903.4836 | 3548.9412 | 3618.3076 | 3515.5718
16599 | 4113 | 3902.1173 | 3548.7439 | 3615.9246 | 3515.4432 | [8 empty] | 4316.1705 | 4113 | 3902.1173 | 3548.7439 | 3615.9246 | 3515.4432
16600 | 4113 | 3901.035 | 3548.5161 | 3615.5862 | 3515.2309 | [8 empty] | 4315.5003 | 4113 | 3901.035 | 3548.5161 | 3615.5862 | 3515.2309
16601 | 4113 | 3900.8411 | 3547.8007 | 3615.3896 | 3514.8359 | [8 empty] | 4315.1537 | 4113 | 3900.8411 | 3547.8007 | 3615.3896 | 3514.8359
16602 | 4113 | 3900.4393 | 3547.7238 | 3615.0295 | 3513.874 | [8 empty] | 4314.9208 | 4113 | 3900.4393 | 3547.7238 | 3615.0295 | 3513.874
16603 | 4113 | 3899.6535 | 3546.225 | 3614.9377 | 3513.7708 | [8 empty] | 4314.7053 | 4113 | 3899.6535 | 3546.225 | 3614.9377 | 3513.7708
16604 | 4112 | 3899.0813 | 3545.9353 | 3614.4648 | 3512.2951 | [8 empty] | 4314.4936 | 4112 | 3899.0813 | 3545.9353 | 3614.4648 | 3512.2951
16605 | 4112 | 3898.54 | 3545.8542 | 3613.4009 | 3512.2811 | [8 empty] | 4314.3395 | 4112 | 3898.54 | 3545.8542 | 3613.4009 | 3512.2811
16606 | 4111 | 3897.5332 | 3545.8217 | 3613.3632 | 3511.8424 | [8 empty] | 4314.1595 | 4111 | 3897.5332 | 3545.8217 | 3613.3632 | 3511.8424
16607 | 4109 | 3897.2886 | 3544.7536 | 3613.1097 | 3511.837 | [8 empty] | 4314.0318 | 4109 | 3897.2886 | 3544.7536 | 3613.1097 | 3511.837
16608 | 4108 | 3896.3459 | 3543.9312 | 3612.3504 | 3510.9136 | [8 empty] | 4313.9597 | 4108 | 3896.3459 | 3543.9312 | 3612.3504 | 3510.9136
16609 | 4108 | 3896.3161 | 3543.3728 | 3612.2485 | 3510.3996 | [8 empty] | 4312.9348 | 4108 | 3896.3161 | 3543.3728 | 3612.2485 | 3510.3996
16610 | 4108 | 3896.2153 | 3543.1623 | 3612.193 | 3510.1801 | [8 empty] | 4312.7658 | 4108 | 3896.2153 | 3543.1623 | 3612.193 | 3510.1801
16611 | 4108 | 3895.3948 | 3543.1253 | 3612.0788 | 3509.7974 | [8 empty] | 4312.53 | 4108 | 3895.3948 | 3543.1253 | 3612.0788 | 3509.7974
16612 | 4108 | 3894.609 | 3542.6719 | 3612.0495 | 3509.5201 | [8 empty] | 4312.4642 | 4108 | 3894.609 | 3542.6719 | 3612.0495 | 3509.5201
16613 | 4107 | 3894.1089 | 3542.2325 | 3611.2327 | 3508.8025 | [8 empty] | 4312.2547 | 4107 | 3894.1089 | 3542.2325 | 3611.2327 | 3508.8025
16614 | 4107 | 3893.1126 | 3541.9597 | 3610.8659 | 3508.1026 | [8 empty] | 4311.9709 | 4107 | 3893.1126 | 3541.9597 | 3610.8659 | 3508.1026
16615 | 4107 | 3892.6231 | 3540.7941 | 3610.7948 | 3507.6114 | [8 empty] | 4311.8249 | 4107 | 3892.6231 | 3540.7941 | 3610.7948 | 3507.6114
16616 | 4107 | 3892.5257 | 3540.4665 | 3610.4483 | 3507.2831 | [8 empty] | 4311.7111 | 4107 | 3892.5257 | 3540.4665 | 3610.4483 | 3507.2831
16617 | 4107 | 3890.9589 | 3540.3929 | 3610.3725 | 3507.0684 | [8 empty] | 4311.321 | 4107 | 3890.9589 | 3540.3929 | 3610.3725 | 3507.0684
16618 | 4106 | 3890.8342 | 3539.901 | 3610.1979 | 3506.8878 | [8 empty] | 4311.0085 | 4106 | 3890.8342 | 3539.901 | 3610.1979 | 3506.8878
16619 | 4106 | 3889.9892 | 3538.8983 | 3609.5447 | 3504.2226 | [8 empty] | 4310.8486 | 4106 | 3889.9892 | 3538.8983 | 3609.5447 | 3504.2226
16620 | 4106 | 3889.385 | 3537.3951 | 3609.374 | 3503.5762 | [8 empty] | 4310.5153 | 4106 | 3889.385 | 3537.3951 | 3609.374 | 3503.5762
16621 | 4104 | 3889.3615 | 3537.2327 | 3609.3443 | 3502.3063 | [8 empty] | 4309.8467 | 4104 | 3889.3615 | 3537.2327 | 3609.3443 | 3502.3063
16622 | 4104 | 3887.9946 | 3536.5145 | 3609.1241 | 3501.5098 | [8 empty] | 4309.5691 | 4104 | 3887.9946 | 3536.5145 | 3609.1241 | 3501.5098
16623 | 4104 | 3887.1034 | 3536.2338 | 3608.1836 | 3501.2307 | [8 empty] | 4309.2692 | 4104 | 3887.1034 | 3536.2338 | 3608.1836 | 3501.2307
16624 | 4103 | 3887.0234 | 3535.9145 | 3607.4586 | 3500.8766 | [8 empty] | 4307.9783 | 4103 | 3887.0234 | 3535.9145 | 3607.4586 | 3500.8766
16625 | 4103 | 3886.5403 | 3535.7929 | 3606.9235 | 3500.6821 | [8 empty] | 4307.5477 | 4103 | 3886.5403 | 3535.7929 | 3606.9235 | 3500.6821
16626 | 4103 | 3886.0528 | 3535.5227 | 3606.4642 | 3500.4781 | [8 empty] | 4306.3768 | 4103 | 3886.0528 | 3535.5227 | 3606.4642 | 3500.4781
16627 | 4103 | 3885.9657 | 3535.4152 | 3605.2479 | 3500.1328 | [8 empty] | 4306.3216 | 4103 | 3885.9657 | 3535.4152 | 3605.2479 | 3500.1328
16628 | 4102 | 3885.9355 | 3535.4068 | 3605.2058 | 3499.9078 | [8 empty] | 4306.1487 | 4102 | 3885.9355 | 3535.4068 | 3605.2058 | 3499.9078
16629 | 4102 | 3885.496 | 3534.7895 | 3604.139 | 3499.1226 | [8 empty] | 4305.6003 | 4102 | 3885.496 | 3534.7895 | 3604.139 | 3499.1226
16630 | 4102 | 3885.0839 | 3534.7361 | 3603.2298 | 3499.0829 | [8 empty] | 4305.5614 | 4102 | 3885.0839 | 3534.7361 | 3603.2298 | 3499.0829
16631 | 4101 | 3883.1949 | 3534.6929 | 3602.9734 | 3498.529 | [8 empty] | 4305.5138 | 4101 | 3883.1949 | 3534.6929 | 3602.9734 | 3498.529
16632 | 4101 | 3882.674 | 3534.5554 | 3602.9422 | 3498.4383 | [8 empty] | 4305.0234 | 4101 | 3882.674 | 3534.5554 | 3602.9422 | 3498.4383
16633 | 4101 | 3882.4408 | 3534.0067 | 3602.6902 | 3498.1938 | [8 empty] | 4304.9637 | 4101 | 3882.4408 | 3534.0067 | 3602.6902 | 3498.1938
16634 | 4100 | 3882.0656 | 3533.5395 | 3602.615 | 3497.9185 | [8 empty] | 4304.8302 | 4100 | 3882.0656 | 3533.5395 | 3602.615 | 3497.9185
16635 | 4100 | 3881.5187 | 3533.1587 | 3602.5807 | 3497.8876 | [8 empty] | 4304.576 | 4100 | 3881.5187 | 3533.1587 | 3602.5807 | 3497.8876
16636 | 4100 | 3881.01 | 3532.4786 | 3602.0384 | 3497.8007 | [8 empty] | 4303.6533 | 4100 | 3881.01 | 3532.4786 | 3602.0384 | 3497.8007
16637 | 4099 | 3880.9863 | 3532.1733 | 3601.4929 | 3496.6872 | [8 empty] | 4303.6231 | 4099 | 3880.9863 | 3532.1733 | 3601.4929 | 3496.6872
16638 | 4099 | 3880.9091 | 3531.8143 | 3600.6731 | 3496.4165 | [8 empty] | 4303.2013 | 4099 | 3880.9091 | 3531.8143 | 3600.6731 | 3496.4165
16639 | 4099 | 3880.0297 | 3531.7319 | 3600.6384 | 3496.3893 | [8 empty] | 4302.8349 | 4099 | 3880.0297 | 3531.7319 | 3600.6384 | 3496.3893
16640 | 4099 | 3879.8149 | 3530.3029 | 3599.0331 | 3494.962 | [8 empty] | 4302.6072 | 4099 | 3879.8149 | 3530.3029 | 3599.0331 | 3494.962
16641 | 4099 | 3879.6522 | 3529.8223 | 3598.6154 | 3493.6831 | [8 empty] | 4301.9711 | 4099 | 3879.6522 | 3529.8223 | 3598.6154 | 3493.6831
16642 | 4098 | 3879.0791 | 3528.8739 | 3598.2858 | 3493.2153 | [8 empty] | 4301.8182 | 4098 | 3879.0791 | 3528.8739 | 3598.2858 | 3493.2153
16643 | 4098 | 3878.8066 | 3528.8309 | 3597.1187 | 3493.1561 | [8 empty] | 4301.3488 | 4098 | 3878.8066 | 3528.8309 | 3597.1187 | 3493.1561
16644 | 4098 | 3878.5344 | 3528.5289 | 3596.9205 | 3492.5329 | [8 empty] | 4300.5649 | 4098 | 3878.5344 | 3528.5289 | 3596.9205 | 3492.5329
16645 | 4097 | 3877.7381 | 3527.8174 | 3596.8693 | 3492.3633 | [8 empty] | 4300.5044 | 4097 | 3877.7381 | 3527.8174 | 3596.8693 | 3492.3633
16646 | 4097 | 3877.3436 | 3527.7219 | 3596.7583 | 3491.9104 | [8 empty] | 4300.448 | 4097 | 3877.3436 | 3527.7219 | 3596.7583 | 3491.9104
16647 | 4097 | 3876.4557 | 3527.2104 | 3595.4042 | 3491.422 | [8 empty] | 4299.6818 | 4097 | 3876.4557 | 3527.2104 | 3595.4042 | 3491.422
16648 | 4097 | 3873.5862 | 3526.7962 | 3594.4767 | 3490.7025 | [8 empty] | 4297.7477 | 4097 | 3873.5862 | 3526.7962 | 3594.4767 | 3490.7025
16649 | 4096 | 3873.4219 | 3526.0276 | 3592.9333 | 3490.2663 | [8 empty] | 4297.739 | 4096 | 3873.4219 | 3526.0276 | 3592.9333 | 3490.2663
16650 | 4096 | 3873.2694 | 3524.847 | 3592.731 | 3489.3114 | [8 empty] | 4295.562 | 4096 | 3873.2694 | 3524.847 | 3592.731 | 3489.3114
16651 | 4095 | 3873.2631 | 3524.3697 | 3592.1264 | 3489.16 | [8 empty] | 4295.5531 | 4095 | 3873.2631 | 3524.3697 | 3592.1264 | 3489.16
16652 | 4094 | 3872.4508 | 3524.25 | 3592.1237 | 3489.0738 | [8 empty] | 4295.2202 | 4094 | 3872.4508 | 3524.25 | 3592.1237 | 3489.0738
16653 | 4093 | 3872.4313 | 3524.1938 | 3591.8318 | 3487.1961 | [8 empty] | 4295.1101 | 4093 | 3872.4313 | 3524.1938 | 3591.8318 | 3487.1961
16654 | 4092 | 3872.0612 | 3524.149 | 3591.2333 | 3487.1097 | [8 empty] | 4294.1056 | 4092 | 3872.0612 | 3524.149 | 3591.2333 | 3487.1097
16655 | 4092 | 3871.9454 | 3522.9407 | 3591.2109 | 3485.7015 | [8 empty] | 4293.7924 | 4092 | 3871.9454 | 3522.9407 | 3591.2109 | 3485.7015
16656 | 4092 | 3871.0876 | 3522.7394 | 3590.909 | 3485.3871 | [8 empty] | 4293.3388 | 4092 | 3871.0876 | 3522.7394 | 3590.909 | 3485.3871
16657 | 4092 | 3869.9098 | 3521.6657 | 3590.1252 | 3483.7474 | [8 empty] | 4293.1394 | 4092 | 3869.9098 | 3521.6657 | 3590.1252 | 3483.7474
16658 | 4092 | 3869.0322 | 3521.4576 | 3589.2031 | 3483.468 | [8 empty] | 4293.1253 | 4092 | 3869.0322 | 3521.4576 | 3589.2031 | 3483.468
16659 | 4092 | 3868.5635 | 3520.8715 | 3588.1498 | 3483.2322 | [8 empty] | 4292.8535 | 4092 | 3868.5635 | 3520.8715 | 3588.1498 | 3483.2322
16660 | 4092 | 3867.4008 | 3520.2066 | 3588.0175 | 3483.0537 | [8 empty] | 4292.1469 | 4092 | 3867.4008 | 3520.2066 | 3588.0175 | 3483.0537
16661 | 4091 | 3867.3813 | 3519.5927 | 3587.8014 | 3482.5451 | [8 empty] | 4292.1292 | 4091 | 3867.3813 | 3519.5927 | 3587.8014 | 3482.5451
16662 | 4091 | 3867.3262 | 3519.312 | 3587.5427 | 3482.4226 | [8 empty] | 4291.6105 | 4091 | 3867.3262 | 3519.312 | 3587.5427 | 3482.4226
16663 | 4090 | 3866.0192 | 3519.1097 | 3587.4334 | 3482.3428 | [8 empty] | 4291.469 | 4090 | 3866.0192 | 3519.1097 | 3587.4334 | 3482.3428
16664 | 4090 | 3865.4427 | 3519.0742 | 3586.5276 | 3481.662 | [8 empty] | 4291.4267 | 4090 | 3865.4427 | 3519.0742 | 3586.5276 | 3481.662
16665 | 4090 | 3865.1843 | 3518.7926 | 3586.3414 | 3481.4913 | [8 empty] | 4291.2984 | 4090 | 3865.1843 | 3518.7926 | 3586.3414 | 3481.4913
16666 | 4089 | 3865.076 | 3518.3377 | 3586.2195 | 3480.2537 | [8 empty] | 4291.1692 | 4089 | 3865.076 | 3518.3377 | 3586.2195 | 3480.2537
16667 | 4089 | 3863.2997 | 3518.0253 | 3586.178 | 3480.1231 | [8 empty] | 4290.8756 | 4089 | 3863.2997 | 3518.0253 | 3586.178 | 3480.1231
16668 | 4088 | 3862.7979 | 3516.2441 | 3586.1205 | 3479.8087 | [8 empty] | 4290.8183 | 4088 | 3862.7979 | 3516.2441 | 3586.1205 | 3479.8087
16669 | 4088 | 3862.3745 | 3515.1395 | 3585.7058 | 3479.6726 | [8 empty] | 4290.8172 | 4088 | 3862.3745 | 3515.1395 | 3585.7058 | 3479.6726
16670 | 4088 | 3860.8731 | 3514.9296 | 3585.0915 | 3479.0179 | [8 empty] | 4290.7294 | 4088 | 3860.8731 | 3514.9296 | 3585.0915 | 3479.0179
16671 | 4088 | 3860.7713 | 3514.5353 | 3585.031 | 3478.6626 | [8 empty] | 4290.3045 | 4088 | 3860.7713 | 3514.5353 | 3585.031 | 3478.6626
16672 | 4087 | 3859.894 | 3514.281 | 3584.3098 | 3478.2461 | [8 empty] | 4289.7268 | 4087 | 3859.894 | 3514.281 | 3584.3098 | 3478.2461
16673 | 4087 | 3859.3449 | 3514.2782 | 3582.7075 | 3478.1945 | [8 empty] | 4288.4947 | 4087 | 3859.3449 | 3514.2782 | 3582.7075 | 3478.1945
16674 | 4087 | 3859.1011 | 3513.3659 | 3582.5558 | 3478.0247 | [8 empty] | 4288.161 | 4087 | 3859.1011 | 3513.3659 | 3582.5558 | 3478.0247
16675 | 4087 | 3858.8222 | 3513.0533 | 3582.1856 | 3477.8755 | [8 empty] | 4288.0206 | 4087 | 3858.8222 | 3513.0533 | 3582.1856 | 3477.8755
16676 | 4086 | 3858.4159 | 3512.7361 | 3581.8332 | 3477.4242 | [8 empty] | 4287.7932 | 4086 | 3858.4159 | 3512.7361 | 3581.8332 | 3477.4242
16677 | 4086 | 3857.7306 | 3512.6167 | 3581.0565 | 3477.3765 | [8 empty] | 4287.7355 | 4086 | 3857.7306 | 3512.6167 | 3581.0565 | 3477.3765
16678 | 4086 | 3857.013 | 3511.8011 | 3580.0381 | 3477.2587 | [8 empty] | 4287.6221 | 4086 | 3857.013 | 3511.8011 | 3580.0381 | 3477.2587
16679 | 4086 | 3856.6422 | 3511.3021 | 3578.9625 | 3477.1352 | [8 empty] | 4286.9268 | 4086 | 3856.6422 | 3511.3021 | 3578.9625 | 3477.1352
16680 | 4086 | 3856.2995 | 3510.5612 | 3578.9567 | 3476.5639 | [8 empty] | 4286.7144 | 4086 | 3856.2995 | 3510.5612 | 3578.9567 | 3476.5639
16681 | 4086 | 3855.9083 | 3510.0913 | 3578.8571 | 3476.486 | [8 empty] | 4286.6699 | 4086 | 3855.9083 | 3510.0913 | 3578.8571 | 3476.486
16682 | 4085 | 3855.7733 | 3509.5981 | 3578.46 | 3475.3525 | [8 empty] | 4286.5093 | 4085 | 3855.7733 | 3509.5981 | 3578.46 | 3475.3525
16683 | 4084 | 3855.4531 | 3509.2461 | 3577.8892 | 3474.4449 | [8 empty] | 4286.0427 | 4084 | 3855.4531 | 3509.2461 | 3577.8892 | 3474.4449
16684 | 4084 | 3855.4099 | 3509.0108 | 3577.319 | 3474.4433 | [8 empty] | 4285.9905 | 4084 | 3855.4099 | 3509.0108 | 3577.319 | 3474.4433
16685 | 4084 | 3855.0565 | 3506.9928 | 3577.138 | 3474.1169 | [8 empty] | 4285.909 | 4084 | 3855.0565 | 3506.9928 | 3577.138 | 3474.1169
16686 | 4083 | 3854.5344 | 3506.9885 | 3575.9706 | 3473.991 | [8 empty] | 4285.4543 | 4083 | 3854.5344 | 3506.9885 | 3575.9706 | 3473.991
16687 | 4083 | 3854.376 | 3506.9832 | 3575.3796 | 3472.8962 | [8 empty] | 4285.4111 | 4083 | 3854.376 | 3506.9832 | 3575.3796 | 3472.8962
16688 | 4083 | 3854.3052 | 3505.0998 | 3574.5691 | 3472.3865 | [8 empty] | 4285.3107 | 4083 | 3854.3052 | 3505.0998 | 3574.5691 | 3472.3865
16689 | 4083 | 3853.6226 | 3504.2684 | 3574.3171 | 3470.6562 | [8 empty] | 4284.384 | 4083 | 3853.6226 | 3504.2684 | 3574.3171 | 3470.6562
16690 | 4082 | 3853.5239 | 3503.6986 | 3574.2471 | 3468.9321 | [8 empty] | 4284.2964 | 4082 | 3853.5239 | 3503.6986 | 3574.2471 | 3468.9321
16691 | 4082 | 3852.2382 | 3503.5537 | 3573.7575 | 3468.2931 | [8 empty] | 4283.9118 | 4082 | 3852.2382 | 3503.5537 | 3573.7575 | 3468.2931
16692 | 4082 | 3852.227 | 3503.5432 | 3572.8727 | 3468.2926 | [8 empty] | 4283.8812 | 4082 | 3852.227 | 3503.5432 | 3572.8727 | 3468.2926
16693 | 4081 | 3851.8078 | 3503.431 | 3572.8675 | 3467.5999 | [8 empty] | 4283.2757 | 4081 | 3851.8078 | 3503.431 | 3572.8675 | 3467.5999
16694 | 4081 | 3851.4528 | 3502.8994 | 3572.8602 | 3467.0998 | [8 empty] | 4283.0727 | 4081 | 3851.4528 | 3502.8994 | 3572.8602 | 3467.0998
16695 | 4081 | 3850.2893 | 3502.446 | 3572.8462 | 3466.9894 | [8 empty] | 4282.3568 | 4081 | 3850.2893 | 3502.446 | 3572.8462 | 3466.9894
16696 | 4081 | 3849.7156 | 3502.0647 | 3572.2292 | 3466.9408 | [8 empty] | 4281.9401 | 4081 | 3849.7156 | 3502.0647 | 3572.2292 | 3466.9408
16697 | 4080 | 3849.5997 | 3502.0346 | 3571.9178 | 3466.1203 | [8 empty] | 4281.5318 | 4080 | 3849.5997 | 3502.0346 | 3571.9178 | 3466.1203
16698 | 4080 | 3848.6954 | 3501.9481 | 3571.7455 | 3465.871 | [8 empty] | 4280.6916 | 4080 | 3848.6954 | 3501.9481 | 3571.7455 | 3465.871
16699 | 4079 | 3848.4586 | 3500.8342 | 3571.5954 | 3465.6005 | [8 empty] | 4280.5572 | 4079 | 3848.4586 | 3500.8342 | 3571.5954 | 3465.6005
16700 | 4079 | 3847.9609 | 3500.3764 | 3571.1896 | 3465.2787 | [8 empty] | 4280.062 | 4079 | 3847.9609 | 3500.3764 | 3571.1896 | 3465.2787
16701 | 4079 | 3847.7547 | 3500.1407 | 3571.0725 | 3464.862 | [8 empty] | 4279.6212 | 4079 | 3847.7547 | 3500.1407 | 3571.0725 | 3464.862
16702 | 4079 | 3847.6141 | 3499.2168 | 3569.8447 | 3464.5154 | [8 empty] | 4278.7679 | 4079 | 3847.6141 | 3499.2168 | 3569.8447 | 3464.5154
16703 | 4079 | 3847.5699 | 3498.7253 | 3567.9294 | 3463.6846 | [8 empty] | 4278.0818 | 4079 | 3847.5699 | 3498.7253 | 3567.9294 | 3463.6846
16704 | 4078 | 3846.5338 | 3497.012 | 3567.8309 | 3463.5372 | [8 empty] | 4277.5249 | 4078 | 3846.5338 | 3497.012 | 3567.8309 | 3463.5372
16705 | 4078 | 3846.367 | 3496.8234 | 3567.804 | 3463.2959 | [8 empty] | 4277.496 | 4078 | 3846.367 | 3496.8234 | 3567.804 | 3463.2959
16706 | 4078 | 3846.1387 | 3496.7229 | 3567.765 | 3463.1892 | [8 empty] | 4277.2818 | 4078 | 3846.1387 | 3496.7229 | 3567.765 | 3463.1892
16707 | 4078 | 3845.7118 | 3496.6652 | 3567.5672 | 3462.2284 | [8 empty] | 4276.818 | 4078 | 3845.7118 | 3496.6652 | 3567.5672 | 3462.2284
16708 | 4078 | 3845.7112 | 3496.5141 | 3567.0455 | 3462.0006 | [8 empty] | 4276.6127 | 4078 | 3845.7112 | 3496.5141 | 3567.0455 | 3462.0006
16709 | 4078 | 3844.1361 | 3496.0368 | 3566.9741 | 3461.888 | [8 empty] | 4276.1006 | 4078 | 3844.1361 | 3496.0368 | 3566.9741 | 3461.888
16710 | 4077 | 3843.8529 | 3495.5874 | 3566.8924 | 3461.5916 | [8 empty] | 4276.0254 | 4077 | 3843.8529 | 3495.5874 | 3566.8924 | 3461.5916
16711 | 4077 | 3842.9079 | 3495.4516 | 3566.5322 | 3460.6789 | [8 empty] | 4275.1088 | 4077 | 3842.9079 | 3495.4516 | 3566.5322 | 3460.6789
16712 | 4077 | 3842.2361 | 3495.3048 | 3566.3453 | 3460.4478 | [8 empty] | 4274.7072 | 4077 | 3842.2361 | 3495.3048 | 3566.3453 | 3460.4478
16713 | 4076 | 3841.8582 | 3494.5863 | 3565.9311 | 3459.7945 | [8 empty] | 4274.3163 | 4076 | 3841.8582 | 3494.5863 | 3565.9311 | 3459.7945
16714 | 4076 | 3841.0543 | 3492.3886 | 3565.4319 | 3459.7255 | [8 empty] | 4273.8565 | 4076 | 3841.0543 | 3492.3886 | 3565.4319 | 3459.7255
16715 | 4075 | 3840.7513 | 3491.982 | 3565.1509 | 3458.8656 | [8 empty] | 4271.0026 | 4075 | 3840.7513 | 3491.982 | 3565.1509 | 3458.8656
16716 | 4075 | 3840.0227 | 3491.5393 | 3565.1404 | 3458.6859 | [8 empty] | 4270.7778 | 4075 | 3840.0227 | 3491.5393 | 3565.1404 | 3458.6859
16717 | 4075 | 3839.4717 | 3491.4515 | 3564.4575 | 3457.9465 | [8 empty] | 4270.1646 | 4075 | 3839.4717 | 3491.4515 | 3564.4575 | 3457.9465
16718 | 4074 | 3838.458 | 3491.3508 | 3564.3737 | 3457.5003 | [8 empty] | 4269.817 | 4074 | 3838.458 | 3491.3508 | 3564.3737 | 3457.5003
16719 | 4074 | 3838.1841 | 3489.8777 | 3564.2863 | 3457.2863 | [8 empty] | 4269.7653 | 4074 | 3838.1841 | 3489.8777 | 3564.2863 | 3457.2863
16720 | 4074 | 3837.8461 | 3489.5683 | 3564.044 | 3456.7785 | [8 empty] | 4269.4031 | 4074 | 3837.8461 | 3489.5683 | 3564.044 | 3456.7785
16721 | 4073 | 3837.7808 | 3488.4244 | 3563.3232 | 3456.3737 | [8 empty] | 4268.9997 | 4073 | 3837.7808 | 3488.4244 | 3563.3232 | 3456.3737
16722 | 4073 | 3837.7153 | 3488.3737 | 3563.3033 | 3456.1972 | [8 empty] | 4268.3111 | 4073 | 3837.7153 | 3488.3737 | 3563.3033 | 3456.1972
16723 | 4073 | 3837.4421 | 3487.9523 | 3563.1981 | 3456.0747 | [8 empty] | 4268.0981 | 4073 | 3837.4421 | 3487.9523 | 3563.1981 | 3456.0747
16724 | 4072 | 3836.2468 | 3487.9043 | 3562.671 | 3455.985 | [8 empty] | 4267.334 | 4072 | 3836.2468 | 3487.9043 | 3562.671 | 3455.985
16725 | 4072 | 3835.7249 | 3487.6784 | 3562.5525 | 3455.8028 | [8 empty] | 4266.3694 | 4072 | 3835.7249 | 3487.6784 | 3562.5525 | 3455.8028
16726 | 4072 | 3834.5624 | 3487.499 | 3560.7823 | 3454.9549 | [8 empty] | 4266.3099 | 4072 | 3834.5624 | 3487.499 | 3560.7823 | 3454.9549
16727 | 4072 | 3834.32 | 3487.3279 | 3560.1827 | 3454.548 | [8 empty] | 4265.7996 | 4072 | 3834.32 | 3487.3279 | 3560.1827 | 3454.548
16728 | 4071 | 3834.1769 | 3486.0082 | 3559.7266 | 3454.5408 | [8 empty] | 4265.5695 | 4071 | 3834.1769 | 3486.0082 | 3559.7266 | 3454.5408
16729 | 4071 | 3834.1502 | 3485.7358 | 3559.6567 | 3454.3263 | [8 empty] | 4264.9161 | 4071 | 3834.1502 | 3485.7358 | 3559.6567 | 3454.3263
16730 | 4071 | 3832.9261 | 3485.6206 | 3559.2504 | 3453.1793 | [8 empty] | 4264.0269 | 4071 | 3832.9261 | 3485.6206 | 3559.2504 | 3453.1793
16731 | 4070 | 3832.5541 | 3485.0835 | 3558.5184 | 3452.7373 | [8 empty] | 4263.6793 | 4070 | 3832.5541 | 3485.0835 | 3558.5184 | 3452.7373
16732 | 4070 | 3832.2762 | 3485.0257 | 3558.2779 | 3452.7216 | [8 empty] | 4263.3792 | 4070 | 3832.2762 | 3485.0257 | 3558.2779 | 3452.7216
16733 | 4070 | 3832.0975 | 3484.3756 | 3558.2102 | 3452.6756 | [8 empty] | 4263.3691 | 4070 | 3832.0975 | 3484.3756 | 3558.2102 | 3452.6756
16734 | 4070 | 3831.7013 | 3484.3027 | 3557.5912 | 3452.5227 | [8 empty] | 4263.1373 | 4070 | 3831.7013 | 3484.3027 | 3557.5912 | 3452.5227
16735 | 4070 | 3831.4751 | 3483.2462 | 3556.9011 | 3451.6125 | [8 empty] | 4262.9629 | 4070 | 3831.4751 | 3483.2462 | 3556.9011 | 3451.6125
16736 | 4069 | 3831.3832 | 3482.8655 | 3556.6817 | 3451.5639 | [8 empty] | 4262.8812 | 4069 | 3831.3832 | 3482.8655 | 3556.6817 | 3451.5639
16737 | 4069 | 3831.3632 | 3482.2872 | 3556.073 | 3450.3439 | [8 empty] | 4261.6184 | 4069 | 3831.3632 | 3482.2872 | 3556.073 | 3450.3439
16738 | 4069 | 3830.7091 | 3481.5773 | 3555.7253 | 3450.1697 | [8 empty] | 4261.4226 | 4069 | 3830.7091 | 3481.5773 | 3555.7253 | 3450.1697
16739 | 4068 | 3829.4948 | 3481.2217 | 3554.252 | 3449.2537 | [8 empty] | 4261.2841 | 4068 | 3829.4948 | 3481.2217 | 3554.252 | 3449.2537
16740 | 4067 | 3829.3125 | 3481.0463 | 3553.4494 | 3448.7131 | [8 empty] | 4260.9807 | 4067 | 3829.3125 | 3481.0463 | 3553.4494 | 3448.7131
16741 | 4067 | 3829.1182 | 3480.8003 | 3552.2723 | 3448.4753 | [8 empty] | 4260.7844 | 4067 | 3829.1182 | 3480.8003 | 3552.2723 | 3448.4753
16742 | 4066 | 3827.9748 | 3479.3808 | 3551.8323 | 3448.0966 | [8 empty] | 4260.6754 | 4066 | 3827.9748 | 3479.3808 | 3551.8323 | 3448.0966
16743 | 4066 | 3827.6981 | 3479.2679 | 3551.5021 | 3447.7375 | [8 empty] | 4260.5093 | 4066 | 3827.6981 | 3479.2679 | 3551.5021 | 3447.7375
16744 | 4066 | 3827.6279 | 3478.3018 | 3551.4672 | 3447.674 | [8 empty] | 4260.3439 | 4066 | 3827.6279 | 3478.3018 | 3551.4672 | 3447.674
16745 | 4066 | 3827.2735 | 3478.0089 | 3551.3544 | 3447.5236 | [8 empty] | 4260.0866 | 4066 | 3827.2735 | 3478.0089 | 3551.3544 | 3447.5236
16746 | 4065 | 3826.9672 | 3476.8686 | 3550.7303 | 3447.3805 | [8 empty] | 4259.4518 | 4065 | 3826.9672 | 3476.8686 | 3550.7303 | 3447.3805
16747 | 4065 | 3826.6008 | 3476.8056 | 3550.129 | 3447.1382 | [8 empty] | 4259.4077 | 4065 | 3826.6008 | 3476.8056 | 3550.129 | 3447.1382
16748 | 4064 | 3825.3139 | 3475.8641 | 3548.541 | 3446.3023 | [8 empty] | 4259.1041 | 4064 | 3825.3139 | 3475.8641 | 3548.541 | 3446.3023
16749 | 4063 | 3825.0692 | 3475.1465 | 3547.5031 | 3445.6048 | [8 empty] | 4259.0299 | 4063 | 3825.0692 | 3475.1465 | 3547.5031 | 3445.6048
16750 | 4062 | 3824.4152 | 3474.7636 | 3547.4246 | 3445.2153 | [8 empty] | 4258.3923 | 4062 | 3824.4152 | 3474.7636 | 3547.4246 | 3445.2153
16751 | 4062 | 3824.3459 | 3474.5301 | 3546.7973 | 3444.989 | [8 empty] | 4257.9204 | 4062 | 3824.3459 | 3474.5301 | 3546.7973 | 3444.989
16752 | 4062 | 3823.7077 | 3473.9105 | 3546.1886 | 3444.9256 | [8 empty] | 4257.9001 | 4062 | 3823.7077 | 3473.9105 | 3546.1886 | 3444.9256
16753 | 4062 | 3823.0911 | 3473.794 | 3545.1885 | 3443.6431 | [8 empty] | 4257.6407 | 4062 | 3823.0911 | 3473.794 | 3545.1885 | 3443.6431
16754 | 4061 | 3822.937 | 3473.4952 | 3545.1137 | 3441.1219 | [8 empty] | 4257.3479 | 4061 | 3822.937 | 3473.4952 | 3545.1137 | 3441.1219
16755 | 4061 | 3821.4888 | 3473.3214 | 3544.6886 | 3440.5303 | [8 empty] | 4257.1342 | 4061 | 3821.4888 | 3473.3214 | 3544.6886 | 3440.5303
16756 | 4060 | 3821.2624 | 3472.999 | 3544.556 | 3440.5161 | [8 empty] | 4257.0122 | 4060 | 3821.2624 | 3472.999 | 3544.556 | 3440.5161
16757 | 4060 | 3819.3717 | 3472.6137 | 3544.1952 | 3440.2908 | [8 empty] | 4255.8686 | 4060 | 3819.3717 | 3472.6137 | 3544.1952 | 3440.2908
16758 | 4060 | 3818.7178 | 3472.5443 | 3543.9406 | 3439.2322 | [8 empty] | 4254.2008 | 4060 | 3818.7178 | 3472.5443 | 3543.9406 | 3439.2322
16759 | 4060 | 3818.7073 | 3472.4887 | 3543.3555 | 3437.702 | [8 empty] | 4253.8042 | 4060 | 3818.7073 | 3472.4887 | 3543.3555 | 3437.702
16760 | 4059 | 3818.1294 | 3472.3831 | 3543.2719 | 3437.5924 | [8 empty] | 4253.5944 | 4059 | 3818.1294 | 3472.3831 | 3543.2719 | 3437.5924
16761 | 4059 | 3817.9821 | 3472.0887 | 3542.6803 | 3437.4763 | [8 empty] | 4253.0071 | 4059 | 3817.9821 | 3472.0887 | 3542.6803 | 3437.4763
16762 | 4059 | 3817.8097 | 3471.8314 | 3542.3423 | 3436.7063 | [8 empty] | 4252.754 | 4059 | 3817.8097 | 3471.8314 | 3542.3423 | 3436.7063
16763 | 4058 | 3817.4845 | 3471.3207 | 3541.2511 | 3436.5011 | [8 empty] | 4252.6341 | 4058 | 3817.4845 | 3471.3207 | 3541.2511 | 3436.5011
16764 | 4058 | 3817.31 | 3470.928 | 3540.8995 | 3435.9353 | [8 empty] | 4250.9865 | 4058 | 3817.31 | 3470.928 | 3540.8995 | 3435.9353
16765 | 4058 | 3817.2895 | 3470.7857 | 3540.5666 | 3435.4692 | [8 empty] | 4250.9498 | 4058 | 3817.2895 | 3470.7857 | 3540.5666 | 3435.4692
16766 | 4058 | 3816.1946 | 3470.7756 | 3540.39 | 3435.1502 | [8 empty] | 4250.6234 | 4058 | 3816.1946 | 3470.7756 | 3540.39 | 3435.1502
16767 | 4057 | 3815.9328 | 3470.3716 | 3540.3001 | 3432.8433 | [8 empty] | 4249.971 | 4057 | 3815.9328 | 3470.3716 | 3540.3001 | 3432.8433
16768 | 4057 | 3815.6246 | 3470.22 | 3540.1741 | 3431.7757 | [8 empty] | 4249.817 | 4057 | 3815.6246 | 3470.22 | 3540.1741 | 3431.7757
16769 | 4057 | 3815.5213 | 3469.6874 | 3539.0259 | 3431.6959 | [8 empty] | 4249.5941 | 4057 | 3815.5213 | 3469.6874 | 3539.0259 | 3431.6959
16770 | 4057 | 3813.4975 | 3468.4667 | 3539.0095 | 3431.5974 | [8 empty] | 4249.1318 | 4057 | 3813.4975 | 3468.4667 | 3539.0095 | 3431.5974
16771 | 4056 | 3813.2499 | 3468.4295 | 3538.7877 | 3431.3353 | [8 empty] | 4248.8551 | 4056 | 3813.2499 | 3468.4295 | 3538.7877 | 3431.3353
16772 | 4056 | 3812.833 | 3468.2859 | 3538.4076 | 3430.7692 | [8 empty] | 4248.1843 | 4056 | 3812.833 | 3468.2859 | 3538.4076 | 3430.7692
16773 | 4056 | 3812.6855 | 3467.1721 | 3538.263 | 3430.689 | [8 empty] | 4247.5183 | 4056 | 3812.6855 | 3467.1721 | 3538.263 | 3430.689
16774 | 4056 | 3812.1857 | 3467.1433 | 3536.3629 | 3429.5717 | [8 empty] | 4247.3048 | 4056 | 3812.1857 | 3467.1433 | 3536.3629 | 3429.5717
16775 | 4056 | 3811.7394 | 3466.8943 | 3536.0071 | 3429.321 | [8 empty] | 4246.9066 | 4056 | 3811.7394 | 3466.8943 | 3536.0071 | 3429.321
16776 | 4055 | 3810.6981 | 3466.7512 | 3535.7535 | 3428.9847 | [8 empty] | 4246.2279 | 4055 | 3810.6981 | 3466.7512 | 3535.7535 | 3428.9847
16777 | 4055 | 3809.7117 | 3466.0474 | 3535.4693 | 3428.183 | [8 empty] | 4245.2062 | 4055 | 3809.7117 | 3466.0474 | 3535.4693 | 3428.183
16778 | 4055 | 3809.231 | 3465.751 | 3535.2163 | 3428.0739 | [8 empty] | 4244.6652 | 4055 | 3809.231 | 3465.751 | 3535.2163 | 3428.0739
16779 | 4055 | 3809.0105 | 3465.3611 | 3534.5471 | 3427.3177 | [8 empty] | 4244.3759 | 4055 | 3809.0105 | 3465.3611 | 3534.5471 | 3427.3177
16780 | 4055 | 3808.6008 | 3465.0986 | 3534.2829 | 3427.2712 | [8 empty] | 4243.3727 | 4055 | 3808.6008 | 3465.0986 | 3534.2829 | 3427.2712
16781 | 4054 | 3807.9539 | 3464.873 | 3534.2827 | 3427.188 | [8 empty] | 4241.8403 | 4054 | 3807.9539 | 3464.873 | 3534.2827 | 3427.188
16782 | 4054 | 3807.7746 | 3463.0163 | 3532.911 | 3426.4985 | [8 empty] | 4241.26 | 4054 | 3807.7746 | 3463.0163 | 3532.911 | 3426.4985
16783 | 4054 | 3806.8804 | 3461.2715 | 3532.1448 | 3425.6759 | [8 empty] | 4241.2413 | 4054 | 3806.8804 | 3461.2715 | 3532.1448 | 3425.6759
16784 | 4053 | 3806.5961 | 3461.1196 | 3532.1436 | 3425.4466 | [8 empty] | 4240.4237 | 4053 | 3806.5961 | 3461.1196 | 3532.1436 | 3425.4466
16785 | 4052 | 3805.6801 | 3460.1592 | 3531.6594 | 3425.0469 | [8 empty] | 4240.155 | 4052 | 3805.6801 | 3460.1592 | 3531.6594 | 3425.0469
16786 | 4052 | 3805.6226 | 3460.1091 | 3531.4737 | 3424.1599 | [8 empty] | 4240.1209 | 4052 | 3805.6226 | 3460.1091 | 3531.4737 | 3424.1599
16787 | 4051 | 3805.484 | 3459.767 | 3531.2734 | 3424.0875 | [8 empty] | 4239.1381 | 4051 | 3805.484 | 3459.767 | 3531.2734 | 3424.0875
16788 | 4051 | 3802.6985 | 3459.5536 | 3530.7562 | 3424.0235 | [8 empty] | 4238.5167 | 4051 | 3802.6985 | 3459.5536 | 3530.7562 | 3424.0235
16789 | 4050 | 3802.3593 | 3459.3019 | 3530.4697 | 3422.6091 | [8 empty] | 4237.2834 | 4050 | 3802.3593 | 3459.3019 | 3530.4697 | 3422.6091
16790 | 4050 | 3802.332 | 3458.8365 | 3529.9671 | 3422.2904 | [8 empty] | 4235.5639 | 4050 | 3802.332 | 3458.8365 | 3529.9671 | 3422.2904
16791 | 4049 | 3801.5035 | 3458.6952 | 3529.4659 | 3421.5414 | [8 empty] | 4234.881 | 4049 | 3801.5035 | 3458.6952 | 3529.4659 | 3421.5414
16792 | 4048 | 3801.457 | 3457.8737 | 3528.717 | 3421.0757 | [8 empty] | 4234.8055 | 4048 | 3801.457 | 3457.8737 | 3528.717 | 3421.0757
16793 | 4048 | 3801.2334 | 3457.4224 | 3528.2723 | 3420.7504 | [8 empty] | 4234.7931 | 4048 | 3801.2334 | 3457.4224 | 3528.2723 | 3420.7504
16794 | 4047 | 3800.3141 | 3456.8109 | 3527.6902 | 3419.6232 | [8 empty] | 4233.8454 | 4047 | 3800.3141 | 3456.8109 | 3527.6902 | 3419.6232
16795 | 4047 | 3800.1909 | 3455.9042 | 3527.4239 | 3419.3885 | [8 empty] | 4233.7142 | 4047 | 3800.1909 | 3455.9042 | 3527.4239 | 3419.3885
16796 | 4046 | 3799.1842 | 3455.831 | 3527.0845 | 3419.0185 | [8 empty] | 4233.0658 | 4046 | 3799.1842 | 3455.831 | 3527.0845 | 3419.0185
16797 | 4045 | 3798.5091 | 3455.8297 | 3527.0044 | 3417.1906 | [8 empty] | 4231.5679 | 4045 | 3798.5091 | 3455.8297 | 3527.0044 | 3417.1906
16798 | 4045 | 3797.5268 | 3454.956 | 3526.7804 | 3416.8638 | [8 empty] | 4231.2587 | 4045 | 3797.5268 | 3454.956 | 3526.7804 | 3416.8638
16799 | 4045 | 3797.2685 | 3454.4707 | 3525.8284 | 3414.9595 | [8 empty] | 4229.9799 | 4045 | 3797.2685 | 3454.4707 | 3525.8284 | 3414.9595
16800 | 4044 | 3796.3639 | 3453.527 | 3524.7581 | 3413.3814 | [8 empty] | 4229.7809 | 4044 | 3796.3639 | 3453.527 | 3524.7581 | 3413.3814
16801 | 4044 | 3795.5572 | 3453.4382 | 3523.852 | 3413.3557 | [8 empty] | 4229.6324 | 4044 | 3795.5572 | 3453.4382 | 3523.852 | 3413.3557
16802 | 4044 | 3795.4047 | 3453.3759 | 3523.2991 | 3413.1298 | [8 empty] | 4229.4488 | 4044 | 3795.4047 | 3453.3759 | 3523.2991 | 3413.1298
16803 | 4043 | 3795.1993 | 3453.2418 | 3522.851 | 3412.3853 | [8 empty] | 4229.3922 | 4043 | 3795.1993 | 3453.2418 | 3522.851 | 3412.3853
16804 | 4043 | 3794.9242 | 3452.5889 | 3522.8303 | 3412.3399 | [8 empty] | 4229.1992 | 4043 | 3794.9242 | 3452.5889 | 3522.8303 | 3412.3399
16805 | 4043 | 3794.7388 | 3451.7683 | 3520.6492 | 3411.7571 | [8 empty] | 4229.1632 | 4043 | 3794.7388 | 3451.7683 | 3520.6492 | 3411.7571
16806 | 4042 | 3794.2388 | 3451.7672 | 3520.1955 | 3411.7414 | [8 empty] | 4228.4884 | 4042 | 3794.2388 | 3451.7672 | 3520.1955 | 3411.7414
16807 | 4042 | 3793.4619 | 3451.5587 | 3518.9524 | 3411.1267 | [8 empty] | 4228.3853 | 4042 | 3793.4619 | 3451.5587 | 3518.9524 | 3411.1267
16808 | 4040 | 3792.8912 | 3451.5523 | 3518.9187 | 3410.9872 | [8 empty] | 4228.0483 | 4040 | 3792.8912 | 3451.5523 | 3518.9187 | 3410.9872
16809 | 4040 | 3792.4481 | 3451.3515 | 3518.6324 | 3410.9865 | [8 empty] | 4226.3477 | 4040 | 3792.4481 | 3451.3515 | 3518.6324 | 3410.9865
16810 | 4040 | 3791.8904 | 3451.2787 | 3517.8156 | 3410.6893 | [8 empty] | 4226.3403 | 4040 | 3791.8904 | 3451.2787 | 3517.8156 | 3410.6893
16811 | 4040 | 3789.6316 | 3451.2179 | 3517.1155 | 3408.7174 | [8 empty] | 4226.2935 | 4040 | 3789.6316 | 3451.2179 | 3517.1155 | 3408.7174
16812 | 4039 | 3788.3287 | 3450.814 | 3516.9707 | 3408.5826 | [8 empty] | 4226.1208 | 4039 | 3788.3287 | 3450.814 | 3516.9707 | 3408.5826
16813 | 4039 | 3788.194 | 3450.6185 | 3515.9482 | 3407.8924 | [8 empty] | 4225.3581 | 4039 | 3788.194 | 3450.6185 | 3515.9482 | 3407.8924
16814 | 4039 | 3787.4464 | 3448.5733 | 3514.8377 | 3407.2424 | [8 empty] | 4225.2904 | 4039 | 3787.4464 | 3448.5733 | 3514.8377 | 3407.2424
16815 | 4039 | 3786.8953 | 3448.1275 | 3514.6102 | 3407.0805 | [8 empty] | 4224.7601 | 4039 | 3786.8953 | 3448.1275 | 3514.6102 | 3407.0805
16816 | 4038 | 3786.8435 | 3448.0983 | 3514.5292 | 3406.1513 | [8 empty] | 4224.4906 | 4038 | 3786.8435 | 3448.0983 | 3514.5292 | 3406.1513
16817 | 4037 | 3786.6303 | 3447.8454 | 3514.3648 | 3406.0438 | [8 empty] | 4224.1203 | 4037 | 3786.6303 | 3447.8454 | 3514.3648 | 3406.0438
16818 | 4037 | 3786.0823 | 3447.114 | 3514.1155 | 3405.8573 | [8 empty] | 4224.0873 | 4037 | 3786.0823 | 3447.114 | 3514.1155 | 3405.8573
16819 | 4037 | 3785.875 | 3446.7575 | 3513.9735 | 3405.5103 | [8 empty] | 4224.0816 | 4037 | 3785.875 | 3446.7575 | 3513.9735 | 3405.5103
16820 | 4036 | 3785.6765 | 3446.7209 | 3513.4006 | 3403.3102 | [8 empty] | 4223.2733 | 4036 | 3785.6765 | 3446.7209 | 3513.4006 | 3403.3102
16821 | 4035 | 3785.596 | 3446.6842 | 3513.3672 | 3402.7129 | [8 empty] | 4223.061 | 4035 | 3785.596 | 3446.6842 | 3513.3672 | 3402.7129
16822 | 4035 | 3785.5024 | 3446.2328 | 3513.2895 | 3402.4909 | [8 empty] | 4222.8422 | 4035 | 3785.5024 | 3446.2328 | 3513.2895 | 3402.4909
16823 | 4035 | 3784.9169 | 3446.1945 | 3513.2346 | 3401.4466 | [8 empty] | 4222.5072 | 4035 | 3784.9169 | 3446.1945 | 3513.2346 | 3401.4466
16824 | 4034 | 3784.7511 | 3446.0655 | 3513.0845 | 3401.4404 | [8 empty] | 4221.724 | 4034 | 3784.7511 | 3446.0655 | 3513.0845 | 3401.4404
16825 | 4034 | 3784.4148 | 3445.5055 | 3513.0126 | 3401.3488 | [8 empty] | 4221.7238 | 4034 | 3784.4148 | 3445.5055 | 3513.0126 | 3401.3488
16826 | 4033 | 3783.7288 | 3445.2703 | 3512.1521 | 3399.921 | [8 empty] | 4221.0095 | 4033 | 3783.7288 | 3445.2703 | 3512.1521 | 3399.921
16827 | 4033 | 3782.3633 | 3444.6792 | 3512.1392 | 3399.5908 | [8 empty] | 4220.9246 | 4033 | 3782.3633 | 3444.6792 | 3512.1392 | 3399.5908
16828 | 4033 | 3782.338 | 3444.6611 | 3511.7793 | 3399.5579 | [8 empty] | 4220.9027 | 4033 | 3782.338 | 3444.6611 | 3511.7793 | 3399.5579
16829 | 4031 | 3781.2457 | 3444.4773 | 3509.9517 | 3398.9096 | [8 empty] | 4219.8858 | 4031 | 3781.2457 | 3444.4773 | 3509.9517 | 3398.9096
16830 | 4031 | 3780.9301 | 3444.1028 | 3509.0656 | 3398.6367 | [8 empty] | 4219.754 | 4031 | 3780.9301 | 3444.1028 | 3509.0656 | 3398.6367
16831 | 4031 | 3780.8994 | 3443.5961 | 3508.7799 | 3397.4456 | [8 empty] | 4219.5838 | 4031 | 3780.8994 | 3443.5961 | 3508.7799 | 3397.4456
16832 | 4031 | 3780.1585 | 3442.0598 | 3508.7775 | 3396.5805 | [8 empty] | 4219.5262 | 4031 | 3780.1585 | 3442.0598 | 3508.7775 | 3396.5805
16833 | 4029 | 3780.1419 | 3440.9809 | 3508.6706 | 3396.0126 | [8 empty] | 4219.0016 | 4029 | 3780.1419 | 3440.9809 | 3508.6706 | 3396.0126
16834 | 4029 | 3780.0942 | 3440.6819 | 3508.4079 | 3395.649 | [8 empty] | 4218.9369 | 4029 | 3780.0942 | 3440.6819 | 3508.4079 | 3395.649
16835 | 4027 | 3780.0589 | 3440.3109 | 3508.3988 | 3394.6382 | [8 empty] | 4218.6666 | 4027 | 3780.0589 | 3440.3109 | 3508.3988 | 3394.6382
16836 | 4026 | 3779.4715 | 3439.8376 | 3507.8905 | 3394.5361 | [8 empty] | 4218.2246 | 4026 | 3779.4715 | 3439.8376 | 3507.8905 | 3394.5361
16837 | 4026 | 3779.3241 | 3439.3913 | 3506.6388 | 3393.218 | [8 empty] | 4217.7296 | 4026 | 3779.3241 | 3439.3913 | 3506.6388 | 3393.218
16838 | 4025 | 3779.141 | 3438.7646 | 3505.8384 | 3392.7023 | [8 empty] | 4216.7246 | 4025 | 3779.141 | 3438.7646 | 3505.8384 | 3392.7023
16839 | 4025 | 3778.9012 | 3438.7064 | 3505.3974 | 3391.1717 | [8 empty] | 4216.4931 | 4025 | 3778.9012 | 3438.7064 | 3505.3974 | 3391.1717
16840 | 4025 | 3778.7834 | 3438.5318 | 3504.7117 | 3391.1227 | [8 empty] | 4215.8561 | 4025 | 3778.7834 | 3438.5318 | 3504.7117 | 3391.1227
16841 | 4025 | 3778.719 | 3437.4159 | 3504.3467 | 3388.9411 | [8 empty] | 4215.2376 | 4025 | 3778.719 | 3437.4159 | 3504.3467 | 3388.9411
16842 | 4025 | 3778.6673 | 3436.6876 | 3504.2163 | 3387.467 | [8 empty] | 4214.7973 | 4025 | 3778.6673 | 3436.6876 | 3504.2163 | 3387.467
16843 | 4022 | 3776.6917 | 3436.6323 | 3504.0562 | 3387.0087 | [8 empty] | 4214.5144 | 4022 | 3776.6917 | 3436.6323 | 3504.0562 | 3387.0087
16844 | 4022 | 3775.6962 | 3436.4015 | 3503.9461 | 3386.7693 | [8 empty] | 4214.1718 | 4022 | 3775.6962 | 3436.4015 | 3503.9461 | 3386.7693
16845 | 4022 | 3775.0015 | 3436.3485 | 3503.6707 | 3386.502 | [8 empty] | 4212.4447 | 4022 | 3775.0015 | 3436.3485 | 3503.6707 | 3386.502
16846 | 4021 | 3774.2922 | 3436.2842 | 3503.6333 | 3385.9172 | [8 empty] | 4211.8049 | 4021 | 3774.2922 | 3436.2842 | 3503.6333 | 3385.9172
16847 | 4021 | 3774.1199 | 3435.1978 | 3503.4792 | 3385.7353 | [8 empty] | 4211.4307 | 4021 | 3774.1199 | 3435.1978 | 3503.4792 | 3385.7353
16848 | 4020 | 3773.7097 | 3434.2839 | 3502.0826 | 3384.9465 | [8 empty] | 4210.9837 | 4020 | 3773.7097 | 3434.2839 | 3502.0826 | 3384.9465
16849 | 4020 | 3772.8674 | 3434.2544 | 3501.6986 | 3384.1098 | [8 empty] | 4209.803 | 4020 | 3772.8674 | 3434.2544 | 3501.6986 | 3384.1098
16850 | 4019 | 3772.7401 | 3433.9293 | 3501.5242 | 3384.0529 | [8 empty] | 4209.6879 | 4019 | 3772.7401 | 3433.9293 | 3501.5242 | 3384.0529
16851 | 4019 | 3771.4514 | 3432.9066 | 3501.4061 | 3383.1623 | [8 empty] | 4209.6315 | 4019 | 3771.4514 | 3432.9066 | 3501.4061 | 3383.1623
16852 | 4018 | 3770.6349 | 3432.4608 | 3500.8585 | 3382.9626 | [8 empty] | 4208.8098 | 4018 | 3770.6349 | 3432.4608 | 3500.8585 | 3382.9626
16853 | 4018 | 3770.4698 | 3432.3562 | 3500.6404 | 3382.6941 | [8 empty] | 4208.6092 | 4018 | 3770.4698 | 3432.3562 | 3500.6404 | 3382.6941
16854 | 4017 | 3769.0181 | 3431.9689 | 3500.3384 | 3381.9313 | [8 empty] | 4207.3846 | 4017 | 3769.0181 | 3431.9689 | 3500.3384 | 3381.9313
16855 | 4017 | 3767.7713 | 3431.7856 | 3499.5114 | 3381.8709 | [8 empty] | 4207.2492 | 4017 | 3767.7713 | 3431.7856 | 3499.5114 | 3381.8709
16856 | 4017 | 3767.5431 | 3431.6252 | 3499.3359 | 3381.4965 | [8 empty] | 4207.1192 | 4017 | 3767.5431 | 3431.6252 | 3499.3359 | 3381.4965
16857 | 4016 | 3767.4277 | 3431.1614 | 3497.8539 | 3380.7885 | [8 empty] | 4207.0089 | 4016 | 3767.4277 | 3431.1614 | 3497.8539 | 3380.7885
16858 | 4015 | 3767.2463 | 3431.1498 | 3497.5065 | 3379.6559 | [8 empty] | 4206.4482 | 4015 | 3767.2463 | 3431.1498 | 3497.5065 | 3379.6559
16859 | 4015 | 3766.8436 | 3430.5261 | 3497.214 | 3379.6253 | [8 empty] | 4206.2881 | 4015 | 3766.8436 | 3430.5261 | 3497.214 | 3379.6253
16860 | 4015 | 3765.5904 | 3430.2502 | 3497.0821 | 3379.4698 | [8 empty] | 4206.1438 | 4015 | 3765.5904 | 3430.2502 | 3497.0821 | 3379.4698
16861 | 4014 | 3765.516 | 3430.1724 | 3497.032 | 3378.8183 | [8 empty] | 4205.7862 | 4014 | 3765.516 | 3430.1724 | 3497.032 | 3378.8183
16862 | 4012 | 3765.2106 | 3430.1265 | 3496.4103 | 3378.6891 | [8 empty] | 4205.7394 | 4012 | 3765.2106 | 3430.1265 | 3496.4103 | 3378.6891
16863 | 4012 | 3764.4074 | 3429.2716 | 3496.3536 | 3377.3481 | [8 empty] | 4205.3178 | 4012 | 3764.4074 | 3429.2716 | 3496.3536 | 3377.3481
16864 | 4011 | 3764.3337 | 3427.9675 | 3494.1721 | 3377.3325 | [8 empty] | 4202.9902 | 4011 | 3764.3337 | 3427.9675 | 3494.1721 | 3377.3325
16865 | 4011 | 3764.1774 | 3427.5772 | 3492.2363 | 3375.3951 | [8 empty] | 4202.4925 | 4011 | 3764.1774 | 3427.5772 | 3492.2363 | 3375.3951
16866 | 4010 | 3763.9743 | 3427.4512 | 3491.4109 | 3375.3783 | [8 empty] | 4202.4686 | 4010 | 3763.9743 | 3427.4512 | 3491.4109 | 3375.3783
16867 | 4010 | 3763.7018 | 3427.1882 | 3491.3519 | 3374.5277 | [8 empty] | 4202.4328 | 4010 | 3763.7018 | 3427.1882 | 3491.3519 | 3374.5277
16868 | 4009 | 3762.8006 | 3427.0544 | 3491.3085 | 3374.2903 | [8 empty] | 4202.2834 | 4009 | 3762.8006 | 3427.0544 | 3491.3085 | 3374.2903
16869 | 4009 | 3761.7787 | 3426.5523 | 3490.8729 | 3373.7717 | [8 empty] | 4202.2769 | 4009 | 3761.7787 | 3426.5523 | 3490.8729 | 3373.7717
16870 | 4008 | 3761.0945 | 3425.7446 | 3489.1208 | 3373.4976 | [8 empty] | 4200.8735 | 4008 | 3761.0945 | 3425.7446 | 3489.1208 | 3373.4976
16871 | 4008 | 3760.5148 | 3425.5927 | 3488.0073 | 3373.44 | [8 empty] | 4200.8402 | 4008 | 3760.5148 | 3425.5927 | 3488.0073 | 3373.44
16872 | 4008 | 3758.6186 | 3424.3681 | 3486.9334 | 3372.9888 | [8 empty] | 4200.4204 | 4008 | 3758.6186 | 3424.3681 | 3486.9334 | 3372.9888
16873 | 4008 | 3758.0174 | 3424.3389 | 3486.3184 | 3372.929 | [8 empty] | 4200.3797 | 4008 | 3758.0174 | 3424.3389 | 3486.3184 | 3372.929
16874 | 4007 | 3757.1033 | 3423.5733 | 3485.9792 | 3372.601 | [8 empty] | 4200.1681 | 4007 | 3757.1033 | 3423.5733 | 3485.9792 | 3372.601
16875 | 4006 | 3755.9347 | 3423.0285 | 3485.2312 | 3372.1756 | [8 empty] | 4198.3375 | 4006 | 3755.9347 | 3423.0285 | 3485.2312 | 3372.1756
16876 | 4005 | 3755.2633 | 3422.5351 | 3484.5804 | 3371.7909 | [8 empty] | 4198.0121 | 4005 | 3755.2633 | 3422.5351 | 3484.5804 | 3371.7909
16877 | 4004 | 3755.2402 | 3422.4319 | 3483.2669 | 3371.3045 | [8 empty] | 4197.8779 | 4004 | 3755.2402 | 3422.4319 | 3483.2669 | 3371.3045
16878 | 4004 | 3754.3966 | 3422.1288 | 3483.0514 | 3370.1574 | [8 empty] | 4196.2347 | 4004 | 3754.3966 | 3422.1288 | 3483.0514 | 3370.1574
16879 | 4003 | 3753.9841 | 3421.5568 | 3482.7877 | 3370.1215 | [8 empty] | 4195.1273 | 4003 | 3753.9841 | 3421.5568 | 3482.7877 | 3370.1215
16880 | 4003 | 3752.8164 | 3421.4238 | 3482.6464 | 3369.5928 | [8 empty] | 4192.5025 | 4003 | 3752.8164 | 3421.4238 | 3482.6464 | 3369.5928
16881 | 4003 | 3751.8226 | 3421.0525 | 3482.4284 | 3369.4644 | [8 empty] | 4191.7071 | 4003 | 3751.8226 | 3421.0525 | 3482.4284 | 3369.4644
16882 | 4002 | 3751.235 | 3420.6852 | 3482.0305 | 3368.6227 | [8 empty] | 4191.6085 | 4002 | 3751.235 | 3420.6852 | 3482.0305 | 3368.6227
16883 | 4002 | 3750.521 | 3420.1023 | 3482.0139 | 3367.7158 | [8 empty] | 4191.583 | 4002 | 3750.521 | 3420.1023 | 3482.0139 | 3367.7158
16884 | 4002 | 3749.5531 | 3420.0422 | 3481.4632 | 3367.4276 | [8 empty] | 4191.5414 | 4002 | 3749.5531 | 3420.0422 | 3481.4632 | 3367.4276
16885 | 4002 | 3749.4575 | 3420.0027 | 3481.4063 | 3367.3072 | [8 empty] | 4190.6775 | 4002 | 3749.4575 | 3420.0027 | 3481.4063 | 3367.3072
16886 | 4001 | 3747.5357 | 3419.3637 | 3480.6053 | 3366.1284 | [8 empty] | 4190.6545 | 4001 | 3747.5357 | 3419.3637 | 3480.6053 | 3366.1284
16887 | 4001 | 3747.1704 | 3418.8142 | 3480.3239 | 3365.3277 | [8 empty] | 4187.9579 | 4001 | 3747.1704 | 3418.8142 | 3480.3239 | 3365.3277
16888 | 4001 | 3746.4985 | 3418.6898 | 3480.1984 | 3365.0644 | [8 empty] | 4187.4914 | 4001 | 3746.4985 | 3418.6898 | 3480.1984 | 3365.0644
16889 | 4000 | 3745.9005 | 3418.5323 | 3479.3293 | 3364.7413 | [8 empty] | 4187.1147 | 4000 | 3745.9005 | 3418.5323 | 3479.3293 | 3364.7413
16890 | 4000 | 3744.3094 | 3418.3056 | 3478.9226 | 3364.6891 | [8 empty] | 4186.0558 | 4000 | 3744.3094 | 3418.3056 | 3478.9226 | 3364.6891
16891 | 3999 | 3744.1547 | 3418.0268 | 3478.7955 | 3364.5294 | [8 empty] | 4185.8067 | 3999 | 3744.1547 | 3418.0268 | 3478.7955 | 3364.5294
16892 | 3998 | 3743.694 | 3417.9781 | 3478.7181 | 3363.0938 | [8 empty] | 4185.6628 | 3998 | 3743.694 | 3417.9781 | 3478.7181 | 3363.0938
16893 | 3997 | 3743.5961 | 3417.1966 | 3478.3359 | 3362.2871 | [8 empty] | 4185.6427 | 3997 | 3743.5961 | 3417.1966 | 3478.3359 | 3362.2871
16894 | 3997 | 3742.9846 | 3416.8058 | 3478.1919 | 3360.2572 | [8 empty] | 4185.3823 | 3997 | 3742.9846 | 3416.8058 | 3478.1919 | 3360.2572
16895 | 3996 | 3742.3733 | 3415.6624 | 3477.0464 | 3359.4161 | [8 empty] | 4184.9616 | 3996 | 3742.3733 | 3415.6624 | 3477.0464 | 3359.4161
16896 | 3996 | 3742.2064 | 3415.1671 | 3477.01 | 3358.0054 | [8 empty] | 4183.3578 | 3996 | 3742.2064 | 3415.1671 | 3477.01 | 3358.0054
16897 | 3996 | 3742.166 | 3415.0733 | 3476.4915 | 3357.1871 | [8 empty] | 4183.0251 | 3996 | 3742.166 | 3415.0733 | 3476.4915 | 3357.1871
16898 | 3996 | 3741.4357 | 3414.6566 | 3476.2242 | 3356.7266 | [8 empty] | 4182.56 | 3996 | 3741.4357 | 3414.6566 | 3476.2242 | 3356.7266
16899 | 3995 | 3740.933 | 3413.9047 | 3475.8507 | 3355.4442 | [8 empty] | 4182.4847 | 3995 | 3740.933 | 3413.9047 | 3475.8507 | 3355.4442
16900 | 3995 | 3740.8134 | 3413.5696 | 3475.3614 | 3355.3727 | [8 empty] | 4182.438 | 3995 | 3740.8134 | 3413.5696 | 3475.3614 | 3355.3727
16901 | 3995 | 3740.5793 | 3413.1672 | 3475.2818 | 3354.6975 | [8 empty] | 4182.0014 | 3995 | 3740.5793 | 3413.1672 | 3475.2818 | 3354.6975
16902 | 3994 | 3740.485 | 3412.5872 | 3474.3024 | 3354.4621 | [8 empty] | 4181.3895 | 3994 | 3740.485 | 3412.5872 | 3474.3024 | 3354.4621
16903 | 3993 | 3740.4206 | 3412.365 | 3473.8056 | 3353.9343 | [8 empty] | 4181.1891 | 3993 | 3740.4206 | 3412.365 | 3473.8056 | 3353.9343
16904 | 3993 | 3740.0045 | 3411.5439 | 3471.094 | 3353.0278 | [8 empty] | 4180.8453 | 3993 | 3740.0045 | 3411.5439 | 3471.094 | 3353.0278
16905 | 3992 | 3739.9884 | 3410.6281 | 3470.9482 | 3350.9163 | [8 empty] | 4178.3727 | 3992 | 3739.9884 | 3410.6281 | 3470.9482 | 3350.9163
16906 | 3992 | 3739.2029 | 3410.5149 | 3470.6984 | 3350.8056 | [8 empty] | 4177.9977 | 3992 | 3739.2029 | 3410.5149 | 3470.6984 | 3350.8056
16907 | 3992 | 3738.8205 | 3410.3165 | 3470.2528 | 3349.8296 | [8 empty] | 4177.7997 | 3992 | 3738.8205 | 3410.3165 | 3470.2528 | 3349.8296
16908 | 3990 | 3737.4238 | 3409.6066 | 3469.5 | 3349.5276 | [8 empty] | 4177.17 | 3990 | 3737.4238 | 3409.6066 | 3469.5 | 3349.5276
16909 | 3990 | 3737.3993 | 3408.9291 | 3468.0624 | 3349.3117 | [8 empty] | 4177.0811 | 3990 | 3737.3993 | 3408.9291 | 3468.0624 | 3349.3117
16910 | 3990 | 3734.9524 | 3408.4079 | 3467.9055 | 3347.9531 | [8 empty] | 4177.0714 | 3990 | 3734.9524 | 3408.4079 | 3467.9055 | 3347.9531
16911 | 3989 | 3734.793 | 3408.0603 | 3466.7765 | 3347.8446 | [8 empty] | 4176.4638 | 3989 | 3734.793 | 3408.0603 | 3466.7765 | 3347.8446
16912 | 3989 | 3734.019 | 3407.8442 | 3466.2786 | 3347.5984 | [8 empty] | 4176.3724 | 3989 | 3734.019 | 3407.8442 | 3466.2786 | 3347.5984
16913 | 3989 | 3733.8261 | 3407.1319 | 3464.8626 | 3347.5134 | [8 empty] | 4176.1344 | 3989 | 3733.8261 | 3407.1319 | 3464.8626 | 3347.5134
16914 | 3989 | 3733.3743 | 3405.5117 | 3464.0873 | 3347.4833 | [8 empty] | 4175.5444 | 3989 | 3733.3743 | 3405.5117 | 3464.0873 | 3347.4833
16915 | 3989 | 3733.1367 | 3405.3621 | 3464.0207 | 3346.9631 | [8 empty] | 4175.5307 | 3989 | 3733.1367 | 3405.3621 | 3464.0207 | 3346.9631
16916 | 3989 | 3732.9338 | 3404.6588 | 3463.4241 | 3345.5071 | [8 empty] | 4175.4912 | 3989 | 3732.9338 | 3404.6588 | 3463.4241 | 3345.5071
16917 | 3988 | 3732.3176 | 3404.2655 | 3463.2452 | 3345.2926 | [8 empty] | 4175.0658 | 3988 | 3732.3176 | 3404.2655 | 3463.2452 | 3345.2926
16918 | 3987 | 3731.7459 | 3403.9485 | 3462.6994 | 3344.3614 | [8 empty] | 4173.3697 | 3987 | 3731.7459 | 3403.9485 | 3462.6994 | 3344.3614
16919 | 3987 | 3731.6471 | 3403.719 | 3462.6163 | 3343.7109 | [8 empty] | 4173.0951 | 3987 | 3731.6471 | 3403.719 | 3462.6163 | 3343.7109
16920 | 3986 | 3731.5254 | 3402.4954 | 3462.0663 | 3342.767 | [8 empty] | 4172.5886 | 3986 | 3731.5254 | 3402.4954 | 3462.0663 | 3342.767
16921 | 3985 | 3731.3701 | 3401.6683 | 3461.7182 | 3341.2311 | [8 empty] | 4171.6222 | 3985 | 3731.3701 | 3401.6683 | 3461.7182 | 3341.2311
16922 | 3984 | 3730.4976 | 3401.3866 | 3460.7511 | 3340.6456 | [8 empty] | 4170.5645 | 3984 | 3730.4976 | 3401.3866 | 3460.7511 | 3340.6456
16923 | 3984 | 3729.5614 | 3401.2313 | 3460.6636 | 3339.0516 | [8 empty] | 4170.0018 | 3984 | 3729.5614 | 3401.2313 | 3460.6636 | 3339.0516
16924 | 3984 | 3729.4796 | 3401.1211 | 3460.5162 | 3338.7331 | [8 empty] | 4169.7293 | 3984 | 3729.4796 | 3401.1211 | 3460.5162 | 3338.7331
16925 | 3983 | 3729.3149 | 3400.7114 | 3460.195 | 3337.6831 | [8 empty] | 4169.3739 | 3983 | 3729.3149 | 3400.7114 | 3460.195 | 3337.6831
16926 | 3983 | 3728.2589 | 3399.9995 | 3458.2359 | 3335.6809 | [8 empty] | 4168.6164 | 3983 | 3728.2589 | 3399.9995 | 3458.2359 | 3335.6809
16927 | 3983 | 3727.6212 | 3399.7816 | 3458.0469 | 3335.5798 | [8 empty] | 4168.5525 | 3983 | 3727.6212 | 3399.7816 | 3458.0469 | 3335.5798
16928 | 3983 | 3727.3757 | 3399.7175 | 3458.0467 | 3334.606 | [8 empty] | 4166.9525 | 3983 | 3727.3757 | 3399.7175 | 3458.0467 | 3334.606
16929 | 3982 | 3726.9418 | 3399.3204 | 3457.4912 | 3334.4757 | [8 empty] | 4166.8829 | 3982 | 3726.9418 | 3399.3204 | 3457.4912 | 3334.4757
16930 | 3982 | 3725.1036 | 3399.2006 | 3456.6752 | 3334.3147 | [8 empty] | 4165.7801 | 3982 | 3725.1036 | 3399.2006 | 3456.6752 | 3334.3147
16931 | 3982 | 3725.073 | 3398.5883 | 3455.9646 | 3334.2439 | [8 empty] | 4165.4672 | 3982 | 3725.073 | 3398.5883 | 3455.9646 | 3334.2439
16932 | 3981 | 3723.1328 | 3398.3906 | 3455.1913 | 3333.9022 | [8 empty] | 4165.2013 | 3981 | 3723.1328 | 3398.3906 | 3455.1913 | 3333.9022
16933 | 3981 | 3722.9382 | 3398.1639 | 3455.1243 | 3333.5912 | [8 empty] | 4164.593 | 3981 | 3722.9382 | 3398.1639 | 3455.1243 | 3333.5912
16934 | 3980 | 3722.3567 | 3397.9779 | 3454.9108 | 3333.0194 | [8 empty] | 4164.3978 | 3980 | 3722.3567 | 3397.9779 | 3454.9108 | 3333.0194
16935 | 3980 | 3722.0403 | 3397.3008 | 3454.3735 | 3332.2698 | [8 empty] | 4164.3498 | 3980 | 3722.0403 | 3397.3008 | 3454.3735 | 3332.2698
16936 | 3979 | 3721.3787 | 3397.0432 | 3451.7452 | 3330.926 | [8 empty] | 4163.461 | 3979 | 3721.3787 | 3397.0432 | 3451.7452 | 3330.926
16937 | 3979 | 3720.5813 | 3396.6168 | 3451.6901 | 3330.6542 | [8 empty] | 4163.2011 | 3979 | 3720.5813 | 3396.6168 | 3451.6901 | 3330.6542
16938 | 3979 | 3720.3953 | 3395.3509 | 3451.2153 | 3330.4668 | [8 empty] | 4162.2772 | 3979 | 3720.3953 | 3395.3509 | 3451.2153 | 3330.4668
16939 | 3979 | 3719.124 | 3394.23 | 3446.4874 | 3328.9437 | [8 empty] | 4162.2363 | 3979 | 3719.124 | 3394.23 | 3446.4874 | 3328.9437
16940 | 3979 | 3718.9438 | 3393.878 | 3446.0466 | 3328.1754 | [8 empty] | 4160.2047 | 3979 | 3718.9438 | 3393.878 | 3446.0466 | 3328.1754
16941 | 3977 | 3718.5509 | 3393.6881 | 3445.7886 | 3328.0974 | [8 empty] | 4159.5922 | 3977 | 3718.5509 | 3393.6881 | 3445.7886 | 3328.0974
16942 | 3977 | 3718.372 | 3392.864 | 3445.5805 | 3327.9592 | [8 empty] | 4159.4152 | 3977 | 3718.372 | 3392.864 | 3445.5805 | 3327.9592
16943 | 3977 | 3717.9203 | 3392.8452 | 3445.1865 | 3327.9011 | [8 empty] | 4158.5891 | 3977 | 3717.9203 | 3392.8452 | 3445.1865 | 3327.9011
16944 | 3976 | 3717.1718 | 3392.7822 | 3445.0386 | 3327.3534 | [8 empty] | 4158.5668 | 3976 | 3717.1718 | 3392.7822 | 3445.0386 | 3327.3534
16945 | 3976 | 3716.8963 | 3392.6158 | 3445.0329 | 3327.0332 | [8 empty] | 4158.5082 | 3976 | 3716.8963 | 3392.6158 | 3445.0329 | 3327.0332
16946 | 3975 | 3715.5408 | 3392.1337 | 3444.9575 | 3327.0257 | [8 empty] | 4156.8054 | 3975 | 3715.5408 | 3392.1337 | 3444.9575 | 3327.0257
16947 | 3975 | 3714.7458 | 3391.9624 | 3444.2578 | 3326.0548 | [8 empty] | 4156.1417 | 3975 | 3714.7458 | 3391.9624 | 3444.2578 | 3326.0548
16948 | 3975 | 3713.5585 | 3391.5568 | 3439.3339 | 3324.7137 | [8 empty] | 4156.0001 | 3975 | 3713.5585 | 3391.5568 | 3439.3339 | 3324.7137
16949 | 3973 | 3713.0533 | 3390.7565 | 3438.5244 | 3324.0048 | [8 empty] | 4155.2969 | 3973 | 3713.0533 | 3390.7565 | 3438.5244 | 3324.0048
16950 | 3972 | 3710.413 | 3389.3146 | 3438.3384 | 3323.6067 | [8 empty] | 4155.2213 | 3972 | 3710.413 | 3389.3146 | 3438.3384 | 3323.6067
16951 | 3971 | 3710.2666 | 3389.0026 | 3438.0803 | 3322.6402 | [8 empty] | 4154.9739 | 3971 | 3710.2666 | 3389.0026 | 3438.0803 | 3322.6402
16952 | 3971 | 3709.1386 | 3388.963 | 3437.0404 | 3322.3467 | [8 empty] | 4154.5505 | 3971 | 3709.1386 | 3388.963 | 3437.0404 | 3322.3467
16953 | 3970 | 3708.8567 | 3386.8042 | 3436.0837 | 3321.3437 | [8 empty] | 4154.0739 | 3970 | 3708.8567 | 3386.8042 | 3436.0837 | 3321.3437
16954 | 3970 | 3708.5342 | 3386.5259 | 3435.1465 | 3319.7679 | [8 empty] | 4153.7939 | 3970 | 3708.5342 | 3386.5259 | 3435.1465 | 3319.7679
16955 | 3969 | 3708.316 | 3385.9475 | 3434.442 | 3319.2979 | [8 empty] | 4152.7204 | 3969 | 3708.316 | 3385.9475 | 3434.442 | 3319.2979
16956 | 3969 | 3708.2944 | 3385.0147 | 3433.0705 | 3319.0288 | [8 empty] | 4151.3405 | 3969 | 3708.2944 | 3385.0147 | 3433.0705 | 3319.0288
16957 | 3969 | 3708.2879 | 3383.5173 | 3433.0384 | 3317.8656 | [8 empty] | 4151.2155 | 3969 | 3708.2879 | 3383.5173 | 3433.0384 | 3317.8656
16958 | 3967 | 3708.2113 | 3383.002 | 3432.5255 | 3317.3167 | [8 empty] | 4150.3508 | 3967 | 3708.2113 | 3383.002 | 3432.5255 | 3317.3167
16959 | 3967 | 3707.7034 | 3382.9513 | 3432.1513 | 3317.0832 | [8 empty] | 4149.5797 | 3967 | 3707.7034 | 3382.9513 | 3432.1513 | 3317.0832
16960 | 3966 | 3707.6767 | 3382.6467 | 3432.0453 | 3316.6842 | [8 empty] | 4149.509 | 3966 | 3707.6767 | 3382.6467 | 3432.0453 | 3316.6842
16961 | 3966 | 3706.2945 | 3381.7356 | 3431.8179 | 3314.0482 | [8 empty] | 4148.7806 | 3966 | 3706.2945 | 3381.7356 | 3431.8179 | 3314.0482
16962 | 3965 | 3706.1407 | 3381.702 | 3431.2338 | 3313.8241 | [8 empty] | 4148.5841 | 3965 | 3706.1407 | 3381.702 | 3431.2338 | 3313.8241
16963 | 3965 | 3705.9203 | 3381.6443 | 3431.0312 | 3313.5853 | [8 empty] | 4148.4588 | 3965 | 3705.9203 | 3381.6443 | 3431.0312 | 3313.5853
16964 | 3964 | 3705.8342 | 3381.347 | 3429.6716 | 3312.736 | [8 empty] | 4148.3948 | 3964 | 3705.8342 | 3381.347 | 3429.6716 | 3312.736
16965 | 3964 | 3705.3487 | 3380.5336 | 3429.3035 | 3312.3532 | [8 empty] | 4146.3676 | 3964 | 3705.3487 | 3380.5336 | 3429.3035 | 3312.3532
16966 | 3964 | 3703.6601 | 3380.3656 | 3428.7097 | 3311.1737 | [8 empty] | 4146.2781 | 3964 | 3703.6601 | 3380.3656 | 3428.7097 | 3311.1737
16967 | 3964 | 3702.7792 | 3380.3499 | 3428.4335 | 3308.7876 | [8 empty] | 4144.9297 | 3964 | 3702.7792 | 3380.3499 | 3428.4335 | 3308.7876
16968 | 3963 | 3702.2204 | 3380.0655 | 3428.1696 | 3308.5384 | [8 empty] | 4144.629 | 3963 | 3702.2204 | 3380.0655 | 3428.1696 | 3308.5384
16969 | 3963 | 3700.9812 | 3379.883 | 3428.0325 | 3307.276 | [8 empty] | 4142.8309 | 3963 | 3700.9812 | 3379.883 | 3428.0325 | 3307.276
16970 | 3963 | 3700.3751 | 3379.5471 | 3425.9966 | 3307.1815 | [8 empty] | 4142.792 | 3963 | 3700.3751 | 3379.5471 | 3425.9966 | 3307.1815
16971 | 3963 | 3700.2013 | 3379.1132 | 3424.9006 | 3307.1379 | [8 empty] | 4142.7607 | 3963 | 3700.2013 | 3379.1132 | 3424.9006 | 3307.1379
16972 | 3962 | 3699.5669 | 3378.581 | 3423.9139 | 3307.1009 | [8 empty] | 4142.2027 | 3962 | 3699.5669 | 3378.581 | 3423.9139 | 3307.1009
16973 | 3961 | 3698.7334 | 3377.26 | 3423.8315 | 3306.8115 | [8 empty] | 4141.8354 | 3961 | 3698.7334 | 3377.26 | 3423.8315 | 3306.8115
16974 | 3961 | 3697.8296 | 3376.9587 | 3423.7216 | 3306.5921 | [8 empty] | 4141.8027 | 3961 | 3697.8296 | 3376.9587 | 3423.7216 | 3306.5921
16975 | 3961 | 3696.9118 | 3375.8909 | 3423.2379 | 3305.7666 | [8 empty] | 4141.0309 | 3961 | 3696.9118 | 3375.8909 | 3423.2379 | 3305.7666
16976 | 3960 | 3696.8066 | 3375.7509 | 3421.4927 | 3305.0098 | [8 empty] | 4139.4062 | 3960 | 3696.8066 | 3375.7509 | 3421.4927 | 3305.0098
16977 | 3959 | 3696.0812 | 3373.3373 | 3420.6423 | 3304.7748 | [8 empty] | 4139.3184 | 3959 | 3696.0812 | 3373.3373 | 3420.6423 | 3304.7748
16978 | 3959 | 3694.9398 | 3372.3277 | 3419.6087 | 3304.7429 | [8 empty] | 4138.8376 | 3959 | 3694.9398 | 3372.3277 | 3419.6087 | 3304.7429
16979 | 3959 | 3694.803 | 3371.0682 | 3419.3789 | 3304.6479 | [8 empty] | 4137.9358 | 3959 | 3694.803 | 3371.0682 | 3419.3789 | 3304.6479
16980 | 3958 | 3694.756 | 3370.7178 | 3418.2578 | 3304.3909 | [8 empty] | 4135.5621 | 3958 | 3694.756 | 3370.7178 | 3418.2578 | 3304.3909
16981 | 3957 | 3693.2335 | 3370.4342 | 3417.7144 | 3304.1096 | [8 empty] | 4134.4614 | 3957 | 3693.2335 | 3370.4342 | 3417.7144 | 3304.1096
16982 | 3955 | 3693.2068 | 3370.2976 | 3416.6081 | 3303.5308 | [8 empty] | 4134.3206 | 3955 | 3693.2068 | 3370.2976 | 3416.6081 | 3303.5308
16983 | 3954 | 3691.9459 | 3369.6029 | 3415.7837 | 3303.1087 | [8 empty] | 4134.3055 | 3954 | 3691.9459 | 3369.6029 | 3415.7837 | 3303.1087
16984 | 3954 | 3691.351 | 3368.5945 | 3415.7165 | 3303.0799 | [8 empty] | 4133.3926 | 3954 | 3691.351 | 3368.5945 | 3415.7165 | 3303.0799
16985 | 3954 | 3691.2963 | 3368.228 | 3415.3783 | 3302.6746 | [8 empty] | 4132.907 | 3954 | 3691.2963 | 3368.228 | 3415.3783 | 3302.6746
16986 | 3953 | 3689.4697 | 3367.5071 | 3415.3682 | 3301.8089 | [8 empty] | 4132.6677 | 3953 | 3689.4697 | 3367.5071 | 3415.3682 | 3301.8089
16987 | 3952 | 3689.4539 | 3367.4912 | 3415.2765 | 3301.4538 | [8 empty] | 4132.4214 | 3952 | 3689.4539 | 3367.4912 | 3415.2765 | 3301.4538
16988 | 3952 | 3688.4998 | 3367.1859 | 3415.0923 | 3299.6915 | [8 empty] | 4132.2964 | 3952 | 3688.4998 | 3367.1859 | 3415.0923 | 3299.6915
16989 | 3952 | 3687.4198 | 3366.5158 | 3414.6068 | 3299.4933 | [8 empty] | 4132.1842 | 3952 | 3687.4198 | 3366.5158 | 3414.6068 | 3299.4933
16990 | 3949 | 3684.7289 | 3366.4186 | 3413.3587 | 3299.1504 | [8 empty] | 4131.1885 | 3949 | 3684.7289 | 3366.4186 | 3413.3587 | 3299.1504
16991 | 3949 | 3684.0923 | 3366.3443 | 3413.1595 | 3298.4723 | [8 empty] | 4131.1435 | 3949 | 3684.0923 | 3366.3443 | 3413.1595 | 3298.4723
16992 | 3949 | 3683.3863 | 3365.4838 | 3412.7748 | 3297.8541 | [8 empty] | 4130.9683 | 3949 | 3683.3863 | 3365.4838 | 3412.7748 | 3297.8541
16993 | 3947 | 3683.0855 | 3365.466 | 3412.0089 | 3297.2834 | [8 empty] | 4130.832 | 3947 | 3683.0855 | 3365.466 | 3412.0089 | 3297.2834
16994 | 3947 | 3681.126 | 3365.3349 | 3411.9569 | 3295.4865 | [8 empty] | 4130.4647 | 3947 | 3681.126 | 3365.3349 | 3411.9569 | 3295.4865
16995 | 3946 | 3680.2627 | 3365.3325 | 3410.9373 | 3293.994 | [8 empty] | 4129.8072 | 3946 | 3680.2627 | 3365.3325 | 3410.9373 | 3293.994
16996 | 3946 | 3680.1678 | 3365.2128 | 3408.8087 | 3293.8996 | [8 empty] | 4129.6252 | 3946 | 3680.1678 | 3365.2128 | 3408.8087 | 3293.8996
16997 | 3946 | 3679.9197 | 3364.3969 | 3408.1131 | 3293.4437 | [8 empty] | 4129.3476 | 3946 | 3679.9197 | 3364.3969 | 3408.1131 | 3293.4437
16998 | 3946 | 3678.5466 | 3363.9727 | 3406.8636 | 3291.8493 | [8 empty] | 4129.2347 | 3946 | 3678.5466 | 3363.9727 | 3406.8636 | 3291.8493
16999 | 3946 | 3678.4386 | 3363.3352 | 3405.327 | 3290.9121 | [8 empty] | 4128.7943 | 3946 | 3678.4386 | 3363.3352 | 3405.327 | 3290.9121
17000 | 3945 | 3677.3091 | 3361.5418 | 3405.2389 | 3290.6322 | [8 empty] | 4128.5679 | 3945 | 3677.3091 | 3361.5418 | 3405.2389 | 3290.6322
17001 | 3944 | 3676.4 | 3359.55 | 3404.9035 | 3288.1848 | [8 empty] | 4128.2052 | 3944 | 3676.4 | 3359.55 | 3404.9035 | 3288.1848
17002 | 3944 | 3674.8184 | 3359.0976 | 3404.1607 | 3288.1082 | [8 empty] | 4127.511 | 3944 | 3674.8184 | 3359.0976 | 3404.1607 | 3288.1082
17003 | 3944 | 3674.7407 | 3358.9768 | 3403.9747 | 3287.6762 | [8 empty] | 4126.0855 | 3944 | 3674.7407 | 3358.9768 | 3403.9747 | 3287.6762
17004 | 3942 | 3674.619 | 3358.5039 | 3403.5177 | 3287.4448 | [8 empty] | 4124.4365 | 3942 | 3674.619 | 3358.5039 | 3403.5177 | 3287.4448
17005 | 3942 | 3672.9045 | 3357.9743 | 3403.494 | 3286.5999 | [8 empty] | 4123.3672 | 3942 | 3672.9045 | 3357.9743 | 3403.494 | 3286.5999
17006 | 3942 | 3672.5383 | 3357.3967 | 3403.0281 | 3285.5424 | [8 empty] | 4123.3392 | 3942 | 3672.5383 | 3357.3967 | 3403.0281 | 3285.5424
17007 | 3941 | 3672.2093 | 3357.3212 | 3402.6513 | 3284.1642 | [8 empty] | 4123.2279 | 3941 | 3672.2093 | 3357.3212 | 3402.6513 | 3284.1642
17008 | 3941 | 3672.1004 | 3356.2929 | 3400.9999 | 3283.9613 | [8 empty] | 4123.142 | 3941 | 3672.1004 | 3356.2929 | 3400.9999 | 3283.9613
17009 | 3941 | 3672.0001 | 3354.8944 | 3399.8589 | 3283.6097 | [8 empty] | 4121.85 | 3941 | 3672.0001 | 3354.8944 | 3399.8589 | 3283.6097
17010 | 3940 | 3671.6146 | 3354.0973 | 3399.6334 | 3283.3481 | [8 empty] | 4121.1867 | 3940 | 3671.6146 | 3354.0973 | 3399.6334 | 3283.3481
17011 | 3940 | 3671.2592 | 3354.0408 | 3399.5215 | 3282.3694 | [8 empty] | 4120.3287 | 3940 | 3671.2592 | 3354.0408 | 3399.5215 | 3282.3694
17012 | 3940 | 3671.1604 | 3353.8176 | 3397.3108 | 3281.5225 | [8 empty] | 4118.6873 | 3940 | 3671.1604 | 3353.8176 | 3397.3108 | 3281.5225
17013 | 3940 | 3670.5905 | 3353.3431 | 3396.4348 | 3281.356 | [8 empty] | 4118.0497 | 3940 | 3670.5905 | 3353.3431 | 3396.4348 | 3281.356
17014 | 3938 | 3670.3138 | 3352.9574 | 3395.7987 | 3280.1477 | [8 empty] | 4117.8502 | 3938 | 3670.3138 | 3352.9574 | 3395.7987 | 3280.1477
17015 | 3938 | 3669.5808 | 3349.8165 | 3395.6164 | 3279.5806 | [8 empty] | 4117.5758 | 3938 | 3669.5808 | 3349.8165 | 3395.6164 | 3279.5806
17016 | 3938 | 3669.4479 | 3349.6853 | 3394.2588 | 3278.9966 | [8 empty] | 4117.5301 | 3938 | 3669.4479 | 3349.6853 | 3394.2588 | 3278.9966
17017 | 3937 | 3668.4373 | 3349.2833 | 3394.2172 | 3278.1932 | [8 empty] | 4117.006 | 3937 | 3668.4373 | 3349.2833 | 3394.2172 | 3278.1932
17018 | 3936 | 3668.3338 | 3349.0401 | 3393.7791 | 3278.1043 | [8 empty] | 4116.804 | 3936 | 3668.3338 | 3349.0401 | 3393.7791 | 3278.1043
17019 | 3936 | 3667.0999 | 3347.9844 | 3393.2552 | 3277.7403 | [8 empty] | 4116.561 | 3936 | 3667.0999 | 3347.9844 | 3393.2552 | 3277.7403
17020 | 3934 | 3666.7342 | 3347.6604 | 3393.0574 | 3277.7037 | [8 empty] | 4116.3523 | 3934 | 3666.7342 | 3347.6604 | 3393.0574 | 3277.7037
17021 | 3934 | 3666.6997 | 3346.9168 | 3392.9765 | 3277.2904 | [8 empty] | 4115.3453 | 3934 | 3666.6997 | 3346.9168 | 3392.9765 | 3277.2904
17022 | 3934 | 3665.4335 | 3346.5057 | 3392.9337 | 3276.6282 | [8 empty] | 4115.3359 | 3934 | 3665.4335 | 3346.5057 | 3392.9337 | 3276.6282
17023 | 3934 | 3664.7873 | 3346.0711 | 3391.9823 | 3275.5844 | [8 empty] | 4113.2577 | 3934 | 3664.7873 | 3346.0711 | 3391.9823 | 3275.5844
17024 | 3934 | 3662.2285 | 3345.1361 | 3390.4981 | 3275.5571 | [8 empty] | 4112.0842 | 3934 | 3662.2285 | 3345.1361 | 3390.4981 | 3275.5571
17025 | 3933 | 3661.5383 | 3343.0786 | 3390.3561 | 3275.129 | [8 empty] | 4110.3907 | 3933 | 3661.5383 | 3343.0786 | 3390.3561 | 3275.129
17026 | 3931 | 3661.4173 | 3342.826 | 3390.3222 | 3274.2541 | [8 empty] | 4110.2628 | 3931 | 3661.4173 | 3342.826 | 3390.3222 | 3274.2541
17027 | 3931 | 3660.5637 | 3342.7477 | 3390.2895 | 3273.919 | [8 empty] | 4109.5398 | 3931 | 3660.5637 | 3342.7477 | 3390.2895 | 3273.919
17028 | 3930 | 3660.3947 | 3342.3067 | 3390.1713 | 3273.0013 | [8 empty] | 4108.3929 | 3930 | 3660.3947 | 3342.3067 | 3390.1713 | 3273.0013
17029 | 3929 | 3660.3371 | 3342.1828 | 3389.8683 | 3272.2247 | [8 empty] | 4108.0285 | 3929 | 3660.3371 | 3342.1828 | 3389.8683 | 3272.2247
17030 | 3929 | 3659.6218 | 3342.0518 | 3388.951 | 3271.9502 | [8 empty] | 4106.6418 | 3929 | 3659.6218 | 3342.0518 | 3388.951 | 3271.9502
17031 | 3928 | 3659.5301 | 3341.9986 | 3387.8747 | 3271.7459 | [8 empty] | 4106.1757 | 3928 | 3659.5301 | 3341.9986 | 3387.8747 | 3271.7459
17032 | 3928 | 3659.3589 | 3341.3896 | 3387.5541 | 3270.3817 | [8 empty] | 4105.0519 | 3928 | 3659.3589 | 3341.3896 | 3387.5541 | 3270.3817
17033 | 3928 | 3659.1914 | 3341.0702 | 3384.8099 | 3270.3372 | [8 empty] | 4104.9789 | 3928 | 3659.1914 | 3341.0702 | 3384.8099 | 3270.3372
17034 | 3927 | 3657.5903 | 3340.2477 | 3384.774 | 3269.954 | [8 empty] | 4104.8795 | 3927 | 3657.5903 | 3340.2477 | 3384.774 | 3269.954
17035 | 3925 | 3657.217 | 3340.0505 | 3383.9736 | 3269.4486 | [8 empty] | 4104.637 | 3925 | 3657.217 | 3340.0505 | 3383.9736 | 3269.4486
17036 | 3925 | 3655.7107 | 3339.7104 | 3383.9139 | 3268.2461 | [8 empty] | 4104.5493 | 3925 | 3655.7107 | 3339.7104 | 3383.9139 | 3268.2461
17037 | 3925 | 3655.7054 | 3339.6492 | 3383.8963 | 3268.2084 | [8 empty] | 4104.5492 | 3925 | 3655.7054 | 3339.6492 | 3383.8963 | 3268.2084
17038 | 3924 | 3654.048 | 3338.5172 | 3382.9064 | 3267.5705 | [8 empty] | 4104.1092 | 3924 | 3654.048 | 3338.5172 | 3382.9064 | 3267.5705
17039 | 3923 | 3651.8614 | 3336.6293 | 3381.6276 | 3267.3953 | [8 empty] | 4103.5959 | 3923 | 3651.8614 | 3336.6293 | 3381.6276 | 3267.3953
17040 | 3922 | 3651.2413 | 3335.8477 | 3381.5003 | 3266.3378 | [8 empty] | 4103.5153 | 3922 | 3651.2413 | 3335.8477 | 3381.5003 | 3266.3378
17041 | 3922 | 3650.8711 | 3335.7887 | 3379.0259 | 3266.1034 | [8 empty] | 4103.3678 | 3922 | 3650.8711 | 3335.7887 | 3379.0259 | 3266.1034
17042 | 3921 | 3650.7265 | 3335.6198 | 3376.7968 | 3265.1206 | [8 empty] | 4100.1907 | 3921 | 3650.7265 | 3335.6198 | 3376.7968 | 3265.1206
17043 | 3921 | 3650.4649 | 3335.0351 | 3376.5195 | 3264.0615 | [8 empty] | 4098.8743 | 3921 | 3650.4649 | 3335.0351 | 3376.5195 | 3264.0615
17044 | 3920 | 3650.2428 | 3333.9465 | 3374.9088 | 3263.9801 | [8 empty] | 4098.3321 | 3920 | 3650.2428 | 3333.9465 | 3374.9088 | 3263.9801
17045 | 3920 | 3650.0397 | 3333.5209 | 3374.7016 | 3261.5098 | [8 empty] | 4097.9261 | 3920 | 3650.0397 | 3333.5209 | 3374.7016 | 3261.5098
17046 | 3919 | 3649.7 | 3332.7612 | 3374.3716 | 3260.4313 | [8 empty] | 4097.4129 | 3919 | 3649.7 | 3332.7612 | 3374.3716 | 3260.4313
17047 | 3919 | 3649.083 | 3332.422 | 3374.0386 | 3259.3488 | [8 empty] | 4097.3217 | 3919 | 3649.083 | 3332.422 | 3374.0386 | 3259.3488
17048 | 3918 | 3648.3376 | 3332.0626 | 3373.9574 | 3259.0039 | [8 empty] | 4096.3519 | 3918 | 3648.3376 | 3332.0626 | 3373.9574 | 3259.0039
17049 | 3917 | 3647.5465 | 3331.4627 | 3373.9322 | 3257.955 | [8 empty] | 4096.263 | 3917 | 3647.5465 | 3331.4627 | 3373.9322 | 3257.955
17050 | 3917 | 3645.7364 | 3331.0867 | 3373.7411 | 3257.649 | [8 empty] | 4096.1331 | 3917 | 3645.7364 | 3331.0867 | 3373.7411 | 3257.649
17051 | 3916 | 3645.6669 | 3330.0397 | 3373.3018 | 3257.2125 | [8 empty] | 4095.9379 | 3916 | 3645.6669 | 3330.0397 | 3373.3018 | 3257.2125
17052 | 3916 | 3645.3006 | 3329.0217 | 3373.1931 | 3256.807 | [8 empty] | 4095.9074 | 3916 | 3645.3006 | 3329.0217 | 3373.1931 | 3256.807
17053 | 3915 | 3644.2465 | 3328.7277 | 3372.9353 | 3256.539 | [8 empty] | 4095.8199 | 3915 | 3644.2465 | 3328.7277 | 3372.9353 | 3256.539
17054 | 3915 | 3643.6391 | 3327.9012 | 3372.6198 | 3256.5244 | [8 empty] | 4093.8006 | 3915 | 3643.6391 | 3327.9012 | 3372.6198 | 3256.5244
17055 | 3914 | 3643.114 | 3327.5833 | 3372.0198 | 3255.9418 | [8 empty] | 4093.3965 | 3914 | 3643.114 | 3327.5833 | 3372.0198 | 3255.9418
17056 | 3913 | 3642.0712 | 3327.5704 | 3370.2664 | 3255.709 | [8 empty] | 4092.9136 | 3913 | 3642.0712 | 3327.5704 | 3370.2664 | 3255.709
17057 | 3913 | 3641.77 | 3326.7154 | 3369.6883 | 3255.0793 | [8 empty] | 4092.7647 | 3913 | 3641.77 | 3326.7154 | 3369.6883 | 3255.0793
17058 | 3913 | 3640.9936 | 3326.5654 | 3368.6928 | 3254.6715 | [8 empty] | 4092.2974 | 3913 | 3640.9936 | 3326.5654 | 3368.6928 | 3254.6715
17059 | 3912 | 3640.6872 | 3325.4488 | 3368.6388 | 3254.3728 | [8 empty] | 4091.9686 | 3912 | 3640.6872 | 3325.4488 | 3368.6388 | 3254.3728
17060 | 3912 | 3640.5305 | 3324.7651 | 3368.27 | 3254.0938 | [8 empty] | 4091.8547 | 3912 | 3640.5305 | 3324.7651 | 3368.27 | 3254.0938
17061 | 3911 | 3640.3798 | 3324.2109 | 3368.1253 | 3253.79 | [8 empty] | 4089.5056 | 3911 | 3640.3798 | 3324.2109 | 3368.1253 | 3253.79
17062 | 3910 | 3639.3426 | 3323.9189 | 3367.8856 | 3253.1853 | [8 empty] | 4088.4318 | 3910 | 3639.3426 | 3323.9189 | 3367.8856 | 3253.1853
17063 | 3910 | 3638.2663 | 3323.8638 | 3365.8246 | 3250.6999 | [8 empty] | 4088.3779 | 3910 | 3638.2663 | 3323.8638 | 3365.8246 | 3250.6999
17064 | 3910 | 3637.9072 | 3322.78 | 3365.4423 | 3250.0898 | [8 empty] | 4087.9626 | 3910 | 3637.9072 | 3322.78 | 3365.4423 | 3250.0898
17065 | 3909 | 3637.592 | 3322.7449 | 3365.3591 | 3249.2 | [8 empty] | 4087.3624 | 3909 | 3637.592 | 3322.7449 | 3365.3591 | 3249.2
17066 | 3908 | 3636.0628 | 3322.4335 | 3364.9415 | 3248.6924 | [8 empty] | 4086.8906 | 3908 | 3636.0628 | 3322.4335 | 3364.9415 | 3248.6924
17067 | 3908 | 3635.4619 | 3322.3339 | 3364.5085 | 3248.1843 | [8 empty] | 4086.8694 | 3908 | 3635.4619 | 3322.3339 | 3364.5085 | 3248.1843
17068 | 3908 | 3634.8869 | 3322.1348 | 3364.2808 | 3247.7344 | [8 empty] | 4086.7725 | 3908 | 3634.8869 | 3322.1348 | 3364.2808 | 3247.7344
17069 | 3907 | 3633.8198 | 3321.857 | 3363.7919 | 3247.1719 | [8 empty] | 4086.6631 | 3907 | 3633.8198 | 3321.857 | 3363.7919 | 3247.1719
17070 | 3906 | 3633.3453 | 3321.2792 | 3363.437 | 3247.1055 | [8 empty] | 4086.4342 | 3906 | 3633.3453 | 3321.2792 | 3363.437 | 3247.1055
17071 | 3906 | 3632.9768 | 3320.2436 | 3363.191 | 3245.4278 | [8 empty] | 4086.2448 | 3906 | 3632.9768 | 3320.2436 | 3363.191 | 3245.4278
17072 | 3905 | 3632.9727 | 3320.1627 | 3361.9586 | 3244.6423 | [8 empty] | 4085.6251 | 3905 | 3632.9727 | 3320.1627 | 3361.9586 | 3244.6423
17073 | 3905 | 3629.5658 | 3319.8141 | 3361.8538 | 3243.1453 | [8 empty] | 4084.0131 | 3905 | 3629.5658 | 3319.8141 | 3361.8538 | 3243.1453
17074 | 3904 | 3629.4057 | 3318.8574 | 3361.7998 | 3242.234 | [8 empty] | 4082.0476 | 3904 | 3629.4057 | 3318.8574 | 3361.7998 | 3242.234
17075 | 3903 | 3628.937 | 3318.4191 | 3360.957 | 3240.4971 | [8 empty] | 4081.7697 | 3903 | 3628.937 | 3318.4191 | 3360.957 | 3240.4971
17076 | 3903 | 3627.0058 | 3316.7973 | 3360.1382 | 3239.8809 | [8 empty] | 4081.2484 | 3903 | 3627.0058 | 3316.7973 | 3360.1382 | 3239.8809
17077 | 3902 | 3626.6366 | 3316.3624 | 3358.8035 | 3239.8292 | [8 empty] | 4080.134 | 3902 | 3626.6366 | 3316.3624 | 3358.8035 | 3239.8292
17078 | 3902 | 3625.9945 | 3315.6313 | 3358.426 | 3239.6264 | [8 empty] | 4078.8696 | 3902 | 3625.9945 | 3315.6313 | 3358.426 | 3239.6264
17079 | 3902 | 3625.893 | 3314.691 | 3358.0481 | 3239.5813 | [8 empty] | 4078.8412 | 3902 | 3625.893 | 3314.691 | 3358.0481 | 3239.5813
17080 | 3902 | 3624.7712 | 3313.2094 | 3357.954 | 3237.1496 | [8 empty] | 4078.3713 | 3902 | 3624.7712 | 3313.2094 | 3357.954 | 3237.1496
17081 | 3901 | 3624.4092 | 3313.0864 | 3357.849 | 3232.4489 | [8 empty] | 4078.3451 | 3901 | 3624.4092 | 3313.0864 | 3357.849 | 3232.4489
17082 | 3901 | 3624.3515 | 3312.3119 | 3357.7108 | 3230.4426 | [8 empty] | 4077.41 | 3901 | 3624.3515 | 3312.3119 | 3357.7108 | 3230.4426
17083 | 3900 | 3623.8196 | 3312.0958 | 3355.5001 | 3230.135 | [8 empty] | 4077.1889 | 3900 | 3623.8196 | 3312.0958 | 3355.5001 | 3230.135
17084 | 3900 | 3623.7203 | 3311.177 | 3355.0112 | 3230.0561 | [8 empty] | 4076.6046 | 3900 | 3623.7203 | 3311.177 | 3355.0112 | 3230.0561
17085 | 3899 | 3622.6787 | 3310.7014 | 3353.828 | 3228.8004 | [8 empty] | 4076.5735 | 3899 | 3622.6787 | 3310.7014 | 3353.828 | 3228.8004
17086 | 3899 | 3622.5609 | 3310.4965 | 3352.983 | 3227.4831 | [8 empty] | 4075.538 | 3899 | 3622.5609 | 3310.4965 | 3352.983 | 3227.4831
17087 | 3898 | 3622.5122 | 3310.2527 | 3351.8694 | 3227.258 | [8 empty] | 4074.9773 | 3898 | 3622.5122 | 3310.2527 | 3351.8694 | 3227.258
17088 | 3898 | 3622.088 | 3310.1935 | 3351.4505 | 3226.9141 | [8 empty] | 4074.3051 | 3898 | 3622.088 | 3310.1935 | 3351.4505 | 3226.9141
17089 | 3898 | 3621.0621 | 3309.4366 | 3350.2689 | 3226.2961 | [8 empty] | 4073.892 | 3898 | 3621.0621 | 3309.4366 | 3350.2689 | 3226.2961
17090 | 3898 | 3621.0207 | 3309.2734 | 3350.118 | 3225.9023 | [8 empty] | 4073.6608 | 3898 | 3621.0207 | 3309.2734 | 3350.118 | 3225.9023
17091 | 3896 | 3619.7589 | 3308.9073 | 3349.8602 | 3225.3078 | [8 empty] | 4073.2575 | 3896 | 3619.7589 | 3308.9073 | 3349.8602 | 3225.3078
17092 | 3896 | 3618.5583 | 3308.7001 | 3349.4518 | 3225.1653 | [8 empty] | 4073.2302 | 3896 | 3618.5583 | 3308.7001 | 3349.4518 | 3225.1653
17093 | 3895 | 3618.2371 | 3308.5224 | 3348.9209 | 3225.1557 | [8 empty] | 4072.7222 | 3895 | 3618.2371 | 3308.5224 | 3348.9209 | 3225.1557
17094 | 3894 | 3617.9811 | 3308.3733 | 3348.8546 | 3223.9868 | [8 empty] | 4071.9196 | 3894 | 3617.9811 | 3308.3733 | 3348.8546 | 3223.9868
17095 | 3894 | 3617.6805 | 3308.2393 | 3348.614 | 3222.8896 | [8 empty] | 4071.486 | 3894 | 3617.6805 | 3308.2393 | 3348.614 | 3222.8896
17096 | 3893 | 3616.7475 | 3307.9034 | 3347.7638 | 3222.3086 | [8 empty] | 4067.3896 | 3893 | 3616.7475 | 3307.9034 | 3347.7638 | 3222.3086
17097 | 3893 | 3614.6436 | 3306.531 | 3347.0265 | 3222.1221 | [8 empty] | 4067.3011 | 3893 | 3614.6436 | 3306.531 | 3347.0265 | 3222.1221
17098 | 3892 | 3613.7889 | 3305.6678 | 3346.4535 | 3221.0275 | [8 empty] | 4066.1068 | 3892 | 3613.7889 | 3305.6678 | 3346.4535 | 3221.0275
17099 | 3892 | 3613.5007 | 3305.2923 | 3346.0453 | 3220.5781 | [8 empty] | 4065.5791 | 3892 | 3613.5007 | 3305.2923 | 3346.0453 | 3220.5781
17100 | 3891 | 3613.3082 | 3303.9677 | 3345.6566 | 3218.7334 | [8 empty] | 4064.0288 | 3891 | 3613.3082 | 3303.9677 | 3345.6566 | 3218.7334
17101 | 3891 | 3613.2646 | 3303.0004 | 3344.715 | 3215.5447 | [8 empty] | 4063.4084 | 3891 | 3613.2646 | 3303.0004 | 3344.715 | 3215.5447
17102 | 3891 | 3613.0447 | 3302.6951 | 3343.767 | 3214.7972 | [8 empty] | 4063.3185 | 3891 | 3613.0447 | 3302.6951 | 3343.767 | 3214.7972
17103 | 3889 | 3611.4919 | 3302.4279 | 3343.2234 | 3214.4225 | [8 empty] | 4062.2261 | 3889 | 3611.4919 | 3302.4279 | 3343.2234 | 3214.4225
17104 | 3888 | 3611.462 | 3302.1573 | 3341.4538 | 3211.3766 | [8 empty] | 4062.1312 | 3888 | 3611.462 | 3302.1573 | 3341.4538 | 3211.3766
17105 | 3887 | 3610.5377 | 3301.2966 | 3341.3952 | 3210.5361 | [8 empty] | 4062.1084 | 3887 | 3610.5377 | 3301.2966 | 3341.3952 | 3210.5361
17106 | 3886 | 3609.6955 | 3300.6567 | 3340.9993 | 3208.3655 | [8 empty] | 4061.8137 | 3886 | 3609.6955 | 3300.6567 | 3340.9993 | 3208.3655
17107 | 3885 | 3609.2551 | 3298.9105 | 3340.7278 | 3207.9281 | [8 empty] | 4061.6026 | 3885 | 3609.2551 | 3298.9105 | 3340.7278 | 3207.9281
17108 | 3885 | 3608.3876 | 3298.8803 | 3340.5057 | 3207.859 | [8 empty] | 4061.4671 | 3885 | 3608.3876 | 3298.8803 | 3340.5057 | 3207.859
17109 | 3885 | 3608.3356 | 3298.5354 | 3339.4822 | 3207.3992 | [8 empty] | 4060.1793 | 3885 | 3608.3356 | 3298.5354 | 3339.4822 | 3207.3992
17110 | 3884 | 3608.2485 | 3298.3258 | 3338.981 | 3205.4909 | [8 empty] | 4057.7058 | 3884 | 3608.2485 | 3298.3258 | 3338.981 | 3205.4909
17111 | 3883 | 3608.1862 | 3298.2684 | 3338.3691 | 3204.7998 | [8 empty] | 4056.8659 | 3883 | 3608.1862 | 3298.2684 | 3338.3691 | 3204.7998
17112 | 3883 | 3607.2534 | 3297.8179 | 3338.1017 | 3203.332 | [8 empty] | 4056.3319 | 3883 | 3607.2534 | 3297.8179 | 3338.1017 | 3203.332
17113 | 3883 | 3607.2214 | 3297.4213 | 3336.2587 | 3201.9358 | [8 empty] | 4055.3955 | 3883 | 3607.2214 | 3297.4213 | 3336.2587 | 3201.9358
17114 | 3882 | 3606.7261 | 3295.2682 | 3335.0364 | 3201.6871 | [8 empty] | 4054.6767 | 3882 | 3606.7261 | 3295.2682 | 3335.0364 | 3201.6871
17115 | 3881 | 3606.5231 | 3295.1651 | 3334.8443 | 3201.3982 | [8 empty] | 4054.5497 | 3881 | 3606.5231 | 3295.1651 | 3334.8443 | 3201.3982
17116 | 3881 | 3605.8168 | 3293.0228 | 3333.0688 | 3200.9889 | [8 empty] | 4054.4449 | 3881 | 3605.8168 | 3293.0228 | 3333.0688 | 3200.9889
17117 | 3881 | 3605.6642 | 3292.8803 | 3331.4509 | 3199.0645 | [8 empty] | 4054.1873 | 3881 | 3605.6642 | 3292.8803 | 3331.4509 | 3199.0645
17118 | 3880 | 3604.5372 | 3292.6123 | 3331.2161 | 3198.0728 | [8 empty] | 4053.3511 | 3880 | 3604.5372 | 3292.6123 | 3331.2161 | 3198.0728
17119 | 3877 | 3603.7225 | 3291.8839 | 3330.9058 | 3197.8592 | [8 empty] | 4053.2685 | 3877 | 3603.7225 | 3291.8839 | 3330.9058 | 3197.8592
17120 | 3877 | 3602.8902 | 3289.2282 | 3329.9825 | 3197.7055 | [8 empty] | 4052.8777 | 3877 | 3602.8902 | 3289.2282 | 3329.9825 | 3197.7055
17121 | 3876 | 3602.1839 | 3288.5814 | 3329.9568 | 3196.9063 | [8 empty] | 4051.315 | 3876 | 3602.1839 | 3288.5814 | 3329.9568 | 3196.9063
17122 | 3876 | 3601.0428 | 3288.4142 | 3328.7199 | 3195.9603 | [8 empty] | 4051.0551 | 3876 | 3601.0428 | 3288.4142 | 3328.7199 | 3195.9603
17123 | 3874 | 3600.7002 | 3287.5556 | 3326.8415 | 3195.1431 | [8 empty] | 4050.7812 | 3874 | 3600.7002 | 3287.5556 | 3326.8415 | 3195.1431
17124 | 3874 | 3600.3394 | 3287.151 | 3326.7601 | 3192.7147 | [8 empty] | 4050.2051 | 3874 | 3600.3394 | 3287.151 | 3326.7601 | 3192.7147
17125 | 3873 | 3600.1259 | 3286.9026 | 3326.4843 | 3191.0194 | [8 empty] | 4050.1465 | 3873 | 3600.1259 | 3286.9026 | 3326.4843 | 3191.0194
17126 | 3873 | 3599.5267 | 3286.717 | 3326.3414 | 3190.4301 | [8 empty] | 4050.14 | 3873 | 3599.5267 | 3286.717 | 3326.3414 | 3190.4301
17127 | 3872 | 3599.0631 | 3286.4309 | 3325.4799 | 3188.8096 | [8 empty] | 4049.4492 | 3872 | 3599.0631 | 3286.4309 | 3325.4799 | 3188.8096
17128 | 3871 | 3598.9939 | 3285.5525 | 3324.931 | 3188.0806 | [8 empty] | 4049.0529 | 3871 | 3598.9939 | 3285.5525 | 3324.931 | 3188.0806
17129 | 3868 | 3595.7378 | 3285.4054 | 3324.6857 | 3187.8436 | [8 empty] | 4047.8315 | 3868 | 3595.7378 | 3285.4054 | 3324.6857 | 3187.8436
17130 | 3867 | 3594.9925 | 3283.2482 | 3323.0596 | 3185.5528 | [8 empty] | 4047.4744 | 3867 | 3594.9925 | 3283.2482 | 3323.0596 | 3185.5528
17131 | 3867 | 3593.9295 | 3283.123 | 3323.0222 | 3185.2027 | [8 empty] | 4044.6999 | 3867 | 3593.9295 | 3283.123 | 3323.0222 | 3185.2027
17132 | 3867 | 3593.1147 | 3282.3701 | 3322.5675 | 3184.4823 | [8 empty] | 4043.7143 | 3867 | 3593.1147 | 3282.3701 | 3322.5675 | 3184.4823
17133 | 3866 | 3592.2531 | 3279.941 | 3322.5669 | 3184.0263 | [8 empty] | 4041.8127 | 3866 | 3592.2531 | 3279.941 | 3322.5669 | 3184.0263
17134 | 3866 | 3591.9512 | 3278.4024 | 3322.4955 | 3183.9604 | [8 empty] | 4041.6137 | 3866 | 3591.9512 | 3278.4024 | 3322.4955 | 3183.9604
17135 | 3866 | 3588.1766 | 3278.0588 | 3322.1741 | 3181.9436 | [8 empty] | 4041.5697 | 3866 | 3588.1766 | 3278.0588 | 3322.1741 | 3181.9436
17136 | 3866 | 3587.5359 | 3276.7624 | 3321.708 | 3181.3711 | [8 empty] | 4039.3579 | 3866 | 3587.5359 | 3276.7624 | 3321.708 | 3181.3711
17137 | 3866 | 3587.4474 | 3274.6313 | 3321.5517 | 3179.5369 | [8 empty] | 4038.8757 | 3866 | 3587.4474 | 3274.6313 | 3321.5517 | 3179.5369
17138 | 3865 | 3586.6539 | 3274.4146 | 3321.4448 | 3177.0849 | [8 empty] | 4038.5684 | 3865 | 3586.6539 | 3274.4146 | 3321.4448 | 3177.0849
17139 | 3865 | 3586.4401 | 3274.1445 | 3321.1855 | 3175.6379 | [8 empty] | 4038.4849 | 3865 | 3586.4401 | 3274.1445 | 3321.1855 | 3175.6379
17140 | 3865 | 3585.7015 | 3274.035 | 3320.4776 | 3174.0291 | [8 empty] | 4038.3904 | 3865 | 3585.7015 | 3274.035 | 3320.4776 | 3174.0291
17141 | 3864 | 3584.8557 | 3273.1589 | 3318.4059 | 3172.204 | [8 empty] | 4037.8827 | 3864 | 3584.8557 | 3273.1589 | 3318.4059 | 3172.204
17142 | 3862 | 3584.5596 | 3271.9055 | 3318.0871 | 3171.6271 | [8 empty] | 4037.8319 | 3862 | 3584.5596 | 3271.9055 | 3318.0871 | 3171.6271
17143 | 3861 | 3583.8894 | 3271.7259 | 3317.6766 | 3171.0634 | [8 empty] | 4037.3977 | 3861 | 3583.8894 | 3271.7259 | 3317.6766 | 3171.0634
17144 | 3861 | 3579.6581 | 3270.3516 | 3316.5538 | 3170.512 | [8 empty] | 4036.4839 | 3861 | 3579.6581 | 3270.3516 | 3316.5538 | 3170.512
17145 | 3860 | 3579.6218 | 3269.9541 | 3316.3816 | 3170.2712 | [8 empty] | 4036.4185 | 3860 | 3579.6218 | 3269.9541 | 3316.3816 | 3170.2712
17146 | 3860 | 3577.8027 | 3266.8715 | 3316.047 | 3170.2057 | [8 empty] | 4036.0254 | 3860 | 3577.8027 | 3266.8715 | 3316.047 | 3170.2057
17147 | 3859 | 3576.8322 | 3265.1865 | 3316.0003 | 3169.7046 | [8 empty] | 4035.351 | 3859 | 3576.8322 | 3265.1865 | 3316.0003 | 3169.7046
17148 | 3859 | 3576.2132 | 3263.8575 | 3314.3632 | 3168.9311 | [8 empty] | 4035.1228 | 3859 | 3576.2132 | 3263.8575 | 3314.3632 | 3168.9311
17149 | 3857 | 3576.1336 | 3261.3224 | 3314.3348 | 3168.8473 | [8 empty] | 4034.7788 | 3857 | 3576.1336 | 3261.3224 | 3314.3348 | 3168.8473
17150 | 3856 | 3575.7474 | 3259.6792 | 3312.2435 | 3168.3651 | [8 empty] | 4033.8529 | 3856 | 3575.7474 | 3259.6792 | 3312.2435 | 3168.3651
17151 | 3856 | 3575.0367 | 3259.0648 | 3311.6891 | 3167.2947 | [8 empty] | 4032.6236 | 3856 | 3575.0367 | 3259.0648 | 3311.6891 | 3167.2947
17152 | 3855 | 3574.3027 | 3258.1503 | 3311.2209 | 3166.6081 | [8 empty] | 4031.5554 | 3855 | 3574.3027 | 3258.1503 | 3311.2209 | 3166.6081
17153 | 3854 | 3573.5934 | 3256.0272 | 3310.4769 | 3165.9487 | [8 empty] | 4031.4606 | 3854 | 3573.5934 | 3256.0272 | 3310.4769 | 3165.9487
17154 | 3854 | 3573.3645 | 3255.6979 | 3309.6707 | 3165.03 | [8 empty] | 4031.0722 | 3854 | 3573.3645 | 3255.6979 | 3309.6707 | 3165.03
17155 | 3852 | 3573.0889 | 3255.3581 | 3309.3405 | 3164.6924 | [8 empty] | 4030.3867 | 3852 | 3573.0889 | 3255.3581 | 3309.3405 | 3164.6924
17156 | 3852 | 3572.6824 | 3255.0536 | 3308.548 | 3162.4041 | [8 empty] | 4029.5015 | 3852 | 3572.6824 | 3255.0536 | 3308.548 | 3162.4041
17157 | 3851 | 3570.8652 | 3252.9993 | 3308.3547 | 3161.8794 | [8 empty] | 4029.2922 | 3851 | 3570.8652 | 3252.9993 | 3308.3547 | 3161.8794
17158 | 3851 | 3570.819 | 3252.2503 | 3306.5163 | 3161.4184 | [8 empty] | 4029.2571 | 3851 | 3570.819 | 3252.2503 | 3306.5163 | 3161.4184
17159 | 3851 | 3570.5721 | 3251.9611 | 3305.5136 | 3160.5798 | [8 empty] | 4028.8965 | 3851 | 3570.5721 | 3251.9611 | 3305.5136 | 3160.5798
17160 | 3849 | 3568.8426 | 3250.6946 | 3304.5908 | 3159.6982 | [8 empty] | 4028.7573 | 3849 | 3568.8426 | 3250.6946 | 3304.5908 | 3159.6982
17161 | 3849 | 3568.5351 | 3250.3493 | 3303.5003 | 3158.8128 | [8 empty] | 4027.7718 | 3849 | 3568.5351 | 3250.3493 | 3303.5003 | 3158.8128
17162 | 3848 | 3566.0714 | 3249.4609 | 3301.8996 | 3158.4609 | [8 empty] | 4025.5198 | 3848 | 3566.0714 | 3249.4609 | 3301.8996 | 3158.4609
17163 | 3846 | 3565.3991 | 3248.9394 | 3301.2384 | 3158.0805 | [8 empty] | 4024.3221 | 3846 | 3565.3991 | 3248.9394 | 3301.2384 | 3158.0805
17164 | 3846 | 3563.6342 | 3248.3339 | 3299.6737 | 3157.1559 | [8 empty] | 4023.8776 | 3846 | 3563.6342 | 3248.3339 | 3299.6737 | 3157.1559
17165 | 3845 | 3563.5651 | 3248.13 | 3299.4786 | 3155.4236 | [8 empty] | 4022.8727 | 3845 | 3563.5651 | 3248.13 | 3299.4786 | 3155.4236
17166 | 3845 | 3563.3624 | 3247.4616 | 3299.4491 | 3153.3098 | [8 empty] | 4022.0723 | 3845 | 3563.3624 | 3247.4616 | 3299.4491 | 3153.3098
17167 | 3845 | 3559.9886 | 3247.0094 | 3298.8983 | 3152.968 | [8 empty] | 4021.9003 | 3845 | 3559.9886 | 3247.0094 | 3298.8983 | 3152.968
17168 | 3844 | 3559.5043 | 3246.5332 | 3297.6038 | 3152.7884 | [8 empty] | 4021.5612 | 3844 | 3559.5043 | 3246.5332 | 3297.6038 | 3152.7884
17169 | 3843 | 3559.3268 | 3246.154 | 3296.9842 | 3151.9746 | [8 empty] | 4021.1357 | 3843 | 3559.3268 | 3246.154 | 3296.9842 | 3151.9746
17170 | 3842 | 3559.0571 | 3245.0842 | 3296.3942 | 3150.2189 | [8 empty] | 4019.8755 | 3842 | 3559.0571 | 3245.0842 | 3296.3942 | 3150.2189
17171 | 3841 | 3557.7332 | 3244.757 | 3296.1719 | 3150.0024 | [8 empty] | 4019.6404 | 3841 | 3557.7332 | 3244.757 | 3296.1719 | 3150.0024
17172 | 3840 | 3555.0256 | 3242.9604 | 3296.0502 | 3149.9694 | [8 empty] | 4018.5682 | 3840 | 3555.0256 | 3242.9604 | 3296.0502 | 3149.9694
17173 | 3839 | 3552.7912 | 3242.9 | 3295.3275 | 3149.5515 | [8 empty] | 4018.322 | 3839 | 3552.7912 | 3242.9 | 3295.3275 | 3149.5515
17174 | 3839 | 3552.4779 | 3242.3609 | 3294.9883 | 3147.7896 | [8 empty] | 4018.0693 | 3839 | 3552.4779 | 3242.3609 | 3294.9883 | 3147.7896
17175 | 3838 | 3551.6913 | 3242.1196 | 3293.4778 | 3147.3327 | [8 empty] | 4017.2411 | 3838 | 3551.6913 | 3242.1196 | 3293.4778 | 3147.3327
17176 | 3838 | 3551.3717 | 3242.0272 | 3291.8557 | 3145.8096 | [8 empty] | 4016.7879 | 3838 | 3551.3717 | 3242.0272 | 3291.8557 | 3145.8096
17177 | 3838 | 3549.2695 | 3242.0005 | 3288.0529 | 3143.2601 | [8 empty] | 4016.3618 | 3838 | 3549.2695 | 3242.0005 | 3288.0529 | 3143.2601
17178 | 3838 | 3547.6244 | 3241.8278 | 3287.6666 | 3143.1734 | [8 empty] | 4016.3226 | 3838 | 3547.6244 | 3241.8278 | 3287.6666 | 3143.1734
17179 | 3837 | 3547.5571 | 3241.7372 | 3284.122 | 3142.4482 | [8 empty] | 4015.9152 | 3837 | 3547.5571 | 3241.7372 | 3284.122 | 3142.4482
17180 | 3837 | 3545.2656 | 3240.9133 | 3283.0544 | 3142.4406 | [8 empty] | 4015.747 | 3837 | 3545.2656 | 3240.9133 | 3283.0544 | 3142.4406
17181 | 3836 | 3545.03 | 3240.6653 | 3282.6241 | 3141.2188 | [8 empty] | 4015.4322 | 3836 | 3545.03 | 3240.6653 | 3282.6241 | 3141.2188
17182 | 3832 | 3544.7134 | 3240.6341 | 3282.5831 | 3140.5242 | [8 empty] | 4014.3235 | 3832 | 3544.7134 | 3240.6341 | 3282.5831 | 3140.5242
17183 | 3832 | 3542.8419 | 3239.8609 | 3282.3766 | 3140.3452 | [8 empty] | 4012.5713 | 3832 | 3542.8419 | 3239.8609 | 3282.3766 | 3140.3452
17184 | 3831 | 3542.2893 | 3239.5084 | 3281.8535 | 3139.6926 | [8 empty] | 4011.7846 | 3831 | 3542.2893 | 3239.5084 | 3281.8535 | 3139.6926
17185 | 3831 | 3541.1215 | 3238.385 | 3281.4134 | 3136.9415 | [8 empty] | 4011.7457 | 3831 | 3541.1215 | 3238.385 | 3281.4134 | 3136.9415
17186 | 3828 | 3540.4967 | 3238.3525 | 3280.9817 | 3136.6098 | [8 empty] | 4011.0995 | 3828 | 3540.4967 | 3238.3525 | 3280.9817 | 3136.6098
17187 | 3827 | 3539.9633 | 3238.1824 | 3280.1315 | 3131.699 | [8 empty] | 4009.4308 | 3827 | 3539.9633 | 3238.1824 | 3280.1315 | 3131.699
17188 | 3827 | 3539.6393 | 3237.2613 | 3279.3669 | 3130.306 | [8 empty] | 4007.2861 | 3827 | 3539.6393 | 3237.2613 | 3279.3669 | 3130.306
17189 | 3826 | 3538.6112 | 3236.2649 | 3278.9731 | 3128.8956 | [8 empty] | 4007.0098 | 3826 | 3538.6112 | 3236.2649 | 3278.9731 | 3128.8956
17190 | 3826 | 3538.5927 | 3235.1659 | 3276.916 | 3127.7593 | [8 empty] | 4006.8482 | 3826 | 3538.5927 | 3235.1659 | 3276.916 | 3127.7593
17191 | 3826 | 3537.5945 | 3235.1044 | 3276.6994 | 3126.9571 | [8 empty] | 4004.8318 | 3826 | 3537.5945 | 3235.1044 | 3276.6994 | 3126.9571
17192 | 3826 | 3537.5534 | 3233.9587 | 3275.3887 | 3126.9294 | [8 empty] | 4003.0562 | 3826 | 3537.5534 | 3233.9587 | 3275.3887 | 3126.9294
17193 | 3824 | 3536.6387 | 3233.3182 | 3275.1567 | 3126.7872 | [8 empty] | 4002.3039 | 3824 | 3536.6387 | 3233.3182 | 3275.1567 | 3126.7872
17194 | 3823 | 3535.2595 | 3232.1116 | 3273.4334 | 3125.9646 | [8 empty] | 4001.8307 | 3823 | 3535.2595 | 3232.1116 | 3273.4334 | 3125.9646
17195 | 3823 | 3533.9481 | 3231.3652 | 3273.0181 | 3125.4732 | [8 empty] | 4001.752 | 3823 | 3533.9481 | 3231.3652 | 3273.0181 | 3125.4732
17196 | 3821 | 3533.037 | 3231.008 | 3272.6613 | 3123.7967 | [8 empty] | 4001.351 | 3821 | 3533.037 | 3231.008 | 3272.6613 | 3123.7967
17197 | 3821 | 3532.7368 | 3230.6795 | 3271.7804 | 3123.1102 | [8 empty] | 4000.7285 | 3821 | 3532.7368 | 3230.6795 | 3271.7804 | 3123.1102
17198 | 3820 | 3531.4825 | 3229.7863 | 3271.6658 | 3121.1255 | [8 empty] | 3999.8927 | 3820 | 3531.4825 | 3229.7863 | 3271.6658 | 3121.1255
17199 | 3818 | 3529.5725 | 3229.2312 | 3270.569 | 3120.5589 | [8 empty] | 3999.249 | 3818 | 3529.5725 | 3229.2312 | 3270.569 | 3120.5589
17200 | 3816 | 3528.8801 | 3228.9446 | 3270.2801 | 3120.4106 | [8 empty] | 3998.749 | 3816 | 3528.8801 | 3228.9446 | 3270.2801 | 3120.4106
17201 | 3816 | 3528.0734 | 3226.8336 | 3267.0099 | 3120.1231 | [8 empty] | 3996.5602 | 3816 | 3528.0734 | 3226.8336 | 3267.0099 | 3120.1231
17202 | 3815 | 3527.1994 | 3226.7242 | 3265.9527 | 3118.6858 | [8 empty] | 3996.5436 | 3815 | 3527.1994 | 3226.7242 | 3265.9527 | 3118.6858
17203 | 3815 | 3526.8437 | 3226.4462 | 3265.2231 | 3118.4583 | [8 empty] | 3996.2658 | 3815 | 3526.8437 | 3226.4462 | 3265.2231 | 3118.4583
17204 | 3814 | 3525.8703 | 3226.2654 | 3264.5779 | 3118.3729 | [8 empty] | 3994.9908 | 3814 | 3525.8703 | 3226.2654 | 3264.5779 | 3118.3729
17205 | 3813 | 3524.3326 | 3225.7686 | 3264.4284 | 3117.9789 | [8 empty] | 3994.8445 | 3813 | 3524.3326 | 3225.7686 | 3264.4284 | 3117.9789
17206 | 3810 | 3522.8322 | 3225.0543 | 3264.0897 | 3117.9211 | [8 empty] | 3993.9969 | 3810 | 3522.8322 | 3225.0543 | 3264.0897 | 3117.9211
17207 | 3810 | 3522.3782 | 3224.4334 | 3261.8003 | 3116.9384 | [8 empty] | 3993.536 | 3810 | 3522.3782 | 3224.4334 | 3261.8003 | 3116.9384
17208 | 3809 | 3520.5954 | 3224.0489 | 3261.2345 | 3116.408 | [8 empty] | 3993.3069 | 3809 | 3520.5954 | 3224.0489 | 3261.2345 | 3116.408
17209 | 3807 | 3519.6742 | 3222.3277 | 3260.5008 | 3115.7075 | [8 empty] | 3993.2244 | 3807 | 3519.6742 | 3222.3277 | 3260.5008 | 3115.7075
17210 | 3807 | 3519.4755 | 3220.7791 | 3260.0689 | 3115.267 | [8 empty] | 3992.665 | 3807 | 3519.4755 | 3220.7791 | 3260.0689 | 3115.267
17211 | 3806 | 3517.8146 | 3219.1334 | 3259.3602 | 3114.7657 | [8 empty] | 3991.2804 | 3806 | 3517.8146 | 3219.1334 | 3259.3602 | 3114.7657
17212 | 3806 | 3517.2031 | 3219.1011 | 3258.4345 | 3114.2862 | [8 empty] | 3990.9365 | 3806 | 3517.2031 | 3219.1011 | 3258.4345 | 3114.2862
17213 | 3806 | 3516.341 | 3218.833 | 3258.4264 | 3113.8448 | [8 empty] | 3990.3714 | 3806 | 3516.341 | 3218.833 | 3258.4264 | 3113.8448
17214 | 3805 | 3513.6177 | 3218.6757 | 3258.2711 | 3112.7291 | [8 empty] | 3989.9751 | 3805 | 3513.6177 | 3218.6757 | 3258.2711 | 3112.7291
17215 | 3804 | 3513.413 | 3218.0824 | 3257.0015 | 3112.0329 | [8 empty] | 3989.7194 | 3804 | 3513.413 | 3218.0824 | 3257.0015 | 3112.0329
17216 | 3803 | 3513.354 | 3216.0969 | 3256.2983 | 3110.8721 | [8 empty] | 3989.536 | 3803 | 3513.354 | 3216.0969 | 3256.2983 | 3110.8721
17217 | 3802 | 3509.1599 | 3214.5715 | 3255.4095 | 3110.3338 | [8 empty] | 3989.2216 | 3802 | 3509.1599 | 3214.5715 | 3255.4095 | 3110.3338
17218 | 3801 | 3508.1612 | 3214.2055 | 3253.6747 | 3110.1577 | [8 empty] | 3988.7382 | 3801 | 3508.1612 | 3214.2055 | 3253.6747 | 3110.1577
17219 | 3801 | 3507.6625 | 3213.2805 | 3253.6709 | 3108.9826 | [8 empty] | 3988.639 | 3801 | 3507.6625 | 3213.2805 | 3253.6709 | 3108.9826
17220 | 3800 | 3506.9284 | 3213.0663 | 3252.0002 | 3106.6566 | [8 empty] | 3988.0475 | 3800 | 3506.9284 | 3213.0663 | 3252.0002 | 3106.6566
17221 | 3800 | 3504.2008 | 3212.9924 | 3251.5328 | 3106.6299 | [8 empty] | 3987.4836 | 3800 | 3504.2008 | 3212.9924 | 3251.5328 | 3106.6299
17222 | 3797 | 3503.7332 | 3210.1475 | 3250.7237 | 3106.3853 | [8 empty] | 3987.2009 | 3797 | 3503.7332 | 3210.1475 | 3250.7237 | 3106.3853
17223 | 3794 | 3503.0692 | 3209.259 | 3250.3584 | 3105.5 | [8 empty] | 3986.93 | 3794 | 3503.0692 | 3209.259 | 3250.3584 | 3105.5
17224 | 3794 | 3503.0305 | 3209.1008 | 3250.2985 | 3103.4031 | [8 empty] | 3986.176 | 3794 | 3503.0305 | 3209.1008 | 3250.2985 | 3103.4031
17225 | 3792 | 3502.0192 | 3208.2423 | 3249.1594 | 3102.2993 | [8 empty] | 3985.5072 | 3792 | 3502.0192 | 3208.2423 | 3249.1594 | 3102.2993
17226 | 3792 | 3500.9527 | 3206.3924 | 3249.0436 | 3101.5022 | [8 empty] | 3985.1854 | 3792 | 3500.9527 | 3206.3924 | 3249.0436 | 3101.5022
17227 | 3792 | 3500.9288 | 3206.1557 | 3248.8615 | 3101.1772 | [8 empty] | 3984.99 | 3792 | 3500.9288 | 3206.1557 | 3248.8615 | 3101.1772
17228 | 3788 | 3500.7564 | 3205.8596 | 3247.74 | 3100.6544 | [8 empty] | 3984.2124 | 3788 | 3500.7564 | 3205.8596 | 3247.74 | 3100.6544
17229 | 3787 | 3499.8397 | 3203.1538 | 3246.3917 | 3099.5177 | [8 empty] | 3983.2253 | 3787 | 3499.8397 | 3203.1538 | 3246.3917 | 3099.5177
17230 | 3787 | 3499.0489 | 3202.3732 | 3246.0818 | 3098.0867 | [8 empty] | 3980.6747 | 3787 | 3499.0489 | 3202.3732 | 3246.0818 | 3098.0867
17231 | 3786 | 3498.9689 | 3201.945 | 3245.2735 | 3098.0762 | [8 empty] | 3980.5984 | 3786 | 3498.9689 | 3201.945 | 3245.2735 | 3098.0762
17232 | 3784 | 3498.5438 | 3200.8813 | 3245.1123 | 3095.8132 | [8 empty] | 3979.3483 | 3784 | 3498.5438 | 3200.8813 | 3245.1123 | 3095.8132
17233 | 3784 | 3496.9781 | 3200.7017 | 3244.0283 | 3094.1952 | [8 empty] | 3978.5872 | 3784 | 3496.9781 | 3200.7017 | 3244.0283 | 3094.1952
17234 | 3780 | 3495.5017 | 3198.6185 | 3242.873 | 3093.2609 | [8 empty] | 3977.8894 | 3780 | 3495.5017 | 3198.6185 | 3242.873 | 3093.2609
17235 | 3779 | 3494.5896 | 3198.5649 | 3242.1303 | 3092.2771 | [8 empty] | 3977.0191 | 3779 | 3494.5896 | 3198.5649 | 3242.1303 | 3092.2771
17236 | 3777 | 3494.5049 | 3195.8427 | 3241.1953 | 3091.9306 | [8 empty] | 3975.5746 | 3777 | 3494.5049 | 3195.8427 | 3241.1953 | 3091.9306
17237 | 3776 | 3493.5082 | 3195.1319 | 3238.424 | 3090.8523 | [8 empty] | 3975.0647 | 3776 | 3493.5082 | 3195.1319 | 3238.424 | 3090.8523
17238 | 3774 | 3493.4826 | 3192.5494 | 3238.2554 | 3090.529 | [8 empty] | 3974.977 | 3774 | 3493.4826 | 3192.5494 | 3238.2554 | 3090.529
17239 | 3773 | 3493.1896 | 3191.3059 | 3236.6026 | 3090.4475 | [8 empty] | 3974.0181 | 3773 | 3493.1896 | 3191.3059 | 3236.6026 | 3090.4475
17240 | 3773 | 3491.9826 | 3190.2245 | 3236.2152 | 3089.2263 | [8 empty] | 3973.683 | 3773 | 3491.9826 | 3190.2245 | 3236.2152 | 3089.2263
17241 | 3773 | 3491.9685 | 3189.0978 | 3235.8262 | 3087.6139 | [8 empty] | 3972.4893 | 3773 | 3491.9685 | 3189.0978 | 3235.8262 | 3087.6139
17242 | 3771 | 3490.4767 | 3186.1879 | 3234.4295 | 3084.9781 | [8 empty] | 3971.4002 | 3771 | 3490.4767 | 3186.1879 | 3234.4295 | 3084.9781
17243 | 3770 | 3490.2394 | 3185.6594 | 3234.3458 | 3084.1755 | [8 empty] | 3971.2243 | 3770 | 3490.2394 | 3185.6594 | 3234.3458 | 3084.1755
17244 | 3768 | 3490.0694 | 3184.9983 | 3233.0745 | 3081.8716 | [8 empty] | 3971.1489 | 3768 | 3490.0694 | 3184.9983 | 3233.0745 | 3081.8716
17245 | 3766 | 3489.0999 | 3183.463 | 3233.0622 | 3081.6195 | [8 empty] | 3969.8437 | 3766 | 3489.0999 | 3183.463 | 3233.0622 | 3081.6195
17246 | 3764 | 3488.6485 | 3182.1912 | 3232.914 | 3080.9568 | [8 empty] | 3968.3057 | 3764 | 3488.6485 | 3182.1912 | 3232.914 | 3080.9568
17247 | 3759 | 3488.4176 | 3181.4259 | 3232.5677 | 3080.7503 | [8 empty] | 3968.0909 | 3759 | 3488.4176 | 3181.4259 | 3232.5677 | 3080.7503
17248 | 3759 | 3488.117 | 3180.3908 | 3231.7328 | 3080.6464 | [8 empty] | 3965.4795 | 3759 | 3488.117 | 3180.3908 | 3231.7328 | 3080.6464
17249 | 3759 | 3487.7929 | 3177.5373 | 3229.3049 | 3079.876 | [8 empty] | 3964.4441 | 3759 | 3487.7929 | 3177.5373 | 3229.3049 | 3079.876
17250 | 3758 | 3486.7858 | 3176.4963 | 3229.2667 | 3079.4633 | [8 empty] | 3963.7445 | 3758 | 3486.7858 | 3176.4963 | 3229.2667 | 3079.4633
17251 | 3756 | 3484.2501 | 3175.7626 | 3227.8159 | 3079.0755 | [8 empty] | 3963.6745 | 3756 | 3484.2501 | 3175.7626 | 3227.8159 | 3079.0755
17252 | 3756 | 3483.6015 | 3175.1688 | 3227.3074 | 3076.2743 | [8 empty] | 3963.6352 | 3756 | 3483.6015 | 3175.1688 | 3227.3074 | 3076.2743
17253 | 3755 | 3482.8984 | 3173.0271 | 3227.0864 | 3076.0598 | [8 empty] | 3962.9083 | 3755 | 3482.8984 | 3173.0271 | 3227.0864 | 3076.0598
17254 | 3754 | 3481.0388 | 3171.8098 | 3226.454 | 3073.3291 | [8 empty] | 3962.445 | 3754 | 3481.0388 | 3171.8098 | 3226.454 | 3073.3291
17255 | 3753 | 3480.4294 | 3170.4974 | 3226.1197 | 3070.6441 | [8 empty] | 3959.8538 | 3753 | 3480.4294 | 3170.4974 | 3226.1197 | 3070.6441
17256 | 3751 | 3480.0381 | 3168.5068 | 3225.91 | 3068.2784 | [8 empty] | 3959.5495 | 3751 | 3480.0381 | 3168.5068 | 3225.91 | 3068.2784
17257 | 3750 | 3479.0851 | 3167.8664 | 3225.4355 | 3065.0364 | [8 empty] | 3959.3232 | 3750 | 3479.0851 | 3167.8664 | 3225.4355 | 3065.0364
17258 | 3747 | 3478.8605 | 3167.6796 | 3225.0297 | 3062.6027 | [8 empty] | 3958.8989 | 3747 | 3478.8605 | 3167.6796 | 3225.0297 | 3062.6027
17259 | 3747 | 3476.8223 | 3167.4892 | 3224.4116 | 3059.937 | [8 empty] | 3958.865 | 3747 | 3476.8223 | 3167.4892 | 3224.4116 | 3059.937
17260 | 3745 | 3476.1074 | 3166.8721 | 3224.1365 | 3056.9212 | [8 empty] | 3958.6516 | 3745 | 3476.1074 | 3166.8721 | 3224.1365 | 3056.9212
17261 | 3745 | 3473.1876 | 3166.1972 | 3224.0834 | 3056.5253 | [8 empty] | 3957.2251 | 3745 | 3473.1876 | 3166.1972 | 3224.0834 | 3056.5253
17262 | 3744 | 3470.4457 | 3165.2081 | 3222.7037 | 3055.8587 | [8 empty] | 3956.9619 | 3744 | 3470.4457 | 3165.2081 | 3222.7037 | 3055.8587
17263 | 3743 | 3470.0308 | 3164.9788 | 3222.3594 | 3054.7361 | [8 empty] | 3956.1705 | 3743 | 3470.0308 | 3164.9788 | 3222.3594 | 3054.7361
17264 | 3743 | 3470.0026 | 3162.6333 | 3222.1189 | 3053.1961 | [8 empty] | 3955.6394 | 3743 | 3470.0026 | 3162.6333 | 3222.1189 | 3053.1961
17265 | 3742 | 3469.4683 | 3162.1952 | 3221.316 | 3051.1379 | [8 empty] | 3955.1671 | 3742 | 3469.4683 | 3162.1952 | 3221.316 | 3051.1379
17266 | 3741 | 3469.3849 | 3156.0093 | 3220.3972 | 3050.6616 | [8 empty] | 3955.0728 | 3741 | 3469.3849 | 3156.0093 | 3220.3972 | 3050.6616
17267 | 3741 | 3469.3014 | 3154.1341 | 3219.5888 | 3050.1957 | [8 empty] | 3954.8169 | 3741 | 3469.3014 | 3154.1341 | 3219.5888 | 3050.1957
17268 | 3741 | 3468.1276 | 3153.593 | 3218.8299 | 3049.5298 | [8 empty] | 3954.1918 | 3741 | 3468.1276 | 3153.593 | 3218.8299 | 3049.5298
17269 | 3741 | 3468.0852 | 3153.1155 | 3217.5132 | 3048.0778 | [8 empty] | 3953.2253 | 3741 | 3468.0852 | 3153.1155 | 3217.5132 | 3048.0778
17270 | 3740 | 3467.9674 | 3152.1795 | 3216.6582 | 3046.4022 | [8 empty] | 3952.4842 | 3740 | 3467.9674 | 3152.1795 | 3216.6582 | 3046.4022
17271 | 3739 | 3467.0758 | 3151.8355 | 3216.2239 | 3044.6153 | [8 empty] | 3951.838 | 3739 | 3467.0758 | 3151.8355 | 3216.2239 | 3044.6153
17272 | 3739 | 3466.9534 | 3150.8072 | 3214.2486 | 3044.6109 | [8 empty] | 3951.4022 | 3739 | 3466.9534 | 3150.8072 | 3214.2486 | 3044.6109
17273 | 3738 | 3464.8405 | 3150.2596 | 3213.683 | 3044.5246 | [8 empty] | 3951.1236 | 3738 | 3464.8405 | 3150.2596 | 3213.683 | 3044.5246
17274 | 3737 | 3464.5514 | 3149.6726 | 3213.4219 | 3043.847 | [8 empty] | 3950.143 | 3737 | 3464.5514 | 3149.6726 | 3213.4219 | 3043.847
17275 | 3737 | 3464.3851 | 3149.407 | 3211.6128 | 3042.8563 | [8 empty] | 3948.6398 | 3737 | 3464.3851 | 3149.407 | 3211.6128 | 3042.8563
17276 | 3735 | 3464.213 | 3149.3958 | 3209.9228 | 3042.0161 | [8 empty] | 3947.0841 | 3735 | 3464.213 | 3149.3958 | 3209.9228 | 3042.0161
17277 | 3735 | 3463.9856 | 3149.1265 | 3209.4571 | 3041.3975 | [8 empty] | 3946.8034 | 3735 | 3463.9856 | 3149.1265 | 3209.4571 | 3041.3975
17278 | 3734 | 3463.1203 | 3148.8562 | 3209.1353 | 3037.9327 | [8 empty] | 3945.8686 | 3734 | 3463.1203 | 3148.8562 | 3209.1353 | 3037.9327
17279 | 3733 | 3463.0733 | 3147.9705 | 3207.9797 | 3036.3687 | [8 empty] | 3945.8426 | 3733 | 3463.0733 | 3147.9705 | 3207.9797 | 3036.3687
17280 | 3732 | 3462.4773 | 3147.9467 | 3207.2314 | 3033.5201 | [8 empty] | 3945.6822 | 3732 | 3462.4773 | 3147.9467 | 3207.2314 | 3033.5201
17281 | 3732 | 3461.5342 | 3147.0062 | 3206.5819 | 3033.3059 | [8 empty] | 3944.6171 | 3732 | 3461.5342 | 3147.0062 | 3206.5819 | 3033.3059
17282 | 3731 | 3459.7205 | 3143.7487 | 3206.1944 | 3033.1439 | [8 empty] | 3942.23 | 3731 | 3459.7205 | 3143.7487 | 3206.1944 | 3033.1439
17283 | 3727 | 3459.2441 | 3143.2895 | 3205.5265 | 3031.9646 | [8 empty] | 3942.0748 | 3727 | 3459.2441 | 3143.2895 | 3205.5265 | 3031.9646
17284 | 3727 | 3455.931 | 3142.8021 | 3205.4333 | 3031.5817 | [8 empty] | 3941.8367 | 3727 | 3455.931 | 3142.8021 | 3205.4333 | 3031.5817
17285 | 3727 | 3452.7061 | 3140.0381 | 3204.6204 | 3030.3703 | [8 empty] | 3937.2398 | 3727 | 3452.7061 | 3140.0381 | 3204.6204 | 3030.3703
17286 | 3725 | 3452.3118 | 3140.0129 | 3204.3378 | 3025.9984 | [8 empty] | 3936.6913 | 3725 | 3452.3118 | 3140.0129 | 3204.3378 | 3025.9984
17287 | 3723 | 3450.9367 | 3138.4364 | 3202.2447 | 3025.9291 | [8 empty] | 3935.0877 | 3723 | 3450.9367 | 3138.4364 | 3202.2447 | 3025.9291
17288 | 3722 | 3449.9777 | 3136.6661 | 3201.1649 | 3025.9271 | [8 empty] | 3934.334 | 3722 | 3449.9777 | 3136.6661 | 3201.1649 | 3025.9271
17289 | 3718 | 3449.909 | 3134.978 | 3199.6173 | 3025.7174 | [8 empty] | 3933.8895 | 3718 | 3449.909 | 3134.978 | 3199.6173 | 3025.7174
17290 | 3717 | 3449.7426 | 3134.7245 | 3198.915 | 3025.2463 | [8 empty] | 3930.6028 | 3717 | 3449.7426 | 3134.7245 | 3198.915 | 3025.2463
17291 | 3717 | 3449.586 | 3131.0086 | 3198.0643 | 3024.704 | [8 empty] | 3930.2639 | 3717 | 3449.586 | 3131.0086 | 3198.0643 | 3024.704
17292 | 3715 | 3449.1723 | 3130.3653 | 3196.8067 | 3024.0963 | [8 empty] | 3926.8401 | 3715 | 3449.1723 | 3130.3653 | 3196.8067 | 3024.0963
17293 | 3715 | 3448.7426 | 3128.1102 | 3196.3073 | 3023.8486 | [8 empty] | 3926.5451 | 3715 | 3448.7426 | 3128.1102 | 3196.3073 | 3023.8486
17294 | 3708 | 3448.6307 | 3128.0083 | 3194.6301 | 3023.4749 | [8 empty] | 3925.6439 | 3708 | 3448.6307 | 3128.0083 | 3194.6301 | 3023.4749
17295 | 3708 | 3448.0808 | 3128.0022 | 3194.3238 | 3022.699 | [8 empty] | 3923.7434 | 3708 | 3448.0808 | 3128.0022 | 3194.3238 | 3022.699
17296 | 3707 | 3446.9723 | 3127.6471 | 3191.8478 | 3020.6373 | [8 empty] | 3923.4429 | 3707 | 3446.9723 | 3127.6471 | 3191.8478 | 3020.6373
17297 | 3706 | 3444.4683 | 3125.7504 | 3189.5269 | 3016.0237 | [8 empty] | 3921.8512 | 3706 | 3444.4683 | 3125.7504 | 3189.5269 | 3016.0237
17298 | 3706 | 3444.4095 | 3123.8879 | 3188.947 | 3012.3688 | [8 empty] | 3921.3942 | 3706 | 3444.4095 | 3123.8879 | 3188.947 | 3012.3688
17299 | 3706 | 3444.1862 | 3122.647 | 3187.7944 | 3012.1141 | [8 empty] | 3921.0666 | 3706 | 3444.1862 | 3122.647 | 3187.7944 | 3012.1141
17300 | 3705 | 3441.2964 | 3122.5625 | 3187.6879 | 3011.8166 | [8 empty] | 3919.6518 | 3705 | 3441.2964 | 3122.5625 | 3187.6879 | 3011.8166
17301 | 3704 | 3441.1552 | 3122.1873 | 3186.687 | 3008.3022 | [8 empty] | 3919.6206 | 3704 | 3441.1552 | 3122.1873 | 3186.687 | 3008.3022
17302 | 3704 | 3440.9841 | 3120.6655 | 3186.0319 | 3008.1197 | [8 empty] | 3919.3838 | 3704 | 3440.9841 | 3120.6655 | 3186.0319 | 3008.1197
17303 | 3702 | 3440.7797 | 3118.0393 | 3183.1277 | 3005.4723 | [8 empty] | 3918.5619 | 3702 | 3440.7797 | 3118.0393 | 3183.1277 | 3005.4723
17304 | 3700 | 3440.1864 | 3115.8077 | 3182.2996 | 3004.0564 | [8 empty] | 3918.479 | 3700 | 3440.1864 | 3115.8077 | 3182.2996 | 3004.0564
17305 | 3699 | 3439.7841 | 3114.0216 | 3181.707 | 3001.465 | [8 empty] | 3918.1925 | 3699 | 3439.7841 | 3114.0216 | 3181.707 | 3001.465
17306 | 3699 | 3439.6683 | 3113.1728 | 3181.023 | 3000.994 | [8 empty] | 3917.9007 | 3699 | 3439.6683 | 3113.1728 | 3181.023 | 3000.994
17307 | 3699 | 3439.3428 | 3112.8212 | 3180.1009 | 3000.0298 | [8 empty] | 3917.2134 | 3699 | 3439.3428 | 3112.8212 | 3180.1009 | 3000.0298
17308 | 3699 | 3438.4639 | 3112.6961 | 3180.0494 | 2999.7093 | [8 empty] | 3917.1877 | 3699 | 3438.4639 | 3112.6961 | 3180.0494 | 2999.7093
17309 | 3698 | 3438.3935 | 3112.4555 | 3177.2961 | 2998.8905 | [8 empty] | 3917.0138 | 3698 | 3438.3935 | 3112.4555 | 3177.2961 | 2998.8905
17310 | 3697 | 3437.8738 | 3111.4449 | 3176.8409 | 2997.6885 | [8 empty] | 3916.3972 | 3697 | 3437.8738 | 3111.4449 | 3176.8409 | 2997.6885
17311 | 3696 | 3437.4602 | 3109.0351 | 3176.242 | 2997.6718 | [8 empty] | 3915.384 | 3696 | 3437.4602 | 3109.0351 | 3176.242 | 2997.6718
17312 | 3696 | 3435.9149 | 3108.3702 | 3176.0876 | 2995.4337 | [8 empty] | 3915.3196 | 3696 | 3435.9149 | 3108.3702 | 3176.0876 | 2995.4337
17313 | 3695 | 3434.747 | 3106.9487 | 3176.0543 | 2994.4963 | [8 empty] | 3914.7026 | 3695 | 3434.747 | 3106.9487 | 3176.0543 | 2994.4963
17314 | 3693 | 3434.5064 | 3104.2994 | 3174.0341 | 2994.4223 | [8 empty] | 3914.4701 | 3693 | 3434.5064 | 3104.2994 | 3174.0341 | 2994.4223
17315 | 3691 | 3431.0719 | 3102.6967 | 3173.8401 | 2990.5708 | [8 empty] | 3914.3216 | 3691 | 3431.0719 | 3102.6967 | 3173.8401 | 2990.5708
17316 | 3690 | 3429.8762 | 3100.633 | 3173.3175 | 2989.7591 | [8 empty] | 3914.0185 | 3690 | 3429.8762 | 3100.633 | 3173.3175 | 2989.7591
17317 | 3689 | 3428.0176 | 3100.2348 | 3172.5704 | 2989.5187 | [8 empty] | 3913.4244 | 3689 | 3428.0176 | 3100.2348 | 3172.5704 | 2989.5187
17318 | 3689 | 3427.1452 | 3097.8166 | 3170.9853 | 2988.1358 | [8 empty] | 3911.7229 | 3689 | 3427.1452 | 3097.8166 | 3170.9853 | 2988.1358
17319 | 3688 | 3426.9228 | 3097.4506 | 3166.3029 | 2987.9427 | [8 empty] | 3911.1403 | 3688 | 3426.9228 | 3097.4506 | 3166.3029 | 2987.9427
17320 | 3687 | 3424.0077 | 3096.878 | 3166.1711 | 2987.0548 | [8 empty] | 3908.6518 | 3687 | 3424.0077 | 3096.878 | 3166.1711 | 2987.0548
17321 | 3687 | 3422.5209 | 3096.6704 | 3166.0711 | 2986.9985 | [8 empty] | 3907.5501 | 3687 | 3422.5209 | 3096.6704 | 3166.0711 | 2986.9985
17322 | 3687 | 3422.0112 | 3094.4982 | 3164.2113 | 2986.9481 | [8 empty] | 3906.8375 | 3687 | 3422.0112 | 3094.4982 | 3164.2113 | 2986.9481
17323 | 3686 | 3421.1228 | 3093.3588 | 3163.1764 | 2985.6044 | [8 empty] | 3905.6647 | 3686 | 3421.1228 | 3093.3588 | 3163.1764 | 2985.6044
17324 | 3686 | 3419.6179 | 3092.092 | 3162.4393 | 2984.9593 | [8 empty] | 3904.7531 | 3686 | 3419.6179 | 3092.092 | 3162.4393 | 2984.9593
17325 | 3683 | 3417.0949 | 3090.0841 | 3161.7091 | 2984.8167 | [8 empty] | 3904.6339 | 3683 | 3417.0949 | 3090.0841 | 3161.7091 | 2984.8167
17326 | 3681 | 3416.7464 | 3089.5546 | 3159.8733 | 2984.3574 | [8 empty] | 3904.6296 | 3681 | 3416.7464 | 3089.5546 | 3159.8733 | 2984.3574
17327 | 3681 | 3415.4317 | 3088.6933 | 3158.8556 | 2984.2381 | [8 empty] | 3903.7644 | 3681 | 3415.4317 | 3088.6933 | 3158.8556 | 2984.2381
17328 | 3680 | 3414.0628 | 3087.4938 | 3158.724 | 2983.3656 | [8 empty] | 3902.7476 | 3680 | 3414.0628 | 3087.4938 | 3158.724 | 2983.3656
17329 | 3680 | 3410.2495 | 3087.1532 | 3157.64 | 2980.5036 | [8 empty] | 3902.5408 | 3680 | 3410.2495 | 3087.1532 | 3157.64 | 2980.5036
17330 | 3680 | 3410.0408 | 3086.978 | 3156.677 | 2978.7933 | [8 empty] | 3901.6868 | 3680 | 3410.0408 | 3086.978 | 3156.677 | 2978.7933
17331 | 3680 | 3408.9597 | 3085.0515 | 3155.7711 | 2978.163 | [8 empty] | 3901.0438 | 3680 | 3408.9597 | 3085.0515 | 3155.7711 | 2978.163
17332 | 3678 | 3408.2968 | 3084.0138 | 3154.795 | 2977.6362 | [8 empty] | 3900.856 | 3678 | 3408.2968 | 3084.0138 | 3154.795 | 2977.6362
17333 | 3677 | 3407.701 | 3082.6433 | 3153.495 | 2977.212 | [8 empty] | 3899.1603 | 3677 | 3407.701 | 3082.6433 | 3153.495 | 2977.212
17334 | 3675 | 3406.7306 | 3081.5377 | 3151.9189 | 2975.522 | [8 empty] | 3898.6042 | 3675 | 3406.7306 | 3081.5377 | 3151.9189 | 2975.522
17335 | 3674 | 3406.2244 | 3080.7285 | 3151.6636 | 2975.1021 | [8 empty] | 3898.5723 | 3674 | 3406.2244 | 3080.7285 | 3151.6636 | 2975.1021
17336 | 3672 | 3406.0107 | 3080.2254 | 3151.4103 | 2970.3675 | [8 empty] | 3898.1273 | 3672 | 3406.0107 | 3080.2254 | 3151.4103 | 2970.3675
17337 | 3671 | 3405.685 | 3079.1963 | 3151.0635 | 2969.8718 | [8 empty] | 3894.1787 | 3671 | 3405.685 | 3079.1963 | 3151.0635 | 2969.8718
17338 | 3670 | 3404.2069 | 3078.3586 | 3149.672 | 2968.5401 | [8 empty] | 3893.5654 | 3670 | 3404.2069 | 3078.3586 | 3149.672 | 2968.5401
17339 | 3670 | 3403.6381 | 3077.9268 | 3149.3029 | 2967.9618 | [8 empty] | 3893.5072 | 3670 | 3403.6381 | 3077.9268 | 3149.3029 | 2967.9618
17340 | 3669 | 3402.4807 | 3077.0982 | 3147.5204 | 2966.3741 | [8 empty] | 3893.0139 | 3669 | 3402.4807 | 3077.0982 | 3147.5204 | 2966.3741
17341 | 3668 | 3402.3589 | 3075.988 | 3147.2966 | 2966.3166 | [8 empty] | 3892.5443 | 3668 | 3402.3589 | 3075.988 | 3147.2966 | 2966.3166
17342 | 3662 | 3401.5062 | 3070.7004 | 3146.134 | 2965.7615 | [8 empty] | 3891.3072 | 3662 | 3401.5062 | 3070.7004 | 3146.134 | 2965.7615
17343 | 3660 | 3401.245 | 3070.0863 | 3145.0814 | 2963.7311 | [8 empty] | 3890.9973 | 3660 | 3401.245 | 3070.0863 | 3145.0814 | 2963.7311
17344 | 3660 | 3401.0303 | 3066.5623 | 3144.9774 | 2963.3478 | [8 empty] | 3890.8693 | 3660 | 3401.0303 | 3066.5623 | 3144.9774 | 2963.3478
17345 | 3659 | 3399.7909 | 3066.3952 | 3143.6537 | 2961.7698 | [8 empty] | 3890.7327 | 3659 | 3399.7909 | 3066.3952 | 3143.6537 | 2961.7698
17346 | 3656 | 3399.661 | 3065.966 | 3143.469 | 2960.8631 | [8 empty] | 3890.7268 | 3656 | 3399.661 | 3065.966 | 3143.469 | 2960.8631
17347 | 3656 | 3398.3483 | 3065.9233 | 3142.9674 | 2960.1535 | [8 empty] | 3889.1216 | 3656 | 3398.3483 | 3065.9233 | 3142.9674 | 2960.1535
17348 | 3656 | 3396.7374 | 3065.3059 | 3141.73 | 2960.0287 | [8 empty] | 3888.9171 | 3656 | 3396.7374 | 3065.3059 | 3141.73 | 2960.0287
17349 | 3656 | 3395.665 | 3065.0638 | 3141.4287 | 2956.4284 | [8 empty] | 3888.4106 | 3656 | 3395.665 | 3065.0638 | 3141.4287 | 2956.4284
17350 | 3656 | 3395.3179 | 3061.9008 | 3141.1016 | 2954.8044 | [8 empty] | 3886.4396 | 3656 | 3395.3179 | 3061.9008 | 3141.1016 | 2954.8044
17351 | 3655 | 3395.222 | 3060.4867 | 3140.1669 | 2953.583 | [8 empty] | 3885.9318 | 3655 | 3395.222 | 3060.4867 | 3140.1669 | 2953.583
17352 | 3653 | 3394.8273 | 3059.3216 | 3139.6208 | 2951.4003 | [8 empty] | 3885.6478 | 3653 | 3394.8273 | 3059.3216 | 3139.6208 | 2951.4003
17353 | 3651 | 3394.1347 | 3058.041 | 3139.2871 | 2950.7574 | [8 empty] | 3884.919 | 3651 | 3394.1347 | 3058.041 | 3139.2871 | 2950.7574
17354 | 3650 | 3393.0064 | 3057.4751 | 3137.3571 | 2949.1259 | [8 empty] | 3884.2729 | 3650 | 3393.0064 | 3057.4751 | 3137.3571 | 2949.1259
17355 | 3650 | 3389.4383 | 3056.3654 | 3137.1146 | 2947.6592 | [8 empty] | 3884.0469 | 3650 | 3389.4383 | 3056.3654 | 3137.1146 | 2947.6592
17356 | 3649 | 3389.0323 | 3055.2487 | 3136.1073 | 2946.6233 | [8 empty] | 3882.6374 | 3649 | 3389.0323 | 3055.2487 | 3136.1073 | 2946.6233
17357 | 3647 | 3387.6199 | 3054.3489 | 3132.5494 | 2946.6034 | [8 empty] | 3882.2827 | 3647 | 3387.6199 | 3054.3489 | 3132.5494 | 2946.6034
17358 | 3647 | 3385.2161 | 3052.5702 | 3132.4048 | 2945.8053 | [8 empty] | 3882.2795 | 3647 | 3385.2161 | 3052.5702 | 3132.4048 | 2945.8053
17359 | 3644 | 3384.615 | 3048.4278 | 3131.1094 | 2943.0975 | [8 empty] | 3881.2616 | 3644 | 3384.615 | 3048.4278 | 3131.1094 | 2943.0975
17360 | 3641 | 3384.4994 | 3047.7802 | 3127.4436 | 2942.3608 | [8 empty] | 3881.0457 | 3641 | 3384.4994 | 3047.7802 | 3127.4436 | 2942.3608
17361 | 3640 | 3384.4296 | 3047.7213 | 3126.7166 | 2939.9151 | [8 empty] | 3878.8639 | 3640 | 3384.4296 | 3047.7213 | 3126.7166 | 2939.9151
17362 | 3640 | 3384.0104 | 3047.2117 | 3126.4319 | 2938.1408 | [8 empty] | 3878.3626 | 3640 | 3384.0104 | 3047.2117 | 3126.4319 | 2938.1408
17363 | 3640 | 3383.0485 | 3046.9603 | 3125.5881 | 2938.1128 | [8 empty] | 3876.0286 | 3640 | 3383.0485 | 3046.9603 | 3125.5881 | 2938.1128
17364 | 3638 | 3380.7749 | 3044.9071 | 3124.9797 | 2930.8264 | [8 empty] | 3875.9947 | 3638 | 3380.7749 | 3044.9071 | 3124.9797 | 2930.8264
17365 | 3637 | 3380.6604 | 3042.281 | 3124.7575 | 2930.2231 | [8 empty] | 3874.8067 | 3637 | 3380.6604 | 3042.281 | 3124.7575 | 2930.2231
17366 | 3636 | 3379.3648 | 3041.1789 | 3124.0199 | 2928.0075 | [8 empty] | 3874.7934 | 3636 | 3379.3648 | 3041.1789 | 3124.0199 | 2928.0075
17367 | 3635 | 3379.2944 | 3040.9064 | 3123.5199 | 2926.8855 | [8 empty] | 3874.7602 | 3635 | 3379.2944 | 3040.9064 | 3123.5199 | 2926.8855
17368 | 3635 | 3378.1061 | 3036.2713 | 3122.828 | 2925.3403 | [8 empty] | 3874.1843 | 3635 | 3378.1061 | 3036.2713 | 3122.828 | 2925.3403
17369 | 3634 | 3375.8639 | 3036.175 | 3121.8913 | 2921.745 | [8 empty] | 3873.4576 | 3634 | 3375.8639 | 3036.175 | 3121.8913 | 2921.745
17370 | 3631 | 3375.3997 | 3030.2553 | 3119.615 | 2921.4668 | [8 empty] | 3873.0781 | 3631 | 3375.3997 | 3030.2553 | 3119.615 | 2921.4668
17371 | 3630 | 3375.3836 | 3028.8611 | 3118.8448 | 2918.9173 | [8 empty] | 3872.7186 | 3630 | 3375.3836 | 3028.8611 | 3118.8448 | 2918.9173
17372 | 3626 | 3374.3739 | 3028.2629 | 3116.5681 | 2916.2496 | [8 empty] | 3872.6965 | 3626 | 3374.3739 | 3028.2629 | 3116.5681 | 2916.2496
17373 | 3624 | 3373.413 | 3027.8426 | 3115.4795 | 2915.5548 | [8 empty] | 3872.2849 | 3624 | 3373.413 | 3027.8426 | 3115.4795 | 2915.5548
17374 | 3622 | 3373.3189 | 3025.6404 | 3115.4345 | 2913.0231 | [8 empty] | 3871.3924 | 3622 | 3373.3189 | 3025.6404 | 3115.4345 | 2913.0231
17375 | 3617 | 3371.9535 | 3024.6 | 3111.9844 | 2911.4612 | [8 empty] | 3869.0235 | 3617 | 3371.9535 | 3024.6 | 3111.9844 | 2911.4612
17376 | 3617 | 3371.148 | 3023.9952 | 3110.7524 | 2910.6705 | [8 empty] | 3868.2082 | 3617 | 3371.148 | 3023.9952 | 3110.7524 | 2910.6705
17377 | 3616 | 3370.4789 | 3023.358 | 3110.6839 | 2908.1566 | [8 empty] | 3868.1909 | 3616 | 3370.4789 | 3023.358 | 3110.6839 | 2908.1566
17378 | 3614 | 3370.2687 | 3022.222 | 3109.4076 | 2905.619 | [8 empty] | 3866.8606 | 3614 | 3370.2687 | 3022.222 | 3109.4076 | 2905.619
17379 | 3614 | 3368.7464 | 3022.0479 | 3109.3049 | 2903.998 | [8 empty] | 3864.903 | 3614 | 3368.7464 | 3022.0479 | 3109.3049 | 2903.998
17380 | 3614 | 3367.4283 | 3020.045 | 3109.215 | 2903.3114 | [8 empty] | 3863.8999 | 3614 | 3367.4283 | 3020.045 | 3109.215 | 2903.3114
17381 | 3613 | 3365.8993 | 3019.654 | 3107.3493 | 2903.07 | [8 empty] | 3860.655 | 3613 | 3365.8993 | 3019.654 | 3107.3493 | 2903.07
17382 | 3612 | 3364.2578 | 3018.2878 | 3106.9446 | 2902.2579 | [8 empty] | 3860.2328 | 3612 | 3364.2578 | 3018.2878 | 3106.9446 | 2902.2579
17383 | 3611 | 3362.1423 | 3016.339 | 3105.8533 | 2901.9112 | [8 empty] | 3859.5991 | 3611 | 3362.1423 | 3016.339 | 3105.8533 | 2901.9112
17384 | 3608 | 3362.0691 | 3015.4694 | 3104.7126 | 2899.416 | [8 empty] | 3859.4598 | 3608 | 3362.0691 | 3015.4694 | 3104.7126 | 2899.416
17385 | 3604 | 3357.3819 | 3015.087 | 3103.3397 | 2898.1963 | [8 empty] | 3858.4093 | 3604 | 3357.3819 | 3015.087 | 3103.3397 | 2898.1963
17386 | 3603 | 3357.1214 | 3014.7889 | 3102.0375 | 2898.1444 | [8 empty] | 3857.2765 | 3603 | 3357.1214 | 3014.7889 | 3102.0375 | 2898.1444
17387 | 3602 | 3355.5649 | 3014.1593 | 3097.6916 | 2897.6838 | [8 empty] | 3857.1774 | 3602 | 3355.5649 | 3014.1593 | 3097.6916 | 2897.6838
17388 | 3599 | 3355.5483 | 3012.8153 | 3097.251 | 2896.8712 | [8 empty] | 3856.6534 | 3599 | 3355.5483 | 3012.8153 | 3097.251 | 2896.8712
17389 | 3599 | 3354.4757 | 3012.5259 | 3096.2756 | 2893.9716 | [8 empty] | 3854.2044 | 3599 | 3354.4757 | 3012.5259 | 3096.2756 | 2893.9716
17390 | 3598 | 3351.9649 | 3012.084 | 3094.734 | 2892.901 | [8 empty] | 3853.9272 | 3598 | 3351.9649 | 3012.084 | 3094.734 | 2892.901
17391 | 3597 | 3350.4749 | 3011.9157 | 3093.2806 | 2891.3985 | [8 empty] | 3853.0913 | 3597 | 3350.4749 | 3011.9157 | 3093.2806 | 2891.3985
17392 | 3597 | 3349.6711 | 3011.0706 | 3092.9706 | 2890.515 | [8 empty] | 3851.3695 | 3597 | 3349.6711 | 3011.0706 | 3092.9706 | 2890.515
17393 | 3588 | 3348.4513 | 2996.3345 | 3092.2512 | 2887.6404 | [8 empty] | 3850.6063 | 3588 | 3348.4513 | 2996.3345 | 3092.2512 | 2887.6404
17394 | 3586 | 3348.1712 | 2996.3129 | 3091.8701 | 2887.4818 | [8 empty] | 3849.5497 | 3586 | 3348.1712 | 2996.3129 | 3091.8701 | 2887.4818
17395 | 3585 | 3347.2248 | 2995.7859 | 3083.6064 | 2887.2978 | [8 empty] | 3848.856 | 3585 | 3347.2248 | 2995.7859 | 3083.6064 | 2887.2978
17396 | 3585 | 3345.4438 | 2994.7653 | 3083.0547 | 2886.6177 | [8 empty] | 3848.8069 | 3585 | 3345.4438 | 2994.7653 | 3083.0547 | 2886.6177
17397 | 3584 | 3343.1757 | 2992.7339 | 3081.9343 | 2883.7037 | [8 empty] | 3847.8476 | 3584 | 3343.1757 | 2992.7339 | 3081.9343 | 2883.7037
17398 | 3580 | 3342.5979 | 2990.6522 | 3081.8754 | 2882.5418 | [8 empty] | 3847.7329 | 3580 | 3342.5979 | 2990.6522 | 3081.8754 | 2882.5418
17399 | 3579 | 3341.817 | 2986.8937 | 3080.7263 | 2881.6021 | [8 empty] | 3847.7321 | 3579 | 3341.817 | 2986.8937 | 3080.7263 | 2881.6021
17400 | 3578 | 3339.3152 | 2986.5915 | 3079.9447 | 2880.2491 | [8 empty] | 3847.4632 | 3578 | 3339.3152 | 2986.5915 | 3079.9447 | 2880.2491
17401 | 3578 | 3335.6987 | 2985.6101 | 3079.4956 | 2879.7707 | [8 empty] | 3847.44 | 3578 | 3335.6987 | 2985.6101 | 3079.4956 | 2879.7707
17402 | 3575 | 3334.3982 | 2982.4127 | 3078.6589 | 2877.9978 | [8 empty] | 3847.3724 | 3575 | 3334.3982 | 2982.4127 | 3078.6589 | 2877.9978
17403 | 3570 | 3333.6081 | 2980.3884 | 3078.0486 | 2877.0432 | [8 empty] | 3847.314 | 3570 | 3333.6081 | 2980.3884 | 3078.0486 | 2877.0432
17404 | 3568 | 3333.4617 | 2979.5279 | 3077.4923 | 2876.955 | [8 empty] | 3846.0494 | 3568 | 3333.4617 | 2979.5279 | 3077.4923 | 2876.955
17405 | 3564 | 3332.2567 | 2976.6837 | 3076.8197 | 2873.7687 | [8 empty] | 3845.2098 | 3564 | 3332.2567 | 2976.6837 | 3076.8197 | 2873.7687
17406 | 3564 | 3331.0817 | 2975.2675 | 3076.4049 | 2872.4355 | [8 empty] | 3842.1952 | 3564 | 3331.0817 | 2975.2675 | 3076.4049 | 2872.4355
17407 | 3563 | 3330.6422 | 2975.2124 | 3074.0883 | 2872.0025 | [8 empty] | 3841.4313 | 3563 | 3330.6422 | 2975.2124 | 3074.0883 | 2872.0025
17408 | 3562 | 3330.3542 | 2972.8655 | 3073.9622 | 2870.1701 | [8 empty] | 3841.0792 | 3562 | 3330.3542 | 2972.8655 | 3073.9622 | 2870.1701
17409 | 3562 | 3330.0311 | 2972.0808 | 3072.8362 | 2869.8589 | [8 empty] | 3838.747 | 3562 | 3330.0311 | 2972.0808 | 3072.8362 | 2869.8589
17410 | 3562 | 3329.0824 | 2971.7403 | 3072.805 | 2867.9891 | [8 empty] | 3837.1824 | 3562 | 3329.0824 | 2971.7403 | 3072.805 | 2867.9891
17411 | 3559 | 3327.6262 | 2965.5051 | 3071.0339 | 2865.2904 | [8 empty] | 3836.662 | 3559 | 3327.6262 | 2965.5051 | 3071.0339 | 2865.2904
17412 | 3558 | 3326.5536 | 2965.3653 | 3070.3924 | 2864.2526 | [8 empty] | 3836.1135 | 3558 | 3326.5536 | 2965.3653 | 3070.3924 | 2864.2526
17413 | 3556 | 3326.103 | 2958.8705 | 3069.8179 | 2862.5881 | [8 empty] | 3836.0373 | 3556 | 3326.103 | 2958.8705 | 3069.8179 | 2862.5881
17414 | 3556 | 3325.0359 | 2955.7247 | 3068.4243 | 2860.9919 | [8 empty] | 3834.6495 | 3556 | 3325.0359 | 2955.7247 | 3068.4243 | 2860.9919
17415 | 3550 | 3324.7954 | 2953.5488 | 3068.0495 | 2860.8464 | [8 empty] | 3834.3706 | 3550 | 3324.7954 | 2953.5488 | 3068.0495 | 2860.8464
17416 | 3549 | 3321.0922 | 2950.2857 | 3067.5768 | 2858.5395 | [8 empty] | 3833.5285 | 3549 | 3321.0922 | 2950.2857 | 3067.5768 | 2858.5395
17417 | 3546 | 3319.8725 | 2949.8838 | 3066.7398 | 2854.0527 | [8 empty] | 3833.5047 | 3546 | 3319.8725 | 2949.8838 | 3066.7398 | 2854.0527
17418 | 3545 | 3318.422 | 2949.6165 | 3061.4203 | 2851.8462 | [8 empty] | 3833.3737 | 3545 | 3318.422 | 2949.6165 | 3061.4203 | 2851.8462
17419 | 3545 | 3313.5 | 2946.3037 | 3060.6488 | 2850.7419 | [8 empty] | 3833.3514 | 3545 | 3313.5 | 2946.3037 | 3060.6488 | 2850.7419
17420 | 3542 | 3312.5549 | 2942.6166 | 3060.002 | 2850.5128 | [8 empty] | 3832.3418 | 3542 | 3312.5549 | 2942.6166 | 3060.002 | 2850.5128
17421 | 3541 | 3312.2657 | 2942.5373 | 3058.7433 | 2850.3605 | [8 empty] | 3832.0953 | 3541 | 3312.2657 | 2942.5373 | 3058.7433 | 2850.3605
17422 | 3541 | 3310.5235 | 2939.703 | 3058.6569 | 2848.7702 | [8 empty] | 3830.8546 | 3541 | 3310.5235 | 2939.703 | 3058.6569 | 2848.7702
17423 | 3539 | 3309.8156 | 2938.2597 | 3054.4574 | 2848.0813 | [8 empty] | 3830.4812 | 3539 | 3309.8156 | 2938.2597 | 3054.4574 | 2848.0813
17424 | 3538 | 3302.5722 | 2937.2915 | 3050.5766 | 2848.0666 | [8 empty] | 3830.3009 | 3538 | 3302.5722 | 2937.2915 | 3050.5766 | 2848.0666
17425 | 3535 | 3301.9111 | 2933.0311 | 3047.99 | 2846.3941 | [8 empty] | 3829.4411 | 3535 | 3301.9111 | 2933.0311 | 3047.99 | 2846.3941
17426 | 3532 | 3298.1455 | 2926.703 | 3047.5167 | 2844.4259 | [8 empty] | 3828.3872 | 3532 | 3298.1455 | 2926.703 | 3047.5167 | 2844.4259
17427 | 3531 | 3293.2597 | 2925.958 | 3047.0336 | 2843.9316 | [8 empty] | 3827.1421 | 3531 | 3293.2597 | 2925.958 | 3047.0336 | 2843.9316
17428 | 3529 | 3291.9107 | 2925.0945 | 3045.1951 | 2841.8181 | [8 empty] | 3825.4659 | 3529 | 3291.9107 | 2925.0945 | 3045.1951 | 2841.8181
17429 | 3526 | 3285.9615 | 2923.72 | 3043.7178 | 2836.4427 | [8 empty] | 3825.3467 | 3526 | 3285.9615 | 2923.72 | 3043.7178 | 2836.4427
17430 | 3524 | 3284.8507 | 2923.2807 | 3042.5566 | 2835.6884 | [8 empty] | 3824.7593 | 3524 | 3284.8507 | 2923.2807 | 3042.5566 | 2835.6884
17431 | 3524 | 3276.7294 | 2919.5638 | 3041.3877 | 2834.3473 | [8 empty] | 3824.7238 | 3524 | 3276.7294 | 2919.5638 | 3041.3877 | 2834.3473
17432 | 3524 | 3276.6647 | 2918.545 | 3038.5558 | 2834.2686 | [8 empty] | 3823.662 | 3524 | 3276.6647 | 2918.545 | 3038.5558 | 2834.2686
17433 | 3523 | 3276.6205 | 2917.9649 | 3036.5896 | 2833.2286 | [8 empty] | 3821.8448 | 3523 | 3276.6205 | 2917.9649 | 3036.5896 | 2833.2286
17434 | 3522 | 3274.5799 | 2912.4074 | 3035.8947 | 2831.0434 | [8 empty] | 3819.3466 | 3522 | 3274.5799 | 2912.4074 | 3035.8947 | 2831.0434
17435 | 3521 | 3273.167 | 2907.1648 | 3034.6543 | 2825.4421 | [8 empty] | 3818.3599 | 3521 | 3273.167 | 2907.1648 | 3034.6543 | 2825.4421
17436 | 3517 | 3272.5966 | 2904.189 | 3031.6044 | 2817.8843 | [8 empty] | 3817.808 | 3517 | 3272.5966 | 2904.189 | 3031.6044 | 2817.8843
17437 | 3510 | 3271.122 | 2900.2054 | 3025.6335 | 2813.9498 | [8 empty] | 3815.0282 | 3510 | 3271.122 | 2900.2054 | 3025.6335 | 2813.9498
17438 | 3510 | 3270.6161 | 2896.2747 | 3024.7715 | 2811.4918 | [8 empty] | 3814.2557 | 3510 | 3270.6161 | 2896.2747 | 3024.7715 | 2811.4918
17439 | 3509 | 3268.501 | 2895.8419 | 3023.8025 | 2809.5482 | [8 empty] | 3810.3457 | 3509 | 3268.501 | 2895.8419 | 3023.8025 | 2809.5482
17440 | 3508 | 3264.2719 | 2889.6655 | 3022.2302 | 2799.9313 | [8 empty] | 3810.3341 | 3508 | 3264.2719 | 2889.6655 | 3022.2302 | 2799.9313
17441 | 3508 | 3259.1731 | 2889.3214 | 3022.0821 | 2792.9561 | [8 empty] | 3807.9855 | 3508 | 3259.1731 | 2889.3214 | 3022.0821 | 2792.9561
17442 | 3507 | 3255.076 | 2888.6283 | 3019.7712 | 2792.1245 | [8 empty] | 3807.6369 | 3507 | 3255.076 | 2888.6283 | 3019.7712 | 2792.1245
17443 | 3507 | 3255.0497 | 2887.9665 | 3014.1746 | 2792.0131 | [8 empty] | 3806.524 | 3507 | 3255.0497 | 2887.9665 | 3014.1746 | 2792.0131
17444 | 3507 | 3254.4068 | 2887.591 | 3013.8383 | 2790.7575 | [8 empty] | 3805.2314 | 3507 | 3254.4068 | 2887.591 | 3013.8383 | 2790.7575
17445 | 3507 | 3254.1741 | 2882.5538 | 3012.4158 | 2789.7261 | [8 empty] | 3804.7122 | 3507 | 3254.1741 | 2882.5538 | 3012.4158 | 2789.7261
17446 | 3506 | 3252.4342 | 2879.2968 | 3012.3002 | 2788.9089 | [8 empty] | 3803.7015 | 3506 | 3252.4342 | 2879.2968 | 3012.3002 | 2788.9089
17447 | 3506 | 3251.0711 | 2873.9403 | 3011.6015 | 2788.3731 | [8 empty] | 3803.099 | 3506 | 3251.0711 | 2873.9403 | 3011.6015 | 2788.3731
17448 | 3505 | 3249.1312 | 2873.8737 | 3009.8471 | 2787.7526 | [8 empty] | 3800.7847 | 3505 | 3249.1312 | 2873.8737 | 3009.8471 | 2787.7526
17449 | 3503 | 3248.137 | 2873.5714 | 3007.6276 | 2785.0348 | [8 empty] | 3798.8081 | 3503 | 3248.137 | 2873.5714 | 3007.6276 | 2785.0348
17450 | 3501 | 3247.4154 | 2871.4911 | 3005.7651 | 2781.2208 | [8 empty] | 3798.3373 | 3501 | 3247.4154 | 2871.4911 | 3005.7651 | 2781.2208
17451 | 3499 | 3246.227 | 2871.1452 | 3000.8292 | 2780.9548 | [8 empty] | 3797.865 | 3499 | 3246.227 | 2871.1452 | 3000.8292 | 2780.9548
17452 | 3498 | 3243.712 | 2871.1317 | 2998.5455 | 2777.5825 | [8 empty] | 3796.9041 | 3498 | 3243.712 | 2871.1317 | 2998.5455 | 2777.5825
17453 | 3498 | 3241.867 | 2865.7223 | 2997.3365 | 2773.0318 | [8 empty] | 3796.8169 | 3498 | 3241.867 | 2865.7223 | 2997.3365 | 2773.0318
17454 | 3497 | 3238.5871 | 2864.6424 | 2995.155 | 2772.6697 | [8 empty] | 3791.696 | 3497 | 3238.5871 | 2864.6424 | 2995.155 | 2772.6697
17455 | 3495 | 3236.4892 | 2864.2627 | 2991.1557 | 2772.4986 | [8 empty] | 3789.03 | 3495 | 3236.4892 | 2864.2627 | 2991.1557 | 2772.4986
17456 | 3494 | 3234.8948 | 2846.2117 | 2989.8228 | 2772.0831 | [8 empty] | 3787.3305 | 3494 | 3234.8948 | 2846.2117 | 2989.8228 | 2772.0831
17457 | 3494 | 3232.6838 | 2837.7826 | 2988.7768 | 2766.7662 | [8 empty] | 3786.0033 | 3494 | 3232.6838 | 2837.7826 | 2988.7768 | 2766.7662
17458 | 3490 | 3232.0417 | 2832.0891 | 2988.0905 | 2764.6981 | [8 empty] | 3785.4869 | 3490 | 3232.0417 | 2832.0891 | 2988.0905 | 2764.6981
17459 | 3487 | 3231.7895 | 2830.0326 | 2985.0443 | 2762.7156 | [8 empty] | 3785.2639 | 3487 | 3231.7895 | 2830.0326 | 2985.0443 | 2762.7156
17460 | 3482 | 3230.9009 | 2826.7229 | 2976.9611 | 2759.4796 | [8 empty] | 3784.6877 | 3482 | 3230.9009 | 2826.7229 | 2976.9611 | 2759.4796
17461 | 3480 | 3229.8975 | 2826.1015 | 2975.0485 | 2759.355 | [8 empty] | 3784.4819 | 3480 | 3229.8975 | 2826.1015 | 2975.0485 | 2759.355
17462 | 3479 | 3228.6 | 2820.9834 | 2969.5531 | 2755.5042 | [8 empty] | 3784.214 | 3479 | 3228.6 | 2820.9834 | 2969.5531 | 2755.5042
17463 | 3478 | 3228.4762 | 2820.7642 | 2967.9414 | 2752.5822 | [8 empty] | 3783.1671 | 3478 | 3228.4762 | 2820.7642 | 2967.9414 | 2752.5822
17464 | 3476 | 3222.522 | 2819.5066 | 2964.0063 | 2752.5736 | [8 empty] | 3782.6681 | 3476 | 3222.522 | 2819.5066 | 2964.0063 | 2752.5736
17465 | 3474 | 3220.6833 | 2818.2984 | 2963.6869 | 2752.4954 | [8 empty] | 3781.707 | 3474 | 3220.6833 | 2818.2984 | 2963.6869 | 2752.4954
17466 | 3472 | 3216.0234 | 2815.331 | 2957.5269 | 2751.6229 | [8 empty] | 3781.6561 | 3472 | 3216.0234 | 2815.331 | 2957.5269 | 2751.6229
17467 | 3471 | 3215.821 | 2815.2077 | 2954.5473 | 2750.906 | [8 empty] | 3779.8934 | 3471 | 3215.821 | 2815.2077 | 2954.5473 | 2750.906
17468 | 3469 | 3215.3688 | 2811.0587 | 2945.9016 | 2748.1709 | [8 empty] | 3779.7974 | 3469 | 3215.3688 | 2811.0587 | 2945.9016 | 2748.1709
17469 | 3466 | 3214.3496 | 2810.5807 | 2942.8259 | 2746.8756 | [8 empty] | 3778.9928 | 3466 | 3214.3496 | 2810.5807 | 2942.8259 | 2746.8756
17470 | 3463 | 3206.788 | 2809.1203 | 2921.2616 | 2743.8243 | [8 empty] | 3775.3295 | 3463 | 3206.788 | 2809.1203 | 2921.2616 | 2743.8243
17471 | 3463 | 3202.2891 | 2807.4871 | 2915.5373 | 2740.6469 | [8 empty] | 3775.2747 | 3463 | 3202.2891 | 2807.4871 | 2915.5373 | 2740.6469
17472 | 3463 | 3196.5427 | 2806.9695 | 2914.6483 | 2737.1558 | [8 empty] | 3775.0401 | 3463 | 3196.5427 | 2806.9695 | 2914.6483 | 2737.1558
17473 | 3462 | 3194.9994 | 2803.2135 | 2907.2401 | 2731.1352 | [8 empty] | 3768.5603 | 3462 | 3194.9994 | 2803.2135 | 2907.2401 | 2731.1352
17474 | 3460 | 3188.5009 | 2800.5188 | 2896.0536 | 2730.874 | [8 empty] | 3768.091 | 3460 | 3188.5009 | 2800.5188 | 2896.0536 | 2730.874
17475 | 3458 | 3182.9308 | 2799.8696 | 2894.2893 | 2730.2794 | [8 empty] | 3767.9877 | 3458 | 3182.9308 | 2799.8696 | 2894.2893 | 2730.2794
17476 | 3450 | 3172.4747 | 2797.9092 | 2891.5453 | 2730.2752 | [8 empty] | 3765.9347 | 3450 | 3172.4747 | 2797.9092 | 2891.5453 | 2730.2752
17477 | 3450 | 3171.8217 | 2797.3763 | 2890.2211 | 2727.2289 | [8 empty] | 3765.461 | 3450 | 3171.8217 | 2797.3763 | 2890.2211 | 2727.2289
17478 | 3448 | 3170.1513 | 2793.2693 | 2888.3237 | 2724.1207 | [8 empty] | 3764.3716 | 3448 | 3170.1513 | 2793.2693 | 2888.3237 | 2724.1207
17479 | 3445 | 3170.1512 | 2788.3519 | 2886.1124 | 2718.1571 | [8 empty] | 3763.3873 | 3445 | 3170.1512 | 2788.3519 | 2886.1124 | 2718.1571
17480 | 3443 | 3165.6502 | 2786.8471 | 2885.7636 | 2716.7371 | [8 empty] | 3763.2569 | 3443 | 3165.6502 | 2786.8471 | 2885.7636 | 2716.7371
17481 | 3441 | 3165.1815 | 2784.877 | 2885.5068 | 2714.3154 | [8 empty] | 3757.6012 | 3441 | 3165.1815 | 2784.877 | 2885.5068 | 2714.3154
17482 | 3440 | 3164.1904 | 2784.0704 | 2883.8662 | 2711.2846 | [8 empty] | 3756.7488 | 3440 | 3164.1904 | 2784.0704 | 2883.8662 | 2711.2846
17483 | 3439 | 3162.6458 | 2781.2407 | 2881.2509 | 2707.4546 | [8 empty] | 3744.6643 | 3439 | 3162.6458 | 2781.2407 | 2881.2509 | 2707.4546
17484 | 3438 | 3159.4858 | 2781.1754 | 2875.0399 | 2706.6846 | [8 empty] | 3743.1742 | 3438 | 3159.4858 | 2781.1754 | 2875.0399 | 2706.6846
17485 | 3434 | 3158.5266 | 2780.1857 | 2873.5057 | 2699.8095 | [8 empty] | 3742.458 | 3434 | 3158.5266 | 2780.1857 | 2873.5057 | 2699.8095
17486 | 3434 | 3156.1124 | 2775.134 | 2872.7133 | 2699.2715 | [8 empty] | 3741.2609 | 3434 | 3156.1124 | 2775.134 | 2872.7133 | 2699.2715
17487 | 3432 | 3155.6356 | 2768.4154 | 2871.3306 | 2696.421 | [8 empty] | 3740.3809 | 3432 | 3155.6356 | 2768.4154 | 2871.3306 | 2696.421
17488 | 3429 | 3155.3844 | 2762.6182 | 2868.7953 | 2687.4928 | [8 empty] | 3739.7286 | 3429 | 3155.3844 | 2762.6182 | 2868.7953 | 2687.4928
17489 | 3426 | 3151.7472 | 2758.1927 | 2861.6809 | 2674.9976 | [8 empty] | 3738.6573 | 3426 | 3151.7472 | 2758.1927 | 2861.6809 | 2674.9976
17490 | 3422 | 3149.6539 | 2753.8732 | 2859.1173 | 2671.4622 | [8 empty] | 3738.1777 | 3422 | 3149.6539 | 2753.8732 | 2859.1173 | 2671.4622
17491 | 3418 | 3141.9988 | 2741.1029 | 2851.6269 | 2669.4129 | [8 empty] | 3737.3873 | 3418 | 3141.9988 | 2741.1029 | 2851.6269 | 2669.4129
17492 | 3418 | 3141.681 | 2737.374 | 2849.7981 | 2664.4209 | [8 empty] | 3736.2322 | 3418 | 3141.681 | 2737.374 | 2849.7981 | 2664.4209
17493 | 3406 | 3131.2251 | 2736.0448 | 2840.7881 | 2663.9891 | [8 empty] | 3734.2155 | 3406 | 3131.2251 | 2736.0448 | 2840.7881 | 2663.9891
17494 | 3401 | 3130.2358 | 2735.1749 | 2833.9887 | 2651.7218 | [8 empty] | 3733.5394 | 3401 | 3130.2358 | 2735.1749 | 2833.9887 | 2651.7218
17495 | 3386 | 3128.6197 | 2733.6634 | 2833.5765 | 2649.8817 | [8 empty] | 3730.9837 | 3386 | 3128.6197 | 2733.6634 | 2833.5765 | 2649.8817
17496 | 3358 | 3126.3339 | 2732.7903 | 2831.3101 | 2643.9397 | [8 empty] | 3729.0848 | 3358 | 3126.3339 | 2732.7903 | 2831.3101 | 2643.9397
17497 | 3338 | 3122.7826 | 2731.0892 | 2829.6538 | 2640.3308 | [8 empty] | 3728.5962 | 3338 | 3122.7826 | 2731.0892 | 2829.6538 | 2640.3308
17498 | 3333 | 3115.7474 | 2727.6007 | 2809.2272 | 2639.4731 | [8 empty] | 3728.5396 | 3333 | 3115.7474 | 2727.6007 | 2809.2272 | 2639.4731
17499 | 3322 | 3113.8411 | 2720.8039 | 2807.9915 | 2638.799 | [8 empty] | 3727.7127 | 3322 | 3113.8411 | 2720.8039 | 2807.9915 | 2638.799
17500 | 3321 | 3113.5706 | 2718.1467 | 2805.6141 | 2635.153 | [8 empty] | 3724.9723 | 3321 | 3113.5706 | 2718.1467 | 2805.6141 | 2635.153
17501 | 3315 | 3113.0225 | 2712.2372 | 2804.7048 | 2634.868 | [8 empty] | 3724.3538 | 3315 | 3113.0225 | 2712.2372 | 2804.7048 | 2634.868
17502 | 3313 | 3111.7388 | 2711.1315 | 2803.4381 | 2631.6511 | [8 empty] | 3724.2478 | 3313 | 3111.7388 | 2711.1315 | 2803.4381 | 2631.6511
17503 | 3313 | 3110.3895 | 2705.4958 | 2803.1607 | 2612.5848 | [8 empty] | 3722.3286 | 3313 | 3110.3895 | 2705.4958 | 2803.1607 | 2612.5848
17504 | 3305 | 3107.3255 | 2703.4056 | 2800.0628 | 2610.8367 | [8 empty] | 3718.6216 | 3305 | 3107.3255 | 2703.4056 | 2800.0628 | 2610.8367
17505 | 3280 | 3107.1658 | 2699.464 | 2792.4371 | 2610.4493 | [8 empty] | 3717.8428 | 3280 | 3107.1658 | 2699.464 | 2792.4371 | 2610.4493
17506 | 3244 | 3099.9297 | 2699.3125 | 2788.3572 | 2592.3322 | [8 empty] | 3714.5527 | 3244 | 3099.9297 | 2699.3125 | 2788.3572 | 2592.3322
17507 | 3242 | 3091.6054 | 2694.8465 | 2788.0397 | 2579.1936 | [8 empty] | 3711.8301 | 3242 | 3091.6054 | 2694.8465 | 2788.0397 | 2579.1936
17508 | 3229 | 3080.8641 | 2673.2148 | 2785.462 | 2575.6761 | [8 empty] | 3707.4302 | 3229 | 3080.8641 | 2673.2148 | 2785.462 | 2575.6761
17509 | 3226 | 3076.673 | 2671.3946 | 2776.0076 | 2568.9219 | [8 empty] | 3706.4221 | 3226 | 3076.673 | 2671.3946 | 2776.0076 | 2568.9219
17510 | 3225 | 3062.4462 | 2670.6072 | 2770.5031 | 2540.3029 | [8 empty] | 3705.2089 | 3225 | 3062.4462 | 2670.6072 | 2770.5031 | 2540.3029
17511 | 3185 | 3058.9927 | 2667.6373 | 2768.8015 | 2540.1858 | [8 empty] | 3702.8087 | 3185 | 3058.9927 | 2667.6373 | 2768.8015 | 2540.1858
17512 | 3179 | 3051.075 | 2657.4598 | 2767.7954 | 2516.4936 | [8 empty] | 3701.3897 | 3179 | 3051.075 | 2657.4598 | 2767.7954 | 2516.4936
17513 | 3132 | 3049.4025 | 2651.2735 | 2761.0592 | 2514.8504 | [8 empty] | 3700.0531 | 3132 | 3049.4025 | 2651.2735 | 2761.0592 | 2514.8504
17514 | 3114 | 3034.8129 | 2648.7333 | 2760.4496 | 2507.8788 | [8 empty] | 3699.2895 | 3114 | 3034.8129 | 2648.7333 | 2760.4496 | 2507.8788
17515 | 3065 | 3029.1118 | 2638.6492 | 2759.6554 | 2503.2535 | [8 empty] | 3697.293 | 3065 | 3029.1118 | 2638.6492 | 2759.6554 | 2503.2535
17516 | 3064 | 3013.5076 | 2633.4388 | 2759.3018 | 2502.6646 | [8 empty] | 3696.5766 | 3064 | 3013.5076 | 2633.4388 | 2759.3018 | 2502.6646
17517 | 3058 | 3012.1191 | 2626.9853 | 2756.4324 | 2485.0152 | [8 empty] | 3696.1417 | 3058 | 3012.1191 | 2626.9853 | 2756.4324 | 2485.0152
17518 | 3047 | 3001.748 | 2614.5887 | 2751.2879 | 2451.6265 | [8 empty] | 3690.3828 | 3047 | 3001.748 | 2614.5887 | 2751.2879 | 2451.6265
17519 | 3026 | 2901.4193 | 2600.7426 | 2745.1071 | 2428.5191 | [8 empty] | 3689.3783 | 3026 | 2901.4193 | 2600.7426 | 2745.1071 | 2428.5191
17520 | 3006 | 2898.4286 | 2597.4988 | 2744.7572 | 2396.9833 | [8 empty] | 3688.745 | 3006 | 2898.4286 | 2597.4988 | 2744.7572 | 2396.9833
17521 |  |  |  | 2740.2734 | [9 empty] | RAW INPUT (Add current FY to the last column. This will update tables on left and the table above) 2023/24: 2740.2734
17522 |  |  |  | 2740.2342 | [9 empty] | RAW INPUT (Add current FY to the last column. This will update tables on left and the table above) 2023/24: 2740.2342
17523 |  |  |  | 2736.8526 | [9 empty] | RAW INPUT (Add current FY to the last column. This will update tables on left and the table above) 2023/24: 2736.8526
17524 |  |  |  | 2736.1929 | [9 empty] | RAW INPUT (Add current FY to the last column. This will update tables on left and the table above) 2023/24: 2736.1929
17525 |  |  |  | 2734.122 | [9 empty] | RAW INPUT (Add current FY to the last column. This will update tables on left and the table above) 2023/24: 2734.122
17526 |  |  |  | 2732.3831 | [9 empty] | RAW INPUT (Add current FY to the last column. This will update tables on left and the table above) 2023/24: 2732.3831
17527 |  |  |  | 2731.0327 | [9 empty] | RAW INPUT (Add current FY to the last column. This will update tables on left and the table above) 2023/24: 2731.0327
17528 |  |  |  | 2730.797 | [9 empty] | RAW INPUT (Add current FY to the last column. This will update tables on left and the table above) 2023/24: 2730.797
17529 |  |  |  | 2728.2898 | [9 empty] | RAW INPUT (Add current FY to the last column. This will update tables on left and the table above) 2023/24: 2728.2898
17530 |  |  |  | 2723.8915 | [9 empty] | RAW INPUT (Add current FY to the last column. This will update tables on left and the table above) 2023/24: 2723.8915
17531 |  |  |  | 2715.4473 | [9 empty] | RAW INPUT (Add current FY to the last column. This will update tables on left and the table above) 2023/24: 2715.4473
17532 |  |  |  | 2712.8183 | [9 empty] | RAW INPUT (Add current FY to the last column. This will update tables on left and the table above) 2023/24: 2712.8183
17533 |  |  |  | 2707.2053 | [9 empty] | RAW INPUT (Add current FY to the last column. This will update tables on left and the table above) 2023/24: 2707.2053
17534 |  |  |  | 2705.7644 | [9 empty] | RAW INPUT (Add current FY to the last column. This will update tables on left and the table above) 2023/24: 2705.7644
17535 |  |  |  | 2704.9359 | [9 empty] | RAW INPUT (Add current FY to the last column. This will update tables on left and the table above) 2023/24: 2704.9359
17536 |  |  |  | 2704.8795 | [9 empty] | RAW INPUT (Add current FY to the last column. This will update tables on left and the table above) 2023/24: 2704.8795
17537 |  |  |  | 2702.2233 | [9 empty] | RAW INPUT (Add current FY to the last column. This will update tables on left and the table above) 2023/24: 2702.2233
17538 |  |  |  | 2702.1623 | [9 empty] | RAW INPUT (Add current FY to the last column. This will update tables on left and the table above) 2023/24: 2702.1623
17539 |  |  |  | 2694.1473 | [9 empty] | RAW INPUT (Add current FY to the last column. This will update tables on left and the table above) 2023/24: 2694.1473
17540 |  |  |  | 2693.7093 | [9 empty] | RAW INPUT (Add current FY to the last column. This will update tables on left and the table above) 2023/24: 2693.7093
17541 |  |  |  | 2693.2152 | [9 empty] | RAW INPUT (Add current FY to the last column. This will update tables on left and the table above) 2023/24: 2693.2152
17542 |  |  |  | 2688.3836 | [9 empty] | RAW INPUT (Add current FY to the last column. This will update tables on left and the table above) 2023/24: 2688.3836
17543 |  |  |  | 2679.4639 | [9 empty] | RAW INPUT (Add current FY to the last column. This will update tables on left and the table above) 2023/24: 2679.4639
17544 |  |  |  | 2677.3266 | [9 empty] | RAW INPUT (Add current FY to the last column. This will update tables on left and the table above) 2023/24: 2677.3266
17545 |  |  |  | 2671.6704 | [9 empty] | RAW INPUT (Add current FY to the last column. This will update tables on left and the table above) 2023/24: 2671.6704
17546 |  |  |  | 2667.875 | [9 empty] | RAW INPUT (Add current FY to the last column. This will update tables on left and the table above) 2023/24: 2667.875
17547 |  |  |  | 2665.0724 | [9 empty] | RAW INPUT (Add current FY to the last column. This will update tables on left and the table above) 2023/24: 2665.0724
17548 |  |  |  | 2661.2883 | [9 empty] | RAW INPUT (Add current FY to the last column. This will update tables on left and the table above) 2023/24: 2661.2883
17549 |  |  |  | 2660.9752 | [9 empty] | RAW INPUT (Add current FY to the last column. This will update tables on left and the table above) 2023/24: 2660.9752
17550 |  |  |  | 2652.8574 | [9 empty] | RAW INPUT (Add current FY to the last column. This will update tables on left and the table above) 2023/24: 2652.8574
17551 |  |  |  | 2652.1844 | [9 empty] | RAW INPUT (Add current FY to the last column. This will update tables on left and the table above) 2023/24: 2652.1844
17552 |  |  |  | 2651.7221 | [9 empty] | RAW INPUT (Add current FY to the last column. This will update tables on left and the table above) 2023/24: 2651.7221
17553 |  |  |  | 2637.969 | [9 empty] | RAW INPUT (Add current FY to the last column. This will update tables on left and the table above) 2023/24: 2637.969
17554 |  |  |  | 2636.3497 | [9 empty] | RAW INPUT (Add current FY to the last column. This will update tables on left and the table above) 2023/24: 2636.3497
17555 |  |  |  | 2631.2507 | [9 empty] | RAW INPUT (Add current FY to the last column. This will update tables on left and the table above) 2023/24: 2631.2507
17556 |  |  |  | 2630.1668 | [9 empty] | RAW INPUT (Add current FY to the last column. This will update tables on left and the table above) 2023/24: 2630.1668
17557 |  |  |  | 2617.4184 | [9 empty] | RAW INPUT (Add current FY to the last column. This will update tables on left and the table above) 2023/24: 2617.4184
17558 |  |  |  | 2617.1078 | [9 empty] | RAW INPUT (Add current FY to the last column. This will update tables on left and the table above) 2023/24: 2617.1078
17559 |  |  |  | 2610.1757 | [9 empty] | RAW INPUT (Add current FY to the last column. This will update tables on left and the table above) 2023/24: 2610.1757
17560 |  |  |  | 2609.9225 | [9 empty] | RAW INPUT (Add current FY to the last column. This will update tables on left and the table above) 2023/24: 2609.9225
17561 |  |  |  | 2609.8843 | [9 empty] | RAW INPUT (Add current FY to the last column. This will update tables on left and the table above) 2023/24: 2609.8843
17562 |  |  |  | 2604.4591 | [9 empty] | RAW INPUT (Add current FY to the last column. This will update tables on left and the table above) 2023/24: 2604.4591
17563 |  |  |  | 2601.2945 | [9 empty] | RAW INPUT (Add current FY to the last column. This will update tables on left and the table above) 2023/24: 2601.2945
17564 |  |  |  | 2581.5459 | [9 empty] | RAW INPUT (Add current FY to the last column. This will update tables on left and the table above) 2023/24: 2581.5459
17565 |  |  |  | 2561.8648 | [9 empty] | RAW INPUT (Add current FY to the last column. This will update tables on left and the table above) 2023/24: 2561.8648
17566 |  |  |  | 2558.1848 | [9 empty] | RAW INPUT (Add current FY to the last column. This will update tables on left and the table above) 2023/24: 2558.1848
17567 |  |  |  | 2545.4004 | [9 empty] | RAW INPUT (Add current FY to the last column. This will update tables on left and the table above) 2023/24: 2545.4004
17568 |  |  |  | 2538.4804 | [9 empty] | RAW INPUT (Add current FY to the last column. This will update tables on left and the table above) 2023/24: 2538.4804
Figure 2.19
Note on T36: Adeel Qureshi: NEO Query TAPR > Chapter 3 > F3.16_Annual Del. Demand LDC