## Cover
Powerlink Contact
For more information on this workbook email:
NetworkAssessments@powerlink.com.au
Note: Powerlink's 2026 Transmission Annual Planning Report Chapter 9 Network Capability and Performance data should be reviewed in conjunction with the discussion contained in Chapter 9 of the 2026 Transmission Annual Planning Report.
Disclaimer: While care is taken in the preparation of the information in this document, and it is provided in good faith, Powerlink Queensland accepts no responsibility or liability for any loss or damage that may be incurred by persons acting in reliance on this information or assumptions drawn from it.
2020 Transmission Annual Planning Report
Chapter 2 Energy and demand projections - data
2026 Transmission Annual Planning Report
Chapter 9 Network Capability and Performance

## Index
General | Description
Generation Commitments | Existing and committed generators and storage plant on Queensland's transmission and distribution network
Figure | Description
Figure 9.1 | Summer available generation capacity by energy source
Figure 9.2 | Available storage capacity by type
Figure 9.3 | Zonal electricity transfers (GWh), 2024/25
Figure 9.4 | Zonal electricity transfers (GWh), 2025/26
Figure 9.5 | Change in zonal electricity transfers (GWh), 2024/25 to 2025/26
Figure 9.6 | Far North daily profile of minimum demand days over the last 5 years
Figure 9.7 | Wide Bay daily profile of minimum demand days over the last 5 years
Figure 9.8 | Comparison of average daily load on Larcom Creek to Calliope River circuit
Table | Description
Table 9.1 | Demand, generation and storage changes since the 2025 TAPR alongside details of committed changes to generation and storage for each zone in the Powerlink Network
Infographics
Far North Zone
Ross Zone
North Zone
Central West Zone
Gladstone Zone
Wide Bay Zone
Moreton Zone
Gold Coast Zone
South West Zone
Bulli Zone
Surat Zone
Grid Sections
Network Constraints
Index
2026 TAPR Chapter 9 Network Capability and Performance data

## Generation Commitments
Generator Name | Location | Zone | Connection | Max Site Capacity (AC) | Technology Type | Scheduled Capacity (MW) Winter 2026 | Scheduled Capacity (MW) Summer Peak 2026-27 | Scheduled Capacity (MW) Winter 2027 | Scheduled Capacity (MW) Summer Peak 2027-28 | Scheduled Capacity (MW) Winter 2028 | Scheduled Capacity (MW) Summer Peak 2028-29 | Scheduled Capacity (MW) Winter 2029 | Scheduled Capacity (MW) Summer Peak 2029-30 | Scheduled Storage Capacity (MWh) Winter 2026 | Scheduled Storage Capacity (MWh) Summer 2026-27 | Scheduled Storage Capacity (MWh) Winter 2027 | Scheduled Storage Capacity (MWh) Summer 2027-28 | Scheduled Storage Capacity (MWh) Winter 2028 | Scheduled Storage Capacity (MWh) Summer 2028-29 | Scheduled Storage Capacity (MWh) Winter 2029 | Scheduled Storage Capacity (MWh) Summer 2029-30
Aldoga Solar Farm | Larcom Creek | Gladstone | Powerlink | 387 | Solar PV | 387.005 | 387.005 | 387.005 | 387.005 | 387.005 | 387.005 | 387.005 | 387.005
Aramara Solar Farm | Aramara | WB | Energy Queensland | 101.4 | Solar PV | 0 | 0 | 0 | 0 | 101.4 | 101.4 | 101.4 | 101.4
Banksia Solar Farm | Isis | WB | Energy Queensland | 60 | Solar PV | 0 | 0 | 0 | 58.8 | 60 | 58.8 | 60 | 58.8
Barcaldine | Barcaldine | CW | Energy Queensland | 37 | Gas Turbine | 37 | 32 | 37 | 32 | 37 | 32 | 37 | 32
Barron Gorge | Kamerunga | FNQ | Powerlink | 66 | Hydro | 33 | 33 | 33 | 33 | 33 | 33 | 33 | 33
|  |  | Powerlink |  | Hydro | 33 | 33 | 33 | 33 | 33 | 33 | 33 | 33
Blue Grass Hyrbrid Facility | Chinchilla | Surat | Powerlink | 148 | Solar PV | 146.32 | 142.99 | 145.78 | 142.37 | 145.22 | 141.74 | 144.67 | 141.11
|  |  | Powerlink |  | Battery Storage | 0 | 60 | 60 | 60 | 60 | 60 | 60 | 60 | 0 | 120 | 120 | 120 | 120 | 120 | 120 | 120
Boulder Creek Wind Farm | Muranu | CW | Powerlink | 228 | Wind | 0 | 0 | 0 | 106.21 | 221.008 | 106.21 | 221.008 | 106.21
Bouldercombe Battery Energy Storage System | Bouldercombe | CW | Powerlink | 50 | Battery Storage | 50 | 50 | 50 | 50 | 50 | 50 | 50 | 50 | 100 | 100 | 100 | 100 | 100 | 100 | 100 | 100
Braemar 1 | Braemar | Bulli | Powerlink | 564 | Gas Turbine | 181 | 167 | 181 | 167 | 181 | 167 | 181 | 167
|  |  | Powerlink |  | Gas Turbine | 181 | 167 | 181 | 167 | 181 | 167 | 181 | 167
|  |  | Powerlink |  | Gas Turbine | 181 | 167 | 181 | 167 | 181 | 167 | 181 | 167
Braemar 2 | Braemar | Bulli | Powerlink | 519 | Gas Turbine | 173 | 155 | 173 | 155 | 173 | 155 | 173 | 155
|  |  | Powerlink |  | Gas Turbine | 173 | 155 | 173 | 155 | 173 | 155 | 173 | 155
|  |  | Powerlink |  | Gas Turbine | 173 | 155 | 173 | 155 | 173 | 155 | 173 | 155
Brendale Battery Energy Storage System | South Pine | Moreton | Powerlink | 205 | Battery Storage | 204.96 | 184.464 | 204.96 | 184.464 | 204.96 | 184.464 | 204.96 | 184.464 | 409.92 | 367.36 | 409.92 | 367.36 | 409.92 | 367.36 | 409.92 | 367.36
Broadsound Energy Park | Broadsound | CW | Powerlink | 476 | Solar PV | 295.964 | 295.964 | 295.964 | 295.964 | 295.964 | 295.964 | 295.964 | 295.964
|  |  | Powerlink |  | Battery Storage | 180 | 180 | 180 | 180 | 180 | 180 | 180 | 180 | 360 | 360 | 360 | 360 | 360 | 360 | 360 | 360
Bullyard Solar Farm | Gin Gin | WB | Energy Queensland | 97 | Solar PV | 0 | 0 | 90 | 97 | 90 | 97 | 90 | 97
Bundaberg Solar Farm | Gin Gin | WB | Energy Queensland | 78 | Solar PV | 78 | 78 | 78 | 78 | 78 | 78 | 78 | 78
Callide B | Calvale | CW | Powerlink | 703.8 | Coal | 350 | 325 | 350 | 325 | 350 | 325 | 350 | 325
|  |  | Powerlink |  | Coal | 350 | 325 | 350 | 325 | 350 | 325 | 350 | 325
Callide Power Plant | Calvale | CW | Powerlink | 932 | Coal | 466 | 424 | 466 | 424 | 0 | 424 | 466 | 424
|  |  | Powerlink |  | Coal | 0 | 420 | 466 | 420 | 466 | 420 | 466 | 420
Childers Solar Farm | Isis | WB | Energy Queensland | 56 | Solar PV | 55.87 | 55.87 | 55.87 | 55.87 | 55.87 | 55.87 | 55.87 | 55.87
Chinchilla Battery Energy Storage System | Western Downs | Bulli | Powerlink | 100 | Battery Storage | 100 | 100 | 100 | 100 | 100 | 100 | 100 | 100 | 200 | 200 | 200 | 200 | 200 | 200 | 200 | 200
Clare Solar Farm | Clare South | Ross | Powerlink | 100 | Solar PV | 99.981 | 95.22 | 99.981 | 95.22 | 99.981 | 95.22 | 99.981 | 95.22
Clarke Creek Wind Farm | Broadsound | CW | Powerlink | 439 | Wind | 338.03 | 338.03 | 338.03 | 338.03 | 338.03 | 338.03 | 338.03 | 338.03
|  |  | Powerlink |  | Wind | 100.97 | 100.97 | 100.97 | 100.97 | 100.97 | 100.97 | 100.97 | 100.97
Clermont Solar Farm | Clermont | CW | Energy Queensland | 75 | Solar PV | 74.999 | 71.41 | 74.999 | 71.41 | 74.999 | 71.41 | 74.999 | 71.41
Collinsville Solar Farm | Collinsville North | North | Energy Queensland | 40.76 | Solar PV | 42.5 | 39.95 | 42.5 | 39.95 | 42.5 | 39.95 | 42.5 | 39.95
Columboola Solar Farm | Columboola | Surat | Powerlink | 162 | Solar PV | 161.95 | 161.95 | 161.95 | 161.95 | 161.95 | 161.95 | 161.95 | 161.95
Condamine (3) | Columboola | Surat | Powerlink | 144 | Gas Turbine | 43.907 | 41.787 | 43.907 | 41.787 | 43.907 | 41.787 | 43.907 | 41.787
|  |  | Powerlink |  | Gas Turbine | 43.907 | 41.787 | 43.907 | 41.787 | 43.907 | 41.787 | 43.907 | 41.787
|  |  | Powerlink |  | Gas Turbine | 0 | 0 | 0 | 0 | 0 | 54.971 | 56.433 | 54.971
Coopers Gap Wind Farm | Coopers Gap | SW | Powerlink | 453 | Wind | 320.775 | 320.775 | 320.775 | 320.775 | 320.775 | 320.775 | 320.775 | 320.775
|  |  | Powerlink |  | Wind | 119.2 | 119.2 | 119.2 | 119.2 | 119.2 | 119.2 | 119.2 | 119.2
Darling Downs | Braemar | Bulli | Powerlink | 644 | Gas Turbine | 273 | 245 | 273 | 245 | 273 | 245 | 273 | 245
|  |  | Powerlink |  | Gas Turbine | 119 | 106 | 119 | 106 | 119 | 106 | 119 | 106
|  |  | Powerlink |  | Gas Turbine | 119 | 106 | 119 | 106 | 119 | 106 | 119 | 106
|  |  | Powerlink |  | Gas Turbine | 119 | 106 | 119 | 106 | 119 | 106 | 119 | 106
Darling Downs Solar Farm | Braemar | Bulli | Powerlink | 110 | Solar PV | 108.504 | 108.504 | 108.504 | 108.504 | 108.504 | 108.504 | 108.504 | 108.504
Daydream Solar Farm | Strathmore | North | Powerlink | 150 | Solar PV | 149.999 | 145.79 | 149.999 | 145.79 | 149.999 | 145.79 | 149.999 | 145.79
Dulacca Wind Farm | Roma | Surat | Energy Queensland | 172.99 | Wind | 172.989 | 160.003 | 172.989 | 160.003 | 172.989 | 160.003 | 172.989 | 160.003
Edenvale Solar Park | Orana | Surat | Powerlink | 180 | Solar PV | 146 | 146 | 146 | 146 | 146 | 146 | 146 | 146
Emerald Solar Farm | Emerald | CW | Energy Queensland | 72 | Solar PV | 72 | 67.68 | 72 | 67.68 | 72 | 67.68 | 72 | 67.68
Fraser Coast Solar Park | Teebar Creek | WB | Powerlink | 290 | Solar PV | 0 | 0 | 290 | 290 | 290 | 290 | 290 | 290
|  |  | Powerlink |  | Battery Storage | 0 | 0 | 0 | 180 | 180 | 180 | 180 | 180 | 0 | 0 | 0 | 360 | 360 | 360 | 360 | 360
Gangarri Solar Farm | Wandoan South | Surat | Powerlink | 120 | Solar PV | 120 | 120 | 120 | 120 | 120 | 120 | 120 | 120
Ganymirra Solar Power Station | Mount Elliot | Ross | Powerlink | 150 | Battery Storage | 0 | 0 | 0 | 0 | 0 | 150 | 150 | 150 | 0 | 0 | 0 | 0 | 0 | 600 | 600 | 600
|  |  | Powerlink |  | Solar PV | 0 | 0 | 0 | 0 | 0 | 150 | 150 | 150
Gawara Baya | Guybal Munjan | Ross | Powerlink | 400 | Battery Storage | 0 | 0 | 0 | 0 | 26 | 52 | 105 | 105 | 0 | 0 | 0 | 0 | 52 | 104 | 229 | 229
|  |  | Powerlink |  | Wind | 0 | 0 | 0 | 0 | 90 | 250 | 296 | 296
Gladstone | Calliope River | Gladstone | Powerlink | 1680 | Coal | 280 | 280 | 280 | 280 | 280 | 280 | 0 | 0
|  |  | Powerlink |  | Coal | 280 | 280 | 280 | 280 | 280 | 280 | 0 | 0
|  |  | Powerlink |  | Coal | 280 | 280 | 280 | 280 | 280 | 280 | 0 | 0
|  |  | Powerlink |  | Coal | 280 | 280 | 280 | 280 | 280 | 280 | 0 | 0
|  |  | Powerlink |  | Coal | 280 | 280 | 280 | 280 | 280 | 280 | 0 | 0
|  |  | Powerlink |  | Coal | 280 | 280 | 280 | 280 | 280 | 280 | 0 | 0
Greenbank Battery Energy Storage System | Greenbank | Moreton | Powerlink | 200 | Battery Storage | 200 | 200 | 200 | 200 | 200 | 200 | 200 | 200 | 400 | 400 | 400 | 400 | 400 | 400 | 400 | 400
Gunsynd Solar Farm | Goondawindi North | Bulli | Energy Queensland | 94 | Solar PV | 94 | 94 | 94 | 94 | 94 | 94 | 94 | 94
Guthrie's Gap Solar Power Station | Don River | CW | Powerlink | 300 | Battery Storage | 0 | 0 | 0 | 0 | 0 | 0 | 300 | 300 | 0 | 0 | 0 | 0 | 0 | 0 | 1200 | 1200
|  |  | Powerlink |  | Solar PV | 0 | 0 | 0 | 0 | 0 | 0 | 300 | 300
Hamilton Solar Farm | Strathmore | North | Powerlink | 56 | Solar PV | 56.005 | 54.119 | 56.005 | 54.119 | 56.005 | 54.119 | 56.005 | 54.119
Haughton Solar Farm | Haughton River | Ross | Powerlink | 100 | Solar PV | 100.035 | 100.035 | 100.035 | 100.035 | 100.035 | 100.035 | 100.035 | 100.035
Hayman Solar Farm | Strathmore | North | Powerlink | 50 | Solar PV | 50.001 | 47.838 | 50.001 | 47.838 | 50.001 | 47.838 | 50.001 | 47.838
Invicta (5) | Invicta Mill | Ross | Powerlink | 50.3 | Other | 34 | 0 | 34 | 0 | 34 | 0 | 34 | 0
Kaban Wind Farm | Tumoulin | FNQ | Powerlink | 152 | Wind | 151.984 | 151.984 | 151.984 | 151.984 | 151.984 | 151.984 | 151.984 | 151.984
Kareeya (including Koombooloomba) (5) | Chalumbin | FNQ | Powerlink | 93 | Hydro | 21.6 | 21.6 | 21.6 | 21.6 | 21.6 | 21.6 | 21.6 | 21.6
|  |  | Powerlink |  | Hydro | 21.6 | 21.6 | 21.6 | 21.6 | 21.6 | 21.6 | 21.6 | 21.6
|  |  | Powerlink |  | Hydro | 21.6 | 21.6 | 21.6 | 21.6 | 21.6 | 21.6 | 21.6 | 21.6
|  |  | Powerlink |  | Hydro | 21.6 | 21.6 | 21.6 | 21.6 | 21.6 | 21.6 | 21.6 | 21.6
|  |  | Powerlink |  | Hydro | 7 | 7 | 7 | 7 | 7 | 7 | 7 | 7
Kennedy Energy Park | Hughenden | Ross | Energy Queensland | 60.3 | Wind | 43.2 | 36 | 43.2 | 36 | 43.2 | 36 | 43.2 | 36
|  |  | Energy Queensland |  | Solar PV | 15 | 14.28 | 15 | 14.28 | 15 | 14.28 | 15 | 14.28
|  |  | Energy Queensland |  | Battery Storage
Kidston Pumped Storage Scheme (6) | Aurumfield | Ross | Powerlink | 250 | Hydro | 0 | 0 | 125 | 125 | 125 | 125 | 125 | 125 | 0 | 0 | 900 | 900 | 900 | 900 | 900 | 900
|  |  | Powerlink |  | Hydro | 0 | 0 | 125 | 125 | 125 | 125 | 125 | 125 | 0 | 0 | 900 | 900 | 900 | 900 | 900 | 900
Kidston Solar Farm | Kidston | Ross | Energy Queensland | 50 | Solar PV | 47.7 | 47.7 | 47.7 | 47.7 | 47.7 | 47.7 | 47.7 | 47.7
Kingaroy Solar Farm | Kingaroy | SW | Energy Queensland | 40 | Solar PV | 39.996 | 39.996 | 39.996 | 39.996 | 39.996 | 39.996 | 39.996 | 39.996
Kogan Creek | Kogan Creek PS | Bulli | Powerlink | 781 | Coal | 760 | 715 | 760 | 715 | 760 | 715 | 760 | 715
Lilyvale Solar Farm | Lilyvale | CW | Powerlink | 100 | Solar PV | 99.974 | 97.532 | 99.974 | 97.532 | 99.974 | 97.532 | 99.974 | 97.532
Lockyer Energy Project | Gatton | SW | Energy Queensland | 116 | Gas Turbine | 0 | 0 | 0 | 0 | 0 | 0 | 0 | 0
|  |  | Energy Queensland |  | Gas Turbine | 0 | 0 | 0 | 0 | 0 | 0 | 0 | 0
Lotus Creek Wind Farm | Glencoe | CW | Powerlink | 285 | Wind | 0 | 0 | 0 | 285.2 | 285.2 | 285.2 | 285.2 | 285.2
Lower Wonga Hybrid | Woolooga | WB | Powerlink | 281 | Solar PV | 0 | 0 | 0 | 92 | 281 | 281 | 281 | 281
MacIntyre Wind Farm | MacIntyre Intermediate Switching Station | Bulli | Powerlink | 890 | Wind | 890.028 | 890.028 | 890.028 | 890.028 | 890.028 | 890.028 | 890.028 | 890.028
Majors Creek Solar Power Station | Mount Elliot | Ross | Powerlink | 150 | Battery Storage | 0 | 0 | 0 | 0 | 0 | 150 | 150 | 150 | 0 | 0 | 0 | 0 | 0 | 600 | 600 | 600
|  |  | Powerlink |  | Solar PV | 0 | 0 | 0 | 0 | 0 | 150 | 150 | 150
Maryrorough Solar Farm | Yarranlea | SW | Energy Queensland | 27.3 | Solar PV | 27.3 | 27.3 | 27.3 | 27.3 | 27.3 | 27.3 | 27.3 | 27.3
Middlemount Solar Farm | Lilyvale | CW | Energy Queensland | 26 | Solar PV | 26 | 26 | 26 | 26 | 26 | 26 | 26 | 26
Millmerran | Millmerran PS | Bulli | Powerlink | 852 | Coal | 426 | 335 | 426 | 335 | 426 | 335 | 426 | 335
|  |  | Powerlink |  | Coal | 426 | 335 | 426 | 335 | 426 | 335 | 426 | 335
Moura Solar Farm | Moura | CW | Powerlink | 82 | Solar PV | 81.72 | 81.72 | 81.72 | 81.72 | 81.72 | 81.72 | 81.72 | 81.72
Mt Emerald Wind Farm | Walkamin | FNQ | Powerlink | 178.2 | Wind | 180.465 | 166.95 | 180.465 | 166.95 | 180.465 | 166.95 | 180.465 | 166.95
Mt Stuart | Townsville South | Ross | Powerlink | 443 | Gas Turbine | 140 | 135 | 140 | 135 | 140 | 135 | 140 | 135
|  |  | Powerlink |  | Gas Turbine | 140 | 135 | 140 | 135 | 140 | 135 | 140 | 135
|  |  | Powerlink |  | Gas Turbine | 120 | 117 | 120 | 117 | 120 | 117 | 120 | 117
Munna Creek Solar Farm | Kilkivan | WB | Energy Queensland | 120 | Solar PV | 119.84 | 119.84 | 119.84 | 119.84 | 119.84 | 119.84 | 119.84 | 119.84
Oakey (4) | Tangkam | SW | Powerlink | 346 | Gas Turbine | 173 | 144 | 173 | 144 | 173 | 144 | 173 | 144
|  |  | Powerlink |  | Gas Turbine | 173 | 144 | 173 | 144 | 173 | 144 | 173 | 144
Oakey 1 Solar Farm | Oakey | SW | Energy Queensland | 25 | Solar PV | 25 | 23.1 | 25 | 23.1 | 25 | 23.1 | 25 | 23.1
Oakey 2 Solar Farm | Oakey | SW | Energy Queensland | 55 | Solar PV | 54.99 | 52.312 | 54.99 | 52.312 | 54.99 | 52.312 | 54.99 | 52.312
Punch's Creek Solar Farm | Punchs Creek | Bulli | Powerlink | 400 | Battery Storage | 0 | 0 | 399.36 | 399.36 | 399.36 | 399.36 | 399.36 | 399.36 |  |  | 1600 | 1600 | 1600 | 1600 | 1600 | 1600
|  |  | Powerlink |  | Solar PV | 0 | 0 | 399.36 | 399.36 | 399.36 | 399.36 | 399.36 | 399.36
Roma | Roma | Surat | Energy Queensland | 80 | Gas Turbine | 34 | 27 | 34 | 27 | 34 | 27 | 34 | 27
|  |  | Energy Queensland |  | Gas Turbine | 34 | 27 | 34 | 27 | 34 | 27 | 34 | 27
Ross River Solar Farm | Ross | Ross | Powerlink | 116 | Solar PV | 115.968 | 115.968 | 115.968 | 115.968 | 115.968 | 115.968 | 115.968 | 115.968
Rugby Run Solar Farm | Moranbah | North | Powerlink | 65 | Solar PV | 65 | 65 | 65 | 65 | 65 | 65 | 65 | 65
Smoky Creek Solar Power Station | Don River | CW | Powerlink | 300 | Battery Storage | 0 | 0 | 0 | 0 | 0 | 0 | 300 | 300 | 0 | 0 | 0 | 0 | 0 | 0 | 1200 | 1200
|  |  | Powerlink |  | Solar PV | 0 | 0 | 0 | 0 | 0 | 0 | 300 | 300
Stanwell | Stanwell | CW | Powerlink | 1460 | Coal | 365 | 365 | 365 | 365 | 365 | 365 | 365 | 365
|  |  | Powerlink |  | Coal | 365 | 365 | 365 | 365 | 365 | 365 | 365 | 365
|  |  | Powerlink |  | Coal | 365 | 365 | 365 | 365 | 365 | 365 | 365 | 365
|  |  | Powerlink |  | Coal | 365 | 365 | 365 | 365 | 365 | 365 | 365 | 365
Stanwell Battery Energy Storage System | Stanwell | CW | Powerlink | 300 | Battery Storage | 0 | 300 | 300 | 300 | 300 | 300 | 300 | 300 | 0 | 1200 | 1200 | 1122 | 1122 | 1086 | 1086 | 1062
Sun Metals (3) | Townsville Zinc | Ross | Powerlink | 121.5 | Solar PV | 117 | 120.12 | 117 | 120.12 | 117 | 120.12 | 117 | 120.12
Supernode Battery Energy Storage System 1& 2 | South Pine | Moreton | Powerlink | 520 | Battery Storage | 260 | 260 | 260 | 260 | 260 | 260 | 260 | 260 | 490 | 475 | 475 | 460 | 460 | 445 | 445 | 440
|  |  | Powerlink |  | Battery Storage | 260 | 260 | 260 | 260 | 260 | 260 | 260 | 260 | 945 | 945 | 925 | 925 | 905 | 905 | 885 | 885
Supernode Battery Energy Storage System 3 | South Pine | Moreton | Powerlink | 260 | Battery Storage | 0 | 0 | 0 | 260 | 260 | 260 | 260 | 260 | 0 | 0 | 0 | 910 | 910 | 875 | 875 | 850
Susan River Solar Farm | Maryborough | WB | Energy Queensland | 75 | Solar PV | 75.019 | 75.019 | 75.019 | 75.019 | 75.019 | 75.019 | 75.019 | 75.019
Swanbank Battery Energy Storage System | Blackstone | Moreton | Powerlink | 250 | Battery Storage | 250 | 250 | 250 | 250 | 250 | 250 | 250 | 250 | 500 | 500 | 500 | 500 | 500 | 500 | 500 | 500
Swanbank E | Swanbank E PS | Moreton | Powerlink | 385 | Gas Turbine | 380 | 360 | 380 | 360 | 379 | 359 | 379 | 359
Tangkam Battery Energy Storage System | Tangkam | SW | Powerlink | 100 | Battery Storage | 0 | 0 | 100 | 100 | 100 | 100 | 100 | 100 | 0 | 0 | 200 | 200 | 200 | 200 | 200 | 200
Tarong | Tarong | SW | Powerlink | 1400 | Coal | 350 | 350 | 350 | 350 | 350 | 350 | 350 | 350
|  |  | Powerlink |  | Coal | 350 | 350 | 350 | 350 | 350 | 350 | 350 | 350
|  |  | Powerlink |  | Coal | 350 | 350 | 350 | 350 | 350 | 350 | 350 | 350
|  |  | Powerlink |  | Coal | 350 | 350 | 350 | 350 | 350 | 350 | 350 | 350
Tarong Battery Energy Storage System | Tarong | SW | Powerlink | 300 | Battery Storage | 300 | 300 | 300 | 300 | 300 | 300 | 300 | 300 | 600 | 600 | 600 | 600 | 600 | 600 | 600 | 600
Tarong North | Tarong | SW | Powerlink | 443 | Coal | 443 | 443 | 443 | 443 | 443 | 443 | 443 | 443
Teebar Battery Energy Storage System | Teebar Creek | WB | Powerlink | 400 | Battery Storage | 0 | 0 | 0 | 0 | 200 | 400 | 400 | 400 | 0 | 0 | 0 | 0 | 800 | 1600 | 1600 | 1600
Townsville 132kV | Townsville GT PS | Ross | Powerlink | 161 | Gas Turbine | 165 | 150 | 165 | 150 | 165 | 150 | 165 | 150
Townsville 66kV | Townsville GT PS | Ross | Energy Queensland | 82 | Gas Turbine | 81 | 77 | 81 | 77 | 81 | 77 | 81 | 77
Ulinda Park Battery Energy Storage System | Western Downs | Bulli | Powerlink | 155 | Battery Storage | 154.96 | 139.36 | 154.96 | 139.36 | 154.96 | 139.36 | 154.96 | 139.36 | 297.923 | 267.93 | 297.923 | 267.93 | 297.923 | 267.93 | 297.923 | 267.93
|  |  | Powerlink | 195 | Battery Storage | 0 | 0 | 0 | 0 | 0 | 195 | 195 | 195 | 0 | 0 | 0 | 0 | 0 | 780 | 780 | 780
Wambo Wind Farm 1 | Halys | SW | Powerlink | 245 | Wind | 245 | 245 | 245 | 245 | 245 | 245 | 245 | 245
Wambo Wind Farm 2 | Halys | SW | Powerlink | 247 | Wind | 247 | 247 | 247 | 247 | 247 | 247 | 247 | 247
Wandoan Battery Energy Storage System | Wandoan South | Surat | Powerlink | 100 | Battery Storage | 100 | 100 | 100 | 100 | 100 | 100 | 100 | 100 | 141 | 135 | 135 | 131 | 131 | 127 | 127 | 123
Wandoan Solar Farm | Wandoan South | Surat | Powerlink | 365 | Solar PV | 125 | 125 | 125 | 125 | 125 | 125 | 125 | 125
|  |  | Powerlink |  | Solar PV | 0 | 0 | 0 | 240 | 240 | 240 | 240 | 240
Warwick Solar Farm | Warwick | SW | Energy Queensland | 64 | Solar PV | 32 | 32 | 32 | 32 | 32 | 32 | 32 | 32
|  |  | Energy Queensland |  | Solar PV | 28.1 | 32 | 32 | 32 | 32 | 32 | 32 | 32
Western Downs Battery Energy Storage System | Western Downs | Bulli | Powerlink | 510 | Battery Storage | 255 | 255 | 255 | 255 | 255 | 255 | 255 | 255 | 510 | 510 | 510 | 510 | 510 | 510 | 510 | 510
|  |  | Powerlink |  | Battery Storage | 255 | 255 | 255 | 255 | 255 | 255 | 255 | 255 | 510 | 510 | 510 | 510 | 510 | 510 | 510 | 510
Western Downs Green Power Hub | Western Downs | Bulli | Powerlink | 400 | Solar PV | 399.965 | 394.955 | 399.965 | 394.955 | 399.965 | 394.955 | 399.965 | 394.955
Whitsunday Solar Farm | Strathmore | North | Powerlink | 56 | Solar PV | 56.005 | 54.119 | 56.005 | 54.119 | 56.005 | 54.119 | 56.005 | 54.119
Wivenhoe (6) | Mt. England | Moreton | Powerlink | 570 | Hydro | 285 | 285 | 285 | 285 | 285 | 285 | 285 | 285 | 3000 | 3000 | 3000 | 3000 | 3000 | 3000 | 3000 | 3000
|  |  | Powerlink |  | Hydro | 285 | 285 | 285 | 285 | 285 | 285 | 285 | 285 | 3000 | 3000 | 3000 | 3000 | 3000 | 3000 | 3000 | 3000
Woolooga Battery Energy Storage System | Woolooga | WB | Powerlink | 222 | Battery Storage | 0 | 222.016 | 222.016 | 222.016 | 222.016 | 222.016 | 222.016 | 222.016 | 0 | 591 | 591 | 582 | 582 | 573 | 573 | 547
Woolooga Energy Park | Woolooga | WB | Powerlink | 176 | Solar PV | 176.042 | 175.152 | 176.042 | 175.152 | 176.042 | 175.152 | 176.042 | 175.152
Yabulu Battery Energy Storage System | Yabulu South | Ross | Powerlink | 200 | Battery Storage | 0 | 0 | 0 | 200 | 200 | 200 | 200 | 200 | 0 | 0 | 0 | 400 | 400 | 400 | 400 | 400
Yarranlea Solar Farm | Yarranlea | SW | Energy Queensland | 103 | Solar PV | 102.96 | 102.96 | 102.96 | 102.96 | 102.96 | 102.96 | 102.96 | 102.96
Yarwun (2) | Yarwun | Gladstone | Powerlink | 180 | Gas Turbine | 180 | 180 | 180 | 180 | 180 | 180 | 180 | 180 | 0 | 0 | 0 | 0 | 0 | 0 | 0 | 0
Notes
(1) Source: AEMO Generation Information | link

## Figure 9.1 and 9.2
​Figure 9.1: Summer available generation capacity by energy source
​Figure 9.2: Available storage capacity by type
| Summer 2020/21 | Summer 2021/22 | Summer 2022/23 | Summer 2023/24 | Summer 2024/25 | Summer 2025/26 | Summer 2026/27 | Summer 2027/28 | Summer 2028/29 | Summer 2029/30
| 2020/21 | 2021/22 | 2022/23 | 2023/24 | 2024/25 | 2025/26 | 2026/27 | 2027/28 | 2028/29 | 2029/30
Total Generation Capacity (MW) | 14064.2 | 14205.4 | 14166.4 | 15497.183 | 15866.183 | 20430.183 | 21658.152 | 25015.462 | 26456.203 | 26074.573
by Technology (MW)
Coal | 7848 | 7904 | 7509 | 7659 | 7649 | 7931 | 7862 | 7862 | 7862 | 6182
Gas Turbine | 3198 | 3214 | 3174 | 3172 | 3182 | 3182 | 3140.574 | 3140.574 | 3194.545 | 3194.545
Hydro | 729 | 729.4 | 729.4 | 729.4 | 729.4 | 729.4 | 729.4 | 979.4 | 979.4 | 979.4
Battery Storage | 0 | 0 | 100 | 100 | 250 | 2115 | 3115.84 | 4655.2 | 5202.2 | 5855.2
Solar PV | 1626.2 | 1695 | 1991 | 3021.783 | 3067.783 | 3909.783 | 4034.398 | 5210.938 | 5800.708 | 6400.078
Wind | 663 | 663 | 663 | 815 | 988 | 2563 | 2775.94 | 3167.35 | 3417.35 | 3463.35
Other | 0 | 0 | 0 | 0 | 0 | 0 | 0 | 0 | 0 | 0
by Dispatchability (MW)
Scheduled | 11775 | 11847.4 | 11512.4 | 11660.4 | 11810.4 | 13957.4 | 14847.814 | 16637.174 | 17238.145 | 16211.145
Semi-scheduled | 2289.2 | 2358 | 2654 | 3836.783 | 4055.783 | 6472.783 | 6810.338 | 8378.288 | 9218.058 | 9863.428
Energy Storage (MWh)
Hydro | 6000 | 6000 | 6000 | 6000 | 6000 | 6000 | 6000 | 7800 | 7800 | 7800
Battery Storage | 0 | 0 | 150 | 250 | 1250 | 4288 | 7576.94 | 11226.94 | 14910.94 | 17435.94
New in TAPR 2026 | 2020/21: MW; 2021/22: MWh
Coal | 2020/21: 0; 2021/22: 0
Gas Turbine | 2020/21: 0; 2021/22: 0
Hydro | 2020/21: 0; 2021/22: 0
Battery Storage | 2020/21: 2880; 2021/22: 9759
Solar PV | 2020/21: 1471; 2021/22: 0
Wind | 2020/21: 296; 2021/22: 0
Other | 2020/21: 0; 2021/22: 0

## Figure 9.3
Figure 9.3: Zonal electricity transfers (GWh), 2024/25
| Total transmission generated…………………… | 54029.1147 | GWh
| Total delivered demand…………………..……………….. | 47305.8844 | GWh | TRANSFER | INTER-ZONE LIMIT TRANSFERS
|  |  |  | FNQ | -1.8436
| Total losses/auxiliaries…………………..……………….. | 4856.643 | GWh | Ross | 0
|  |  |  | CQNQ | 3256.4633
| QNI southerly flow…………………..………………..……………….. | 1797.5801 | GWh | Gladstone | 5760.0474
|  |  |  | CQSQ | 5532.432
| Terranora southerly flow…………………..………………..……………….. | 69.0072 | GWh | Woolooga | 0
|  |  |  | Tarong | 17407.0298
| Total embedded generation…………………..………………..……………….. | 3136.6382 | GWh | Blackwall | 0
|  |  |  | MS_MN_110 | 0
| Total native demand…………………..………………..……………….. | 50442.5226 | GWh | GC | 2968.1827
|  |  |  | Braemar | 0
|  |  |  | SWQ | 5268.264
|  |  |  | QNI | 1797.5801
|  |  |  | Terranora_Directlink | 69.0072
|  |  |  | SWQ_W | 0
|  |  |  | Surat | 3821.4585
|  |  |  | SWQ_Y | 0
|  |  |  | SWQ_Z | 0
|  |  |  | MR_GB_275 | 0
|  |  |  | ZONE | ZONE GENERATION SENT OUT | ZONE LOADS CONNECTION PT | EMBEDDED GEN | NATIVE LOAD | INTRA-ZONE LOSSES
|  |  |  | Far North | 1549.529 | 1501.1659 | 84.6038 | 1585.7697 | FNQ | 46.5195
|  |  |  | Ross | 1133.2725 | 2275.4472 | 625.0973 | 2900.5445
|  |  |  | North | 723.9926 | 2555.0758 | 426.5557 | 2981.6315 | NQ (ex FNQ) | 285.049
|  |  |  | Central West | 15685.6277 | 2806.9815 | 577.1305 | 3384.1119
|  |  |  | Gladstone | 7376.0881 | 9353.0174 | 0 | 9353.0174 | CQ | 2112.8216
|  |  |  | Wide Bay | 296.5532 | 952.5703 | 199.4932 | 1152.0634
|  |  |  | Surat | 1600.2621 | 5362.7858 | 709.1564 | 6071.9422 | Surat | 58.9348
|  |  |  | South West | 12081.4476 | 918.1373 | 444.4591 | 1362.5964
|  |  |  | Bulli | 13588.0955 | 1512.8445 | 0 | 1512.8445 | SQ (ex GC, Surat) | 2394.8537
|  |  |  | Moreton | -5.7535 | 17127.1477 | 70.1423 | 17197.29
|  |  |  | Gold Coast | 0 | 2940.7111 | 0 | 2940.7111 | GC | -41.5356
|  |  |  | SubTotal | 54029.1147 | 47305.8844 | 3136.6382 | 50442.5226 |  | 4856.643
SUMMARY DATA
|  |  |  | Region Generation | 54029.1147
|  |  |  | Inter-regional Transfers | -1866.5873
|  |  |  | Region Load | 47305.8844
|  |  |  | Total Inter-zone Losses | 0
|  |  |  | Total Intra-zone Losses | 4856.643
|  |  |  | Total Calculated Losses | 4856.643
|  |  |  | Mismatch Losses | 0
1,513
0
1,513
70
17,127
17,197
444
918
1,363
9,353
2,941
199
953
1,152
577
2,807
3,384
427
2,555
2,982
625
2,275
2,901
Gladstone
Terranora
Interconnector
NSW
QNI
GG
SP
W
P
Br
BC
Co
MR
Wide Bay
Gold Coast
G
QLD
Ch
T
R
CS
N
PD
Br
B
D
North
MU
M
St
Central West
Tu
C
MtE
Ta
Bl
NSW
CR
Wu
CC
GB
PR
Moreton
KC
South West
Bulli
Ross
LC
R
EA
H
WD
Co
O
ED
Far North
Surat
Note:
Zone energy imbalance due to transmission losses, generator auxiliary loads and use of multiple data sources.
709
5,363
6,072
-2
3,256
5,760
5,532
5,268
17,407
3,821
1,550
1,133
724
15,686
1,600
2,968
69
1,798
12,081
-6
13,588
7,376
85
1,501
1,586
H
CG
GM
W
297

## Figure 9.4
Figure 9.4: Zonal electricity transfers (GWh), 2025/26
| Total transmission generated…………………… | 55068.8213 | GWh
| Total delivered demand…………………..……………….. | 47594.2966 | GWh | TRANSFER | INTER-ZONE LIMIT TRANSFERS
|  |  |  | FNQ | -182.4306
| Total losses/auxiliaries…………………..……………….. | 4730.0766 | GWh | Ross | 0
|  |  |  | CQNQ | 3698.0169
| QNI southerly flow…………………..………………..……………….. | 2561.6543 | GWh | Gladstone | 6071.1099
|  |  |  | CQSQ | 6178.7474
| Terranora southerly flow…………………..………………..……………….. | 182.7938 | GWh | Woolooga | 0
|  |  |  | Tarong | 17012.2246
| Total embedded generation…………………..………………..……………….. | 3002.1994 | GWh | Blackwall | 0
|  |  |  | MS_MN_110 | 0
| Total native demand…………………..………………..……………….. | 50596.496 | GWh | GC | 3068.0406
|  |  |  | Braemar | 0
|  |  |  | SWQ | 5247.9381
|  |  |  | QNI | 2561.6543
|  |  |  | Terranora_Directlink | 182.7938
|  |  |  | SWQ_W | 0
|  |  |  | Surat | 4011.9778
|  |  |  | SWQ_Y | 0
|  |  |  | SWQ_Z | 0
|  |  |  | MR_GB_275 | 0
|  |  |  | ZONE | ZONE GENERATION SENT OUT | ZONE LOADS CONNECTION PT | Embedded Gen | Native Load | INTRA-ZONE LOSSES
|  |  |  | Far North | 1679.662 | 1452.2487 | 88.7053 | 1540.954 | FNQ | 44.9827
|  |  |  | Ross | 1021.3973 | 2465.8025 | 547.4627 | 3013.2652
|  |  |  | North | 607.1014 | 2746.4021 | 342.7109 | 3089.113 | NQ (ex FNQ) | 296.7417
|  |  |  | Central West | 17147.9195 | 2848.3747 | 529.345 | 3377.7197
|  |  |  | Gladstone | 7154.9134 | 9496.2989 | 0 | 9496.2989 | CQ | 2081.395
|  |  |  | Wide Bay | 369.5769 | 772.76 | 314.6238 | 1087.3838
|  |  |  | Surat | 1377.0348 | 5364.6916 | 681.6292 | 6046.3208 | Surat | 24.321
|  |  |  | South West | 11306.0934 | 978.295 | 377.1907 | 1355.4856
|  |  |  | Bulli | 14393.9153 | 1511.6829 | 55.9914 | 1567.6743 | SQ (ex GC, Surat) | 2325.1181
|  |  |  | Moreton | 11.2072 | 17030.0115 | 64.5404 | 17094.5519
|  |  |  | Gold Coast | 0 | 2927.7287 | 0 | 2927.7287 | GC | -42.4818
|  |  |  | SubTotal | 55068.8213 | 47594.2966 | 3002.1994 | 50596.496 |  | 4730.0766
SUMMARY DATA
|  |  |  | Region Generation | 55068.8213
|  |  |  | Inter-regional Transfers | -2744.4481
|  |  |  | Region Load | 47594.2966
|  |  |  | Total Inter-zone Losses | 0
|  |  |  | Total Intra-zone Losses | 4730.0766
|  |  |  | Total Calculated Losses | 4730.0766
|  |  |  | Mismatch Losses | -7.276e-12
1,512
56
1,568
65
17,030
17,095
377
978
1,355
9,496
2,928
315
773
1,087
529
2,848
3,378
343
2,746
3,089
547
2,466
3,013
Gladstone
Terranora
Interconnector
NSW
QNI
GG
SP
W
P
Br
BC
Co
MR
Wide Bay
Gold Coast
G
QLD
Ch
T
R
CS
N
PD
Br
B
D
North
MU
M
St
Central West
Tu
C
MtE
Ta
Bl
NSW
CR
Wu
CC
GB
PR
Moreton
KC
South West
Bulli
Ross
LC
R
EA
H
WD
Co
O
ED
Far North
Surat
Note:
Zone energy imbalance due to transmission losses, generator auxiliary loads and use of multiple data sources.
682
5,365
6,046
-182
3,698
6,071
6,179
5,248
17,012
4,012
1,680
1,021
607
17,148
1,377
3,068
183
2,562
11,306
11
14,394
7,155
89
1,452
1,541
H
CG
GM
W
370

## Figure 9.5
Figure 9.5: Change in zonal electricity transfers (GWh), 2024/25 to 2025/26
| Total transmission generated…………………… | 1039.7066 | GWh
| Total delivered demand…………………..……………….. | 288.4122 | GWh | TRANSFER | INTER-ZONE LIMIT TRANSFERS
|  |  |  | FNQ | -180.587
| Total losses/auxiliaries…………………..……………….. | -126.5664 | GWh | Ross | 0
|  |  |  | CQNQ | 441.5537
| QNI southerly flow…………………..………………..……………….. | 764.0741 | GWh | Gladstone | 311.0624
|  |  |  | CQSQ | 646.3154
| Terranora southerly flow…………………..………………..……………….. | 113.7866 | GWh | Woolooga | 0
|  |  |  | Tarong | -394.8052
| Total embedded generation…………………..………………..……………….. | -134.4388 | GWh | Blackwall | 0
|  |  |  | MS_MN_110 | 0
| Total native demand…………………..………………..……………….. | 153.9734 | GWh | GC | 99.858
|  |  |  | Braemar | 0
|  |  |  | SWQ | -20.3259
|  |  |  | QNI | 764.0741
|  |  |  | Terranora_Directlink | 113.7866
|  |  |  | SWQ_W | 0
|  |  |  | Surat | 190.5193
|  |  |  | SWQ_Y | 0
|  |  |  | SWQ_Z | 0
|  |  |  | MR_GB_275 | 0
|  |  |  | ZONE | ZONE GENERATION SENT OUT | ZONE LOADS CONNECTION PT | Embedded Gen | Native Load | INTRA-ZONE LOSSES
|  |  |  | Far North | 130.133 | -48.9172 | 4.1015 | -44.8157 | FNQ | -1.5368
|  |  |  | Ross | -111.8752 | 190.3553 | -77.6346 | 112.7207
|  |  |  | North | -116.8912 | 191.3263 | -83.8448 | 107.4816 | NQ (ex FNQ) | 11.6927
|  |  |  | Central West | 1462.2918 | 41.3932 | -47.7854 | -6.3922
|  |  |  | Gladstone | -221.1747 | 143.2815 | 0 | 143.2815 | CQ | -31.4266
|  |  |  | Wide Bay | 73.0237 | -179.8102 | 115.1306 | -64.6796
|  |  |  | Surat | -223.2273 | 1.9058 | -27.5272 | -25.6214 | Surat | -34.6138
|  |  |  | South West | -775.3542 | 60.1577 | -67.2684 | -7.1108
|  |  |  | Bulli | 805.8199 | -1.1616 | 55.9914 | 54.8299 | SQ (ex GC, Surat) | -69.7356
|  |  |  | Moreton | 16.9606 | -97.1362 | -5.6019 | -102.7381
|  |  |  | Gold Coast | 0 | -12.9824 | 0 | -12.9824 | GC | -0.94623
|  |  |  | SubTotal | 1039.7066 | 288.4122 | -134.4388 | 153.9734 |  | -126.5664
SUMMARY DATA
|  |  |  | Region Generation | 1039.7066
|  |  |  | Inter-regional Transfers | -877.8607
|  |  |  | Region Load | 288.4122
|  |  |  | Total Inter-zone Losses | 0
|  |  |  | Total Intra-zone Losses | -126.5664
|  |  |  | Total Calculated Losses | -126.5664
|  |  |  | Mismatch Losses | 0
-1
56
55
-6
-97
-103
-67
60
-7
143
-13
115
-180
-65
-48
41
-6
-84
191
107
-78
190
113
Gladstone
Terranora
Interconnector
NSW
QNI
GG
SP
W
P
Br
BC
Co
MR
Wide Bay
Gold Coast
G
QLD
Ch
T
R
CS
N
PD
Br
B
D
North
MU
M
St
Central West
Tu
C
MtE
Ta
Bl
NSW
CR
Wu
CC
GB
PR
Moreton
KC
South West
Bulli
Ross
LC
R
EA
H
WD
Co
O
ED
Far North
Surat
Note:
Zone energy imbalance due to transmission losses, generator auxiliary loads and use of multiple data sources.
-28
2
-26
-181
442
311
646
-20
-395
191
130
-112
-117
1,462
-223
100
114
764
-775
17
806
-221
4
-49
-45
H
CG
GM
W
73

## Figure 9.6
Figure 9.6: Far North daily profile of minimum demand days over the last 5 years.
Time | 2021-09-22 | 2022-09-04 | 2024-06-09 | 2024-07-21 | 2025-08-03
0:00 | 148.99 | 151.19 | 129.21 | 117.2092 | 108.764
0:30 | 132.31 | 141.42 | 123.5 | 111.4358 | 106.9209
1:00 | 123.41 | 135.07 | 119.47 | 107.3755 | 101.4464
1:30 | 118.15 | 132.4 | 116.72 | 103.347 | 97.0401
2:00 | 114.2 | 130.13 | 117.32 | 104.3156 | 94.1566
2:30 | 112.06 | 129.37 | 114.82 | 101.0872 | 92.0236
3:00 | 111.7 | 128.14 | 114.48 | 100.4549 | 91.2806
3:30 | 110.79 | 126.41 | 113.97 | 99.3563 | 91.0597
4:00 | 112.75 | 127.12 | 114.66 | 99.5598 | 91.481
4:30 | 114.79 | 127.64 | 115.77 | 100.9509 | 92.4981
5:00 | 119.03 | 129.51 | 117.7 | 104.1391 | 96.2413
5:30 | 126.48 | 132.71 | 122.52 | 106.6627 | 99.8792
6:00 | 136.59 | 137.62 | 130.03 | 112.4736 | 108.4288
6:30 | 140.51 | 141.37 | 135.9 | 118.702 | 114.4036
7:00 | 139.39 | 140.98 | 137.91 | 122.9707 | 114.1883
7:30 | 137.75 | 133.66 | 129.56 | 117.2301 | 103.0122
8:00 | 129.32 | 123.46 | 117.89 | 111.6872 | 88.8796
8:30 | 113.41 | 108.94 | 102.36 | 99.763 | 66.4948
9:00 | 99.38 | 95.08 | 90.24 | 82.2179 | 47.2684
9:30 | 87.41 | 79.96 | 72.74 | 63.1112 | 24.3883
10:00 | 76.26 | 68.68 | 59.56 | 48.0913 | 6.3501
10:30 | 68.77 | 58.22 | 46.84 | 35.0091 | -8.1635
11:00 | 61.84 | 50.46 | 35.35 | 23.146 | -20.0999
11:30 | 57.1 | 45.65 | 29.28 | 13.9364 | -28.82
12:00 | 53.29 | 43.39 | 25.9711 | 8.4593 | -35.0074
12:30 | 58.21 | 40.35 | 26.07 | 6.628 | -36.1253
13:00 | 61.75 | 41.3 | 30.39 | 9.5111 | -32.3822
13:30 | 66.89 | 45.99 | 37.13 | 15.7196 | -26.6978
14:00 | 74.01 | 55.38 | 50.21 | 26.4985 | -15.0406
14:30 | 85.72 | 67.34 | 66.24 | 42.8267 | 4.034
15:00 | 101.81 | 85.3 | 88.31 | 63.5248 | 25.1949
15:30 | 118.82 | 107.78 | 115.28 | 85.3666 | 53.7773
16:00 | 136.98 | 131.82 | 141.38 | 108.518 | 86.6676
16:30 | 158.43 | 159.07 | 172.69 | 140.3763 | 122.8641
17:00 | 182.67 | 181.59 | 199.61 | 172.9806 | 158.5664
17:30 | 201.38 | 193.9 | 208.56 | 185.5516 | 184.1349
18:00 | 208.9 | 203.98 | 212.83 | 195.2284 | 200.4149
18:30 | 212.14 | 209.55 | 211.13 | 196.0814 | 205.4465
19:00 | 206.68 | 202.17 | 202.39 | 205.6673 | 196.8883
19:30 | 197.99 | 209.42 | 192.61 | 215.0939 | 187.5763
20:00 | 185.8 | 213.07 | 195.11 | 201.0811 | 178.1519
20:30 | 175.9 | 192.5 | 214.16 | 187.5114 | 169.1572
21:00 | 168.99 | 179.97 | 204.7 | 174.964 | 160.2281
21:30 | 158.2 | 169.25 | 183.18 | 160.4782 | 151.2359
22:00 | 144.01 | 156.15 | 162.3 | 146.2831 | 137.9495
22:30 | 131.47 | 145.25 | 149.28 | 134.5934 | 127.1245
23:00 | 121.16 | 150.57 | 139.23 | 122.8768 | 118.0209
23:30 | 117.99 | 150.94 | 131.56 | 115.641 | 110.5173

## Figure 9.7
Figure 9.7: Wide Bay daily profile of minimum demand days over the last 5 years.
Time | 2021-10-17 | 2022-09-25 | 2023-09-30 | 2024-09-28 | 2026-04-13
0:00 | 110.8 | 111.57 | 125.53 | 120.8114 | 134.8351
0:30 | 107.96 | 105.23 | 123.6 | 117.1988 | 131.3578
1:00 | 105.61 | 101.54 | 121.57 | 115.3839 | 127.6692
1:30 | 103.27 | 98.83 | 118.08 | 113.3139 | 124.6188
2:00 | 100.56 | 97.12 | 114.38 | 110.4702 | 122.5562
2:30 | 99.81 | 98.13 | 113.6 | 109.4604 | 121.809
3:00 | 99.53 | 96.25 | 112.27 | 108.0035 | 122.0478
3:30 | 99.62 | 96.38 | 111.49 | 107.1053 | 123.1029
4:00 | 101.17 | 97.04 | 113.86 | 108.024 | 123.2587
4:30 | 102.08 | 96.66 | 114.9 | 109.046 | 125.0434
5:00 | 101.42 | 99.34 | 117.57 | 111.8279 | 131.1181
5:30 | 85.37 | 98.21 | 117.18 | 111.1835 | 134.5434
6:00 | 43.82 | 75.25 | 94.04 | 82.8517 | 142.7814
6:30 | -6.51 | 24.68 | 49.91 | 37.0187 | 88.5325
7:00 | -49.46 | -26.14 | 11.52 | -10.2782 | -7.9181
7:30 | -68.28 | -64.97 | -27.51 | -50.879 | -109.1096
8:00 | -78.11 | -86.56 | -44.03 | -73.9112 | -191.7394
8:30 | -87.32 | -98.63 | -28.94 | -94.8138 | -247.7875
9:00 | -91.39 | -107.74 | -48.96 | -112.0208 | -272.1864
9:30 | -96.98 | -117.87 | -57.59 | -121.9 | -222.3645
10:00 | -102.6 | -124.41 | -71.18 | -125.9622 | -221.853
10:30 | -105.83 | -128.66 | -85.08 | -118.3444 | -258.423
11:00 | -105.17 | -129.82 | -101.19 | -94.0937 | -271.4842
11:30 | -101.03 | -131.38 | -107.21 | -70.301 | -244.0613
12:00 | -96.12 | -129.64 | -110.62 | -39.2335 | -236.9738
12:30 | -97.96 | -126.46 | -107.16 | 1.3827 | -218.993
13:00 | -89.33 | -120.58 | -101.92 | 59.4264 | -186.7234
13:30 | -80.02 | -113.24 | -88.34 | 13.7765 | -159.6564
14:00 | -60.72 | -104.13 | -76.18 | -34.3024 | -155.7784
14:30 | -26.84 | -84.48 | -37.32 | 9.8322 | -129.3182
15:00 | 31.35 | -58.57 | -5.87 | 56.3484 | -102.3564
15:30 | 65.43 | -22.06 | 27.84 | 81.1879 | -29.2683
16:00 | 100.05 | 32.24 | 67.85 | 93.9905 | 118.686
16:30 | 132.88 | 97.3 | 116.05 | 129.5167 | 160.1165
17:00 | 162.67 | 150.11 | 162.01 | 156.2694 | 206.2608
17:30 | 185.5 | 172.25 | 189.05 | 179.5123 | 235.834
18:00 | 195.88 | 183.75 | 198.85 | 193.3514 | 240.2659
18:30 | 195.04 | 174.51 | 198.2 | 191.1139 | 231.583
19:00 | 187.51 | 163.48 | 189.17 | 182.2012 | 219.7814
19:30 | 178.35 | 155.16 | 177.18 | 174.5704 | 209.7903
20:00 | 168.3 | 156.83 | 169.08 | 164.8028 | 200.2701
20:30 | 161.23 | 155.54 | 158.28 | 158.1835 | 193.6285
21:00 | 151.91 | 145.17 | 148.07 | 152.5773 | 187.4437
21:30 | 141.54 | 132.44 | 140.2 | 146.6374 | 177.3937
22:00 | 131.3 | 120.98 | 132.12 | 137.9786 | 164.5351
22:30 | 122.72 | 113.35 | 129.25 | 130.6983 | 155.6045
23:00 | 117.53 | 117.75 | 121.38 | 123.0263 | 148.7931
23:30 | 110.08 | 116.12 | 115.04 | 119.2008 | 144.1301

## Table 9.1
Table 9.1: Demand, generation and storage changes since the 2025 TAPR alongside details of committed changes to generation and storage for each zone in the Powerlink network .
Zone | Changes Since 2025 TAPR |  |  |  |  | Future Commitments
| Maximum Demand (MW) | Minimum Demand (MW) | Existing Generation (MW) | Existing Storage (MW) | Existing Storage Capacity (MWh) | Generation (MW) | Storage (MW) | Storage Capacity (MWh)
Far North | -15 | -43 | 0 | 0 | - | 0 | 0 | 0
Ross | 12 | -16 | 0 | 0 | - | 596 | 855 | 3629
North | -14 | 8 | 0 | 0 | - | 0 | 0 | 0
Central West | -11 | -8 | 0 | 480 | 1560 | 991.41 | 600 | 2262
Gladstone | -25 | -1 | 387.005 | 0 | - | -1680 | 0 | 0
Wide Bay | -3 | -146 | 197.84 | 0 | - | 828.2 | 580 | 1916
South West | -54 | -33 | 247 | 0 | - | 0 | 100 | 200
Moreton | -251 | -176 | 0 | 0 | - | 0 | 260 | 755
Gold Coast | -56 | -15 | 0 | 0 | - | 0 | 0 | 0
Surat | 2 | -111 | 0 | 60 | 120 | 293.091 | 0 | 0
Bulli | 2 | 83 | 94 | 255 | 510 | 399.36 | 594.36 | 2380
Zone | Maximum Demand (MW) |  |  | Minimum Demand (MW) |  |  | Generation + Storage (MW) |  |  |  |  | Generation only (MW) |  |  |  |  | Storage only (MW) |  |  |  |  | Storage Capacity (MWh)
| 2024/25 | 2025/26 | Change | 2024/25 | 2025/26 | Change | 2024/25 | 2025/26 | 2029/30 | Change | Future | 2024/25 | 2025/26 | 2029/30 | Change | Future | 2024/25 | 2025/26 | 2029/30 | Change | Future | 2024/25 | 2025/26 | 2029/30 | Change | Future
FNQ | 364.6192 | 349.6147 | -15.0045 | 6.628 | -36.1253 | -42.7533 | 478.334 | 478.334 | 478.334 | 0 | 0 | 478.334 | 478.334 | 478.334 | 0 | 0 | 0 | 0 | 0 | 0 | 0 | 0 | 0 | 0 | 0 | 0 | 0
Ross | 587.4069 | 599.4792 | 12.0723 | -38.7695 | -54.4813 | -15.7117 | 1143.323 | 1143.323 | 2594.323 | 0 | 1451 | 1143.323 | 1143.323 | 1739.323 | 0 | 596 | 0 | 0 | 855 | 0 | 855 | 0 | 0 | 3629 | 0 | 3629 | 596
North | 485.4143 | 499.2268 | 13.8125 | 96.7048 | 104.5203 | 7.8155 | 406.816 | 406.816 | 406.816 | 0 | 0 | 406.816 | 406.816 | 406.816 | 0 | 0 | 0 | 0 | 0 | 0 | 0 | 0 | 0 | 0 | 0 | 0 | 0
CW | 576.2904 | 587.1817 | 10.8913 | 65.5174 | 57.5922 | -7.9252 | 4115.306 | 4595.306 | 6186.716 | 480 | 1591.41 | 4065.306 | 4065.306 | 5056.716 | 0 | 991.41 | 50 | 530 | 1130 | 480 | 600 | 100 | 1660 | 3922 | 1560 | 2262 | 991.41
Gladstone | 1134.5251 | 1159.8912 | 25.366 | 631.3537 | 630.8422 | -0.51149 | 1860 | 2247.005 | 567.005 | 387.005 | -1680 | 1860 | 2247.005 | 567.005 | 387.005 | -1680 | 0 | 0 | 0 | 0 | 0 | 0 | 0 | 0 | 0 | 0 | -1680
WB | 340.8416 | 338.3284 | -2.5132 | -125.9622 | -272.1864 | -146.2242 | 528.057 | 725.897 | 2134.097 | 197.84 | 1408.2 | 306.041 | 503.881 | 1332.081 | 197.84 | 828.2 | 222.016 | 222.016 | 802.016 | 0 | 580 | 591 | 591 | 2507 | 0 | 1916 | 828.2
SW | 399.0597 | 345.1304 | -53.9293 | -194.0362 | -227.0831 | -33.0469 | 3425.643 | 3672.643 | 3772.643 | 247 | 100 | 3125.643 | 3372.643 | 3372.643 | 247 | 0 | 300 | 300 | 400 | 0 | 100 | 600 | 600 | 800 | 0 | 200 | 0
Moreton | 4988.6236 | 4737.1612 | -251.4624 | 89.3046 | -86.4502 | -175.7547 | 2084.464 | 2084.464 | 2343.464 | 0 | 259 | 360 | 360 | 360 | 0 | 0 | 1724.464 | 1724.464 | 1984.464 | 0 | 260 | 8687.36 | 8687.36 | 9442.36 | 0 | 755 | 0
Gold Coast | 841.5204 | 785.3134 | -56.207 | 86.0798 | 71.0965 | -14.9833 | 0 | 0 | 0 | 0 | 0 | 0 | 0 | 0 | 0 | 0 | 0 | 0 | 0 | 0 | 0 | 0 | 0 | 0 | 0 | 0 | 0
Surat | 759.0012 | 761.1445 | 2.1433 | 365.2082 | 253.7838 | -111.4244 | 1093.517 | 1153.517 | 1446.608 | 60 | 293.091 | 993.517 | 993.517 | 1286.608 | 0 | 293.091 | 100 | 160 | 160 | 60 | 0 | 135 | 255 | 255 | 120 | 0 | 293.091
Bulli | 198.7819 | 200.7757 | 1.9938 | 3.6305 | 86.783 | 83.1526 | 4801.847 | 5150.847 | 6144.567 | 349 | 993.72 | 4307.487 | 4401.487 | 4800.847 | 94 | 399.36 | 494.36 | 749.36 | 1343.72 | 255 | 594.36 | 977.93 | 1487.93 | 3867.93 | 510 | 2380 | 399.36

## Figure 9.8
Figure 9.8: Comparison of average daily load on Larcom Creek to Calliope River Circuit
Time | 2024/25 | 2025/26
0:00 | 133.5213 | 193.8706
0:30 | 140.224 | 193.0579
1:00 | 144.9797 | 192.9446
1:30 | 149.2193 | 192.2803
2:00 | 151.2819 | 191.6226
2:30 | 151.6791 | 192.7744
3:00 | 151.7302 | 192.5088
3:30 | 152.4582 | 192.2268
4:00 | 152.2249 | 190.7931
4:30 | 152.1222 | 188.671
5:00 | 150.8731 | 187.313
5:30 | 148.0508 | 184.8909
6:00 | 146.2551 | 189.5728
6:30 | 157.6598 | 207.358
7:00 | 168.0318 | 243.7108
7:30 | 190.5767 | 300.7854
8:00 | 213.4654 | 350.0572
8:30 | 232.1838 | 383.1982
9:00 | 241.729 | 392.1558
9:30 | 246.7834 | 398.3886
10:00 | 246.8122 | 396.984
10:30 | 250.0189 | 394.2978
11:00 | 251.3906 | 393.5582
11:30 | 251.6681 | 394.1691
12:00 | 250.4766 | 394.7578
12:30 | 245.5414 | 394.8182
13:00 | 241.4857 | 389.5425
13:30 | 243.5062 | 386.5132
14:00 | 244.2463 | 383.3555
14:30 | 246.2613 | 383.0393
15:00 | 244.9549 | 393.8247
15:30 | 241.4101 | 403.4315
16:00 | 235.4047 | 399.5634
16:30 | 235.9066 | 381.7271
17:00 | 227.3574 | 337.8201
17:30 | 204.035 | 273.1174
18:00 | 183.4342 | 225.5575
18:30 | 172.7232 | 202.7779
19:00 | 164.9361 | 194.4157
19:30 | 160.838 | 196.6075
20:00 | 157.6776 | 198.9595
20:30 | 152.2975 | 200.327
21:00 | 149.9276 | 203.4649
21:30 | 153.7206 | 206.4332
22:00 | 154.2204 | 210.017
22:30 | 132.7873 | 190.6557
23:00 | 125.8722 | 184.5905
23:30 | 130.0644 | 190.6535

## Infographic Far North
Infographic - Far North
Demand Duration Curve | [9 empty] | Demand Trend | [7 empty] | Energy Trend |  |  |  | Loss of Supply Events |  | Embedded Generation |  |  | Transmission Lines Vulnerable to Lightning
[22 empty] | Total # | Total MWh | Total GWh | Generator Name | Generator Category | Transmission Lines | End date | Category
[22 empty] | 0 | 0 | 89 | Lakeland Solar Farm | Non-scheduled | Chalumbin to Turkinje 132kV double circuit | Jan 20230 | Proven
[25 empty] | Tablelands Sugar Mill | Non-scheduled | Guybal Munjan to Chalumbin 275kV double circuit | Nov 2027 | Proven
[27 empty] | Kamerunga to Barron Gorge 132kV double circuit | Dec 2027 | Probable
2021/22 | % of Time of Year | 2022/23 | % of Time of Year | 2023/24 | % of Time of Year | 2024/25 | % of Time of Year | 2025/26 | % of Time of Year | [6 empty] | Historical maximum and minimum
53.28 | 100 | 40.34 | 100 | 25.96 | 100 | 6.618 | 100 | -36.1353 | 100 |  | max | min | blank | Demand range | neg | record max | record min |  | Zone energy | Total | Percent of Queensland total
53.28 | 100 | 40.34 | 100 | 25.96 | 100 | 6.618 | 100 | -36.1353 | 100 | 2021/22 | 363.3 | 53.29 | 53.29 | 310.01 | 0 | 395.74 | -36.1253 | 2021/22 | 1601.24 | 47408.5836 | 3.378%
56.4435 | 99.9943 | 43.4679 | 99.9829 | 29.7333 | 99.9772 | 10.2711 | 99.9772 | -32.1991 | 99.9829 | 2022/23 | 346.87 | 40.35 | 40.35 | 306.52 | 0 | 395.74 | -36.1253 | 2022/23 | 1601.5543 | 46214.1259 | 3.466%
59.6069 | 99.9829 | 46.5957 | 99.96 | 33.5065 | 99.9488 | 13.9241 | 99.9543 | -28.2628 | 99.9772 | 2023/24 | 395.74 | 25.97 | 25.97 | 369.77 | 0 | 395.74 | -36.1253 | 2023/24 | 1565.908 | 47476.5432 | 3.298%
62.7704 | 99.9715 | 49.7236 | 99.9486 | 37.2798 | 99.8975 | 17.5772 | 99.9315 | -24.3266 | 99.9715 | 2024/25 | 364.6192 | 6.628 | 6.628 | 357.9912 | 0 | 395.74 | -36.1253 | 2024/25 | 1501.1659 | 47305.8844 | 3.173%
65.9339 | 99.9429 | 52.8514 | 99.9258 | 41.0531 | 99.8691 | 21.2303 | 99.8459 | -20.3904 | 99.9715 | 2025/26 | 349.6147 | -36.1253 | 0 | 349.6147 | -36.1253 | 395.74 | -36.1253 | 2025/26 | 1452.2487 | 47594.2966 | 3.051%
69.0973 | 99.8916 | 55.9793 | 99.8916 | 44.8263 | 99.8008 | 24.8833 | 99.726 | -16.4542 | 99.9486
72.2608 | 99.8573 | 59.1071 | 99.863 | 48.5996 | 99.7439 | 28.5364 | 99.6518 | -12.5179 | 99.9429
75.4243 | 99.8231 | 62.235 | 99.7945 | 52.3729 | 99.6243 | 32.1895 | 99.5205 | -8.5817 | 99.8916
78.5878 | 99.7489 | 65.3629 | 99.6975 | 56.1461 | 99.5219 | 35.8426 | 99.3436 | -4.6455 | 99.8516
81.7512 | 99.6747 | 68.4907 | 99.6062 | 59.9194 | 99.3397 | 39.4956 | 99.2009 | -0.70926 | 99.8116
84.9147 | 99.5548 | 71.6186 | 99.492 | 63.6927 | 99.0665 | 43.1487 | 99.0011 | 3.227 | 99.7203
88.0782 | 99.4007 | 74.7464 | 99.3094 | 67.4659 | 98.816 | 46.8018 | 98.8014 | 7.1632 | 99.6347
91.2416 | 99.2123 | 77.8743 | 99.1438 | 71.2392 | 98.5087 | 50.4549 | 98.5845 | 11.0994 | 99.5548
94.4051 | 99.0354 | 81.0021 | 98.9155 | 75.0124 | 98.1842 | 54.1079 | 98.3904 | 15.0356 | 99.4749
97.5686 | 98.6701 | 84.13 | 98.6929 | 78.7857 | 97.7971 | 57.761 | 98.0537 | 18.9719 | 99.2808
100.732 | 98.2705 | 87.2579 | 98.4075 | 82.559 | 97.4442 | 61.4141 | 97.7112 | 22.9081 | 99.0696
103.8955 | 97.6826 | 90.3857 | 98.1393 | 86.3322 | 97.0344 | 65.0672 | 97.3573 | 26.8443 | 98.8756
107.059 | 96.895 | 93.5136 | 97.8938 | 90.1055 | 96.5619 | 68.7202 | 96.9692 | 30.7805 | 98.5788
110.2224 | 95.8276 | 96.6414 | 97.5114 | 93.8788 | 96.0667 | 72.3733 | 96.5925 | 34.7168 | 98.2934
113.3859 | 94.5263 | 99.7693 | 97.129 | 97.652 | 95.5089 | 76.0264 | 96.153 | 38.653 | 97.9737
116.5494 | 92.9224 | 102.8971 | 96.6895 | 101.4253 | 94.7746 | 79.6794 | 95.6507 | 42.5892 | 97.6313
119.7129 | 91.0845 | 106.025 | 96.1644 | 105.1986 | 93.972 | 83.3325 | 95.1199 | 46.5254 | 97.2945
122.8763 | 89.5548 | 109.1529 | 95.3881 | 108.9718 | 93.1125 | 86.9856 | 94.5263 | 50.4617 | 96.8779
126.0398 | 88.0023 | 112.2807 | 94.395 | 112.7451 | 91.9627 | 90.6387 | 93.8584 | 54.3979 | 96.4612
129.2033 | 86.2443 | 115.4086 | 93.2363 | 116.5184 | 90.5339 | 94.2917 | 93.1678 | 58.3341 | 96.0103
132.3667 | 84.5947 | 118.5364 | 91.992 | 120.2916 | 88.7694 | 97.9448 | 92.3459 | 62.2703 | 95.4966
135.5302 | 82.9509 | 121.6643 | 90.7363 | 124.0649 | 86.2477 | 101.5979 | 91.3984 | 66.2066 | 94.9543
138.6937 | 80.9247 | 124.7921 | 89.0696 | 127.8382 | 83.2821 | 105.251 | 90.0171 | 70.1428 | 94.4521
141.8571 | 78.7785 | 127.92 | 87.5628 | 131.6114 | 80.2539 | 108.904 | 88.282 | 74.079 | 93.8927
145.0206 | 76.2443 | 131.0479 | 85.8676 | 135.3847 | 77.7493 | 112.5571 | 86.4041 | 78.0152 | 93.2877
148.1841 | 73.9041 | 134.1757 | 83.8813 | 139.158 | 75.0171 | 116.2102 | 83.9669 | 81.9515 | 92.7454
151.3476 | 71.3813 | 137.3036 | 81.8208 | 142.9312 | 72.3702 | 119.8633 | 81.6553 | 85.8877 | 92.129
154.511 | 68.8242 | 140.4314 | 79.96 | 146.7045 | 69.7518 | 123.5163 | 79.2979 | 89.8239 | 91.4269
157.6745 | 66.0959 | 143.5593 | 78.0708 | 150.4778 | 67.2188 | 127.1694 | 76.9578 | 93.7601 | 90.4509
160.838 | 63.2991 | 146.6871 | 75.8847 | 154.251 | 64.5719 | 130.8225 | 74.4863 | 97.6964 | 89.1724
164.0014 | 60.6621 | 149.815 | 73.653 | 158.0243 | 61.9934 | 134.4756 | 72.0263 | 101.6326 | 87.6884
167.1649 | 57.968 | 152.9429 | 71.2158 | 161.7976 | 59.1416 | 138.1286 | 69.5662 | 105.5688 | 86.0959
170.3284 | 55.2511 | 156.0707 | 68.6473 | 165.5708 | 56.4777 | 141.7817 | 67.2603 | 109.505 | 83.8128
173.4918 | 52.8425 | 159.1986 | 66.0559 | 169.3441 | 53.6601 | 145.4348 | 64.8116 | 113.4412 | 81.2957
176.6553 | 50.3596 | 162.3264 | 63.3904 | 173.1173 | 50.6717 | 149.0878 | 62.6313 | 117.3775 | 78.9384
179.8188 | 47.8995 | 165.4543 | 60.605 | 176.8906 | 47.8484 | 152.7409 | 60.4053 | 121.3137 | 76.5068
182.9822 | 45.2226 | 168.5821 | 57.9167 | 180.6639 | 44.7917 | 156.394 | 57.9452 | 125.2499 | 74.3836
186.1457 | 42.6142 | 171.71 | 55.1027 | 184.4371 | 41.7691 | 160.0471 | 55.5479 | 129.1861 | 72.3801
189.3092 | 40.1941 | 174.8379 | 52.1918 | 188.2104 | 39.054 | 163.7001 | 53.0594 | 133.1224 | 69.9943
192.4727 | 37.911 | 177.9657 | 49.3607 | 191.9837 | 36.4754 | 167.3532 | 50.2968 | 137.0586 | 67.5228
195.6361 | 35.7363 | 181.0936 | 46.7637 | 195.7569 | 34.153 | 171.0063 | 47.5171 | 140.9948 | 65.2683
198.7996 | 33.6016 | 184.2214 | 44.1724 | 199.5302 | 32.064 | 174.6594 | 44.726 | 144.931 | 62.8653
201.9631 | 31.4555 | 187.3493 | 41.7637 | 203.3035 | 29.6619 | 178.3124 | 41.9635 | 148.8673 | 60.3767
205.1265 | 29.4977 | 190.4771 | 39.4578 | 207.0767 | 27.4875 | 181.9655 | 39.4635 | 152.8035 | 57.8539
208.29 | 27.6541 | 193.605 | 37.3916 | 210.85 | 25.2618 | 185.6186 | 37.0205 | 156.7397 | 55.137
211.4535 | 25.7877 | 196.7329 | 35.3311 | 214.6233 | 23.1842 | 189.2717 | 34.5034 | 160.6759 | 52.1632
214.6169 | 24.0525 | 199.8607 | 33.2705 | 218.3965 | 21.2261 | 192.9247 | 32.5228 | 164.6122 | 49.3721
217.7804 | 22.3116 | 202.9886 | 31.1587 | 222.1698 | 19.1883 | 196.5778 | 30.4395 | 168.5484 | 46.661
220.9439 | 20.7021 | 206.1164 | 29.3607 | 225.9431 | 17.4123 | 200.2309 | 28.3676 | 172.4846 | 43.5788
224.1073 | 19.121 | 209.2443 | 27.6256 | 229.7163 | 15.9267 | 203.884 | 26.4326 | 176.4208 | 40.7877
227.2708 | 17.6541 | 212.3721 | 25.645 | 233.4896 | 14.441 | 207.537 | 24.5148 | 180.3571 | 37.9623
230.4343 | 16.4555 | 215.5 | 24.1267 | 237.2629 | 13.3424 | 211.1901 | 22.6541 | 184.2933 | 35.3881
233.5978 | 15.2968 | 218.6279 | 22.4429 | 241.0361 | 12.2666 | 214.8432 | 20.879 | 188.2295 | 32.8767
236.7612 | 14.1781 | 221.7557 | 20.9817 | 244.8094 | 11.3445 | 218.4962 | 19.4121 | 192.1657 | 30.5651
239.9247 | 13.3961 | 224.8836 | 19.6176 | 248.5827 | 10.4053 | 222.1493 | 17.7797 | 196.102 | 28.2648
243.0882 | 12.4829 | 228.0114 | 18.1621 | 252.3559 | 9.5002 | 225.8024 | 16.5354 | 200.0382 | 26.29
246.2516 | 11.6438 | 231.1393 | 16.992 | 256.1292 | 8.6692 | 229.4555 | 15.3425 | 203.9744 | 24.3436
249.4151 | 10.8048 | 234.2671 | 15.7021 | 259.9024 | 7.9178 | 233.1085 | 14.2009 | 207.9106 | 22.6769
252.5786 | 10.0285 | 237.395 | 14.4578 | 263.6757 | 7.3372 | 236.7616 | 13.2306 | 211.8469 | 20.9132
255.742 | 9.2637 | 240.5229 | 13.2477 | 267.449 | 6.6598 | 240.4147 | 12.2374 | 215.7831 | 19.2751
258.9055 | 8.5274 | 243.6507 | 12.2146 | 271.2222 | 6.0052 | 244.0678 | 11.3356 | 219.7193 | 17.734
262.069 | 7.9281 | 246.7786 | 11.2386 | 274.9955 | 5.3051 | 247.7208 | 10.508 | 223.6555 | 16.4326
265.2324 | 7.1861 | 249.9064 | 10.4053 | 278.7688 | 4.7131 | 251.3739 | 9.6062 | 227.5918 | 15.1256
268.3959 | 6.4612 | 253.0343 | 9.5034 | 282.542 | 4.1724 | 255.027 | 8.8299 | 231.528 | 13.9555
271.5594 | 5.9361 | 256.1621 | 8.6301 | 286.3153 | 3.8081 | 258.6801 | 8.1906 | 235.4642 | 12.734
274.7229 | 5.3425 | 259.29 | 7.8995 | 290.0886 | 3.3641 | 262.3331 | 7.5514 | 239.4004 | 11.8322
277.8863 | 4.8858 | 262.4179 | 7.3002 | 293.8618 | 2.9941 | 265.9862 | 6.9007 | 243.3367 | 10.8904
281.0498 | 4.5034 | 265.5457 | 6.6781 | 297.6351 | 2.607 | 269.6393 | 6.3185 | 247.2729 | 10.0057
284.2133 | 3.9384 | 268.6736 | 6.21 | 301.4084 | 2.2484 | 273.2923 | 5.7534 | 251.2091 | 9.2409
287.3767 | 3.4075 | 271.8014 | 5.6906 | 305.1816 | 1.8613 | 276.9454 | 5.1427 | 255.1453 | 8.4361
290.5402 | 2.9623 | 274.9293 | 5.2226 | 308.9549 | 1.554 | 280.5985 | 4.6176 | 259.0815 | 7.7226
293.7037 | 2.5457 | 278.0571 | 4.8116 | 312.7282 | 1.3092 | 284.2516 | 4.2352 | 263.0178 | 7.0548
296.8671 | 2.2203 | 281.185 | 4.355 | 316.5014 | 1.0246 | 287.9046 | 3.8356 | 266.954 | 6.4212
300.0306 | 1.9749 | 284.3129 | 4.024 | 320.2747 | 0.78552 | 291.5577 | 3.3847 | 270.8902 | 5.7249
303.1941 | 1.6952 | 287.4407 | 3.5959 | 324.048 | 0.67737 | 295.2108 | 3.0365 | 274.8264 | 5.0457
306.3576 | 1.5411 | 290.5686 | 3.1164 | 327.8212 | 0.52937 | 298.8639 | 2.6655 | 278.7627 | 4.4178
309.521 | 1.3699 | 293.6964 | 2.6484 | 331.5945 | 0.37568 | 302.5169 | 2.2888 | 282.6989 | 3.8813
312.6845 | 1.1701 | 296.8243 | 2.2432 | 335.3678 | 0.26753 | 306.17 | 1.9521 | 286.6351 | 3.4817
315.848 | 0.98744 | 299.9521 | 1.9692 | 339.141 | 0.19353 | 309.8231 | 1.6838 | 290.5713 | 2.9566
319.0114 | 0.85046 | 303.08 | 1.6495 | 342.9143 | 0.16507 | 313.4762 | 1.3813 | 294.5076 | 2.5742
322.1749 | 0.76484 | 306.2079 | 1.3584 | 346.6876 | 0.1423 | 317.1292 | 1.1187 | 298.4438 | 2.2089
325.3384 | 0.65639 | 309.3357 | 1.1244 | 350.4608 | 0.11954 | 320.7823 | 0.97603 | 302.38 | 1.8037
328.5018 | 0.54224 | 312.4636 | 0.91324 | 354.2341 | 0.085383 | 324.4354 | 0.82763 | 306.3162 | 1.5525
331.6653 | 0.45091 | 315.5914 | 0.66781 | 358.0073 | 0.062614 | 328.0885 | 0.59361 | 310.2525 | 1.2386
334.8288 | 0.371 | 318.7193 | 0.50228 | 361.7806 | 0.056922 | 331.7415 | 0.45091 | 314.1887 | 0.99315
337.9922 | 0.30822 | 321.8471 | 0.371 | 365.5539 | 0.056922 | 335.3946 | 0.34247 | 318.1249 | 0.80479
341.1557 | 0.25114 | 324.975 | 0.23402 | 369.3271 | 0.045537 | 339.0477 | 0.26256 | 322.0611 | 0.61644
344.3192 | 0.15982 | 328.1029 | 0.17123 | 373.1004 | 0.039845 | 342.7007 | 0.21119 | 325.9974 | 0.46804
347.4827 | 0.11416 | 331.2307 | 0.11986 | 376.8737 | 0.022769 | 346.3538 | 0.15982 | 329.9336 | 0.34247
350.6461 | 0.068493 | 334.3586 | 0.085616 | 380.6469 | 0.022769 | 350.0069 | 0.10845 | 333.8698 | 0.27397
353.8096 | 0.034247 | 337.4864 | 0.062785 | 384.4202 | 0.017077 | 353.66 | 0.062785 | 337.806 | 0.18836
356.9731 | 0.028539 | 340.6143 | 0.045662 | 388.1935 | 0.017077 | 357.313 | 0.022831 | 341.7423 | 0.11986
360.1365 | 0.011416 | 343.7421 | 0.028539 | 391.9667 | 0.0056922 | 360.9661 | 0.011416 | 345.6785 | 0.045662
363.3 | 0 | 346.87 | 0 | 395.74 | 0 | 364.6192 | 0 | 349.6147 | 0

## Infographic Ross
Infographic - Ross
Demand Duration Curve | [9 empty] | Demand Trend | [7 empty] | Energy Trend |  |  |  | Loss of Supply Events |  | Embedded Generation |  |  | Transmission Lines Vulnerable to Lightning
[22 empty] | Total # | Total MWh | Total GWh | Generator Name | Generator Category | Transmission Lines | End date | Category
[22 empty] | 0 | 0 | 547 | Hughenden Solar Farm | Non-scheduled | Ross to Townsville South 132kV double circuit | Apr 2028 | Probable
[25 empty] | Pioneer Sugar Mill | Non-scheduled | Ross to Woree tee Tully 275kV circuit and Cardwell to Tuly 132kV circuit | Feb 2027 | Probable
[25 empty] | Townsville GT Steam Turbine | Scheduled
[25 empty] | Kennedy Energy Park | Semi-scheduled
[25 empty] | Sun Metals Solar Farm | Semi-scheduled
2021/22 | % of Time of Year | 2022/23 | % of Time of Year | 2023/24 | % of Time of Year | 2024/25 | % of Time of Year | 2025/26 | % of Time of Year | [6 empty] | Historical maximum and minimum
-5.61 | 100 | -43.34 | 100 | -36.09 | 100 | -38.7795 | 100 | -54.4913 | 100 |  | max | min | blank | Demand range | neg | record max | record min |  | Zone energy | Total | Percent of Queensland total
-5.61 | 100 | -43.34 | 100 | -36.09 | 100 | -38.7795 | 100 | -54.4913 | 100 | 2021/22 | 624.17 | -5.6 | 0 | 624.17 | -5.6 | 624.17 | -54.4813 | 2021/22 | 2418.1931 | 47408.5836 | 5.101%
0.81633 | 99.9829 | -37.6476 | 99.9829 | -30.0626 | 99.9829 | -32.3898 | 99.9943 | -47.8181 | 99.9886 | 2022/23 | 514.52 | -43.33 | 0 | 514.52 | -43.33 | 624.17 | -54.4813 | 2022/23 | 2073.8538 | 46214.1259 | 4.487%
7.2427 | 99.96 | -31.9551 | 99.9715 | -24.0351 | 99.9488 | -26.0002 | 99.9829 | -41.1449 | 99.9772 | 2023/24 | 554.6 | -36.08 | 0 | 554.6 | -36.08 | 624.17 | -54.4813 | 2023/24 | 2286.1008 | 47476.5432 | 4.815%
13.669 | 99.9372 | -26.2627 | 99.9543 | -18.0077 | 99.8975 | -19.6105 | 99.9772 | -34.4717 | 99.9543 | 2024/25 | 587.4069 | -38.7695 | 0 | 587.4069 | -38.7695 | 624.17 | -54.4813 | 2024/25 | 2275.4472 | 47305.8844 | 4.81%
20.0953 | 99.8973 | -20.5702 | 99.9486 | -11.9802 | 99.8292 | -13.2209 | 99.9486 | -27.7986 | 99.9315 | 2025/26 | 599.4792 | -54.4813 | 0 | 599.4792 | -54.4813 | 624.17 | -54.4813 | 2025/26 | 2465.8025 | 47594.2966 | 5.181%
26.5216 | 99.8345 | -14.8778 | 99.9258 | -5.9528 | 99.6642 | -6.8312 | 99.8687 | -21.1254 | 99.8973
32.948 | 99.726 | -9.1853 | 99.8573 | 0.074694 | 99.4649 | -0.44156 | 99.8288 | -14.4522 | 99.8573
39.3743 | 99.6347 | -3.4929 | 99.7831 | 6.1021 | 99.2031 | 5.9481 | 99.7603 | -7.7791 | 99.8002
45.8006 | 99.5377 | 2.1996 | 99.6176 | 12.1296 | 98.8502 | 12.3378 | 99.6804 | -1.1059 | 99.7489
52.2269 | 99.4064 | 7.892 | 99.4977 | 18.157 | 98.4403 | 18.7274 | 99.5548 | 5.5673 | 99.6918
58.6533 | 99.2466 | 13.5845 | 99.3322 | 24.1845 | 98.0362 | 25.1171 | 99.4064 | 12.2404 | 99.6062
65.0796 | 99.0868 | 19.2769 | 99.0753 | 30.2119 | 97.6378 | 31.5067 | 99.2009 | 18.9136 | 99.4977
71.5059 | 98.8356 | 24.9694 | 98.8128 | 36.2394 | 97.245 | 37.8964 | 98.9954 | 25.5868 | 99.3436
77.9322 | 98.6301 | 30.6618 | 98.3447 | 42.2668 | 96.8693 | 44.286 | 98.6758 | 32.2599 | 99.2009
84.3586 | 98.3276 | 36.3543 | 98.0251 | 48.2943 | 96.3912 | 50.6757 | 98.2763 | 38.9331 | 99.0183
90.7849 | 98.0365 | 42.0467 | 97.4543 | 54.3217 | 95.9415 | 57.0654 | 97.8253 | 45.6063 | 98.7728
97.2112 | 97.774 | 47.7392 | 96.9007 | 60.3492 | 95.5316 | 63.455 | 97.3174 | 52.2794 | 98.5502
103.6376 | 97.4829 | 53.4316 | 96.3071 | 66.3766 | 94.9909 | 69.8447 | 96.7066 | 58.9526 | 98.2877
110.0639 | 97.0148 | 59.1241 | 95.742 | 72.4041 | 94.5298 | 76.2343 | 96.1301 | 65.6258 | 97.9224
116.4902 | 96.5183 | 64.8165 | 95.1199 | 78.4315 | 93.9208 | 82.624 | 95.4452 | 72.2989 | 97.5571
122.9165 | 96.0388 | 70.509 | 94.4007 | 84.459 | 93.4597 | 89.0136 | 94.6347 | 78.9721 | 97.1747
129.3429 | 95.5023 | 76.2014 | 93.7272 | 90.4864 | 92.9417 | 95.4033 | 93.9098 | 85.6453 | 96.6781
135.7692 | 94.8174 | 81.8939 | 93.0137 | 96.5139 | 92.401 | 101.793 | 92.9737 | 92.3184 | 96.2728
142.1955 | 94.0582 | 87.5863 | 92.3516 | 102.5413 | 91.7634 | 108.1826 | 92.1119 | 98.9916 | 95.6564
148.6218 | 93.242 | 93.2788 | 91.5639 | 108.5688 | 91.1145 | 114.5723 | 91.21 | 105.6648 | 95
155.0482 | 92.5285 | 98.9712 | 90.782 | 114.5962 | 90.3802 | 120.9619 | 90.1142 | 112.3379 | 94.2751
161.4745 | 91.4555 | 104.6637 | 89.9829 | 120.6237 | 89.5264 | 127.3516 | 88.9555 | 119.0111 | 93.6187
167.9008 | 90.3539 | 110.3561 | 89.1724 | 126.6511 | 88.5929 | 133.7413 | 87.8482 | 125.6843 | 92.8938
174.3271 | 89.1153 | 116.0486 | 88.2705 | 132.6786 | 87.8814 | 140.1309 | 86.5753 | 132.3575 | 92.0148
180.7535 | 87.6598 | 121.741 | 87.3231 | 138.706 | 86.9877 | 146.5206 | 85.1826 | 139.0306 | 91.1244
187.1798 | 86.0046 | 127.4335 | 86.3756 | 144.7335 | 86.1111 | 152.9102 | 83.6986 | 145.7038 | 90.0742
193.6061 | 84.1438 | 133.1259 | 85.1712 | 150.7609 | 85.2231 | 159.2999 | 82.2432 | 152.377 | 89.1324
200.0324 | 82.2546 | 138.8184 | 83.8071 | 156.7884 | 84.2953 | 165.6895 | 80.508 | 159.0501 | 88.0365
206.4588 | 80.411 | 144.5108 | 82.4886 | 162.8158 | 83.1683 | 172.0792 | 78.7728 | 165.7233 | 86.8265
212.8851 | 78.3961 | 150.2033 | 80.9646 | 168.8433 | 81.9729 | 178.4689 | 77.226 | 172.3965 | 85.5936
219.3114 | 76.3984 | 155.8957 | 79.4806 | 174.8707 | 80.6239 | 184.8585 | 75.5936 | 179.0696 | 84.2979
225.7378 | 74.2694 | 161.5882 | 77.7968 | 180.8982 | 79.3204 | 191.2482 | 74.0411 | 185.7428 | 82.8881
232.1641 | 71.7637 | 167.2806 | 75.9418 | 186.9256 | 77.8916 | 197.6378 | 72.3916 | 192.416 | 81.3242
238.5904 | 68.6587 | 172.9731 | 74.0868 | 192.9531 | 76.2978 | 204.0275 | 70.6906 | 199.0891 | 79.8916
245.0167 | 65.2169 | 178.6655 | 71.9578 | 198.9805 | 74.6699 | 210.4171 | 68.8813 | 205.7623 | 78.3505
251.4431 | 61.5696 | 184.358 | 69.5719 | 205.008 | 73.0704 | 216.8068 | 67.0148 | 212.4355 | 76.6952
257.8694 | 58.2249 | 190.0504 | 67.3573 | 211.0354 | 71.4253 | 223.1965 | 65.0171 | 219.1086 | 75.0571
264.2957 | 54.7317 | 195.7429 | 65.1998 | 217.0629 | 69.6209 | 229.5861 | 63.0822 | 225.7818 | 73.2306
270.722 | 51.524 | 201.4353 | 63.0765 | 223.0903 | 67.5774 | 235.9758 | 61.0388 | 232.455 | 71.2671
277.1484 | 48.2135 | 207.1278 | 60.879 | 229.1178 | 65.3176 | 242.3654 | 58.5274 | 239.1281 | 69.0925
283.5747 | 45.0342 | 212.8202 | 58.5959 | 235.1452 | 63.2343 | 248.7551 | 55.9018 | 245.8013 | 66.7637
290.001 | 41.9007 | 218.5127 | 56.5011 | 241.1727 | 60.7867 | 255.1447 | 53.4989 | 252.4745 | 64.218
296.4273 | 39.2066 | 224.2051 | 54.3265 | 247.2001 | 58.7261 | 261.5344 | 51.1301 | 259.1476 | 61.7409
302.8537 | 36.3813 | 229.8976 | 52.2774 | 253.2276 | 56.1646 | 267.9241 | 48.7272 | 265.8208 | 59.1381
309.28 | 33.6872 | 235.59 | 50.1884 | 259.255 | 53.6658 | 274.3137 | 46.2158 | 272.494 | 56.7009
315.7063 | 31.016 | 241.2824 | 48.1279 | 265.2824 | 51.3434 | 280.7034 | 44.0183 | 279.1671 | 53.8756
322.1327 | 28.4132 | 246.9749 | 45.9589 | 271.3099 | 48.9242 | 287.093 | 41.6553 | 285.8403 | 51.2614
328.559 | 25.6164 | 252.6673 | 43.847 | 277.3373 | 46.4082 | 293.4827 | 39.5434 | 292.5135 | 48.6872
334.9853 | 22.9452 | 258.3598 | 41.9007 | 283.3648 | 43.7614 | 299.8724 | 37.5685 | 299.1866 | 45.7648
341.4116 | 20.5422 | 264.0522 | 40.0685 | 289.3922 | 41.2398 | 306.262 | 35.4795 | 305.8598 | 42.6655
347.838 | 18.3562 | 269.7447 | 38.1507 | 295.4197 | 38.7181 | 312.6517 | 33.2078 | 312.533 | 39.492
354.2643 | 16.4326 | 275.4371 | 36.3014 | 301.4471 | 36.4868 | 319.0413 | 30.6906 | 319.2062 | 36.3014
360.6906 | 14.5491 | 281.1296 | 34.5148 | 307.4746 | 34.1359 | 325.431 | 28.0023 | 325.8793 | 33.3162
367.1169 | 12.9737 | 286.822 | 32.774 | 313.502 | 31.9786 | 331.8206 | 25.4623 | 332.5525 | 30.4167
373.5433 | 11.621 | 292.5145 | 30.9247 | 319.5295 | 29.5936 | 338.2103 | 23.0479 | 339.2257 | 27.7797
379.9696 | 10.3025 | 298.2069 | 29.1039 | 325.5569 | 27.4476 | 344.6 | 20.6564 | 345.8988 | 25.097
386.3959 | 9.1438 | 303.8994 | 27.1804 | 331.5844 | 25.0626 | 350.9896 | 18.6016 | 352.572 | 22.4144
392.8222 | 8.3105 | 309.5918 | 25.3653 | 337.6118 | 22.7402 | 357.3793 | 16.5354 | 359.2452 | 20.1769
399.2486 | 7.4486 | 315.2843 | 23.3733 | 343.6393 | 20.5715 | 363.7689 | 14.5776 | 365.9183 | 17.9852
405.6749 | 6.6495 | 320.9767 | 21.3014 | 349.6667 | 18.4199 | 370.1586 | 12.7854 | 372.5915 | 16.1929
412.1012 | 5.9646 | 326.6692 | 19.3151 | 355.6942 | 16.5244 | 376.5482 | 11.3185 | 379.2647 | 14.4863
418.5276 | 5.3311 | 332.3616 | 17.5057 | 361.7216 | 14.7996 | 382.9379 | 9.96 | 385.9378 | 12.911
424.9539 | 4.7032 | 338.0541 | 15.605 | 367.7491 | 13.3254 | 389.3276 | 8.7386 | 392.611 | 11.6381
431.3802 | 4.1153 | 343.7465 | 13.9269 | 373.7765 | 11.9991 | 395.7172 | 7.5685 | 399.2842 | 10.4509
437.8065 | 3.5274 | 349.439 | 12.4772 | 379.804 | 10.6102 | 402.1069 | 6.6039 | 405.9573 | 9.4521
444.2329 | 3.145 | 355.1314 | 11.3242 | 385.8314 | 9.4092 | 408.4965 | 5.7763 | 412.6305 | 8.5331
450.6592 | 2.8196 | 360.8239 | 10.0628 | 391.8589 | 8.4301 | 414.8862 | 4.9772 | 419.3037 | 7.7911
457.0855 | 2.4772 | 366.5163 | 8.984 | 397.8863 | 7.3884 | 421.2758 | 4.4749 | 425.9768 | 6.8151
463.5118 | 2.2203 | 372.2088 | 8.0422 | 403.9138 | 6.5574 | 427.6655 | 3.8299 | 432.65 | 5.9418
469.9382 | 1.9578 | 377.9012 | 7.2546 | 409.9412 | 5.7036 | 434.0552 | 3.379 | 439.3232 | 5.2511
476.3645 | 1.7237 | 383.5937 | 6.5982 | 415.9687 | 5.0262 | 440.4448 | 2.8824 | 445.9963 | 4.589
482.7908 | 1.5582 | 389.2861 | 5.8333 | 421.9961 | 4.4854 | 446.8345 | 2.4486 | 452.6695 | 4.0126
489.2171 | 1.3756 | 394.9786 | 5.1484 | 428.0236 | 3.9219 | 453.2241 | 2.2089 | 459.3427 | 3.4989
495.6435 | 1.1587 | 400.671 | 4.6233 | 434.051 | 3.4665 | 459.6138 | 1.8836 | 466.0158 | 3.0137
502.0698 | 0.99315 | 406.3635 | 4.1096 | 440.0785 | 3.0282 | 466.0034 | 1.6952 | 472.689 | 2.6313
508.4961 | 0.78767 | 412.0559 | 3.6644 | 446.1059 | 2.5615 | 472.3931 | 1.4384 | 479.3622 | 2.266
514.9224 | 0.61073 | 417.7484 | 3.2249 | 452.1334 | 2.1972 | 478.7828 | 1.25 | 486.0354 | 1.9292
521.3488 | 0.49087 | 423.4408 | 2.7854 | 458.1608 | 1.8784 | 485.1724 | 1.0902 | 492.7085 | 1.524
527.7751 | 0.3653 | 429.1333 | 2.3059 | 464.1883 | 1.571 | 491.5621 | 0.86187 | 499.3817 | 1.2386
534.2014 | 0.28539 | 434.8257 | 1.9007 | 470.2157 | 1.3149 | 497.9517 | 0.72489 | 506.0549 | 1.0103
540.6278 | 0.22831 | 440.5182 | 1.5925 | 476.2432 | 1.0587 | 504.3414 | 0.59932 | 512.728 | 0.78196
547.0541 | 0.20548 | 446.2106 | 1.2785 | 482.2706 | 0.8709 | 510.7311 | 0.47945 | 519.4012 | 0.57078
553.4804 | 0.15411 | 451.9031 | 1.0103 | 488.2981 | 0.66029 | 517.1207 | 0.35959 | 526.0744 | 0.3653
559.9067 | 0.12557 | 457.5955 | 0.79338 | 494.3255 | 0.52937 | 523.5104 | 0.27968 | 532.7475 | 0.26256
566.3331 | 0.11416 | 463.288 | 0.61644 | 500.353 | 0.42691 | 529.9 | 0.18836 | 539.4207 | 0.17694
572.7594 | 0.097032 | 468.9804 | 0.44521 | 506.3804 | 0.34722 | 536.2897 | 0.1484 | 546.0939 | 0.12557
579.1857 | 0.057078 | 474.6729 | 0.33105 | 512.4079 | 0.26184 | 542.6793 | 0.14269 | 552.767 | 0.091324
585.612 | 0.045662 | 480.3653 | 0.19977 | 518.4353 | 0.2163 | 549.069 | 0.091324 | 559.4402 | 0.062785
592.0384 | 0.028539 | 486.0578 | 0.10845 | 524.4628 | 0.15369 | 555.4587 | 0.068493 | 566.1134 | 0.039954
598.4647 | 0.022831 | 491.7502 | 0.034247 | 530.4902 | 0.10815 | 561.8483 | 0.039954 | 572.7865 | 0.028539
604.891 | 0.017123 | 497.4427 | 0.011416 | 536.5177 | 0.062614 | 568.238 | 0.028539 | 579.4597 | 0.022831
611.3173 | 0.0057078 | 503.1351 | 0.011416 | 542.5451 | 0.034153 | 574.6276 | 0.017123 | 586.1329 | 0.017123
617.7437 | 0.0057078 | 508.8276 | 0.011416 | 548.5726 | 0.017077 | 581.0173 | 0.011416 | 592.806 | 0.017123
624.17 | 0 | 514.52 | 0 | 554.6 | 0 | 587.4069 | 0 | 599.4792 | 0

## Infographic North
Infographic - North
Demand Duration Curve | [9 empty] | Demand Trend | [7 empty] | Energy Trend |  |  |  | Loss of Supply Events |  | Embedded Generation |  |  | Transmission Lines Vulnerable to Lightning
[22 empty] | Total # | Total MWh | Total GWh | Generator Name | Generator Category | Transmission Lines | End date | Category
[22 empty] | 1 | < 1 | 343 | Moranbah North GT | Non-scheduled | Collinsvile North to Prosperpine 132kV double circuit | Jan 2031 | Proven
[25 empty] | Racecourse Mill | Non-scheduled | Collinsvile North to Stoney Creek and Collinsville North to Newlands 132kV double circuit | Nov 2027 | Proven
[25 empty] | Collinsville Solar Farm | Semi-scheduled | Strathmore to Clare South and Strathmore to Clare South tee King Creek 132kV double circuit | Dec 2026 | Probable
[27 empty] | Goonyella to North Goonyella tee Stoney Creek and Goonyella to Newlands 132kV double circuit | Feb 2029 | Probable
2021/22 | % of Time of Year | 2022/23 | % of Time of Year | 2023/24 | % of Time of Year | 2024/25 | % of Time of Year | 2025/26 | % of Time of Year | [6 empty] | Historical maximum and minimum
130.43 | 100 | 120.43 | 100 | 101.3 | 100 | 96.6948 | 100 | 104.5103 | 100 |  | max | min | blank | Demand range | neg | record max | record min |  | Zone energy | Total | Percent of Queensland total
130.43 | 100 | 120.43 | 100 | 101.3 | 100 | 96.6948 | 100 | 104.5103 | 100 | 2021/22 | 524.9 | 130.44 | 130.44 | 394.46 | 0 | 524.9 | 31.8 | 2021/22 | 2755.2952 | 47408.5836 | 5.812%
134.4552 | 99.9772 | 124.0456 | 99.9658 | 105.5354 | 99.9943 | 100.6613 | 99.9886 | 108.538 | 99.9943 | 2022/23 | 474.76 | 120.44 | 120.44 | 354.32 | 0 | 524.9 | 31.8 | 2022/23 | 2668.3594 | 46214.1259 | 5.774%
138.4804 | 99.9429 | 127.6612 | 99.96 | 109.7708 | 99.9886 | 104.6279 | 99.9715 | 112.5657 | 99.9886 | 2023/24 | 516.37 | 101.31 | 101.31 | 415.06 | 0 | 524.9 | 31.8 | 2023/24 | 2548.0807 | 47476.5432 | 5.367%
142.5056 | 99.9144 | 131.2768 | 99.9543 | 114.0062 | 99.9772 | 108.5944 | 99.96 | 116.5935 | 99.9772 | 2024/25 | 485.4143 | 96.7048 | 96.7048 | 388.7095 | 0 | 524.9 | 31.8 | 2024/25 | 2555.0758 | 47305.8844 | 5.401%
146.5308 | 99.8973 | 134.8924 | 99.9429 | 118.2416 | 99.9658 | 112.5609 | 99.9543 | 120.6212 | 99.9772 | 2025/26 | 499.2268 | 104.5203 | 104.5203 | 394.7065 | 0 | 524.9 | 31.8 | 2025/26 | 2746.4021 | 47594.2966 | 5.77%
150.556 | 99.8801 | 138.5081 | 99.9201 | 122.477 | 99.9032 | 116.5274 | 99.9372 | 124.6489 | 99.9658
154.5812 | 99.8687 | 142.1237 | 99.8973 | 126.7124 | 99.8349 | 120.494 | 99.9144 | 128.6766 | 99.9429
158.6064 | 99.8516 | 145.7393 | 99.8744 | 130.9479 | 99.7552 | 124.4605 | 99.863 | 132.7043 | 99.9258
162.6316 | 99.8402 | 149.3549 | 99.8459 | 135.1833 | 99.6983 | 128.427 | 99.8174 | 136.7321 | 99.8973
166.6568 | 99.7888 | 152.9705 | 99.8288 | 139.4187 | 99.6072 | 132.3935 | 99.7489 | 140.7598 | 99.8174
170.682 | 99.7374 | 156.5861 | 99.7888 | 143.6541 | 99.4536 | 136.3601 | 99.6632 | 144.7875 | 99.7374
174.7072 | 99.6461 | 160.2017 | 99.726 | 147.8895 | 99.2372 | 140.3266 | 99.5776 | 148.8152 | 99.5719
178.7324 | 99.5491 | 163.8173 | 99.6347 | 152.1249 | 99.0266 | 144.2931 | 99.4863 | 152.8429 | 99.4121
182.7577 | 99.4235 | 167.433 | 99.532 | 156.3603 | 98.7648 | 148.2596 | 99.3493 | 156.8707 | 99.2009
186.7829 | 99.2523 | 171.0486 | 99.4064 | 160.5957 | 98.4688 | 152.2262 | 99.1952 | 160.8984 | 98.9612
190.8081 | 99.0639 | 174.6642 | 99.3037 | 164.8311 | 98.1444 | 156.1927 | 98.9269 | 164.9261 | 98.7272
194.8333 | 98.8128 | 178.2798 | 99.1381 | 169.0665 | 97.7345 | 160.1592 | 98.6187 | 168.9538 | 98.4075
198.8585 | 98.5388 | 181.8954 | 98.9726 | 173.3019 | 97.3304 | 164.1257 | 98.2763 | 172.9815 | 98.0137
202.8837 | 98.1963 | 185.511 | 98.7272 | 177.5373 | 96.8408 | 168.0923 | 97.8425 | 177.0093 | 97.6313
206.9089 | 97.8368 | 189.1266 | 98.4817 | 181.7728 | 96.2432 | 172.0588 | 97.2945 | 181.037 | 97.2603
210.9341 | 97.4829 | 192.7422 | 98.2135 | 186.0082 | 95.617 | 176.0253 | 96.7751 | 185.0647 | 96.661
214.9593 | 96.9977 | 196.3579 | 97.8539 | 190.2436 | 94.9169 | 179.9918 | 96.1587 | 189.0924 | 96.1187
218.9845 | 96.4155 | 199.9735 | 97.5057 | 194.479 | 94.2168 | 183.9584 | 95.508 | 193.1201 | 95.5993
223.0097 | 95.7477 | 203.5891 | 97.0605 | 198.7144 | 93.3686 | 187.9249 | 94.6119 | 197.1479 | 95.0285
227.0349 | 95.0799 | 207.2047 | 96.524 | 202.9498 | 92.4408 | 191.8914 | 93.8927 | 201.1756 | 94.5034
231.0601 | 94.3037 | 210.8203 | 96.0046 | 207.1852 | 91.5187 | 195.8579 | 93.105 | 205.2033 | 93.9155
235.0853 | 93.4589 | 214.4359 | 95.4452 | 211.4206 | 90.7218 | 199.8245 | 92.1689 | 209.231 | 93.3847
239.1105 | 92.5 | 218.0515 | 94.8858 | 215.656 | 89.8224 | 203.791 | 91.3699 | 213.2587 | 92.7112
243.1357 | 91.3813 | 221.6671 | 94.1724 | 219.8914 | 88.6441 | 207.7575 | 90.5651 | 217.2865 | 92.0434
247.1609 | 90.2055 | 225.2828 | 93.4874 | 224.1268 | 87.204 | 211.724 | 89.4578 | 221.3142 | 91.153
251.1861 | 88.7671 | 228.8984 | 92.6712 | 228.3622 | 85.724 | 215.6906 | 88.4304 | 225.3419 | 90.2968
255.2113 | 87.3459 | 232.514 | 91.6781 | 232.5977 | 84.2042 | 219.6571 | 87.4144 | 229.3696 | 89.4064
259.2365 | 85.742 | 236.1296 | 90.5708 | 236.8331 | 82.6275 | 223.6236 | 86.3756 | 233.3973 | 88.5331
263.2617 | 83.9098 | 239.7452 | 89.6347 | 241.0685 | 80.8572 | 227.5901 | 85.0742 | 237.425 | 87.6027
267.2869 | 81.8322 | 243.3608 | 88.4418 | 245.3039 | 78.8991 | 231.5567 | 83.8299 | 241.4528 | 86.6324
271.3121 | 79.5091 | 246.9764 | 87.2717 | 249.5393 | 76.7418 | 235.5232 | 82.5 | 245.4805 | 85.5594
275.3373 | 77.0833 | 250.592 | 85.8961 | 253.7747 | 74.6983 | 239.4897 | 81.1758 | 249.5082 | 84.5263
279.3626 | 74.7432 | 254.2077 | 84.4635 | 258.0101 | 72.2165 | 243.4562 | 79.863 | 253.5359 | 83.3733
283.3878 | 72.226 | 257.8233 | 82.8881 | 262.2455 | 69.7234 | 247.4228 | 78.3219 | 257.5636 | 82.1062
287.413 | 69.3836 | 261.4389 | 81.2272 | 266.4809 | 67.1676 | 251.3893 | 76.6724 | 261.5914 | 80.8219
291.4382 | 66.6096 | 265.0545 | 79.3265 | 270.7163 | 64.2987 | 255.3558 | 74.7888 | 265.6191 | 79.3151
295.4634 | 63.8356 | 268.6701 | 77.2774 | 274.9517 | 61.2591 | 259.3223 | 73.0594 | 269.6468 | 77.9167
299.4886 | 60.7991 | 272.2857 | 75.2911 | 279.1871 | 58.2707 | 263.2889 | 71.2614 | 273.6745 | 76.1872
303.5138 | 57.8539 | 275.9013 | 73.2021 | 283.4226 | 55.5385 | 267.2554 | 69.395 | 277.7022 | 74.4064
307.539 | 54.9372 | 279.5169 | 70.782 | 287.658 | 52.5501 | 271.2219 | 66.9749 | 281.73 | 72.5628
311.5642 | 51.8664 | 283.1326 | 68.2648 | 291.8934 | 49.4023 | 275.1885 | 64.5605 | 285.7577 | 70.5594
315.5894 | 48.7728 | 286.7482 | 65.3025 | 296.1288 | 46.1635 | 279.155 | 62.1461 | 289.7854 | 68.5331
319.6146 | 45.3025 | 290.3638 | 62.5 | 300.3642 | 43.1352 | 283.1215 | 59.2922 | 293.8131 | 66.1872
323.6398 | 42.226 | 293.9794 | 59.492 | 304.5996 | 40.2209 | 287.088 | 56.5068 | 297.8408 | 63.5274
327.665 | 38.9384 | 297.595 | 56.0388 | 308.835 | 37.1755 | 291.0546 | 53.4189 | 301.8686 | 61.3356
331.6902 | 35.6963 | 301.2106 | 52.8025 | 313.0704 | 33.9139 | 295.0211 | 50.2968 | 305.8963 | 59.0011
335.7154 | 32.5571 | 304.8262 | 49.5947 | 317.3058 | 30.9483 | 298.9876 | 47.3916 | 309.924 | 56.5068
339.7406 | 29.766 | 308.4418 | 46.21 | 321.5412 | 28.3413 | 302.9541 | 44.3265 | 313.9517 | 53.7671
343.7658 | 26.9863 | 312.0574 | 43.0708 | 325.7766 | 25.7514 | 306.9207 | 41.4897 | 317.9794 | 51.0445
347.791 | 24.6518 | 315.6731 | 40.2283 | 330.012 | 23.3208 | 310.8872 | 38.7785 | 322.0072 | 48.1849
351.8162 | 22.4372 | 319.2887 | 37.2945 | 334.2474 | 21.2204 | 314.8537 | 36.0845 | 326.0349 | 45.3539
355.8414 | 20.3653 | 322.9043 | 34.6062 | 338.4829 | 19.0289 | 318.8202 | 33.6929 | 330.0626 | 42.4144
359.8666 | 18.5902 | 326.5199 | 32.1062 | 342.7183 | 17.0708 | 322.7868 | 30.8961 | 334.0903 | 39.4007
363.8918 | 16.7979 | 330.1355 | 29.8345 | 346.9537 | 15.3632 | 326.7533 | 28.3447 | 338.118 | 36.3071
367.917 | 15.1484 | 333.7511 | 27.2146 | 351.1891 | 13.8092 | 330.7198 | 25.8904 | 342.1458 | 33.339
371.9422 | 13.8756 | 337.3667 | 24.9087 | 355.4245 | 12.3122 | 334.6863 | 23.5217 | 346.1735 | 30.5194
375.9674 | 12.4772 | 340.9823 | 22.6769 | 359.6599 | 10.9631 | 338.6529 | 21.3356 | 350.2012 | 27.597
379.9927 | 11.2957 | 344.598 | 20.6849 | 363.8953 | 9.7791 | 342.6194 | 19.0982 | 354.2289 | 24.863
384.0179 | 10.0514 | 348.2136 | 18.6244 | 368.1307 | 8.6919 | 346.5859 | 17.1918 | 358.2566 | 22.5685
388.0431 | 9.0525 | 351.8292 | 17.0091 | 372.3661 | 7.8153 | 350.5524 | 15.2568 | 362.2844 | 20.2797
392.0683 | 8.1621 | 355.4448 | 15.4167 | 376.6015 | 6.9558 | 354.519 | 13.4932 | 366.3121 | 18.2306
396.0935 | 7.2945 | 359.0604 | 13.7728 | 380.8369 | 6.1475 | 358.4855 | 11.718 | 370.3398 | 16.4041
400.1187 | 6.3699 | 362.676 | 12.46 | 385.0723 | 5.4929 | 362.452 | 10.2055 | 374.3675 | 14.8687
404.1439 | 5.5308 | 366.2916 | 11.29 | 389.3078 | 4.7302 | 366.4185 | 8.9041 | 378.3952 | 13.4589
408.1691 | 4.7546 | 369.9072 | 10.1769 | 393.5432 | 4.0244 | 370.3851 | 7.7454 | 382.423 | 12.1804
412.1943 | 4.0011 | 373.5229 | 9.1781 | 397.7786 | 3.4608 | 374.3516 | 6.621 | 386.4507 | 10.879
416.2195 | 3.4247 | 377.1385 | 8.2192 | 402.014 | 3.0453 | 378.3181 | 5.742 | 390.4784 | 9.7489
420.2447 | 2.8824 | 380.7541 | 7.4201 | 406.2494 | 2.533 | 382.2846 | 4.7945 | 394.5061 | 8.7329
424.2699 | 2.4372 | 384.3697 | 6.6039 | 410.4848 | 2.1687 | 386.2512 | 4.121 | 398.5338 | 7.6313
428.2951 | 2.0605 | 387.9853 | 5.8961 | 414.7202 | 1.8158 | 390.2177 | 3.5103 | 402.5615 | 6.6895
432.3203 | 1.7237 | 391.6009 | 5.2568 | 418.9556 | 1.5369 | 394.1842 | 2.8596 | 406.5893 | 5.8619
436.3455 | 1.4441 | 395.2165 | 4.4806 | 423.191 | 1.3149 | 398.1507 | 2.3345 | 410.617 | 5.137
440.3707 | 1.2557 | 398.8321 | 4.0183 | 427.4264 | 1.1214 | 402.1173 | 1.895 | 414.6447 | 4.3094
444.3959 | 1.0902 | 402.4478 | 3.4304 | 431.6618 | 0.90505 | 406.0838 | 1.484 | 418.6724 | 3.613
448.4211 | 0.99886 | 406.0634 | 2.8425 | 435.8972 | 0.76844 | 410.0503 | 1.1073 | 422.7001 | 2.9509
452.4463 | 0.86187 | 409.679 | 2.3345 | 440.1327 | 0.69444 | 414.0168 | 0.82763 | 426.7279 | 2.3801
456.4715 | 0.78196 | 413.2946 | 1.9635 | 444.3681 | 0.54645 | 417.9834 | 0.62215 | 430.7556 | 1.855
460.4967 | 0.71347 | 416.9102 | 1.5925 | 448.6035 | 0.42122 | 421.9499 | 0.45662 | 434.7833 | 1.4212
464.5219 | 0.6621 | 420.5258 | 1.3356 | 452.8389 | 0.30168 | 425.9164 | 0.31393 | 438.811 | 1.1244
468.5471 | 0.56507 | 424.1414 | 1.0902 | 457.0743 | 0.25615 | 429.8829 | 0.25114 | 442.8387 | 0.82763
472.5723 | 0.48516 | 427.757 | 0.79909 | 461.3097 | 0.2163 | 433.8495 | 0.19977 | 446.8665 | 0.62785
476.5976 | 0.40525 | 431.3727 | 0.60502 | 465.5451 | 0.19353 | 437.816 | 0.13128 | 450.8942 | 0.48516
480.6228 | 0.34247 | 434.9883 | 0.42808 | 469.7805 | 0.16507 | 441.7825 | 0.10845 | 454.9219 | 0.35388
484.648 | 0.26826 | 438.6039 | 0.30822 | 474.0159 | 0.13661 | 445.749 | 0.057078 | 458.9496 | 0.2226
488.6732 | 0.22831 | 442.2195 | 0.21119 | 478.2513 | 0.085383 | 449.7156 | 0.05137 | 462.9773 | 0.18265
492.6984 | 0.20548 | 445.8351 | 0.16553 | 482.4867 | 0.073998 | 453.6821 | 0.039954 | 467.0051 | 0.13128
496.7236 | 0.17694 | 449.4507 | 0.12557 | 486.7221 | 0.062614 | 457.6486 | 0.034247 | 471.0328 | 0.097032
500.7488 | 0.11986 | 453.0663 | 0.097032 | 490.9576 | 0.045537 | 461.6152 | 0.034247 | 475.0605 | 0.074201
504.774 | 0.097032 | 456.6819 | 0.074201 | 495.193 | 0.034153 | 465.5817 | 0.034247 | 479.0882 | 0.039954
508.7992 | 0.05137 | 460.2976 | 0.05137 | 499.4284 | 0.011384 | 469.5482 | 0.034247 | 483.1159 | 0.017123
512.8244 | 0.034247 | 463.9132 | 0.045662 | 503.6638 | 0.011384 | 473.5147 | 0.028539 | 487.1437 | 0.017123
516.8496 | 0.022831 | 467.5288 | 0.034247 | 507.8992 | 0.0056922 | 477.4813 | 0.017123 | 491.1714 | 0.0057078
520.8748 | 0.017123 | 471.1444 | 0.017123 | 512.1346 | 0.0056922 | 481.4478 | 0.0057078 | 495.1991 | 0.0057078
524.9 | 0 | 474.76 | 0 | 516.37 | 0 | 485.4143 | 0 | 499.2268 | 0

## Infographic Central West
Infographic - Central West
Demand Duration Curve | [9 empty] | Demand Trend | [7 empty] | Energy Trend |  |  |  | Loss of Supply Events |  | Embedded Generation |  |  | Transmission Lines Vulnerable to Lightning
[22 empty] | Total # | Total MWh | Total GWh | Generator Name | Generator Category | Transmission Lines | End date | Category
[22 empty] | 2 | 38 | 529 | Barcaldine Solar Farm | Non-scheduled
[25 empty] | German Creek Power Station | Non-scheduled
[25 empty] | Longreach Solar Farm | Non-scheduled
[25 empty] | Oaky Creek Power Station | Non-scheduled
[25 empty] | Barcaldine Power Station | Scheduled
[25 empty] | Clermont Solar Farm | Semi-scheduled
[25 empty] | Emerald West Solar Farm | Semi-scheduled
[25 empty] | Middlemount Solar Farm | Semi-scheduled
2021/22 | % of Time of Year | 2022/23 | % of Time of Year | 2023/24 | % of Time of Year | 2024/25 | % of Time of Year | 2025/26 | % of Time of Year | [6 empty] | Historical maximum and minimum
64.75 | 100 | 85.78 | 100 | 105.41 | 100 | 65.5074 | 100 | 57.5822 | 100 |  | max | min | blank | Demand range | neg | record max | record min |  | Zone energy | Total | Percent of Queensland total
64.75 | 100 | 85.78 | 100 | 105.41 | 100 | 65.5074 | 100 | 57.5822 | 100 | 2021/22 | 566.31 | 64.76 | 64.76 | 501.55 | 0 | 589.14 | 57.5922 | 2021/22 | 2775.8902 | 47408.5836 | 5.855%
69.868 | 99.9886 | 90.2759 | 99.9886 | 109.9071 | 99.9772 | 70.7195 | 99.96 | 62.9863 | 99.9943 | 2022/23 | 526.38 | 85.79 | 85.79 | 440.59 | 0 | 589.14 | 57.5922 | 2022/23 | 2782.8247 | 46214.1259 | 6.022%
74.9859 | 99.9886 | 94.7718 | 99.9715 | 114.4043 | 99.9602 | 75.9316 | 99.9201 | 68.3903 | 99.9943 | 2023/24 | 546.13 | 105.42 | 105.42 | 440.71 | 0 | 589.14 | 57.5922 | 2023/24 | 2866.4298 | 47476.5432 | 6.038%
80.1039 | 99.9715 | 99.2678 | 99.9372 | 118.9014 | 99.9431 | 81.1436 | 99.8687 | 73.7944 | 99.9886 | 2024/25 | 576.2904 | 65.5174 | 65.5174 | 510.7729 | 0 | 589.14 | 57.5922 | 2024/25 | 2806.9815 | 47305.8844 | 5.934%
85.2218 | 99.96 | 103.7637 | 99.8916 | 123.3986 | 99.9146 | 86.3557 | 99.7831 | 79.1985 | 99.9772 | 2025/26 | 587.1817 | 57.5922 | 57.5922 | 529.5895 | 0 | 589.14 | 57.5922 | 2025/26 | 2848.3747 | 47594.2966 | 5.985%
90.3398 | 99.9486 | 108.2596 | 99.8345 | 127.8957 | 99.8862 | 91.5678 | 99.7489 | 84.6026 | 99.9543
95.4578 | 99.9201 | 112.7555 | 99.7432 | 132.3929 | 99.8292 | 96.7799 | 99.6747 | 90.0067 | 99.9486
100.5757 | 99.8916 | 117.2514 | 99.6689 | 136.89 | 99.7495 | 101.9919 | 99.6062 | 95.4107 | 99.9201
105.6937 | 99.8516 | 121.7473 | 99.4977 | 141.3871 | 99.6812 | 107.204 | 99.4635 | 100.8148 | 99.8916
110.8116 | 99.7774 | 126.2433 | 99.3493 | 145.8843 | 99.5503 | 112.4161 | 99.2979 | 106.2189 | 99.8116
115.9296 | 99.6861 | 130.7392 | 99.0982 | 150.3814 | 99.3966 | 117.6281 | 99.0982 | 111.623 | 99.7032
121.0476 | 99.629 | 135.2351 | 98.8756 | 154.8786 | 99.2486 | 122.8402 | 98.6701 | 117.027 | 99.5091
126.1655 | 99.4977 | 139.731 | 98.6073 | 159.3757 | 99.0494 | 128.0523 | 98.1906 | 122.4311 | 99.2922
131.2835 | 99.3208 | 144.2269 | 98.2934 | 163.8729 | 98.7306 | 133.2644 | 97.7055 | 127.8352 | 98.9441
136.4014 | 99.0982 | 148.7229 | 97.9395 | 168.37 | 98.3094 | 138.4764 | 97.0776 | 133.2393 | 98.516
141.5194 | 98.7614 | 153.2188 | 97.4772 | 172.8671 | 97.911 | 143.6885 | 96.4498 | 138.6433 | 98.0251
146.6373 | 98.4304 | 157.7147 | 96.895 | 177.3643 | 97.3418 | 148.9006 | 95.645 | 144.0474 | 97.4315
151.7553 | 97.9395 | 162.2106 | 96.25 | 181.8614 | 96.6758 | 154.1126 | 94.8916 | 149.4515 | 96.7123
156.8733 | 97.3116 | 166.7065 | 95.4795 | 186.3586 | 95.9073 | 159.3247 | 94.0982 | 154.8556 | 96.0103
161.9912 | 96.6153 | 171.2024 | 94.6461 | 190.8557 | 95.0877 | 164.5368 | 93.1621 | 160.2597 | 95.2454
167.1092 | 95.8048 | 175.6984 | 93.8185 | 195.3529 | 94.046 | 169.7489 | 92.2089 | 165.6637 | 94.3893
172.2271 | 94.8973 | 180.1943 | 92.8938 | 199.85 | 93.0157 | 174.9609 | 91.25 | 171.0678 | 93.3562
177.3451 | 93.9212 | 184.6902 | 91.8893 | 204.3471 | 91.8431 | 180.173 | 90.1027 | 176.4719 | 92.3059
182.4631 | 92.8995 | 189.1861 | 90.8105 | 208.8443 | 90.6307 | 185.3851 | 88.8014 | 181.876 | 91.2158
187.581 | 91.9007 | 193.682 | 89.6689 | 213.3414 | 89.5264 | 190.5971 | 87.6142 | 187.28 | 89.9943
192.699 | 90.7534 | 198.178 | 88.4874 | 217.8386 | 88.1603 | 195.8092 | 86.3128 | 192.6841 | 88.8984
197.8169 | 89.6518 | 202.6739 | 87.3459 | 222.3357 | 86.8169 | 201.0213 | 85.0685 | 198.0882 | 87.734
202.9349 | 88.3847 | 207.1698 | 86.1929 | 226.8329 | 85.5191 | 206.2333 | 83.7443 | 203.4923 | 86.4669
208.0529 | 87.1119 | 211.6657 | 84.9715 | 231.33 | 84.1018 | 211.4454 | 82.6027 | 208.8963 | 85.2454
213.1708 | 85.6735 | 216.1616 | 83.9041 | 235.8271 | 82.7869 | 216.6575 | 81.484 | 214.3004 | 83.9326
218.2888 | 84.2865 | 220.6576 | 82.8253 | 240.3243 | 81.2614 | 221.8696 | 80.2454 | 219.7045 | 82.6884
223.4067 | 82.8653 | 225.1535 | 81.6039 | 244.8214 | 79.9237 | 227.0816 | 79.0525 | 225.1086 | 81.4441
228.5247 | 81.5639 | 229.6494 | 80.3653 | 249.3186 | 78.3584 | 232.2937 | 77.9852 | 230.5127 | 80.0057
233.6427 | 80.1769 | 234.1453 | 79.0297 | 253.8157 | 76.9866 | 237.5058 | 76.7922 | 235.9167 | 78.8014
238.7606 | 78.8756 | 238.6412 | 77.8539 | 258.3129 | 75.7457 | 242.7178 | 75.7477 | 241.3208 | 77.5514
243.8786 | 77.6142 | 243.1371 | 76.621 | 262.81 | 74.3397 | 247.9299 | 74.7888 | 246.7249 | 76.2443
248.9965 | 76.3927 | 247.6331 | 75.508 | 267.3071 | 73.2184 | 253.142 | 73.8242 | 252.129 | 74.9543
254.1145 | 75.0913 | 252.129 | 74.4349 | 271.8043 | 72.1084 | 258.3541 | 72.8139 | 257.533 | 73.8242
259.2324 | 73.9212 | 256.6249 | 73.4304 | 276.3014 | 70.8732 | 263.5661 | 71.9806 | 262.9371 | 72.5856
264.3504 | 72.6142 | 261.1208 | 72.3801 | 280.7986 | 69.6721 | 268.7782 | 71.0331 | 268.3412 | 71.4783
269.4684 | 71.4155 | 265.6167 | 71.3584 | 285.2957 | 68.5679 | 273.9903 | 70.0913 | 273.7453 | 70.4053
274.5863 | 70.0457 | 270.1127 | 70.3196 | 289.7929 | 67.4977 | 279.2023 | 69.218 | 279.1493 | 69.3664
279.7043 | 68.8584 | 274.6086 | 69.3208 | 294.29 | 66.3081 | 284.4144 | 68.3162 | 284.5534 | 68.4361
284.8222 | 67.7397 | 279.1045 | 68.3219 | 298.7871 | 65.1355 | 289.6265 | 67.3858 | 289.9575 | 67.5
289.9402 | 66.6324 | 283.6004 | 67.2146 | 303.2843 | 64.0881 | 294.8386 | 66.4212 | 295.3616 | 66.5468
295.0582 | 65.371 | 288.0963 | 66.2614 | 307.7814 | 62.9781 | 300.0506 | 65.3368 | 300.7656 | 65.5023
300.1761 | 64.0582 | 292.5922 | 65.2797 | 312.2786 | 61.8682 | 305.2627 | 64.1324 | 306.1697 | 64.395
305.2941 | 62.5228 | 297.0882 | 64.2009 | 316.7757 | 60.9005 | 310.4748 | 62.8881 | 311.5738 | 63.3562
310.412 | 60.8105 | 301.5841 | 63.1221 | 321.2729 | 59.6368 | 315.6868 | 61.6553 | 316.9779 | 62.1404
315.53 | 58.7842 | 306.08 | 62.1461 | 325.77 | 58.2536 | 320.8989 | 60.137 | 322.382 | 60.8447
320.648 | 56.7751 | 310.5759 | 61.0388 | 330.2671 | 56.8648 | 326.111 | 58.4932 | 327.786 | 59.2009
325.7659 | 54.5434 | 315.0718 | 59.9258 | 334.7643 | 55.1343 | 331.323 | 56.524 | 333.1901 | 57.363
330.8839 | 52.089 | 319.5678 | 58.613 | 339.2614 | 53.0852 | 336.5351 | 54.2409 | 338.5942 | 55.2055
336.0018 | 49.4635 | 324.0637 | 57.1975 | 343.7586 | 50.7741 | 341.7472 | 51.9635 | 343.9983 | 52.5913
341.1198 | 46.5582 | 328.5596 | 55.6564 | 348.2557 | 48.1159 | 346.9593 | 49.0811 | 349.4023 | 49.726
346.2378 | 43.1564 | 333.0555 | 53.9441 | 352.7529 | 45.0934 | 352.1713 | 45.8105 | 354.8064 | 46.7751
351.3557 | 39.5377 | 337.5514 | 51.9578 | 357.25 | 41.9684 | 357.3834 | 42.4829 | 360.2105 | 43.5331
356.4737 | 35.9532 | 342.0473 | 49.7603 | 361.7471 | 38.9572 | 362.5955 | 38.8185 | 365.6146 | 40.0457
361.5916 | 32.5 | 346.5433 | 47.3573 | 366.2443 | 35.7923 | 367.8075 | 35.2854 | 371.0186 | 36.3242
366.7096 | 29.1553 | 351.0392 | 44.4692 | 370.7414 | 32.7812 | 373.0196 | 32.0091 | 376.4227 | 33.1336
371.8276 | 26.21 | 355.5351 | 41.4155 | 375.2386 | 29.4968 | 378.2317 | 29.0354 | 381.8268 | 29.9315
376.9455 | 23.4532 | 360.031 | 38.4075 | 379.7357 | 26.776 | 383.4438 | 26.4783 | 387.2309 | 26.7352
382.0635 | 20.7934 | 364.5269 | 35.2397 | 384.2329 | 23.9868 | 388.6558 | 23.7957 | 392.635 | 23.75
387.1814 | 18.653 | 369.0229 | 32.2203 | 388.73 | 21.5904 | 393.8679 | 21.1815 | 398.039 | 20.9018
392.2994 | 16.3128 | 373.5188 | 29.1895 | 393.2271 | 19.4046 | 399.08 | 19.0126 | 403.4431 | 18.3676
397.4173 | 14.3607 | 378.0147 | 26.0902 | 397.7243 | 17.27 | 404.292 | 16.5868 | 408.8472 | 16.113
402.5353 | 12.46 | 382.5106 | 23.2934 | 402.2214 | 15.4258 | 409.5041 | 14.5833 | 414.2513 | 14.0183
407.6533 | 10.5993 | 387.0065 | 20.4909 | 406.7186 | 13.8149 | 414.7162 | 12.7283 | 419.6553 | 12.1119
412.7712 | 9.121 | 391.5024 | 18.0993 | 411.2157 | 12.204 | 419.9283 | 11.0274 | 425.0594 | 10.3995
417.8892 | 7.7568 | 395.9984 | 15.8676 | 415.7129 | 10.8834 | 425.1403 | 9.5377 | 430.4635 | 8.8413
423.0071 | 6.524 | 400.4943 | 13.8813 | 420.21 | 9.5742 | 430.3524 | 8.0879 | 435.8676 | 7.6142
428.1251 | 5.6507 | 404.9902 | 11.9292 | 424.7071 | 8.3049 | 435.5645 | 6.9521 | 441.2716 | 6.3756
433.2431 | 4.8402 | 409.4861 | 10.1313 | 429.2043 | 7.2917 | 440.7765 | 5.839 | 446.6757 | 5.4053
438.361 | 4.024 | 413.982 | 8.5274 | 433.7014 | 6.1305 | 445.9886 | 5.0057 | 452.0798 | 4.5263
443.479 | 3.379 | 418.478 | 7.266 | 438.1986 | 5.3051 | 451.2007 | 4.2066 | 457.4839 | 3.8242
448.5969 | 2.8139 | 422.9739 | 6.1073 | 442.6957 | 4.5993 | 456.4127 | 3.516 | 462.888 | 3.2591
453.7149 | 2.3402 | 427.4698 | 5.0171 | 447.1929 | 3.8991 | 461.6248 | 2.9623 | 468.292 | 2.6484
458.8329 | 1.9692 | 431.9657 | 4.1438 | 451.69 | 3.3185 | 466.8369 | 2.5228 | 473.6961 | 2.2317
463.9508 | 1.6495 | 436.4616 | 3.5046 | 456.1871 | 2.829 | 472.049 | 2.1233 | 479.1002 | 1.8836
469.0688 | 1.3699 | 440.9576 | 2.9053 | 460.6843 | 2.2712 | 477.261 | 1.8094 | 484.5043 | 1.5468
474.1867 | 1.113 | 445.4535 | 2.3744 | 465.1814 | 1.8955 | 482.4731 | 1.5297 | 489.9083 | 1.3014
479.3047 | 0.94749 | 449.9494 | 1.9635 | 469.6786 | 1.554 | 487.6852 | 1.2842 | 495.3124 | 1.0559
484.4227 | 0.82763 | 454.4453 | 1.5582 | 474.1757 | 1.3377 | 492.8972 | 1.0788 | 500.7165 | 0.84475
489.5406 | 0.65639 | 458.9412 | 1.25 | 478.6729 | 1.0815 | 498.1093 | 0.93607 | 506.1206 | 0.69635
494.6586 | 0.54224 | 463.4371 | 0.97032 | 483.17 | 0.87659 | 503.3214 | 0.71347 | 511.5246 | 0.56507
499.7765 | 0.45091 | 467.9331 | 0.74201 | 487.6671 | 0.68306 | 508.5335 | 0.57078 | 516.9287 | 0.44521
504.8945 | 0.371 | 472.429 | 0.56507 | 492.1643 | 0.48953 | 513.7455 | 0.47374 | 522.3328 | 0.33676
510.0124 | 0.33105 | 476.9249 | 0.40525 | 496.6614 | 0.33015 | 518.9576 | 0.35388 | 527.7369 | 0.24543
515.1304 | 0.26826 | 481.4208 | 0.30822 | 501.1586 | 0.26184 | 524.1697 | 0.2911 | 533.1409 | 0.19406
520.2484 | 0.21689 | 485.9167 | 0.2226 | 505.6557 | 0.19923 | 529.3817 | 0.23402 | 538.545 | 0.16553
525.3663 | 0.15982 | 490.4127 | 0.13699 | 510.1529 | 0.13661 | 534.5938 | 0.17123 | 543.9491 | 0.097032
530.4843 | 0.13128 | 494.9086 | 0.10274 | 514.65 | 0.068306 | 539.8059 | 0.13128 | 549.3532 | 0.074201
535.6022 | 0.10274 | 499.4045 | 0.085616 | 519.1471 | 0.05123 | 545.018 | 0.097032 | 554.7573 | 0.05137
540.7202 | 0.062785 | 503.9004 | 0.085616 | 523.6443 | 0.017077 | 550.23 | 0.068493 | 560.1613 | 0.039954
545.8382 | 0.034247 | 508.3963 | 0.057078 | 528.1414 | 0.017077 | 555.4421 | 0.039954 | 565.5654 | 0.028539
550.9561 | 0.028539 | 512.8922 | 0.045662 | 532.6386 | 0.017077 | 560.6542 | 0.017123 | 570.9695 | 0.017123
556.0741 | 0.017123 | 517.3882 | 0.022831 | 537.1357 | 0.017077 | 565.8662 | 0.011416 | 576.3736 | 0.011416
561.192 | 0.011416 | 521.8841 | 0.017123 | 541.6329 | 0.0056922 | 571.0783 | 0.0057078 | 581.7776 | 0.011416
566.31 | 0 | 526.38 | 0 | 546.13 | 0 | 576.2904 | 0 | 587.1817 | 0

## Infographic Gladstone
Infographic - Gladstone
Demand Duration Curve | [9 empty] | Demand Trend | [7 empty] | Energy Trend |  |  |  | Loss of Supply Events |  | Embedded Generation |  |  | Transmission Lines Vulnerable to Lightning
[22 empty] | Total # | Total MWh | Total GWh | Generator Name | Generator Category | Transmission Lines | End date | Category
[22 empty] | 0 | 0 | 0
2021/22 | % of Time of Year | 2022/23 | % of Time of Year | 2023/24 | % of Time of Year | 2024/25 | % of Time of Year | 2025/26 | % of Time of Year | [6 empty] | Historical maximum and minimum
632.42 | 100 | 615.86 | 100 | 616.14 | 100 | 631.3437 | 100 | 630.8322 | 100 |  | max | min | blank | Demand range | neg | record max | record min |  | Zone energy | Total | Percent of Queensland total
632.42 | 100 | 615.86 | 100 | 616.14 | 100 | 631.3437 | 100 | 630.8322 | 100 | 2021/22 | 1129.87 | 632.43 | 632.43 | 497.44 | 0 | 1280.34 | 310.47 | 2021/22 | 9124.3563 | 47408.5836 | 19.25%
637.496 | 99.9943 | 620.8321 | 99.9943 | 621.4371 | 99.9943 | 636.4782 | 99.9943 | 636.2308 | 99.9943 | 2022/23 | 1103.13 | 615.87 | 615.87 | 487.26 | 0 | 1280.34 | 310.47 | 2022/23 | 8897.8271 | 46214.1259 | 19.25%
642.572 | 99.9943 | 625.8043 | 99.9886 | 626.7343 | 99.9943 | 641.6127 | 99.9943 | 641.6294 | 99.9943 | 2023/24 | 1135.26 | 616.15 | 616.15 | 519.11 | 0 | 1280.34 | 310.47 | 2023/24 | 9367.9829 | 47476.5432 | 19.73%
647.6481 | 99.9829 | 630.7764 | 99.9715 | 632.0314 | 99.9943 | 646.7472 | 99.9943 | 647.0279 | 99.9943 | 2024/25 | 1134.5251 | 631.3537 | 631.3537 | 503.1714 | 0 | 1280.34 | 310.47 | 2024/25 | 9353.0174 | 47305.8844 | 19.77%
652.7241 | 99.9658 | 635.7486 | 99.9658 | 637.3286 | 99.9943 | 651.8817 | 99.9886 | 652.4265 | 99.9943 | 2025/26 | 1159.8912 | 630.8422 | 630.8422 | 529.0489 | 0 | 1280.34 | 310.47 | 2025/26 | 9496.2989 | 47594.2966 | 19.95%
657.8001 | 99.9429 | 640.7207 | 99.9486 | 642.6257 | 99.9886 | 657.0162 | 99.9886 | 657.825 | 99.9943
662.8761 | 99.9315 | 645.6929 | 99.9486 | 647.9229 | 99.9829 | 662.1508 | 99.9886 | 663.2236 | 99.9886
667.9521 | 99.9087 | 650.665 | 99.9144 | 653.22 | 99.9772 | 667.2853 | 99.9886 | 668.6222 | 99.9829
673.0282 | 99.8973 | 655.6371 | 99.863 | 658.5171 | 99.9602 | 672.4198 | 99.9829 | 674.0207 | 99.9829
678.1042 | 99.8801 | 660.6093 | 99.8345 | 663.8143 | 99.9602 | 677.5543 | 99.9829 | 679.4193 | 99.9772
683.1802 | 99.8573 | 665.5814 | 99.8288 | 669.1114 | 99.9602 | 682.6888 | 99.9829 | 684.8178 | 99.9658
688.2562 | 99.8459 | 670.5536 | 99.7774 | 674.4086 | 99.9602 | 687.8233 | 99.9829 | 690.2164 | 99.9658
693.3322 | 99.8459 | 675.5257 | 99.7603 | 679.7057 | 99.9602 | 692.9578 | 99.9658 | 695.615 | 99.9658
698.4083 | 99.8459 | 680.4979 | 99.7489 | 685.0029 | 99.9602 | 698.0923 | 99.9658 | 701.0135 | 99.96
703.4843 | 99.8288 | 685.47 | 99.7317 | 690.3 | 99.9602 | 703.2268 | 99.9658 | 706.4121 | 99.96
708.5603 | 99.8231 | 690.4421 | 99.7203 | 695.5971 | 99.9602 | 708.3613 | 99.9658 | 711.8106 | 99.96
713.6363 | 99.8231 | 695.4143 | 99.7146 | 700.8943 | 99.9545 | 713.4958 | 99.9658 | 717.2092 | 99.96
718.7123 | 99.8231 | 700.3864 | 99.7032 | 706.1914 | 99.9545 | 718.6303 | 99.9486 | 722.6078 | 99.96
723.7884 | 99.8231 | 705.3586 | 99.6918 | 711.4886 | 99.9545 | 723.7648 | 99.9486 | 728.0063 | 99.96
728.8644 | 99.8231 | 710.3307 | 99.6918 | 716.7857 | 99.9545 | 728.8993 | 99.9429 | 733.4049 | 99.9486
733.9404 | 99.8174 | 715.3029 | 99.6918 | 722.0829 | 99.9545 | 734.0338 | 99.9372 | 738.8034 | 99.9486
739.0164 | 99.8059 | 720.275 | 99.6804 | 727.38 | 99.9545 | 739.1683 | 99.9372 | 744.202 | 99.9429
744.0924 | 99.8002 | 725.2471 | 99.6689 | 732.6771 | 99.9488 | 744.3028 | 99.9372 | 749.6006 | 99.9372
749.1685 | 99.7945 | 730.2193 | 99.6575 | 737.9743 | 99.9488 | 749.4373 | 99.9372 | 754.9991 | 99.9372
754.2445 | 99.7945 | 735.1914 | 99.629 | 743.2714 | 99.9488 | 754.5718 | 99.9315 | 760.3977 | 99.9372
759.3205 | 99.7888 | 740.1636 | 99.6176 | 748.5686 | 99.9488 | 759.7063 | 99.9258 | 765.7962 | 99.9372
764.3965 | 99.7888 | 745.1357 | 99.589 | 753.8657 | 99.9488 | 764.8408 | 99.9258 | 771.1948 | 99.9372
769.4726 | 99.7831 | 750.1079 | 99.5719 | 759.1629 | 99.9488 | 769.9753 | 99.9144 | 776.5934 | 99.9372
774.5486 | 99.7774 | 755.08 | 99.5548 | 764.46 | 99.9488 | 775.1098 | 99.9144 | 781.9919 | 99.9315
779.6246 | 99.766 | 760.0521 | 99.5491 | 769.7571 | 99.9488 | 780.2443 | 99.9087 | 787.3905 | 99.9315
784.7006 | 99.7603 | 765.0243 | 99.5434 | 775.0543 | 99.9488 | 785.3788 | 99.9087 | 792.789 | 99.9258
789.7766 | 99.7546 | 769.9964 | 99.5377 | 780.3514 | 99.9488 | 790.5134 | 99.8916 | 798.1876 | 99.9201
794.8527 | 99.7489 | 774.9686 | 99.5263 | 785.6486 | 99.9488 | 795.6479 | 99.8858 | 803.5862 | 99.9201
799.9287 | 99.7374 | 779.9407 | 99.5148 | 790.9457 | 99.9431 | 800.7824 | 99.8744 | 808.9847 | 99.9144
805.0047 | 99.7146 | 784.9129 | 99.492 | 796.2429 | 99.9431 | 805.9169 | 99.8744 | 814.3833 | 99.9087
810.0807 | 99.7146 | 789.885 | 99.4806 | 801.54 | 99.9317 | 811.0514 | 99.8687 | 819.7819 | 99.903
815.1567 | 99.7146 | 794.8571 | 99.4692 | 806.8371 | 99.9317 | 816.1859 | 99.8516 | 825.1804 | 99.903
820.2328 | 99.6918 | 799.8293 | 99.4578 | 812.1343 | 99.9317 | 821.3204 | 99.8402 | 830.579 | 99.903
825.3088 | 99.6861 | 804.8014 | 99.4292 | 817.4314 | 99.926 | 826.4549 | 99.8402 | 835.9775 | 99.903
830.3848 | 99.6804 | 809.7736 | 99.4064 | 822.7286 | 99.926 | 831.5894 | 99.8402 | 841.3761 | 99.8916
835.4608 | 99.6575 | 814.7457 | 99.3836 | 828.0257 | 99.926 | 836.7239 | 99.8345 | 846.7747 | 99.8858
840.5368 | 99.6347 | 819.7179 | 99.3779 | 833.3229 | 99.926 | 841.8584 | 99.8288 | 852.1732 | 99.8858
845.6129 | 99.6176 | 824.69 | 99.3607 | 838.62 | 99.926 | 846.9929 | 99.8231 | 857.5718 | 99.8858
850.6889 | 99.6119 | 829.6621 | 99.355 | 843.9171 | 99.926 | 852.1274 | 99.8231 | 862.9703 | 99.8858
855.7649 | 99.6062 | 834.6343 | 99.355 | 849.2143 | 99.926 | 857.2619 | 99.8116 | 868.3689 | 99.8801
860.8409 | 99.5947 | 839.6064 | 99.3322 | 854.5114 | 99.926 | 862.3964 | 99.8116 | 873.7675 | 99.8801
865.9169 | 99.5833 | 844.5786 | 99.3265 | 859.8086 | 99.9203 | 867.5309 | 99.8059 | 879.166 | 99.8801
870.993 | 99.5662 | 849.5507 | 99.3037 | 865.1057 | 99.9146 | 872.6654 | 99.8002 | 884.5646 | 99.8801
876.069 | 99.5605 | 854.5229 | 99.2922 | 870.4029 | 99.9146 | 877.7999 | 99.8002 | 889.9631 | 99.8744
881.145 | 99.5377 | 859.495 | 99.2466 | 875.7 | 99.9146 | 882.9344 | 99.7945 | 895.3617 | 99.863
886.221 | 99.5205 | 864.4671 | 99.2295 | 880.9971 | 99.9089 | 888.0689 | 99.7831 | 900.7603 | 99.8573
891.297 | 99.4977 | 869.4393 | 99.2066 | 886.2943 | 99.9089 | 893.2034 | 99.7717 | 906.1588 | 99.8573
896.3731 | 99.4521 | 874.4114 | 99.1667 | 891.5914 | 99.9089 | 898.3379 | 99.766 | 911.5574 | 99.8459
901.4491 | 99.4121 | 879.3836 | 99.161 | 896.8886 | 99.9089 | 903.4724 | 99.7546 | 916.9559 | 99.8402
906.5251 | 99.3265 | 884.3557 | 99.1381 | 902.1857 | 99.9089 | 908.6069 | 99.7432 | 922.3545 | 99.8345
911.6011 | 99.1724 | 889.3279 | 99.0982 | 907.4829 | 99.9089 | 913.7414 | 99.7317 | 927.7531 | 99.8345
916.6771 | 98.8984 | 894.3 | 99.0868 | 912.78 | 99.9089 | 918.8759 | 99.7317 | 933.1516 | 99.8288
921.7532 | 98.613 | 899.2721 | 99.0582 | 918.0771 | 99.9089 | 924.0105 | 99.7317 | 938.5502 | 99.8174
926.8292 | 97.8139 | 904.2443 | 99.024 | 923.3743 | 99.9032 | 929.145 | 99.7146 | 943.9487 | 99.8174
931.9052 | 96.2329 | 909.2164 | 99.0011 | 928.6714 | 99.9032 | 934.2795 | 99.7146 | 949.3473 | 99.8059
936.9812 | 94.2295 | 914.1886 | 98.9897 | 933.9686 | 99.8975 | 939.414 | 99.7089 | 954.7459 | 99.7945
942.0572 | 91.895 | 919.1607 | 98.9498 | 939.2657 | 99.8918 | 944.5485 | 99.7032 | 960.1444 | 99.7888
947.1333 | 89.3893 | 924.1329 | 98.8527 | 944.5629 | 99.8805 | 949.683 | 99.6975 | 965.543 | 99.766
952.2093 | 86.7694 | 929.105 | 98.6644 | 949.86 | 99.8805 | 954.8175 | 99.6975 | 970.9415 | 99.7546
957.2853 | 84.4406 | 934.0771 | 98.2991 | 955.1571 | 99.8805 | 959.952 | 99.6861 | 976.3401 | 99.7432
962.3613 | 82.4772 | 939.0493 | 97.774 | 960.4543 | 99.8805 | 965.0865 | 99.6804 | 981.7387 | 99.7432
967.4373 | 80.9247 | 944.0214 | 96.9863 | 965.7514 | 99.8805 | 970.221 | 99.6747 | 987.1372 | 99.726
972.5134 | 79.7546 | 948.9936 | 95.8562 | 971.0486 | 99.8805 | 975.3555 | 99.6689 | 992.5358 | 99.7146
977.5894 | 79.1267 | 953.9657 | 94.218 | 976.3457 | 99.8805 | 980.49 | 99.6689 | 997.9343 | 99.7146
982.6654 | 78.6416 | 958.9379 | 92.0548 | 981.6429 | 99.8748 | 985.6245 | 99.6518 | 1003.3329 | 99.7146
987.7414 | 78.3333 | 963.91 | 89.5205 | 986.94 | 99.8691 | 990.759 | 99.629 | 1008.7315 | 99.7089
992.8174 | 78.1507 | 968.8821 | 86.6895 | 992.2371 | 99.8406 | 995.8935 | 99.5605 | 1014.13 | 99.7032
997.8935 | 77.9053 | 973.8543 | 83.8984 | 997.5343 | 99.7723 | 1001.028 | 99.4806 | 1019.5286 | 99.6461
1002.9695 | 77.6541 | 978.8264 | 81.2215 | 1002.8314 | 99.6357 | 1006.1625 | 99.3779 | 1024.9271 | 99.6062
1008.0455 | 77.2945 | 983.7986 | 78.4304 | 1008.1286 | 99.3283 | 1011.297 | 99.1381 | 1030.3257 | 99.5148
1013.1215 | 76.6781 | 988.7707 | 75.9189 | 1013.4257 | 98.7193 | 1016.4315 | 98.6644 | 1035.7243 | 99.2637
1018.1976 | 75.976 | 993.7429 | 72.9623 | 1018.7229 | 97.7801 | 1021.566 | 98.0137 | 1041.1228 | 98.6358
1023.2736 | 75.3881 | 998.715 | 68.9954 | 1024.02 | 96.6587 | 1026.7005 | 96.7865 | 1046.5214 | 97.6712
1028.3496 | 74.5776 | 1003.6871 | 64.5148 | 1029.3171 | 94.951 | 1031.835 | 95.274 | 1051.9199 | 95.7648
1033.4256 | 73.516 | 1008.6593 | 60.8447 | 1034.6143 | 92.3725 | 1036.9695 | 92.6769 | 1057.3185 | 92.4543
1038.5016 | 72.2831 | 1013.6314 | 56.5354 | 1039.9114 | 89.0426 | 1042.104 | 88.9441 | 1062.7171 | 87.7854
1043.5777 | 70.4566 | 1018.6036 | 52.3059 | 1045.2086 | 85.0865 | 1047.2385 | 83.9555 | 1068.1156 | 80.9189
1048.6537 | 67.9623 | 1023.5757 | 48.3447 | 1050.5057 | 79.5708 | 1052.373 | 77.7968 | 1073.5142 | 72.2603
1053.7297 | 63.6016 | 1028.5479 | 44.1553 | 1055.8029 | 72.3133 | 1057.5076 | 70.5137 | 1078.9127 | 61.3185
1058.8057 | 57.3573 | 1033.52 | 39.8801 | 1061.1 | 63.4961 | 1062.6421 | 61.5468 | 1084.3113 | 50.4281
1063.8817 | 50.0114 | 1038.4921 | 35.4795 | 1066.3971 | 54.1211 | 1067.7766 | 52.5457 | 1089.7099 | 39.2295
1068.9578 | 41.4612 | 1043.4643 | 30.137 | 1071.6943 | 43.2548 | 1072.9111 | 42.9053 | 1095.1084 | 29.1381
1074.0338 | 32.1575 | 1048.4364 | 24.3037 | 1076.9914 | 32.3998 | 1078.0456 | 33.6986 | 1100.507 | 20.4737
1079.1098 | 24.0925 | 1053.4086 | 18.7272 | 1082.2886 | 22.8711 | 1083.1801 | 25.1826 | 1105.9055 | 13.3562
1084.1858 | 17.0034 | 1058.3807 | 13.71 | 1087.5857 | 14.7199 | 1088.3146 | 17.5057 | 1111.3041 | 7.8311
1089.2618 | 10.879 | 1063.3529 | 9.4463 | 1092.8829 | 9.2953 | 1093.4491 | 11.29 | 1116.7027 | 4.1096
1094.3379 | 6.4726 | 1068.325 | 6.0331 | 1098.18 | 5.2026 | 1098.5836 | 6.6096 | 1122.1012 | 2.2489
1099.4139 | 3.6244 | 1073.2971 | 3.5788 | 1103.4771 | 2.8404 | 1103.7181 | 3.8984 | 1127.4998 | 1.0046
1104.4899 | 1.8322 | 1078.2693 | 2.0491 | 1108.7743 | 1.3661 | 1108.8526 | 2.0719 | 1132.8983 | 0.39954
1109.5659 | 0.85616 | 1083.2414 | 1.0902 | 1114.0714 | 0.67168 | 1113.9871 | 1.0845 | 1138.2969 | 0.14269
1114.6419 | 0.38813 | 1088.2136 | 0.52511 | 1119.3686 | 0.25046 | 1119.1216 | 0.57078 | 1143.6955 | 0.05137
1119.718 | 0.1484 | 1093.1857 | 0.15411 | 1124.6657 | 0.085383 | 1124.2561 | 0.11986 | 1149.094 | 0.028539
1124.794 | 0.034247 | 1098.1579 | 0.022831 | 1129.9629 | 0.011384 | 1129.3906 | 0.011416 | 1154.4926 | 0.011416
1129.87 | 0 | 1103.13 | 0 | 1135.26 | 0 | 1134.5251 | 0 | 1159.8912 | 0

## Infographic Wide Bay
Infographic - Wide Bay
Demand Duration Curve | [9 empty] | Demand Trend | [7 empty] | Energy Trend |  |  |  | Loss of Supply Events |  | Embedded Generation |  |  | Transmission Lines Vulnerable to Lightning
[22 empty] | Total # | Total MWh | Total GWh | Generator Name | Generator Category | Transmission Lines | End date | Category
[22 empty] | 0 | 0 | 315 | Bundaberg Solar Farm | Semi-scheduled
[25 empty] | Childers Solar Farm | Semi-scheduled
[25 empty] | Munna Creek Solar Farm | Semi-scheduled
[25 empty] | Susan River Solar Farm | Semi-scheduled
2021/22 | % of Time of Year | 2022/23 | % of Time of Year | 2023/24 | % of Time of Year | 2024/25 | % of Time of Year | 2025/26 | % of Time of Year | [6 empty] | Historical maximum and minimum
-105.84 | 100 | -131.39 | 100 | -110.63 | 100 | -125.9722 | 100 | -272.1964 | 100 |  | max | min | blank | Demand range | neg | record max | record min |  | Zone energy | Total | Percent of Queensland total
-105.84 | 100 | -131.39 | 100 | -110.63 | 100 | -125.9722 | 100 | -272.1964 | 100 | 2021/22 | 276.74 | -105.83 | 0 | 276.74 | -105.83 | 348.98 | -272.1864 | 2021/22 | 903.6419 | 47408.5836 | 1.906%
-101.9361 | 99.9829 | -126.7354 | 99.9772 | -105.9401 | 99.9488 | -121.2088 | 99.9829 | -265.9666 | 99.9886 | 2022/23 | 324.76 | -131.38 | 0 | 324.76 | -131.38 | 348.98 | -272.1864 | 2022/23 | 897.5355 | 46214.1259 | 1.942%
-98.0322 | 99.9429 | -122.0808 | 99.96 | -101.2502 | 99.8805 | -116.4454 | 99.9486 | -259.7367 | 99.9886 | 2023/24 | 348.98 | -110.62 | 0 | 348.98 | -110.62 | 348.98 | -272.1864 | 2023/24 | 950.9187 | 47476.5432 | 2.003%
-94.1284 | 99.9087 | -117.4262 | 99.9087 | -96.5603 | 99.8008 | -111.682 | 99.9315 | -253.5069 | 99.9772 | 2024/25 | 340.8416 | -125.9622 | 0 | 340.8416 | -125.9622 | 348.98 | -272.1864 | 2024/25 | 952.5703 | 47305.8844 | 2.014%
-90.2245 | 99.8516 | -112.7716 | 99.8459 | -91.8704 | 99.6869 | -106.9186 | 99.9201 | -247.277 | 99.9429 | 2025/26 | 338.3284 | -272.1864 | 0 | 338.3284 | -272.1864 | 348.98 | -272.1864 | 2025/26 | 772.76 | 47594.2966 | 1.624%
-86.3206 | 99.7432 | -108.117 | 99.7546 | -87.1805 | 99.5902 | -102.1552 | 99.8916 | -241.0472 | 99.9144
-82.4167 | 99.589 | -103.4624 | 99.6575 | -82.4906 | 99.4308 | -97.3918 | 99.8116 | -234.8173 | 99.863
-78.5129 | 99.4121 | -98.8079 | 99.4749 | -77.8007 | 99.1917 | -92.6284 | 99.6518 | -228.5875 | 99.8116
-74.609 | 99.2808 | -94.1533 | 99.2865 | -73.1108 | 98.9014 | -87.865 | 99.4064 | -222.3576 | 99.7774
-70.7051 | 99.0696 | -89.4987 | 99.0925 | -68.4209 | 98.4859 | -83.1016 | 99.1096 | -216.1278 | 99.7032
-66.8012 | 98.8014 | -84.8441 | 98.8813 | -63.731 | 98.0305 | -78.3382 | 98.79 | -209.898 | 99.6176
-62.8973 | 98.4475 | -80.1895 | 98.6416 | -59.0411 | 97.393 | -73.5748 | 98.4361 | -203.6681 | 99.4463
-58.9935 | 98.008 | -75.5349 | 98.3904 | -54.3512 | 96.801 | -68.8114 | 98.0137 | -197.4383 | 99.2865
-55.0896 | 97.5799 | -70.8803 | 98.1336 | -49.6613 | 96.135 | -64.048 | 97.5514 | -191.2084 | 99.0525
-51.1857 | 97.1461 | -66.2257 | 97.734 | -44.9714 | 95.3495 | -59.2846 | 97.0377 | -184.9786 | 98.8356
-47.2818 | 96.5183 | -61.5711 | 97.2374 | -40.2815 | 94.5697 | -54.5211 | 96.4441 | -178.7487 | 98.5559
-43.378 | 96.0046 | -56.9165 | 96.7009 | -35.5916 | 93.676 | -49.7577 | 95.8162 | -172.5189 | 98.2705
-39.4741 | 95.3196 | -52.2619 | 95.9247 | -30.9017 | 92.8506 | -44.9943 | 95.0514 | -166.289 | 97.9909
-35.5702 | 94.6918 | -47.6073 | 95.0856 | -26.2118 | 91.9228 | -40.2309 | 94.3664 | -160.0592 | 97.6998
-31.6663 | 93.9041 | -42.9528 | 94.2694 | -21.5219 | 90.9722 | -35.4675 | 93.5103 | -153.8294 | 97.2317
-27.7624 | 93.1621 | -38.2982 | 93.2877 | -16.832 | 90.107 | -30.7041 | 92.7055 | -147.5995 | 96.7523
-23.8586 | 92.5114 | -33.6436 | 92.4315 | -12.1421 | 89.0312 | -25.9407 | 91.8664 | -141.3697 | 96.25
-19.9547 | 91.6553 | -28.989 | 91.3984 | -7.4522 | 87.944 | -21.1773 | 90.7534 | -135.1398 | 95.6393
-16.0508 | 90.8048 | -24.3344 | 90.3368 | -2.7623 | 86.7828 | -16.4139 | 89.8801 | -128.91 | 95
-12.1469 | 89.9886 | -19.6798 | 89.3379 | 1.9276 | 85.6728 | -11.6505 | 88.9669 | -122.6801 | 94.395
-8.2431 | 89.1495 | -15.0252 | 88.145 | 6.6174 | 84.5344 | -6.8871 | 87.9452 | -116.4503 | 93.6473
-4.3392 | 88.3162 | -10.3706 | 87.2089 | 11.3073 | 83.5496 | -2.1237 | 86.6952 | -110.2204 | 93.0537
-0.43531 | 87.4201 | -5.716 | 86.153 | 15.9972 | 82.6218 | 2.6397 | 85.4338 | -103.9906 | 92.2717
3.4686 | 86.4726 | -1.0614 | 85.0628 | 20.6871 | 81.6371 | 7.4031 | 84.1381 | -97.7608 | 91.5753
7.3724 | 85.5365 | 3.5932 | 83.9954 | 25.377 | 80.6068 | 12.1665 | 83.0365 | -91.5309 | 90.9132
11.2763 | 84.6005 | 8.2478 | 82.7797 | 30.0669 | 79.7017 | 16.9299 | 81.9635 | -85.3011 | 90.1941
15.1802 | 83.5103 | 12.9023 | 81.758 | 34.7568 | 78.7454 | 21.6934 | 80.7078 | -79.0712 | 89.5205
19.0841 | 82.4886 | 17.5569 | 80.6792 | 39.4467 | 77.7949 | 26.4568 | 79.629 | -72.8414 | 88.6301
22.988 | 81.5582 | 22.2115 | 79.6861 | 44.1366 | 76.9296 | 31.2202 | 78.7043 | -66.6115 | 87.8082
26.8918 | 80.6107 | 26.8661 | 78.7329 | 48.8265 | 76.0531 | 35.9836 | 77.7568 | -60.3817 | 86.9521
30.7957 | 79.6062 | 31.5207 | 77.8824 | 53.5164 | 75.1992 | 40.747 | 76.7751 | -54.1518 | 86.1473
34.6996 | 78.7215 | 36.1753 | 76.8664 | 58.2063 | 74.3568 | 45.5104 | 75.8733 | -47.922 | 85.2854
38.6035 | 77.9224 | 40.8299 | 76.0445 | 62.8962 | 73.577 | 50.2738 | 74.9886 | -41.6922 | 84.3493
42.5073 | 76.9463 | 45.4845 | 75.234 | 67.5861 | 72.7459 | 55.0372 | 74.1838 | -35.4623 | 83.4418
46.4112 | 76.1473 | 50.1391 | 74.4635 | 72.276 | 71.8978 | 59.8006 | 73.2877 | -29.2325 | 82.4258
50.3151 | 75.3539 | 54.7937 | 73.7443 | 76.9659 | 71.0895 | 64.564 | 72.4772 | -23.0026 | 81.4384
54.219 | 74.5833 | 59.4483 | 73.0251 | 81.6558 | 70.3381 | 69.3274 | 71.6153 | -16.7728 | 80.274
58.1229 | 73.8413 | 64.1029 | 72.3744 | 86.3457 | 69.564 | 74.0908 | 70.8847 | -10.5429 | 79.1781
62.0267 | 73.1507 | 68.7574 | 71.5582 | 91.0356 | 68.7272 | 78.8542 | 70.0285 | -4.3131 | 77.871
65.9306 | 72.3973 | 73.412 | 70.7705 | 95.7255 | 67.9246 | 83.6176 | 69.355 | 1.9168 | 76.4669
69.8345 | 71.7066 | 78.0666 | 70.0228 | 100.4154 | 67.0082 | 88.381 | 68.613 | 8.1466 | 75.3995
73.7384 | 70.9817 | 82.7212 | 69.4121 | 105.1053 | 65.1639 | 93.1445 | 67.9737 | 14.3764 | 74.2123
77.6422 | 70.2283 | 87.3758 | 68.6644 | 109.7952 | 61.6348 | 97.9079 | 67.1005 | 20.6063 | 73.1107
81.5461 | 69.4406 | 92.0304 | 67.8196 | 114.4851 | 57.3087 | 102.6713 | 65.8219 | 26.8361 | 71.9235
85.45 | 68.6473 | 96.685 | 66.6381 | 119.175 | 52.5956 | 107.4347 | 63.9041 | 33.066 | 71.0103
89.3539 | 68.0651 | 101.3396 | 64.5605 | 123.8649 | 48.355 | 112.1981 | 60.3425 | 39.2958 | 70.0628
93.2578 | 67.403 | 105.9942 | 61.5696 | 128.5548 | 44.6095 | 116.9615 | 55.8447 | 45.5257 | 69.1267
97.1616 | 66.4155 | 110.6488 | 58.1221 | 133.2447 | 41.0576 | 121.7249 | 51.661 | 51.7555 | 68.2591
101.0655 | 64.7489 | 115.3034 | 53.3676 | 137.9346 | 37.6878 | 126.4883 | 47.8539 | 57.9854 | 67.4943
104.9694 | 61.3984 | 119.958 | 48.8984 | 142.6245 | 34.819 | 131.2517 | 43.9954 | 64.2152 | 66.718
108.8733 | 57.4829 | 124.6126 | 44.5377 | 147.3144 | 31.9672 | 136.0151 | 40.0342 | 70.445 | 65.9703
112.7771 | 53.2591 | 129.2671 | 40.9247 | 152.0043 | 29.2179 | 140.7785 | 36.5525 | 76.6749 | 65.1541
116.681 | 49.0696 | 133.9217 | 37.637 | 156.6942 | 26.8898 | 145.5419 | 33.7158 | 82.9047 | 64.4863
120.5849 | 45.2797 | 138.5763 | 34.5091 | 161.3841 | 24.778 | 150.3053 | 30.9132 | 89.1346 | 63.7158
124.4888 | 41.6952 | 143.2309 | 31.7066 | 166.074 | 22.7402 | 155.0687 | 28.5046 | 95.3644 | 62.9452
128.3927 | 38.5331 | 147.8855 | 29.0811 | 170.7639 | 20.9472 | 159.8321 | 26.3699 | 101.5943 | 62.1861
132.2965 | 35.8562 | 152.5401 | 26.8664 | 175.4538 | 19.1598 | 164.5955 | 24.395 | 107.8241 | 61.016
136.2004 | 33.6244 | 157.1947 | 24.7546 | 180.1437 | 17.4579 | 169.359 | 22.5342 | 114.054 | 58.4247
140.1043 | 31.3699 | 161.8493 | 22.7055 | 184.8336 | 15.7958 | 174.1224 | 20.7021 | 120.2838 | 53.242
144.0082 | 29.4406 | 166.5039 | 20.8562 | 189.5235 | 14.2589 | 178.8858 | 19.024 | 126.5136 | 47.4886
147.912 | 27.5913 | 171.1585 | 18.8699 | 194.2134 | 12.6423 | 183.6492 | 17.403 | 132.7435 | 42.2032
151.8159 | 25.8904 | 175.8131 | 16.8607 | 198.9033 | 11.0542 | 188.4126 | 15.7934 | 138.9733 | 37.3916
155.7198 | 24.2751 | 180.4677 | 15.04 | 203.5932 | 9.6653 | 193.176 | 14.2466 | 145.2032 | 33.2078
159.6237 | 22.6941 | 185.1222 | 13.1107 | 208.2831 | 8.3675 | 197.9394 | 12.6655 | 151.433 | 29.8973
163.5276 | 21.2158 | 189.7768 | 11.4612 | 212.973 | 7.0128 | 202.7028 | 11.1986 | 157.6629 | 27.1347
167.4314 | 19.7032 | 194.4314 | 9.7945 | 217.6629 | 5.8629 | 207.4662 | 9.6404 | 163.8927 | 24.6176
171.3353 | 18.2078 | 199.086 | 8.2877 | 222.3528 | 4.8839 | 212.2296 | 8.2306 | 170.1226 | 22.4315
175.2392 | 16.6838 | 203.7406 | 6.9292 | 227.0427 | 4.1667 | 216.993 | 7.1461 | 176.3524 | 20.1313
179.1431 | 15.1142 | 208.3952 | 5.7648 | 231.7326 | 3.5007 | 221.7564 | 5.9532 | 182.5822 | 17.9281
183.0469 | 13.6587 | 213.0498 | 4.7374 | 236.4224 | 2.9884 | 226.5198 | 4.9943 | 188.8121 | 15.8676
186.9508 | 12.1861 | 217.7044 | 3.9498 | 241.1123 | 2.5899 | 231.2832 | 4.2066 | 195.0419 | 13.7614
190.8547 | 10.7534 | 222.359 | 3.2192 | 245.8022 | 2.1516 | 236.0466 | 3.4817 | 201.2718 | 11.7466
194.7586 | 9.2922 | 227.0136 | 2.6712 | 250.4921 | 1.7987 | 240.8101 | 2.8425 | 207.5016 | 9.7203
198.6624 | 7.911 | 231.6682 | 2.129 | 255.182 | 1.4857 | 245.5735 | 2.3174 | 213.7315 | 7.9053
202.5663 | 6.524 | 236.3228 | 1.7066 | 259.8719 | 1.2238 | 250.3369 | 1.8779 | 219.9613 | 6.2158
206.4702 | 5.4395 | 240.9773 | 1.3527 | 264.5618 | 0.98474 | 255.1003 | 1.5468 | 226.1912 | 4.7203
210.3741 | 4.4635 | 245.6319 | 1.1187 | 269.2517 | 0.77983 | 259.8637 | 1.25 | 232.421 | 3.3961
214.278 | 3.5616 | 250.2865 | 0.93037 | 273.9416 | 0.61475 | 264.6271 | 0.97603 | 238.6508 | 2.5514
218.1818 | 2.8995 | 254.9411 | 0.74201 | 278.6315 | 0.49522 | 269.3905 | 0.78196 | 244.8807 | 1.8721
222.0857 | 2.2945 | 259.5957 | 0.62215 | 283.3214 | 0.35861 | 274.1539 | 0.62785 | 251.1105 | 1.4783
225.9896 | 1.7979 | 264.2503 | 0.42808 | 288.0113 | 0.27322 | 278.9173 | 0.50228 | 257.3404 | 1.0902
229.8935 | 1.4498 | 268.9049 | 0.31963 | 292.7012 | 0.21061 | 283.6807 | 0.39954 | 263.5702 | 0.81621
233.7973 | 1.1872 | 273.5595 | 0.19977 | 297.3911 | 0.15369 | 288.4441 | 0.31393 | 269.8001 | 0.62215
237.7012 | 0.93037 | 278.2141 | 0.15411 | 302.081 | 0.11954 | 293.2075 | 0.25114 | 276.0299 | 0.44521
241.6051 | 0.77626 | 282.8687 | 0.10845 | 306.7709 | 0.10815 | 297.9709 | 0.20548 | 282.2598 | 0.35959
245.509 | 0.60502 | 287.5233 | 0.057078 | 311.4608 | 0.091075 | 302.7343 | 0.15411 | 288.4896 | 0.27397
249.4129 | 0.47374 | 292.1779 | 0.028539 | 316.1507 | 0.073998 | 307.4977 | 0.11416 | 294.7194 | 0.17123
253.3167 | 0.34817 | 296.8324 | 0.028539 | 320.8406 | 0.045537 | 312.2611 | 0.068493 | 300.9493 | 0.11416
257.2206 | 0.26256 | 301.487 | 0.022831 | 325.5305 | 0.028461 | 317.0246 | 0.062785 | 307.1791 | 0.079909
261.1245 | 0.21689 | 306.1416 | 0.017123 | 330.2204 | 0.017077 | 321.788 | 0.039954 | 313.409 | 0.05137
265.0284 | 0.15982 | 310.7962 | 0.017123 | 334.9103 | 0.017077 | 326.5514 | 0.039954 | 319.6388 | 0.039954
268.9322 | 0.11986 | 315.4508 | 0.017123 | 339.6002 | 0.011384 | 331.3148 | 0.017123 | 325.8687 | 0.028539
272.8361 | 0.05137 | 320.1054 | 0.011416 | 344.2901 | 0.011384 | 336.0782 | 0.0057078 | 332.0985 | 0.011416
276.74 | 0 | 324.76 | 0 | 348.98 | 0 | 340.8416 | 0 | 338.3284 | 0

## Infographic Moreton
Infographic - Moreton
Demand Duration Curve | [9 empty] | Demand Trend | [7 empty] | Energy Trend |  |  |  | Loss of Supply Events |  | Embedded Generation |  |  | Transmission Lines Vulnerable to Lightning
[22 empty] | Total # | Total MWh | Total GWh | Generator Name | Generator Category | Transmission Lines | End date | Category
[22 empty] | 0 | 0 | 65 | Rocky Point | Non-scheduled | Nil | Nil | Nil
[25 empty] | Valdora Solar Farm | Non-scheduled
2021/22 | % of Time of Year | 2022/23 | % of Time of Year | 2023/24 | % of Time of Year | 2024/25 | % of Time of Year | 2025/26 | % of Time of Year | [6 empty] | Historical maximum and minimum
451.14 | 100 | 125.52 | 100 | 110.36 | 100 | 89.2946 | 100 | -86.4602 | 100 |  | max | min | blank | Demand range | neg | record max | record min |  | Zone energy | Total | Percent of Queensland total
451.14 | 100 | 125.52 | 100 | 110.36 | 100 | 89.2946 | 100 | -86.4602 | 100 | 2021/22 | 4538.67 | 451.15 | 451.15 | 4087.52 | 0 | 4988.6236 | -86.4502 | 2021/22 | 17099.9422 | 47408.5836 | 36.07%
492.8495 | 99.9315 | 169.7498 | 99.9772 | 159.3135 | 99.9886 | 139.2877 | 99.96 | -37.2395 | 99.9543 | 2022/23 | 4460.04 | 125.53 | 125.53 | 4334.51 | 0 | 4988.6236 | -86.4502 | 2022/23 | 16830.6782 | 46214.1259 | 36.42%
534.559 | 99.8459 | 213.9796 | 99.9715 | 208.2669 | 99.9488 | 189.2809 | 99.9144 | 11.9811 | 99.9144 | 2023/24 | 4907.8 | 110.37 | 110.37 | 4797.43 | 0 | 4988.6236 | -86.4502 | 2023/24 | 17093.7586 | 47476.5432 | 36%
576.2685 | 99.7717 | 258.2094 | 99.9543 | 257.2204 | 99.8975 | 239.274 | 99.7945 | 61.2017 | 99.7945 | 2024/25 | 4988.6236 | 89.3046 | 89.3046 | 4899.319 | 0 | 4988.6236 | -86.4502 | 2024/25 | 17127.1477 | 47305.8844 | 36.21%
617.978 | 99.6461 | 302.4392 | 99.903 | 306.1739 | 99.8349 | 289.2672 | 99.6747 | 110.4223 | 99.6918 | 2025/26 | 4737.1612 | -86.4502 | 0 | 4737.1612 | -86.4502 | 4988.6236 | -86.4502 | 2025/26 | 17030.0115 | 47594.2966 | 35.78%
659.6874 | 99.5833 | 346.669 | 99.8516 | 355.1273 | 99.778 | 339.2604 | 99.5263 | 159.643 | 99.5719
701.3969 | 99.4406 | 390.8988 | 99.7888 | 404.0808 | 99.6243 | 389.2535 | 99.3607 | 208.8636 | 99.4349
743.1064 | 99.3322 | 435.1286 | 99.7374 | 453.0343 | 99.5162 | 439.2467 | 99.1781 | 258.0842 | 99.3322
784.8159 | 99.1039 | 479.3584 | 99.6804 | 501.9878 | 99.334 | 489.2398 | 98.9326 | 307.3048 | 99.1553
826.5254 | 98.8299 | 523.5882 | 99.5434 | 550.9412 | 99.186 | 539.233 | 98.7443 | 356.5255 | 98.9555
868.2349 | 98.5388 | 567.818 | 99.4349 | 599.8947 | 98.8046 | 589.2261 | 98.3505 | 405.7461 | 98.7671
909.9444 | 98.2249 | 612.0478 | 99.258 | 648.8482 | 98.5143 | 639.2193 | 97.8995 | 454.9667 | 98.4247
951.6539 | 97.7797 | 656.2776 | 98.9726 | 697.8016 | 98.15 | 689.2124 | 97.4144 | 504.1874 | 98.1107
993.3634 | 97.2546 | 700.5073 | 98.6986 | 746.7551 | 97.5808 | 739.2056 | 96.8208 | 553.408 | 97.7283
1035.0729 | 96.7009 | 744.7371 | 98.3904 | 795.7086 | 97.0913 | 789.1987 | 96.1758 | 602.6286 | 97.3345
1076.7823 | 96.0103 | 788.9669 | 98.0822 | 844.662 | 96.5562 | 839.1919 | 95.4795 | 651.8492 | 96.8607
1118.4918 | 95.3596 | 833.1967 | 97.5628 | 893.6155 | 95.8447 | 889.185 | 94.7032 | 701.0699 | 96.2272
1160.2013 | 94.6233 | 877.4265 | 97.0377 | 942.569 | 94.9397 | 939.1782 | 93.9612 | 750.2905 | 95.645
1201.9108 | 93.9155 | 921.6563 | 96.3984 | 991.5224 | 94.1257 | 989.1713 | 93.2135 | 799.5111 | 95.0114
1243.6203 | 93.008 | 965.8861 | 95.5651 | 1040.4759 | 93.1296 | 1039.1645 | 92.266 | 848.7317 | 94.3779
1285.3298 | 92.2432 | 1010.1159 | 94.726 | 1089.4294 | 92.1163 | 1089.1577 | 91.3813 | 897.9524 | 93.4817
1327.0393 | 91.1929 | 1054.3457 | 93.8413 | 1138.3829 | 90.921 | 1139.1508 | 90.3368 | 947.173 | 92.7797
1368.7488 | 89.8002 | 1098.5755 | 92.8881 | 1187.3363 | 89.8281 | 1189.144 | 89.3893 | 996.3936 | 91.9578
1410.4583 | 87.774 | 1142.8053 | 91.8151 | 1236.2898 | 88.8434 | 1239.1371 | 88.3447 | 1045.6142 | 91.1301
1452.1678 | 84.9258 | 1187.0351 | 90.8562 | 1285.2433 | 87.6821 | 1289.1303 | 87.266 | 1094.8349 | 90.2397
1493.8772 | 81.4726 | 1231.2649 | 89.6347 | 1334.1967 | 86.5608 | 1339.1234 | 86.1587 | 1144.0555 | 89.2523
1535.5867 | 77.7683 | 1275.4947 | 88.4817 | 1383.1502 | 85.0694 | 1389.1166 | 84.8231 | 1193.2761 | 88.2306
1577.2962 | 73.6872 | 1319.7245 | 87.2489 | 1432.1037 | 82.7527 | 1439.1097 | 82.8425 | 1242.4968 | 87.1404
1619.0057 | 69.8116 | 1363.9543 | 85.976 | 1481.0571 | 78.8081 | 1489.1029 | 79.7374 | 1291.7174 | 86.0502
1660.7152 | 66.1187 | 1408.1841 | 84.1495 | 1530.0106 | 74.6186 | 1539.096 | 75.7534 | 1340.938 | 84.9486
1702.4247 | 62.7397 | 1452.4139 | 81.25 | 1578.9641 | 70.5146 | 1589.0892 | 71.8721 | 1390.1586 | 83.75
1744.1342 | 59.4007 | 1496.6437 | 77.5685 | 1627.9176 | 66.8773 | 1639.0823 | 68.2877 | 1439.3793 | 82.3687
1785.8437 | 56.4212 | 1540.8735 | 73.4932 | 1676.871 | 63.1888 | 1689.0755 | 64.863 | 1488.5999 | 80.2283
1827.5532 | 53.8813 | 1585.1033 | 69.532 | 1725.8245 | 60.2061 | 1739.0687 | 61.0845 | 1537.8205 | 77.0662
1869.2627 | 51.25 | 1629.3331 | 65.5308 | 1774.778 | 56.7964 | 1789.0618 | 57.3059 | 1587.0411 | 73.1963
1910.9721 | 48.6244 | 1673.5629 | 61.8436 | 1823.7314 | 53.6601 | 1839.055 | 53.6929 | 1636.2618 | 68.7671
1952.6816 | 46.0331 | 1717.7927 | 58.6187 | 1872.6849 | 50.444 | 1889.0481 | 50.3025 | 1685.4824 | 64.6689
1994.3911 | 43.516 | 1762.0224 | 55.0856 | 1921.6384 | 47.3987 | 1939.0413 | 47.0377 | 1734.703 | 60.6564
2036.1006 | 41.0902 | 1806.2522 | 52.2089 | 1970.5918 | 44.5014 | 1989.0344 | 44.0982 | 1783.9236 | 56.8836
2077.8101 | 38.8014 | 1850.482 | 49.5148 | 2019.5453 | 41.5927 | 2039.0276 | 41.0217 | 1833.1443 | 53.5217
2119.5196 | 36.3756 | 1894.7118 | 46.895 | 2068.4988 | 38.8377 | 2089.0207 | 38.3619 | 1882.3649 | 50.2911
2161.2291 | 34.0753 | 1938.9416 | 44.4406 | 2117.4522 | 36.003 | 2139.0139 | 35.8276 | 1931.5855 | 47.3459
2202.9386 | 31.7409 | 1983.1714 | 42.0662 | 2166.4057 | 33.3675 | 2189.007 | 33.4361 | 1980.8061 | 44.4064
2244.6481 | 29.5662 | 2027.4012 | 39.6918 | 2215.3592 | 30.954 | 2239.0002 | 31.1016 | 2030.0268 | 41.661
2286.3576 | 27.4258 | 2071.631 | 37.3744 | 2264.3127 | 28.495 | 2288.9933 | 28.887 | 2079.2474 | 39.3094
2328.067 | 25.3596 | 2115.8608 | 35.0228 | 2313.2661 | 26.2466 | 2338.9865 | 26.7922 | 2128.468 | 36.895
2369.7765 | 23.2477 | 2160.0906 | 32.9053 | 2362.2196 | 23.9811 | 2388.9796 | 24.7774 | 2177.6887 | 34.7489
2411.486 | 21.1644 | 2204.3204 | 30.8333 | 2411.1731 | 21.9092 | 2438.9728 | 22.911 | 2226.9093 | 32.2888
2453.1955 | 19.1895 | 2248.5502 | 28.7158 | 2460.1265 | 20.1104 | 2488.966 | 20.5651 | 2276.1299 | 30.2568
2494.905 | 17.129 | 2292.78 | 26.3984 | 2509.08 | 18.1751 | 2538.9591 | 18.7443 | 2325.3505 | 28.1906
2536.6145 | 15.2968 | 2337.0098 | 24.2237 | 2558.0335 | 16.5414 | 2588.9523 | 16.9749 | 2374.5712 | 26.0445
2578.324 | 13.4932 | 2381.2396 | 22.3231 | 2606.9869 | 14.8793 | 2638.9454 | 15.411 | 2423.7918 | 23.7785
2620.0335 | 11.6153 | 2425.4694 | 20.2568 | 2655.9404 | 13.4107 | 2688.9386 | 13.7386 | 2473.0124 | 21.6381
2661.743 | 10.1826 | 2469.6992 | 18.4817 | 2704.8939 | 11.9592 | 2738.9317 | 12.1575 | 2522.233 | 19.6575
2703.4524 | 8.9441 | 2513.929 | 16.7694 | 2753.8473 | 10.4622 | 2788.9249 | 10.7877 | 2571.4537 | 17.7169
2745.1619 | 7.7511 | 2558.1588 | 14.9486 | 2802.8008 | 9.2782 | 2838.918 | 9.4349 | 2620.6743 | 15.8219
2786.8714 | 6.5582 | 2602.3886 | 13.2534 | 2851.7543 | 8.248 | 2888.9112 | 8.0822 | 2669.8949 | 14.0925
2828.5809 | 5.4509 | 2646.6184 | 11.7466 | 2900.7078 | 7.3827 | 2938.9043 | 7.0719 | 2719.1155 | 12.3516
2870.2904 | 4.5205 | 2690.8482 | 10.3253 | 2949.6612 | 6.6428 | 2988.8975 | 5.976 | 2768.3362 | 10.7534
2911.9999 | 3.7443 | 2735.078 | 9.161 | 2998.6147 | 5.9312 | 3038.8906 | 5.0685 | 2817.5568 | 9.2637
2953.7094 | 3.105 | 2779.3078 | 8.0879 | 3047.5682 | 5.2083 | 3088.8838 | 4.4121 | 2866.7774 | 8.0137
2995.4189 | 2.6884 | 2823.5376 | 6.9692 | 3096.5216 | 4.6334 | 3138.877 | 3.7329 | 2915.9981 | 6.8151
3037.1284 | 2.1518 | 2867.7673 | 6.0616 | 3145.4751 | 4.1041 | 3188.8701 | 3.2591 | 2965.2187 | 5.9132
3078.8379 | 1.8094 | 2911.9971 | 5.2169 | 3194.4286 | 3.6658 | 3238.8633 | 2.7854 | 3014.4393 | 5.1712
3120.5473 | 1.5126 | 2956.2269 | 4.4406 | 3243.382 | 3.3413 | 3288.8564 | 2.403 | 3063.6599 | 4.4178
3162.2568 | 1.3185 | 3000.4567 | 3.9384 | 3292.3355 | 3.0168 | 3338.8496 | 2.032 | 3112.8806 | 3.9155
3203.9663 | 1.0959 | 3044.6865 | 3.4304 | 3341.289 | 2.7152 | 3388.8427 | 1.7066 | 3162.1012 | 3.4132
3245.6758 | 0.99315 | 3088.9163 | 3.0537 | 3390.2424 | 2.4135 | 3438.8359 | 1.3527 | 3211.3218 | 2.8139
3287.3853 | 0.85616 | 3133.1461 | 2.6884 | 3439.1959 | 2.1346 | 3488.829 | 1.0845 | 3260.5424 | 2.4315
3329.0948 | 0.78767 | 3177.3759 | 2.3573 | 3488.1494 | 1.867 | 3538.8222 | 0.94178 | 3309.7631 | 2.0662
3370.8043 | 0.69635 | 3221.6057 | 2.1233 | 3537.1029 | 1.571 | 3588.8153 | 0.78767 | 3358.9837 | 1.7352
3412.5138 | 0.63927 | 3265.8355 | 1.855 | 3586.0563 | 1.3889 | 3638.8085 | 0.68493 | 3408.2043 | 1.5068
3454.2233 | 0.58219 | 3310.0653 | 1.6324 | 3635.0098 | 1.1783 | 3688.8016 | 0.59361 | 3457.4249 | 1.3642
3495.9328 | 0.50799 | 3354.2951 | 1.4098 | 3683.9633 | 0.96198 | 3738.7948 | 0.49658 | 3506.6456 | 1.1872
3537.6422 | 0.4395 | 3398.5249 | 1.25 | 3732.9167 | 0.81967 | 3788.7879 | 0.41096 | 3555.8662 | 1.0674
3579.3517 | 0.38242 | 3442.7547 | 1.0959 | 3781.8702 | 0.72291 | 3838.7811 | 0.34247 | 3605.0868 | 0.9532
3621.0612 | 0.33105 | 3486.9845 | 0.93607 | 3830.8237 | 0.60337 | 3888.7743 | 0.27397 | 3654.3075 | 0.83904
3662.7707 | 0.2911 | 3531.2143 | 0.78767 | 3879.7771 | 0.54076 | 3938.7674 | 0.23402 | 3703.5281 | 0.7363
3704.4802 | 0.24543 | 3575.4441 | 0.70776 | 3928.7306 | 0.45537 | 3988.7606 | 0.18836 | 3752.7487 | 0.65639
3746.1897 | 0.20548 | 3619.6739 | 0.60502 | 3977.6841 | 0.40414 | 4038.7537 | 0.17123 | 3801.9693 | 0.5879
3787.8992 | 0.17694 | 3663.9037 | 0.53082 | 4026.6376 | 0.33015 | 4088.7469 | 0.15411 | 3851.19 | 0.46233
3829.6087 | 0.17694 | 3708.1335 | 0.46233 | 4075.591 | 0.24476 | 4138.74 | 0.13128 | 3900.4106 | 0.39384
3871.3182 | 0.16553 | 3752.3633 | 0.39384 | 4124.5445 | 0.22199 | 4188.7332 | 0.11986 | 3949.6312 | 0.30822
3913.0277 | 0.1484 | 3796.5931 | 0.34817 | 4173.498 | 0.17646 | 4238.7263 | 0.11416 | 3998.8518 | 0.25685
3954.7371 | 0.14269 | 3840.8229 | 0.30822 | 4222.4514 | 0.13661 | 4288.7195 | 0.091324 | 4048.0725 | 0.19406
3996.4466 | 0.11416 | 3885.0527 | 0.28539 | 4271.4049 | 0.11954 | 4338.7126 | 0.079909 | 4097.2931 | 0.17694
4038.1561 | 0.097032 | 3929.2824 | 0.25685 | 4320.3584 | 0.085383 | 4388.7058 | 0.074201 | 4146.5137 | 0.16553
4079.8656 | 0.079909 | 3973.5122 | 0.20548 | 4369.3118 | 0.062614 | 4438.6989 | 0.074201 | 4195.7343 | 0.1484
4121.5751 | 0.062785 | 4017.742 | 0.18265 | 4418.2653 | 0.022769 | 4488.6921 | 0.068493 | 4244.955 | 0.12557
4163.2846 | 0.034247 | 4061.9718 | 0.15411 | 4467.2188 | 0.022769 | 4538.6852 | 0.068493 | 4294.1756 | 0.11986
4204.9941 | 0.017123 | 4106.2016 | 0.13699 | 4516.1722 | 0.022769 | 4588.6784 | 0.062785 | 4343.3962 | 0.085616
4246.7036 | 0.011416 | 4150.4314 | 0.11986 | 4565.1257 | 0.022769 | 4638.6716 | 0.057078 | 4392.6168 | 0.068493
4288.4131 | 0.011416 | 4194.6612 | 0.079909 | 4614.0792 | 0.022769 | 4688.6647 | 0.039954 | 4441.8375 | 0.05137
4330.1226 | 0.011416 | 4238.891 | 0.057078 | 4663.0327 | 0.017077 | 4738.6579 | 0.034247 | 4491.0581 | 0.034247
4371.832 | 0.011416 | 4283.1208 | 0.034247 | 4711.9861 | 0.017077 | 4788.651 | 0.022831 | 4540.2787 | 0.022831
4413.5415 | 0.011416 | 4327.3506 | 0.017123 | 4760.9396 | 0.017077 | 4838.6442 | 0.017123 | 4589.4994 | 0.022831
4455.251 | 0.0057078 | 4371.5804 | 0.011416 | 4809.8931 | 0.011384 | 4888.6373 | 0.011416 | 4638.72 | 0.011416
4496.9605 | 0.0057078 | 4415.8102 | 0.011416 | 4858.8465 | 0.0056922 | 4938.6305 | 0.0057078 | 4687.9406 | 0.011416
4538.67 | 0 | 4460.04 | 0 | 4907.8 | 0 | 4988.6236 | 0 | 4737.1612 | 0

## Infographic Gold Coast
Infographic - Gold Coast
Demand Duration Curve | [9 empty] | Demand Trend | [7 empty] | Energy Trend |  |  |  | Loss of Supply Events |  | Embedded Generation |  |  | Transmission Lines Vulnerable to Lightning
[22 empty] | Total # | Total MWh | Total GWh | Generator Name | Generator Category | Transmission Lines | End date | Category
[22 empty] | 0 | 0 | 0
2021/22 | % of Time of Year | 2022/23 | % of Time of Year | 2023/24 | % of Time of Year | 2024/25 | % of Time of Year | 2025/26 | % of Time of Year | [6 empty] | Historical maximum and minimum
125.2 | 100 | 113.28 | 100 | 105.4 | 100 | 86.0698 | 100 | 71.0865 | 100 |  | max | min | blank | Demand range | neg | record max | record min |  | Zone energy | Total | Percent of Queensland total
125.2 | 100 | 113.28 | 100 | 105.4 | 100 | 86.0698 | 100 | 71.0865 | 100 | 2021/22 | 722.81 | 125.21 | 125.21 | 597.6 | 0 | 841.5204 | 71.0965 | 2021/22 | 2924.571 | 47408.5836 | 6.169%
131.2981 | 99.9772 | 119.6997 | 99.9829 | 112.645 | 99.9772 | 93.7785 | 99.9943 | 78.3745 | 99.9886 | 2022/23 | 742.41 | 113.29 | 113.29 | 629.12 | 0 | 841.5204 | 71.0965 | 2022/23 | 2878.0664 | 46214.1259 | 6.228%
137.3961 | 99.9658 | 126.1194 | 99.9543 | 119.89 | 99.9089 | 101.4871 | 99.9658 | 85.6625 | 99.9486 | 2023/24 | 815.41 | 105.41 | 105.41 | 710 | 0 | 841.5204 | 71.0965 | 2023/24 | 2949.2811 | 47476.5432 | 6.212%
143.4942 | 99.9429 | 132.5391 | 99.9315 | 127.135 | 99.8235 | 109.1958 | 99.8973 | 92.9505 | 99.8573 | 2024/25 | 841.5204 | 86.0798 | 86.0798 | 755.4407 | 0 | 841.5204 | 71.0965 | 2024/25 | 2940.7111 | 47305.8844 | 6.216%
149.5922 | 99.8916 | 138.9588 | 99.863 | 134.38 | 99.7154 | 116.9045 | 99.8002 | 100.2386 | 99.7489 | 2025/26 | 785.3134 | 71.0965 | 71.0965 | 714.217 | 0 | 841.5204 | 71.0965 | 2025/26 | 2927.7287 | 47594.2966 | 6.151%
155.6903 | 99.7831 | 145.3785 | 99.726 | 141.625 | 99.482 | 124.6132 | 99.7032 | 107.5266 | 99.5947
161.7884 | 99.6062 | 151.7982 | 99.589 | 148.87 | 99.2031 | 132.3219 | 99.5833 | 114.8146 | 99.492
167.8864 | 99.4521 | 158.2179 | 99.3607 | 156.115 | 98.8957 | 140.0305 | 99.4064 | 122.1027 | 99.2751
173.9845 | 99.1838 | 164.6376 | 99.1381 | 163.36 | 98.5599 | 147.7392 | 99.1381 | 129.3907 | 99.0297
180.0826 | 98.9269 | 171.0572 | 98.8527 | 170.605 | 98.133 | 155.4479 | 98.8527 | 136.6787 | 98.7386
186.1806 | 98.5731 | 177.4769 | 98.3562 | 177.85 | 97.6776 | 163.1566 | 98.3961 | 143.9668 | 98.4075
192.2787 | 98.1678 | 183.8966 | 97.8881 | 185.095 | 97.1482 | 170.8653 | 97.9281 | 151.2548 | 98.0765
198.3767 | 97.7683 | 190.3163 | 97.3744 | 192.34 | 96.4993 | 178.5739 | 97.363 | 158.5428 | 97.6998
204.4748 | 97.3345 | 196.736 | 96.8151 | 199.585 | 95.748 | 186.2826 | 96.7865 | 165.8309 | 97.2089
210.5729 | 96.8893 | 203.1557 | 96.0731 | 206.83 | 94.8372 | 193.9913 | 95.9932 | 173.1189 | 96.7123
216.6709 | 96.1758 | 209.5754 | 95.2454 | 214.075 | 93.7898 | 201.7 | 95.1998 | 180.4069 | 96.1016
222.769 | 94.6861 | 215.9951 | 94.2865 | 221.32 | 91.3991 | 209.4087 | 94.0011 | 187.6949 | 95.3938
228.867 | 92.226 | 222.4148 | 92.363 | 228.565 | 87.8985 | 217.1173 | 92.7854 | 194.983 | 94.7089
234.9651 | 88.9612 | 228.8345 | 88.8128 | 235.81 | 84.3181 | 224.826 | 90.7078 | 202.271 | 93.7329
241.0632 | 85.5479 | 235.2542 | 84.8916 | 243.055 | 80.6865 | 232.5347 | 87.5514 | 209.559 | 92.8596
247.1612 | 81.758 | 241.6739 | 81.2728 | 250.3 | 77.1232 | 240.2434 | 83.6872 | 216.8471 | 91.9406
253.2593 | 78.2763 | 248.0936 | 77.7055 | 257.545 | 73.9413 | 247.9521 | 79.9943 | 224.1351 | 90.7934
259.3573 | 75.0571 | 254.5133 | 74.1667 | 264.79 | 70.9358 | 255.6607 | 76.3927 | 231.4231 | 89.0011
265.4554 | 71.9863 | 260.933 | 70.8447 | 272.035 | 68.1125 | 263.3694 | 72.9966 | 238.7112 | 86.3699
271.5535 | 69.1724 | 267.3527 | 67.6941 | 279.28 | 65.0102 | 271.0781 | 69.6404 | 245.9992 | 82.5685
277.6515 | 66.3984 | 273.7723 | 64.6404 | 286.525 | 62.1357 | 278.7868 | 66.3128 | 253.2872 | 78.75
283.7496 | 63.8299 | 280.192 | 61.7409 | 293.77 | 59.4205 | 286.4955 | 63.0822 | 260.5752 | 75.1941
289.8477 | 61.4041 | 286.6117 | 59.4463 | 301.015 | 56.8249 | 294.2041 | 59.903 | 267.8633 | 71.1758
295.9457 | 59.1039 | 293.0314 | 56.8151 | 308.26 | 54.1496 | 301.9128 | 56.855 | 275.1513 | 67.5913
302.0438 | 57.1689 | 299.4511 | 54.492 | 315.505 | 51.3206 | 309.6215 | 53.9954 | 282.4393 | 64.589
308.1418 | 55.097 | 305.8708 | 52.0091 | 322.75 | 48.4403 | 317.3302 | 51.0559 | 289.7274 | 61.1016
314.2399 | 53.2477 | 312.2905 | 49.863 | 329.995 | 45.8504 | 325.0389 | 48.3276 | 297.0154 | 58.0194
320.338 | 51.1929 | 318.7102 | 47.7169 | 337.24 | 43.2889 | 332.7475 | 45.5537 | 304.3034 | 54.96
326.436 | 49.0126 | 325.1299 | 45.5194 | 344.485 | 41.1031 | 340.4562 | 42.7683 | 311.5915 | 52.1062
332.5341 | 46.9235 | 331.5496 | 43.4532 | 351.73 | 38.775 | 348.1649 | 40.1199 | 318.8795 | 49.4292
338.6321 | 44.7717 | 337.9693 | 41.3927 | 358.975 | 36.4242 | 355.8736 | 37.6313 | 326.1675 | 46.7694
344.7302 | 42.4772 | 344.389 | 39.4292 | 366.22 | 34.2498 | 363.5823 | 35.3824 | 333.4556 | 44.3265
350.8283 | 40.3539 | 350.8087 | 37.4429 | 373.465 | 32.3372 | 371.2909 | 33.1393 | 340.7436 | 42.2089
356.9263 | 38.2534 | 357.2284 | 35.4281 | 380.71 | 30.3962 | 378.9996 | 31.0502 | 348.0316 | 40.2683
363.0244 | 36.1644 | 363.6481 | 33.5217 | 387.955 | 28.5633 | 386.7083 | 29.1667 | 355.3196 | 38.5217
369.1224 | 34.2009 | 370.0678 | 31.6781 | 395.2 | 26.6393 | 394.417 | 27.1575 | 362.6077 | 36.4498
375.2205 | 32.2032 | 376.4874 | 29.8059 | 402.445 | 24.7894 | 402.1257 | 25.3482 | 369.8957 | 34.3779
381.3186 | 30.4167 | 382.9071 | 28.0936 | 409.69 | 22.9337 | 409.8343 | 23.4132 | 377.1837 | 32.1975
387.4166 | 28.6358 | 389.3268 | 26.2785 | 416.935 | 21.0952 | 417.543 | 21.5639 | 384.4718 | 30.3082
393.5147 | 26.7066 | 395.7465 | 24.395 | 424.18 | 19.4217 | 425.2517 | 19.9429 | 391.7598 | 28.1792
399.6128 | 24.7032 | 402.1662 | 22.7169 | 431.425 | 17.7766 | 432.9604 | 18.2135 | 399.0478 | 26.1872
405.7108 | 22.9737 | 408.5859 | 21.0274 | 438.67 | 16.2568 | 440.6691 | 16.5411 | 406.3359 | 24.218
411.8089 | 21.0845 | 415.0056 | 19.3436 | 445.915 | 14.6972 | 448.3777 | 14.8516 | 413.6239 | 22.2317
417.9069 | 19.2352 | 421.4253 | 17.7454 | 453.16 | 13.3367 | 456.0864 | 13.1849 | 420.9119 | 20.3368
424.005 | 17.5628 | 427.845 | 16.2272 | 460.405 | 12.0788 | 463.7951 | 11.718 | 428.1999 | 18.5845
430.1031 | 15.8333 | 434.2647 | 14.629 | 467.65 | 10.946 | 471.5038 | 10.3368 | 435.488 | 16.9578
436.2011 | 14.0868 | 440.6844 | 13.242 | 474.895 | 9.8531 | 479.2125 | 9.0582 | 442.776 | 15.2226
442.2992 | 12.7397 | 447.1041 | 11.9235 | 482.14 | 8.9538 | 486.9211 | 7.8539 | 450.064 | 13.6416
448.3972 | 11.1929 | 453.5238 | 10.7534 | 489.385 | 8.1512 | 494.6298 | 6.9007 | 457.3521 | 12.129
454.4953 | 9.9258 | 459.9435 | 9.6461 | 496.63 | 7.4852 | 502.3385 | 6.0445 | 464.6401 | 10.8219
460.5934 | 8.8299 | 466.3632 | 8.6473 | 503.875 | 6.8078 | 510.0472 | 5.2397 | 471.9281 | 9.5719
466.6914 | 7.734 | 472.7829 | 7.6769 | 511.12 | 6.1874 | 517.7559 | 4.492 | 479.2162 | 8.4532
472.7895 | 6.7123 | 479.2026 | 6.7694 | 518.365 | 5.6011 | 525.4645 | 3.8927 | 486.5042 | 7.4315
478.8876 | 5.6621 | 485.6222 | 5.9189 | 525.61 | 5.0034 | 533.1732 | 3.3904 | 493.7922 | 6.4498
484.9856 | 4.8801 | 492.0419 | 5.2968 | 532.855 | 4.5196 | 540.8819 | 2.8082 | 501.0803 | 5.6963
491.0837 | 4.3037 | 498.4616 | 4.726 | 540.1 | 4.0699 | 548.5906 | 2.4144 | 508.3683 | 4.9372
497.1817 | 3.6644 | 504.8813 | 4.2694 | 547.345 | 3.6942 | 556.2993 | 2.0491 | 515.6563 | 4.3094
503.2798 | 3.0822 | 511.301 | 3.6815 | 554.59 | 3.347 | 564.0079 | 1.7123 | 522.9443 | 3.7443
509.3779 | 2.6484 | 517.7207 | 3.2306 | 561.835 | 2.9827 | 571.7166 | 1.3927 | 530.2324 | 3.3276
515.4759 | 2.2489 | 524.1404 | 2.8253 | 569.08 | 2.6753 | 579.4253 | 1.2158 | 537.5204 | 2.9395
521.574 | 1.9749 | 530.5601 | 2.5228 | 576.325 | 2.4249 | 587.134 | 1.0331 | 544.8084 | 2.5799
527.672 | 1.6495 | 536.9798 | 2.226 | 583.57 | 2.1459 | 594.8427 | 0.8847 | 552.0965 | 2.2774
533.7701 | 1.387 | 543.3995 | 1.9806 | 590.815 | 1.924 | 602.5514 | 0.77626 | 559.3845 | 1.9178
539.8682 | 1.2158 | 549.8192 | 1.6838 | 598.06 | 1.6792 | 610.26 | 0.66781 | 566.6725 | 1.6438
545.9662 | 1.0502 | 556.2389 | 1.5468 | 605.305 | 1.4743 | 617.9687 | 0.56507 | 573.9606 | 1.4155
552.0643 | 0.94178 | 562.6586 | 1.3527 | 612.55 | 1.2921 | 625.6774 | 0.49087 | 581.2486 | 1.2386
558.1623 | 0.80479 | 569.0783 | 1.1758 | 619.795 | 1.11 | 633.3861 | 0.39954 | 588.5366 | 1.1073
564.2604 | 0.71918 | 575.498 | 1.0388 | 627.04 | 0.92782 | 641.0948 | 0.30251 | 595.8246 | 0.98744
570.3585 | 0.63356 | 581.9177 | 0.92466 | 634.285 | 0.77413 | 648.8034 | 0.23402 | 603.1127 | 0.85616
576.4565 | 0.54224 | 588.3373 | 0.76484 | 641.53 | 0.68306 | 656.5121 | 0.19977 | 610.4007 | 0.75913
582.5546 | 0.49087 | 594.757 | 0.64498 | 648.775 | 0.59768 | 664.2208 | 0.15411 | 617.6887 | 0.67352
588.6527 | 0.4395 | 601.1767 | 0.54795 | 656.02 | 0.47245 | 671.9295 | 0.13128 | 624.9768 | 0.57078
594.7507 | 0.39954 | 607.5964 | 0.44521 | 663.265 | 0.41553 | 679.6382 | 0.11986 | 632.2648 | 0.45091
600.8488 | 0.371 | 614.0161 | 0.37671 | 670.51 | 0.32445 | 687.3468 | 0.11416 | 639.5528 | 0.40525
606.9468 | 0.33105 | 620.4358 | 0.30822 | 677.755 | 0.26184 | 695.0555 | 0.097032 | 646.8409 | 0.34247
613.0449 | 0.30251 | 626.8555 | 0.26256 | 685 | 0.23338 | 702.7642 | 0.091324 | 654.1289 | 0.2911
619.143 | 0.26256 | 633.2752 | 0.23973 | 692.245 | 0.19353 | 710.4729 | 0.079909 | 661.4169 | 0.25685
625.241 | 0.23402 | 639.6949 | 0.17694 | 699.49 | 0.17646 | 718.1816 | 0.074201 | 668.705 | 0.23402
631.3391 | 0.19406 | 646.1146 | 0.16553 | 706.735 | 0.13661 | 725.8902 | 0.068493 | 675.993 | 0.21119
637.4371 | 0.17694 | 652.5343 | 0.13128 | 713.98 | 0.10815 | 733.5989 | 0.068493 | 683.281 | 0.18836
643.5352 | 0.16553 | 658.954 | 0.13128 | 721.225 | 0.091075 | 741.3076 | 0.062785 | 690.569 | 0.18265
649.6333 | 0.1484 | 665.3737 | 0.11986 | 728.47 | 0.068306 | 749.0163 | 0.057078 | 697.8571 | 0.15411
655.7313 | 0.13128 | 671.7934 | 0.10274 | 735.715 | 0.062614 | 756.725 | 0.057078 | 705.1451 | 0.1484
661.8294 | 0.11986 | 678.2131 | 0.085616 | 742.96 | 0.056922 | 764.4336 | 0.057078 | 712.4331 | 0.12557
667.9274 | 0.11416 | 684.6328 | 0.074201 | 750.205 | 0.039845 | 772.1423 | 0.05137 | 719.7212 | 0.11416
674.0255 | 0.091324 | 691.0524 | 0.068493 | 757.45 | 0.028461 | 779.851 | 0.039954 | 727.0092 | 0.10274
680.1236 | 0.068493 | 697.4721 | 0.057078 | 764.695 | 0.011384 | 787.5597 | 0.039954 | 734.2972 | 0.074201
686.2216 | 0.05137 | 703.8918 | 0.05137 | 771.94 | 0.011384 | 795.2684 | 0.028539 | 741.5853 | 0.062785
692.3197 | 0.045662 | 710.3115 | 0.045662 | 779.185 | 0.011384 | 802.977 | 0.028539 | 748.8733 | 0.057078
698.4178 | 0.028539 | 716.7312 | 0.034247 | 786.43 | 0.011384 | 810.6857 | 0.017123 | 756.1613 | 0.05137
704.5158 | 0.011416 | 723.1509 | 0.028539 | 793.675 | 0.011384 | 818.3944 | 0.011416 | 763.4494 | 0.034247
710.6139 | 0.0057078 | 729.5706 | 0.017123 | 800.92 | 0.0056922 | 826.1031 | 0.0057078 | 770.7374 | 0.022831
716.7119 | 0.0057078 | 735.9903 | 0.017123 | 808.165 | 0.0056922 | 833.8118 | 0.0057078 | 778.0254 | 0.011416
722.81 | 0 | 742.41 | 0 | 815.41 | 0 | 841.5204 | 0 | 785.3134 | 0

## Infographic South West
Infographic - South West
Demand Duration Curve | [9 empty] | Demand Trend | [7 empty] | Energy Trend |  |  |  | Loss of Supply Events |  | Embedded Generation |  |  | Transmission Lines Vulnerable to Lightning
[22 empty] | Total # | Total MWh | Total GWh | Generator Name | Generator Category | Transmission Lines | End date | Category
[22 empty] | 0 | 0 | 377 | Daandine Power Station* | Non-scheduled
[25 empty] | Kingaroy Solar Farm | Semi-scheduled
[25 empty] | Maryrorough Solar Farm | Semi-scheduled
[25 empty] | Yarranlea Solar Farm | Semi-scheduled
[25 empty] | Oakey 1 & 2 Solar Farms | Semi-scheduled
[25 empty] | Warwick Solar Farm | Semi-scheduled
2021/22 | % of Time of Year | 2022/23 | % of Time of Year | 2023/24 | % of Time of Year | 2024/25 | % of Time of Year | 2025/26 | % of Time of Year | [6 empty] | Historical maximum and minimum
-127.55 | 100 | -169.63 | 100 | -171.72 | 100 | -194.0462 | 100 | -227.0931 | 100 |  | max | min | blank | Demand range | neg | record max | record min |  | Zone energy | Total | Percent of Queensland total
-127.55 | 100 | -169.63 | 100 | -171.72 | 100 | -194.0462 | 100 | -227.0931 | 100 | 2021/22 | 370.1 | -127.54 | 0 | 370.1 | -127.54 | 399.0597 | -227.0831 | 2021/22 | 990.4569 | 47408.5836 | 2.089%
-122.4719 | 99.9715 | -164.0105 | 99.9829 | -166.1568 | 99.9886 | -187.9941 | 99.9886 | -221.2541 | 99.9943 | 2022/23 | 381.08 | -169.62 | 0 | 381.08 | -169.62 | 399.0597 | -227.0831 | 2022/23 | 970.6399 | 46214.1259 | 2.1%
-117.3939 | 99.9144 | -158.391 | 99.9715 | -160.5937 | 99.9772 | -181.942 | 99.9315 | -215.415 | 99.9886 | 2023/24 | 373.47 | -171.71 | 0 | 373.47 | -171.71 | 399.0597 | -227.0831 | 2023/24 | 990.8254 | 47476.5432 | 2.087%
-112.3158 | 99.7831 | -152.7715 | 99.9144 | -155.0305 | 99.9545 | -175.8899 | 99.8858 | -209.576 | 99.9829 | 2024/25 | 399.0597 | -194.0362 | 0 | 399.0597 | -194.0362 | 399.0597 | -227.0831 | 2024/25 | 918.1373 | 47305.8844 | 1.941%
-107.2378 | 99.6062 | -147.152 | 99.7888 | -149.4673 | 99.9146 | -169.8378 | 99.7717 | -203.737 | 99.9829 | 2025/26 | 345.1304 | -227.0831 | 0 | 345.1304 | -227.0831 | 399.0597 | -227.0831 | 2025/26 | 978.295 | 47594.2966 | 2.055%
-102.1597 | 99.3607 | -141.5326 | 99.6119 | -143.9042 | 99.8235 | -163.7857 | 99.6461 | -197.898 | 99.9715
-97.0816 | 99.0811 | -135.9131 | 99.4007 | -138.341 | 99.7154 | -157.7336 | 99.4977 | -192.059 | 99.9429
-92.0036 | 98.8128 | -130.2936 | 99.1724 | -132.7779 | 99.6129 | -151.6815 | 99.2694 | -186.22 | 99.8916
-86.9255 | 98.4646 | -124.6741 | 98.8356 | -127.2147 | 99.4365 | -145.6294 | 98.9555 | -180.381 | 99.8459
-81.8474 | 98.0308 | -119.0546 | 98.4018 | -121.6515 | 99.1974 | -139.5773 | 98.7158 | -174.5419 | 99.7717
-76.7694 | 97.4486 | -113.4351 | 97.7226 | -116.0884 | 98.8957 | -133.5252 | 98.3162 | -168.7029 | 99.6176
-71.6913 | 96.7523 | -107.8156 | 97.0263 | -110.5252 | 98.5713 | -127.4731 | 97.8653 | -162.8639 | 99.4521
-66.6133 | 96.1929 | -102.1961 | 96.3356 | -104.962 | 98.1557 | -121.421 | 97.3858 | -157.0249 | 99.1781
-61.5352 | 95.4509 | -96.5766 | 95.4452 | -99.3989 | 97.6264 | -115.3689 | 96.8721 | -151.1859 | 98.9041
-56.4571 | 94.7374 | -90.9571 | 94.355 | -93.8357 | 97.0116 | -109.3168 | 96.1358 | -145.3469 | 98.5731
-51.3791 | 93.9669 | -85.3377 | 93.5445 | -88.2726 | 96.4026 | -103.2647 | 95.1941 | -139.5078 | 98.2363
-46.301 | 92.9795 | -79.7182 | 92.5628 | -82.7094 | 95.6 | -97.2126 | 94.4007 | -133.6688 | 97.8253
-41.223 | 91.8664 | -74.0987 | 91.4669 | -77.1462 | 94.7404 | -91.1605 | 93.379 | -127.8298 | 97.4315
-36.1449 | 90.8505 | -68.4792 | 90.468 | -71.5831 | 93.8752 | -85.1084 | 92.4429 | -121.9908 | 96.8436
-31.0668 | 89.6918 | -62.8597 | 89.258 | -66.0199 | 92.8848 | -79.0563 | 91.4783 | -116.1518 | 96.29
-25.9888 | 88.4418 | -57.2402 | 88.0365 | -60.4567 | 91.9 | -73.0042 | 90.4053 | -110.3128 | 95.6735
-20.9107 | 87.4144 | -51.6207 | 86.8779 | -54.8936 | 90.8242 | -66.9521 | 89.3151 | -104.4738 | 95.1256
-15.8327 | 86.3299 | -46.0012 | 85.7991 | -49.3304 | 89.8053 | -60.9 | 88.0765 | -98.6347 | 94.4007
-10.7546 | 85.0856 | -40.3817 | 84.6689 | -43.7672 | 88.701 | -54.8479 | 86.7409 | -92.7957 | 93.8185
-5.6765 | 83.887 | -34.7622 | 83.7329 | -38.2041 | 87.5968 | -48.7958 | 85.3881 | -86.9567 | 93.1906
-0.59847 | 82.8425 | -29.1428 | 82.6884 | -32.6409 | 86.3957 | -42.7437 | 84.2979 | -81.1177 | 92.5171
4.4796 | 81.6895 | -23.5233 | 81.6381 | -27.0778 | 85.189 | -36.6916 | 83.1107 | -75.2787 | 91.758
9.5577 | 80.6735 | -17.9038 | 80.6507 | -21.5146 | 83.931 | -30.6395 | 81.9463 | -69.4397 | 91.1244
14.6357 | 79.5205 | -12.2843 | 79.7774 | -15.9514 | 82.7812 | -24.5874 | 80.7135 | -63.6007 | 90.2568
19.7138 | 78.6587 | -6.6648 | 78.6986 | -10.3883 | 81.3525 | -18.5353 | 79.6518 | -57.7616 | 89.3265
24.7918 | 77.7397 | -1.0453 | 77.7854 | -4.8251 | 80.0546 | -12.4832 | 78.5103 | -51.9226 | 88.6187
29.8699 | 76.7523 | 4.5742 | 76.8265 | 0.73806 | 78.8764 | -6.4311 | 77.5114 | -46.0836 | 87.7226
34.948 | 75.8048 | 10.1937 | 76.016 | 6.3012 | 77.829 | -0.37897 | 76.5525 | -40.2446 | 86.9635
40.026 | 74.9201 | 15.8132 | 75.1142 | 11.8644 | 76.8898 | 5.6731 | 75.5765 | -34.4056 | 86.153
45.1041 | 73.984 | 21.4327 | 74.3151 | 17.4276 | 75.8197 | 11.7252 | 74.7032 | -28.5666 | 85.371
50.1821 | 73.1279 | 27.0521 | 73.4817 | 22.9907 | 74.8918 | 17.7773 | 73.7386 | -22.7275 | 84.5034
55.2602 | 72.2603 | 32.6716 | 72.7511 | 28.5539 | 73.9982 | 23.8294 | 72.8995 | -16.8885 | 83.6244
60.3383 | 71.4726 | 38.2911 | 72.0263 | 34.117 | 73.1045 | 29.8815 | 71.9749 | -11.0495 | 82.7683
65.4163 | 70.6792 | 43.9106 | 71.3927 | 39.6802 | 72.2791 | 35.9336 | 71.2671 | -5.2105 | 81.7295
70.4944 | 70.0799 | 49.5301 | 70.7021 | 45.2434 | 71.4424 | 41.9857 | 70.5993 | 0.62851 | 80.9304
75.5724 | 69.4349 | 55.1496 | 70.097 | 50.8065 | 70.7309 | 48.0378 | 69.9715 | 6.4675 | 79.9772
80.6505 | 68.7215 | 60.7691 | 69.5034 | 56.3697 | 69.9283 | 54.0899 | 69.2979 | 12.3065 | 79.0297
85.7286 | 68.1393 | 66.3886 | 68.9384 | 61.9329 | 69.2452 | 60.142 | 68.613 | 18.1456 | 77.9395
90.8066 | 67.3459 | 72.0081 | 68.3676 | 67.496 | 68.6248 | 66.1941 | 67.8824 | 23.9846 | 76.8493
95.8847 | 66.4269 | 77.6276 | 67.8539 | 73.0592 | 67.936 | 72.2462 | 67.3459 | 29.8236 | 75.7763
100.9628 | 65.5879 | 83.247 | 67.3174 | 78.6223 | 67.2245 | 78.2983 | 66.7009 | 35.6626 | 74.6347
106.0408 | 64.4749 | 88.8665 | 66.6724 | 84.1855 | 66.5642 | 84.3504 | 65.9932 | 41.5016 | 73.3733
111.1189 | 63.242 | 94.486 | 66.1473 | 89.7487 | 65.9665 | 90.4025 | 65.3653 | 47.3406 | 72.1119
116.1969 | 61.0217 | 100.1055 | 65.5879 | 95.3118 | 65.2322 | 96.4546 | 64.7146 | 53.1796 | 71.1016
121.275 | 57.5114 | 105.725 | 65.0114 | 100.875 | 64.6516 | 102.5067 | 64.1781 | 59.0187 | 70.0571
126.3531 | 53.0594 | 111.3445 | 64.0696 | 106.4382 | 64.1109 | 108.5588 | 63.5388 | 64.8577 | 69.0639
131.4311 | 48.8128 | 116.964 | 62.9053 | 112.0013 | 63.4506 | 114.6109 | 62.6142 | 70.6967 | 68.1906
136.5092 | 45.1598 | 122.5835 | 60.5765 | 117.5645 | 62.6651 | 120.663 | 60.7363 | 76.5357 | 67.089
141.5872 | 42.0377 | 128.203 | 57.5114 | 123.1277 | 60.9403 | 126.7151 | 57.1975 | 82.3747 | 66.1758
146.6653 | 39.3779 | 133.8224 | 53.8813 | 128.6908 | 58.4699 | 132.7673 | 52.0034 | 88.2137 | 65.3881
151.7434 | 37.0263 | 139.4419 | 50.097 | 134.254 | 54.8668 | 138.8194 | 47.3687 | 94.0528 | 64.7146
156.8214 | 34.2808 | 145.0614 | 46.6724 | 139.8171 | 50.7855 | 144.8715 | 43.2192 | 99.8918 | 63.9954
161.8995 | 32.0091 | 150.6809 | 43.4304 | 145.3803 | 46.8579 | 150.9236 | 39.4235 | 105.7308 | 63.379
166.9776 | 29.7432 | 156.3004 | 40.3482 | 150.9435 | 42.8677 | 156.9757 | 36.0616 | 111.5698 | 62.7169
172.0556 | 27.6884 | 161.9199 | 37.403 | 156.5066 | 39.3784 | 163.0278 | 33.6016 | 117.4088 | 61.9578
177.1337 | 25.7078 | 167.5394 | 34.5947 | 162.0698 | 36.1794 | 169.0799 | 30.9817 | 123.2478 | 60.5936
182.2117 | 23.7443 | 173.1589 | 31.9749 | 167.633 | 33.265 | 175.132 | 28.9098 | 129.0868 | 58.0822
187.2898 | 21.9007 | 178.7784 | 29.5434 | 173.1961 | 30.584 | 181.1841 | 26.7751 | 134.9259 | 54.3265
192.3679 | 20.1769 | 184.3979 | 27.1689 | 178.7593 | 28.2844 | 187.2362 | 24.5605 | 140.7649 | 50.411
197.4459 | 18.3505 | 190.0173 | 24.9772 | 184.3224 | 26.184 | 193.2883 | 22.4372 | 146.6039 | 46.4783
202.524 | 16.6153 | 195.6368 | 22.9395 | 189.8856 | 24.2259 | 199.3404 | 20.2797 | 152.4429 | 42.5057
207.602 | 14.8973 | 201.2563 | 21.0331 | 195.4488 | 22.3304 | 205.3925 | 18.0537 | 158.2819 | 38.8642
212.6801 | 13.4304 | 206.8758 | 18.9954 | 201.0119 | 20.5203 | 211.4446 | 15.8562 | 164.1209 | 35.7135
217.7582 | 11.7066 | 212.4953 | 17.2489 | 206.5751 | 18.7671 | 217.4967 | 13.7158 | 169.9599 | 32.7968
222.8362 | 10.3824 | 218.1148 | 15.4395 | 212.1383 | 17.0651 | 223.5488 | 11.7865 | 175.799 | 30.0685
227.9143 | 9.0696 | 223.7343 | 13.6758 | 217.7014 | 15.2379 | 229.6009 | 10.137 | 181.638 | 27.8368
232.9923 | 7.871 | 229.3538 | 12.0548 | 223.2646 | 13.4734 | 235.653 | 8.71 | 187.477 | 25.8904
238.0704 | 7.0548 | 234.9733 | 10.645 | 228.8278 | 11.7429 | 241.7051 | 7.4943 | 193.316 | 23.7443
243.1485 | 6.1701 | 240.5928 | 9.4292 | 234.3909 | 9.9044 | 247.7572 | 6.4441 | 199.155 | 21.8151
248.2265 | 5.4852 | 246.2122 | 8.2591 | 239.9541 | 8.6066 | 253.8093 | 5.6164 | 204.994 | 20.0571
253.3046 | 4.8231 | 251.8317 | 7.1804 | 245.5172 | 7.2803 | 259.8614 | 4.8916 | 210.8331 | 18.2192
258.3827 | 4.3037 | 257.4512 | 6.3756 | 251.0804 | 6.3638 | 265.9135 | 4.161 | 216.6721 | 16.3642
263.4607 | 3.7957 | 263.0707 | 5.4338 | 256.6436 | 5.6352 | 271.9656 | 3.5502 | 222.5111 | 14.6062
268.5388 | 3.2648 | 268.6902 | 4.6804 | 262.2067 | 4.8327 | 278.0177 | 3.008 | 228.3501 | 12.9395
273.6168 | 2.7797 | 274.3097 | 3.9441 | 267.7699 | 4.0301 | 284.0698 | 2.5228 | 234.1891 | 11.1929
278.6949 | 2.3059 | 279.9292 | 3.2991 | 273.3331 | 3.3242 | 290.1219 | 2.1518 | 240.0281 | 9.7089
283.773 | 1.9064 | 285.5487 | 2.7626 | 278.8962 | 2.6867 | 296.174 | 1.7523 | 245.8671 | 8.2135
288.851 | 1.5297 | 291.1682 | 2.266 | 284.4594 | 2.1573 | 302.2261 | 1.4384 | 251.7062 | 6.7751
293.9291 | 1.1986 | 296.7877 | 1.7694 | 290.0226 | 1.702 | 308.2782 | 1.1872 | 257.5452 | 5.5594
299.0071 | 1.0046 | 302.4071 | 1.4212 | 295.5857 | 1.2295 | 314.3303 | 0.92466 | 263.3842 | 4.6461
304.0852 | 0.82192 | 308.0266 | 1.1073 | 301.1489 | 0.92213 | 320.3824 | 0.74201 | 269.2232 | 3.613
309.1633 | 0.62215 | 313.6461 | 0.92466 | 306.712 | 0.66029 | 326.4345 | 0.59361 | 275.0622 | 2.7568
314.2413 | 0.50228 | 319.2656 | 0.65639 | 312.2752 | 0.47814 | 332.4866 | 0.42237 | 280.9012 | 2.0205
319.3194 | 0.37671 | 324.8851 | 0.53653 | 317.8384 | 0.36999 | 338.5387 | 0.24543 | 286.7402 | 1.5183
324.3974 | 0.32534 | 330.5046 | 0.34817 | 323.4015 | 0.28461 | 344.5908 | 0.19406 | 292.5793 | 1.1416
329.4755 | 0.22831 | 336.1241 | 0.2226 | 328.9647 | 0.2163 | 350.6429 | 0.17123 | 298.4183 | 0.90183
334.5536 | 0.17123 | 341.7436 | 0.13699 | 334.5279 | 0.148 | 356.695 | 0.14269 | 304.2573 | 0.63356
339.6316 | 0.10274 | 347.3631 | 0.097032 | 340.091 | 0.068306 | 362.7471 | 0.11986 | 310.0963 | 0.42808
344.7097 | 0.079909 | 352.9826 | 0.068493 | 345.6542 | 0.045537 | 368.7992 | 0.091324 | 315.9353 | 0.19977
349.7878 | 0.045662 | 358.602 | 0.045662 | 351.2173 | 0.034153 | 374.8513 | 0.05137 | 321.7743 | 0.11986
354.8658 | 0.017123 | 364.2215 | 0.034247 | 356.7805 | 0.022769 | 380.9034 | 0.022831 | 327.6134 | 0.062785
359.9439 | 0.017123 | 369.841 | 0.011416 | 362.3437 | 0.011384 | 386.9555 | 0.017123 | 333.4524 | 0.039954
365.0219 | 0.011416 | 375.4605 | 0.011416 | 367.9068 | 0.011384 | 393.0076 | 0.017123 | 339.2914 | 0.011416
370.1 | 0 | 381.08 | 0 | 373.47 | 0 | 399.0597 | 0 | 345.1304 | 0

## Infographic Bulli
Infographic - Bulli
Demand Duration Curve | [9 empty] | Demand Trend | [7 empty] | Energy Trend |  |  |  | Loss of Supply Events |  | Embedded Generation |  |  | Transmission Lines Vulnerable to Lightning
[22 empty] | Total # | Total MWh | Total GWh | Generator Name | Generator Category | Transmission Lines | End date | Category
[22 empty] | 0 | 0 | 56 | Gunsynd Solar Farm | Semi-scheduled
2021/22 | % of Time of Year | 2022/23 | % of Time of Year | 2023/24 | % of Time of Year | 2024/25 | % of Time of Year | 2025/26 | % of Time of Year | [6 empty] | Historical maximum and minimum
6.77 | 100 | 50.97 | 100 | 67.02 | 100 | 3.6205 | 100 | 86.773 | 100 |  | max | min | blank | Demand range | neg | record max | record min |  | Zone energy | Total | Percent of Queensland total
6.77 | 100 | 50.97 | 100 | 67.02 | 100 | 3.6205 | 100 | 86.773 | 100 | 2021/22 | 184.56 | 6.78 | 6.78 | 177.78 | 0 | 209.82 | 4 | 2021/22 | 1395.3473 | 47408.5836 | 2.943%
8.5842 | 99.9943 | 52.2971 | 99.9829 | 68.2884 | 99.9772 | 5.6119 | 99.9658 | 87.9363 | 99.9772 | 2022/23 | 181.03 | 50.98 | 50.98 | 130.05 | 0 | 209.82 | 4 | 2022/23 | 1333.7956 | 46214.1259 | 2.886%
10.3984 | 99.9886 | 53.6243 | 99.96 | 69.5567 | 99.9658 | 7.6034 | 99.8916 | 89.0996 | 99.9772 | 2023/24 | 191.32 | 67.03 | 67.03 | 124.29 | 0 | 209.82 | 4 | 2023/24 | 1481.0659 | 47476.5432 | 3.12%
12.2126 | 99.9772 | 54.9514 | 99.96 | 70.8251 | 99.9146 | 9.5948 | 99.7774 | 90.2629 | 99.9486 | 2024/25 | 198.7819 | 3.6305 | 3.6305 | 195.1515 | 0 | 209.82 | 4 | 2024/25 | 1512.8445 | 47305.8844 | 3.198%
14.0267 | 99.9715 | 56.2786 | 99.9201 | 72.0935 | 99.8179 | 11.5862 | 99.5719 | 91.4262 | 99.9372 | 2025/26 | 200.7757 | 86.783 | 86.783 | 113.9926 | 0 | 209.82 | 4 | 2025/26 | 1511.6829 | 47594.2966 | 3.176%
15.8409 | 99.9658 | 57.6057 | 99.8916 | 73.3618 | 99.704 | 13.5777 | 99.2237 | 92.5895 | 99.9258
17.6551 | 99.9658 | 58.9329 | 99.8801 | 74.6302 | 99.6186 | 15.5691 | 98.6301 | 93.7528 | 99.8687
19.4693 | 99.96 | 60.26 | 99.863 | 75.8986 | 99.5219 | 17.5606 | 97.9852 | 94.9161 | 99.8288
21.2835 | 99.96 | 61.5871 | 99.8288 | 77.1669 | 99.3739 | 19.552 | 97.7397 | 96.0794 | 99.7774
23.0977 | 99.96 | 62.9143 | 99.8002 | 78.4353 | 99.2259 | 21.5435 | 97.637 | 97.2427 | 99.6975
24.9118 | 99.96 | 64.2414 | 99.7774 | 79.7037 | 98.9982 | 23.5349 | 97.6142 | 98.406 | 99.6404
26.726 | 99.9543 | 65.5686 | 99.7603 | 80.972 | 98.799 | 25.5263 | 97.597 | 99.5693 | 99.532
28.5402 | 99.9486 | 66.8957 | 99.7374 | 82.2404 | 98.5485 | 27.5178 | 97.5571 | 100.7325 | 99.4121
30.3544 | 99.9486 | 68.2229 | 99.6918 | 83.5088 | 98.3436 | 29.5092 | 97.5571 | 101.8958 | 99.2523
32.1686 | 99.9486 | 69.55 | 99.6347 | 84.7771 | 98.1444 | 31.5007 | 97.5571 | 103.0591 | 99.0068
33.9828 | 99.9486 | 70.8771 | 99.589 | 86.0455 | 97.9565 | 33.4921 | 97.5457 | 104.2224 | 98.8299
35.7969 | 99.9486 | 72.2043 | 99.4977 | 87.3139 | 97.8882 | 35.4836 | 97.5342 | 105.3857 | 98.6187
37.6111 | 99.9486 | 73.5314 | 99.3664 | 88.5822 | 97.8654 | 37.475 | 97.5285 | 106.549 | 98.2591
39.4253 | 99.9486 | 74.8586 | 99.1781 | 89.8506 | 97.8597 | 39.4664 | 97.5171 | 107.7123 | 98.008
41.2395 | 99.9486 | 76.1857 | 99.0297 | 91.119 | 97.8597 | 41.4579 | 97.5057 | 108.8756 | 97.7112
43.0537 | 99.9429 | 77.5129 | 98.9269 | 92.3873 | 97.8597 | 43.4493 | 97.4886 | 110.0389 | 97.3459
44.8679 | 99.9429 | 78.84 | 98.8299 | 93.6557 | 97.8597 | 45.4408 | 97.4543 | 111.2022 | 97.0491
46.682 | 99.9429 | 80.1671 | 98.6473 | 94.9241 | 97.8541 | 47.4322 | 97.4372 | 112.3655 | 96.7066
48.4962 | 99.9429 | 81.4943 | 98.4132 | 96.1924 | 97.837 | 49.4237 | 97.4372 | 113.5288 | 96.4269
50.3104 | 99.9429 | 82.8214 | 98.1735 | 97.4608 | 97.8256 | 51.4151 | 97.4201 | 114.692 | 96.113
52.1246 | 99.9429 | 84.1486 | 97.9338 | 98.7292 | 97.8199 | 53.4065 | 97.403 | 115.8553 | 95.8961
53.9388 | 99.9372 | 85.4757 | 97.7112 | 99.9976 | 97.7857 | 55.398 | 97.403 | 117.0186 | 95.7021
55.753 | 99.9258 | 86.8029 | 97.4829 | 101.2659 | 97.6491 | 57.3894 | 97.3973 | 118.1819 | 95.5594
57.5671 | 99.903 | 88.13 | 97.3174 | 102.5343 | 97.5239 | 59.3809 | 97.3916 | 119.3452 | 95.4224
59.3813 | 99.8858 | 89.4571 | 97.1518 | 103.8027 | 97.4328 | 61.3723 | 97.3801 | 120.5085 | 95.2454
61.1955 | 99.8687 | 90.7843 | 96.9692 | 105.071 | 97.2905 | 63.3638 | 97.3801 | 121.6718 | 95.0342
63.0097 | 99.863 | 92.1114 | 96.6667 | 106.3394 | 97.1938 | 65.3552 | 97.3459 | 122.8351 | 94.863
64.8239 | 99.863 | 93.4386 | 96.3642 | 107.6078 | 97.0913 | 67.3467 | 97.3174 | 123.9984 | 94.4406
66.6381 | 99.8573 | 94.7657 | 95.9932 | 108.8761 | 96.9661 | 69.3381 | 97.2774 | 125.1617 | 94.1667
68.4522 | 99.8573 | 96.0929 | 95.7078 | 110.1445 | 96.7612 | 71.3295 | 97.2546 | 126.325 | 93.9498
70.2664 | 99.8573 | 97.42 | 95.4224 | 111.4129 | 96.5505 | 73.321 | 97.2146 | 127.4883 | 93.6187
72.0806 | 99.8573 | 98.7471 | 95.1484 | 112.6812 | 96.2546 | 75.3124 | 97.2032 | 128.6516 | 93.3219
73.8948 | 99.8459 | 100.0743 | 94.8516 | 113.9496 | 95.9073 | 77.3039 | 97.1975 | 129.8148 | 92.9224
75.709 | 99.8402 | 101.4014 | 94.5719 | 115.218 | 95.5886 | 79.2953 | 97.1347 | 130.9781 | 92.5057
77.5232 | 99.8288 | 102.7286 | 94.395 | 116.4863 | 95.3837 | 81.2868 | 97.1119 | 132.1414 | 92.0947
79.3373 | 99.8116 | 104.0557 | 94.1724 | 117.7547 | 95.1958 | 83.2782 | 97.1005 | 133.3047 | 91.7352
81.1515 | 99.6975 | 105.3829 | 93.9954 | 119.0231 | 95.0307 | 85.2696 | 97.0833 | 134.468 | 91.4212
82.9657 | 99.4806 | 106.71 | 93.7671 | 120.2914 | 94.8884 | 87.2611 | 97.0776 | 135.6313 | 91.113
84.7799 | 99.0982 | 108.0371 | 93.6073 | 121.5598 | 94.7632 | 89.2525 | 97.0605 | 136.7946 | 90.7078
86.5941 | 98.8813 | 109.3643 | 93.4247 | 122.8282 | 94.6437 | 91.244 | 97.0548 | 137.9579 | 90.2397
88.4083 | 98.71 | 110.6914 | 93.3219 | 124.0965 | 94.5071 | 93.2354 | 97.0491 | 139.1212 | 89.7945
90.2224 | 98.6244 | 112.0186 | 93.2705 | 125.3649 | 94.3932 | 95.2269 | 97.0148 | 140.2845 | 89.4635
92.0366 | 98.5674 | 113.3457 | 93.2078 | 126.6333 | 94.2509 | 97.2183 | 96.992 | 141.4478 | 89.1381
93.8508 | 98.5559 | 114.6729 | 93.0879 | 127.9016 | 94.0972 | 99.2097 | 96.9692 | 142.6111 | 88.7785
95.665 | 98.5445 | 116 | 93.0137 | 129.17 | 93.9549 | 101.2012 | 96.9578 | 143.7744 | 88.4132
97.4792 | 98.5046 | 117.3271 | 92.8995 | 130.4384 | 93.8582 | 103.1926 | 96.9463 | 144.9376 | 88.105
99.2934 | 98.4646 | 118.6543 | 92.7854 | 131.7067 | 93.7215 | 105.1841 | 96.8779 | 146.1009 | 87.7911
101.1076 | 98.3276 | 119.9814 | 92.637 | 132.9751 | 93.6418 | 107.1755 | 96.7751 | 147.2642 | 87.5628
102.9217 | 98.1221 | 121.3086 | 92.4429 | 134.2435 | 93.5166 | 109.167 | 96.5411 | 148.4275 | 87.3687
104.7359 | 97.8082 | 122.6357 | 92.2945 | 135.5118 | 93.3914 | 111.1584 | 96.2785 | 149.5908 | 87.0776
106.5501 | 97.5628 | 123.9629 | 92.0662 | 136.7802 | 93.3003 | 113.1499 | 96.0959 | 150.7541 | 86.758
108.3643 | 97.4315 | 125.29 | 91.7123 | 138.0486 | 93.2263 | 115.1413 | 95.9418 | 151.9174 | 86.4669
110.1785 | 97.3459 | 126.6171 | 91.0388 | 139.3169 | 93.1182 | 117.1327 | 95.8048 | 153.0807 | 86.1872
111.9927 | 97.3002 | 127.9443 | 90.2797 | 140.5853 | 93.0043 | 119.1242 | 95.4909 | 154.244 | 85.9018
113.8068 | 97.266 | 129.2714 | 89.2751 | 141.8537 | 92.8051 | 121.1156 | 95.0856 | 155.4073 | 85.6564
115.621 | 97.226 | 130.5986 | 88.3904 | 143.122 | 92.6799 | 123.1071 | 94.863 | 156.5706 | 85.3653
117.4352 | 97.2203 | 131.9257 | 87.8368 | 144.3904 | 92.475 | 125.0985 | 94.589 | 157.7339 | 85.0571
119.2494 | 97.1804 | 133.2529 | 87.2831 | 145.6588 | 92.344 | 127.09 | 94.1438 | 158.8972 | 84.7603
121.0636 | 97.1176 | 134.58 | 86.7123 | 146.9271 | 92.179 | 129.0814 | 93.6701 | 160.0604 | 84.4349
122.8778 | 97.0662 | 135.9071 | 86.113 | 148.1955 | 92.0139 | 131.0728 | 93.2477 | 161.2237 | 84.1667
124.6919 | 97.0434 | 137.2343 | 85.3824 | 149.4639 | 91.8317 | 133.0643 | 92.8995 | 162.387 | 83.7957
126.5061 | 97.0034 | 138.5614 | 84.589 | 150.7322 | 91.6041 | 135.0557 | 92.5285 | 163.5503 | 83.3619
128.3203 | 96.9635 | 139.8886 | 83.7785 | 152.0006 | 91.2568 | 137.0472 | 92.1347 | 164.7136 | 82.911
130.1345 | 96.9121 | 141.2157 | 82.968 | 153.269 | 90.8755 | 139.0386 | 91.7922 | 165.8769 | 82.266
131.9487 | 96.8664 | 142.5429 | 82.4087 | 154.5373 | 90.4429 | 141.0301 | 91.5925 | 167.0402 | 81.5354
133.7629 | 96.8265 | 143.87 | 81.8436 | 155.8057 | 89.9419 | 143.0215 | 91.1758 | 168.2035 | 80.5594
135.577 | 96.7409 | 145.1971 | 81.113 | 157.0741 | 89.3443 | 145.0129 | 90.8105 | 169.3668 | 79.5377
137.3912 | 96.5696 | 146.5243 | 79.96 | 158.3424 | 88.388 | 147.0044 | 90.4966 | 170.5301 | 78.2591
139.2054 | 96.4555 | 147.8514 | 77.7283 | 159.6108 | 87.3235 | 148.9958 | 90.2226 | 171.6934 | 75.8447
141.0196 | 96.0388 | 149.1786 | 75.6107 | 160.8792 | 86.0656 | 150.9873 | 90.0571 | 172.8567 | 71.0445
142.8338 | 95.5422 | 150.5057 | 73.6929 | 162.1476 | 84.5799 | 152.9787 | 89.8516 | 174.02 | 66.2614
144.648 | 94.1724 | 151.8329 | 71.5582 | 163.4159 | 82.7072 | 154.9702 | 89.6918 | 175.1832 | 61.7409
146.4621 | 91.895 | 153.16 | 68.6187 | 164.6843 | 80.3449 | 156.9616 | 89.5776 | 176.3465 | 58.2078
148.2763 | 89.7374 | 154.4871 | 65.0171 | 165.9527 | 77.1346 | 158.953 | 89.4007 | 177.5098 | 54.5662
150.0905 | 87.5 | 155.8143 | 60.3596 | 167.221 | 73.668 | 160.9445 | 89.1324 | 178.6731 | 50.782
151.9047 | 84.6632 | 157.1414 | 55.2568 | 168.4894 | 69.5128 | 162.9359 | 88.7557 | 179.8364 | 46.1244
153.7189 | 81.0103 | 158.4686 | 49.2466 | 169.7578 | 65.4884 | 164.9274 | 88.1564 | 180.9997 | 41.1644
155.5331 | 76.3356 | 159.7957 | 42.8824 | 171.0261 | 60.6045 | 166.9188 | 87.6484 | 182.163 | 36.2842
157.3472 | 70.6621 | 161.1229 | 36.153 | 172.2945 | 55.4702 | 168.9103 | 86.5297 | 183.3263 | 31.1301
159.1614 | 64.0525 | 162.45 | 29.7489 | 173.5629 | 50.7343 | 170.9017 | 84.0868 | 184.4896 | 26.3242
160.9756 | 55.8505 | 163.7771 | 23.8413 | 174.8312 | 45.2983 | 172.8932 | 79.8801 | 185.6529 | 20.9304
162.7898 | 46.7409 | 165.1043 | 18.8128 | 176.0996 | 39.5947 | 174.8846 | 75.1313 | 186.8162 | 16.0845
164.604 | 36.1815 | 166.4314 | 15.2397 | 177.368 | 33.4927 | 176.876 | 70.0342 | 187.9795 | 11.8379
166.4182 | 26.21 | 167.7586 | 12.2032 | 178.6363 | 26.7873 | 178.8675 | 62.5799 | 189.1428 | 8.5274
168.2323 | 16.7637 | 169.0857 | 9.2409 | 179.9047 | 20.5203 | 180.8589 | 52.266 | 190.306 | 6.0731
170.0465 | 9.6518 | 170.4129 | 6.5696 | 181.1731 | 14.5093 | 182.8504 | 39.1895 | 191.4693 | 4.0753
171.8607 | 5.5308 | 171.74 | 4.3265 | 182.4414 | 9.2042 | 184.8418 | 24.2237 | 192.6326 | 2.5913
173.6749 | 3.1678 | 173.0671 | 2.403 | 183.7098 | 5.1685 | 186.8333 | 13.476 | 193.7959 | 1.3984
175.4891 | 1.6324 | 174.3943 | 1.016 | 184.9782 | 2.6355 | 188.8247 | 6.4726 | 194.9592 | 0.82192
177.3033 | 0.71347 | 175.7214 | 0.30251 | 186.2465 | 1.2352 | 190.8161 | 2.968 | 196.1225 | 0.50799
179.1174 | 0.26826 | 177.0486 | 0.097032 | 187.5149 | 0.4383 | 192.8076 | 1.1358 | 197.2858 | 0.2911
180.9316 | 0.034247 | 178.3757 | 0.022831 | 188.7833 | 0.16507 | 194.799 | 0.33105 | 198.4491 | 0.17123
182.7458 | 0.011416 | 179.7029 | 0.011416 | 190.0516 | 0.022769 | 196.7905 | 0.079909 | 199.6124 | 0.068493
184.56 | 0 | 181.03 | 0 | 191.32 | 0 | 198.7819 | 0 | 200.7757 | 0

## Infographic Surat
Infographic - Surat
Demand Duration Curve | [9 empty] | Demand Trend | [7 empty] | Energy Trend |  |  |  | Loss of Supply Events |  | Embedded Generation |  |  | Transmission Lines Vulnerable to Lightning
[22 empty] | Total # | Total MWh | Total GWh | Generator Name | Generator Category | Transmission Lines | End date | Category
[22 empty] | 0 | 0 | 682 | Baking Board Solar Farm | Non-scheduled
[25 empty] | Roma Power Station | Scheduled
[25 empty] | Dulacca Wind Farm | Semi-scheduled
2021/22 | % of Time of Year | 2022/23 | % of Time of Year | 2023/24 | % of Time of Year | 2024/25 | % of Time of Year | 2025/26 | % of Time of Year | [6 empty] | Historical maximum and minimum
409.06 | 100 | 123.66 | 100 | 299.91 | 100 | 365.1982 | 100 | 253.7738 | 100 |  | max | min | blank | Demand range | neg | record max | record min |  | Zone energy | Total | Percent of Queensland total
409.06 | 100 | 123.66 | 100 | 299.91 | 100 | 365.1982 | 100 | 253.7738 | 100 | 2021/22 | 706.52 | 409.07 | 409.07 | 297.45 | 0 | 867.7967 | 124 | 2021/22 | 5419.6495 | 47408.5836 | 11.43%
412.0953 | 99.9772 | 129.6055 | 99.9943 | 304.5318 | 99.9943 | 369.2166 | 99.9886 | 258.9511 | 99.9943 | 2022/23 | 706.32 | 123.67 | 123.67 | 582.65 | 0 | 867.7967 | 124 | 2022/23 | 5278.991 | 46214.1259 | 11.42%
415.1306 | 99.96 | 135.551 | 99.9943 | 309.1537 | 99.9829 | 373.235 | 99.9429 | 264.1283 | 99.9943 | 2023/24 | 752.85 | 299.92 | 299.92 | 452.93 | 0 | 867.7967 | 124 | 2023/24 | 5376.1915 | 47476.5432 | 11.32%
418.1659 | 99.9543 | 141.4965 | 99.9943 | 313.7755 | 99.9772 | 377.2534 | 99.9258 | 269.3056 | 99.9886 | 2024/25 | 759.0012 | 365.2082 | 365.2082 | 393.793 | 0 | 867.7967 | 124 | 2024/25 | 5362.7858 | 47305.8844 | 11.34%
421.2012 | 99.9372 | 147.442 | 99.9943 | 318.3973 | 99.9658 | 381.2718 | 99.8973 | 274.4828 | 99.9829 | 2025/26 | 867.7967 | 253.7838 | 253.7838 | 614.0128 | 0 | 867.7967 | 124 | 2025/26 | 5364.6916 | 47594.2966 | 11.27%
424.2365 | 99.9201 | 153.3876 | 99.9943 | 323.0192 | 99.9602 | 385.2902 | 99.8801 | 279.6601 | 99.9715
427.2718 | 99.863 | 159.3331 | 99.9943 | 327.641 | 99.9488 | 389.3086 | 99.8744 | 284.8373 | 99.96
430.3071 | 99.8116 | 165.2786 | 99.9943 | 332.2629 | 99.9317 | 393.327 | 99.8573 | 290.0146 | 99.96
433.3424 | 99.726 | 171.2241 | 99.9886 | 336.8847 | 99.9089 | 397.3454 | 99.8459 | 295.1918 | 99.9543
436.3778 | 99.6575 | 177.1696 | 99.9829 | 341.5065 | 99.9032 | 401.3638 | 99.8402 | 300.3691 | 99.9543
439.4131 | 99.589 | 183.1151 | 99.9829 | 346.1284 | 99.8748 | 405.3822 | 99.8402 | 305.5463 | 99.9543
442.4484 | 99.492 | 189.0606 | 99.9829 | 350.7502 | 99.852 | 409.4006 | 99.8231 | 310.7236 | 99.9486
445.4837 | 99.3836 | 195.0061 | 99.9829 | 355.372 | 99.7723 | 413.419 | 99.7888 | 315.9008 | 99.9315
448.519 | 99.2466 | 200.9516 | 99.9829 | 359.9939 | 99.7211 | 417.4374 | 99.766 | 321.0781 | 99.9087
451.5543 | 99.0011 | 206.8971 | 99.9772 | 364.6157 | 99.6812 | 421.4558 | 99.7489 | 326.2553 | 99.8744
454.5896 | 98.8071 | 212.8427 | 99.9772 | 369.2376 | 99.6186 | 425.4742 | 99.7317 | 331.4326 | 99.8231
457.6249 | 98.6758 | 218.7882 | 99.9715 | 373.8594 | 99.556 | 429.4926 | 99.6689 | 336.6098 | 99.7831
460.6602 | 98.5388 | 224.7337 | 99.9715 | 378.4812 | 99.4991 | 433.511 | 99.5833 | 341.7871 | 99.7717
463.6955 | 98.4189 | 230.6792 | 99.9658 | 383.1031 | 99.4649 | 437.5294 | 99.5605 | 346.9643 | 99.7546
466.7308 | 98.2477 | 236.6247 | 99.9658 | 387.7249 | 99.408 | 441.5478 | 99.5148 | 352.1416 | 99.7089
469.7661 | 98.0879 | 242.5702 | 99.9658 | 392.3467 | 99.3397 | 445.5662 | 99.4121 | 357.3189 | 99.6347
472.8014 | 97.9737 | 248.5157 | 99.96 | 396.9686 | 99.2828 | 449.5846 | 99.3151 | 362.4961 | 99.5263
475.8367 | 97.8368 | 254.4612 | 99.96 | 401.5904 | 99.2088 | 453.603 | 99.1667 | 367.6734 | 99.4578
478.872 | 97.7511 | 260.4067 | 99.96 | 406.2122 | 99.1177 | 457.6214 | 99.0811 | 372.8506 | 99.3607
481.9073 | 97.6712 | 266.3522 | 99.9543 | 410.8341 | 99.0665 | 461.6398 | 98.9441 | 378.0279 | 99.2637
484.9427 | 97.5285 | 272.2978 | 99.9486 | 415.4559 | 98.9925 | 465.6582 | 98.7785 | 383.2051 | 99.2066
487.978 | 97.4201 | 278.2433 | 99.9486 | 420.0778 | 98.9071 | 469.6766 | 98.5445 | 388.3824 | 99.1324
491.0133 | 97.3174 | 284.1888 | 99.9429 | 424.6996 | 98.7933 | 473.695 | 98.3219 | 393.5596 | 99.0639
494.0486 | 97.1518 | 290.1343 | 99.9429 | 429.3214 | 98.6851 | 477.7133 | 97.9909 | 398.7369 | 98.9726
497.0839 | 97.0091 | 296.0798 | 99.9429 | 433.9433 | 98.5656 | 481.7317 | 97.7397 | 403.9141 | 98.9155
500.1192 | 96.8779 | 302.0253 | 99.9429 | 438.5651 | 98.3948 | 485.7501 | 97.5171 | 409.0914 | 98.8584
503.1545 | 96.7751 | 307.9708 | 99.9429 | 443.1869 | 98.2297 | 489.7685 | 97.1975 | 414.2686 | 98.7272
506.1898 | 96.6553 | 313.9163 | 99.9429 | 447.8088 | 98.1159 | 493.7869 | 96.8037 | 419.4459 | 98.6244
509.2251 | 96.524 | 319.8618 | 99.9429 | 452.4306 | 97.9565 | 497.8053 | 96.3813 | 424.6231 | 98.4989
512.2604 | 96.387 | 325.8073 | 99.9429 | 457.0524 | 97.8541 | 501.8237 | 95.9304 | 429.8004 | 98.3619
515.2957 | 96.2557 | 331.7529 | 99.9429 | 461.6743 | 97.7402 | 505.8421 | 95.3824 | 434.9776 | 98.2306
518.331 | 96.1301 | 337.6984 | 99.9429 | 466.2961 | 97.5751 | 509.8605 | 94.8345 | 440.1549 | 98.0594
521.3663 | 95.9304 | 343.6439 | 99.9429 | 470.918 | 97.4214 | 513.8789 | 94.2066 | 445.3321 | 97.9224
524.4016 | 95.7591 | 349.5894 | 99.9372 | 475.5398 | 97.2848 | 517.8973 | 93.4132 | 450.5094 | 97.7854
527.4369 | 95.5708 | 355.5349 | 99.9372 | 480.1616 | 97.1653 | 521.9157 | 92.5 | 455.6866 | 97.597
530.4722 | 95.3995 | 361.4804 | 99.9372 | 484.7835 | 97.0287 | 525.9341 | 91.3756 | 460.8639 | 97.3801
533.5076 | 95.1541 | 367.4259 | 99.9372 | 489.4053 | 96.6075 | 529.9525 | 89.9658 | 466.0412 | 97.1005
536.5429 | 94.903 | 373.3714 | 99.9372 | 494.0271 | 96.2773 | 533.9709 | 88.2648 | 471.2184 | 96.7979
539.5782 | 94.589 | 379.3169 | 99.9372 | 498.649 | 96.0667 | 537.9893 | 86.5811 | 476.3957 | 96.5811
542.6135 | 94.3208 | 385.2624 | 99.9315 | 503.2708 | 95.6227 | 542.0077 | 84.8116 | 481.5729 | 96.2957
545.6488 | 93.9954 | 391.208 | 99.9315 | 507.8927 | 95.1901 | 546.0261 | 83.0023 | 486.7502 | 95.9475
548.6841 | 93.5845 | 397.1535 | 99.9315 | 512.5145 | 94.6266 | 550.0445 | 81.1244 | 491.9274 | 95.7078
551.7194 | 93.1678 | 403.099 | 99.9315 | 517.1363 | 93.9777 | 554.0629 | 79.2694 | 497.1047 | 95.3596
554.7547 | 92.6655 | 409.0445 | 99.9315 | 521.7582 | 93.232 | 558.0813 | 77.6313 | 502.2819 | 95.0285
557.79 | 92.1461 | 414.99 | 99.9315 | 526.38 | 92.4863 | 562.0997 | 75.9703 | 507.4592 | 94.5947
560.8253 | 91.5068 | 420.9355 | 99.8858 | 531.0018 | 91.5414 | 566.1181 | 74.4349 | 512.6364 | 93.8984
563.8606 | 90.8619 | 426.881 | 99.8002 | 535.6237 | 90.3973 | 570.1365 | 72.6769 | 517.8137 | 93.0594
566.8959 | 90.1655 | 432.8265 | 99.7945 | 540.2455 | 89.1678 | 574.1549 | 71.0217 | 522.9909 | 91.8208
569.9312 | 89.5263 | 438.772 | 99.7888 | 544.8673 | 87.722 | 578.1733 | 69.3436 | 528.1682 | 90.1884
572.9665 | 88.653 | 444.7176 | 99.7888 | 549.4892 | 86.0883 | 582.1917 | 67.6313 | 533.3454 | 87.9509
576.0018 | 87.5342 | 450.6631 | 99.7546 | 554.111 | 84.375 | 586.2101 | 65.8447 | 538.5227 | 85.7135
579.0371 | 86.2272 | 456.6086 | 99.6804 | 558.7329 | 82.525 | 590.2285 | 64.2009 | 543.6999 | 83.1621
582.0724 | 84.6062 | 462.5541 | 99.6404 | 563.3547 | 80.4133 | 594.2469 | 62.4943 | 548.8772 | 80.839
585.1078 | 82.9737 | 468.4996 | 99.5719 | 567.9765 | 78.3185 | 598.2653 | 60.7763 | 554.0544 | 78.6016
588.1431 | 81.153 | 474.4451 | 99.5263 | 572.5984 | 75.9335 | 602.2837 | 58.9669 | 559.2317 | 76.3185
591.1784 | 79.5833 | 480.3906 | 99.4521 | 577.2202 | 73.5827 | 606.3021 | 57.2203 | 564.4089 | 74.1895
594.2137 | 77.5457 | 486.3361 | 99.3893 | 581.842 | 71.5562 | 610.3205 | 55.234 | 569.5862 | 72.1918
597.249 | 75.6963 | 492.2816 | 99.3094 | 586.4639 | 69.1029 | 614.3389 | 53.2877 | 574.7634 | 70.0057
600.2843 | 73.7272 | 498.2271 | 99.2466 | 591.0857 | 66.5528 | 618.3573 | 51.2671 | 579.9407 | 67.9852
603.3196 | 71.7694 | 504.1727 | 99.1267 | 595.7076 | 64.0483 | 622.3757 | 49.2009 | 585.118 | 65.8219
606.3549 | 69.9372 | 510.1182 | 98.8128 | 600.3294 | 61.077 | 626.3941 | 47.3916 | 590.2952 | 63.8413
609.3902 | 67.9338 | 516.0637 | 98.4189 | 604.9512 | 58.2707 | 630.4125 | 45.3539 | 595.4725 | 61.7466
612.4255 | 65.8048 | 522.0092 | 97.9452 | 609.5731 | 55.2482 | 634.4309 | 42.9338 | 600.6497 | 59.5091
615.4608 | 63.5559 | 527.9547 | 97.3573 | 614.1949 | 52.2655 | 638.4493 | 40.6678 | 605.827 | 57.4715
618.4961 | 61.153 | 533.9002 | 96.5811 | 618.8167 | 49.3739 | 642.4677 | 38.4018 | 611.0042 | 55.1541
621.5314 | 58.653 | 539.8457 | 95.2397 | 623.4386 | 46.3399 | 646.4861 | 36.0445 | 616.1815 | 52.6313
624.5667 | 56.0388 | 545.7912 | 93.5616 | 628.0604 | 43.1637 | 650.5045 | 33.5046 | 621.3587 | 50.2454
627.602 | 53.2078 | 551.7367 | 91.5011 | 632.6822 | 40.0615 | 654.5229 | 30.7877 | 626.536 | 47.7112
630.6373 | 49.8687 | 557.6822 | 88.7785 | 637.3041 | 37.3862 | 658.5412 | 27.8368 | 631.7132 | 45.4224
633.6727 | 46.2785 | 563.6278 | 85.2511 | 641.9259 | 34.7678 | 662.5596 | 24.8002 | 636.8905 | 42.8082
636.708 | 42.2888 | 569.5733 | 80.8904 | 646.5478 | 32.1607 | 666.578 | 21.9635 | 642.0677 | 39.8402
639.7433 | 37.7683 | 575.5188 | 75.8562 | 651.1696 | 29.6334 | 670.5964 | 19.1724 | 647.245 | 36.9806
642.7786 | 32.6655 | 581.4643 | 71.0902 | 655.7914 | 26.7646 | 674.6148 | 16.4212 | 652.4222 | 34.3322
645.8139 | 27.968 | 587.4098 | 66.6553 | 660.4133 | 23.873 | 678.6332 | 13.8185 | 657.5995 | 31.1587
648.8492 | 23.1963 | 593.3553 | 61.7865 | 665.0351 | 20.9699 | 682.6516 | 11.387 | 662.7767 | 28.0765
651.8845 | 18.8071 | 599.3008 | 57.129 | 669.6569 | 18.2377 | 686.67 | 9.1724 | 667.954 | 24.7489
654.9198 | 14.8516 | 605.2463 | 52.2089 | 674.2788 | 15.4542 | 690.6884 | 7.2888 | 673.1312 | 21.1358
657.9551 | 11.6096 | 611.1918 | 46.1929 | 678.9006 | 12.9041 | 694.7068 | 5.7991 | 678.3085 | 17.774
660.9904 | 8.9897 | 617.1373 | 39.726 | 683.5224 | 10.6273 | 698.7252 | 4.5491 | 683.4857 | 15.1142
664.0257 | 6.9578 | 623.0829 | 33.7557 | 688.1443 | 8.5496 | 702.7436 | 3.3505 | 688.663 | 12.1347
667.061 | 5.4224 | 629.0284 | 26.7922 | 692.7661 | 6.472 | 706.762 | 2.3687 | 693.8402 | 9.7888
670.0963 | 4.1495 | 634.9739 | 20.1256 | 697.388 | 4.8156 | 710.7804 | 1.5696 | 699.0175 | 7.363
673.1316 | 3.1507 | 640.9194 | 14.5662 | 702.0098 | 3.3242 | 714.7988 | 0.98744 | 704.1948 | 5.5194
676.1669 | 2.2945 | 646.8649 | 9.96 | 706.6316 | 2.0207 | 718.8172 | 0.61644 | 709.372 | 3.8413
679.2022 | 1.7009 | 652.8104 | 6.1872 | 711.2535 | 1.4003 | 722.8356 | 0.41096 | 714.5493 | 2.5285
682.2376 | 1.2671 | 658.7559 | 3.5616 | 715.8753 | 0.82536 | 726.854 | 0.2911 | 719.7265 | 1.7922
685.2729 | 0.86187 | 664.7014 | 1.9406 | 720.4971 | 0.47245 | 730.8724 | 0.19406 | 724.9038 | 1.0731
688.3082 | 0.57648 | 670.6469 | 1.0331 | 725.119 | 0.24476 | 734.8908 | 0.11416 | 730.081 | 0.61644
691.3435 | 0.33676 | 676.5924 | 0.5137 | 729.7408 | 0.13092 | 738.9092 | 0.074201 | 735.2583 | 0.35388
694.3788 | 0.18265 | 682.538 | 0.30822 | 734.3627 | 0.056922 | 742.9276 | 0.045662 | 740.4355 | 0.20548
697.4141 | 0.11986 | 688.4835 | 0.15411 | 738.9845 | 0.022769 | 746.946 | 0.028539 | 745.6128 | 0.11986
700.4494 | 0.068493 | 694.429 | 0.079909 | 743.6063 | 0.0056922 | 750.9644 | 0.017123 | 750.79 | 0.039954
703.4847 | 0.022831 | 700.3745 | 0.011416 | 748.2282 | 0.0056922 | 754.9828 | 0.011416 | 755.9673 | 0.011416
706.52 | 0 | 706.32 | 0 | 752.85 | 0 | 759.0012 | 0 | 761.1445 | 0

## Infographic Grid Sections
Infographic - Grid Section Flows
Ross-FNQ | [9 empty] | CQ-NQ | [9 empty] | Gladstone | [9 empty] | CQ-SQ | [9 empty] | Surat | [9 empty] | South West | [9 empty] | Tarong | [9 empty] | Gold Coast
2021/22 | % of Time of Year | 2022/23 | % of Time of Year | 2023/24 | % of Time of Year | 2024/25 | % of Time of Year | 2025/26 | % of Time of Year | 2021/22 | % of Time of Year | 2022/23 | % of Time of Year | 2023/24 | % of Time of Year | 2024/25 | % of Time of Year | 2025/26 | % of Time of Year | 2021/22 | % of Time of Year | 2022/23 | % of Time of Year | 2023/24 | % of Time of Year | 2024/25 | % of Time of Year | 2025/26 | % of Time of Year | 2021/22 | % of Time of Year | 2022/23 | % of Time of Year | 2023/24 | % of Time of Year | 2024/25 | % of Time of Year | 2025/26 | % of Time of Year | 2021/22 | % of Time of Year | 2022/23 | % of Time of Year | 2023/24 | % of Time of Year | 2024/25 | % of Time of Year | 2025/26 | % of Time of Year | 2021/22 | % of Time of Year | 2022/23 | % of Time of Year | 2023/24 | % of Time of Year | 2024/25 | % of Time of Year | 2025/26 | % of Time of Year | 2021/22 | % of Time of Year | 2022/23 | % of Time of Year | 2023/24 | % of Time of Year | 2024/25 | % of Time of Year | 2025/26 | % of Time of Year | 2021/22 | % of Time of Year | 2022/23 | % of Time of Year | 2023/24 | % of Time of Year | 2024/25 | % of Time of Year | 2025/26 | % of Time of Year
-185.0655 | 100 | -241.6658 | 100 | -283.0499 | 100 | -320.549 | 100 | -319.9198 | 100 | -423.5601 | 100 | -507.3042 | 100 | -582.1062 | 100 | -633.3629 | 100 | -561.8098 | 100 | 66.4129 | 100 | -2.6197 | 100 | -64.2576 | 100 | 79.2584 | 100 | 71.2538 | 100 | -600.7919 | 100 | -513.5861 | 100 | -588.1323 | 100 | -717.128 | 100 | -553.0125 | 100 | 290.9915 | 100 | -139.2431 | 100 | -315.2725 | 100 | -242.5198 | 100 | -91.1474 | 100 | -1146.9219 | 100 | -1282.1779 | 100 | -1116.4342 | 100 | -834.3509 | 100 | -1014.9661 | 100 | 728.3381 | 100 | 422.5673 | 100 | 477.7119 | 100 | 420.3701 | 100 | 309.1715 | 100 | 56.2169 | 100 | 17.7545 | 100 | 22.4477 | 100 | -9.6251 | 100 | -25.3652 | 100
-180.2197 | 99.9772 | -235.8338 | 99.9429 | -277.0103 | 99.9658 | -314.2672 | 99.9886 | -313.878 | 99.9886 | -405.5855 | 99.9829 | -490.8944 | 99.9829 | -563.7604 | 99.9886 | -613.9899 | 99.9886 | -543.1731 | 99.9829 | 78.9314 | 99.9886 | 10.1419 | 99.9886 | -50.9416 | 99.9943 | 91.0425 | 99.9886 | 83.4569 | 99.9886 | -574.7489 | 99.9943 | -488.6607 | 99.9886 | -561.3024 | 99.9772 | -689.3435 | 99.9772 | -527.0124 | 99.9943 | 295.2402 | 99.9943 | -130.4585 | 99.9943 | -304.4378 | 99.9886 | -232.2963 | 99.9829 | -82.2965 | 99.9886 | -1109.9457 | 99.9886 | -1243.1167 | 99.9943 | -1078.0248 | 99.9943 | -797.5593 | 99.9943 | -975.5219 | 99.9943 | 763.6591 | 99.9886 | 461.0714 | 99.9886 | 517.9689 | 99.9715 | 462.7966 | 99.9772 | 350.7648 | 99.9943 | 64.3784 | 99.9543 | 26.6933 | 99.9772 | 31.3751 | 99.9886 | 0.60007 | 99.9772 | -16.5911 | 99.9658
-175.3739 | 99.9772 | -230.0018 | 99.8916 | -270.9707 | 99.9486 | -307.9854 | 99.96 | -307.8362 | 99.9886 | -387.6109 | 99.96 | -474.4846 | 99.9772 | -545.4146 | 99.9772 | -594.6169 | 99.9829 | -524.5364 | 99.9829 | 91.45 | 99.9715 | 22.9035 | 99.9886 | -37.6255 | 99.9943 | 102.8267 | 99.9829 | 95.6599 | 99.9829 | -548.7059 | 99.9772 | -463.7353 | 99.9658 | -534.4725 | 99.9429 | -661.559 | 99.9658 | -501.0123 | 99.9943 | 299.4889 | 99.9886 | -121.6739 | 99.9943 | -293.6031 | 99.9886 | -222.0728 | 99.9772 | -73.4457 | 99.9829 | -1072.9696 | 99.9829 | -1204.0556 | 99.9943 | -1039.6154 | 99.9829 | -760.7677 | 99.96 | -936.0776 | 99.9943 | 798.9801 | 99.9886 | 499.5754 | 99.9772 | 558.2259 | 99.9543 | 505.223 | 99.9658 | 392.3581 | 99.9829 | 72.54 | 99.8858 | 35.6322 | 99.9715 | 40.3026 | 99.9772 | 10.8252 | 99.9087 | -7.8169 | 99.8573
-170.5282 | 99.9772 | -224.1698 | 99.8059 | -264.9311 | 99.9315 | -301.7037 | 99.9429 | -301.7945 | 99.96 | -369.6362 | 99.9543 | -458.0748 | 99.9372 | -527.0688 | 99.9772 | -575.2439 | 99.9658 | -505.8996 | 99.9772 | 103.9685 | 99.9486 | 35.6651 | 99.9658 | -24.3095 | 99.9886 | 114.6109 | 99.9543 | 107.8629 | 99.9715 | -522.6629 | 99.96 | -438.8099 | 99.9372 | -507.6426 | 99.8744 | -633.7745 | 99.9429 | -475.0123 | 99.9829 | 303.7376 | 99.9886 | -112.8894 | 99.9943 | -282.7685 | 99.9886 | -211.8493 | 99.9715 | -64.5949 | 99.9715 | -1035.9935 | 99.9486 | -1164.9944 | 99.9943 | -1001.206 | 99.9772 | -723.9762 | 99.8858 | -896.6334 | 99.9886 | 834.3011 | 99.9315 | 538.0795 | 99.9658 | 598.4829 | 99.9315 | 547.6495 | 99.9087 | 433.9514 | 99.9429 | 80.7016 | 99.7945 | 44.571 | 99.9144 | 49.2301 | 99.9658 | 21.0504 | 99.8402 | 0.95726 | 99.8002
-165.6824 | 99.9658 | -218.3379 | 99.7089 | -258.8915 | 99.903 | -295.4219 | 99.8916 | -295.7527 | 99.9258 | -351.6616 | 99.9315 | -441.6651 | 99.8973 | -508.7229 | 99.9772 | -555.871 | 99.9372 | -487.2629 | 99.96 | 116.4871 | 99.903 | 48.4267 | 99.8916 | -10.9934 | 99.9772 | 126.3951 | 99.9144 | 120.0659 | 99.9315 | -496.62 | 99.9543 | -413.8845 | 99.9258 | -480.8128 | 99.7717 | -605.99 | 99.8687 | -449.0122 | 99.9772 | 307.9863 | 99.9772 | -104.1048 | 99.9943 | -271.9338 | 99.9886 | -201.6258 | 99.9658 | -55.7441 | 99.9543 | -999.0174 | 99.9372 | -1125.9332 | 99.9886 | -962.7966 | 99.96 | -687.1846 | 99.7945 | -857.1891 | 99.9715 | 869.6221 | 99.9087 | 576.5836 | 99.9258 | 638.7399 | 99.9144 | 590.076 | 99.8573 | 475.5447 | 99.8973 | 88.8632 | 99.7203 | 53.5099 | 99.8516 | 58.1575 | 99.9429 | 31.2755 | 99.7203 | 9.7314 | 99.726
-160.8366 | 99.9658 | -212.5059 | 99.6347 | -252.8519 | 99.8516 | -289.1401 | 99.8345 | -289.7109 | 99.8801 | -333.687 | 99.9144 | -425.2553 | 99.8459 | -490.3771 | 99.9658 | -536.498 | 99.8744 | -468.6261 | 99.9372 | 129.0057 | 99.8174 | 61.1883 | 99.8459 | 2.3227 | 99.96 | 138.1792 | 99.8858 | 132.269 | 99.9087 | -470.577 | 99.9201 | -388.9591 | 99.903 | -453.9829 | 99.6518 | -578.2055 | 99.7717 | -423.0121 | 99.9543 | 312.235 | 99.9772 | -95.3203 | 99.9943 | -261.0992 | 99.9886 | -191.4023 | 99.9658 | -46.8932 | 99.9144 | -962.0413 | 99.9372 | -1086.872 | 99.9886 | -924.3872 | 99.9486 | -650.393 | 99.6632 | -817.7449 | 99.9543 | 904.9431 | 99.8402 | 615.0876 | 99.8858 | 678.9969 | 99.8687 | 632.5025 | 99.7774 | 517.138 | 99.8459 | 97.0248 | 99.6119 | 62.4487 | 99.7603 | 67.085 | 99.903 | 41.5006 | 99.5434 | 18.5056 | 99.6062
-155.9908 | 99.9486 | -206.6739 | 99.492 | -246.8123 | 99.7489 | -282.8583 | 99.7831 | -283.6691 | 99.8402 | -315.7123 | 99.8687 | -408.8455 | 99.7945 | -472.0313 | 99.9372 | -517.125 | 99.8059 | -449.9894 | 99.863 | 141.5242 | 99.7032 | 73.9499 | 99.8059 | 15.6387 | 99.9429 | 149.9634 | 99.8573 | 144.472 | 99.863 | -444.534 | 99.7945 | -364.0337 | 99.8916 | -427.153 | 99.5662 | -550.421 | 99.5719 | -397.012 | 99.8801 | 316.4837 | 99.9658 | -86.5357 | 99.9943 | -250.2645 | 99.9829 | -181.1788 | 99.9543 | -38.0424 | 99.8744 | -925.0652 | 99.9315 | -1047.8109 | 99.9772 | -885.9778 | 99.9372 | -613.6015 | 99.5434 | -778.3006 | 99.9258 | 940.2641 | 99.7717 | 653.5917 | 99.8459 | 719.2539 | 99.8002 | 674.9289 | 99.6689 | 558.7312 | 99.7546 | 105.1864 | 99.5548 | 71.3876 | 99.6233 | 76.0125 | 99.8573 | 51.7258 | 99.3094 | 27.2797 | 99.4977
-151.145 | 99.9144 | -200.8419 | 99.3664 | -240.7727 | 99.6233 | -276.5765 | 99.7546 | -277.6273 | 99.7717 | -297.7377 | 99.8059 | -392.4358 | 99.7146 | -453.6855 | 99.9315 | -497.752 | 99.7146 | -431.3526 | 99.8231 | 154.0428 | 99.5548 | 86.7115 | 99.7432 | 28.9548 | 99.9087 | 161.7476 | 99.7945 | 156.675 | 99.8516 | -418.4911 | 99.6632 | -339.1082 | 99.8916 | -400.3231 | 99.3721 | -522.6365 | 99.4235 | -371.012 | 99.8345 | 320.7324 | 99.96 | -77.7512 | 99.9886 | -239.4299 | 99.9715 | -170.9554 | 99.9486 | -29.1916 | 99.7831 | -888.0891 | 99.9315 | -1008.7497 | 99.9429 | -847.5684 | 99.8973 | -576.8099 | 99.3436 | -738.8564 | 99.8744 | 975.5851 | 99.6575 | 692.0958 | 99.766 | 759.5109 | 99.7032 | 717.3554 | 99.5205 | 600.3245 | 99.6575 | 113.3479 | 99.492 | 80.3264 | 99.492 | 84.9399 | 99.7945 | 61.9509 | 99.024 | 36.0539 | 99.3836
-146.2993 | 99.8744 | -195.0099 | 99.2237 | -234.7331 | 99.4235 | -270.2947 | 99.6518 | -271.5855 | 99.6518 | -279.7631 | 99.7146 | -376.026 | 99.6518 | -435.3397 | 99.8687 | -478.379 | 99.6005 | -412.7159 | 99.7888 | 166.5613 | 99.3779 | 99.4732 | 99.6575 | 42.2709 | 99.8402 | 173.5317 | 99.7032 | 168.878 | 99.8059 | -392.4481 | 99.6119 | -314.1828 | 99.8516 | -373.4932 | 99.0925 | -494.852 | 99.2352 | -345.0119 | 99.766 | 324.9811 | 99.96 | -68.9666 | 99.9886 | -228.5952 | 99.9658 | -160.7319 | 99.9315 | -20.3407 | 99.7146 | -851.113 | 99.9144 | -969.6885 | 99.8973 | -809.1591 | 99.8459 | -540.0183 | 99.1553 | -699.4121 | 99.8231 | 1010.9061 | 99.4806 | 730.5998 | 99.6518 | 799.7679 | 99.5548 | 759.7819 | 99.3436 | 641.9178 | 99.4806 | 121.5095 | 99.4064 | 89.2653 | 99.4121 | 93.8674 | 99.6804 | 72.1761 | 98.6473 | 44.828 | 99.2637
-141.4535 | 99.8231 | -189.178 | 99.1381 | -228.6935 | 99.1153 | -264.0129 | 99.5034 | -265.5437 | 99.5263 | -261.7885 | 99.589 | -359.6162 | 99.532 | -416.9939 | 99.8002 | -459.006 | 99.4578 | -394.0792 | 99.7374 | 179.0799 | 99.2009 | 112.2348 | 99.5434 | 55.5869 | 99.7146 | 185.3159 | 99.5947 | 181.081 | 99.7546 | -366.4051 | 99.5091 | -289.2574 | 99.7489 | -346.6634 | 98.6473 | -467.0675 | 99.024 | -319.0118 | 99.6747 | 329.2298 | 99.9543 | -60.1821 | 99.9886 | -217.7605 | 99.9486 | -150.5084 | 99.8858 | -11.4899 | 99.6176 | -814.1369 | 99.8973 | -930.6274 | 99.863 | -770.7497 | 99.7945 | -503.2268 | 99.0011 | -659.9679 | 99.7546 | 1046.2271 | 99.3037 | 769.1039 | 99.5263 | 840.0249 | 99.3893 | 802.2084 | 99.1267 | 683.5111 | 99.3322 | 129.6711 | 99.3322 | 98.2042 | 99.2237 | 102.7949 | 99.5263 | 82.4012 | 98.282 | 53.6022 | 99.0811
-136.6077 | 99.7603 | -183.346 | 98.9441 | -222.6539 | 98.7842 | -257.7311 | 99.3265 | -259.5019 | 99.3094 | -243.8138 | 99.4463 | -343.2065 | 99.4463 | -398.6481 | 99.726 | -439.633 | 99.2523 | -375.4424 | 99.6575 | 191.5985 | 98.9783 | 124.9964 | 99.3493 | 68.903 | 99.6062 | 197.1001 | 99.4863 | 193.2841 | 99.6689 | -340.3621 | 99.3607 | -264.332 | 99.6119 | -319.8335 | 98.2021 | -439.283 | 98.8014 | -293.0117 | 99.5719 | 333.4785 | 99.9429 | -51.3975 | 99.9886 | -206.9259 | 99.9144 | -140.2849 | 99.8459 | -2.6391 | 99.4692 | -777.1608 | 99.8973 | -891.5662 | 99.7831 | -732.3403 | 99.7374 | -466.4352 | 98.7386 | -620.5236 | 99.6005 | 1081.5481 | 99.0811 | 807.608 | 99.355 | 880.2819 | 99.0868 | 844.6348 | 98.847 | 725.1044 | 99.1553 | 137.8327 | 99.2523 | 107.143 | 99.121 | 111.7223 | 99.3208 | 92.6264 | 97.7968 | 62.3764 | 98.8813
-131.7619 | 99.6918 | -177.514 | 98.7728 | -216.6143 | 98.4532 | -251.4494 | 99.1724 | -253.4601 | 99.024 | -225.8392 | 99.2123 | -326.7967 | 99.3607 | -380.3023 | 99.6119 | -420.26 | 99.1039 | -356.8057 | 99.5491 | 204.117 | 98.6986 | 137.758 | 99.1781 | 82.2191 | 99.5091 | 208.8843 | 99.3779 | 205.4871 | 99.6119 | -314.3192 | 99.2009 | -239.4066 | 99.4635 | -293.0036 | 97.5457 | -411.4985 | 98.5788 | -267.0117 | 99.4578 | 337.7272 | 99.9315 | -42.613 | 99.9829 | -196.0912 | 99.8801 | -130.0614 | 99.8059 | 6.2117 | 99.258 | -740.1846 | 99.8744 | -852.505 | 99.6975 | -693.9309 | 99.6404 | -429.6436 | 98.3733 | -581.0794 | 99.395 | 1116.8691 | 98.8185 | 846.112 | 99.0925 | 920.5389 | 98.8584 | 887.0613 | 98.4703 | 766.6977 | 98.9326 | 145.9943 | 99.161 | 116.0819 | 99.0126 | 120.6498 | 99.1153 | 102.8515 | 97.3002 | 71.1505 | 98.6929
-126.9161 | 99.5776 | -171.682 | 98.4932 | -210.5747 | 98.0251 | -245.1676 | 98.9441 | -247.4183 | 98.7215 | -207.8646 | 98.8984 | -310.3869 | 99.2409 | -361.9565 | 99.4749 | -400.887 | 98.8584 | -338.1689 | 99.4521 | 216.6356 | 98.2934 | 150.5196 | 98.9441 | 95.5351 | 99.2865 | 220.6684 | 99.2922 | 217.6901 | 99.5434 | -288.2762 | 98.984 | -214.4812 | 99.2979 | -266.1737 | 96.7637 | -383.714 | 98.3676 | -241.0116 | 99.3265 | 341.9759 | 99.9087 | -33.8284 | 99.9829 | -185.2566 | 99.863 | -119.8379 | 99.7774 | 15.0626 | 99.0925 | -703.2085 | 99.8402 | -813.4438 | 99.5947 | -655.5215 | 99.532 | -392.8521 | 98.0365 | -541.6351 | 99.2009 | 1152.1901 | 98.3904 | 884.6161 | 98.8242 | 960.7959 | 98.5616 | 929.4878 | 98.1735 | 808.291 | 98.7443 | 154.1559 | 99.0696 | 125.0207 | 98.8527 | 129.5773 | 98.9726 | 113.0767 | 96.7066 | 79.9247 | 98.4132
-122.0703 | 99.4749 | -165.85 | 98.2477 | -204.5351 | 97.5628 | -238.8858 | 98.6929 | -241.3765 | 98.3505 | -189.89 | 98.5616 | -293.9772 | 99.0811 | -343.6107 | 99.3322 | -381.514 | 98.6301 | -319.5322 | 99.2295 | 229.1541 | 97.8311 | 163.2812 | 98.7272 | 108.8512 | 99.1381 | 232.4526 | 99.0982 | 229.8931 | 99.3779 | -262.2332 | 98.6473 | -189.5558 | 99.0639 | -239.3438 | 95.7192 | -355.9294 | 98.1393 | -215.0115 | 99.2009 | 346.2246 | 99.8801 | -25.0438 | 99.9829 | -174.4219 | 99.8516 | -109.6144 | 99.7432 | 23.9134 | 98.8185 | -666.2324 | 99.8345 | -774.3827 | 99.4007 | -617.1121 | 99.3664 | -356.0605 | 97.6541 | -502.1908 | 98.9954 | 1187.5111 | 98.0308 | 923.1202 | 98.5902 | 1001.0529 | 98.2192 | 971.9143 | 97.7626 | 849.8843 | 98.4361 | 162.3174 | 98.9155 | 133.9596 | 98.7272 | 138.5047 | 98.7614 | 123.3018 | 96.0274 | 88.6988 | 98.1564
-117.2246 | 99.3379 | -160.018 | 97.9224 | -198.4955 | 97.0091 | -232.604 | 98.3333 | -235.3347 | 97.9623 | -171.9153 | 98.2363 | -277.5674 | 98.9098 | -325.2649 | 99.0982 | -362.141 | 98.3333 | -300.8954 | 99.0468 | 241.6727 | 97.363 | 176.0428 | 98.4703 | 122.1673 | 98.9041 | 244.2368 | 98.9155 | 242.0961 | 99.2466 | -236.1903 | 98.3733 | -164.6303 | 98.8071 | -212.514 | 94.726 | -328.1449 | 97.911 | -189.0114 | 99.0525 | 350.4734 | 99.8059 | -16.2593 | 99.9829 | -163.5873 | 99.8402 | -99.3909 | 99.7146 | 32.7642 | 98.5445 | -629.2563 | 99.7831 | -735.3215 | 99.1895 | -578.7027 | 99.2295 | -319.2689 | 97.0662 | -462.7466 | 98.7614 | 1222.8321 | 97.5742 | 961.6242 | 98.339 | 1041.3099 | 97.8881 | 1014.3407 | 97.2888 | 891.4775 | 98.2306 | 170.479 | 98.7957 | 142.8984 | 98.6358 | 147.4322 | 98.5616 | 133.5269 | 95.411 | 97.473 | 97.8596
-112.3788 | 99.218 | -154.1861 | 97.5856 | -192.4559 | 96.4384 | -226.3222 | 97.968 | -229.293 | 97.5 | -153.9407 | 97.8767 | -261.1576 | 98.653 | -306.9191 | 98.7728 | -342.768 | 97.911 | -282.2587 | 98.8299 | 254.1913 | 96.6724 | 188.8044 | 98.2135 | 135.4833 | 98.7272 | 256.021 | 98.7614 | 254.2992 | 99.1495 | -210.1473 | 97.9737 | -139.7049 | 98.5046 | -185.6841 | 93.4703 | -300.3604 | 97.6826 | -163.0114 | 98.887 | 354.7221 | 99.7546 | -7.4747 | 99.9829 | -152.7526 | 99.7945 | -89.1675 | 99.6747 | 41.6151 | 98.2249 | -592.2802 | 99.6233 | -696.2603 | 98.9612 | -540.2933 | 99.0868 | -282.4774 | 96.5126 | -423.3023 | 98.4646 | 1258.1531 | 96.9635 | 1000.1283 | 97.9338 | 1081.5669 | 97.3858 | 1056.7672 | 96.7808 | 933.0708 | 97.8425 | 178.6406 | 98.6758 | 151.8373 | 98.5559 | 156.3597 | 98.3219 | 143.7521 | 94.7945 | 106.2471 | 97.5114
-107.533 | 99.0183 | -148.3541 | 97.2603 | -186.4163 | 95.7477 | -220.0404 | 97.5742 | -223.2512 | 97.0434 | -135.9661 | 97.3744 | -244.7479 | 98.3505 | -288.5732 | 98.4075 | -323.395 | 97.4144 | -263.6219 | 98.4989 | 266.7098 | 95.9703 | 201.5661 | 97.8653 | 148.7994 | 98.4189 | 267.8051 | 98.4989 | 266.5022 | 99.024 | -184.1043 | 97.5628 | -114.7795 | 98.2021 | -158.8542 | 92.2831 | -272.5759 | 97.3744 | -137.0113 | 98.613 | 358.9708 | 99.6347 | 1.3098 | 99.9829 | -141.9179 | 99.7603 | -78.944 | 99.629 | 50.4659 | 97.8938 | -555.3041 | 99.5205 | -657.1991 | 98.653 | -501.8839 | 98.8984 | -245.6858 | 95.7363 | -383.8581 | 97.968 | 1293.4741 | 96.347 | 1038.6324 | 97.403 | 1121.8239 | 96.9578 | 1099.1937 | 96.1587 | 974.6641 | 97.3916 | 186.8022 | 98.5559 | 160.7762 | 98.4817 | 165.2871 | 98.0537 | 153.9772 | 94.258 | 115.0213 | 97.1461
-102.6872 | 98.7443 | -142.5221 | 96.8664 | -180.3767 | 94.9772 | -213.7586 | 97.1347 | -217.2094 | 96.5468 | -117.9914 | 96.8265 | -228.3381 | 97.8881 | -270.2274 | 97.9338 | -304.022 | 96.8779 | -244.9852 | 98.1164 | 279.2284 | 95.1484 | 214.3277 | 97.5 | 162.1154 | 98.0708 | 279.5893 | 98.2249 | 278.7052 | 98.8756 | -158.0613 | 97.0491 | -89.8541 | 97.8253 | -132.0243 | 90.9703 | -244.7914 | 97.0491 | -111.0112 | 98.4304 | 363.2195 | 99.5263 | 10.0944 | 99.9829 | -131.0833 | 99.726 | -68.7205 | 99.5605 | 59.3167 | 97.54 | -518.328 | 99.3779 | -618.138 | 98.3333 | -463.4746 | 98.6644 | -208.8942 | 94.7146 | -344.4138 | 97.4829 | 1328.7951 | 95.5993 | 1077.1364 | 96.8436 | 1162.0809 | 96.3756 | 1141.6202 | 95.5708 | 1016.2574 | 96.9406 | 194.9638 | 98.4532 | 169.715 | 98.3276 | 174.2146 | 97.6884 | 164.2024 | 93.7272 | 123.7955 | 96.7694
-97.8414 | 98.4361 | -136.6901 | 96.5639 | -174.3371 | 94.0411 | -207.4768 | 96.5982 | -211.1676 | 95.9304 | -100.0168 | 96.2386 | -211.9283 | 97.4829 | -251.8816 | 97.4087 | -284.649 | 96.2842 | -226.3485 | 97.7226 | 291.747 | 94.2808 | 227.0893 | 97.1461 | 175.4315 | 97.734 | 291.3735 | 97.8196 | 290.9082 | 98.6986 | -132.0184 | 96.4326 | -64.9287 | 97.1975 | -105.1944 | 89.532 | -217.0069 | 96.7523 | -85.0111 | 98.1792 | 367.4682 | 99.3779 | 18.8789 | 99.9829 | -120.2486 | 99.7089 | -58.497 | 99.4863 | 68.1675 | 97.1119 | -481.3519 | 99.2009 | -579.0768 | 97.8938 | -425.0652 | 98.3733 | -172.1027 | 93.8356 | -304.9696 | 96.8379 | 1364.1161 | 94.8744 | 1115.6405 | 96.2443 | 1202.3379 | 95.6963 | 1184.0466 | 94.8231 | 1057.8507 | 96.4269 | 203.1254 | 98.3276 | 178.6539 | 98.0993 | 183.1421 | 97.3002 | 174.4275 | 93.1678 | 132.5696 | 96.4669
-92.9957 | 97.9737 | -130.8581 | 96.1473 | -168.2975 | 93.0308 | -201.195 | 96.0616 | -205.1258 | 95.2626 | -82.0422 | 95.5537 | -195.5185 | 97.0205 | -233.5358 | 96.7808 | -265.276 | 95.6393 | -207.7117 | 97.2546 | 304.2655 | 93.4418 | 239.8509 | 96.5525 | 188.7476 | 97.266 | 303.1577 | 97.4258 | 303.1112 | 98.4361 | -105.9754 | 95.7078 | -40.0033 | 96.5868 | -78.3646 | 88.105 | -189.2224 | 96.4669 | -59.0111 | 97.9281 | 371.7169 | 99.2694 | 27.6635 | 99.9829 | -109.414 | 99.6918 | -48.2735 | 99.3493 | 77.0184 | 96.7066 | -444.3758 | 98.887 | -540.0156 | 97.4829 | -386.6558 | 98.0023 | -135.3111 | 92.8139 | -265.5253 | 96.1073 | 1399.4371 | 94.1495 | 1154.1446 | 95.4338 | 1242.5949 | 95.0114 | 1226.4731 | 93.9612 | 1099.444 | 95.839 | 211.2869 | 98.1564 | 187.5927 | 97.8824 | 192.0695 | 96.8836 | 184.6527 | 92.4658 | 141.3438 | 96.0674
-88.1499 | 97.5114 | -125.0261 | 95.6735 | -162.2579 | 92.0776 | -194.9133 | 95.5137 | -199.084 | 94.5662 | -64.0676 | 94.6575 | -179.1088 | 96.4783 | -215.19 | 96.0902 | -245.903 | 94.9829 | -189.075 | 96.7066 | 316.7841 | 92.5799 | 252.6125 | 96.0217 | 202.0636 | 96.7922 | 314.9418 | 96.9292 | 315.3143 | 98.2192 | -79.9324 | 94.8345 | -15.0779 | 95.8961 | -51.5347 | 86.5126 | -161.4379 | 96.1244 | -33.011 | 97.6199 | 375.9656 | 99.1781 | 36.448 | 99.9829 | -98.5793 | 99.6575 | -38.05 | 99.1495 | 85.8692 | 96.1701 | -407.3997 | 98.5388 | -500.9544 | 96.992 | -348.2464 | 97.6256 | -98.5195 | 91.8664 | -226.0811 | 95.2511 | 1434.7581 | 93.1963 | 1192.6486 | 94.4749 | 1282.8519 | 94.1153 | 1268.8996 | 93.0251 | 1141.0373 | 95.1427 | 219.4485 | 97.9338 | 196.5316 | 97.6884 | 200.997 | 96.4098 | 194.8778 | 91.661 | 150.1179 | 95.6963
-83.3041 | 96.9521 | -119.1942 | 95.3368 | -156.2183 | 90.9075 | -188.6315 | 94.863 | -193.0422 | 93.7614 | -46.0929 | 93.8356 | -162.699 | 95.9475 | -196.8442 | 95.3311 | -226.53 | 94.1381 | -170.4382 | 96.1986 | 329.3026 | 91.6096 | 265.3741 | 95.2683 | 215.3797 | 96.21 | 326.726 | 96.4669 | 327.5173 | 97.9053 | -53.8895 | 93.887 | 9.8475 | 95.0913 | -24.7048 | 85.04 | -133.6534 | 95.8276 | -7.0109 | 97.2888 | 380.2143 | 99.0811 | 45.2326 | 99.9829 | -87.7447 | 99.6347 | -27.8265 | 98.8242 | 94.72 | 95.5993 | -370.4235 | 98.1906 | -461.8933 | 96.5068 | -309.837 | 97.0947 | -61.728 | 90.5651 | -186.6368 | 94.3265 | 1470.079 | 92.2089 | 1231.1527 | 93.3733 | 1323.1089 | 93.1221 | 1311.3261 | 92.0662 | 1182.6305 | 94.4806 | 227.6101 | 97.5342 | 205.4704 | 97.403 | 209.9245 | 95.9304 | 205.1029 | 90.8048 | 158.8921 | 95.3482
-78.4583 | 96.4384 | -113.3622 | 94.7831 | -150.1787 | 89.766 | -182.3497 | 94.1324 | -187.0004 | 92.8082 | -28.1183 | 92.9053 | -146.2892 | 95.2397 | -178.4984 | 94.5434 | -207.157 | 93.4247 | -151.8015 | 95.6963 | 341.8212 | 90.6507 | 278.1357 | 94.4578 | 228.6958 | 95.4966 | 338.5102 | 95.9703 | 339.7203 | 97.637 | -27.8465 | 92.8995 | 34.773 | 94.0982 | 2.1251 | 83.3562 | -105.8689 | 95.468 | 18.9892 | 96.855 | 384.463 | 98.9155 | 54.0171 | 99.9829 | -76.91 | 99.5605 | -17.6031 | 98.5445 | 103.5708 | 94.9486 | -333.4474 | 97.7568 | -422.8321 | 95.8447 | -271.4276 | 96.5183 | -24.9364 | 89.1895 | -147.1926 | 93.4018 | 1505.4 | 91.0217 | 1269.6568 | 92.1176 | 1363.3659 | 92.0548 | 1353.7525 | 91.0559 | 1224.2238 | 93.7614 | 235.7717 | 96.5925 | 214.4093 | 97.089 | 218.8519 | 95.411 | 215.3281 | 89.7317 | 167.6663 | 94.8973
-73.6125 | 95.8619 | -107.5302 | 94.2123 | -144.1391 | 88.6244 | -176.0679 | 93.3733 | -180.9586 | 91.7751 | -10.1437 | 91.9863 | -129.8795 | 94.532 | -160.1526 | 93.6187 | -187.7841 | 92.6884 | -133.1647 | 94.9829 | 354.3398 | 89.7032 | 290.8974 | 93.6872 | 242.0118 | 94.7089 | 350.2944 | 95.4909 | 351.9233 | 97.3116 | -1.8035 | 91.9349 | 59.6984 | 93.0765 | 28.955 | 81.7066 | -78.0844 | 95.04 | 44.9892 | 96.2957 | 388.7117 | 98.7386 | 62.8017 | 99.9829 | -66.0753 | 99.5263 | -7.3796 | 98.1107 | 112.4217 | 94.2523 | -296.4713 | 97.2032 | -383.7709 | 95.1427 | -233.0182 | 95.8105 | 11.8552 | 87.8196 | -107.7483 | 92.3174 | 1540.721 | 89.6461 | 1308.1608 | 90.5422 | 1403.6229 | 90.7306 | 1396.179 | 89.9829 | 1265.8171 | 92.8938 | 243.9333 | 94.7374 | 223.3481 | 96.5468 | 227.7794 | 94.6233 | 225.5532 | 87.9852 | 176.4404 | 94.4349
-68.7667 | 95.1427 | -101.6982 | 93.5788 | -138.0995 | 87.5285 | -169.7861 | 92.4829 | -174.9168 | 90.742 | 7.831 | 90.6849 | -113.4697 | 93.7785 | -141.8068 | 92.5856 | -168.4111 | 91.661 | -114.528 | 94.2694 | 366.8583 | 88.5331 | 303.659 | 92.4258 | 255.3279 | 93.8756 | 362.0785 | 94.8858 | 364.1263 | 96.9635 | 24.2395 | 90.6221 | 84.6238 | 92.0205 | 55.7848 | 79.8858 | -50.2999 | 94.4749 | 70.9893 | 95.6279 | 392.9604 | 98.5217 | 71.5863 | 99.9829 | -55.2407 | 99.4863 | 2.8439 | 97.6541 | 121.2725 | 93.4874 | -259.4952 | 96.6553 | -344.7098 | 94.3379 | -194.6088 | 95.1084 | 48.6467 | 86.2215 | -68.3041 | 91.1244 | 1576.042 | 88.0422 | 1346.6649 | 88.71 | 1443.8799 | 89.1438 | 1438.6055 | 88.5331 | 1307.4104 | 91.9521 | 252.0949 | 92.089 | 232.287 | 95.8219 | 236.7069 | 93.5845 | 235.7784 | 85.3995 | 185.2146 | 93.9783
-63.921 | 94.4463 | -95.8662 | 92.8596 | -132.0599 | 86.3299 | -163.5043 | 91.6438 | -168.875 | 89.7774 | 25.8056 | 89.3607 | -97.0599 | 92.8025 | -123.461 | 91.5468 | -149.0381 | 90.6963 | -95.8913 | 93.5502 | 379.3769 | 87.2374 | 316.4206 | 91.0445 | 268.644 | 92.911 | 373.8627 | 94.3265 | 376.3294 | 96.5411 | 50.2824 | 89.1495 | 109.5492 | 90.7648 | 82.6147 | 78.0594 | -22.5154 | 93.8984 | 96.9894 | 94.9429 | 397.2091 | 98.339 | 80.3708 | 99.9829 | -44.406 | 99.4521 | 13.0674 | 97.1404 | 130.1233 | 92.8082 | -222.5191 | 96.1701 | -305.6486 | 93.5674 | -156.1994 | 94.2123 | 85.4383 | 84.5091 | -28.8598 | 89.5434 | 1611.363 | 86.0331 | 1385.169 | 86.8664 | 1484.1369 | 87.2603 | 1481.032 | 86.9007 | 1349.0037 | 90.8904 | 260.2564 | 88.4361 | 241.2259 | 94.7717 | 245.6343 | 91.4498 | 246.0035 | 81.5525 | 193.9887 | 93.4418
-59.0752 | 93.5845 | -90.0342 | 92.1404 | -126.0203 | 85.1027 | -157.2225 | 90.8162 | -162.8332 | 88.8014 | 43.7802 | 88.1393 | -80.6502 | 91.992 | -105.1152 | 90.4795 | -129.6651 | 89.5947 | -77.2545 | 92.7112 | 391.8954 | 86.2329 | 329.1822 | 89.6062 | 281.96 | 91.8322 | 385.6469 | 93.5959 | 388.5324 | 96.0845 | 76.3254 | 87.3573 | 134.4746 | 89.1495 | 109.4446 | 75.8619 | 5.2691 | 93.1906 | 122.9894 | 94.0411 | 401.4578 | 98.1621 | 89.1554 | 99.9829 | -33.5714 | 99.3779 | 23.2909 | 96.4726 | 138.9742 | 92.0548 | -185.543 | 95.5822 | -266.5874 | 92.5457 | -117.7901 | 93.2763 | 122.2299 | 82.7568 | 10.5844 | 87.9852 | 1646.684 | 83.7043 | 1423.673 | 84.6689 | 1524.3939 | 85.2511 | 1523.4584 | 84.9429 | 1390.597 | 89.7374 | 268.418 | 84.903 | 250.1647 | 93.3162 | 254.5618 | 88.2363 | 256.2287 | 77.4087 | 202.7629 | 92.8938
-54.2294 | 92.6027 | -84.2023 | 91.387 | -119.9807 | 83.8813 | -150.9407 | 89.903 | -156.7914 | 87.6884 | 61.7548 | 86.8893 | -64.2404 | 91.0388 | -86.7694 | 89.2808 | -110.2921 | 88.613 | -58.6178 | 91.8322 | 404.414 | 85.097 | 341.9438 | 87.9566 | 295.2761 | 90.6849 | 397.431 | 92.7854 | 400.7354 | 95.6221 | 102.3684 | 85.4795 | 159.4 | 87.3973 | 136.2745 | 73.7272 | 33.0536 | 92.4658 | 148.9895 | 92.968 | 405.7065 | 97.9795 | 97.9399 | 99.9829 | -22.7367 | 99.2808 | 33.5144 | 95.8162 | 147.825 | 91.2557 | -148.5669 | 94.9258 | -227.5262 | 91.347 | -79.3807 | 91.9749 | 159.0214 | 80.7192 | 50.0287 | 86.29 | 1682.005 | 81.1073 | 1462.1771 | 82.6256 | 1564.6509 | 82.5514 | 1565.8849 | 82.4201 | 1432.1903 | 88.1906 | 276.5796 | 81.4669 | 259.1036 | 91.0902 | 263.4893 | 84.6518 | 266.4538 | 73.6301 | 211.537 | 92.1804
-49.3836 | 91.5982 | -78.3703 | 90.5765 | -113.9411 | 82.6027 | -144.659 | 88.9384 | -150.7497 | 86.6781 | 79.7295 | 85.6849 | -47.8306 | 90 | -68.4235 | 88.1906 | -90.9191 | 87.5171 | -39.981 | 90.9247 | 416.9326 | 83.7043 | 354.7054 | 86.2957 | 308.5922 | 89.3664 | 409.2152 | 91.8664 | 412.9384 | 94.9772 | 128.4113 | 83.339 | 184.3254 | 85.8733 | 163.1043 | 71.5354 | 60.8381 | 91.8151 | 174.9896 | 91.8893 | 409.9552 | 97.8539 | 106.7245 | 99.9829 | -11.9021 | 99.1438 | 43.7379 | 94.8402 | 156.6758 | 90.5251 | -111.5908 | 94.2637 | -188.4651 | 90.0228 | -40.9713 | 90.3596 | 195.813 | 78.4874 | 89.4729 | 84.3436 | 1717.326 | 78.0365 | 1500.6812 | 79.9943 | 1604.9079 | 79.8231 | 1608.3114 | 79.1324 | 1473.7835 | 86.3185 | 284.7412 | 78.3619 | 268.0424 | 88.0594 | 272.4167 | 80.2112 | 276.679 | 69.7089 | 220.3112 | 91.29
-44.5378 | 90.6279 | -72.5383 | 89.6461 | -107.9015 | 81.3128 | -138.3772 | 87.911 | -144.7079 | 85.508 | 97.7041 | 84.4235 | -31.4209 | 88.9155 | -50.0777 | 86.9863 | -71.5461 | 86.4326 | -21.3443 | 90.0742 | 429.4511 | 82.2089 | 367.467 | 84.6347 | 321.9082 | 88.0137 | 420.9994 | 90.9418 | 425.1414 | 94.258 | 154.4543 | 81.5011 | 209.2509 | 84.395 | 189.9342 | 69.0982 | 88.6226 | 91.016 | 200.9897 | 90.7363 | 414.2039 | 97.6712 | 115.509 | 99.9772 | -1.0674 | 98.8756 | 53.9614 | 93.887 | 165.5266 | 89.5719 | -74.6147 | 93.4989 | -149.4039 | 88.5445 | -2.5619 | 88.5959 | 232.6046 | 76.387 | 128.9172 | 82.1404 | 1752.647 | 74.8916 | 1539.1852 | 77.3916 | 1645.1649 | 76.8893 | 1650.7379 | 75.8447 | 1515.3768 | 84.0183 | 292.9028 | 75.3596 | 276.9813 | 84.6233 | 281.3442 | 76.0959 | 286.9041 | 65.8276 | 229.0854 | 90
-39.692 | 89.6233 | -66.7063 | 88.75 | -101.8619 | 80.0799 | -132.0954 | 86.9349 | -138.6661 | 84.2409 | 115.6787 | 83.282 | -15.0111 | 87.871 | -31.7319 | 85.9132 | -52.1731 | 85.4852 | -2.7075 | 89.0868 | 441.9697 | 80.7135 | 380.2286 | 83.1678 | 335.2243 | 86.5868 | 432.7836 | 90.0285 | 437.3445 | 93.4189 | 180.4973 | 79.2295 | 234.1763 | 82.6313 | 216.7641 | 66.718 | 116.4071 | 90.097 | 226.9897 | 89.4235 | 418.4526 | 97.4429 | 124.2936 | 99.9772 | 9.7673 | 98.6815 | 64.1848 | 92.774 | 174.3775 | 88.7158 | -37.6386 | 92.6712 | -110.3427 | 86.9007 | 35.8475 | 86.5925 | 269.3961 | 74.0696 | 168.3614 | 79.8801 | 1787.968 | 71.8607 | 1577.6893 | 74.7146 | 1685.4219 | 73.9726 | 1693.1643 | 72.4486 | 1556.9701 | 81.5126 | 301.0644 | 72.4087 | 285.9201 | 81.3984 | 290.2717 | 71.9635 | 297.1292 | 61.7751 | 237.8595 | 88.3105
-34.8463 | 88.379 | -60.8743 | 87.774 | -95.8223 | 78.7785 | -125.8136 | 85.7648 | -132.6243 | 82.9509 | 133.6533 | 82.0377 | 1.3987 | 86.8436 | -13.3861 | 84.863 | -32.8001 | 84.5034 | 15.9292 | 88.0479 | 454.4882 | 79.1838 | 392.9903 | 81.3699 | 348.5403 | 85.0799 | 444.5677 | 88.9726 | 449.5475 | 92.6769 | 206.5403 | 77.0034 | 259.1017 | 80.976 | 243.594 | 64.2009 | 144.1916 | 88.9155 | 252.9898 | 88.2078 | 422.7013 | 97.1404 | 133.0781 | 99.96 | 20.6019 | 98.4703 | 74.4083 | 91.7865 | 183.2283 | 87.8653 | -0.66245 | 91.6667 | -71.2815 | 84.9772 | 74.2569 | 84.3779 | 306.1877 | 71.5468 | 207.8057 | 77.4315 | 1823.289 | 68.9269 | 1616.1934 | 71.8664 | 1725.6789 | 71.1644 | 1735.5908 | 69.0068 | 1598.5634 | 78.5731 | 309.2259 | 69.492 | 294.859 | 78.0194 | 299.1991 | 68.3505 | 307.3544 | 58.008 | 246.6337 | 86.6096
-30.0005 | 87.226 | -55.0424 | 86.6267 | -89.7827 | 77.5913 | -119.5318 | 84.5776 | -126.5825 | 81.8322 | 151.628 | 80.7534 | 17.8085 | 85.7192 | 4.9597 | 83.7272 | -13.4271 | 83.3447 | 34.5659 | 87.1005 | 467.0068 | 77.4087 | 405.7519 | 79.4806 | 361.8564 | 83.6416 | 456.3519 | 87.8938 | 461.7505 | 91.6724 | 232.5832 | 74.863 | 284.0271 | 78.8927 | 270.4239 | 61.7409 | 171.9761 | 87.8139 | 278.9899 | 86.6039 | 426.9501 | 96.9349 | 141.8627 | 99.9429 | 31.4366 | 98.2078 | 84.6318 | 90.8162 | 192.0791 | 86.9863 | 36.3137 | 90.7306 | -32.2204 | 82.8824 | 112.6663 | 82.3858 | 342.9793 | 69.2409 | 247.25 | 74.6861 | 1858.61 | 65.7477 | 1654.6974 | 68.7671 | 1765.9359 | 68.0651 | 1778.0173 | 65.3539 | 1640.1567 | 75.5251 | 317.3875 | 66.3927 | 303.7978 | 74.3836 | 308.1266 | 64.8801 | 317.5795 | 54.1495 | 255.4078 | 84.1495
-25.1547 | 86.0046 | -49.2104 | 85.4623 | -83.7431 | 76.2957 | -113.25 | 83.3562 | -120.5407 | 80.5251 | 169.6026 | 79.395 | 34.2182 | 84.6233 | 23.3055 | 82.5457 | 5.9459 | 82.3801 | 53.2027 | 85.9247 | 479.5254 | 75.2112 | 418.5135 | 77.1747 | 375.1725 | 81.8436 | 468.1361 | 86.6495 | 473.9535 | 90.5365 | 258.6262 | 72.5628 | 308.9525 | 76.9406 | 297.2537 | 59.0068 | 199.7606 | 86.5354 | 304.99 | 84.8916 | 431.1988 | 96.6324 | 150.6473 | 99.9315 | 42.2712 | 97.8824 | 94.8553 | 89.9715 | 200.93 | 86.0731 | 73.2898 | 89.6119 | 6.8408 | 80.6849 | 151.0757 | 80.2169 | 379.7708 | 66.5925 | 286.6942 | 71.8037 | 1893.931 | 62.5856 | 1693.2015 | 65.3824 | 1806.1929 | 65.1256 | 1820.4438 | 61.7352 | 1681.75 | 72.0719 | 325.5491 | 63.3562 | 312.7367 | 70.6906 | 317.0541 | 61.6495 | 327.8047 | 50.4281 | 264.182 | 81.0445
-20.3089 | 84.6575 | -43.3784 | 83.9498 | -77.7035 | 74.8288 | -106.9682 | 82.1975 | -114.4989 | 79.2295 | 187.5772 | 77.9737 | 50.628 | 83.6073 | 41.6513 | 81.3927 | 25.3189 | 81.1301 | 71.8394 | 84.7603 | 492.0439 | 73.0537 | 431.2751 | 75 | 388.4885 | 79.8744 | 479.9203 | 85.1769 | 486.1565 | 89.3836 | 284.6692 | 70.274 | 333.8779 | 74.7717 | 324.0836 | 56.21 | 227.5451 | 85.1826 | 330.99 | 83.2763 | 435.4475 | 96.2443 | 159.4318 | 99.8516 | 53.1059 | 97.4829 | 105.0788 | 88.9669 | 209.7808 | 85.1313 | 110.2659 | 88.5331 | 45.902 | 78.4418 | 189.4851 | 78.0308 | 416.5624 | 63.7728 | 326.1385 | 68.516 | 1929.252 | 59.5491 | 1731.7056 | 61.7466 | 1846.4499 | 61.7066 | 1862.8702 | 57.7854 | 1723.3433 | 68.2648 | 333.7107 | 60.0685 | 321.6756 | 67.1632 | 325.9815 | 58.3904 | 338.0298 | 47.0205 | 272.9561 | 77.8253
-15.4631 | 83.4304 | -37.5464 | 82.5457 | -71.6639 | 73.339 | -100.6864 | 81.0445 | -108.4571 | 77.8025 | 205.5519 | 76.661 | 67.0378 | 82.3402 | 59.9971 | 80.2968 | 44.6919 | 80.1598 | 90.4762 | 83.4874 | 504.5625 | 71.1187 | 444.0367 | 73.0137 | 401.8046 | 78.0023 | 491.7044 | 83.4304 | 498.3596 | 88.1279 | 310.7121 | 67.8596 | 358.8033 | 72.7911 | 350.9135 | 53.5046 | 255.3296 | 83.6587 | 356.9901 | 81.5868 | 439.6962 | 95.9189 | 168.2164 | 99.7717 | 63.9405 | 97.1176 | 115.3023 | 87.9966 | 218.6316 | 84.2409 | 147.242 | 87.4543 | 84.9631 | 76.016 | 227.8944 | 75.5537 | 453.354 | 60.8733 | 365.5827 | 65.4338 | 1964.573 | 56.5811 | 1770.2096 | 58.2135 | 1886.7069 | 58.1792 | 1905.2967 | 54.1039 | 1764.9366 | 64.4806 | 341.8723 | 56.8436 | 330.6144 | 63.5959 | 334.909 | 55.3253 | 348.255 | 43.4589 | 281.7303 | 74.1553
-10.6174 | 82.0434 | -31.7144 | 80.8733 | -65.6243 | 71.8721 | -94.4046 | 79.9258 | -102.4153 | 76.4726 | 223.5265 | 75.4452 | 83.4475 | 81.25 | 78.3429 | 79.024 | 64.0649 | 79.2123 | 109.1129 | 82.2032 | 517.081 | 69.2123 | 456.7983 | 70.8162 | 415.1207 | 75.8904 | 503.4886 | 81.347 | 510.5626 | 86.7066 | 336.7551 | 65.5422 | 383.7288 | 70.7705 | 377.7434 | 50.7763 | 283.1141 | 81.7979 | 382.9902 | 79.7203 | 443.9449 | 95.6507 | 177.0009 | 99.6233 | 74.7752 | 96.5297 | 125.5258 | 87.0205 | 227.4824 | 83.3904 | 184.2181 | 86.113 | 124.0243 | 73.6473 | 266.3038 | 72.8824 | 490.1455 | 57.8196 | 405.027 | 62.3744 | 1999.894 | 53.6187 | 1808.7137 | 54.4806 | 1926.9639 | 55.1256 | 1947.7232 | 50.3881 | 1806.5298 | 60.5479 | 350.0339 | 53.7329 | 339.5533 | 60.04 | 343.8364 | 52.1918 | 358.4801 | 40.0571 | 290.5045 | 70.2283
-5.7716 | 80.5936 | -25.8824 | 79.2009 | -59.5847 | 70.5137 | -88.1229 | 78.5845 | -96.3735 | 75.2226 | 241.5011 | 74.2523 | 99.8573 | 80.1826 | 96.6887 | 77.9338 | 83.4379 | 78.1792 | 127.7497 | 80.8048 | 529.5996 | 67.1918 | 469.5599 | 68.71 | 428.4367 | 73.2934 | 515.2728 | 79.3607 | 522.7656 | 85.1313 | 362.7981 | 63.4703 | 408.6542 | 68.2763 | 404.5733 | 47.871 | 310.8986 | 79.6747 | 408.9903 | 77.7968 | 448.1936 | 95.3938 | 185.7855 | 99.3836 | 85.6098 | 95.8562 | 135.7492 | 85.8447 | 236.3333 | 82.4087 | 221.1942 | 84.7374 | 163.0855 | 71.1872 | 304.7132 | 70.2911 | 526.9371 | 55.0057 | 444.4712 | 58.8299 | 2035.215 | 50.6279 | 1847.2178 | 51.29 | 1967.2209 | 52.0034 | 1990.1497 | 46.6781 | 1848.1231 | 56.3984 | 358.1954 | 50.3596 | 348.4921 | 56.7466 | 352.7639 | 49.2123 | 368.7053 | 37.1062 | 299.2786 | 66.3984
-0.92579 | 78.9612 | -20.0505 | 77.3573 | -53.5451 | 68.984 | -81.8411 | 77.1804 | -90.3317 | 73.8128 | 259.4757 | 72.9966 | 116.2671 | 79.0411 | 115.0345 | 76.9292 | 102.8109 | 77.1518 | 146.3864 | 79.4349 | 542.1182 | 64.8573 | 482.3216 | 66.5183 | 441.7528 | 70.8333 | 527.057 | 76.9121 | 534.9686 | 83.5616 | 388.8411 | 61.4326 | 433.5796 | 65.6221 | 431.4031 | 44.9144 | 338.6831 | 77.4943 | 434.9903 | 75.6164 | 452.4423 | 95.1313 | 194.57 | 99.1381 | 96.4445 | 95.1541 | 145.9727 | 84.8288 | 245.1841 | 81.621 | 258.1703 | 83.2763 | 202.1467 | 68.9212 | 343.1226 | 67.4144 | 563.7287 | 52.0491 | 483.9155 | 55.4737 | 2070.536 | 47.7968 | 1885.7218 | 48.0251 | 2007.4779 | 48.8413 | 2032.5761 | 43.105 | 1889.7164 | 52.2774 | 366.357 | 47.5514 | 357.431 | 53.5845 | 361.6914 | 46.2443 | 378.9304 | 34.0297 | 308.0528 | 63.105
3.92 | 77.1975 | -14.2185 | 75.2283 | -47.5055 | 67.5856 | -75.5593 | 75.6735 | -84.2899 | 72.4658 | 277.4504 | 71.7808 | 132.6768 | 77.8653 | 133.3803 | 75.9075 | 122.1839 | 76.1187 | 165.0232 | 77.9909 | 554.6367 | 62.8653 | 495.0832 | 64.4178 | 455.0689 | 68.5103 | 538.8411 | 74.8459 | 547.1716 | 81.8607 | 414.884 | 59.0468 | 458.505 | 63.1393 | 458.233 | 42.3002 | 366.4676 | 74.96 | 460.9904 | 73.5103 | 456.691 | 94.863 | 203.3546 | 98.8242 | 107.2792 | 94.3836 | 156.1962 | 83.7443 | 254.0349 | 80.7363 | 295.1464 | 81.4669 | 241.2078 | 66.29 | 381.532 | 64.863 | 600.5202 | 48.9954 | 523.3597 | 52.1062 | 2105.857 | 45.1142 | 1924.2259 | 44.9543 | 2047.7349 | 45.8276 | 2075.0026 | 39.8002 | 1931.3097 | 48.379 | 374.5186 | 44.6461 | 366.3698 | 50.4167 | 370.6188 | 43.2135 | 389.1555 | 31.2158 | 316.8269 | 59.6689
8.7658 | 75.1199 | -8.3865 | 73.0365 | -41.4659 | 66.1187 | -69.2775 | 74.218 | -78.2482 | 71.21 | 295.425 | 70.5651 | 149.0866 | 76.621 | 151.7261 | 74.8059 | 141.5569 | 74.9772 | 183.6599 | 76.8037 | 567.1553 | 60.5765 | 507.8448 | 62.4258 | 468.3849 | 66.1587 | 550.6253 | 72.6427 | 559.3747 | 80.0228 | 440.927 | 56.7295 | 483.4304 | 60.6336 | 485.0629 | 39.4977 | 394.2521 | 72.4543 | 486.9905 | 71.2671 | 460.9397 | 94.6404 | 212.1391 | 98.3904 | 118.1138 | 93.4304 | 166.4197 | 82.7169 | 262.8857 | 79.6747 | 332.1225 | 79.5034 | 280.269 | 63.5902 | 419.9414 | 62.0719 | 637.3118 | 45.8562 | 562.804 | 48.4874 | 2141.178 | 42.3516 | 1962.73 | 41.992 | 2087.9919 | 42.7169 | 2117.4291 | 36.5753 | 1972.903 | 44.4406 | 382.6802 | 41.6381 | 375.3087 | 47.4486 | 379.5463 | 40.274 | 399.3807 | 28.5502 | 325.6011 | 56.1073
13.6116 | 72.968 | -2.5545 | 70.7534 | -35.4263 | 64.4292 | -62.9957 | 72.7397 | -72.2064 | 69.8174 | 313.3996 | 69.3265 | 165.4964 | 75.5251 | 170.072 | 73.6073 | 160.9298 | 74.0354 | 202.2966 | 75.5365 | 579.6738 | 58.2877 | 520.6064 | 60.5194 | 481.701 | 63.9897 | 562.4095 | 70.1027 | 571.5777 | 78.0194 | 466.97 | 54.4749 | 508.3558 | 58.0194 | 511.8928 | 36.6781 | 422.0366 | 69.9315 | 512.9906 | 69.1895 | 465.1884 | 94.395 | 220.9237 | 97.8881 | 128.9485 | 92.5514 | 176.6432 | 81.8322 | 271.7366 | 78.79 | 369.0987 | 77.6027 | 319.3302 | 60.9304 | 458.3508 | 59.4178 | 674.1034 | 42.7911 | 602.2482 | 45.0571 | 2176.499 | 39.8459 | 2001.234 | 39.3664 | 2128.2489 | 39.6461 | 2159.8556 | 33.4989 | 2014.4963 | 40.508 | 390.8418 | 38.7957 | 384.2475 | 44.5662 | 388.4738 | 37.5 | 409.6058 | 25.7021 | 334.3752 | 52.9452
18.4573 | 70.9132 | 3.2775 | 68.4646 | -29.3867 | 62.7454 | -56.7139 | 70.9932 | -66.1646 | 68.2534 | 331.3742 | 67.8824 | 181.9061 | 74.3037 | 188.4178 | 72.3801 | 180.3028 | 73.0308 | 220.9334 | 74.3094 | 592.1924 | 56.0616 | 533.368 | 58.3048 | 495.0171 | 61.8208 | 574.1937 | 67.3858 | 583.7807 | 75.9361 | 493.013 | 51.9806 | 533.2812 | 55.3196 | 538.7227 | 34.2352 | 449.8211 | 67.3002 | 538.9906 | 66.9406 | 469.4371 | 94.161 | 229.7082 | 97.3059 | 139.7831 | 91.6324 | 186.8667 | 80.8162 | 280.5874 | 77.8767 | 406.0748 | 75.4737 | 358.3914 | 58.0594 | 496.7602 | 56.758 | 710.8949 | 39.9715 | 641.6925 | 41.7751 | 2211.82 | 37.3858 | 2039.7381 | 36.4441 | 2168.5059 | 36.7123 | 2202.282 | 30.4966 | 2056.0896 | 37.1747 | 399.0034 | 36.0788 | 393.1864 | 41.6667 | 397.4012 | 34.8231 | 419.831 | 23.4532 | 343.1494 | 49.9943
23.3031 | 68.6473 | 9.1095 | 66.1815 | -23.3471 | 61.0959 | -50.4321 | 69.3379 | -60.1228 | 66.6838 | 349.3489 | 66.5639 | 198.3159 | 73.1393 | 206.7636 | 71.2785 | 199.6758 | 71.8208 | 239.5701 | 73.0194 | 604.711 | 53.7671 | 546.1296 | 56.0331 | 508.3331 | 59.492 | 585.9778 | 64.4292 | 595.9837 | 73.7614 | 519.0559 | 49.258 | 558.2066 | 52.7169 | 565.5525 | 31.6438 | 477.6056 | 64.5662 | 564.9907 | 64.4977 | 473.6858 | 93.8642 | 238.4928 | 96.621 | 150.6178 | 90.5365 | 197.0902 | 79.9315 | 289.4382 | 76.9578 | 443.0509 | 73.0708 | 397.4525 | 54.9943 | 535.1696 | 54.1381 | 747.6865 | 37.5342 | 681.1367 | 38.5731 | 2247.141 | 34.9258 | 2078.2422 | 33.6701 | 2208.7629 | 33.7043 | 2244.7085 | 27.7112 | 2097.6828 | 33.6473 | 407.1649 | 33.3219 | 402.1253 | 38.8642 | 406.3287 | 32.1233 | 430.0561 | 21.0616 | 351.9236 | 47.1062
28.1489 | 66.4612 | 14.9414 | 63.887 | -17.3075 | 59.395 | -44.1503 | 67.5057 | -54.081 | 64.9486 | 367.3235 | 65.3482 | 214.7257 | 72.089 | 225.1094 | 69.9372 | 219.0488 | 70.5023 | 258.2069 | 71.4954 | 617.2295 | 51.4954 | 558.8912 | 53.4247 | 521.6492 | 57.1005 | 597.762 | 61.9635 | 608.1867 | 71.2557 | 545.0989 | 46.9178 | 583.1321 | 50.0457 | 592.3824 | 29.2009 | 505.3901 | 61.8265 | 590.9908 | 61.8037 | 477.9345 | 93.5616 | 247.2774 | 95.8447 | 161.4524 | 89.6518 | 207.3137 | 78.8927 | 298.2891 | 76.0788 | 480.027 | 70.5422 | 436.5137 | 51.8607 | 573.5789 | 51.3527 | 784.4781 | 34.9429 | 720.581 | 35.5765 | 2282.462 | 32.5457 | 2116.7462 | 31.0674 | 2249.0199 | 31.0217 | 2287.135 | 25.274 | 2139.2761 | 30.5822 | 415.3265 | 30.6849 | 411.0641 | 35.7991 | 415.2562 | 29.5034 | 440.2813 | 18.8927 | 360.6977 | 44.2009
32.9947 | 64.2295 | 20.7734 | 61.4155 | -11.2679 | 57.7397 | -37.8685 | 65.6507 | -48.0392 | 63.1279 | 385.2981 | 64.121 | 231.1355 | 71.0959 | 243.4552 | 68.6473 | 238.4218 | 69.1553 | 276.8436 | 70.3368 | 629.7481 | 49.0753 | 571.6528 | 50.9075 | 534.9652 | 54.9486 | 609.5462 | 59.1495 | 620.3898 | 68.8014 | 571.1419 | 44.4121 | 608.0575 | 47.4886 | 619.2123 | 27.0205 | 533.1746 | 58.71 | 616.9909 | 59.1667 | 482.1832 | 93.2534 | 256.0619 | 94.9829 | 172.2871 | 88.4361 | 217.5371 | 78.008 | 307.1399 | 75.1884 | 517.0031 | 67.597 | 475.5749 | 48.9155 | 611.9883 | 49.0525 | 821.2697 | 32.363 | 760.0252 | 32.7454 | 2317.7829 | 30.1484 | 2155.2503 | 28.5616 | 2289.2769 | 28.3105 | 2329.5615 | 22.8253 | 2180.8694 | 27.7511 | 423.4881 | 27.8425 | 420.003 | 32.9623 | 424.1836 | 26.992 | 450.5064 | 16.4212 | 369.4719 | 41.5126
37.8405 | 61.8037 | 26.6054 | 58.7842 | -5.2283 | 55.9189 | -31.5868 | 63.847 | -41.9974 | 61.3185 | 403.2728 | 62.9053 | 247.5452 | 70.1598 | 261.801 | 67.1918 | 257.7948 | 67.5 | 295.4804 | 68.7842 | 642.2666 | 46.5068 | 584.4145 | 48.4475 | 548.2813 | 52.5742 | 621.3303 | 56.1986 | 632.5928 | 66.153 | 597.1848 | 42.0148 | 632.9829 | 44.9258 | 646.0422 | 24.9829 | 560.9591 | 55.9475 | 642.9909 | 56.7808 | 486.4319 | 92.6541 | 264.8465 | 94.2295 | 183.1218 | 87.3345 | 227.7606 | 77.0719 | 315.9907 | 74.2922 | 553.9792 | 64.9372 | 514.6361 | 45.7135 | 650.3977 | 46.3584 | 858.0612 | 29.9258 | 799.4695 | 30.2169 | 2353.1039 | 28.0879 | 2193.7544 | 26.5011 | 2329.5339 | 25.9189 | 2371.9879 | 20.5537 | 2222.4627 | 24.9201 | 431.6497 | 25.3482 | 428.9418 | 30.645 | 433.1111 | 24.7089 | 460.7316 | 14.3436 | 378.246 | 38.7443
42.6862 | 59.492 | 32.4374 | 55.9589 | 0.81128 | 54.0183 | -25.305 | 61.8436 | -35.9556 | 59.532 | 421.2474 | 61.3642 | 263.955 | 69.1895 | 280.1468 | 65.6849 | 277.1678 | 66.0559 | 314.1171 | 67.2203 | 654.7852 | 43.9612 | 597.1761 | 46.3071 | 561.5974 | 50.3425 | 633.1145 | 53.5388 | 644.7958 | 63.5445 | 623.2278 | 39.766 | 657.9083 | 42.129 | 672.8721 | 22.911 | 588.7436 | 53.0479 | 668.991 | 54.0982 | 490.6806 | 92.1005 | 273.631 | 93.4418 | 193.9564 | 86.0902 | 237.9841 | 76.153 | 324.8415 | 73.2934 | 590.9553 | 62.0491 | 553.6972 | 42.8596 | 688.8071 | 43.4589 | 894.8528 | 27.6027 | 838.9137 | 27.8139 | 2388.4249 | 25.9418 | 2232.2584 | 24.4064 | 2369.7909 | 23.8642 | 2414.4144 | 18.1678 | 2264.056 | 22.4258 | 439.8113 | 22.9909 | 437.8807 | 28.1849 | 442.0386 | 22.4258 | 470.9567 | 12.3059 | 387.0202 | 36.153
47.532 | 57.0776 | 38.2694 | 53.3333 | 6.8509 | 52.1005 | -19.0232 | 59.8345 | -29.9138 | 57.6256 | 439.222 | 59.7317 | 280.3648 | 68.1336 | 298.4926 | 63.8699 | 296.5408 | 64.1724 | 332.7538 | 65.3767 | 667.3038 | 41.4498 | 609.9377 | 44.0753 | 574.9134 | 47.8824 | 644.8987 | 50.7763 | 656.9988 | 60.4909 | 649.2708 | 37.5057 | 682.8337 | 39.7831 | 699.7019 | 21.0502 | 616.5281 | 50.2055 | 694.9911 | 51.3356 | 494.9293 | 91.3699 | 282.4156 | 92.6826 | 204.7911 | 85.1142 | 248.2076 | 75.2683 | 333.6924 | 72.4315 | 627.9314 | 59.2979 | 592.7584 | 40.3253 | 727.2165 | 40.8162 | 931.6444 | 25.2968 | 878.358 | 25.5993 | 2423.7459 | 23.7728 | 2270.7625 | 22.4258 | 2410.0479 | 21.9406 | 2456.8409 | 16.25 | 2305.6493 | 19.8687 | 447.9729 | 21.0217 | 446.8195 | 25.9361 | 450.966 | 20.2454 | 481.1818 | 10.6735 | 395.7943 | 33.5559
52.3778 | 54.5434 | 44.1014 | 50.4966 | 12.8905 | 50.1256 | -12.7414 | 57.6655 | -23.872 | 55.5936 | 457.1966 | 57.911 | 296.7745 | 66.9977 | 316.8384 | 62.1005 | 315.9138 | 62.2432 | 351.3906 | 63.5388 | 679.8223 | 39.1096 | 622.6993 | 41.6267 | 588.2295 | 45.6507 | 656.6829 | 47.9852 | 669.2018 | 57.5799 | 675.3138 | 35.3539 | 707.7591 | 37.4087 | 726.5318 | 19.1495 | 644.3126 | 47.4658 | 720.9912 | 48.6758 | 499.178 | 90.4224 | 291.2001 | 91.8893 | 215.6257 | 83.8413 | 258.4311 | 74.5263 | 342.5432 | 71.4783 | 664.9075 | 56.3299 | 631.8196 | 37.7511 | 765.6259 | 38.1849 | 968.4359 | 23.0651 | 917.8023 | 23.282 | 2459.0669 | 21.6381 | 2309.2665 | 20.3596 | 2450.3049 | 19.9372 | 2499.2674 | 14.3436 | 2347.2426 | 17.6998 | 456.1344 | 19.121 | 455.7584 | 23.5959 | 459.8935 | 18.0251 | 491.407 | 9.2694 | 404.5685 | 30.9989
57.2236 | 51.9349 | 49.9333 | 47.7169 | 18.9301 | 48.0879 | -6.4596 | 55.5879 | -17.8302 | 53.339 | 475.1713 | 55.7021 | 313.1843 | 65.8447 | 335.1842 | 60.0114 | 335.2868 | 60.1884 | 370.0273 | 61.6153 | 692.3409 | 36.9121 | 635.4609 | 39.0183 | 601.5456 | 43.1849 | 668.467 | 44.8288 | 681.4049 | 54.8687 | 701.3567 | 33.2763 | 732.6845 | 35.04 | 753.3617 | 17.4315 | 672.0971 | 44.629 | 746.9912 | 45.8562 | 503.4268 | 89.7489 | 299.9847 | 91.1986 | 226.4604 | 82.5228 | 268.6546 | 73.8984 | 351.394 | 70.6336 | 701.8836 | 53.0936 | 670.8807 | 35.2854 | 804.0353 | 35.7135 | 1005.2275 | 20.9304 | 957.2465 | 21.387 | 2494.3879 | 19.8116 | 2347.7706 | 18.6358 | 2490.5619 | 18.242 | 2541.6938 | 12.5742 | 2388.8358 | 15.6621 | 464.296 | 17.1975 | 464.6972 | 21.4498 | 468.821 | 15.9817 | 501.6321 | 7.8596 | 413.3427 | 28.4475
62.0694 | 49.4749 | 55.7653 | 44.766 | 24.9697 | 46.1358 | -0.17782 | 53.5845 | -11.7884 | 51.0902 | 493.1459 | 53.6416 | 329.5941 | 64.7603 | 353.53 | 57.8767 | 354.6598 | 58.1221 | 388.6641 | 59.532 | 704.8594 | 34.6518 | 648.2225 | 36.6553 | 614.8616 | 40.9304 | 680.2512 | 42.0034 | 693.6079 | 52.1632 | 727.3997 | 31.1872 | 757.61 | 32.8139 | 780.1916 | 15.782 | 699.8816 | 41.7751 | 772.9913 | 43.3048 | 507.6755 | 89.0982 | 308.7692 | 90.4795 | 237.295 | 81.1815 | 278.8781 | 73.1279 | 360.2449 | 69.8573 | 738.8598 | 49.9886 | 709.9419 | 32.871 | 842.4447 | 33.3048 | 1042.0191 | 19.0011 | 996.6908 | 19.6233 | 2529.7089 | 17.9053 | 2386.2747 | 16.9349 | 2530.8189 | 16.718 | 2584.1203 | 11.0959 | 2430.4291 | 13.8756 | 472.4576 | 15.5936 | 473.6361 | 19.4235 | 477.7484 | 14.4178 | 511.8573 | 6.6553 | 422.1168 | 26.0331
66.9152 | 47.1005 | 61.5973 | 42.1119 | 31.0093 | 44.161 | 6.104 | 51.895 | -5.7466 | 48.9041 | 511.1205 | 51.4269 | 346.0038 | 63.5845 | 371.8758 | 55.7192 | 374.0328 | 56.1073 | 407.3008 | 57.5 | 717.378 | 32.4715 | 660.9841 | 34.2979 | 628.1777 | 38.5559 | 692.0354 | 39.2009 | 705.8109 | 49.0582 | 753.4427 | 29.1553 | 782.5354 | 30.3596 | 807.0215 | 14.3664 | 727.6661 | 39.2865 | 798.9914 | 40.7534 | 511.9242 | 88.3048 | 317.5538 | 89.7146 | 248.1297 | 79.8288 | 289.1016 | 72.2945 | 369.0957 | 69.0126 | 775.8359 | 47.129 | 749.0031 | 30.4623 | 880.8541 | 30.879 | 1078.8106 | 17.0947 | 1036.135 | 17.6313 | 2565.0299 | 16.3071 | 2424.7787 | 15.3082 | 2571.0759 | 15.1484 | 2626.5468 | 9.6347 | 2472.0224 | 12.1575 | 480.6192 | 14.0468 | 482.575 | 17.54 | 486.6759 | 12.7797 | 522.0824 | 5.5023 | 430.891 | 23.6929
71.7609 | 44.3779 | 67.4293 | 39.2922 | 37.0489 | 42.1918 | 12.3858 | 49.6176 | 0.29515 | 46.6495 | 529.0952 | 48.9726 | 362.4136 | 62.4372 | 390.2217 | 53.2763 | 393.4058 | 53.9669 | 425.9376 | 55.1256 | 729.8966 | 30.2454 | 673.7457 | 31.9406 | 641.4938 | 36.2785 | 703.8196 | 36.5982 | 718.0139 | 45.879 | 779.4856 | 27.2317 | 807.4608 | 28.3562 | 833.8513 | 12.9167 | 755.4506 | 36.4783 | 824.9915 | 38.2877 | 516.1729 | 87.2945 | 326.3383 | 88.8014 | 258.9644 | 78.4075 | 299.325 | 71.5525 | 377.9465 | 68.1963 | 812.812 | 44.0868 | 788.0643 | 28.1507 | 919.2634 | 28.613 | 1115.6022 | 15.0799 | 1075.5793 | 16.1016 | 2600.3509 | 14.7317 | 2463.2828 | 14.0753 | 2611.3329 | 13.8584 | 2668.9733 | 8.4304 | 2513.6157 | 10.9247 | 488.7808 | 12.7397 | 491.5138 | 15.7306 | 495.6034 | 11.3927 | 532.3076 | 4.7032 | 439.6651 | 21.3071
76.6067 | 41.7009 | 73.2613 | 36.5639 | 43.0885 | 40.0856 | 18.6675 | 47.4258 | 6.3369 | 44.355 | 547.0698 | 46.1587 | 378.8234 | 61.0788 | 408.5675 | 50.7534 | 412.7788 | 51.3927 | 444.5743 | 52.4829 | 742.4151 | 28.0936 | 686.5074 | 29.6062 | 654.8098 | 33.9212 | 715.6037 | 33.9726 | 730.2169 | 42.7397 | 805.5286 | 25.5251 | 832.3862 | 26.2329 | 860.6812 | 11.524 | 783.2351 | 33.8071 | 850.9915 | 35.8676 | 520.4216 | 86.1416 | 335.1229 | 87.9452 | 269.799 | 77.1804 | 309.5485 | 70.8562 | 386.7973 | 67.4144 | 849.7881 | 41.1758 | 827.1254 | 25.9932 | 957.6728 | 26.4498 | 1152.3938 | 13.5388 | 1115.0235 | 14.4692 | 2635.6719 | 13.2991 | 2501.7869 | 12.8139 | 2651.5899 | 12.5742 | 2711.3997 | 7.3687 | 2555.209 | 9.5947 | 496.9424 | 11.4555 | 500.4527 | 14.0753 | 504.5308 | 9.9658 | 542.5327 | 4.0639 | 448.4393 | 18.9041
81.4525 | 39.1952 | 79.0932 | 34.1667 | 49.1281 | 38.0194 | 24.9493 | 45.04 | 12.3787 | 41.8779 | 565.0444 | 43.3105 | 395.2331 | 59.4064 | 426.9133 | 48.5274 | 432.1518 | 48.8813 | 463.2111 | 49.6575 | 754.9337 | 26.0616 | 699.269 | 27.5228 | 668.1259 | 31.621 | 727.3879 | 31.7352 | 742.42 | 39.4292 | 831.5716 | 23.6644 | 857.3116 | 24.5263 | 887.5111 | 10.3311 | 811.0196 | 31.3584 | 876.9916 | 33.4361 | 524.6703 | 85.2283 | 343.9075 | 87.0947 | 280.6337 | 75.9703 | 319.772 | 70.1769 | 395.6482 | 66.4897 | 886.7642 | 38.2249 | 866.1866 | 23.9498 | 996.0822 | 24.4977 | 1189.1853 | 12.0091 | 1154.4678 | 12.9566 | 2670.9929 | 11.8436 | 2540.2909 | 11.718 | 2691.8469 | 11.5183 | 2753.8262 | 6.3642 | 2596.8023 | 8.6986 | 505.1039 | 10.2968 | 509.3915 | 12.5457 | 513.4583 | 8.9384 | 552.7579 | 3.3676 | 457.2135 | 16.7409
86.2983 | 36.8094 | 84.9252 | 31.5868 | 55.1677 | 35.9132 | 31.2311 | 42.7112 | 18.4205 | 39.4521 | 583.019 | 40.468 | 411.6429 | 57.5685 | 445.2591 | 46.1644 | 451.5248 | 46.2785 | 481.8478 | 47.1404 | 767.4522 | 24.0354 | 712.0306 | 25.4509 | 681.442 | 29.3836 | 739.1721 | 29.6747 | 754.623 | 36.113 | 857.6146 | 21.9007 | 882.237 | 22.7397 | 914.341 | 9.2979 | 838.8041 | 29.121 | 902.9917 | 30.8961 | 528.919 | 84.3721 | 352.692 | 86.29 | 291.4683 | 74.8345 | 329.9955 | 69.4635 | 404.499 | 65.6906 | 923.7403 | 35.4053 | 905.2478 | 22.0548 | 1034.4916 | 22.5285 | 1225.9769 | 10.6849 | 1193.912 | 11.6495 | 2706.3139 | 10.3938 | 2578.795 | 10.6735 | 2732.1039 | 10.5822 | 2796.2527 | 5.4909 | 2638.3956 | 7.8139 | 513.2655 | 9.3094 | 518.3304 | 11.2386 | 522.3858 | 7.9623 | 562.983 | 2.8596 | 465.9876 | 14.7374
91.1441 | 34.3208 | 90.7572 | 29.0525 | 61.2073 | 33.9326 | 37.5129 | 40.274 | 24.4623 | 36.8836 | 600.9937 | 38.1221 | 428.0527 | 55.7078 | 463.6049 | 43.8699 | 470.8978 | 43.6358 | 500.4845 | 44.5434 | 779.9708 | 22.0662 | 724.7922 | 23.379 | 694.758 | 27.1062 | 750.9563 | 27.5913 | 766.826 | 33.2078 | 883.6575 | 20.2797 | 907.1624 | 21.1416 | 941.1709 | 8.4874 | 866.5886 | 27.0434 | 928.9917 | 28.4532 | 533.1677 | 83.4817 | 361.4766 | 85.6849 | 302.303 | 73.6587 | 340.219 | 68.8413 | 413.3498 | 64.9372 | 960.7164 | 32.637 | 944.309 | 20.0571 | 1072.901 | 20.6336 | 1262.7685 | 9.5947 | 1233.3563 | 10.4566 | 2741.6349 | 9.1667 | 2617.2991 | 9.6918 | 2772.3609 | 9.5947 | 2838.6792 | 4.7831 | 2679.9888 | 6.9521 | 521.4271 | 8.339 | 527.2692 | 10.04 | 531.3132 | 7.0034 | 573.2081 | 2.3801 | 474.7618 | 13.0194
95.9898 | 32.1119 | 96.5892 | 27.032 | 67.2469 | 31.9235 | 43.7947 | 37.8368 | 30.5041 | 34.1324 | 618.9683 | 35.5308 | 444.4625 | 53.6416 | 481.9507 | 41.3927 | 490.2708 | 41.0559 | 519.1213 | 42.1233 | 792.4894 | 20.3139 | 737.5538 | 21.4326 | 708.0741 | 24.6689 | 762.7404 | 25.468 | 779.029 | 30.2397 | 909.7005 | 18.7728 | 932.0879 | 19.5491 | 968.0007 | 7.5628 | 894.3731 | 24.8573 | 954.9918 | 26.0731 | 537.4164 | 82.6313 | 370.2611 | 85.0171 | 313.1376 | 72.6998 | 350.4425 | 68.1279 | 422.2007 | 64.1724 | 997.6925 | 30.234 | 983.3701 | 18.4475 | 1111.3104 | 18.8014 | 1299.56 | 8.3847 | 1272.8005 | 9.355 | 2776.9559 | 8.0708 | 2655.8031 | 8.8356 | 2812.6179 | 8.8299 | 2881.1056 | 4.1667 | 2721.5821 | 6.2272 | 529.5887 | 7.4144 | 536.2081 | 8.9326 | 540.2407 | 6.2272 | 583.4333 | 2.0548 | 483.5359 | 11.3527
100.8356 | 29.7774 | 102.4212 | 24.9429 | 73.2865 | 29.9372 | 50.0765 | 35.4737 | 36.5459 | 31.7295 | 636.9429 | 32.9852 | 460.8722 | 51.2043 | 500.2965 | 38.9098 | 509.6438 | 38.5274 | 537.758 | 39.2237 | 805.0079 | 18.6644 | 750.3154 | 19.7203 | 721.3901 | 22.4315 | 774.5246 | 23.6473 | 791.232 | 27.3858 | 935.7435 | 17.2146 | 957.0133 | 17.8425 | 994.8306 | 6.6895 | 922.1576 | 23.0023 | 980.9919 | 23.8527 | 541.6651 | 81.7979 | 379.0457 | 84.3037 | 323.9723 | 71.8779 | 360.666 | 67.5 | 431.0515 | 63.3904 | 1034.6686 | 28.0765 | 1022.4313 | 16.9178 | 1149.7198 | 17.2317 | 1336.3516 | 7.4144 | 1312.2448 | 8.3505 | 2812.2769 | 6.992 | 2694.3072 | 7.9452 | 2852.8749 | 8.0936 | 2923.5321 | 3.5959 | 2763.1754 | 5.5365 | 537.7503 | 6.5811 | 545.147 | 7.9566 | 549.1682 | 5.605 | 593.6584 | 1.7295 | 492.3101 | 9.7888
105.6814 | 27.5228 | 108.2532 | 23.105 | 79.3261 | 27.7454 | 56.3583 | 32.9966 | 42.5877 | 29.2352 | 654.9175 | 30.5251 | 477.282 | 48.7272 | 518.6423 | 36.5811 | 529.0167 | 36.113 | 556.3948 | 36.6267 | 817.5265 | 16.7637 | 763.077 | 17.9509 | 734.7062 | 20.1941 | 786.3088 | 21.8836 | 803.4351 | 24.4863 | 961.7864 | 15.7306 | 981.9387 | 16.2329 | 1021.6605 | 5.7249 | 949.9421 | 21.1644 | 1006.992 | 21.4783 | 545.9138 | 81.0674 | 387.8302 | 83.4018 | 334.807 | 70.2226 | 370.8894 | 66.7295 | 439.9023 | 62.734 | 1071.6447 | 25.6621 | 1061.4925 | 15.5422 | 1188.1292 | 15.7249 | 1373.1432 | 6.5068 | 1351.689 | 7.5 | 2847.5979 | 6.1301 | 2732.8113 | 7.089 | 2893.1319 | 7.5342 | 2965.9586 | 3.1735 | 2804.7687 | 4.9087 | 545.9119 | 5.8447 | 554.0858 | 7.0548 | 558.0956 | 4.9543 | 603.8836 | 1.4041 | 501.0842 | 8.6301
110.5272 | 25.4167 | 114.0851 | 21.4326 | 85.3657 | 25.3368 | 62.6401 | 30.3824 | 48.6295 | 26.8094 | 672.8922 | 28.2078 | 493.6918 | 46.3128 | 536.9881 | 34.2922 | 548.3897 | 33.7557 | 575.0315 | 34.0411 | 830.045 | 15.1427 | 775.8387 | 16.2957 | 748.0223 | 17.9452 | 798.0929 | 20.274 | 815.6381 | 22.0491 | 987.8294 | 14.2009 | 1006.8641 | 14.5605 | 1048.4904 | 4.8116 | 977.7266 | 19.258 | 1032.992 | 19.2009 | 550.1625 | 80.3824 | 396.6148 | 82.3516 | 345.6416 | 69.2922 | 381.1129 | 65.9247 | 448.7531 | 61.9578 | 1108.6209 | 23.5674 | 1100.5537 | 14.3094 | 1226.5386 | 14.4007 | 1409.9347 | 5.6963 | 1391.1333 | 6.7865 | 2882.9189 | 5.3995 | 2771.3153 | 6.3128 | 2933.3889 | 6.9178 | 3008.3851 | 2.7511 | 2846.362 | 4.3151 | 554.0734 | 5.1769 | 563.0247 | 6.1872 | 567.0231 | 4.4806 | 614.1087 | 1.153 | 509.8584 | 7.5342
115.373 | 23.2021 | 119.9171 | 19.7717 | 91.4053 | 23.0422 | 68.9219 | 27.9509 | 54.6713 | 24.6575 | 690.8668 | 25.5194 | 510.1015 | 43.5959 | 555.3339 | 31.9349 | 567.7627 | 31.1358 | 593.6683 | 31.5925 | 842.5636 | 13.8071 | 788.6003 | 14.9372 | 761.3383 | 15.8676 | 809.8771 | 18.7386 | 827.8411 | 19.6518 | 1013.8724 | 12.8139 | 1031.7895 | 12.8368 | 1075.3203 | 3.9612 | 1005.5111 | 17.3858 | 1058.9921 | 17.226 | 554.4112 | 79.6176 | 405.3993 | 81.4155 | 356.4763 | 68.3162 | 391.3364 | 65.1884 | 457.604 | 61.1187 | 1145.597 | 21.6153 | 1139.6148 | 13.2078 | 1264.9479 | 13.2363 | 1446.7263 | 4.96 | 1430.5775 | 6.1758 | 2918.2399 | 4.7146 | 2809.8194 | 5.5822 | 2973.6459 | 6.3242 | 3050.8115 | 2.3516 | 2887.9553 | 3.8071 | 562.235 | 4.4692 | 571.9635 | 5.5422 | 575.9506 | 3.9669 | 624.3339 | 0.97603 | 518.6326 | 6.4384
120.2188 | 21.3185 | 125.7491 | 18.2192 | 97.4449 | 20.8904 | 75.2036 | 25.5537 | 60.7131 | 22.5171 | 708.8414 | 22.8995 | 526.5113 | 41.2272 | 573.6797 | 29.3607 | 587.1357 | 28.71 | 612.305 | 29.0639 | 855.0822 | 12.4772 | 801.3619 | 13.5046 | 774.6544 | 13.9612 | 821.6613 | 17.4943 | 840.0441 | 17.6541 | 1039.9154 | 11.5354 | 1056.7149 | 11.4098 | 1102.1501 | 3.3105 | 1033.2956 | 15.7306 | 1084.9922 | 15.4852 | 558.6599 | 78.9212 | 414.1839 | 80.3596 | 367.3109 | 67.4315 | 401.5599 | 64.6119 | 466.4548 | 60.234 | 1182.5731 | 19.4977 | 1178.676 | 11.9806 | 1303.3573 | 11.992 | 1483.5179 | 4.3493 | 1470.0218 | 5.3938 | 2953.5609 | 4.0868 | 2848.3235 | 5.0057 | 3013.9029 | 5.7192 | 3093.238 | 2.032 | 2929.5486 | 3.4075 | 570.3966 | 3.8356 | 580.9024 | 4.8687 | 584.878 | 3.5559 | 634.559 | 0.76484 | 527.4067 | 5.5936
125.0645 | 19.6861 | 131.5811 | 16.895 | 103.4845 | 18.6358 | 81.4854 | 22.6256 | 66.7549 | 20.3995 | 726.8161 | 20.508 | 542.9211 | 38.71 | 592.0255 | 27.1918 | 606.5087 | 26.2557 | 630.9417 | 26.8037 | 867.6007 | 11.3014 | 814.1235 | 12.2203 | 787.9705 | 12.2317 | 833.4455 | 16.1587 | 852.2471 | 15.6564 | 1065.9583 | 10.5993 | 1081.6403 | 10.2112 | 1128.98 | 2.8653 | 1061.0801 | 14.2865 | 1110.9923 | 13.8413 | 562.9086 | 78.1906 | 422.9684 | 79.2979 | 378.1456 | 66.5126 | 411.7834 | 63.8527 | 475.3056 | 59.3151 | 1219.5492 | 17.5628 | 1217.7372 | 10.8676 | 1341.7667 | 10.7648 | 1520.3094 | 3.7329 | 1509.466 | 4.8174 | 2988.8819 | 3.5674 | 2886.8275 | 4.3836 | 3054.1599 | 5.1084 | 3135.6645 | 1.7466 | 2971.1419 | 3.0137 | 578.5582 | 3.3276 | 589.8412 | 4.3208 | 593.8055 | 3.2021 | 644.7841 | 0.64498 | 536.1809 | 4.7888
129.9103 | 17.9852 | 137.4131 | 15.3596 | 109.5241 | 16.7352 | 87.7672 | 20.3653 | 72.7967 | 18.7329 | 744.7907 | 18.1735 | 559.3308 | 36.1073 | 610.3714 | 25.0342 | 625.8817 | 24.1495 | 649.5785 | 24.5947 | 880.1193 | 10.0913 | 826.8851 | 10.9475 | 801.2865 | 10.7477 | 845.2296 | 14.8801 | 864.4502 | 13.9441 | 1092.0013 | 9.395 | 1106.5658 | 9.1952 | 1155.8099 | 2.5114 | 1088.8646 | 12.8196 | 1136.9923 | 12.1918 | 567.1573 | 77.5514 | 431.753 | 78.1963 | 388.9802 | 65.7249 | 422.0069 | 63.0479 | 484.1564 | 58.2534 | 1256.5253 | 15.9247 | 1256.7983 | 9.7945 | 1380.1761 | 9.6404 | 1557.101 | 3.2648 | 1548.9103 | 4.1952 | 3024.2029 | 3.0936 | 2925.3316 | 3.8642 | 3094.4169 | 4.5662 | 3178.091 | 1.5126 | 3012.7351 | 2.6655 | 586.7198 | 2.8025 | 598.7801 | 3.75 | 602.733 | 2.8881 | 655.0093 | 0.52511 | 544.955 | 4.0868
134.7561 | 16.4098 | 143.2451 | 14.0068 | 115.5637 | 15.0457 | 94.049 | 18.2477 | 78.8384 | 16.8607 | 762.7653 | 16.0274 | 575.7406 | 33.7386 | 628.7172 | 23.0936 | 645.2547 | 22.1575 | 668.2152 | 22.5228 | 892.6378 | 8.9726 | 839.6467 | 9.8059 | 814.6026 | 9.5091 | 857.0138 | 13.7329 | 876.6532 | 12.1689 | 1118.0443 | 8.3847 | 1131.4912 | 8.3562 | 1182.6398 | 2.1975 | 1116.6491 | 11.661 | 1162.9924 | 10.9418 | 571.406 | 76.9121 | 440.5376 | 77.1689 | 399.8149 | 64.8801 | 432.2304 | 62.1975 | 493.0073 | 57.3002 | 1293.5014 | 14.2808 | 1295.8595 | 8.9098 | 1418.5855 | 8.6986 | 1593.8926 | 2.9053 | 1588.3545 | 3.6986 | 3059.5239 | 2.6427 | 2963.8357 | 3.3904 | 3134.6739 | 4.0982 | 3220.5174 | 1.2842 | 3054.3284 | 2.3002 | 594.8814 | 2.4315 | 607.7189 | 3.2534 | 611.6604 | 2.6712 | 665.2344 | 0.47374 | 553.7292 | 3.3562
139.6019 | 14.9543 | 149.077 | 12.403 | 121.6033 | 13.4075 | 100.3308 | 16.3014 | 84.8802 | 15 | 780.7399 | 14.0696 | 592.1504 | 31.153 | 647.063 | 21.2215 | 664.6277 | 20.4966 | 686.852 | 20.1884 | 905.1564 | 8.0365 | 852.4083 | 8.887 | 827.9187 | 8.2934 | 868.798 | 12.6884 | 888.8562 | 10.7078 | 1144.0872 | 7.4829 | 1156.4166 | 7.5285 | 1209.4697 | 1.9349 | 1144.4336 | 10.5308 | 1188.9925 | 9.6804 | 575.6547 | 76.21 | 449.3221 | 76.1016 | 410.6496 | 63.9555 | 442.4539 | 61.3642 | 501.8581 | 56.3756 | 1330.4775 | 12.6884 | 1334.9207 | 7.9452 | 1456.9949 | 7.734 | 1630.6841 | 2.5685 | 1627.7988 | 3.2135 | 3094.8449 | 2.2603 | 3002.3397 | 3.0308 | 3174.9309 | 3.7614 | 3262.9439 | 1.1016 | 3095.9217 | 2.0091 | 603.0429 | 2.0034 | 616.6578 | 2.8425 | 620.5879 | 2.4087 | 675.4596 | 0.41096 | 562.5033 | 2.8082
144.4477 | 13.4703 | 154.909 | 10.9989 | 127.6429 | 11.9121 | 106.6126 | 14.532 | 90.922 | 13.5103 | 798.7146 | 12.2489 | 608.5601 | 28.4646 | 665.4088 | 19.2922 | 684.0007 | 18.7215 | 705.4887 | 18.0422 | 917.675 | 7.0719 | 865.1699 | 7.9852 | 841.2347 | 7.1404 | 880.5822 | 11.5582 | 901.0592 | 9.4121 | 1170.1302 | 6.6324 | 1181.342 | 6.8151 | 1236.2995 | 1.6667 | 1172.2181 | 9.4749 | 1214.9926 | 8.5845 | 579.9035 | 75.3368 | 458.1067 | 74.9429 | 421.4842 | 63.1564 | 452.6773 | 60.5023 | 510.7089 | 55.3938 | 1367.4536 | 11.0902 | 1373.9819 | 7.1119 | 1495.4043 | 6.855 | 1667.4757 | 2.2603 | 1667.2431 | 2.7911 | 3130.1659 | 2.0263 | 3040.8438 | 2.7397 | 3215.1879 | 3.3904 | 3305.3704 | 0.9532 | 3137.515 | 1.6781 | 611.2045 | 1.6781 | 625.5967 | 2.46 | 629.5154 | 2.2317 | 685.6847 | 0.37671 | 571.2775 | 2.3573
149.2934 | 12.1233 | 160.741 | 9.6861 | 133.6825 | 10.5765 | 112.8944 | 12.9395 | 96.9638 | 12.0091 | 816.6892 | 10.5879 | 624.9699 | 25.9532 | 683.7546 | 17.46 | 703.3737 | 16.8379 | 724.1255 | 15.879 | 930.1935 | 6.29 | 877.9316 | 7.3116 | 854.5508 | 6.1416 | 892.3663 | 10.4053 | 913.2622 | 8.0993 | 1196.1732 | 5.7705 | 1206.2674 | 6.0331 | 1263.1294 | 1.3984 | 1200.0026 | 8.6358 | 1240.9926 | 7.4087 | 584.1522 | 74.3208 | 466.8912 | 73.8356 | 432.3189 | 62.2489 | 462.9008 | 59.532 | 519.5598 | 54.1381 | 1404.4297 | 9.6804 | 1413.043 | 6.3356 | 1533.8137 | 6.1644 | 1704.2673 | 1.9463 | 1706.6873 | 2.4315 | 3165.4869 | 1.7922 | 3079.3479 | 2.4886 | 3255.4449 | 3.0251 | 3347.7969 | 0.85046 | 3179.1083 | 1.4555 | 619.3661 | 1.3984 | 634.5355 | 2.0833 | 638.4428 | 2.0434 | 695.9099 | 0.35959 | 580.0517 | 1.9692
154.1392 | 10.9532 | 166.573 | 8.3333 | 139.7221 | 9.3607 | 119.1762 | 11.6781 | 103.0056 | 10.6336 | 834.6638 | 9.2009 | 641.3797 | 23.6587 | 702.1004 | 15.6507 | 722.7467 | 14.8288 | 742.7622 | 14.0753 | 942.7121 | 5.4053 | 890.6932 | 6.4555 | 867.8669 | 5.234 | 904.1505 | 9.395 | 925.4653 | 7.1347 | 1222.2162 | 4.9886 | 1231.1928 | 5.3596 | 1289.9593 | 1.2272 | 1227.7871 | 7.7968 | 1266.9927 | 6.5297 | 588.4009 | 73.2306 | 475.6758 | 72.4543 | 443.1535 | 61.2614 | 473.1243 | 58.3562 | 528.4106 | 52.2032 | 1441.4058 | 8.3333 | 1452.1042 | 5.5936 | 1572.2231 | 5.5879 | 1741.0588 | 1.7466 | 1746.1316 | 2.1119 | 3200.8078 | 1.6096 | 3117.8519 | 2.2546 | 3295.7019 | 2.6826 | 3390.2233 | 0.71347 | 3220.7016 | 1.2728 | 627.5277 | 1.1986 | 643.4744 | 1.7694 | 647.3703 | 1.8379 | 706.135 | 0.30251 | 588.8258 | 1.6495
158.985 | 9.6119 | 172.405 | 7.226 | 145.7617 | 8.145 | 125.458 | 10.4281 | 109.0474 | 9.4749 | 852.6384 | 7.8025 | 657.7894 | 21.3584 | 720.4462 | 13.9498 | 742.1197 | 12.8139 | 761.399 | 12.3459 | 955.2307 | 4.7203 | 903.4548 | 5.742 | 881.1829 | 4.3607 | 915.9347 | 8.6358 | 937.6683 | 6.153 | 1248.2591 | 4.1895 | 1256.1182 | 4.7774 | 1316.7892 | 1.1016 | 1255.5716 | 7.0548 | 1292.9928 | 5.7534 | 592.6496 | 72.0605 | 484.4603 | 70.9018 | 453.9882 | 60.3482 | 483.3478 | 57.1404 | 537.2614 | 49.3893 | 1478.382 | 7.2774 | 1491.1654 | 5.0799 | 1610.6324 | 4.96 | 1777.8504 | 1.5183 | 1785.5758 | 1.8893 | 3236.1288 | 1.3927 | 3156.356 | 2.0605 | 3335.9589 | 2.3288 | 3432.6498 | 0.62785 | 3262.2949 | 1.0959 | 635.6893 | 1.0274 | 652.4132 | 1.5411 | 656.2978 | 1.6267 | 716.3602 | 0.25114 | 597.6 | 1.4326
163.8308 | 8.5217 | 178.237 | 6.2158 | 151.8013 | 7.1005 | 131.7397 | 9.3265 | 115.0892 | 8.4132 | 870.6131 | 6.7123 | 674.1992 | 19.2352 | 738.792 | 12.2374 | 761.4927 | 10.9532 | 780.0357 | 10.645 | 967.7492 | 4.1553 | 916.2164 | 5.0628 | 894.499 | 3.7386 | 927.7189 | 7.8539 | 949.8713 | 5.3995 | 1274.3021 | 3.5274 | 1281.0436 | 4.218 | 1343.6191 | 0.97032 | 1283.3561 | 6.3984 | 1318.9929 | 5.1541 | 596.8983 | 70.8961 | 493.2449 | 69.3208 | 464.8228 | 59.3436 | 493.5713 | 55.8961 | 546.1122 | 45.8105 | 1515.3581 | 6.3756 | 1530.2266 | 4.5263 | 1649.0418 | 4.4235 | 1814.642 | 1.2957 | 1825.0201 | 1.6096 | 3271.4498 | 1.1929 | 3194.8601 | 1.8436 | 3376.2159 | 2.0776 | 3475.0763 | 0.54224 | 3303.8881 | 0.9532 | 643.8509 | 0.86187 | 661.3521 | 1.3356 | 665.2252 | 1.4441 | 726.5853 | 0.21119 | 606.3741 | 1.1644
168.6766 | 7.5 | 184.0689 | 5.3881 | 157.8409 | 6.2671 | 138.0215 | 8.4132 | 121.131 | 7.3116 | 888.5877 | 5.6393 | 690.609 | 17.1632 | 757.1378 | 10.6279 | 780.8657 | 9.1438 | 798.6724 | 9.2466 | 980.2678 | 3.6815 | 928.978 | 4.4007 | 907.815 | 3.3048 | 939.503 | 7.129 | 962.0743 | 4.629 | 1300.3451 | 2.9338 | 1305.9691 | 3.7329 | 1370.4489 | 0.89041 | 1311.1406 | 5.6107 | 1344.9929 | 4.4235 | 601.147 | 69.532 | 502.0294 | 67.8253 | 475.6575 | 58.2249 | 503.7948 | 54.4578 | 554.9631 | 41.5297 | 1552.3342 | 5.508 | 1569.2877 | 4.0639 | 1687.4512 | 3.984 | 1851.4335 | 1.1644 | 1864.4643 | 1.3813 | 3306.7708 | 1.0388 | 3233.3641 | 1.6153 | 3416.4729 | 1.8208 | 3517.5028 | 0.46804 | 3345.4814 | 0.75913 | 652.0124 | 0.74201 | 670.2909 | 1.1187 | 674.1527 | 1.2785 | 736.8104 | 0.16553 | 615.1483 | 0.98744
173.5224 | 6.4726 | 189.9009 | 4.6404 | 163.8805 | 5.5137 | 144.3033 | 7.6541 | 127.1728 | 6.4098 | 906.5623 | 4.7203 | 707.0188 | 15.1998 | 775.4836 | 9.0068 | 800.2387 | 7.7626 | 817.3092 | 7.9852 | 992.7863 | 3.1906 | 941.7396 | 3.8699 | 921.1311 | 2.8025 | 951.2872 | 6.3527 | 974.2773 | 3.9384 | 1326.388 | 2.4715 | 1330.8945 | 3.3447 | 1397.2788 | 0.82763 | 1338.9251 | 5 | 1370.993 | 3.847 | 605.3957 | 68.2934 | 510.814 | 66.0445 | 486.4922 | 56.9521 | 514.0183 | 52.7226 | 563.8139 | 37.6941 | 1589.3103 | 4.6461 | 1608.3489 | 3.4817 | 1725.8606 | 3.5046 | 1888.2251 | 1.0217 | 1903.9086 | 1.1872 | 3342.0918 | 0.8847 | 3271.8682 | 1.3927 | 3456.7299 | 1.5582 | 3559.9292 | 0.41096 | 3387.0747 | 0.64498 | 660.174 | 0.6621 | 679.2298 | 0.94749 | 683.0802 | 1.1016 | 747.0356 | 0.14269 | 623.9224 | 0.78196
178.3681 | 5.5194 | 195.7329 | 3.9555 | 169.9201 | 4.8345 | 150.5851 | 6.8493 | 133.2146 | 5.4509 | 924.537 | 3.9441 | 723.4285 | 13.3676 | 793.8294 | 7.7055 | 819.6117 | 6.5126 | 835.9459 | 6.9692 | 1005.3049 | 2.7112 | 954.5012 | 3.4018 | 934.4472 | 2.3516 | 963.0714 | 5.7591 | 986.4804 | 3.3562 | 1352.431 | 2.1062 | 1355.8199 | 2.9795 | 1424.1087 | 0.72489 | 1366.7096 | 4.5263 | 1396.9931 | 3.2591 | 609.6444 | 66.9521 | 519.5985 | 64.0468 | 497.3268 | 55.411 | 524.2417 | 50.605 | 572.6647 | 34.2694 | 1626.2864 | 3.9669 | 1647.4101 | 2.9395 | 1764.27 | 2.9737 | 1925.0167 | 0.94749 | 1943.3528 | 1.0502 | 3377.4128 | 0.74201 | 3310.3723 | 1.1758 | 3496.9869 | 1.3128 | 3602.3557 | 0.35959 | 3428.668 | 0.57648 | 668.3356 | 0.57648 | 688.1686 | 0.80479 | 692.0076 | 1.0274 | 757.2607 | 0.12557 | 632.6966 | 0.6621
183.2139 | 4.6518 | 201.5649 | 3.2877 | 175.9597 | 4.1952 | 156.8669 | 6.1244 | 139.2564 | 4.7032 | 942.5116 | 3.2648 | 739.8383 | 11.4669 | 812.1752 | 6.6267 | 838.9847 | 5.3881 | 854.5827 | 5.9989 | 1017.8235 | 2.3288 | 967.2629 | 2.9566 | 947.7632 | 2.0034 | 974.8556 | 5.0913 | 998.6834 | 2.8368 | 1378.474 | 1.7352 | 1380.7453 | 2.6884 | 1450.9386 | 0.65068 | 1394.4941 | 4.0811 | 1422.9932 | 2.7797 | 613.8931 | 65.2283 | 528.3831 | 61.8607 | 508.1615 | 53.8128 | 534.4652 | 47.9053 | 581.5156 | 30.8219 | 1663.2625 | 3.4532 | 1686.4713 | 2.54 | 1802.6794 | 2.6027 | 1961.8082 | 0.86187 | 1982.7971 | 0.89612 | 3412.7338 | 0.63356 | 3348.8763 | 1.0274 | 3537.2439 | 1.1073 | 3644.7822 | 0.30822 | 3470.2613 | 0.49658 | 676.4972 | 0.5137 | 697.1075 | 0.7363 | 700.9351 | 0.91895 | 767.4859 | 0.097032 | 641.4708 | 0.5137
188.0597 | 3.8413 | 207.3969 | 2.8139 | 181.9993 | 3.613 | 163.1487 | 5.2797 | 145.2982 | 3.9326 | 960.4862 | 2.734 | 756.2481 | 9.863 | 830.5211 | 5.5708 | 858.3577 | 4.5148 | 873.2194 | 5.0514 | 1030.342 | 2.0205 | 980.0245 | 2.6027 | 961.0793 | 1.7123 | 986.6397 | 4.2808 | 1010.8864 | 2.4087 | 1404.517 | 1.4669 | 1405.6707 | 2.3916 | 1477.7684 | 0.59932 | 1422.2786 | 3.6701 | 1448.9932 | 2.3916 | 618.1418 | 62.8653 | 537.1677 | 59.5719 | 518.9961 | 51.9292 | 544.6887 | 44.2009 | 590.3664 | 27.9452 | 1700.2386 | 2.9053 | 1725.5324 | 2.1632 | 1841.0888 | 2.363 | 1998.5998 | 0.76484 | 2022.2413 | 0.82763 | 3448.0548 | 0.54224 | 3387.3804 | 0.86187 | 3577.5009 | 0.91324 | 3687.2087 | 0.22831 | 3511.8546 | 0.41667 | 684.6588 | 0.46233 | 706.0464 | 0.63927 | 709.8625 | 0.8105 | 777.711 | 0.074201 | 650.2449 | 0.39954
192.9055 | 2.9852 | 213.2289 | 2.3973 | 188.0389 | 2.9966 | 169.4305 | 4.6347 | 151.3399 | 3.2877 | 978.4608 | 2.2831 | 772.6578 | 8.5103 | 848.8669 | 4.6176 | 877.7307 | 3.7158 | 891.8562 | 4.218 | 1042.8606 | 1.6895 | 992.7861 | 2.3174 | 974.3954 | 1.4726 | 998.4239 | 3.7671 | 1023.0894 | 2.0434 | 1430.5599 | 1.2386 | 1430.5961 | 2.0491 | 1504.5983 | 0.55365 | 1450.0631 | 3.2591 | 1474.9933 | 2.0491 | 622.3905 | 60 | 545.9522 | 56.6324 | 529.8308 | 49.6119 | 554.9122 | 40.0685 | 599.2172 | 25.0685 | 1737.2147 | 2.46 | 1764.5936 | 1.895 | 1879.4982 | 2.1404 | 2035.3914 | 0.6621 | 2061.6856 | 0.68493 | 3483.3758 | 0.43379 | 3425.8845 | 0.72489 | 3617.7579 | 0.75913 | 3729.6351 | 0.19406 | 3553.4479 | 0.34817 | 692.8204 | 0.43379 | 714.9852 | 0.53653 | 718.79 | 0.74772 | 787.9362 | 0.062785 | 659.0191 | 0.34247
197.7513 | 2.2831 | 219.0608 | 2.032 | 194.0785 | 2.4772 | 175.7123 | 4.0354 | 157.3817 | 2.7683 | 996.4355 | 1.9178 | 789.0676 | 7.3174 | 867.2127 | 3.7728 | 897.1036 | 3.0708 | 910.4929 | 3.5103 | 1055.3791 | 1.3927 | 1005.5477 | 1.9578 | 987.7114 | 1.29 | 1010.2081 | 3.2192 | 1035.2924 | 1.6895 | 1456.6029 | 1.0331 | 1455.5215 | 1.7694 | 1531.4282 | 0.49658 | 1477.8476 | 2.9395 | 1500.9934 | 1.758 | 626.6392 | 56.6153 | 554.7368 | 53.4132 | 540.6654 | 46.9578 | 565.1357 | 36.0616 | 608.068 | 22.3801 | 1774.1908 | 2.0491 | 1803.6548 | 1.5753 | 1917.9076 | 1.8779 | 2072.1829 | 0.57078 | 2101.1298 | 0.60502 | 3518.6968 | 0.37671 | 3464.3885 | 0.63356 | 3658.0149 | 0.61073 | 3772.0616 | 0.18265 | 3595.0411 | 0.31393 | 700.9819 | 0.35959 | 723.9241 | 0.4395 | 727.7175 | 0.65068 | 798.1613 | 0.05137 | 667.7932 | 0.2968
202.5971 | 1.8664 | 224.8928 | 1.6324 | 200.1181 | 2.0605 | 181.994 | 3.4874 | 163.4235 | 2.3916 | 1014.4101 | 1.5811 | 805.4774 | 6.4041 | 885.5585 | 3.1221 | 916.4766 | 2.5 | 929.1296 | 2.9395 | 1067.8977 | 1.2043 | 1018.3093 | 1.7523 | 1001.0275 | 1.0616 | 1021.9922 | 2.7626 | 1047.4955 | 1.3756 | 1482.6459 | 0.83904 | 1480.447 | 1.5068 | 1558.2581 | 0.42808 | 1505.6321 | 2.5913 | 1526.9935 | 1.4897 | 630.8879 | 53.008 | 563.5213 | 49.4235 | 551.5001 | 43.9897 | 575.3592 | 32.6655 | 616.9189 | 19.9258 | 1811.1669 | 1.6838 | 1842.7159 | 1.3527 | 1956.3169 | 1.5753 | 2108.9745 | 0.49087 | 2140.5741 | 0.55365 | 3554.0178 | 0.33105 | 3502.8926 | 0.5879 | 3698.2719 | 0.53082 | 3814.4881 | 0.1484 | 3636.6344 | 0.27397 | 709.1435 | 0.34247 | 732.8629 | 0.34247 | 736.6449 | 0.59361 | 808.3865 | 0.05137 | 676.5674 | 0.26826
207.4428 | 1.4098 | 230.7248 | 1.4098 | 206.1577 | 1.6838 | 188.2758 | 2.9509 | 169.4653 | 1.9349 | 1032.3847 | 1.3071 | 821.8871 | 5.5708 | 903.9043 | 2.6427 | 935.8496 | 2.0205 | 947.7664 | 2.3573 | 1080.4163 | 1.0046 | 1031.0709 | 1.5354 | 1014.3436 | 0.89612 | 1033.7764 | 2.3858 | 1059.6985 | 1.0902 | 1508.6889 | 0.65639 | 1505.3724 | 1.29 | 1585.088 | 0.35388 | 1533.4166 | 2.3402 | 1552.9935 | 1.2386 | 635.1366 | 48.6701 | 572.3059 | 45.1484 | 562.3348 | 40.1655 | 585.5827 | 29.1267 | 625.7697 | 17.6313 | 1848.1431 | 1.2842 | 1881.7771 | 1.1872 | 1994.7263 | 1.347 | 2145.7661 | 0.40525 | 2180.0183 | 0.46804 | 3589.3388 | 0.30251 | 3541.3967 | 0.55365 | 3738.5289 | 0.41667 | 3856.9146 | 0.13699 | 3678.2277 | 0.24543 | 717.3051 | 0.30251 | 741.8018 | 0.2968 | 745.5724 | 0.51941 | 818.6116 | 0.05137 | 685.3415 | 0.24543
212.2886 | 1.1758 | 236.5568 | 1.2043 | 212.1973 | 1.347 | 194.5576 | 2.5171 | 175.5071 | 1.4669 | 1050.3594 | 1.0388 | 838.2969 | 4.8174 | 922.2501 | 2.1518 | 955.2226 | 1.5525 | 966.4031 | 1.8265 | 1092.9348 | 0.84475 | 1043.8325 | 1.3527 | 1027.6596 | 0.71347 | 1045.5606 | 1.9806 | 1071.9015 | 0.89612 | 1534.7318 | 0.54224 | 1530.2978 | 1.1016 | 1611.9178 | 0.32534 | 1561.2011 | 2.0205 | 1578.9936 | 1.1073 | 639.3853 | 43.6358 | 581.0904 | 40.9475 | 573.1694 | 36.0445 | 595.8062 | 26.0616 | 634.6205 | 15.6221 | 1885.1192 | 0.91324 | 1920.8383 | 1.016 | 2033.1357 | 1.1301 | 2182.5576 | 0.30822 | 2219.4626 | 0.39954 | 3624.6598 | 0.27968 | 3579.9007 | 0.49087 | 3778.7859 | 0.33105 | 3899.341 | 0.12557 | 3719.821 | 0.21119 | 725.4667 | 0.26256 | 750.7406 | 0.21689 | 754.4999 | 0.42237 | 828.8367 | 0.05137 | 694.1157 | 0.20548
217.1344 | 0.9532 | 242.3888 | 0.99315 | 218.2369 | 1.1016 | 200.8394 | 2.0377 | 181.5489 | 1.1587 | 1068.334 | 0.84475 | 854.7067 | 4.1553 | 940.5959 | 1.7237 | 974.5956 | 1.2158 | 985.0399 | 1.387 | 1105.4534 | 0.70205 | 1056.5941 | 1.2158 | 1040.9757 | 0.55365 | 1057.3448 | 1.6895 | 1084.1045 | 0.68493 | 1560.7748 | 0.44521 | 1555.2232 | 0.96461 | 1638.7477 | 0.30251 | 1588.9856 | 1.7808 | 1604.9937 | 0.94749 | 643.634 | 38.0708 | 589.875 | 36.6895 | 584.0041 | 32.2089 | 606.0296 | 23.0993 | 643.4713 | 13.6758 | 1922.0953 | 0.6621 | 1959.8995 | 0.87329 | 2071.5451 | 0.98744 | 2219.3492 | 0.27397 | 2258.9068 | 0.33676 | 3659.9808 | 0.25114 | 3618.4048 | 0.40525 | 3819.0429 | 0.28539 | 3941.7675 | 0.10845 | 3761.4143 | 0.19977 | 733.6283 | 0.2226 | 759.6795 | 0.18836 | 763.4273 | 0.371 | 839.0619 | 0.05137 | 702.8899 | 0.17694
221.9802 | 0.78196 | 248.2207 | 0.76484 | 224.2765 | 0.80479 | 207.1212 | 1.6267 | 187.5907 | 0.91324 | 1086.3086 | 0.70205 | 871.1164 | 3.5388 | 958.9417 | 1.3527 | 993.9686 | 0.94749 | 1003.6766 | 1.0902 | 1117.9719 | 0.57648 | 1069.3558 | 1.0902 | 1054.2918 | 0.42237 | 1069.1289 | 1.4155 | 1096.3075 | 0.48516 | 1586.8178 | 0.33105 | 1580.1486 | 0.77055 | 1665.5776 | 0.27397 | 1616.7701 | 1.5126 | 1630.9937 | 0.80479 | 647.8827 | 31.2957 | 598.6595 | 32.4201 | 594.8387 | 27.9966 | 616.2531 | 19.7717 | 652.3222 | 11.621 | 1959.0714 | 0.4395 | 1998.9606 | 0.7363 | 2109.9545 | 0.80479 | 2256.1408 | 0.25114 | 2298.3511 | 0.28539 | 3695.3018 | 0.24543 | 3656.9089 | 0.34247 | 3859.2999 | 0.21689 | 3984.194 | 0.10274 | 3803.0076 | 0.17123 | 741.7899 | 0.20548 | 768.6183 | 0.14269 | 772.3548 | 0.32534 | 849.287 | 0.045662 | 711.664 | 0.14269
226.826 | 0.5879 | 254.0527 | 0.58219 | 230.3161 | 0.60502 | 213.403 | 1.21 | 193.6325 | 0.69064 | 1104.2832 | 0.54795 | 887.5262 | 3.0422 | 977.2875 | 1.0959 | 1013.3416 | 0.77055 | 1022.3134 | 0.91324 | 1130.4905 | 0.45662 | 1082.1174 | 0.94178 | 1067.6078 | 0.34247 | 1080.9131 | 1.1815 | 1108.5106 | 0.41096 | 1612.8607 | 0.28539 | 1605.074 | 0.67922 | 1692.4075 | 0.25114 | 1644.5546 | 1.2215 | 1656.9938 | 0.65639 | 652.1314 | 24.9258 | 607.4441 | 28.476 | 605.6734 | 23.9326 | 626.4766 | 16.8208 | 661.173 | 9.6518 | 1996.0475 | 0.34247 | 2038.0218 | 0.62785 | 2148.3639 | 0.7363 | 2292.9323 | 0.2226 | 2337.7953 | 0.22831 | 3730.6228 | 0.2226 | 3695.4129 | 0.26256 | 3899.5569 | 0.17694 | 4026.6205 | 0.10274 | 3844.6009 | 0.1484 | 749.9514 | 0.16553 | 777.5572 | 0.12557 | 781.2823 | 0.26826 | 859.5122 | 0.039954 | 720.4382 | 0.12557
231.6717 | 0.50799 | 259.8847 | 0.47374 | 236.3557 | 0.41667 | 219.6848 | 0.97032 | 199.6743 | 0.55936 | 1122.2579 | 0.45091 | 903.936 | 2.5742 | 995.6333 | 0.81621 | 1032.7146 | 0.60502 | 1040.9501 | 0.65639 | 1143.0091 | 0.3653 | 1094.879 | 0.77626 | 1080.9239 | 0.30251 | 1092.6973 | 1.0046 | 1120.7136 | 0.33676 | 1638.9037 | 0.23402 | 1629.9994 | 0.53082 | 1719.2374 | 0.21119 | 1672.3391 | 1.0674 | 1682.9939 | 0.53082 | 656.3802 | 18.9555 | 616.2287 | 24.589 | 616.508 | 20.1427 | 636.7001 | 14.2865 | 670.0238 | 7.8881 | 2033.0236 | 0.23402 | 2077.083 | 0.55936 | 2186.7733 | 0.67352 | 2329.7239 | 0.17123 | 2377.2396 | 0.21119 | 3765.9438 | 0.18265 | 3733.917 | 0.25114 | 3939.8139 | 0.13699 | 4069.0469 | 0.079909 | 3886.1942 | 0.11416 | 758.113 | 0.15411 | 786.4961 | 0.10274 | 790.2097 | 0.23402 | 869.7373 | 0.034247 | 729.2123 | 0.11986
236.5175 | 0.41096 | 265.7167 | 0.3653 | 242.3953 | 0.32534 | 225.9666 | 0.78196 | 205.7161 | 0.42808 | 1140.2325 | 0.33105 | 920.3458 | 2.0947 | 1013.9791 | 0.62215 | 1052.0876 | 0.46233 | 1059.5869 | 0.47945 | 1155.5276 | 0.28539 | 1107.6406 | 0.67352 | 1094.2399 | 0.21119 | 1104.4815 | 0.82763 | 1132.9166 | 0.24543 | 1664.9467 | 0.21689 | 1654.9249 | 0.40525 | 1746.0672 | 0.21119 | 1700.1236 | 0.90753 | 1708.994 | 0.40525 | 660.6289 | 13.6244 | 625.0132 | 20.7477 | 627.3427 | 16.7352 | 646.9236 | 11.992 | 678.8747 | 6.2785 | 2069.9997 | 0.18265 | 2116.1442 | 0.44521 | 2225.1827 | 0.54795 | 2366.5155 | 0.13699 | 2416.6839 | 0.15982 | 3801.2648 | 0.15982 | 3772.4211 | 0.21119 | 3980.0709 | 0.11986 | 4111.4734 | 0.068493 | 3927.7874 | 0.074201 | 766.2746 | 0.12557 | 795.4349 | 0.085616 | 799.1372 | 0.21119 | 879.9625 | 0.017123 | 737.9865 | 0.11986
241.3633 | 0.35388 | 271.5487 | 0.28539 | 248.4349 | 0.25685 | 232.2484 | 0.57648 | 211.7579 | 0.35388 | 1158.2071 | 0.26256 | 936.7555 | 1.7808 | 1032.3249 | 0.43379 | 1071.4606 | 0.31393 | 1078.2236 | 0.3653 | 1168.0462 | 0.22831 | 1120.4022 | 0.56507 | 1107.556 | 0.17694 | 1116.2656 | 0.63356 | 1145.1196 | 0.18265 | 1690.9897 | 0.19977 | 1679.8503 | 0.35959 | 1772.8971 | 0.19977 | 1727.9081 | 0.77626 | 1734.994 | 0.31393 | 664.8776 | 9.5548 | 633.7978 | 15.5422 | 638.1773 | 13.145 | 657.1471 | 9.8573 | 687.7255 | 4.8116 | 2106.9758 | 0.15411 | 2155.2053 | 0.38242 | 2263.5921 | 0.42237 | 2403.3071 | 0.10274 | 2456.1281 | 0.15411 | 3836.5858 | 0.15982 | 3810.9251 | 0.18836 | 4020.3279 | 0.097032 | 4153.8999 | 0.062785 | 3969.3807 | 0.062785 | 774.4362 | 0.10845 | 804.3738 | 0.085616 | 808.0647 | 0.13699 | 890.1876 | 0.017123 | 746.7607 | 0.11416
246.2091 | 0.22831 | 277.3807 | 0.23973 | 254.4745 | 0.21689 | 238.5301 | 0.46233 | 217.7997 | 0.25685 | 1176.1817 | 0.2226 | 953.1653 | 1.3584 | 1050.6708 | 0.34817 | 1090.8336 | 0.21689 | 1096.8603 | 0.22831 | 1180.5647 | 0.18265 | 1133.1638 | 0.42237 | 1120.8721 | 0.13699 | 1128.0498 | 0.51941 | 1157.3226 | 0.13128 | 1717.0326 | 0.19406 | 1704.7757 | 0.31393 | 1799.727 | 0.18265 | 1755.6926 | 0.60502 | 1760.9941 | 0.23402 | 669.1263 | 6.6724 | 642.5823 | 9.8573 | 649.012 | 10.3881 | 667.3706 | 7.8311 | 696.5763 | 3.516 | 2143.9519 | 0.10274 | 2194.2665 | 0.27397 | 2302.0014 | 0.35388 | 2440.0986 | 0.091324 | 2495.5724 | 0.12557 | 3871.9068 | 0.13699 | 3849.4292 | 0.15982 | 4060.5849 | 0.057078 | 4196.3264 | 0.062785 | 4010.974 | 0.034247 | 782.5978 | 0.10274 | 813.3126 | 0.074201 | 816.9921 | 0.10274 | 900.4128 | 0.017123 | 755.5348 | 0.097032
251.0549 | 0.18836 | 283.2126 | 0.17123 | 260.5141 | 0.1484 | 244.8119 | 0.33105 | 223.8415 | 0.19406 | 1194.1564 | 0.17123 | 969.5751 | 1.0331 | 1069.0166 | 0.24543 | 1110.2066 | 0.15982 | 1115.4971 | 0.15982 | 1193.0833 | 0.15411 | 1145.9254 | 0.34247 | 1134.1881 | 0.11416 | 1139.834 | 0.42808 | 1169.5257 | 0.10845 | 1743.0756 | 0.17123 | 1729.7011 | 0.26256 | 1826.5569 | 0.15411 | 1783.4771 | 0.50228 | 1786.9942 | 0.19977 | 673.375 | 4.6062 | 651.3669 | 6.0731 | 659.8467 | 8.1507 | 677.5941 | 5.9989 | 705.4271 | 2.226 | 2180.928 | 0.091324 | 2233.3277 | 0.23402 | 2340.4108 | 0.27397 | 2476.8902 | 0.079909 | 2535.0166 | 0.10845 | 3907.2278 | 0.12557 | 3887.9333 | 0.13128 | 4100.8419 | 0.045662 | 4238.7529 | 0.05137 | 4052.5673 | 0.034247 | 790.7594 | 0.10274 | 822.2515 | 0.062785 | 825.9196 | 0.085616 | 910.6379 | 0.011416 | 764.309 | 0.091324
255.9007 | 0.1484 | 289.0446 | 0.13128 | 266.5537 | 0.091324 | 251.0937 | 0.2226 | 229.8832 | 0.12557 | 1212.131 | 0.15411 | 985.9848 | 0.80479 | 1087.3624 | 0.17123 | 1129.5796 | 0.091324 | 1134.1338 | 0.091324 | 1205.6019 | 0.11986 | 1158.6871 | 0.21119 | 1147.5042 | 0.097032 | 1151.6182 | 0.371 | 1181.7287 | 0.062785 | 1769.1186 | 0.13699 | 1754.6265 | 0.20548 | 1853.3868 | 0.1484 | 1811.2616 | 0.46233 | 1812.9943 | 0.15982 | 677.6237 | 3.145 | 660.1514 | 3.2534 | 670.6813 | 6.2386 | 687.8175 | 4.2352 | 714.278 | 1.2272 | 2217.9042 | 0.074201 | 2272.3889 | 0.18265 | 2378.8202 | 0.22831 | 2513.6818 | 0.079909 | 2574.4609 | 0.085616 | 3942.5488 | 0.10274 | 3926.4373 | 0.10845 | 4141.0989 | 0.034247 | 4281.1793 | 0.045662 | 4094.1606 | 0.022831 | 798.9209 | 0.091324 | 831.1903 | 0.057078 | 834.8471 | 0.062785 | 920.863 | 0.011416 | 773.0831 | 0.062785
260.7464 | 0.12557 | 294.8766 | 0.12557 | 272.5933 | 0.068493 | 257.3755 | 0.13699 | 235.925 | 0.085616 | 1230.1056 | 0.12557 | 1002.3946 | 0.54224 | 1105.7082 | 0.12557 | 1148.9526 | 0.062785 | 1152.7706 | 0.068493 | 1218.1204 | 0.085616 | 1171.4487 | 0.15982 | 1160.8203 | 0.062785 | 1163.4023 | 0.26256 | 1193.9317 | 0.034247 | 1795.1615 | 0.11986 | 1779.5519 | 0.17694 | 1880.2166 | 0.13699 | 1839.0461 | 0.40525 | 1838.9943 | 0.13128 | 681.8724 | 2.0662 | 668.936 | 1.5525 | 681.516 | 4.5548 | 698.041 | 2.5571 | 723.1288 | 0.53082 | 2254.8803 | 0.057078 | 2311.45 | 0.15411 | 2417.2296 | 0.18265 | 2550.4733 | 0.074201 | 2613.9051 | 0.062785 | 3977.8698 | 0.091324 | 3964.9414 | 0.091324 | 4181.3559 | 0.022831 | 4323.6058 | 0.039954 | 4135.7539 | 0.022831 | 807.0825 | 0.085616 | 840.1292 | 0.039954 | 843.7745 | 0.039954 | 931.0882 | 0.011416 | 781.8573 | 0.028539
265.5922 | 0.091324 | 300.7086 | 0.097032 | 278.6329 | 0.045662 | 263.6573 | 0.062785 | 241.9668 | 0.062785 | 1248.0803 | 0.097032 | 1018.8044 | 0.371 | 1124.054 | 0.10274 | 1168.3256 | 0.039954 | 1171.4073 | 0.05137 | 1230.639 | 0.062785 | 1184.2103 | 0.057078 | 1174.1363 | 0.034247 | 1175.1865 | 0.15411 | 1206.1347 | 0.017123 | 1821.2045 | 0.10845 | 1804.4773 | 0.14269 | 1907.0465 | 0.13699 | 1866.8306 | 0.31393 | 1864.9944 | 0.085616 | 686.1211 | 1.3299 | 677.7205 | 0.8105 | 692.3506 | 3.0537 | 708.2645 | 1.5011 | 731.9796 | 0.23973 | 2291.8564 | 0.034247 | 2350.5112 | 0.12557 | 2455.639 | 0.13128 | 2587.2649 | 0.062785 | 2653.3494 | 0.045662 | 4013.1908 | 0.085616 | 4003.4455 | 0.079909 | 4221.6129 | 0.017123 | 4366.0323 | 0.028539 | 4177.3472 | 0.022831 | 815.2441 | 0.074201 | 849.0681 | 0.039954 | 852.702 | 0.028539 | 941.3133 | 0.011416 | 790.6314 | 0.022831
270.438 | 0.074201 | 306.5406 | 0.062785 | 284.6725 | 0.039954 | 269.9391 | 0.045662 | 248.0086 | 0.034247 | 1266.0549 | 0.074201 | 1035.2141 | 0.24543 | 1142.3998 | 0.074201 | 1187.6986 | 0.017123 | 1190.0441 | 0.034247 | 1243.1575 | 0.034247 | 1196.9719 | 0.034247 | 1187.4524 | 0.022831 | 1186.9707 | 0.12557 | 1218.3377 | 0.011416 | 1847.2475 | 0.091324 | 1829.4027 | 0.12557 | 1933.8764 | 0.12557 | 1894.6151 | 0.21689 | 1890.9945 | 0.057078 | 690.3698 | 0.86187 | 686.5051 | 0.38242 | 703.1853 | 1.8322 | 718.488 | 0.5879 | 740.8305 | 0.097032 | 2328.8325 | 0.028539 | 2389.5724 | 0.11416 | 2494.0484 | 0.10845 | 2624.0565 | 0.045662 | 2692.7936 | 0.039954 | 4048.5118 | 0.074201 | 4041.9495 | 0.062785 | 4261.87 | 0.017123 | 4408.4588 | 0.022831 | 4218.9404 | 0.022831 | 823.4057 | 0.068493 | 858.0069 | 0.028539 | 861.6295 | 0.022831 | 951.5385 | 0.011416 | 799.4056 | 0.022831
275.2838 | 0.074201 | 312.3726 | 0.05137 | 290.7121 | 0.028539 | 276.2209 | 0.028539 | 254.0504 | 0.034247 | 1284.0295 | 0.062785 | 1051.6239 | 0.12557 | 1160.7456 | 0.05137 | 1207.0716 | 0.017123 | 1208.6808 | 0.022831 | 1255.6761 | 0.022831 | 1209.7335 | 0.022831 | 1200.7685 | 0.017123 | 1198.7549 | 0.085616 | 1230.5408 | 0.011416 | 1873.2905 | 0.091324 | 1854.3282 | 0.085616 | 1960.7063 | 0.12557 | 1922.3996 | 0.15411 | 1916.9946 | 0.05137 | 694.6185 | 0.4395 | 695.2896 | 0.20548 | 714.0199 | 0.75913 | 728.7115 | 0.21689 | 749.6813 | 0.057078 | 2365.8086 | 0.028539 | 2428.6335 | 0.068493 | 2532.4578 | 0.085616 | 2660.848 | 0.034247 | 2732.2379 | 0.028539 | 4083.8327 | 0.057078 | 4080.4536 | 0.045662 | 4302.127 | 0.011416 | 4450.8852 | 0.011416 | 4260.5337 | 0.017123 | 831.5673 | 0.057078 | 866.9458 | 0.017123 | 870.5569 | 0.011416 | 961.7636 | 0.011416 | 808.1798 | 0.017123
280.1296 | 0.057078 | 318.2045 | 0.028539 | 296.7517 | 0.022831 | 282.5027 | 0.022831 | 260.0922 | 0.017123 | 1302.0041 | 0.022831 | 1068.0337 | 0.074201 | 1179.0914 | 0.028539 | 1226.4446 | 0.017123 | 1227.3175 | 0.017123 | 1268.1947 | 0.017123 | 1222.4951 | 0.017123 | 1214.0845 | 0.017123 | 1210.539 | 0.039954 | 1242.7438 | 0.0057078 | 1899.3334 | 0.062785 | 1879.2536 | 0.079909 | 1987.5362 | 0.097032 | 1950.1841 | 0.097032 | 1942.9946 | 0.039954 | 698.8672 | 0.19977 | 704.0742 | 0.13128 | 724.8546 | 0.24543 | 738.935 | 0.11416 | 758.5321 | 0.028539 | 2402.7847 | 0.017123 | 2467.6947 | 0.05137 | 2570.8672 | 0.062785 | 2697.6396 | 0.028539 | 2771.6821 | 0.017123 | 4119.1537 | 0.039954 | 4118.9576 | 0.045662 | 4342.384 | 0.011416 | 4493.3117 | 0.011416 | 4302.127 | 0.011416 | 839.7289 | 0.034247 | 875.8846 | 0.017123 | 879.4844 | 0.011416 | 971.9888 | 0.011416 | 816.9539 | 0.017123
284.9753 | 0.028539 | 324.0365 | 0.022831 | 302.7913 | 0.017123 | 288.7845 | 0.011416 | 266.134 | 0.017123 | 1319.9788 | 0.017123 | 1084.4434 | 0.034247 | 1197.4372 | 0.022831 | 1245.8175 | 0.017123 | 1245.9543 | 0.011416 | 1280.7132 | 0.017123 | 1235.2567 | 0.011416 | 1227.4006 | 0.011416 | 1222.3232 | 0.028539 | 1254.9468 | 0.0057078 | 1925.3764 | 0.028539 | 1904.179 | 0.05137 | 2014.366 | 0.068493 | 1977.9686 | 0.045662 | 1968.9947 | 0.011416 | 703.1159 | 0.10845 | 712.8588 | 0.074201 | 735.6893 | 0.085616 | 749.1585 | 0.039954 | 767.3829 | 0.022831 | 2439.7608 | 0.0057078 | 2506.7559 | 0.045662 | 2609.2766 | 0.034247 | 2734.4312 | 0.022831 | 2811.1264 | 0.011416 | 4154.4747 | 0.022831 | 4157.4617 | 0.022831 | 4382.641 | 0.011416 | 4535.7382 | 0.0057078 | 4343.7203 | 0.011416 | 847.8904 | 0.011416 | 884.8235 | 0.011416 | 888.4119 | 0.011416 | 982.2139 | 0.0057078 | 825.7281 | 0.011416
289.8211 | 0.017123 | 329.8685 | 0.0057078 | 308.8309 | 0.011416 | 295.0662 | 0.0057078 | 272.1758 | 0.011416 | 1337.9534 | 0.017123 | 1100.8532 | 0.017123 | 1215.783 | 0.017123 | 1265.1905 | 0.011416 | 1264.591 | 0.0057078 | 1293.2318 | 0.011416 | 1248.0183 | 0.0057078 | 1240.7166 | 0.0057078 | 1234.1074 | 0.011416 | 1267.1498 | 0.0057078 | 1951.4194 | 0.011416 | 1929.1044 | 0.022831 | 2041.1959 | 0.028539 | 2005.7531 | 0.011416 | 1994.9948 | 0.011416 | 707.3646 | 0.028539 | 721.6433 | 0.011416 | 746.5239 | 0.011416 | 759.3819 | 0.017123 | 776.2338 | 0.022831 | 2476.7369 | 0.0057078 | 2545.8171 | 0.028539 | 2647.6859 | 0.011416 | 2771.2227 | 0.011416 | 2850.5706 | 0.0057078 | 4189.7957 | 0.022831 | 4195.9658 | 0.011416 | 4422.898 | 0.011416 | 4578.1647 | 0.0057078 | 4385.3136 | 0.011416 | 856.052 | 0.0057078 | 893.7623 | 0.011416 | 897.3393 | 0.0057078 | 992.4391 | 0.0057078 | 834.5022 | 0.0057078
294.6669 | 0 | 335.7005 | 0.0057078 | 314.8705 | 0 | 301.348 | 0 | 278.2176 | 0 | 1355.928 | 0.0057078 | 1117.263 | 0 | 1234.1288 | 0 | 1284.5635 | 0 | 1283.2278 | 0 | 1305.7503 | 0 | 1260.78 | 0 | 1254.0327 | 0 | 1245.8915 | 0 | 1279.3528 | 0 | 1977.4623 | 0 | 1954.0298 | 0 | 2068.0258 | 0 | 2033.5376 | 0.0057078 | 2020.9949 | 0.0057078 | 711.6133 | 0 | 730.4279 | 0 | 757.3586 | 0 | 769.6054 | 0 | 785.0846 | 0.0057078 | 2513.713 | 0 | 2584.8782 | 0 | 2686.0953 | 0 | 2808.0143 | 0 | 2890.0149 | 0 | 4225.1167 | 0.0057078 | 4234.4698 | 0.0057078 | 4463.155 | 0 | 4620.5911 | 0 | 4426.9069 | 0.0057078 | 864.2136 | 0 | 902.7012 | 0.0057078 | 906.2668 | 0 | 1002.6642 | 0.0057078 | 843.2764 | 0

## Infographic Constraints
Infographic - Network Constraints
FNQ Grid Section | [9 empty] | CQ-NQ Grid Section | [9 empty] | NQ System Strength | [9 empty] | Gladstone Grid Section | [9 empty] | CQ-SQ Grid Section | [9 empty] | South West Grid Section | [9 empty] | Tarong Grid Section | [9 empty] | Gold Coast Grid Section | [9 empty] | Boyne Island Feeder Bushing
Year | Intact | Outage | [7 empty] | Year | Intact | Outage | [7 empty] | Year | Intact | Outage | [7 empty] | Year | Intact | Outage | [7 empty] | Year | Intact | Outage | [7 empty] | Year | Intact | Outage | [7 empty] | Year | Intact | Outage | [7 empty] | Year | Intact | Outage | [7 empty] | Year | Intact | Outage
2015/16 | 0 | 0 | [7 empty] | 2015/16 | 0 | 1.9167 | [7 empty] | 2015/16 | 0 | 0 | [7 empty] | 2015/16 | 0 | 0 | [7 empty] | 2015/16 | 0 | 0 | [7 empty] | 2015/16 | 0 | 0 | [7 empty] | 2015/16 | 0 | 0.083333 | [7 empty] | 2015/16 | 0 | 0 | [7 empty] | 2015/16 | 1440.75 | 0
2016/17 | 0 | 0 | [7 empty] | 2016/17 | 0 | 3.5833 | [7 empty] | 2016/17 | 0 | 0 | [7 empty] | 2016/17 | 0.33333 | 0.083333 | [7 empty] | 2016/17 | 0 | 0 | [7 empty] | 2016/17 | 0 | 0 | [7 empty] | 2016/17 | 0 | 0 | [7 empty] | 2016/17 | 0 | 0 | [7 empty] | 2016/17 | 328.8333 | 0
2017/18 | 0 | 0 | [7 empty] | 2017/18 | 0 | 0.91667 | [7 empty] | 2017/18 | 0 | 0 | [7 empty] | 2017/18 | 0 | 0.25 | [7 empty] | 2017/18 | 0.25 | 4.9167 | [7 empty] | 2017/18 | 0 | 0 | [7 empty] | 2017/18 | 0 | 0 | [7 empty] | 2017/18 | 0 | 0 | [7 empty] | 2017/18 | 29.3333 | 0
2018/19 | 0 | 0 | [7 empty] | 2018/19 | 0 | 1.3333 | [7 empty] | 2018/19 | 6 | 2.25 | [7 empty] | 2018/19 | 0.33333 | 13.75 | [7 empty] | 2018/19 | 29.1667 | 232.5 | [7 empty] | 2018/19 | 0 | 0 | [7 empty] | 2018/19 | 0 | 1 | [7 empty] | 2018/19 | 0 | 0 | [7 empty] | 2018/19 | 229.5 | 0
2019/20 | 0 | 0 | [7 empty] | 2019/20 | 0 | 0 | [7 empty] | 2019/20 | 502 | 148.4167 | [7 empty] | 2019/20 | 15.25 | 0.83333 | [7 empty] | 2019/20 | 49.5833 | 543.1667 | [7 empty] | 2019/20 | 0 | 0 | [7 empty] | 2019/20 | 0.5 | 1.3333 | [7 empty] | 2019/20 | 0 | 0 | [7 empty] | 2019/20 | 100.8333 | 162.9167
2020/21 | 0 | 0 | [7 empty] | 2020/21 | 0 | 0 | [7 empty] | 2020/21 | 1725.25 | 710.6667 | [7 empty] | 2020/21 | 39.6667 | 21.9167 | [7 empty] | 2020/21 | 4.75 | 50.5 | [7 empty] | 2020/21 | 0 | 0 | [7 empty] | 2020/21 | 0 | 0 | [7 empty] | 2020/21 | 0 | 0 | [7 empty] | 2020/21 | 90.75 | 15
2021/22 | 0 | 0 | [7 empty] | 2021/22 | 0 | 0 | [7 empty] | 2021/22 | 194.5833 | 267.5 | [7 empty] | 2021/22 | 24.75 | 249.8333 | [7 empty] | 2021/22 | 4.25 | 175.0833 | [7 empty] | 2021/22 | 0 | 0 | [7 empty] | 2021/22 | 0 | 0.16667 | [7 empty] | 2021/22 | 0 | 0 | [7 empty] | 2021/22 | 31.25 | 1
2022/23 | 0 | 1.0833 | [7 empty] | 2022/23 | 0 | 0.16667 | [7 empty] | 2022/23 | 98.4167 | 163.5 | [7 empty] | 2022/23 | 22.9167 | 317.4167 | [7 empty] | 2022/23 | 4.5833 | 98.5 | [7 empty] | 2022/23 | 0 | 0 | [7 empty] | 2022/23 | 0 | 2.25 | [7 empty] | 2022/23 | 0 | 0 | [7 empty] | 2022/23 | 0 | 0
2023/24 | 0 | 0.083 | [7 empty] | 2023/24 | 0 | 0 | [7 empty] | 2023/24 | 46.083 | 263.5 | [7 empty] | 2023/24 | 1.583 | 0.917 | [7 empty] | 2023/24 | 9.75 | 92.75 | [7 empty] | 2023/24 | 0 | 4.5 | [7 empty] | 2023/24 | 0 | 0 | [7 empty] | 2023/24 | 0 | 0.333 | [7 empty] | 2023/24 | 0.333 | 0
2024/25 | 0 | 0 | [7 empty] | 2024/25 | 0 | 0 | [7 empty] | 2024/25 | 27.5 | 123.333 | [7 empty] | 2024/25 | 29.333 | 32.333 | [7 empty] | 2024/25 | 9.75 | 9.917 | [7 empty] | 2024/25 | 0 | 0 | [7 empty] | 2024/25 | 2.583 | 0.167 | [7 empty] | 2024/25 | 0 | 0 | [7 empty] | 2024/25 | 0 | 0
2025/26 | 0 | 0 | [7 empty] | 2025/26 | 0 | 0.083 | [7 empty] | 2025/26 | 8.917 | 496 | [7 empty] | 2025/26 | 480.5 | 45.167 | [7 empty] | 2025/26 | 4.333 | 151.917 | [7 empty] | 2025/26 | 0 | 0 | [7 empty] | 2025/26 | 0 | 16.5 | [7 empty] | 2025/26 | 0 | 31.75 | [7 empty] | 2025/26 | 0.083 | 0.167
2021/22 | % of Time of Year | 2022/23 | % of Time of Year | 2023/24 | % of Time of Year | 2024/25 | % of Time of Year | 2025/26 | % of Time of Year | 2021/22 | % of Time of Year | 2022/23 | % of Time of Year | 2023/24 | % of Time of Year | 2024/25 | % of Time of Year | 2025/26 | % of Time of Year | 2021/22 | % of Time of Year | 2022/23 | % of Time of Year | 2023/24 | % of Time of Year | 2024/25 | % of Time of Year | 2025/26 | % of Time of Year | 2021/22 | % of Time of Year | 2022/23 | % of Time of Year | 2023/24 | % of Time of Year | 2024/25 | % of Time of Year | 2025/26 | % of Time of Year | 2021/22 | % of Time of Year | 2022/23 | % of Time of Year | 2023/24 | % of Time of Year | 2024/25 | % of Time of Year | 2025/26 | % of Time of Year | 2021/22 | % of Time of Year | 2022/23 | % of Time of Year | 2023/24 | % of Time of Year | 2024/25 | % of Time of Year | 2025/26 | % of Time of Year | 2021/22 | % of Time of Year | 2022/23 | % of Time of Year | 2023/24 | % of Time of Year | 2024/25 | % of Time of Year | 2025/26 | % of Time of Year | 2021/22 | % of Time of Year | 2022/23 | % of Time of Year | 2023/24 | % of Time of Year | 2024/25 | % of Time of Year | 2025/26 | % of Time of Year
-185.0655 | 100 | -241.6658 | 100 | -283.0499 | 100 | -320.549 | 100 | -319.9198 | 100 | -423.5601 | 100 | -507.3042 | 100 | -582.1062 | 100 | -633.3629 | 100 | -561.8098 | 100 | 66.4129 | 100 | -2.6197 | 100 | -64.2576 | 100 | 79.2584 | 100 | 71.2538 | 100 | -600.7919 | 100 | -513.5861 | 100 | -588.1323 | 100 | -717.128 | 100 | -553.0125 | 100 | 290.9915 | 100 | -139.2431 | 100 | -315.2725 | 100 | -242.5198 | 100 | -91.1474 | 100 | -1146.9219 | 100 | -1282.1779 | 100 | -1116.4342 | 100 | -834.3509 | 100 | -1014.9661 | 100 | 728.3381 | 100 | 422.5673 | 100 | 477.7119 | 100 | 420.3701 | 100 | 309.1715 | 100 | 56.2169 | 100 | 17.7545 | 100 | 22.4477 | 100 | -9.6251 | 100 | -25.3652 | 100
-180.2197 | 99.9772 | -235.8338 | 99.9429 | -277.0103 | 99.9658 | -314.2672 | 99.9886 | -313.878 | 99.9886 | -405.5855 | 99.9829 | -490.8944 | 99.9829 | -563.7604 | 99.9886 | -613.9899 | 99.9886 | -543.1731 | 99.9829 | 78.9314 | 99.9886 | 10.1419 | 99.9886 | -50.9416 | 99.9943 | 91.0425 | 99.9886 | 83.4569 | 99.9886 | -574.7489 | 99.9943 | -488.6607 | 99.9886 | -561.3024 | 99.9772 | -689.3435 | 99.9772 | -527.0124 | 99.9943 | 295.2402 | 99.9943 | -130.4585 | 99.9943 | -304.4378 | 99.9886 | -232.2963 | 99.9829 | -82.2965 | 99.9886 | -1109.9457 | 99.9886 | -1243.1167 | 99.9943 | -1078.0248 | 99.9943 | -797.5593 | 99.9943 | -975.5219 | 99.9943 | 763.6591 | 99.9886 | 461.0714 | 99.9886 | 517.9689 | 99.9715 | 462.7966 | 99.9772 | 350.7648 | 99.9943 | 64.3784 | 99.9543 | 26.6933 | 99.9772 | 31.3751 | 99.9886 | 0.60007 | 99.9772 | -16.5911 | 99.9658
-175.3739 | 99.9772 | -230.0018 | 99.8916 | -270.9707 | 99.9486 | -307.9854 | 99.96 | -307.8362 | 99.9886 | -387.6109 | 99.96 | -474.4846 | 99.9772 | -545.4146 | 99.9772 | -594.6169 | 99.9829 | -524.5364 | 99.9829 | 91.45 | 99.9715 | 22.9035 | 99.9886 | -37.6255 | 99.9943 | 102.8267 | 99.9829 | 95.6599 | 99.9829 | -548.7059 | 99.9772 | -463.7353 | 99.9658 | -534.4725 | 99.9429 | -661.559 | 99.9658 | -501.0123 | 99.9943 | 299.4889 | 99.9886 | -121.6739 | 99.9943 | -293.6031 | 99.9886 | -222.0728 | 99.9772 | -73.4457 | 99.9829 | -1072.9696 | 99.9829 | -1204.0556 | 99.9943 | -1039.6154 | 99.9829 | -760.7677 | 99.96 | -936.0776 | 99.9943 | 798.9801 | 99.9886 | 499.5754 | 99.9772 | 558.2259 | 99.9543 | 505.223 | 99.9658 | 392.3581 | 99.9829 | 72.54 | 99.8858 | 35.6322 | 99.9715 | 40.3026 | 99.9772 | 10.8252 | 99.9087 | -7.8169 | 99.8573
-170.5282 | 99.9772 | -224.1698 | 99.8059 | -264.9311 | 99.9315 | -301.7037 | 99.9429 | -301.7945 | 99.96 | -369.6362 | 99.9543 | -458.0748 | 99.9372 | -527.0688 | 99.9772 | -575.2439 | 99.9658 | -505.8996 | 99.9772 | 103.9685 | 99.9486 | 35.6651 | 99.9658 | -24.3095 | 99.9886 | 114.6109 | 99.9543 | 107.8629 | 99.9715 | -522.6629 | 99.96 | -438.8099 | 99.9372 | -507.6426 | 99.8744 | -633.7745 | 99.9429 | -475.0123 | 99.9829 | 303.7376 | 99.9886 | -112.8894 | 99.9943 | -282.7685 | 99.9886 | -211.8493 | 99.9715 | -64.5949 | 99.9715 | -1035.9935 | 99.9486 | -1164.9944 | 99.9943 | -1001.206 | 99.9772 | -723.9762 | 99.8858 | -896.6334 | 99.9886 | 834.3011 | 99.9315 | 538.0795 | 99.9658 | 598.4829 | 99.9315 | 547.6495 | 99.9087 | 433.9514 | 99.9429 | 80.7016 | 99.7945 | 44.571 | 99.9144 | 49.2301 | 99.9658 | 21.0504 | 99.8402 | 0.95726 | 99.8002
-165.6824 | 99.9658 | -218.3379 | 99.7089 | -258.8915 | 99.903 | -295.4219 | 99.8916 | -295.7527 | 99.9258 | -351.6616 | 99.9315 | -441.6651 | 99.8973 | -508.7229 | 99.9772 | -555.871 | 99.9372 | -487.2629 | 99.96 | 116.4871 | 99.903 | 48.4267 | 99.8916 | -10.9934 | 99.9772 | 126.3951 | 99.9144 | 120.0659 | 99.9315 | -496.62 | 99.9543 | -413.8845 | 99.9258 | -480.8128 | 99.7717 | -605.99 | 99.8687 | -449.0122 | 99.9772 | 307.9863 | 99.9772 | -104.1048 | 99.9943 | -271.9338 | 99.9886 | -201.6258 | 99.9658 | -55.7441 | 99.9543 | -999.0174 | 99.9372 | -1125.9332 | 99.9886 | -962.7966 | 99.96 | -687.1846 | 99.7945 | -857.1891 | 99.9715 | 869.6221 | 99.9087 | 576.5836 | 99.9258 | 638.7399 | 99.9144 | 590.076 | 99.8573 | 475.5447 | 99.8973 | 88.8632 | 99.7203 | 53.5099 | 99.8516 | 58.1575 | 99.9429 | 31.2755 | 99.7203 | 9.7314 | 99.726
-160.8366 | 99.9658 | -212.5059 | 99.6347 | -252.8519 | 99.8516 | -289.1401 | 99.8345 | -289.7109 | 99.8801 | -333.687 | 99.9144 | -425.2553 | 99.8459 | -490.3771 | 99.9658 | -536.498 | 99.8744 | -468.6261 | 99.9372 | 129.0057 | 99.8174 | 61.1883 | 99.8459 | 2.3227 | 99.96 | 138.1792 | 99.8858 | 132.269 | 99.9087 | -470.577 | 99.9201 | -388.9591 | 99.903 | -453.9829 | 99.6518 | -578.2055 | 99.7717 | -423.0121 | 99.9543 | 312.235 | 99.9772 | -95.3203 | 99.9943 | -261.0992 | 99.9886 | -191.4023 | 99.9658 | -46.8932 | 99.9144 | -962.0413 | 99.9372 | -1086.872 | 99.9886 | -924.3872 | 99.9486 | -650.393 | 99.6632 | -817.7449 | 99.9543 | 904.9431 | 99.8402 | 615.0876 | 99.8858 | 678.9969 | 99.8687 | 632.5025 | 99.7774 | 517.138 | 99.8459 | 97.0248 | 99.6119 | 62.4487 | 99.7603 | 67.085 | 99.903 | 41.5006 | 99.5434 | 18.5056 | 99.6062
-155.9908 | 99.9486 | -206.6739 | 99.492 | -246.8123 | 99.7489 | -282.8583 | 99.7831 | -283.6691 | 99.8402 | -315.7123 | 99.8687 | -408.8455 | 99.7945 | -472.0313 | 99.9372 | -517.125 | 99.8059 | -449.9894 | 99.863 | 141.5242 | 99.7032 | 73.9499 | 99.8059 | 15.6387 | 99.9429 | 149.9634 | 99.8573 | 144.472 | 99.863 | -444.534 | 99.7945 | -364.0337 | 99.8916 | -427.153 | 99.5662 | -550.421 | 99.5719 | -397.012 | 99.8801 | 316.4837 | 99.9658 | -86.5357 | 99.9943 | -250.2645 | 99.9829 | -181.1788 | 99.9543 | -38.0424 | 99.8744 | -925.0652 | 99.9315 | -1047.8109 | 99.9772 | -885.9778 | 99.9372 | -613.6015 | 99.5434 | -778.3006 | 99.9258 | 940.2641 | 99.7717 | 653.5917 | 99.8459 | 719.2539 | 99.8002 | 674.9289 | 99.6689 | 558.7312 | 99.7546 | 105.1864 | 99.5548 | 71.3876 | 99.6233 | 76.0125 | 99.8573 | 51.7258 | 99.3094 | 27.2797 | 99.4977
-151.145 | 99.9144 | -200.8419 | 99.3664 | -240.7727 | 99.6233 | -276.5765 | 99.7546 | -277.6273 | 99.7717 | -297.7377 | 99.8059 | -392.4358 | 99.7146 | -453.6855 | 99.9315 | -497.752 | 99.7146 | -431.3526 | 99.8231 | 154.0428 | 99.5548 | 86.7115 | 99.7432 | 28.9548 | 99.9087 | 161.7476 | 99.7945 | 156.675 | 99.8516 | -418.4911 | 99.6632 | -339.1082 | 99.8916 | -400.3231 | 99.3721 | -522.6365 | 99.4235 | -371.012 | 99.8345 | 320.7324 | 99.96 | -77.7512 | 99.9886 | -239.4299 | 99.9715 | -170.9554 | 99.9486 | -29.1916 | 99.7831 | -888.0891 | 99.9315 | -1008.7497 | 99.9429 | -847.5684 | 99.8973 | -576.8099 | 99.3436 | -738.8564 | 99.8744 | 975.5851 | 99.6575 | 692.0958 | 99.766 | 759.5109 | 99.7032 | 717.3554 | 99.5205 | 600.3245 | 99.6575 | 113.3479 | 99.492 | 80.3264 | 99.492 | 84.9399 | 99.7945 | 61.9509 | 99.024 | 36.0539 | 99.3836
-146.2993 | 99.8744 | -195.0099 | 99.2237 | -234.7331 | 99.4235 | -270.2947 | 99.6518 | -271.5855 | 99.6518 | -279.7631 | 99.7146 | -376.026 | 99.6518 | -435.3397 | 99.8687 | -478.379 | 99.6005 | -412.7159 | 99.7888 | 166.5613 | 99.3779 | 99.4732 | 99.6575 | 42.2709 | 99.8402 | 173.5317 | 99.7032 | 168.878 | 99.8059 | -392.4481 | 99.6119 | -314.1828 | 99.8516 | -373.4932 | 99.0925 | -494.852 | 99.2352 | -345.0119 | 99.766 | 324.9811 | 99.96 | -68.9666 | 99.9886 | -228.5952 | 99.9658 | -160.7319 | 99.9315 | -20.3407 | 99.7146 | -851.113 | 99.9144 | -969.6885 | 99.8973 | -809.1591 | 99.8459 | -540.0183 | 99.1553 | -699.4121 | 99.8231 | 1010.9061 | 99.4806 | 730.5998 | 99.6518 | 799.7679 | 99.5548 | 759.7819 | 99.3436 | 641.9178 | 99.4806 | 121.5095 | 99.4064 | 89.2653 | 99.4121 | 93.8674 | 99.6804 | 72.1761 | 98.6473 | 44.828 | 99.2637
-141.4535 | 99.8231 | -189.178 | 99.1381 | -228.6935 | 99.1153 | -264.0129 | 99.5034 | -265.5437 | 99.5263 | -261.7885 | 99.589 | -359.6162 | 99.532 | -416.9939 | 99.8002 | -459.006 | 99.4578 | -394.0792 | 99.7374 | 179.0799 | 99.2009 | 112.2348 | 99.5434 | 55.5869 | 99.7146 | 185.3159 | 99.5947 | 181.081 | 99.7546 | -366.4051 | 99.5091 | -289.2574 | 99.7489 | -346.6634 | 98.6473 | -467.0675 | 99.024 | -319.0118 | 99.6747 | 329.2298 | 99.9543 | -60.1821 | 99.9886 | -217.7605 | 99.9486 | -150.5084 | 99.8858 | -11.4899 | 99.6176 | -814.1369 | 99.8973 | -930.6274 | 99.863 | -770.7497 | 99.7945 | -503.2268 | 99.0011 | -659.9679 | 99.7546 | 1046.2271 | 99.3037 | 769.1039 | 99.5263 | 840.0249 | 99.3893 | 802.2084 | 99.1267 | 683.5111 | 99.3322 | 129.6711 | 99.3322 | 98.2042 | 99.2237 | 102.7949 | 99.5263 | 82.4012 | 98.282 | 53.6022 | 99.0811
-136.6077 | 99.7603 | -183.346 | 98.9441 | -222.6539 | 98.7842 | -257.7311 | 99.3265 | -259.5019 | 99.3094 | -243.8138 | 99.4463 | -343.2065 | 99.4463 | -398.6481 | 99.726 | -439.633 | 99.2523 | -375.4424 | 99.6575 | 191.5985 | 98.9783 | 124.9964 | 99.3493 | 68.903 | 99.6062 | 197.1001 | 99.4863 | 193.2841 | 99.6689 | -340.3621 | 99.3607 | -264.332 | 99.6119 | -319.8335 | 98.2021 | -439.283 | 98.8014 | -293.0117 | 99.5719 | 333.4785 | 99.9429 | -51.3975 | 99.9886 | -206.9259 | 99.9144 | -140.2849 | 99.8459 | -2.6391 | 99.4692 | -777.1608 | 99.8973 | -891.5662 | 99.7831 | -732.3403 | 99.7374 | -466.4352 | 98.7386 | -620.5236 | 99.6005 | 1081.5481 | 99.0811 | 807.608 | 99.355 | 880.2819 | 99.0868 | 844.6348 | 98.847 | 725.1044 | 99.1553 | 137.8327 | 99.2523 | 107.143 | 99.121 | 111.7223 | 99.3208 | 92.6264 | 97.7968 | 62.3764 | 98.8813
-131.7619 | 99.6918 | -177.514 | 98.7728 | -216.6143 | 98.4532 | -251.4494 | 99.1724 | -253.4601 | 99.024 | -225.8392 | 99.2123 | -326.7967 | 99.3607 | -380.3023 | 99.6119 | -420.26 | 99.1039 | -356.8057 | 99.5491 | 204.117 | 98.6986 | 137.758 | 99.1781 | 82.2191 | 99.5091 | 208.8843 | 99.3779 | 205.4871 | 99.6119 | -314.3192 | 99.2009 | -239.4066 | 99.4635 | -293.0036 | 97.5457 | -411.4985 | 98.5788 | -267.0117 | 99.4578 | 337.7272 | 99.9315 | -42.613 | 99.9829 | -196.0912 | 99.8801 | -130.0614 | 99.8059 | 6.2117 | 99.258 | -740.1846 | 99.8744 | -852.505 | 99.6975 | -693.9309 | 99.6404 | -429.6436 | 98.3733 | -581.0794 | 99.395 | 1116.8691 | 98.8185 | 846.112 | 99.0925 | 920.5389 | 98.8584 | 887.0613 | 98.4703 | 766.6977 | 98.9326 | 145.9943 | 99.161 | 116.0819 | 99.0126 | 120.6498 | 99.1153 | 102.8515 | 97.3002 | 71.1505 | 98.6929
-126.9161 | 99.5776 | -171.682 | 98.4932 | -210.5747 | 98.0251 | -245.1676 | 98.9441 | -247.4183 | 98.7215 | -207.8646 | 98.8984 | -310.3869 | 99.2409 | -361.9565 | 99.4749 | -400.887 | 98.8584 | -338.1689 | 99.4521 | 216.6356 | 98.2934 | 150.5196 | 98.9441 | 95.5351 | 99.2865 | 220.6684 | 99.2922 | 217.6901 | 99.5434 | -288.2762 | 98.984 | -214.4812 | 99.2979 | -266.1737 | 96.7637 | -383.714 | 98.3676 | -241.0116 | 99.3265 | 341.9759 | 99.9087 | -33.8284 | 99.9829 | -185.2566 | 99.863 | -119.8379 | 99.7774 | 15.0626 | 99.0925 | -703.2085 | 99.8402 | -813.4438 | 99.5947 | -655.5215 | 99.532 | -392.8521 | 98.0365 | -541.6351 | 99.2009 | 1152.1901 | 98.3904 | 884.6161 | 98.8242 | 960.7959 | 98.5616 | 929.4878 | 98.1735 | 808.291 | 98.7443 | 154.1559 | 99.0696 | 125.0207 | 98.8527 | 129.5773 | 98.9726 | 113.0767 | 96.7066 | 79.9247 | 98.4132
-122.0703 | 99.4749 | -165.85 | 98.2477 | -204.5351 | 97.5628 | -238.8858 | 98.6929 | -241.3765 | 98.3505 | -189.89 | 98.5616 | -293.9772 | 99.0811 | -343.6107 | 99.3322 | -381.514 | 98.6301 | -319.5322 | 99.2295 | 229.1541 | 97.8311 | 163.2812 | 98.7272 | 108.8512 | 99.1381 | 232.4526 | 99.0982 | 229.8931 | 99.3779 | -262.2332 | 98.6473 | -189.5558 | 99.0639 | -239.3438 | 95.7192 | -355.9294 | 98.1393 | -215.0115 | 99.2009 | 346.2246 | 99.8801 | -25.0438 | 99.9829 | -174.4219 | 99.8516 | -109.6144 | 99.7432 | 23.9134 | 98.8185 | -666.2324 | 99.8345 | -774.3827 | 99.4007 | -617.1121 | 99.3664 | -356.0605 | 97.6541 | -502.1908 | 98.9954 | 1187.5111 | 98.0308 | 923.1202 | 98.5902 | 1001.0529 | 98.2192 | 971.9143 | 97.7626 | 849.8843 | 98.4361 | 162.3174 | 98.9155 | 133.9596 | 98.7272 | 138.5047 | 98.7614 | 123.3018 | 96.0274 | 88.6988 | 98.1564
-117.2246 | 99.3379 | -160.018 | 97.9224 | -198.4955 | 97.0091 | -232.604 | 98.3333 | -235.3347 | 97.9623 | -171.9153 | 98.2363 | -277.5674 | 98.9098 | -325.2649 | 99.0982 | -362.141 | 98.3333 | -300.8954 | 99.0468 | 241.6727 | 97.363 | 176.0428 | 98.4703 | 122.1673 | 98.9041 | 244.2368 | 98.9155 | 242.0961 | 99.2466 | -236.1903 | 98.3733 | -164.6303 | 98.8071 | -212.514 | 94.726 | -328.1449 | 97.911 | -189.0114 | 99.0525 | 350.4734 | 99.8059 | -16.2593 | 99.9829 | -163.5873 | 99.8402 | -99.3909 | 99.7146 | 32.7642 | 98.5445 | -629.2563 | 99.7831 | -735.3215 | 99.1895 | -578.7027 | 99.2295 | -319.2689 | 97.0662 | -462.7466 | 98.7614 | 1222.8321 | 97.5742 | 961.6242 | 98.339 | 1041.3099 | 97.8881 | 1014.3407 | 97.2888 | 891.4775 | 98.2306 | 170.479 | 98.7957 | 142.8984 | 98.6358 | 147.4322 | 98.5616 | 133.5269 | 95.411 | 97.473 | 97.8596
-112.3788 | 99.218 | -154.1861 | 97.5856 | -192.4559 | 96.4384 | -226.3222 | 97.968 | -229.293 | 97.5 | -153.9407 | 97.8767 | -261.1576 | 98.653 | -306.9191 | 98.7728 | -342.768 | 97.911 | -282.2587 | 98.8299 | 254.1913 | 96.6724 | 188.8044 | 98.2135 | 135.4833 | 98.7272 | 256.021 | 98.7614 | 254.2992 | 99.1495 | -210.1473 | 97.9737 | -139.7049 | 98.5046 | -185.6841 | 93.4703 | -300.3604 | 97.6826 | -163.0114 | 98.887 | 354.7221 | 99.7546 | -7.4747 | 99.9829 | -152.7526 | 99.7945 | -89.1675 | 99.6747 | 41.6151 | 98.2249 | -592.2802 | 99.6233 | -696.2603 | 98.9612 | -540.2933 | 99.0868 | -282.4774 | 96.5126 | -423.3023 | 98.4646 | 1258.1531 | 96.9635 | 1000.1283 | 97.9338 | 1081.5669 | 97.3858 | 1056.7672 | 96.7808 | 933.0708 | 97.8425 | 178.6406 | 98.6758 | 151.8373 | 98.5559 | 156.3597 | 98.3219 | 143.7521 | 94.7945 | 106.2471 | 97.5114
-107.533 | 99.0183 | -148.3541 | 97.2603 | -186.4163 | 95.7477 | -220.0404 | 97.5742 | -223.2512 | 97.0434 | -135.9661 | 97.3744 | -244.7479 | 98.3505 | -288.5732 | 98.4075 | -323.395 | 97.4144 | -263.6219 | 98.4989 | 266.7098 | 95.9703 | 201.5661 | 97.8653 | 148.7994 | 98.4189 | 267.8051 | 98.4989 | 266.5022 | 99.024 | -184.1043 | 97.5628 | -114.7795 | 98.2021 | -158.8542 | 92.2831 | -272.5759 | 97.3744 | -137.0113 | 98.613 | 358.9708 | 99.6347 | 1.3098 | 99.9829 | -141.9179 | 99.7603 | -78.944 | 99.629 | 50.4659 | 97.8938 | -555.3041 | 99.5205 | -657.1991 | 98.653 | -501.8839 | 98.8984 | -245.6858 | 95.7363 | -383.8581 | 97.968 | 1293.4741 | 96.347 | 1038.6324 | 97.403 | 1121.8239 | 96.9578 | 1099.1937 | 96.1587 | 974.6641 | 97.3916 | 186.8022 | 98.5559 | 160.7762 | 98.4817 | 165.2871 | 98.0537 | 153.9772 | 94.258 | 115.0213 | 97.1461
-102.6872 | 98.7443 | -142.5221 | 96.8664 | -180.3767 | 94.9772 | -213.7586 | 97.1347 | -217.2094 | 96.5468 | -117.9914 | 96.8265 | -228.3381 | 97.8881 | -270.2274 | 97.9338 | -304.022 | 96.8779 | -244.9852 | 98.1164 | 279.2284 | 95.1484 | 214.3277 | 97.5 | 162.1154 | 98.0708 | 279.5893 | 98.2249 | 278.7052 | 98.8756 | -158.0613 | 97.0491 | -89.8541 | 97.8253 | -132.0243 | 90.9703 | -244.7914 | 97.0491 | -111.0112 | 98.4304 | 363.2195 | 99.5263 | 10.0944 | 99.9829 | -131.0833 | 99.726 | -68.7205 | 99.5605 | 59.3167 | 97.54 | -518.328 | 99.3779 | -618.138 | 98.3333 | -463.4746 | 98.6644 | -208.8942 | 94.7146 | -344.4138 | 97.4829 | 1328.7951 | 95.5993 | 1077.1364 | 96.8436 | 1162.0809 | 96.3756 | 1141.6202 | 95.5708 | 1016.2574 | 96.9406 | 194.9638 | 98.4532 | 169.715 | 98.3276 | 174.2146 | 97.6884 | 164.2024 | 93.7272 | 123.7955 | 96.7694
-97.8414 | 98.4361 | -136.6901 | 96.5639 | -174.3371 | 94.0411 | -207.4768 | 96.5982 | -211.1676 | 95.9304 | -100.0168 | 96.2386 | -211.9283 | 97.4829 | -251.8816 | 97.4087 | -284.649 | 96.2842 | -226.3485 | 97.7226 | 291.747 | 94.2808 | 227.0893 | 97.1461 | 175.4315 | 97.734 | 291.3735 | 97.8196 | 290.9082 | 98.6986 | -132.0184 | 96.4326 | -64.9287 | 97.1975 | -105.1944 | 89.532 | -217.0069 | 96.7523 | -85.0111 | 98.1792 | 367.4682 | 99.3779 | 18.8789 | 99.9829 | -120.2486 | 99.7089 | -58.497 | 99.4863 | 68.1675 | 97.1119 | -481.3519 | 99.2009 | -579.0768 | 97.8938 | -425.0652 | 98.3733 | -172.1027 | 93.8356 | -304.9696 | 96.8379 | 1364.1161 | 94.8744 | 1115.6405 | 96.2443 | 1202.3379 | 95.6963 | 1184.0466 | 94.8231 | 1057.8507 | 96.4269 | 203.1254 | 98.3276 | 178.6539 | 98.0993 | 183.1421 | 97.3002 | 174.4275 | 93.1678 | 132.5696 | 96.4669
-92.9957 | 97.9737 | -130.8581 | 96.1473 | -168.2975 | 93.0308 | -201.195 | 96.0616 | -205.1258 | 95.2626 | -82.0422 | 95.5537 | -195.5185 | 97.0205 | -233.5358 | 96.7808 | -265.276 | 95.6393 | -207.7117 | 97.2546 | 304.2655 | 93.4418 | 239.8509 | 96.5525 | 188.7476 | 97.266 | 303.1577 | 97.4258 | 303.1112 | 98.4361 | -105.9754 | 95.7078 | -40.0033 | 96.5868 | -78.3646 | 88.105 | -189.2224 | 96.4669 | -59.0111 | 97.9281 | 371.7169 | 99.2694 | 27.6635 | 99.9829 | -109.414 | 99.6918 | -48.2735 | 99.3493 | 77.0184 | 96.7066 | -444.3758 | 98.887 | -540.0156 | 97.4829 | -386.6558 | 98.0023 | -135.3111 | 92.8139 | -265.5253 | 96.1073 | 1399.4371 | 94.1495 | 1154.1446 | 95.4338 | 1242.5949 | 95.0114 | 1226.4731 | 93.9612 | 1099.444 | 95.839 | 211.2869 | 98.1564 | 187.5927 | 97.8824 | 192.0695 | 96.8836 | 184.6527 | 92.4658 | 141.3438 | 96.0674
-88.1499 | 97.5114 | -125.0261 | 95.6735 | -162.2579 | 92.0776 | -194.9133 | 95.5137 | -199.084 | 94.5662 | -64.0676 | 94.6575 | -179.1088 | 96.4783 | -215.19 | 96.0902 | -245.903 | 94.9829 | -189.075 | 96.7066 | 316.7841 | 92.5799 | 252.6125 | 96.0217 | 202.0636 | 96.7922 | 314.9418 | 96.9292 | 315.3143 | 98.2192 | -79.9324 | 94.8345 | -15.0779 | 95.8961 | -51.5347 | 86.5126 | -161.4379 | 96.1244 | -33.011 | 97.6199 | 375.9656 | 99.1781 | 36.448 | 99.9829 | -98.5793 | 99.6575 | -38.05 | 99.1495 | 85.8692 | 96.1701 | -407.3997 | 98.5388 | -500.9544 | 96.992 | -348.2464 | 97.6256 | -98.5195 | 91.8664 | -226.0811 | 95.2511 | 1434.7581 | 93.1963 | 1192.6486 | 94.4749 | 1282.8519 | 94.1153 | 1268.8996 | 93.0251 | 1141.0373 | 95.1427 | 219.4485 | 97.9338 | 196.5316 | 97.6884 | 200.997 | 96.4098 | 194.8778 | 91.661 | 150.1179 | 95.6963
-83.3041 | 96.9521 | -119.1942 | 95.3368 | -156.2183 | 90.9075 | -188.6315 | 94.863 | -193.0422 | 93.7614 | -46.0929 | 93.8356 | -162.699 | 95.9475 | -196.8442 | 95.3311 | -226.53 | 94.1381 | -170.4382 | 96.1986 | 329.3026 | 91.6096 | 265.3741 | 95.2683 | 215.3797 | 96.21 | 326.726 | 96.4669 | 327.5173 | 97.9053 | -53.8895 | 93.887 | 9.8475 | 95.0913 | -24.7048 | 85.04 | -133.6534 | 95.8276 | -7.0109 | 97.2888 | 380.2143 | 99.0811 | 45.2326 | 99.9829 | -87.7447 | 99.6347 | -27.8265 | 98.8242 | 94.72 | 95.5993 | -370.4235 | 98.1906 | -461.8933 | 96.5068 | -309.837 | 97.0947 | -61.728 | 90.5651 | -186.6368 | 94.3265 | 1470.079 | 92.2089 | 1231.1527 | 93.3733 | 1323.1089 | 93.1221 | 1311.3261 | 92.0662 | 1182.6305 | 94.4806 | 227.6101 | 97.5342 | 205.4704 | 97.403 | 209.9245 | 95.9304 | 205.1029 | 90.8048 | 158.8921 | 95.3482
-78.4583 | 96.4384 | -113.3622 | 94.7831 | -150.1787 | 89.766 | -182.3497 | 94.1324 | -187.0004 | 92.8082 | -28.1183 | 92.9053 | -146.2892 | 95.2397 | -178.4984 | 94.5434 | -207.157 | 93.4247 | -151.8015 | 95.6963 | 341.8212 | 90.6507 | 278.1357 | 94.4578 | 228.6958 | 95.4966 | 338.5102 | 95.9703 | 339.7203 | 97.637 | -27.8465 | 92.8995 | 34.773 | 94.0982 | 2.1251 | 83.3562 | -105.8689 | 95.468 | 18.9892 | 96.855 | 384.463 | 98.9155 | 54.0171 | 99.9829 | -76.91 | 99.5605 | -17.6031 | 98.5445 | 103.5708 | 94.9486 | -333.4474 | 97.7568 | -422.8321 | 95.8447 | -271.4276 | 96.5183 | -24.9364 | 89.1895 | -147.1926 | 93.4018 | 1505.4 | 91.0217 | 1269.6568 | 92.1176 | 1363.3659 | 92.0548 | 1353.7525 | 91.0559 | 1224.2238 | 93.7614 | 235.7717 | 96.5925 | 214.4093 | 97.089 | 218.8519 | 95.411 | 215.3281 | 89.7317 | 167.6663 | 94.8973
-73.6125 | 95.8619 | -107.5302 | 94.2123 | -144.1391 | 88.6244 | -176.0679 | 93.3733 | -180.9586 | 91.7751 | -10.1437 | 91.9863 | -129.8795 | 94.532 | -160.1526 | 93.6187 | -187.7841 | 92.6884 | -133.1647 | 94.9829 | 354.3398 | 89.7032 | 290.8974 | 93.6872 | 242.0118 | 94.7089 | 350.2944 | 95.4909 | 351.9233 | 97.3116 | -1.8035 | 91.9349 | 59.6984 | 93.0765 | 28.955 | 81.7066 | -78.0844 | 95.04 | 44.9892 | 96.2957 | 388.7117 | 98.7386 | 62.8017 | 99.9829 | -66.0753 | 99.5263 | -7.3796 | 98.1107 | 112.4217 | 94.2523 | -296.4713 | 97.2032 | -383.7709 | 95.1427 | -233.0182 | 95.8105 | 11.8552 | 87.8196 | -107.7483 | 92.3174 | 1540.721 | 89.6461 | 1308.1608 | 90.5422 | 1403.6229 | 90.7306 | 1396.179 | 89.9829 | 1265.8171 | 92.8938 | 243.9333 | 94.7374 | 223.3481 | 96.5468 | 227.7794 | 94.6233 | 225.5532 | 87.9852 | 176.4404 | 94.4349
-68.7667 | 95.1427 | -101.6982 | 93.5788 | -138.0995 | 87.5285 | -169.7861 | 92.4829 | -174.9168 | 90.742 | 7.831 | 90.6849 | -113.4697 | 93.7785 | -141.8068 | 92.5856 | -168.4111 | 91.661 | -114.528 | 94.2694 | 366.8583 | 88.5331 | 303.659 | 92.4258 | 255.3279 | 93.8756 | 362.0785 | 94.8858 | 364.1263 | 96.9635 | 24.2395 | 90.6221 | 84.6238 | 92.0205 | 55.7848 | 79.8858 | -50.2999 | 94.4749 | 70.9893 | 95.6279 | 392.9604 | 98.5217 | 71.5863 | 99.9829 | -55.2407 | 99.4863 | 2.8439 | 97.6541 | 121.2725 | 93.4874 | -259.4952 | 96.6553 | -344.7098 | 94.3379 | -194.6088 | 95.1084 | 48.6467 | 86.2215 | -68.3041 | 91.1244 | 1576.042 | 88.0422 | 1346.6649 | 88.71 | 1443.8799 | 89.1438 | 1438.6055 | 88.5331 | 1307.4104 | 91.9521 | 252.0949 | 92.089 | 232.287 | 95.8219 | 236.7069 | 93.5845 | 235.7784 | 85.3995 | 185.2146 | 93.9783
-63.921 | 94.4463 | -95.8662 | 92.8596 | -132.0599 | 86.3299 | -163.5043 | 91.6438 | -168.875 | 89.7774 | 25.8056 | 89.3607 | -97.0599 | 92.8025 | -123.461 | 91.5468 | -149.0381 | 90.6963 | -95.8913 | 93.5502 | 379.3769 | 87.2374 | 316.4206 | 91.0445 | 268.644 | 92.911 | 373.8627 | 94.3265 | 376.3294 | 96.5411 | 50.2824 | 89.1495 | 109.5492 | 90.7648 | 82.6147 | 78.0594 | -22.5154 | 93.8984 | 96.9894 | 94.9429 | 397.2091 | 98.339 | 80.3708 | 99.9829 | -44.406 | 99.4521 | 13.0674 | 97.1404 | 130.1233 | 92.8082 | -222.5191 | 96.1701 | -305.6486 | 93.5674 | -156.1994 | 94.2123 | 85.4383 | 84.5091 | -28.8598 | 89.5434 | 1611.363 | 86.0331 | 1385.169 | 86.8664 | 1484.1369 | 87.2603 | 1481.032 | 86.9007 | 1349.0037 | 90.8904 | 260.2564 | 88.4361 | 241.2259 | 94.7717 | 245.6343 | 91.4498 | 246.0035 | 81.5525 | 193.9887 | 93.4418
-59.0752 | 93.5845 | -90.0342 | 92.1404 | -126.0203 | 85.1027 | -157.2225 | 90.8162 | -162.8332 | 88.8014 | 43.7802 | 88.1393 | -80.6502 | 91.992 | -105.1152 | 90.4795 | -129.6651 | 89.5947 | -77.2545 | 92.7112 | 391.8954 | 86.2329 | 329.1822 | 89.6062 | 281.96 | 91.8322 | 385.6469 | 93.5959 | 388.5324 | 96.0845 | 76.3254 | 87.3573 | 134.4746 | 89.1495 | 109.4446 | 75.8619 | 5.2691 | 93.1906 | 122.9894 | 94.0411 | 401.4578 | 98.1621 | 89.1554 | 99.9829 | -33.5714 | 99.3779 | 23.2909 | 96.4726 | 138.9742 | 92.0548 | -185.543 | 95.5822 | -266.5874 | 92.5457 | -117.7901 | 93.2763 | 122.2299 | 82.7568 | 10.5844 | 87.9852 | 1646.684 | 83.7043 | 1423.673 | 84.6689 | 1524.3939 | 85.2511 | 1523.4584 | 84.9429 | 1390.597 | 89.7374 | 268.418 | 84.903 | 250.1647 | 93.3162 | 254.5618 | 88.2363 | 256.2287 | 77.4087 | 202.7629 | 92.8938
-54.2294 | 92.6027 | -84.2023 | 91.387 | -119.9807 | 83.8813 | -150.9407 | 89.903 | -156.7914 | 87.6884 | 61.7548 | 86.8893 | -64.2404 | 91.0388 | -86.7694 | 89.2808 | -110.2921 | 88.613 | -58.6178 | 91.8322 | 404.414 | 85.097 | 341.9438 | 87.9566 | 295.2761 | 90.6849 | 397.431 | 92.7854 | 400.7354 | 95.6221 | 102.3684 | 85.4795 | 159.4 | 87.3973 | 136.2745 | 73.7272 | 33.0536 | 92.4658 | 148.9895 | 92.968 | 405.7065 | 97.9795 | 97.9399 | 99.9829 | -22.7367 | 99.2808 | 33.5144 | 95.8162 | 147.825 | 91.2557 | -148.5669 | 94.9258 | -227.5262 | 91.347 | -79.3807 | 91.9749 | 159.0214 | 80.7192 | 50.0287 | 86.29 | 1682.005 | 81.1073 | 1462.1771 | 82.6256 | 1564.6509 | 82.5514 | 1565.8849 | 82.4201 | 1432.1903 | 88.1906 | 276.5796 | 81.4669 | 259.1036 | 91.0902 | 263.4893 | 84.6518 | 266.4538 | 73.6301 | 211.537 | 92.1804
-49.3836 | 91.5982 | -78.3703 | 90.5765 | -113.9411 | 82.6027 | -144.659 | 88.9384 | -150.7497 | 86.6781 | 79.7295 | 85.6849 | -47.8306 | 90 | -68.4235 | 88.1906 | -90.9191 | 87.5171 | -39.981 | 90.9247 | 416.9326 | 83.7043 | 354.7054 | 86.2957 | 308.5922 | 89.3664 | 409.2152 | 91.8664 | 412.9384 | 94.9772 | 128.4113 | 83.339 | 184.3254 | 85.8733 | 163.1043 | 71.5354 | 60.8381 | 91.8151 | 174.9896 | 91.8893 | 409.9552 | 97.8539 | 106.7245 | 99.9829 | -11.9021 | 99.1438 | 43.7379 | 94.8402 | 156.6758 | 90.5251 | -111.5908 | 94.2637 | -188.4651 | 90.0228 | -40.9713 | 90.3596 | 195.813 | 78.4874 | 89.4729 | 84.3436 | 1717.326 | 78.0365 | 1500.6812 | 79.9943 | 1604.9079 | 79.8231 | 1608.3114 | 79.1324 | 1473.7835 | 86.3185 | 284.7412 | 78.3619 | 268.0424 | 88.0594 | 272.4167 | 80.2112 | 276.679 | 69.7089 | 220.3112 | 91.29
-44.5378 | 90.6279 | -72.5383 | 89.6461 | -107.9015 | 81.3128 | -138.3772 | 87.911 | -144.7079 | 85.508 | 97.7041 | 84.4235 | -31.4209 | 88.9155 | -50.0777 | 86.9863 | -71.5461 | 86.4326 | -21.3443 | 90.0742 | 429.4511 | 82.2089 | 367.467 | 84.6347 | 321.9082 | 88.0137 | 420.9994 | 90.9418 | 425.1414 | 94.258 | 154.4543 | 81.5011 | 209.2509 | 84.395 | 189.9342 | 69.0982 | 88.6226 | 91.016 | 200.9897 | 90.7363 | 414.2039 | 97.6712 | 115.509 | 99.9772 | -1.0674 | 98.8756 | 53.9614 | 93.887 | 165.5266 | 89.5719 | -74.6147 | 93.4989 | -149.4039 | 88.5445 | -2.5619 | 88.5959 | 232.6046 | 76.387 | 128.9172 | 82.1404 | 1752.647 | 74.8916 | 1539.1852 | 77.3916 | 1645.1649 | 76.8893 | 1650.7379 | 75.8447 | 1515.3768 | 84.0183 | 292.9028 | 75.3596 | 276.9813 | 84.6233 | 281.3442 | 76.0959 | 286.9041 | 65.8276 | 229.0854 | 90
-39.692 | 89.6233 | -66.7063 | 88.75 | -101.8619 | 80.0799 | -132.0954 | 86.9349 | -138.6661 | 84.2409 | 115.6787 | 83.282 | -15.0111 | 87.871 | -31.7319 | 85.9132 | -52.1731 | 85.4852 | -2.7075 | 89.0868 | 441.9697 | 80.7135 | 380.2286 | 83.1678 | 335.2243 | 86.5868 | 432.7836 | 90.0285 | 437.3445 | 93.4189 | 180.4973 | 79.2295 | 234.1763 | 82.6313 | 216.7641 | 66.718 | 116.4071 | 90.097 | 226.9897 | 89.4235 | 418.4526 | 97.4429 | 124.2936 | 99.9772 | 9.7673 | 98.6815 | 64.1848 | 92.774 | 174.3775 | 88.7158 | -37.6386 | 92.6712 | -110.3427 | 86.9007 | 35.8475 | 86.5925 | 269.3961 | 74.0696 | 168.3614 | 79.8801 | 1787.968 | 71.8607 | 1577.6893 | 74.7146 | 1685.4219 | 73.9726 | 1693.1643 | 72.4486 | 1556.9701 | 81.5126 | 301.0644 | 72.4087 | 285.9201 | 81.3984 | 290.2717 | 71.9635 | 297.1292 | 61.7751 | 237.8595 | 88.3105
-34.8463 | 88.379 | -60.8743 | 87.774 | -95.8223 | 78.7785 | -125.8136 | 85.7648 | -132.6243 | 82.9509 | 133.6533 | 82.0377 | 1.3987 | 86.8436 | -13.3861 | 84.863 | -32.8001 | 84.5034 | 15.9292 | 88.0479 | 454.4882 | 79.1838 | 392.9903 | 81.3699 | 348.5403 | 85.0799 | 444.5677 | 88.9726 | 449.5475 | 92.6769 | 206.5403 | 77.0034 | 259.1017 | 80.976 | 243.594 | 64.2009 | 144.1916 | 88.9155 | 252.9898 | 88.2078 | 422.7013 | 97.1404 | 133.0781 | 99.96 | 20.6019 | 98.4703 | 74.4083 | 91.7865 | 183.2283 | 87.8653 | -0.66245 | 91.6667 | -71.2815 | 84.9772 | 74.2569 | 84.3779 | 306.1877 | 71.5468 | 207.8057 | 77.4315 | 1823.289 | 68.9269 | 1616.1934 | 71.8664 | 1725.6789 | 71.1644 | 1735.5908 | 69.0068 | 1598.5634 | 78.5731 | 309.2259 | 69.492 | 294.859 | 78.0194 | 299.1991 | 68.3505 | 307.3544 | 58.008 | 246.6337 | 86.6096
-30.0005 | 87.226 | -55.0424 | 86.6267 | -89.7827 | 77.5913 | -119.5318 | 84.5776 | -126.5825 | 81.8322 | 151.628 | 80.7534 | 17.8085 | 85.7192 | 4.9597 | 83.7272 | -13.4271 | 83.3447 | 34.5659 | 87.1005 | 467.0068 | 77.4087 | 405.7519 | 79.4806 | 361.8564 | 83.6416 | 456.3519 | 87.8938 | 461.7505 | 91.6724 | 232.5832 | 74.863 | 284.0271 | 78.8927 | 270.4239 | 61.7409 | 171.9761 | 87.8139 | 278.9899 | 86.6039 | 426.9501 | 96.9349 | 141.8627 | 99.9429 | 31.4366 | 98.2078 | 84.6318 | 90.8162 | 192.0791 | 86.9863 | 36.3137 | 90.7306 | -32.2204 | 82.8824 | 112.6663 | 82.3858 | 342.9793 | 69.2409 | 247.25 | 74.6861 | 1858.61 | 65.7477 | 1654.6974 | 68.7671 | 1765.9359 | 68.0651 | 1778.0173 | 65.3539 | 1640.1567 | 75.5251 | 317.3875 | 66.3927 | 303.7978 | 74.3836 | 308.1266 | 64.8801 | 317.5795 | 54.1495 | 255.4078 | 84.1495
-25.1547 | 86.0046 | -49.2104 | 85.4623 | -83.7431 | 76.2957 | -113.25 | 83.3562 | -120.5407 | 80.5251 | 169.6026 | 79.395 | 34.2182 | 84.6233 | 23.3055 | 82.5457 | 5.9459 | 82.3801 | 53.2027 | 85.9247 | 479.5254 | 75.2112 | 418.5135 | 77.1747 | 375.1725 | 81.8436 | 468.1361 | 86.6495 | 473.9535 | 90.5365 | 258.6262 | 72.5628 | 308.9525 | 76.9406 | 297.2537 | 59.0068 | 199.7606 | 86.5354 | 304.99 | 84.8916 | 431.1988 | 96.6324 | 150.6473 | 99.9315 | 42.2712 | 97.8824 | 94.8553 | 89.9715 | 200.93 | 86.0731 | 73.2898 | 89.6119 | 6.8408 | 80.6849 | 151.0757 | 80.2169 | 379.7708 | 66.5925 | 286.6942 | 71.8037 | 1893.931 | 62.5856 | 1693.2015 | 65.3824 | 1806.1929 | 65.1256 | 1820.4438 | 61.7352 | 1681.75 | 72.0719 | 325.5491 | 63.3562 | 312.7367 | 70.6906 | 317.0541 | 61.6495 | 327.8047 | 50.4281 | 264.182 | 81.0445
-20.3089 | 84.6575 | -43.3784 | 83.9498 | -77.7035 | 74.8288 | -106.9682 | 82.1975 | -114.4989 | 79.2295 | 187.5772 | 77.9737 | 50.628 | 83.6073 | 41.6513 | 81.3927 | 25.3189 | 81.1301 | 71.8394 | 84.7603 | 492.0439 | 73.0537 | 431.2751 | 75 | 388.4885 | 79.8744 | 479.9203 | 85.1769 | 486.1565 | 89.3836 | 284.6692 | 70.274 | 333.8779 | 74.7717 | 324.0836 | 56.21 | 227.5451 | 85.1826 | 330.99 | 83.2763 | 435.4475 | 96.2443 | 159.4318 | 99.8516 | 53.1059 | 97.4829 | 105.0788 | 88.9669 | 209.7808 | 85.1313 | 110.2659 | 88.5331 | 45.902 | 78.4418 | 189.4851 | 78.0308 | 416.5624 | 63.7728 | 326.1385 | 68.516 | 1929.252 | 59.5491 | 1731.7056 | 61.7466 | 1846.4499 | 61.7066 | 1862.8702 | 57.7854 | 1723.3433 | 68.2648 | 333.7107 | 60.0685 | 321.6756 | 67.1632 | 325.9815 | 58.3904 | 338.0298 | 47.0205 | 272.9561 | 77.8253
-15.4631 | 83.4304 | -37.5464 | 82.5457 | -71.6639 | 73.339 | -100.6864 | 81.0445 | -108.4571 | 77.8025 | 205.5519 | 76.661 | 67.0378 | 82.3402 | 59.9971 | 80.2968 | 44.6919 | 80.1598 | 90.4762 | 83.4874 | 504.5625 | 71.1187 | 444.0367 | 73.0137 | 401.8046 | 78.0023 | 491.7044 | 83.4304 | 498.3596 | 88.1279 | 310.7121 | 67.8596 | 358.8033 | 72.7911 | 350.9135 | 53.5046 | 255.3296 | 83.6587 | 356.9901 | 81.5868 | 439.6962 | 95.9189 | 168.2164 | 99.7717 | 63.9405 | 97.1176 | 115.3023 | 87.9966 | 218.6316 | 84.2409 | 147.242 | 87.4543 | 84.9631 | 76.016 | 227.8944 | 75.5537 | 453.354 | 60.8733 | 365.5827 | 65.4338 | 1964.573 | 56.5811 | 1770.2096 | 58.2135 | 1886.7069 | 58.1792 | 1905.2967 | 54.1039 | 1764.9366 | 64.4806 | 341.8723 | 56.8436 | 330.6144 | 63.5959 | 334.909 | 55.3253 | 348.255 | 43.4589 | 281.7303 | 74.1553
-10.6174 | 82.0434 | -31.7144 | 80.8733 | -65.6243 | 71.8721 | -94.4046 | 79.9258 | -102.4153 | 76.4726 | 223.5265 | 75.4452 | 83.4475 | 81.25 | 78.3429 | 79.024 | 64.0649 | 79.2123 | 109.1129 | 82.2032 | 517.081 | 69.2123 | 456.7983 | 70.8162 | 415.1207 | 75.8904 | 503.4886 | 81.347 | 510.5626 | 86.7066 | 336.7551 | 65.5422 | 383.7288 | 70.7705 | 377.7434 | 50.7763 | 283.1141 | 81.7979 | 382.9902 | 79.7203 | 443.9449 | 95.6507 | 177.0009 | 99.6233 | 74.7752 | 96.5297 | 125.5258 | 87.0205 | 227.4824 | 83.3904 | 184.2181 | 86.113 | 124.0243 | 73.6473 | 266.3038 | 72.8824 | 490.1455 | 57.8196 | 405.027 | 62.3744 | 1999.894 | 53.6187 | 1808.7137 | 54.4806 | 1926.9639 | 55.1256 | 1947.7232 | 50.3881 | 1806.5298 | 60.5479 | 350.0339 | 53.7329 | 339.5533 | 60.04 | 343.8364 | 52.1918 | 358.4801 | 40.0571 | 290.5045 | 70.2283
-5.7716 | 80.5936 | -25.8824 | 79.2009 | -59.5847 | 70.5137 | -88.1229 | 78.5845 | -96.3735 | 75.2226 | 241.5011 | 74.2523 | 99.8573 | 80.1826 | 96.6887 | 77.9338 | 83.4379 | 78.1792 | 127.7497 | 80.8048 | 529.5996 | 67.1918 | 469.5599 | 68.71 | 428.4367 | 73.2934 | 515.2728 | 79.3607 | 522.7656 | 85.1313 | 362.7981 | 63.4703 | 408.6542 | 68.2763 | 404.5733 | 47.871 | 310.8986 | 79.6747 | 408.9903 | 77.7968 | 448.1936 | 95.3938 | 185.7855 | 99.3836 | 85.6098 | 95.8562 | 135.7492 | 85.8447 | 236.3333 | 82.4087 | 221.1942 | 84.7374 | 163.0855 | 71.1872 | 304.7132 | 70.2911 | 526.9371 | 55.0057 | 444.4712 | 58.8299 | 2035.215 | 50.6279 | 1847.2178 | 51.29 | 1967.2209 | 52.0034 | 1990.1497 | 46.6781 | 1848.1231 | 56.3984 | 358.1954 | 50.3596 | 348.4921 | 56.7466 | 352.7639 | 49.2123 | 368.7053 | 37.1062 | 299.2786 | 66.3984
-0.92579 | 78.9612 | -20.0505 | 77.3573 | -53.5451 | 68.984 | -81.8411 | 77.1804 | -90.3317 | 73.8128 | 259.4757 | 72.9966 | 116.2671 | 79.0411 | 115.0345 | 76.9292 | 102.8109 | 77.1518 | 146.3864 | 79.4349 | 542.1182 | 64.8573 | 482.3216 | 66.5183 | 441.7528 | 70.8333 | 527.057 | 76.9121 | 534.9686 | 83.5616 | 388.8411 | 61.4326 | 433.5796 | 65.6221 | 431.4031 | 44.9144 | 338.6831 | 77.4943 | 434.9903 | 75.6164 | 452.4423 | 95.1313 | 194.57 | 99.1381 | 96.4445 | 95.1541 | 145.9727 | 84.8288 | 245.1841 | 81.621 | 258.1703 | 83.2763 | 202.1467 | 68.9212 | 343.1226 | 67.4144 | 563.7287 | 52.0491 | 483.9155 | 55.4737 | 2070.536 | 47.7968 | 1885.7218 | 48.0251 | 2007.4779 | 48.8413 | 2032.5761 | 43.105 | 1889.7164 | 52.2774 | 366.357 | 47.5514 | 357.431 | 53.5845 | 361.6914 | 46.2443 | 378.9304 | 34.0297 | 308.0528 | 63.105
3.92 | 77.1975 | -14.2185 | 75.2283 | -47.5055 | 67.5856 | -75.5593 | 75.6735 | -84.2899 | 72.4658 | 277.4504 | 71.7808 | 132.6768 | 77.8653 | 133.3803 | 75.9075 | 122.1839 | 76.1187 | 165.0232 | 77.9909 | 554.6367 | 62.8653 | 495.0832 | 64.4178 | 455.0689 | 68.5103 | 538.8411 | 74.8459 | 547.1716 | 81.8607 | 414.884 | 59.0468 | 458.505 | 63.1393 | 458.233 | 42.3002 | 366.4676 | 74.96 | 460.9904 | 73.5103 | 456.691 | 94.863 | 203.3546 | 98.8242 | 107.2792 | 94.3836 | 156.1962 | 83.7443 | 254.0349 | 80.7363 | 295.1464 | 81.4669 | 241.2078 | 66.29 | 381.532 | 64.863 | 600.5202 | 48.9954 | 523.3597 | 52.1062 | 2105.857 | 45.1142 | 1924.2259 | 44.9543 | 2047.7349 | 45.8276 | 2075.0026 | 39.8002 | 1931.3097 | 48.379 | 374.5186 | 44.6461 | 366.3698 | 50.4167 | 370.6188 | 43.2135 | 389.1555 | 31.2158 | 316.8269 | 59.6689
8.7658 | 75.1199 | -8.3865 | 73.0365 | -41.4659 | 66.1187 | -69.2775 | 74.218 | -78.2482 | 71.21 | 295.425 | 70.5651 | 149.0866 | 76.621 | 151.7261 | 74.8059 | 141.5569 | 74.9772 | 183.6599 | 76.8037 | 567.1553 | 60.5765 | 507.8448 | 62.4258 | 468.3849 | 66.1587 | 550.6253 | 72.6427 | 559.3747 | 80.0228 | 440.927 | 56.7295 | 483.4304 | 60.6336 | 485.0629 | 39.4977 | 394.2521 | 72.4543 | 486.9905 | 71.2671 | 460.9397 | 94.6404 | 212.1391 | 98.3904 | 118.1138 | 93.4304 | 166.4197 | 82.7169 | 262.8857 | 79.6747 | 332.1225 | 79.5034 | 280.269 | 63.5902 | 419.9414 | 62.0719 | 637.3118 | 45.8562 | 562.804 | 48.4874 | 2141.178 | 42.3516 | 1962.73 | 41.992 | 2087.9919 | 42.7169 | 2117.4291 | 36.5753 | 1972.903 | 44.4406 | 382.6802 | 41.6381 | 375.3087 | 47.4486 | 379.5463 | 40.274 | 399.3807 | 28.5502 | 325.6011 | 56.1073
13.6116 | 72.968 | -2.5545 | 70.7534 | -35.4263 | 64.4292 | -62.9957 | 72.7397 | -72.2064 | 69.8174 | 313.3996 | 69.3265 | 165.4964 | 75.5251 | 170.072 | 73.6073 | 160.9298 | 74.0354 | 202.2966 | 75.5365 | 579.6738 | 58.2877 | 520.6064 | 60.5194 | 481.701 | 63.9897 | 562.4095 | 70.1027 | 571.5777 | 78.0194 | 466.97 | 54.4749 | 508.3558 | 58.0194 | 511.8928 | 36.6781 | 422.0366 | 69.9315 | 512.9906 | 69.1895 | 465.1884 | 94.395 | 220.9237 | 97.8881 | 128.9485 | 92.5514 | 176.6432 | 81.8322 | 271.7366 | 78.79 | 369.0987 | 77.6027 | 319.3302 | 60.9304 | 458.3508 | 59.4178 | 674.1034 | 42.7911 | 602.2482 | 45.0571 | 2176.499 | 39.8459 | 2001.234 | 39.3664 | 2128.2489 | 39.6461 | 2159.8556 | 33.4989 | 2014.4963 | 40.508 | 390.8418 | 38.7957 | 384.2475 | 44.5662 | 388.4738 | 37.5 | 409.6058 | 25.7021 | 334.3752 | 52.9452
18.4573 | 70.9132 | 3.2775 | 68.4646 | -29.3867 | 62.7454 | -56.7139 | 70.9932 | -66.1646 | 68.2534 | 331.3742 | 67.8824 | 181.9061 | 74.3037 | 188.4178 | 72.3801 | 180.3028 | 73.0308 | 220.9334 | 74.3094 | 592.1924 | 56.0616 | 533.368 | 58.3048 | 495.0171 | 61.8208 | 574.1937 | 67.3858 | 583.7807 | 75.9361 | 493.013 | 51.9806 | 533.2812 | 55.3196 | 538.7227 | 34.2352 | 449.8211 | 67.3002 | 538.9906 | 66.9406 | 469.4371 | 94.161 | 229.7082 | 97.3059 | 139.7831 | 91.6324 | 186.8667 | 80.8162 | 280.5874 | 77.8767 | 406.0748 | 75.4737 | 358.3914 | 58.0594 | 496.7602 | 56.758 | 710.8949 | 39.9715 | 641.6925 | 41.7751 | 2211.82 | 37.3858 | 2039.7381 | 36.4441 | 2168.5059 | 36.7123 | 2202.282 | 30.4966 | 2056.0896 | 37.1747 | 399.0034 | 36.0788 | 393.1864 | 41.6667 | 397.4012 | 34.8231 | 419.831 | 23.4532 | 343.1494 | 49.9943
23.3031 | 68.6473 | 9.1095 | 66.1815 | -23.3471 | 61.0959 | -50.4321 | 69.3379 | -60.1228 | 66.6838 | 349.3489 | 66.5639 | 198.3159 | 73.1393 | 206.7636 | 71.2785 | 199.6758 | 71.8208 | 239.5701 | 73.0194 | 604.711 | 53.7671 | 546.1296 | 56.0331 | 508.3331 | 59.492 | 585.9778 | 64.4292 | 595.9837 | 73.7614 | 519.0559 | 49.258 | 558.2066 | 52.7169 | 565.5525 | 31.6438 | 477.6056 | 64.5662 | 564.9907 | 64.4977 | 473.6858 | 93.8642 | 238.4928 | 96.621 | 150.6178 | 90.5365 | 197.0902 | 79.9315 | 289.4382 | 76.9578 | 443.0509 | 73.0708 | 397.4525 | 54.9943 | 535.1696 | 54.1381 | 747.6865 | 37.5342 | 681.1367 | 38.5731 | 2247.141 | 34.9258 | 2078.2422 | 33.6701 | 2208.7629 | 33.7043 | 2244.7085 | 27.7112 | 2097.6828 | 33.6473 | 407.1649 | 33.3219 | 402.1253 | 38.8642 | 406.3287 | 32.1233 | 430.0561 | 21.0616 | 351.9236 | 47.1062
28.1489 | 66.4612 | 14.9414 | 63.887 | -17.3075 | 59.395 | -44.1503 | 67.5057 | -54.081 | 64.9486 | 367.3235 | 65.3482 | 214.7257 | 72.089 | 225.1094 | 69.9372 | 219.0488 | 70.5023 | 258.2069 | 71.4954 | 617.2295 | 51.4954 | 558.8912 | 53.4247 | 521.6492 | 57.1005 | 597.762 | 61.9635 | 608.1867 | 71.2557 | 545.0989 | 46.9178 | 583.1321 | 50.0457 | 592.3824 | 29.2009 | 505.3901 | 61.8265 | 590.9908 | 61.8037 | 477.9345 | 93.5616 | 247.2774 | 95.8447 | 161.4524 | 89.6518 | 207.3137 | 78.8927 | 298.2891 | 76.0788 | 480.027 | 70.5422 | 436.5137 | 51.8607 | 573.5789 | 51.3527 | 784.4781 | 34.9429 | 720.581 | 35.5765 | 2282.462 | 32.5457 | 2116.7462 | 31.0674 | 2249.0199 | 31.0217 | 2287.135 | 25.274 | 2139.2761 | 30.5822 | 415.3265 | 30.6849 | 411.0641 | 35.7991 | 415.2562 | 29.5034 | 440.2813 | 18.8927 | 360.6977 | 44.2009
32.9947 | 64.2295 | 20.7734 | 61.4155 | -11.2679 | 57.7397 | -37.8685 | 65.6507 | -48.0392 | 63.1279 | 385.2981 | 64.121 | 231.1355 | 71.0959 | 243.4552 | 68.6473 | 238.4218 | 69.1553 | 276.8436 | 70.3368 | 629.7481 | 49.0753 | 571.6528 | 50.9075 | 534.9652 | 54.9486 | 609.5462 | 59.1495 | 620.3898 | 68.8014 | 571.1419 | 44.4121 | 608.0575 | 47.4886 | 619.2123 | 27.0205 | 533.1746 | 58.71 | 616.9909 | 59.1667 | 482.1832 | 93.2534 | 256.0619 | 94.9829 | 172.2871 | 88.4361 | 217.5371 | 78.008 | 307.1399 | 75.1884 | 517.0031 | 67.597 | 475.5749 | 48.9155 | 611.9883 | 49.0525 | 821.2697 | 32.363 | 760.0252 | 32.7454 | 2317.7829 | 30.1484 | 2155.2503 | 28.5616 | 2289.2769 | 28.3105 | 2329.5615 | 22.8253 | 2180.8694 | 27.7511 | 423.4881 | 27.8425 | 420.003 | 32.9623 | 424.1836 | 26.992 | 450.5064 | 16.4212 | 369.4719 | 41.5126
37.8405 | 61.8037 | 26.6054 | 58.7842 | -5.2283 | 55.9189 | -31.5868 | 63.847 | -41.9974 | 61.3185 | 403.2728 | 62.9053 | 247.5452 | 70.1598 | 261.801 | 67.1918 | 257.7948 | 67.5 | 295.4804 | 68.7842 | 642.2666 | 46.5068 | 584.4145 | 48.4475 | 548.2813 | 52.5742 | 621.3303 | 56.1986 | 632.5928 | 66.153 | 597.1848 | 42.0148 | 632.9829 | 44.9258 | 646.0422 | 24.9829 | 560.9591 | 55.9475 | 642.9909 | 56.7808 | 486.4319 | 92.6541 | 264.8465 | 94.2295 | 183.1218 | 87.3345 | 227.7606 | 77.0719 | 315.9907 | 74.2922 | 553.9792 | 64.9372 | 514.6361 | 45.7135 | 650.3977 | 46.3584 | 858.0612 | 29.9258 | 799.4695 | 30.2169 | 2353.1039 | 28.0879 | 2193.7544 | 26.5011 | 2329.5339 | 25.9189 | 2371.9879 | 20.5537 | 2222.4627 | 24.9201 | 431.6497 | 25.3482 | 428.9418 | 30.645 | 433.1111 | 24.7089 | 460.7316 | 14.3436 | 378.246 | 38.7443
42.6862 | 59.492 | 32.4374 | 55.9589 | 0.81128 | 54.0183 | -25.305 | 61.8436 | -35.9556 | 59.532 | 421.2474 | 61.3642 | 263.955 | 69.1895 | 280.1468 | 65.6849 | 277.1678 | 66.0559 | 314.1171 | 67.2203 | 654.7852 | 43.9612 | 597.1761 | 46.3071 | 561.5974 | 50.3425 | 633.1145 | 53.5388 | 644.7958 | 63.5445 | 623.2278 | 39.766 | 657.9083 | 42.129 | 672.8721 | 22.911 | 588.7436 | 53.0479 | 668.991 | 54.0982 | 490.6806 | 92.1005 | 273.631 | 93.4418 | 193.9564 | 86.0902 | 237.9841 | 76.153 | 324.8415 | 73.2934 | 590.9553 | 62.0491 | 553.6972 | 42.8596 | 688.8071 | 43.4589 | 894.8528 | 27.6027 | 838.9137 | 27.8139 | 2388.4249 | 25.9418 | 2232.2584 | 24.4064 | 2369.7909 | 23.8642 | 2414.4144 | 18.1678 | 2264.056 | 22.4258 | 439.8113 | 22.9909 | 437.8807 | 28.1849 | 442.0386 | 22.4258 | 470.9567 | 12.3059 | 387.0202 | 36.153
47.532 | 57.0776 | 38.2694 | 53.3333 | 6.8509 | 52.1005 | -19.0232 | 59.8345 | -29.9138 | 57.6256 | 439.222 | 59.7317 | 280.3648 | 68.1336 | 298.4926 | 63.8699 | 296.5408 | 64.1724 | 332.7538 | 65.3767 | 667.3038 | 41.4498 | 609.9377 | 44.0753 | 574.9134 | 47.8824 | 644.8987 | 50.7763 | 656.9988 | 60.4909 | 649.2708 | 37.5057 | 682.8337 | 39.7831 | 699.7019 | 21.0502 | 616.5281 | 50.2055 | 694.9911 | 51.3356 | 494.9293 | 91.3699 | 282.4156 | 92.6826 | 204.7911 | 85.1142 | 248.2076 | 75.2683 | 333.6924 | 72.4315 | 627.9314 | 59.2979 | 592.7584 | 40.3253 | 727.2165 | 40.8162 | 931.6444 | 25.2968 | 878.358 | 25.5993 | 2423.7459 | 23.7728 | 2270.7625 | 22.4258 | 2410.0479 | 21.9406 | 2456.8409 | 16.25 | 2305.6493 | 19.8687 | 447.9729 | 21.0217 | 446.8195 | 25.9361 | 450.966 | 20.2454 | 481.1818 | 10.6735 | 395.7943 | 33.5559
52.3778 | 54.5434 | 44.1014 | 50.4966 | 12.8905 | 50.1256 | -12.7414 | 57.6655 | -23.872 | 55.5936 | 457.1966 | 57.911 | 296.7745 | 66.9977 | 316.8384 | 62.1005 | 315.9138 | 62.2432 | 351.3906 | 63.5388 | 679.8223 | 39.1096 | 622.6993 | 41.6267 | 588.2295 | 45.6507 | 656.6829 | 47.9852 | 669.2018 | 57.5799 | 675.3138 | 35.3539 | 707.7591 | 37.4087 | 726.5318 | 19.1495 | 644.3126 | 47.4658 | 720.9912 | 48.6758 | 499.178 | 90.4224 | 291.2001 | 91.8893 | 215.6257 | 83.8413 | 258.4311 | 74.5263 | 342.5432 | 71.4783 | 664.9075 | 56.3299 | 631.8196 | 37.7511 | 765.6259 | 38.1849 | 968.4359 | 23.0651 | 917.8023 | 23.282 | 2459.0669 | 21.6381 | 2309.2665 | 20.3596 | 2450.3049 | 19.9372 | 2499.2674 | 14.3436 | 2347.2426 | 17.6998 | 456.1344 | 19.121 | 455.7584 | 23.5959 | 459.8935 | 18.0251 | 491.407 | 9.2694 | 404.5685 | 30.9989
57.2236 | 51.9349 | 49.9333 | 47.7169 | 18.9301 | 48.0879 | -6.4596 | 55.5879 | -17.8302 | 53.339 | 475.1713 | 55.7021 | 313.1843 | 65.8447 | 335.1842 | 60.0114 | 335.2868 | 60.1884 | 370.0273 | 61.6153 | 692.3409 | 36.9121 | 635.4609 | 39.0183 | 601.5456 | 43.1849 | 668.467 | 44.8288 | 681.4049 | 54.8687 | 701.3567 | 33.2763 | 732.6845 | 35.04 | 753.3617 | 17.4315 | 672.0971 | 44.629 | 746.9912 | 45.8562 | 503.4268 | 89.7489 | 299.9847 | 91.1986 | 226.4604 | 82.5228 | 268.6546 | 73.8984 | 351.394 | 70.6336 | 701.8836 | 53.0936 | 670.8807 | 35.2854 | 804.0353 | 35.7135 | 1005.2275 | 20.9304 | 957.2465 | 21.387 | 2494.3879 | 19.8116 | 2347.7706 | 18.6358 | 2490.5619 | 18.242 | 2541.6938 | 12.5742 | 2388.8358 | 15.6621 | 464.296 | 17.1975 | 464.6972 | 21.4498 | 468.821 | 15.9817 | 501.6321 | 7.8596 | 413.3427 | 28.4475
62.0694 | 49.4749 | 55.7653 | 44.766 | 24.9697 | 46.1358 | -0.17782 | 53.5845 | -11.7884 | 51.0902 | 493.1459 | 53.6416 | 329.5941 | 64.7603 | 353.53 | 57.8767 | 354.6598 | 58.1221 | 388.6641 | 59.532 | 704.8594 | 34.6518 | 648.2225 | 36.6553 | 614.8616 | 40.9304 | 680.2512 | 42.0034 | 693.6079 | 52.1632 | 727.3997 | 31.1872 | 757.61 | 32.8139 | 780.1916 | 15.782 | 699.8816 | 41.7751 | 772.9913 | 43.3048 | 507.6755 | 89.0982 | 308.7692 | 90.4795 | 237.295 | 81.1815 | 278.8781 | 73.1279 | 360.2449 | 69.8573 | 738.8598 | 49.9886 | 709.9419 | 32.871 | 842.4447 | 33.3048 | 1042.0191 | 19.0011 | 996.6908 | 19.6233 | 2529.7089 | 17.9053 | 2386.2747 | 16.9349 | 2530.8189 | 16.718 | 2584.1203 | 11.0959 | 2430.4291 | 13.8756 | 472.4576 | 15.5936 | 473.6361 | 19.4235 | 477.7484 | 14.4178 | 511.8573 | 6.6553 | 422.1168 | 26.0331
66.9152 | 47.1005 | 61.5973 | 42.1119 | 31.0093 | 44.161 | 6.104 | 51.895 | -5.7466 | 48.9041 | 511.1205 | 51.4269 | 346.0038 | 63.5845 | 371.8758 | 55.7192 | 374.0328 | 56.1073 | 407.3008 | 57.5 | 717.378 | 32.4715 | 660.9841 | 34.2979 | 628.1777 | 38.5559 | 692.0354 | 39.2009 | 705.8109 | 49.0582 | 753.4427 | 29.1553 | 782.5354 | 30.3596 | 807.0215 | 14.3664 | 727.6661 | 39.2865 | 798.9914 | 40.7534 | 511.9242 | 88.3048 | 317.5538 | 89.7146 | 248.1297 | 79.8288 | 289.1016 | 72.2945 | 369.0957 | 69.0126 | 775.8359 | 47.129 | 749.0031 | 30.4623 | 880.8541 | 30.879 | 1078.8106 | 17.0947 | 1036.135 | 17.6313 | 2565.0299 | 16.3071 | 2424.7787 | 15.3082 | 2571.0759 | 15.1484 | 2626.5468 | 9.6347 | 2472.0224 | 12.1575 | 480.6192 | 14.0468 | 482.575 | 17.54 | 486.6759 | 12.7797 | 522.0824 | 5.5023 | 430.891 | 23.6929
71.7609 | 44.3779 | 67.4293 | 39.2922 | 37.0489 | 42.1918 | 12.3858 | 49.6176 | 0.29515 | 46.6495 | 529.0952 | 48.9726 | 362.4136 | 62.4372 | 390.2217 | 53.2763 | 393.4058 | 53.9669 | 425.9376 | 55.1256 | 729.8966 | 30.2454 | 673.7457 | 31.9406 | 641.4938 | 36.2785 | 703.8196 | 36.5982 | 718.0139 | 45.879 | 779.4856 | 27.2317 | 807.4608 | 28.3562 | 833.8513 | 12.9167 | 755.4506 | 36.4783 | 824.9915 | 38.2877 | 516.1729 | 87.2945 | 326.3383 | 88.8014 | 258.9644 | 78.4075 | 299.325 | 71.5525 | 377.9465 | 68.1963 | 812.812 | 44.0868 | 788.0643 | 28.1507 | 919.2634 | 28.613 | 1115.6022 | 15.0799 | 1075.5793 | 16.1016 | 2600.3509 | 14.7317 | 2463.2828 | 14.0753 | 2611.3329 | 13.8584 | 2668.9733 | 8.4304 | 2513.6157 | 10.9247 | 488.7808 | 12.7397 | 491.5138 | 15.7306 | 495.6034 | 11.3927 | 532.3076 | 4.7032 | 439.6651 | 21.3071
76.6067 | 41.7009 | 73.2613 | 36.5639 | 43.0885 | 40.0856 | 18.6675 | 47.4258 | 6.3369 | 44.355 | 547.0698 | 46.1587 | 378.8234 | 61.0788 | 408.5675 | 50.7534 | 412.7788 | 51.3927 | 444.5743 | 52.4829 | 742.4151 | 28.0936 | 686.5074 | 29.6062 | 654.8098 | 33.9212 | 715.6037 | 33.9726 | 730.2169 | 42.7397 | 805.5286 | 25.5251 | 832.3862 | 26.2329 | 860.6812 | 11.524 | 783.2351 | 33.8071 | 850.9915 | 35.8676 | 520.4216 | 86.1416 | 335.1229 | 87.9452 | 269.799 | 77.1804 | 309.5485 | 70.8562 | 386.7973 | 67.4144 | 849.7881 | 41.1758 | 827.1254 | 25.9932 | 957.6728 | 26.4498 | 1152.3938 | 13.5388 | 1115.0235 | 14.4692 | 2635.6719 | 13.2991 | 2501.7869 | 12.8139 | 2651.5899 | 12.5742 | 2711.3997 | 7.3687 | 2555.209 | 9.5947 | 496.9424 | 11.4555 | 500.4527 | 14.0753 | 504.5308 | 9.9658 | 542.5327 | 4.0639 | 448.4393 | 18.9041
81.4525 | 39.1952 | 79.0932 | 34.1667 | 49.1281 | 38.0194 | 24.9493 | 45.04 | 12.3787 | 41.8779 | 565.0444 | 43.3105 | 395.2331 | 59.4064 | 426.9133 | 48.5274 | 432.1518 | 48.8813 | 463.2111 | 49.6575 | 754.9337 | 26.0616 | 699.269 | 27.5228 | 668.1259 | 31.621 | 727.3879 | 31.7352 | 742.42 | 39.4292 | 831.5716 | 23.6644 | 857.3116 | 24.5263 | 887.5111 | 10.3311 | 811.0196 | 31.3584 | 876.9916 | 33.4361 | 524.6703 | 85.2283 | 343.9075 | 87.0947 | 280.6337 | 75.9703 | 319.772 | 70.1769 | 395.6482 | 66.4897 | 886.7642 | 38.2249 | 866.1866 | 23.9498 | 996.0822 | 24.4977 | 1189.1853 | 12.0091 | 1154.4678 | 12.9566 | 2670.9929 | 11.8436 | 2540.2909 | 11.718 | 2691.8469 | 11.5183 | 2753.8262 | 6.3642 | 2596.8023 | 8.6986 | 505.1039 | 10.2968 | 509.3915 | 12.5457 | 513.4583 | 8.9384 | 552.7579 | 3.3676 | 457.2135 | 16.7409
86.2983 | 36.8094 | 84.9252 | 31.5868 | 55.1677 | 35.9132 | 31.2311 | 42.7112 | 18.4205 | 39.4521 | 583.019 | 40.468 | 411.6429 | 57.5685 | 445.2591 | 46.1644 | 451.5248 | 46.2785 | 481.8478 | 47.1404 | 767.4522 | 24.0354 | 712.0306 | 25.4509 | 681.442 | 29.3836 | 739.1721 | 29.6747 | 754.623 | 36.113 | 857.6146 | 21.9007 | 882.237 | 22.7397 | 914.341 | 9.2979 | 838.8041 | 29.121 | 902.9917 | 30.8961 | 528.919 | 84.3721 | 352.692 | 86.29 | 291.4683 | 74.8345 | 329.9955 | 69.4635 | 404.499 | 65.6906 | 923.7403 | 35.4053 | 905.2478 | 22.0548 | 1034.4916 | 22.5285 | 1225.9769 | 10.6849 | 1193.912 | 11.6495 | 2706.3139 | 10.3938 | 2578.795 | 10.6735 | 2732.1039 | 10.5822 | 2796.2527 | 5.4909 | 2638.3956 | 7.8139 | 513.2655 | 9.3094 | 518.3304 | 11.2386 | 522.3858 | 7.9623 | 562.983 | 2.8596 | 465.9876 | 14.7374
91.1441 | 34.3208 | 90.7572 | 29.0525 | 61.2073 | 33.9326 | 37.5129 | 40.274 | 24.4623 | 36.8836 | 600.9937 | 38.1221 | 428.0527 | 55.7078 | 463.6049 | 43.8699 | 470.8978 | 43.6358 | 500.4845 | 44.5434 | 779.9708 | 22.0662 | 724.7922 | 23.379 | 694.758 | 27.1062 | 750.9563 | 27.5913 | 766.826 | 33.2078 | 883.6575 | 20.2797 | 907.1624 | 21.1416 | 941.1709 | 8.4874 | 866.5886 | 27.0434 | 928.9917 | 28.4532 | 533.1677 | 83.4817 | 361.4766 | 85.6849 | 302.303 | 73.6587 | 340.219 | 68.8413 | 413.3498 | 64.9372 | 960.7164 | 32.637 | 944.309 | 20.0571 | 1072.901 | 20.6336 | 1262.7685 | 9.5947 | 1233.3563 | 10.4566 | 2741.6349 | 9.1667 | 2617.2991 | 9.6918 | 2772.3609 | 9.5947 | 2838.6792 | 4.7831 | 2679.9888 | 6.9521 | 521.4271 | 8.339 | 527.2692 | 10.04 | 531.3132 | 7.0034 | 573.2081 | 2.3801 | 474.7618 | 13.0194
95.9898 | 32.1119 | 96.5892 | 27.032 | 67.2469 | 31.9235 | 43.7947 | 37.8368 | 30.5041 | 34.1324 | 618.9683 | 35.5308 | 444.4625 | 53.6416 | 481.9507 | 41.3927 | 490.2708 | 41.0559 | 519.1213 | 42.1233 | 792.4894 | 20.3139 | 737.5538 | 21.4326 | 708.0741 | 24.6689 | 762.7404 | 25.468 | 779.029 | 30.2397 | 909.7005 | 18.7728 | 932.0879 | 19.5491 | 968.0007 | 7.5628 | 894.3731 | 24.8573 | 954.9918 | 26.0731 | 537.4164 | 82.6313 | 370.2611 | 85.0171 | 313.1376 | 72.6998 | 350.4425 | 68.1279 | 422.2007 | 64.1724 | 997.6925 | 30.234 | 983.3701 | 18.4475 | 1111.3104 | 18.8014 | 1299.56 | 8.3847 | 1272.8005 | 9.355 | 2776.9559 | 8.0708 | 2655.8031 | 8.8356 | 2812.6179 | 8.8299 | 2881.1056 | 4.1667 | 2721.5821 | 6.2272 | 529.5887 | 7.4144 | 536.2081 | 8.9326 | 540.2407 | 6.2272 | 583.4333 | 2.0548 | 483.5359 | 11.3527
100.8356 | 29.7774 | 102.4212 | 24.9429 | 73.2865 | 29.9372 | 50.0765 | 35.4737 | 36.5459 | 31.7295 | 636.9429 | 32.9852 | 460.8722 | 51.2043 | 500.2965 | 38.9098 | 509.6438 | 38.5274 | 537.758 | 39.2237 | 805.0079 | 18.6644 | 750.3154 | 19.7203 | 721.3901 | 22.4315 | 774.5246 | 23.6473 | 791.232 | 27.3858 | 935.7435 | 17.2146 | 957.0133 | 17.8425 | 994.8306 | 6.6895 | 922.1576 | 23.0023 | 980.9919 | 23.8527 | 541.6651 | 81.7979 | 379.0457 | 84.3037 | 323.9723 | 71.8779 | 360.666 | 67.5 | 431.0515 | 63.3904 | 1034.6686 | 28.0765 | 1022.4313 | 16.9178 | 1149.7198 | 17.2317 | 1336.3516 | 7.4144 | 1312.2448 | 8.3505 | 2812.2769 | 6.992 | 2694.3072 | 7.9452 | 2852.8749 | 8.0936 | 2923.5321 | 3.5959 | 2763.1754 | 5.5365 | 537.7503 | 6.5811 | 545.147 | 7.9566 | 549.1682 | 5.605 | 593.6584 | 1.7295 | 492.3101 | 9.7888
105.6814 | 27.5228 | 108.2532 | 23.105 | 79.3261 | 27.7454 | 56.3583 | 32.9966 | 42.5877 | 29.2352 | 654.9175 | 30.5251 | 477.282 | 48.7272 | 518.6423 | 36.5811 | 529.0167 | 36.113 | 556.3948 | 36.6267 | 817.5265 | 16.7637 | 763.077 | 17.9509 | 734.7062 | 20.1941 | 786.3088 | 21.8836 | 803.4351 | 24.4863 | 961.7864 | 15.7306 | 981.9387 | 16.2329 | 1021.6605 | 5.7249 | 949.9421 | 21.1644 | 1006.992 | 21.4783 | 545.9138 | 81.0674 | 387.8302 | 83.4018 | 334.807 | 70.2226 | 370.8894 | 66.7295 | 439.9023 | 62.734 | 1071.6447 | 25.6621 | 1061.4925 | 15.5422 | 1188.1292 | 15.7249 | 1373.1432 | 6.5068 | 1351.689 | 7.5 | 2847.5979 | 6.1301 | 2732.8113 | 7.089 | 2893.1319 | 7.5342 | 2965.9586 | 3.1735 | 2804.7687 | 4.9087 | 545.9119 | 5.8447 | 554.0858 | 7.0548 | 558.0956 | 4.9543 | 603.8836 | 1.4041 | 501.0842 | 8.6301
110.5272 | 25.4167 | 114.0851 | 21.4326 | 85.3657 | 25.3368 | 62.6401 | 30.3824 | 48.6295 | 26.8094 | 672.8922 | 28.2078 | 493.6918 | 46.3128 | 536.9881 | 34.2922 | 548.3897 | 33.7557 | 575.0315 | 34.0411 | 830.045 | 15.1427 | 775.8387 | 16.2957 | 748.0223 | 17.9452 | 798.0929 | 20.274 | 815.6381 | 22.0491 | 987.8294 | 14.2009 | 1006.8641 | 14.5605 | 1048.4904 | 4.8116 | 977.7266 | 19.258 | 1032.992 | 19.2009 | 550.1625 | 80.3824 | 396.6148 | 82.3516 | 345.6416 | 69.2922 | 381.1129 | 65.9247 | 448.7531 | 61.9578 | 1108.6209 | 23.5674 | 1100.5537 | 14.3094 | 1226.5386 | 14.4007 | 1409.9347 | 5.6963 | 1391.1333 | 6.7865 | 2882.9189 | 5.3995 | 2771.3153 | 6.3128 | 2933.3889 | 6.9178 | 3008.3851 | 2.7511 | 2846.362 | 4.3151 | 554.0734 | 5.1769 | 563.0247 | 6.1872 | 567.0231 | 4.4806 | 614.1087 | 1.153 | 509.8584 | 7.5342
115.373 | 23.2021 | 119.9171 | 19.7717 | 91.4053 | 23.0422 | 68.9219 | 27.9509 | 54.6713 | 24.6575 | 690.8668 | 25.5194 | 510.1015 | 43.5959 | 555.3339 | 31.9349 | 567.7627 | 31.1358 | 593.6683 | 31.5925 | 842.5636 | 13.8071 | 788.6003 | 14.9372 | 761.3383 | 15.8676 | 809.8771 | 18.7386 | 827.8411 | 19.6518 | 1013.8724 | 12.8139 | 1031.7895 | 12.8368 | 1075.3203 | 3.9612 | 1005.5111 | 17.3858 | 1058.9921 | 17.226 | 554.4112 | 79.6176 | 405.3993 | 81.4155 | 356.4763 | 68.3162 | 391.3364 | 65.1884 | 457.604 | 61.1187 | 1145.597 | 21.6153 | 1139.6148 | 13.2078 | 1264.9479 | 13.2363 | 1446.7263 | 4.96 | 1430.5775 | 6.1758 | 2918.2399 | 4.7146 | 2809.8194 | 5.5822 | 2973.6459 | 6.3242 | 3050.8115 | 2.3516 | 2887.9553 | 3.8071 | 562.235 | 4.4692 | 571.9635 | 5.5422 | 575.9506 | 3.9669 | 624.3339 | 0.97603 | 518.6326 | 6.4384
120.2188 | 21.3185 | 125.7491 | 18.2192 | 97.4449 | 20.8904 | 75.2036 | 25.5537 | 60.7131 | 22.5171 | 708.8414 | 22.8995 | 526.5113 | 41.2272 | 573.6797 | 29.3607 | 587.1357 | 28.71 | 612.305 | 29.0639 | 855.0822 | 12.4772 | 801.3619 | 13.5046 | 774.6544 | 13.9612 | 821.6613 | 17.4943 | 840.0441 | 17.6541 | 1039.9154 | 11.5354 | 1056.7149 | 11.4098 | 1102.1501 | 3.3105 | 1033.2956 | 15.7306 | 1084.9922 | 15.4852 | 558.6599 | 78.9212 | 414.1839 | 80.3596 | 367.3109 | 67.4315 | 401.5599 | 64.6119 | 466.4548 | 60.234 | 1182.5731 | 19.4977 | 1178.676 | 11.9806 | 1303.3573 | 11.992 | 1483.5179 | 4.3493 | 1470.0218 | 5.3938 | 2953.5609 | 4.0868 | 2848.3235 | 5.0057 | 3013.9029 | 5.7192 | 3093.238 | 2.032 | 2929.5486 | 3.4075 | 570.3966 | 3.8356 | 580.9024 | 4.8687 | 584.878 | 3.5559 | 634.559 | 0.76484 | 527.4067 | 5.5936
125.0645 | 19.6861 | 131.5811 | 16.895 | 103.4845 | 18.6358 | 81.4854 | 22.6256 | 66.7549 | 20.3995 | 726.8161 | 20.508 | 542.9211 | 38.71 | 592.0255 | 27.1918 | 606.5087 | 26.2557 | 630.9417 | 26.8037 | 867.6007 | 11.3014 | 814.1235 | 12.2203 | 787.9705 | 12.2317 | 833.4455 | 16.1587 | 852.2471 | 15.6564 | 1065.9583 | 10.5993 | 1081.6403 | 10.2112 | 1128.98 | 2.8653 | 1061.0801 | 14.2865 | 1110.9923 | 13.8413 | 562.9086 | 78.1906 | 422.9684 | 79.2979 | 378.1456 | 66.5126 | 411.7834 | 63.8527 | 475.3056 | 59.3151 | 1219.5492 | 17.5628 | 1217.7372 | 10.8676 | 1341.7667 | 10.7648 | 1520.3094 | 3.7329 | 1509.466 | 4.8174 | 2988.8819 | 3.5674 | 2886.8275 | 4.3836 | 3054.1599 | 5.1084 | 3135.6645 | 1.7466 | 2971.1419 | 3.0137 | 578.5582 | 3.3276 | 589.8412 | 4.3208 | 593.8055 | 3.2021 | 644.7841 | 0.64498 | 536.1809 | 4.7888
129.9103 | 17.9852 | 137.4131 | 15.3596 | 109.5241 | 16.7352 | 87.7672 | 20.3653 | 72.7967 | 18.7329 | 744.7907 | 18.1735 | 559.3308 | 36.1073 | 610.3714 | 25.0342 | 625.8817 | 24.1495 | 649.5785 | 24.5947 | 880.1193 | 10.0913 | 826.8851 | 10.9475 | 801.2865 | 10.7477 | 845.2296 | 14.8801 | 864.4502 | 13.9441 | 1092.0013 | 9.395 | 1106.5658 | 9.1952 | 1155.8099 | 2.5114 | 1088.8646 | 12.8196 | 1136.9923 | 12.1918 | 567.1573 | 77.5514 | 431.753 | 78.1963 | 388.9802 | 65.7249 | 422.0069 | 63.0479 | 484.1564 | 58.2534 | 1256.5253 | 15.9247 | 1256.7983 | 9.7945 | 1380.1761 | 9.6404 | 1557.101 | 3.2648 | 1548.9103 | 4.1952 | 3024.2029 | 3.0936 | 2925.3316 | 3.8642 | 3094.4169 | 4.5662 | 3178.091 | 1.5126 | 3012.7351 | 2.6655 | 586.7198 | 2.8025 | 598.7801 | 3.75 | 602.733 | 2.8881 | 655.0093 | 0.52511 | 544.955 | 4.0868
134.7561 | 16.4098 | 143.2451 | 14.0068 | 115.5637 | 15.0457 | 94.049 | 18.2477 | 78.8384 | 16.8607 | 762.7653 | 16.0274 | 575.7406 | 33.7386 | 628.7172 | 23.0936 | 645.2547 | 22.1575 | 668.2152 | 22.5228 | 892.6378 | 8.9726 | 839.6467 | 9.8059 | 814.6026 | 9.5091 | 857.0138 | 13.7329 | 876.6532 | 12.1689 | 1118.0443 | 8.3847 | 1131.4912 | 8.3562 | 1182.6398 | 2.1975 | 1116.6491 | 11.661 | 1162.9924 | 10.9418 | 571.406 | 76.9121 | 440.5376 | 77.1689 | 399.8149 | 64.8801 | 432.2304 | 62.1975 | 493.0073 | 57.3002 | 1293.5014 | 14.2808 | 1295.8595 | 8.9098 | 1418.5855 | 8.6986 | 1593.8926 | 2.9053 | 1588.3545 | 3.6986 | 3059.5239 | 2.6427 | 2963.8357 | 3.3904 | 3134.6739 | 4.0982 | 3220.5174 | 1.2842 | 3054.3284 | 2.3002 | 594.8814 | 2.4315 | 607.7189 | 3.2534 | 611.6604 | 2.6712 | 665.2344 | 0.47374 | 553.7292 | 3.3562
139.6019 | 14.9543 | 149.077 | 12.403 | 121.6033 | 13.4075 | 100.3308 | 16.3014 | 84.8802 | 15 | 780.7399 | 14.0696 | 592.1504 | 31.153 | 647.063 | 21.2215 | 664.6277 | 20.4966 | 686.852 | 20.1884 | 905.1564 | 8.0365 | 852.4083 | 8.887 | 827.9187 | 8.2934 | 868.798 | 12.6884 | 888.8562 | 10.7078 | 1144.0872 | 7.4829 | 1156.4166 | 7.5285 | 1209.4697 | 1.9349 | 1144.4336 | 10.5308 | 1188.9925 | 9.6804 | 575.6547 | 76.21 | 449.3221 | 76.1016 | 410.6496 | 63.9555 | 442.4539 | 61.3642 | 501.8581 | 56.3756 | 1330.4775 | 12.6884 | 1334.9207 | 7.9452 | 1456.9949 | 7.734 | 1630.6841 | 2.5685 | 1627.7988 | 3.2135 | 3094.8449 | 2.2603 | 3002.3397 | 3.0308 | 3174.9309 | 3.7614 | 3262.9439 | 1.1016 | 3095.9217 | 2.0091 | 603.0429 | 2.0034 | 616.6578 | 2.8425 | 620.5879 | 2.4087 | 675.4596 | 0.41096 | 562.5033 | 2.8082
144.4477 | 13.4703 | 154.909 | 10.9989 | 127.6429 | 11.9121 | 106.6126 | 14.532 | 90.922 | 13.5103 | 798.7146 | 12.2489 | 608.5601 | 28.4646 | 665.4088 | 19.2922 | 684.0007 | 18.7215 | 705.4887 | 18.0422 | 917.675 | 7.0719 | 865.1699 | 7.9852 | 841.2347 | 7.1404 | 880.5822 | 11.5582 | 901.0592 | 9.4121 | 1170.1302 | 6.6324 | 1181.342 | 6.8151 | 1236.2995 | 1.6667 | 1172.2181 | 9.4749 | 1214.9926 | 8.5845 | 579.9035 | 75.3368 | 458.1067 | 74.9429 | 421.4842 | 63.1564 | 452.6773 | 60.5023 | 510.7089 | 55.3938 | 1367.4536 | 11.0902 | 1373.9819 | 7.1119 | 1495.4043 | 6.855 | 1667.4757 | 2.2603 | 1667.2431 | 2.7911 | 3130.1659 | 2.0263 | 3040.8438 | 2.7397 | 3215.1879 | 3.3904 | 3305.3704 | 0.9532 | 3137.515 | 1.6781 | 611.2045 | 1.6781 | 625.5967 | 2.46 | 629.5154 | 2.2317 | 685.6847 | 0.37671 | 571.2775 | 2.3573
149.2934 | 12.1233 | 160.741 | 9.6861 | 133.6825 | 10.5765 | 112.8944 | 12.9395 | 96.9638 | 12.0091 | 816.6892 | 10.5879 | 624.9699 | 25.9532 | 683.7546 | 17.46 | 703.3737 | 16.8379 | 724.1255 | 15.879 | 930.1935 | 6.29 | 877.9316 | 7.3116 | 854.5508 | 6.1416 | 892.3663 | 10.4053 | 913.2622 | 8.0993 | 1196.1732 | 5.7705 | 1206.2674 | 6.0331 | 1263.1294 | 1.3984 | 1200.0026 | 8.6358 | 1240.9926 | 7.4087 | 584.1522 | 74.3208 | 466.8912 | 73.8356 | 432.3189 | 62.2489 | 462.9008 | 59.532 | 519.5598 | 54.1381 | 1404.4297 | 9.6804 | 1413.043 | 6.3356 | 1533.8137 | 6.1644 | 1704.2673 | 1.9463 | 1706.6873 | 2.4315 | 3165.4869 | 1.7922 | 3079.3479 | 2.4886 | 3255.4449 | 3.0251 | 3347.7969 | 0.85046 | 3179.1083 | 1.4555 | 619.3661 | 1.3984 | 634.5355 | 2.0833 | 638.4428 | 2.0434 | 695.9099 | 0.35959 | 580.0517 | 1.9692
154.1392 | 10.9532 | 166.573 | 8.3333 | 139.7221 | 9.3607 | 119.1762 | 11.6781 | 103.0056 | 10.6336 | 834.6638 | 9.2009 | 641.3797 | 23.6587 | 702.1004 | 15.6507 | 722.7467 | 14.8288 | 742.7622 | 14.0753 | 942.7121 | 5.4053 | 890.6932 | 6.4555 | 867.8669 | 5.234 | 904.1505 | 9.395 | 925.4653 | 7.1347 | 1222.2162 | 4.9886 | 1231.1928 | 5.3596 | 1289.9593 | 1.2272 | 1227.7871 | 7.7968 | 1266.9927 | 6.5297 | 588.4009 | 73.2306 | 475.6758 | 72.4543 | 443.1535 | 61.2614 | 473.1243 | 58.3562 | 528.4106 | 52.2032 | 1441.4058 | 8.3333 | 1452.1042 | 5.5936 | 1572.2231 | 5.5879 | 1741.0588 | 1.7466 | 1746.1316 | 2.1119 | 3200.8078 | 1.6096 | 3117.8519 | 2.2546 | 3295.7019 | 2.6826 | 3390.2233 | 0.71347 | 3220.7016 | 1.2728 | 627.5277 | 1.1986 | 643.4744 | 1.7694 | 647.3703 | 1.8379 | 706.135 | 0.30251 | 588.8258 | 1.6495
158.985 | 9.6119 | 172.405 | 7.226 | 145.7617 | 8.145 | 125.458 | 10.4281 | 109.0474 | 9.4749 | 852.6384 | 7.8025 | 657.7894 | 21.3584 | 720.4462 | 13.9498 | 742.1197 | 12.8139 | 761.399 | 12.3459 | 955.2307 | 4.7203 | 903.4548 | 5.742 | 881.1829 | 4.3607 | 915.9347 | 8.6358 | 937.6683 | 6.153 | 1248.2591 | 4.1895 | 1256.1182 | 4.7774 | 1316.7892 | 1.1016 | 1255.5716 | 7.0548 | 1292.9928 | 5.7534 | 592.6496 | 72.0605 | 484.4603 | 70.9018 | 453.9882 | 60.3482 | 483.3478 | 57.1404 | 537.2614 | 49.3893 | 1478.382 | 7.2774 | 1491.1654 | 5.0799 | 1610.6324 | 4.96 | 1777.8504 | 1.5183 | 1785.5758 | 1.8893 | 3236.1288 | 1.3927 | 3156.356 | 2.0605 | 3335.9589 | 2.3288 | 3432.6498 | 0.62785 | 3262.2949 | 1.0959 | 635.6893 | 1.0274 | 652.4132 | 1.5411 | 656.2978 | 1.6267 | 716.3602 | 0.25114 | 597.6 | 1.4326
163.8308 | 8.5217 | 178.237 | 6.2158 | 151.8013 | 7.1005 | 131.7397 | 9.3265 | 115.0892 | 8.4132 | 870.6131 | 6.7123 | 674.1992 | 19.2352 | 738.792 | 12.2374 | 761.4927 | 10.9532 | 780.0357 | 10.645 | 967.7492 | 4.1553 | 916.2164 | 5.0628 | 894.499 | 3.7386 | 927.7189 | 7.8539 | 949.8713 | 5.3995 | 1274.3021 | 3.5274 | 1281.0436 | 4.218 | 1343.6191 | 0.97032 | 1283.3561 | 6.3984 | 1318.9929 | 5.1541 | 596.8983 | 70.8961 | 493.2449 | 69.3208 | 464.8228 | 59.3436 | 493.5713 | 55.8961 | 546.1122 | 45.8105 | 1515.3581 | 6.3756 | 1530.2266 | 4.5263 | 1649.0418 | 4.4235 | 1814.642 | 1.2957 | 1825.0201 | 1.6096 | 3271.4498 | 1.1929 | 3194.8601 | 1.8436 | 3376.2159 | 2.0776 | 3475.0763 | 0.54224 | 3303.8881 | 0.9532 | 643.8509 | 0.86187 | 661.3521 | 1.3356 | 665.2252 | 1.4441 | 726.5853 | 0.21119 | 606.3741 | 1.1644
168.6766 | 7.5 | 184.0689 | 5.3881 | 157.8409 | 6.2671 | 138.0215 | 8.4132 | 121.131 | 7.3116 | 888.5877 | 5.6393 | 690.609 | 17.1632 | 757.1378 | 10.6279 | 780.8657 | 9.1438 | 798.6724 | 9.2466 | 980.2678 | 3.6815 | 928.978 | 4.4007 | 907.815 | 3.3048 | 939.503 | 7.129 | 962.0743 | 4.629 | 1300.3451 | 2.9338 | 1305.9691 | 3.7329 | 1370.4489 | 0.89041 | 1311.1406 | 5.6107 | 1344.9929 | 4.4235 | 601.147 | 69.532 | 502.0294 | 67.8253 | 475.6575 | 58.2249 | 503.7948 | 54.4578 | 554.9631 | 41.5297 | 1552.3342 | 5.508 | 1569.2877 | 4.0639 | 1687.4512 | 3.984 | 1851.4335 | 1.1644 | 1864.4643 | 1.3813 | 3306.7708 | 1.0388 | 3233.3641 | 1.6153 | 3416.4729 | 1.8208 | 3517.5028 | 0.46804 | 3345.4814 | 0.75913 | 652.0124 | 0.74201 | 670.2909 | 1.1187 | 674.1527 | 1.2785 | 736.8104 | 0.16553 | 615.1483 | 0.98744
173.5224 | 6.4726 | 189.9009 | 4.6404 | 163.8805 | 5.5137 | 144.3033 | 7.6541 | 127.1728 | 6.4098 | 906.5623 | 4.7203 | 707.0188 | 15.1998 | 775.4836 | 9.0068 | 800.2387 | 7.7626 | 817.3092 | 7.9852 | 992.7863 | 3.1906 | 941.7396 | 3.8699 | 921.1311 | 2.8025 | 951.2872 | 6.3527 | 974.2773 | 3.9384 | 1326.388 | 2.4715 | 1330.8945 | 3.3447 | 1397.2788 | 0.82763 | 1338.9251 | 5 | 1370.993 | 3.847 | 605.3957 | 68.2934 | 510.814 | 66.0445 | 486.4922 | 56.9521 | 514.0183 | 52.7226 | 563.8139 | 37.6941 | 1589.3103 | 4.6461 | 1608.3489 | 3.4817 | 1725.8606 | 3.5046 | 1888.2251 | 1.0217 | 1903.9086 | 1.1872 | 3342.0918 | 0.8847 | 3271.8682 | 1.3927 | 3456.7299 | 1.5582 | 3559.9292 | 0.41096 | 3387.0747 | 0.64498 | 660.174 | 0.6621 | 679.2298 | 0.94749 | 683.0802 | 1.1016 | 747.0356 | 0.14269 | 623.9224 | 0.78196
178.3681 | 5.5194 | 195.7329 | 3.9555 | 169.9201 | 4.8345 | 150.5851 | 6.8493 | 133.2146 | 5.4509 | 924.537 | 3.9441 | 723.4285 | 13.3676 | 793.8294 | 7.7055 | 819.6117 | 6.5126 | 835.9459 | 6.9692 | 1005.3049 | 2.7112 | 954.5012 | 3.4018 | 934.4472 | 2.3516 | 963.0714 | 5.7591 | 986.4804 | 3.3562 | 1352.431 | 2.1062 | 1355.8199 | 2.9795 | 1424.1087 | 0.72489 | 1366.7096 | 4.5263 | 1396.9931 | 3.2591 | 609.6444 | 66.9521 | 519.5985 | 64.0468 | 497.3268 | 55.411 | 524.2417 | 50.605 | 572.6647 | 34.2694 | 1626.2864 | 3.9669 | 1647.4101 | 2.9395 | 1764.27 | 2.9737 | 1925.0167 | 0.94749 | 1943.3528 | 1.0502 | 3377.4128 | 0.74201 | 3310.3723 | 1.1758 | 3496.9869 | 1.3128 | 3602.3557 | 0.35959 | 3428.668 | 0.57648 | 668.3356 | 0.57648 | 688.1686 | 0.80479 | 692.0076 | 1.0274 | 757.2607 | 0.12557 | 632.6966 | 0.6621
183.2139 | 4.6518 | 201.5649 | 3.2877 | 175.9597 | 4.1952 | 156.8669 | 6.1244 | 139.2564 | 4.7032 | 942.5116 | 3.2648 | 739.8383 | 11.4669 | 812.1752 | 6.6267 | 838.9847 | 5.3881 | 854.5827 | 5.9989 | 1017.8235 | 2.3288 | 967.2629 | 2.9566 | 947.7632 | 2.0034 | 974.8556 | 5.0913 | 998.6834 | 2.8368 | 1378.474 | 1.7352 | 1380.7453 | 2.6884 | 1450.9386 | 0.65068 | 1394.4941 | 4.0811 | 1422.9932 | 2.7797 | 613.8931 | 65.2283 | 528.3831 | 61.8607 | 508.1615 | 53.8128 | 534.4652 | 47.9053 | 581.5156 | 30.8219 | 1663.2625 | 3.4532 | 1686.4713 | 2.54 | 1802.6794 | 2.6027 | 1961.8082 | 0.86187 | 1982.7971 | 0.89612 | 3412.7338 | 0.63356 | 3348.8763 | 1.0274 | 3537.2439 | 1.1073 | 3644.7822 | 0.30822 | 3470.2613 | 0.49658 | 676.4972 | 0.5137 | 697.1075 | 0.7363 | 700.9351 | 0.91895 | 767.4859 | 0.097032 | 641.4708 | 0.5137
188.0597 | 3.8413 | 207.3969 | 2.8139 | 181.9993 | 3.613 | 163.1487 | 5.2797 | 145.2982 | 3.9326 | 960.4862 | 2.734 | 756.2481 | 9.863 | 830.5211 | 5.5708 | 858.3577 | 4.5148 | 873.2194 | 5.0514 | 1030.342 | 2.0205 | 980.0245 | 2.6027 | 961.0793 | 1.7123 | 986.6397 | 4.2808 | 1010.8864 | 2.4087 | 1404.517 | 1.4669 | 1405.6707 | 2.3916 | 1477.7684 | 0.59932 | 1422.2786 | 3.6701 | 1448.9932 | 2.3916 | 618.1418 | 62.8653 | 537.1677 | 59.5719 | 518.9961 | 51.9292 | 544.6887 | 44.2009 | 590.3664 | 27.9452 | 1700.2386 | 2.9053 | 1725.5324 | 2.1632 | 1841.0888 | 2.363 | 1998.5998 | 0.76484 | 2022.2413 | 0.82763 | 3448.0548 | 0.54224 | 3387.3804 | 0.86187 | 3577.5009 | 0.91324 | 3687.2087 | 0.22831 | 3511.8546 | 0.41667 | 684.6588 | 0.46233 | 706.0464 | 0.63927 | 709.8625 | 0.8105 | 777.711 | 0.074201 | 650.2449 | 0.39954
192.9055 | 2.9852 | 213.2289 | 2.3973 | 188.0389 | 2.9966 | 169.4305 | 4.6347 | 151.3399 | 3.2877 | 978.4608 | 2.2831 | 772.6578 | 8.5103 | 848.8669 | 4.6176 | 877.7307 | 3.7158 | 891.8562 | 4.218 | 1042.8606 | 1.6895 | 992.7861 | 2.3174 | 974.3954 | 1.4726 | 998.4239 | 3.7671 | 1023.0894 | 2.0434 | 1430.5599 | 1.2386 | 1430.5961 | 2.0491 | 1504.5983 | 0.55365 | 1450.0631 | 3.2591 | 1474.9933 | 2.0491 | 622.3905 | 60 | 545.9522 | 56.6324 | 529.8308 | 49.6119 | 554.9122 | 40.0685 | 599.2172 | 25.0685 | 1737.2147 | 2.46 | 1764.5936 | 1.895 | 1879.4982 | 2.1404 | 2035.3914 | 0.6621 | 2061.6856 | 0.68493 | 3483.3758 | 0.43379 | 3425.8845 | 0.72489 | 3617.7579 | 0.75913 | 3729.6351 | 0.19406 | 3553.4479 | 0.34817 | 692.8204 | 0.43379 | 714.9852 | 0.53653 | 718.79 | 0.74772 | 787.9362 | 0.062785 | 659.0191 | 0.34247
197.7513 | 2.2831 | 219.0608 | 2.032 | 194.0785 | 2.4772 | 175.7123 | 4.0354 | 157.3817 | 2.7683 | 996.4355 | 1.9178 | 789.0676 | 7.3174 | 867.2127 | 3.7728 | 897.1036 | 3.0708 | 910.4929 | 3.5103 | 1055.3791 | 1.3927 | 1005.5477 | 1.9578 | 987.7114 | 1.29 | 1010.2081 | 3.2192 | 1035.2924 | 1.6895 | 1456.6029 | 1.0331 | 1455.5215 | 1.7694 | 1531.4282 | 0.49658 | 1477.8476 | 2.9395 | 1500.9934 | 1.758 | 626.6392 | 56.6153 | 554.7368 | 53.4132 | 540.6654 | 46.9578 | 565.1357 | 36.0616 | 608.068 | 22.3801 | 1774.1908 | 2.0491 | 1803.6548 | 1.5753 | 1917.9076 | 1.8779 | 2072.1829 | 0.57078 | 2101.1298 | 0.60502 | 3518.6968 | 0.37671 | 3464.3885 | 0.63356 | 3658.0149 | 0.61073 | 3772.0616 | 0.18265 | 3595.0411 | 0.31393 | 700.9819 | 0.35959 | 723.9241 | 0.4395 | 727.7175 | 0.65068 | 798.1613 | 0.05137 | 667.7932 | 0.2968
202.5971 | 1.8664 | 224.8928 | 1.6324 | 200.1181 | 2.0605 | 181.994 | 3.4874 | 163.4235 | 2.3916 | 1014.4101 | 1.5811 | 805.4774 | 6.4041 | 885.5585 | 3.1221 | 916.4766 | 2.5 | 929.1296 | 2.9395 | 1067.8977 | 1.2043 | 1018.3093 | 1.7523 | 1001.0275 | 1.0616 | 1021.9922 | 2.7626 | 1047.4955 | 1.3756 | 1482.6459 | 0.83904 | 1480.447 | 1.5068 | 1558.2581 | 0.42808 | 1505.6321 | 2.5913 | 1526.9935 | 1.4897 | 630.8879 | 53.008 | 563.5213 | 49.4235 | 551.5001 | 43.9897 | 575.3592 | 32.6655 | 616.9189 | 19.9258 | 1811.1669 | 1.6838 | 1842.7159 | 1.3527 | 1956.3169 | 1.5753 | 2108.9745 | 0.49087 | 2140.5741 | 0.55365 | 3554.0178 | 0.33105 | 3502.8926 | 0.5879 | 3698.2719 | 0.53082 | 3814.4881 | 0.1484 | 3636.6344 | 0.27397 | 709.1435 | 0.34247 | 732.8629 | 0.34247 | 736.6449 | 0.59361 | 808.3865 | 0.05137 | 676.5674 | 0.26826
207.4428 | 1.4098 | 230.7248 | 1.4098 | 206.1577 | 1.6838 | 188.2758 | 2.9509 | 169.4653 | 1.9349 | 1032.3847 | 1.3071 | 821.8871 | 5.5708 | 903.9043 | 2.6427 | 935.8496 | 2.0205 | 947.7664 | 2.3573 | 1080.4163 | 1.0046 | 1031.0709 | 1.5354 | 1014.3436 | 0.89612 | 1033.7764 | 2.3858 | 1059.6985 | 1.0902 | 1508.6889 | 0.65639 | 1505.3724 | 1.29 | 1585.088 | 0.35388 | 1533.4166 | 2.3402 | 1552.9935 | 1.2386 | 635.1366 | 48.6701 | 572.3059 | 45.1484 | 562.3348 | 40.1655 | 585.5827 | 29.1267 | 625.7697 | 17.6313 | 1848.1431 | 1.2842 | 1881.7771 | 1.1872 | 1994.7263 | 1.347 | 2145.7661 | 0.40525 | 2180.0183 | 0.46804 | 3589.3388 | 0.30251 | 3541.3967 | 0.55365 | 3738.5289 | 0.41667 | 3856.9146 | 0.13699 | 3678.2277 | 0.24543 | 717.3051 | 0.30251 | 741.8018 | 0.2968 | 745.5724 | 0.51941 | 818.6116 | 0.05137 | 685.3415 | 0.24543
212.2886 | 1.1758 | 236.5568 | 1.2043 | 212.1973 | 1.347 | 194.5576 | 2.5171 | 175.5071 | 1.4669 | 1050.3594 | 1.0388 | 838.2969 | 4.8174 | 922.2501 | 2.1518 | 955.2226 | 1.5525 | 966.4031 | 1.8265 | 1092.9348 | 0.84475 | 1043.8325 | 1.3527 | 1027.6596 | 0.71347 | 1045.5606 | 1.9806 | 1071.9015 | 0.89612 | 1534.7318 | 0.54224 | 1530.2978 | 1.1016 | 1611.9178 | 0.32534 | 1561.2011 | 2.0205 | 1578.9936 | 1.1073 | 639.3853 | 43.6358 | 581.0904 | 40.9475 | 573.1694 | 36.0445 | 595.8062 | 26.0616 | 634.6205 | 15.6221 | 1885.1192 | 0.91324 | 1920.8383 | 1.016 | 2033.1357 | 1.1301 | 2182.5576 | 0.30822 | 2219.4626 | 0.39954 | 3624.6598 | 0.27968 | 3579.9007 | 0.49087 | 3778.7859 | 0.33105 | 3899.341 | 0.12557 | 3719.821 | 0.21119 | 725.4667 | 0.26256 | 750.7406 | 0.21689 | 754.4999 | 0.42237 | 828.8367 | 0.05137 | 694.1157 | 0.20548
217.1344 | 0.9532 | 242.3888 | 0.99315 | 218.2369 | 1.1016 | 200.8394 | 2.0377 | 181.5489 | 1.1587 | 1068.334 | 0.84475 | 854.7067 | 4.1553 | 940.5959 | 1.7237 | 974.5956 | 1.2158 | 985.0399 | 1.387 | 1105.4534 | 0.70205 | 1056.5941 | 1.2158 | 1040.9757 | 0.55365 | 1057.3448 | 1.6895 | 1084.1045 | 0.68493 | 1560.7748 | 0.44521 | 1555.2232 | 0.96461 | 1638.7477 | 0.30251 | 1588.9856 | 1.7808 | 1604.9937 | 0.94749 | 643.634 | 38.0708 | 589.875 | 36.6895 | 584.0041 | 32.2089 | 606.0296 | 23.0993 | 643.4713 | 13.6758 | 1922.0953 | 0.6621 | 1959.8995 | 0.87329 | 2071.5451 | 0.98744 | 2219.3492 | 0.27397 | 2258.9068 | 0.33676 | 3659.9808 | 0.25114 | 3618.4048 | 0.40525 | 3819.0429 | 0.28539 | 3941.7675 | 0.10845 | 3761.4143 | 0.19977 | 733.6283 | 0.2226 | 759.6795 | 0.18836 | 763.4273 | 0.371 | 839.0619 | 0.05137 | 702.8899 | 0.17694
221.9802 | 0.78196 | 248.2207 | 0.76484 | 224.2765 | 0.80479 | 207.1212 | 1.6267 | 187.5907 | 0.91324 | 1086.3086 | 0.70205 | 871.1164 | 3.5388 | 958.9417 | 1.3527 | 993.9686 | 0.94749 | 1003.6766 | 1.0902 | 1117.9719 | 0.57648 | 1069.3558 | 1.0902 | 1054.2918 | 0.42237 | 1069.1289 | 1.4155 | 1096.3075 | 0.48516 | 1586.8178 | 0.33105 | 1580.1486 | 0.77055 | 1665.5776 | 0.27397 | 1616.7701 | 1.5126 | 1630.9937 | 0.80479 | 647.8827 | 31.2957 | 598.6595 | 32.4201 | 594.8387 | 27.9966 | 616.2531 | 19.7717 | 652.3222 | 11.621 | 1959.0714 | 0.4395 | 1998.9606 | 0.7363 | 2109.9545 | 0.80479 | 2256.1408 | 0.25114 | 2298.3511 | 0.28539 | 3695.3018 | 0.24543 | 3656.9089 | 0.34247 | 3859.2999 | 0.21689 | 3984.194 | 0.10274 | 3803.0076 | 0.17123 | 741.7899 | 0.20548 | 768.6183 | 0.14269 | 772.3548 | 0.32534 | 849.287 | 0.045662 | 711.664 | 0.14269
226.826 | 0.5879 | 254.0527 | 0.58219 | 230.3161 | 0.60502 | 213.403 | 1.21 | 193.6325 | 0.69064 | 1104.2832 | 0.54795 | 887.5262 | 3.0422 | 977.2875 | 1.0959 | 1013.3416 | 0.77055 | 1022.3134 | 0.91324 | 1130.4905 | 0.45662 | 1082.1174 | 0.94178 | 1067.6078 | 0.34247 | 1080.9131 | 1.1815 | 1108.5106 | 0.41096 | 1612.8607 | 0.28539 | 1605.074 | 0.67922 | 1692.4075 | 0.25114 | 1644.5546 | 1.2215 | 1656.9938 | 0.65639 | 652.1314 | 24.9258 | 607.4441 | 28.476 | 605.6734 | 23.9326 | 626.4766 | 16.8208 | 661.173 | 9.6518 | 1996.0475 | 0.34247 | 2038.0218 | 0.62785 | 2148.3639 | 0.7363 | 2292.9323 | 0.2226 | 2337.7953 | 0.22831 | 3730.6228 | 0.2226 | 3695.4129 | 0.26256 | 3899.5569 | 0.17694 | 4026.6205 | 0.10274 | 3844.6009 | 0.1484 | 749.9514 | 0.16553 | 777.5572 | 0.12557 | 781.2823 | 0.26826 | 859.5122 | 0.039954 | 720.4382 | 0.12557
231.6717 | 0.50799 | 259.8847 | 0.47374 | 236.3557 | 0.41667 | 219.6848 | 0.97032 | 199.6743 | 0.55936 | 1122.2579 | 0.45091 | 903.936 | 2.5742 | 995.6333 | 0.81621 | 1032.7146 | 0.60502 | 1040.9501 | 0.65639 | 1143.0091 | 0.3653 | 1094.879 | 0.77626 | 1080.9239 | 0.30251 | 1092.6973 | 1.0046 | 1120.7136 | 0.33676 | 1638.9037 | 0.23402 | 1629.9994 | 0.53082 | 1719.2374 | 0.21119 | 1672.3391 | 1.0674 | 1682.9939 | 0.53082 | 656.3802 | 18.9555 | 616.2287 | 24.589 | 616.508 | 20.1427 | 636.7001 | 14.2865 | 670.0238 | 7.8881 | 2033.0236 | 0.23402 | 2077.083 | 0.55936 | 2186.7733 | 0.67352 | 2329.7239 | 0.17123 | 2377.2396 | 0.21119 | 3765.9438 | 0.18265 | 3733.917 | 0.25114 | 3939.8139 | 0.13699 | 4069.0469 | 0.079909 | 3886.1942 | 0.11416 | 758.113 | 0.15411 | 786.4961 | 0.10274 | 790.2097 | 0.23402 | 869.7373 | 0.034247 | 729.2123 | 0.11986
236.5175 | 0.41096 | 265.7167 | 0.3653 | 242.3953 | 0.32534 | 225.9666 | 0.78196 | 205.7161 | 0.42808 | 1140.2325 | 0.33105 | 920.3458 | 2.0947 | 1013.9791 | 0.62215 | 1052.0876 | 0.46233 | 1059.5869 | 0.47945 | 1155.5276 | 0.28539 | 1107.6406 | 0.67352 | 1094.2399 | 0.21119 | 1104.4815 | 0.82763 | 1132.9166 | 0.24543 | 1664.9467 | 0.21689 | 1654.9249 | 0.40525 | 1746.0672 | 0.21119 | 1700.1236 | 0.90753 | 1708.994 | 0.40525 | 660.6289 | 13.6244 | 625.0132 | 20.7477 | 627.3427 | 16.7352 | 646.9236 | 11.992 | 678.8747 | 6.2785 | 2069.9997 | 0.18265 | 2116.1442 | 0.44521 | 2225.1827 | 0.54795 | 2366.5155 | 0.13699 | 2416.6839 | 0.15982 | 3801.2648 | 0.15982 | 3772.4211 | 0.21119 | 3980.0709 | 0.11986 | 4111.4734 | 0.068493 | 3927.7874 | 0.074201 | 766.2746 | 0.12557 | 795.4349 | 0.085616 | 799.1372 | 0.21119 | 879.9625 | 0.017123 | 737.9865 | 0.11986
241.3633 | 0.35388 | 271.5487 | 0.28539 | 248.4349 | 0.25685 | 232.2484 | 0.57648 | 211.7579 | 0.35388 | 1158.2071 | 0.26256 | 936.7555 | 1.7808 | 1032.3249 | 0.43379 | 1071.4606 | 0.31393 | 1078.2236 | 0.3653 | 1168.0462 | 0.22831 | 1120.4022 | 0.56507 | 1107.556 | 0.17694 | 1116.2656 | 0.63356 | 1145.1196 | 0.18265 | 1690.9897 | 0.19977 | 1679.8503 | 0.35959 | 1772.8971 | 0.19977 | 1727.9081 | 0.77626 | 1734.994 | 0.31393 | 664.8776 | 9.5548 | 633.7978 | 15.5422 | 638.1773 | 13.145 | 657.1471 | 9.8573 | 687.7255 | 4.8116 | 2106.9758 | 0.15411 | 2155.2053 | 0.38242 | 2263.5921 | 0.42237 | 2403.3071 | 0.10274 | 2456.1281 | 0.15411 | 3836.5858 | 0.15982 | 3810.9251 | 0.18836 | 4020.3279 | 0.097032 | 4153.8999 | 0.062785 | 3969.3807 | 0.062785 | 774.4362 | 0.10845 | 804.3738 | 0.085616 | 808.0647 | 0.13699 | 890.1876 | 0.017123 | 746.7607 | 0.11416
246.2091 | 0.22831 | 277.3807 | 0.23973 | 254.4745 | 0.21689 | 238.5301 | 0.46233 | 217.7997 | 0.25685 | 1176.1817 | 0.2226 | 953.1653 | 1.3584 | 1050.6708 | 0.34817 | 1090.8336 | 0.21689 | 1096.8603 | 0.22831 | 1180.5647 | 0.18265 | 1133.1638 | 0.42237 | 1120.8721 | 0.13699 | 1128.0498 | 0.51941 | 1157.3226 | 0.13128 | 1717.0326 | 0.19406 | 1704.7757 | 0.31393 | 1799.727 | 0.18265 | 1755.6926 | 0.60502 | 1760.9941 | 0.23402 | 669.1263 | 6.6724 | 642.5823 | 9.8573 | 649.012 | 10.3881 | 667.3706 | 7.8311 | 696.5763 | 3.516 | 2143.9519 | 0.10274 | 2194.2665 | 0.27397 | 2302.0014 | 0.35388 | 2440.0986 | 0.091324 | 2495.5724 | 0.12557 | 3871.9068 | 0.13699 | 3849.4292 | 0.15982 | 4060.5849 | 0.057078 | 4196.3264 | 0.062785 | 4010.974 | 0.034247 | 782.5978 | 0.10274 | 813.3126 | 0.074201 | 816.9921 | 0.10274 | 900.4128 | 0.017123 | 755.5348 | 0.097032
251.0549 | 0.18836 | 283.2126 | 0.17123 | 260.5141 | 0.1484 | 244.8119 | 0.33105 | 223.8415 | 0.19406 | 1194.1564 | 0.17123 | 969.5751 | 1.0331 | 1069.0166 | 0.24543 | 1110.2066 | 0.15982 | 1115.4971 | 0.15982 | 1193.0833 | 0.15411 | 1145.9254 | 0.34247 | 1134.1881 | 0.11416 | 1139.834 | 0.42808 | 1169.5257 | 0.10845 | 1743.0756 | 0.17123 | 1729.7011 | 0.26256 | 1826.5569 | 0.15411 | 1783.4771 | 0.50228 | 1786.9942 | 0.19977 | 673.375 | 4.6062 | 651.3669 | 6.0731 | 659.8467 | 8.1507 | 677.5941 | 5.9989 | 705.4271 | 2.226 | 2180.928 | 0.091324 | 2233.3277 | 0.23402 | 2340.4108 | 0.27397 | 2476.8902 | 0.079909 | 2535.0166 | 0.10845 | 3907.2278 | 0.12557 | 3887.9333 | 0.13128 | 4100.8419 | 0.045662 | 4238.7529 | 0.05137 | 4052.5673 | 0.034247 | 790.7594 | 0.10274 | 822.2515 | 0.062785 | 825.9196 | 0.085616 | 910.6379 | 0.011416 | 764.309 | 0.091324
255.9007 | 0.1484 | 289.0446 | 0.13128 | 266.5537 | 0.091324 | 251.0937 | 0.2226 | 229.8832 | 0.12557 | 1212.131 | 0.15411 | 985.9848 | 0.80479 | 1087.3624 | 0.17123 | 1129.5796 | 0.091324 | 1134.1338 | 0.091324 | 1205.6019 | 0.11986 | 1158.6871 | 0.21119 | 1147.5042 | 0.097032 | 1151.6182 | 0.371 | 1181.7287 | 0.062785 | 1769.1186 | 0.13699 | 1754.6265 | 0.20548 | 1853.3868 | 0.1484 | 1811.2616 | 0.46233 | 1812.9943 | 0.15982 | 677.6237 | 3.145 | 660.1514 | 3.2534 | 670.6813 | 6.2386 | 687.8175 | 4.2352 | 714.278 | 1.2272 | 2217.9042 | 0.074201 | 2272.3889 | 0.18265 | 2378.8202 | 0.22831 | 2513.6818 | 0.079909 | 2574.4609 | 0.085616 | 3942.5488 | 0.10274 | 3926.4373 | 0.10845 | 4141.0989 | 0.034247 | 4281.1793 | 0.045662 | 4094.1606 | 0.022831 | 798.9209 | 0.091324 | 831.1903 | 0.057078 | 834.8471 | 0.062785 | 920.863 | 0.011416 | 773.0831 | 0.062785
260.7464 | 0.12557 | 294.8766 | 0.12557 | 272.5933 | 0.068493 | 257.3755 | 0.13699 | 235.925 | 0.085616 | 1230.1056 | 0.12557 | 1002.3946 | 0.54224 | 1105.7082 | 0.12557 | 1148.9526 | 0.062785 | 1152.7706 | 0.068493 | 1218.1204 | 0.085616 | 1171.4487 | 0.15982 | 1160.8203 | 0.062785 | 1163.4023 | 0.26256 | 1193.9317 | 0.034247 | 1795.1615 | 0.11986 | 1779.5519 | 0.17694 | 1880.2166 | 0.13699 | 1839.0461 | 0.40525 | 1838.9943 | 0.13128 | 681.8724 | 2.0662 | 668.936 | 1.5525 | 681.516 | 4.5548 | 698.041 | 2.5571 | 723.1288 | 0.53082 | 2254.8803 | 0.057078 | 2311.45 | 0.15411 | 2417.2296 | 0.18265 | 2550.4733 | 0.074201 | 2613.9051 | 0.062785 | 3977.8698 | 0.091324 | 3964.9414 | 0.091324 | 4181.3559 | 0.022831 | 4323.6058 | 0.039954 | 4135.7539 | 0.022831 | 807.0825 | 0.085616 | 840.1292 | 0.039954 | 843.7745 | 0.039954 | 931.0882 | 0.011416 | 781.8573 | 0.028539
265.5922 | 0.091324 | 300.7086 | 0.097032 | 278.6329 | 0.045662 | 263.6573 | 0.062785 | 241.9668 | 0.062785 | 1248.0803 | 0.097032 | 1018.8044 | 0.371 | 1124.054 | 0.10274 | 1168.3256 | 0.039954 | 1171.4073 | 0.05137 | 1230.639 | 0.062785 | 1184.2103 | 0.057078 | 1174.1363 | 0.034247 | 1175.1865 | 0.15411 | 1206.1347 | 0.017123 | 1821.2045 | 0.10845 | 1804.4773 | 0.14269 | 1907.0465 | 0.13699 | 1866.8306 | 0.31393 | 1864.9944 | 0.085616 | 686.1211 | 1.3299 | 677.7205 | 0.8105 | 692.3506 | 3.0537 | 708.2645 | 1.5011 | 731.9796 | 0.23973 | 2291.8564 | 0.034247 | 2350.5112 | 0.12557 | 2455.639 | 0.13128 | 2587.2649 | 0.062785 | 2653.3494 | 0.045662 | 4013.1908 | 0.085616 | 4003.4455 | 0.079909 | 4221.6129 | 0.017123 | 4366.0323 | 0.028539 | 4177.3472 | 0.022831 | 815.2441 | 0.074201 | 849.0681 | 0.039954 | 852.702 | 0.028539 | 941.3133 | 0.011416 | 790.6314 | 0.022831
270.438 | 0.074201 | 306.5406 | 0.062785 | 284.6725 | 0.039954 | 269.9391 | 0.045662 | 248.0086 | 0.034247 | 1266.0549 | 0.074201 | 1035.2141 | 0.24543 | 1142.3998 | 0.074201 | 1187.6986 | 0.017123 | 1190.0441 | 0.034247 | 1243.1575 | 0.034247 | 1196.9719 | 0.034247 | 1187.4524 | 0.022831 | 1186.9707 | 0.12557 | 1218.3377 | 0.011416 | 1847.2475 | 0.091324 | 1829.4027 | 0.12557 | 1933.8764 | 0.12557 | 1894.6151 | 0.21689 | 1890.9945 | 0.057078 | 690.3698 | 0.86187 | 686.5051 | 0.38242 | 703.1853 | 1.8322 | 718.488 | 0.5879 | 740.8305 | 0.097032 | 2328.8325 | 0.028539 | 2389.5724 | 0.11416 | 2494.0484 | 0.10845 | 2624.0565 | 0.045662 | 2692.7936 | 0.039954 | 4048.5118 | 0.074201 | 4041.9495 | 0.062785 | 4261.87 | 0.017123 | 4408.4588 | 0.022831 | 4218.9404 | 0.022831 | 823.4057 | 0.068493 | 858.0069 | 0.028539 | 861.6295 | 0.022831 | 951.5385 | 0.011416 | 799.4056 | 0.022831
275.2838 | 0.074201 | 312.3726 | 0.05137 | 290.7121 | 0.028539 | 276.2209 | 0.028539 | 254.0504 | 0.034247 | 1284.0295 | 0.062785 | 1051.6239 | 0.12557 | 1160.7456 | 0.05137 | 1207.0716 | 0.017123 | 1208.6808 | 0.022831 | 1255.6761 | 0.022831 | 1209.7335 | 0.022831 | 1200.7685 | 0.017123 | 1198.7549 | 0.085616 | 1230.5408 | 0.011416 | 1873.2905 | 0.091324 | 1854.3282 | 0.085616 | 1960.7063 | 0.12557 | 1922.3996 | 0.15411 | 1916.9946 | 0.05137 | 694.6185 | 0.4395 | 695.2896 | 0.20548 | 714.0199 | 0.75913 | 728.7115 | 0.21689 | 749.6813 | 0.057078 | 2365.8086 | 0.028539 | 2428.6335 | 0.068493 | 2532.4578 | 0.085616 | 2660.848 | 0.034247 | 2732.2379 | 0.028539 | 4083.8327 | 0.057078 | 4080.4536 | 0.045662 | 4302.127 | 0.011416 | 4450.8852 | 0.011416 | 4260.5337 | 0.017123 | 831.5673 | 0.057078 | 866.9458 | 0.017123 | 870.5569 | 0.011416 | 961.7636 | 0.011416 | 808.1798 | 0.017123
280.1296 | 0.057078 | 318.2045 | 0.028539 | 296.7517 | 0.022831 | 282.5027 | 0.022831 | 260.0922 | 0.017123 | 1302.0041 | 0.022831 | 1068.0337 | 0.074201 | 1179.0914 | 0.028539 | 1226.4446 | 0.017123 | 1227.3175 | 0.017123 | 1268.1947 | 0.017123 | 1222.4951 | 0.017123 | 1214.0845 | 0.017123 | 1210.539 | 0.039954 | 1242.7438 | 0.0057078 | 1899.3334 | 0.062785 | 1879.2536 | 0.079909 | 1987.5362 | 0.097032 | 1950.1841 | 0.097032 | 1942.9946 | 0.039954 | 698.8672 | 0.19977 | 704.0742 | 0.13128 | 724.8546 | 0.24543 | 738.935 | 0.11416 | 758.5321 | 0.028539 | 2402.7847 | 0.017123 | 2467.6947 | 0.05137 | 2570.8672 | 0.062785 | 2697.6396 | 0.028539 | 2771.6821 | 0.017123 | 4119.1537 | 0.039954 | 4118.9576 | 0.045662 | 4342.384 | 0.011416 | 4493.3117 | 0.011416 | 4302.127 | 0.011416 | 839.7289 | 0.034247 | 875.8846 | 0.017123 | 879.4844 | 0.011416 | 971.9888 | 0.011416 | 816.9539 | 0.017123
284.9753 | 0.028539 | 324.0365 | 0.022831 | 302.7913 | 0.017123 | 288.7845 | 0.011416 | 266.134 | 0.017123 | 1319.9788 | 0.017123 | 1084.4434 | 0.034247 | 1197.4372 | 0.022831 | 1245.8175 | 0.017123 | 1245.9543 | 0.011416 | 1280.7132 | 0.017123 | 1235.2567 | 0.011416 | 1227.4006 | 0.011416 | 1222.3232 | 0.028539 | 1254.9468 | 0.0057078 | 1925.3764 | 0.028539 | 1904.179 | 0.05137 | 2014.366 | 0.068493 | 1977.9686 | 0.045662 | 1968.9947 | 0.011416 | 703.1159 | 0.10845 | 712.8588 | 0.074201 | 735.6893 | 0.085616 | 749.1585 | 0.039954 | 767.3829 | 0.022831 | 2439.7608 | 0.0057078 | 2506.7559 | 0.045662 | 2609.2766 | 0.034247 | 2734.4312 | 0.022831 | 2811.1264 | 0.011416 | 4154.4747 | 0.022831 | 4157.4617 | 0.022831 | 4382.641 | 0.011416 | 4535.7382 | 0.0057078 | 4343.7203 | 0.011416 | 847.8904 | 0.011416 | 884.8235 | 0.011416 | 888.4119 | 0.011416 | 982.2139 | 0.0057078 | 825.7281 | 0.011416
289.8211 | 0.017123 | 329.8685 | 0.0057078 | 308.8309 | 0.011416 | 295.0662 | 0.0057078 | 272.1758 | 0.011416 | 1337.9534 | 0.017123 | 1100.8532 | 0.017123 | 1215.783 | 0.017123 | 1265.1905 | 0.011416 | 1264.591 | 0.0057078 | 1293.2318 | 0.011416 | 1248.0183 | 0.0057078 | 1240.7166 | 0.0057078 | 1234.1074 | 0.011416 | 1267.1498 | 0.0057078 | 1951.4194 | 0.011416 | 1929.1044 | 0.022831 | 2041.1959 | 0.028539 | 2005.7531 | 0.011416 | 1994.9948 | 0.011416 | 707.3646 | 0.028539 | 721.6433 | 0.011416 | 746.5239 | 0.011416 | 759.3819 | 0.017123 | 776.2338 | 0.022831 | 2476.7369 | 0.0057078 | 2545.8171 | 0.028539 | 2647.6859 | 0.011416 | 2771.2227 | 0.011416 | 2850.5706 | 0.0057078 | 4189.7957 | 0.022831 | 4195.9658 | 0.011416 | 4422.898 | 0.011416 | 4578.1647 | 0.0057078 | 4385.3136 | 0.011416 | 856.052 | 0.0057078 | 893.7623 | 0.011416 | 897.3393 | 0.0057078 | 992.4391 | 0.0057078 | 834.5022 | 0.0057078
294.6669 | 0 | 335.7005 | 0.0057078 | 314.8705 | 0 | 301.348 | 0 | 278.2176 | 0 | 1355.928 | 0.0057078 | 1117.263 | 0 | 1234.1288 | 0 | 1284.5635 | 0 | 1283.2278 | 0 | 1305.7503 | 0 | 1260.78 | 0 | 1254.0327 | 0 | 1245.8915 | 0 | 1279.3528 | 0 | 1977.4623 | 0 | 1954.0298 | 0 | 2068.0258 | 0 | 2033.5376 | 0.0057078 | 2020.9949 | 0.0057078 | 711.6133 | 0 | 730.4279 | 0 | 757.3586 | 0 | 769.6054 | 0 | 785.0846 | 0.0057078 | 2513.713 | 0 | 2584.8782 | 0 | 2686.0953 | 0 | 2808.0143 | 0 | 2890.0149 | 0 | 4225.1167 | 0.0057078 | 4234.4698 | 0.0057078 | 4463.155 | 0 | 4620.5911 | 0 | 4426.9069 | 0.0057078 | 864.2136 | 0 | 902.7012 | 0.0057078 | 906.2668 | 0 | 1002.6642 | 0.0057078 | 843.2764 | 0