## Cover Page
AER Rule | Field Name | Value(s)
1 | Constrained connection point ID | Larcom Creek
2 | Constraint primary driver | Asset condition
3 | Constraint investment type | Asset renewal
4 | Constrained connection point latitude (decimal degrees) | -23.822
| Constrained connection point longitude (decimal degrees) | 151.069
5 | Affect on residential customers
| Annual Energy | Not available
| Maximum Demand | Not available
6,7 | Effect on industrial and commercial customers
| Annual Energy | Not available
| Maximum Demand | Not available
8 | Load profile (maximum day, MVA)
50% PoE
Load profile (minimum day, MVA)
Minimum demand data (MVA)
| Max. demand, maximum demand day (MVA) | Year 0 (FY 2021) | Year 1 (FY 2022) | Year 2 (FY 2023) | Year 3 (FY 2024) | Year 4 (FY 2025) | Year 5 (FY 2026) | Year 6 (FY 2027) | Year 7 (FY 2028) | Year 8 (FY 2029) | Year 9 (FY 2030) | Year 10 (FY 2031)
| 10% PoE | 158.571 | 158.542 | 161.984 | 161.979 | 161.982 | 161.986 | 161.985 | 161.987 | 161.987 | 162.18 | 162.174
| 50% PoE | 158.571 | 158.542 | 161.984 | 161.979 | 161.982 | 161.986 | 161.985 | 161.987 | 161.987 | 162.18 | 162.174
9 | Max. demand, minimum demand day (MW) | Year 0 (FY 2021) | Year 1 (FY 2022) | Year 2 (FY 2023) | Year 3 (FY 2024) | Year 4 (FY 2025) | Year 5 (FY 2026) | Year 6 (FY 2027) | Year 7 (FY 2028) | Year 8 (FY 2029) | Year 9 (FY 2030) | Year 10 (FY 2031)
| Maximum demand data | 104.154 | 93.334 | 94.133 | 94.141 | 94.15 | 94.164 | 94.179 | 94.189 | 94.201 | 94.213 | 94.246
10 | Load profile (maximum day, MW)
Load profile 50%
| Max. demand, maximum demand day (MW) | Year 0 (FY 2021) | Year 1 (FY 2022) | Year 2 (FY 2023) | Year 3 (FY 2024) | Year 4 (FY 2025) | Year 5 (FY 2026) | Year 6 (FY 2027) | Year 7 (FY 2028) | Year 8 (FY 2029) | Year 9 (FY 2030) | Year 10 (FY 2031)
| 10% PoE | 137.363 | 137.339 | 140.409 | 140.405 | 140.408 | 140.411 | 140.41 | 140.412 | 140.412 | 140.568 | 140.563
| 50% PoE | 137.363 | 137.339 | 140.409 | 140.405 | 140.408 | 140.411 | 140.41 | 140.412 | 140.412 | 140.568 | 140.563
11 | Load profile (minimum day, MW)
Minimum demand data (MW)
| Min. demand, minimum demand day (MW) | Year 0 (FY 2021) | Year 1 (FY 2022) | Year 2 (FY 2023) | Year 3 (FY 2024) | Year 4 (FY 2025) | Year 5 (FY 2026) | Year 6 (FY 2027) | Year 7 (FY 2028) | Year 8 (FY 2029) | Year 9 (FY 2030) | Year 10 (FY 2031)
| Mininum demand data | 84.55 | 62.162 | 66.706 | 66.708 | 66.71 | 66.713 | 66.716 | 66.718 | 66.708 | 66.553 | 66.366
12 | Voltage Level (kV) | 275
13 | Maximum load at risk per year | Year 0 (FY 2021) | Year 1 (FY 2022) | Year 2 (FY 2023) | Year 3 (FY 2024) | Year 4 (FY 2025) | Year 5 (FY 2026) | Year 6 (FY 2027) | Year 7 (FY 2028) | Year 8 (FY 2029) | Year 9 (FY 2030) | Year 10 (FY 2031)
| Load at risk (MW, peak) | 0 | 0 | 0 | 0 | 0 | 0 | 0 | 0 | 141.3 | 141.6 | 141.6
| Load at risk (MVA, peak) | 0 | 0 | 0 | 0 | 0 | 0 | 0 | 0 | 157 | 157.3 | 157.3
14 | Load duration curve
15 | Preferred investment | Larcom Creek 275kV secondary systems replacement
16 |  | Year 0 (FY 2021) | Year 1 (FY 2022) | Year 2 (FY 2023) | Year 3 (FY 2024) | Year 4 (FY 2025) | Year 5 (FY 2026) | Year 6 (FY 2027) | Year 7 (FY 2028) | Year 8 (FY 2029) | Year 9 (FY 2030) | Year 10 (FY 2031)
| Capital cost ($m, nominal) | [8 empty] | 8
17 |  | Year 0 (FY 2021) | Year 1 (FY 2022) | Year 2 (FY 2023) | Year 3 (FY 2024) | Year 4 (FY 2025) | Year 5 (FY 2026) | Year 6 (FY 2027) | Year 7 (FY 2028) | Year 8 (FY 2029) | Year 9 (FY 2030) | Year 10 (FY 2031)
| Operating cost ($m, nominal) | [8 empty] | 0.16 | 0.16 | 0.16
18 | Preferred investment cost accuracy | 0.3
19 | Preferred investment proposed timing | 2029-06-30
20 | Demand reduction to defer the investment by 1 year
21 |  | Year 0 (FY 2021) | Year 1 (FY 2022) | Year 2 (FY 2023) | Year 3 (FY 2024) | Year 4 (FY 2025) | Year 5 (FY 2026) | Year 6 (FY 2027) | Year 7 (FY 2028) | Year 8 (FY 2029) | Year 9 (FY 2030) | Year 10 (FY 2031)
Annual deferral value ($m, nominal)
22 |  | Year 0 (FY 2021) | Year 1 (FY 2022) | Year 2 (FY 2023) | Year 3 (FY 2024) | Year 4 (FY 2025) | Year 5 (FY 2026) | Year 6 (FY 2027) | Year 7 (FY 2028) | Year 8 (FY 2029) | Year 9 (FY 2030) | Year 10 (FY 2031)
| Load transfer capacity (MVA) | 0 | 0 | 0 | 0 | 0 | 0 | 0 | 0 | 0 | 0 | 0
23 | Historic load trace
24 | Historic ratings
25 | Limitation asset | Secondary systems
26 | Unplanned outages
27 | Maximum fault level (kA) | 15.6
28 |  | Year 0 (FY 2021) | Year 1 (FY 2022) | Year 2 (FY 2023) | Year 3 (FY 2024) | Year 4 (FY 2025) | Year 5 (FY 2026) | Year 6 (FY 2027) | Year 7 (FY 2028) | Year 8 (FY 2029) | Year 9 (FY 2030) | Year 10 (FY 2031)
| Economic cost ($m) | 0 | 0 | 0 | 0 | 0 | 0 | 0 | 0 | 30.9232 | 30.9232 | 30.9152
29 | VCR ($m/MWh) | 0.04003
30 |  | Year 0 (FY 2021) | Year 1 (FY 2022) | Year 2 (FY 2023) | Year 3 (FY 2024) | Year 4 (FY 2025) | Year 5 (FY 2026) | Year 6 (FY 2027) | Year 7 (FY 2028) | Year 8 (FY 2029) | Year 9 (FY 2030) | Year 10 (FY 2031)
| Annual unserved energy (MWh) | 0 | 0 | 0 | 0 | 0 | 0 | 0 | 0 | 772.5 | 772.5 | 772.3

## 8. Load profile max (50% PoE)
| Year 0 (FY 2021) | Year 1 (FY 2022) | Year 2 (FY 2023) | Year 3 (FY 2024) | Year 4 (FY 2025) | Year 5 (FY 2026) | Year 6 (FY 2027) | Year 7 (FY 2028) | Year 8 (FY 2029) | Year 9 (FY 2030) | Year 10 (FY 2031)
Time | Forecast Demand (MVA) | Forecast Demand (MVA) | Forecast Demand (MVA) | Forecast Demand (MVA) | Forecast Demand (MVA) | Forecast Demand (MVA) | Forecast Demand (MVA) | Forecast Demand (MVA) | Forecast Demand (MVA) | Forecast Demand (MVA) | Forecast Demand (MVA)
0:30 | 154.737 | 154.738 | 158.198 | 158.199 | 158.201 | 158.203 | 158.204 | 158.206 | 158.208 | 158.212 | 158.212
1:00 | 153.806 | 153.806 | 157.259 | 157.259 | 157.26 | 157.261 | 157.263 | 157.263 | 157.264 | 157.266 | 157.266
1:30 | 150.332 | 150.333 | 153.739 | 153.739 | 153.74 | 153.742 | 153.742 | 153.743 | 153.744 | 153.747 | 153.747
2:00 | 146.564 | 146.564 | 149.911 | 149.911 | 149.911 | 149.911 | 149.912 | 149.912 | 149.912 | 149.913 | 149.913
2:30 | 146.344 | 146.346 | 148.756 | 148.758 | 148.763 | 148.766 | 148.769 | 148.773 | 148.775 | 148.784 | 148.785
3:00 | 145.757 | 145.759 | 147.702 | 147.704 | 147.708 | 147.712 | 147.714 | 147.718 | 147.722 | 147.73 | 147.73
3:30 | 137.73 | 137.733 | 137.991 | 137.994 | 137.997 | 138.002 | 138.005 | 138.007 | 138.011 | 138.02 | 138.02
4:00 | 138.759 | 138.761 | 141.145 | 141.148 | 141.151 | 141.155 | 141.158 | 141.161 | 141.165 | 141.173 | 141.173
4:30 | 140.309 | 140.31 | 143.666 | 143.668 | 143.672 | 143.676 | 143.678 | 143.682 | 143.686 | 143.694 | 143.694
5:00 | 144.935 | 144.937 | 148.295 | 148.297 | 148.3 | 148.303 | 148.305 | 148.308 | 148.31 | 148.318 | 148.318
5:30 | 148.406 | 148.406 | 151.779 | 151.78 | 151.78 | 151.782 | 151.783 | 151.785 | 151.788 | 151.791 | 151.793
6:00 | 149.382 | 149.382 | 152.761 | 152.761 | 152.762 | 152.762 | 152.764 | 152.767 | 152.772 | 152.776 | 152.783
6:30 | 147.859 | 147.857 | 151.213 | 151.213 | 151.213 | 151.213 | 151.215 | 151.216 | 151.221 | 151.223 | 151.232
7:00 | 148.664 | 148.63 | 151.963 | 151.947 | 151.929 | 151.912 | 151.899 | 151.885 | 151.871 | 151.849 | 151.845
7:30 | 146.925 | 146.864 | 149.107 | 149.08 | 149.052 | 149.026 | 149.002 | 148.978 | 148.95 | 148.915 | 148.9
8:00 | 143.02 | 142.911 | 142.835 | 142.787 | 142.736 | 142.688 | 142.646 | 142.601 | 142.548 | 142.484 | 142.452
8:30 | 143.294 | 143.138 | 143.029 | 142.957 | 142.882 | 142.808 | 142.743 | 142.675 | 142.596 | 142.49 | 142.444
9:00 | 143.461 | 143.257 | 143.113 | 143.02 | 142.918 | 142.821 | 142.734 | 142.642 | 142.534 | 142.389 | 142.325
9:30 | 142.6 | 142.356 | 142.182 | 142.069 | 141.944 | 141.823 | 141.716 | 141.602 | 141.465 | 141.281 | 141.199
10:00 | 141.564 | 141.295 | 141.105 | 140.982 | 140.848 | 140.717 | 140.601 | 140.478 | 140.329 | 140.133 | 140.042
10:30 | 140.655 | 140.38 | 140.188 | 140.064 | 139.933 | 139.806 | 139.691 | 139.568 | 139.421 | 139.236 | 139.14
11:00 | 140.332 | 140.054 | 139.861 | 139.74 | 139.618 | 139.499 | 139.388 | 139.273 | 139.131 | 138.967 | 138.869
11:30 | 141.673 | 141.388 | 141.192 | 141.072 | 140.955 | 140.841 | 140.732 | 140.62 | 140.479 | 140.333 | 140.23
12:00 | 138.617 | 138.346 | 138.161 | 138.047 | 137.936 | 137.827 | 137.724 | 137.617 | 137.484 | 137.343 | 137.247
12:30 | 142.563 | 142.268 | 142.067 | 141.943 | 141.822 | 141.704 | 141.593 | 141.477 | 141.334 | 141.183 | 141.077
13:00 | 141.996 | 141.696 | 141.491 | 141.366 | 141.246 | 141.128 | 141.017 | 140.901 | 140.756 | 140.608 | 140.5
13:30 | 143.397 | 143.111 | 142.916 | 142.796 | 142.68 | 142.566 | 142.458 | 142.346 | 142.206 | 142.061 | 141.959
14:00 | 149.545 | 149.239 | 152.389 | 152.261 | 152.137 | 152.015 | 151.899 | 151.779 | 151.63 | 151.476 | 151.365
14:30 | 151.142 | 150.849 | 153.84 | 153.719 | 153.607 | 153.498 | 153.391 | 153.283 | 153.144 | 153.014 | 152.907
15:00 | 150.572 | 150.33 | 153.515 | 153.417 | 153.326 | 153.236 | 153.149 | 153.061 | 152.948 | 152.844 | 152.757
15:30 | 149.682 | 149.489 | 151.752 | 151.676 | 151.607 | 151.54 | 151.474 | 151.406 | 151.32 | 151.247 | 151.178
16:00 | 149.971 | 149.81 | 152.992 | 152.928 | 152.87 | 152.814 | 152.759 | 152.703 | 152.631 | 152.57 | 152.513
16:30 | 155.402 | 155.276 | 158.614 | 158.566 | 158.526 | 158.487 | 158.447 | 158.408 | 158.356 | 158.32 | 158.277
17:00 | 155.718 | 155.636 | 159.001 | 158.972 | 158.952 | 158.932 | 158.909 | 158.889 | 158.86 | 159.011 | 158.969
17:30 | 156.878 | 156.824 | 160.226 | 160.211 | 160.205 | 160.2 | 160.191 | 160.185 | 160.213 | 160.475 | 160.452
18:00 | 158.571 | 158.542 | 161.984 | 161.979 | 161.982 | 161.986 | 161.985 | 161.987 | 161.987 | 162.18 | 162.174
18:30 | 155.141 | 155.137 | 158.558 | 158.565 | 158.582 | 158.598 | 158.609 | 158.623 | 158.636 | 158.682 | 158.681
19:00 | 155.519 | 155.53 | 158.959 | 158.971 | 158.994 | 159.015 | 159.031 | 159.05 | 159.249 | 159.574 | 159.589
19:30 | 157.49 | 157.5 | 160.945 | 160.955 | 160.974 | 161.073 | 161.276 | 161.456 | 161.722 | 162.036 | 162.047
20:00 | 155.212 | 155.221 | 158.636 | 158.646 | 158.665 | 158.684 | 158.862 | 159.041 | 159.306 | 159.619 | 159.629
20:30 | 156.395 | 156.403 | 159.835 | 159.843 | 159.857 | 159.871 | 159.88 | 159.892 | 160.143 | 160.435 | 160.445
21:00 | 152.065 | 152.071 | 155.45 | 155.458 | 155.472 | 155.485 | 155.495 | 155.508 | 155.566 | 155.856 | 155.867
21:30 | 156.208 | 156.215 | 159.642 | 159.649 | 159.664 | 159.677 | 159.817 | 159.988 | 160.245 | 160.536 | 160.546
22:00 | 154.108 | 154.112 | 157.504 | 157.508 | 157.514 | 157.565 | 157.752 | 157.911 | 158.157 | 158.418 | 158.426
22:30 | 150.376 | 150.378 | 153.142 | 153.145 | 153.15 | 153.155 | 153.167 | 153.326 | 153.568 | 153.825 | 153.833
23:00 | 148.707 | 148.71 | 150.136 | 150.139 | 150.144 | 150.149 | 150.152 | 150.157 | 150.161 | 150.232 | 150.241
23:30 | 147.986 | 147.987 | 147.99 | 147.992 | 147.997 | 148.001 | 148.003 | 148.007 | 148.136 | 148.388 | 148.396
0:00 | 153.246 | 153.246 | 156.694 | 156.695 | 156.697 | 156.699 | 156.7 | 156.701 | 156.703 | 156.707 | 156.707

## 8. Load profile min
| Year 0 (FY 2021) | Year 1 (FY 2022) | Year 2 (FY 2023) | Year 3 (FY 2024) | Year 4 (FY 2025) | Year 5 (FY 2026) | Year 6 (FY 2027) | Year 7 (FY 2028) | Year 8 (FY 2029) | Year 9 (FY 2030) | Year 10 (FY 2031)
Time | Forecast Demand (MVA) | Forecast Demand (MVA) | Forecast Demand (MVA) | Forecast Demand (MVA) | Forecast Demand (MVA) | Forecast Demand (MVA) | Forecast Demand (MVA) | Forecast Demand (MVA) | Forecast Demand (MVA) | Forecast Demand (MVA) | Forecast Demand (MVA)
0:30 | 112.374 | 79.017 | 83.059 | 83.061 | 83.063 | 83.066 | 83.069 | 83.071 | 83.074 | 83.077 | 83.083
1:00 | 112.449 | 73.961 | 78.271 | 78.273 | 78.274 | 78.278 | 78.281 | 78.283 | 78.286 | 78.288 | 78.295
1:30 | 112.546 | 73.709 | 77.819 | 77.821 | 77.823 | 77.827 | 77.83 | 77.833 | 77.835 | 77.839 | 77.848
2:00 | 111.624 | 73.475 | 77.694 | 77.696 | 77.699 | 77.704 | 77.709 | 77.713 | 77.717 | 77.721 | 77.733
2:30 | 111.276 | 72.596 | 77.096 | 77.099 | 77.102 | 77.107 | 77.112 | 77.116 | 77.119 | 77.124 | 77.135
3:00 | 110.813 | 72.771 | 77.158 | 77.16 | 77.162 | 77.164 | 77.167 | 77.168 | 77.17 | 77.173 | 77.179
3:30 | 111.712 | 71.156 | 76.334 | 76.336 | 76.339 | 76.342 | 76.346 | 76.349 | 76.351 | 76.354 | 76.362
4:00 | 111.933 | 73.95 | 77.92 | 77.922 | 77.924 | 77.928 | 77.932 | 77.934 | 77.938 | 77.941 | 77.949
4:30 | 104.185 | 75.964 | 79.044 | 79.046 | 79.047 | 79.051 | 79.053 | 79.054 | 79.057 | 79.059 | 79.066
5:00 | 105.622 | 76.581 | 79.701 | 79.704 | 79.707 | 79.714 | 79.72 | 79.725 | 79.73 | 79.735 | 79.75
5:30 | 105.538 | 78.097 | 80.777 | 80.779 | 80.781 | 80.786 | 80.79 | 80.794 | 80.797 | 80.802 | 80.812
6:00 | 105.827 | 77.575 | 80.462 | 80.464 | 80.467 | 80.471 | 80.476 | 80.481 | 80.487 | 80.495 | 80.509
6:30 | 105.131 | 77.298 | 80.416 | 80.418 | 80.421 | 80.426 | 80.431 | 80.436 | 80.443 | 80.452 | 80.466
7:00 | 106.712 | 75.918 | 79.554 | 79.553 | 79.553 | 79.553 | 79.553 | 79.554 | 79.557 | 79.563 | 79.566
7:30 | 104.479 | 75.494 | 78.924 | 78.895 | 78.875 | 78.855 | 78.834 | 78.818 | 78.801 | 78.782 | 78.755
8:00 | 105.245 | 74.978 | 78.722 | 78.655 | 78.613 | 78.569 | 78.525 | 78.487 | 78.448 | 78.4 | 78.341
8:30 | 104.166 | 74.964 | 78.6 | 78.485 | 78.41 | 78.324 | 78.243 | 78.173 | 78.098 | 78.01 | 77.886
9:00 | 105.523 | 74.541 | 78.267 | 78.076 | 77.953 | 77.822 | 77.693 | 77.579 | 77.458 | 77.313 | 77.125
9:30 | 99.252 | 74.514 | 78.337 | 78.126 | 77.99 | 77.849 | 77.711 | 77.586 | 77.454 | 77.294 | 77.095
10:00 | 97.562 | 73.885 | 77.779 | 77.536 | 77.379 | 77.212 | 77.05 | 76.903 | 76.747 | 76.559 | 76.319
10:30 | 99.273 | 73.126 | 77.338 | 77.083 | 76.921 | 76.753 | 76.591 | 76.441 | 76.284 | 76.092 | 75.861
11:00 | 99.714 | 73.393 | 77.473 | 77.203 | 77.031 | 76.856 | 76.686 | 76.529 | 76.364 | 76.162 | 75.926
11:30 | 99.858 | 73.983 | 77.846 | 77.587 | 77.426 | 77.269 | 77.116 | 76.971 | 76.82 | 76.633 | 76.434
12:00 | 104.656 | 73.283 | 77.536 | 77.276 | 77.118 | 76.967 | 76.821 | 76.679 | 76.534 | 76.351 | 76.17
12:30 | 107.81 | 74.598 | 78.381 | 78.128 | 77.974 | 77.827 | 77.683 | 77.546 | 77.404 | 77.227 | 77.049
13:00 | 107.191 | 74.807 | 78.607 | 78.36 | 78.208 | 78.063 | 77.922 | 77.788 | 77.648 | 77.473 | 77.298
13:30 | 106.284 | 76.04 | 79.495 | 79.25 | 79.099 | 78.955 | 78.814 | 78.677 | 78.538 | 78.364 | 78.186
14:00 | 106.149 | 74.175 | 78.505 | 78.27 | 78.124 | 77.984 | 77.848 | 77.717 | 77.582 | 77.413 | 77.239
14:30 | 108.574 | 81.372 | 82.56 | 82.347 | 82.216 | 82.094 | 81.975 | 81.859 | 81.74 | 81.591 | 81.445
15:00 | 110.75 | 85.535 | 86.319 | 86.133 | 86.02 | 85.913 | 85.811 | 85.711 | 85.607 | 85.478 | 85.352
15:30 | 111.322 | 88.488 | 88.733 | 88.583 | 88.495 | 88.414 | 88.335 | 88.257 | 88.178 | 88.077 | 87.988
16:00 | 112.899 | 88.904 | 88.837 | 88.717 | 88.646 | 88.581 | 88.518 | 88.455 | 88.392 | 88.311 | 88.239
16:30 | 119.882 | 89.441 | 89.32 | 89.238 | 89.19 | 89.147 | 89.105 | 89.064 | 89.023 | 88.97 | 88.926
17:00 | 120.105 | 90.524 | 90.46 | 90.418 | 90.395 | 90.378 | 90.361 | 90.344 | 90.327 | 90.304 | 90.294
17:30 | 119.242 | 92.831 | 92.812 | 92.802 | 92.8 | 92.805 | 92.812 | 92.815 | 92.82 | 92.824 | 92.85
18:00 | 120.892 | 96.116 | 96.129 | 96.144 | 96.158 | 96.186 | 96.211 | 96.231 | 96.255 | 96.279 | 96.34
18:30 | 120.967 | 96.64 | 97.471 | 97.484 | 97.497 | 97.521 | 97.544 | 97.56 | 97.581 | 97.602 | 97.654
19:00 | 120.373 | 100.859 | 102.064 | 102.078 | 102.092 | 102.118 | 102.143 | 102.16 | 102.182 | 102.204 | 102.261
19:30 | 119.604 | 104.426 | 106.024 | 106.034 | 106.044 | 106.063 | 106.081 | 106.093 | 106.109 | 106.125 | 106.166
20:00 | 120.642 | 107.378 | 108.582 | 108.592 | 108.602 | 108.621 | 108.638 | 108.651 | 108.667 | 108.683 | 108.723
20:30 | 120.806 | 108.908 | 109.804 | 109.814 | 109.825 | 109.843 | 109.861 | 109.874 | 109.889 | 109.904 | 109.944
21:00 | 119.233 | 105.189 | 107.919 | 107.929 | 107.94 | 107.958 | 107.976 | 107.989 | 108.003 | 108.019 | 108.059
21:30 | 120.264 | 103.29 | 106.116 | 106.123 | 106.131 | 106.145 | 106.159 | 106.167 | 106.179 | 106.191 | 106.222
22:00 | 121.149 | 102.576 | 105.653 | 105.658 | 105.663 | 105.673 | 105.681 | 105.686 | 105.694 | 105.701 | 105.721
22:30 | 121.316 | 103.503 | 106.206 | 106.212 | 106.218 | 106.23 | 106.241 | 106.248 | 106.257 | 106.266 | 106.291
23:00 | 119.539 | 103.222 | 105.959 | 105.965 | 105.971 | 105.982 | 105.992 | 106 | 106.01 | 106.018 | 106.043
23:30 | 119.515 | 102.944 | 105.782 | 105.786 | 105.789 | 105.796 | 105.802 | 105.806 | 105.812 | 105.817 | 105.83
0:00 | 116.654 | 79.453 | 83.352 | 83.354 | 83.356 | 83.359 | 83.362 | 83.364 | 83.367 | 83.369 | 83.377

## 10. Load profile (50% PoE)
| Year 0 (FY 2021) | Year 1 (FY 2022) | Year 2 (FY 2023) | Year 3 (FY 2024) | Year 4 (FY 2025) | Year 5 (FY 2026) | Year 6 (FY 2027) | Year 7 (FY 2028) | Year 8 (FY 2029) | Year 9 (FY 2030) | Year 10 (FY 2031)
Time | Forecast Demand (MW) | Forecast Demand (MW) | Forecast Demand (MW) | Forecast Demand (MW) | Forecast Demand (MW) | Forecast Demand (MW) | Forecast Demand (MW) | Forecast Demand (MW) | Forecast Demand (MW) | Forecast Demand (MW) | Forecast Demand (MW)
0:30 | 134.265 | 134.265 | 137.35 | 137.351 | 137.353 | 137.354 | 137.355 | 137.356 | 137.358 | 137.361 | 137.361
1:00 | 133.467 | 133.468 | 136.545 | 136.545 | 136.546 | 136.547 | 136.548 | 136.548 | 136.549 | 136.551 | 136.551
1:30 | 130.369 | 130.369 | 133.406 | 133.406 | 133.407 | 133.408 | 133.409 | 133.409 | 133.41 | 133.412 | 133.412
2:00 | 126.965 | 126.965 | 129.949 | 129.949 | 129.949 | 129.949 | 129.95 | 129.95 | 129.95 | 129.95 | 129.95
2:30 | 126.731 | 126.733 | 128.882 | 128.883 | 128.887 | 128.89 | 128.892 | 128.895 | 128.897 | 128.904 | 128.905
3:00 | 126.229 | 126.231 | 127.963 | 127.965 | 127.968 | 127.971 | 127.973 | 127.976 | 127.979 | 127.986 | 127.986
3:30 | 119.635 | 119.637 | 119.868 | 119.87 | 119.873 | 119.877 | 119.879 | 119.881 | 119.884 | 119.891 | 119.891
4:00 | 120.593 | 120.594 | 122.72 | 122.722 | 122.725 | 122.728 | 122.73 | 122.733 | 122.736 | 122.743 | 122.743
4:30 | 121.934 | 121.935 | 124.925 | 124.927 | 124.93 | 124.933 | 124.935 | 124.938 | 124.941 | 124.948 | 124.948
5:00 | 125.708 | 125.71 | 128.704 | 128.705 | 128.708 | 128.71 | 128.712 | 128.714 | 128.716 | 128.722 | 128.723
5:30 | 128.602 | 128.602 | 131.609 | 131.609 | 131.61 | 131.611 | 131.612 | 131.614 | 131.616 | 131.619 | 131.62
6:00 | 129.436 | 129.436 | 132.448 | 132.448 | 132.449 | 132.449 | 132.45 | 132.453 | 132.457 | 132.46 | 132.466
6:30 | 128.058 | 128.057 | 131.048 | 131.048 | 131.047 | 131.047 | 131.049 | 131.05 | 131.054 | 131.056 | 131.063
7:00 | 128.733 | 128.705 | 131.679 | 131.666 | 131.651 | 131.638 | 131.627 | 131.616 | 131.604 | 131.587 | 131.584
7:30 | 127.195 | 127.145 | 129.148 | 129.126 | 129.104 | 129.082 | 129.063 | 129.044 | 129.021 | 128.993 | 128.981
8:00 | 123.731 | 123.642 | 123.581 | 123.542 | 123.501 | 123.462 | 123.428 | 123.392 | 123.349 | 123.297 | 123.271
8:30 | 123.97 | 123.844 | 123.755 | 123.697 | 123.636 | 123.577 | 123.524 | 123.469 | 123.405 | 123.319 | 123.282
9:00 | 124.059 | 123.894 | 123.777 | 123.702 | 123.62 | 123.541 | 123.471 | 123.397 | 123.309 | 123.192 | 123.14
9:30 | 123.368 | 123.171 | 123.03 | 122.939 | 122.838 | 122.74 | 122.653 | 122.561 | 122.45 | 122.301 | 122.235
10:00 | 122.567 | 122.349 | 122.195 | 122.096 | 121.987 | 121.882 | 121.788 | 121.688 | 121.568 | 121.409 | 121.335
10:30 | 121.812 | 121.59 | 121.434 | 121.334 | 121.228 | 121.125 | 121.032 | 120.933 | 120.814 | 120.664 | 120.586
11:00 | 121.596 | 121.371 | 121.215 | 121.117 | 121.018 | 120.922 | 120.832 | 120.739 | 120.624 | 120.491 | 120.412
11:30 | 122.733 | 122.502 | 122.344 | 122.246 | 122.152 | 122.059 | 121.971 | 121.88 | 121.767 | 121.648 | 121.565
12:00 | 120.32 | 120.101 | 119.951 | 119.859 | 119.769 | 119.681 | 119.597 | 119.511 | 119.403 | 119.289 | 119.211
12:30 | 123.47 | 123.231 | 123.068 | 122.968 | 122.87 | 122.775 | 122.685 | 122.591 | 122.475 | 122.353 | 122.268
13:00 | 122.942 | 122.7 | 122.534 | 122.433 | 122.335 | 122.24 | 122.15 | 122.056 | 121.939 | 121.819 | 121.732
13:30 | 124.177 | 123.946 | 123.788 | 123.691 | 123.597 | 123.505 | 123.417 | 123.327 | 123.214 | 123.096 | 123.013
14:00 | 129.454 | 129.206 | 132.032 | 131.928 | 131.827 | 131.729 | 131.635 | 131.538 | 131.417 | 131.293 | 131.203
14:30 | 130.659 | 130.422 | 133.104 | 133.007 | 132.916 | 132.828 | 132.742 | 132.654 | 132.542 | 132.436 | 132.35
15:00 | 130.217 | 130.021 | 132.873 | 132.794 | 132.72 | 132.648 | 132.577 | 132.506 | 132.415 | 132.33 | 132.26
15:30 | 129.431 | 129.275 | 131.304 | 131.242 | 131.186 | 131.132 | 131.078 | 131.024 | 130.954 | 130.895 | 130.839
16:00 | 129.718 | 129.588 | 132.432 | 132.38 | 132.333 | 132.288 | 132.243 | 132.198 | 132.14 | 132.09 | 132.044
16:30 | 134.556 | 134.455 | 137.436 | 137.397 | 137.365 | 137.333 | 137.301 | 137.269 | 137.227 | 137.198 | 137.163
17:00 | 134.798 | 134.732 | 137.736 | 137.713 | 137.696 | 137.68 | 137.662 | 137.645 | 137.622 | 137.744 | 137.71
17:30 | 135.833 | 135.789 | 138.824 | 138.812 | 138.807 | 138.803 | 138.796 | 138.791 | 138.814 | 139.026 | 139.007
18:00 | 137.363 | 137.339 | 140.409 | 140.405 | 140.408 | 140.411 | 140.41 | 140.412 | 140.412 | 140.568 | 140.563
18:30 | 134.34 | 134.337 | 137.387 | 137.392 | 137.406 | 137.419 | 137.428 | 137.439 | 137.45 | 137.487 | 137.486
19:00 | 134.63 | 134.639 | 137.694 | 137.704 | 137.722 | 137.74 | 137.752 | 137.768 | 137.929 | 138.192 | 138.204
19:30 | 136.334 | 136.342 | 139.413 | 139.421 | 139.437 | 139.517 | 139.681 | 139.827 | 140.042 | 140.296 | 140.305
20:00 | 134.314 | 134.321 | 137.365 | 137.374 | 137.389 | 137.404 | 137.548 | 137.693 | 137.908 | 138.161 | 138.169
20:30 | 135.4 | 135.406 | 138.466 | 138.472 | 138.484 | 138.495 | 138.502 | 138.512 | 138.715 | 138.951 | 138.96
21:00 | 131.56 | 131.565 | 134.577 | 134.583 | 134.594 | 134.605 | 134.613 | 134.623 | 134.67 | 134.905 | 134.914
21:30 | 135.204 | 135.21 | 138.264 | 138.27 | 138.282 | 138.292 | 138.406 | 138.544 | 138.752 | 138.988 | 138.996
22:00 | 133.32 | 133.323 | 136.347 | 136.35 | 136.355 | 136.396 | 136.547 | 136.676 | 136.875 | 137.086 | 137.093
22:30 | 130.014 | 130.016 | 132.48 | 132.483 | 132.487 | 132.491 | 132.5 | 132.629 | 132.825 | 133.033 | 133.039
23:00 | 128.586 | 128.588 | 129.86 | 129.862 | 129.866 | 129.87 | 129.873 | 129.877 | 129.88 | 129.937 | 129.945
23:30 | 127.911 | 127.912 | 127.914 | 127.916 | 127.92 | 127.923 | 127.925 | 127.928 | 128.032 | 128.236 | 128.243
0:00 | 132.973 | 132.973 | 136.046 | 136.047 | 136.049 | 136.05 | 136.051 | 136.052 | 136.054 | 136.057 | 136.057

## 11. Load profile min
| Year 0 (FY 2021) | Year 1 (FY 2022) | Year 2 (FY 2023) | Year 3 (FY 2024) | Year 4 (FY 2025) | Year 5 (FY 2026) | Year 6 (FY 2027) | Year 7 (FY 2028) | Year 8 (FY 2029) | Year 9 (FY 2030) | Year 10 (FY 2031)
Time | Forecast Demand (MW) | Forecast Demand (MW) | Forecast Demand (MW) | Forecast Demand (MW) | Forecast Demand (MW) | Forecast Demand (MW) | Forecast Demand (MW) | Forecast Demand (MW) | Forecast Demand (MW) | Forecast Demand (MW) | Forecast Demand (MW)
0:30 | 96.854 | 68.573 | 72.177 | 72.178 | 72.18 | 72.182 | 72.185 | 72.186 | 72.189 | 72.191 | 72.196
1:00 | 96.886 | 64.542 | 68.335 | 68.337 | 68.338 | 68.341 | 68.343 | 68.345 | 68.347 | 68.349 | 68.355
1:30 | 96.998 | 64.424 | 68.018 | 68.019 | 68.021 | 68.024 | 68.027 | 68.029 | 68.031 | 68.034 | 68.041
2:00 | 96.206 | 64.213 | 67.905 | 67.907 | 67.909 | 67.913 | 67.917 | 67.92 | 67.924 | 67.927 | 67.936
2:30 | 95.946 | 63.463 | 67.399 | 67.402 | 67.404 | 67.408 | 67.412 | 67.415 | 67.418 | 67.422 | 67.431
3:00 | 95.592 | 63.629 | 67.464 | 67.465 | 67.467 | 67.469 | 67.471 | 67.472 | 67.474 | 67.476 | 67.481
3:30 | 96.397 | 62.162 | 66.706 | 66.708 | 66.71 | 66.713 | 66.716 | 66.718 | 66.72 | 66.723 | 66.729
4:00 | 96.571 | 64.649 | 68.116 | 68.118 | 68.12 | 68.123 | 68.126 | 68.128 | 68.131 | 68.133 | 68.14
4:30 | 90.228 | 66.439 | 69.115 | 69.116 | 69.117 | 69.12 | 69.122 | 69.123 | 69.125 | 69.127 | 69.132
5:00 | 91.465 | 66.886 | 69.618 | 69.62 | 69.623 | 69.628 | 69.633 | 69.637 | 69.641 | 69.646 | 69.657
5:30 | 91.399 | 68.151 | 70.51 | 70.511 | 70.513 | 70.517 | 70.52 | 70.523 | 70.526 | 70.53 | 70.538
6:00 | 91.651 | 67.696 | 70.237 | 70.238 | 70.241 | 70.244 | 70.248 | 70.252 | 70.257 | 70.264 | 70.275
6:30 | 91.045 | 67.409 | 70.165 | 70.167 | 70.169 | 70.173 | 70.177 | 70.181 | 70.187 | 70.194 | 70.206
7:00 | 92.365 | 66.215 | 69.424 | 69.423 | 69.423 | 69.423 | 69.423 | 69.424 | 69.426 | 69.431 | 69.434
7:30 | 90.376 | 65.961 | 68.965 | 68.941 | 68.925 | 68.909 | 68.892 | 68.879 | 68.865 | 68.85 | 68.828
8:00 | 90.716 | 65.455 | 68.751 | 68.697 | 68.663 | 68.627 | 68.592 | 68.561 | 68.529 | 68.491 | 68.443
8:30 | 89.826 | 65.461 | 68.662 | 68.569 | 68.508 | 68.439 | 68.373 | 68.317 | 68.256 | 68.185 | 68.084
9:00 | 91.008 | 65.079 | 68.37 | 68.216 | 68.117 | 68.01 | 67.906 | 67.814 | 67.716 | 67.599 | 67.446
9:30 | 85.99 | 65.012 | 68.402 | 68.231 | 68.121 | 68.007 | 67.895 | 67.794 | 67.687 | 67.558 | 67.397
10:00 | 84.55 | 64.509 | 67.954 | 67.757 | 67.63 | 67.495 | 67.364 | 67.245 | 67.119 | 66.967 | 66.773
10:30 | 85.922 | 63.831 | 67.561 | 67.355 | 67.224 | 67.088 | 66.957 | 66.836 | 66.708 | 66.553 | 66.366
11:00 | 86.327 | 64.065 | 67.681 | 67.462 | 67.323 | 67.182 | 67.044 | 66.917 | 66.783 | 66.62 | 66.429
11:30 | 86.425 | 64.58 | 68.004 | 67.794 | 67.664 | 67.537 | 67.413 | 67.295 | 67.173 | 67.022 | 66.861
12:00 | 90.307 | 63.926 | 67.702 | 67.492 | 67.364 | 67.242 | 67.124 | 67.009 | 66.892 | 66.744 | 66.597
12:30 | 92.897 | 65.062 | 68.427 | 68.223 | 68.098 | 67.979 | 67.863 | 67.752 | 67.637 | 67.493 | 67.35
13:00 | 92.351 | 65.209 | 68.598 | 68.398 | 68.275 | 68.158 | 68.044 | 67.935 | 67.822 | 67.68 | 67.539
13:30 | 91.549 | 66.231 | 69.33 | 69.132 | 69.01 | 68.893 | 68.779 | 68.669 | 68.556 | 68.415 | 68.271
14:00 | 91.451 | 64.544 | 68.428 | 68.237 | 68.12 | 68.006 | 67.896 | 67.79 | 67.681 | 67.545 | 67.404
14:30 | 93.488 | 70.95 | 72.033 | 71.861 | 71.755 | 71.656 | 71.56 | 71.466 | 71.37 | 71.249 | 71.131
15:00 | 95.487 | 74.394 | 75.115 | 74.965 | 74.873 | 74.787 | 74.704 | 74.623 | 74.539 | 74.435 | 74.333
15:30 | 95.934 | 76.887 | 77.124 | 77.003 | 76.931 | 76.866 | 76.802 | 76.739 | 76.675 | 76.593 | 76.521
16:00 | 97.255 | 77.286 | 77.241 | 77.144 | 77.086 | 77.033 | 76.982 | 76.932 | 76.88 | 76.815 | 76.757
16:30 | 102.867 | 77.775 | 77.677 | 77.611 | 77.572 | 77.537 | 77.503 | 77.47 | 77.437 | 77.394 | 77.358
17:00 | 103.057 | 78.675 | 78.623 | 78.589 | 78.571 | 78.557 | 78.543 | 78.529 | 78.515 | 78.497 | 78.489
17:30 | 102.31 | 80.512 | 80.496 | 80.488 | 80.486 | 80.491 | 80.496 | 80.499 | 80.503 | 80.506 | 80.527
18:00 | 103.73 | 83.149 | 83.159 | 83.171 | 83.183 | 83.205 | 83.226 | 83.241 | 83.261 | 83.281 | 83.33
18:30 | 103.807 | 83.42 | 84.16 | 84.171 | 84.181 | 84.2 | 84.219 | 84.232 | 84.249 | 84.266 | 84.308
19:00 | 103.311 | 86.768 | 87.841 | 87.853 | 87.864 | 87.885 | 87.905 | 87.919 | 87.937 | 87.955 | 88.001
19:30 | 102.691 | 89.583 | 91.007 | 91.015 | 91.023 | 91.038 | 91.053 | 91.063 | 91.076 | 91.089 | 91.122
20:00 | 103.589 | 92.042 | 93.115 | 93.123 | 93.131 | 93.146 | 93.16 | 93.17 | 93.183 | 93.196 | 93.228
20:30 | 103.71 | 93.334 | 94.133 | 94.141 | 94.15 | 94.164 | 94.179 | 94.189 | 94.201 | 94.213 | 94.246
21:00 | 102.341 | 89.995 | 92.429 | 92.437 | 92.446 | 92.46 | 92.475 | 92.485 | 92.497 | 92.509 | 92.542
21:30 | 103.264 | 88.441 | 90.959 | 90.965 | 90.971 | 90.983 | 90.994 | 91.001 | 91.01 | 91.02 | 91.045
22:00 | 104.025 | 87.816 | 90.559 | 90.563 | 90.567 | 90.575 | 90.581 | 90.586 | 90.592 | 90.598 | 90.614
22:30 | 104.154 | 88.636 | 91.045 | 91.05 | 91.055 | 91.064 | 91.073 | 91.079 | 91.086 | 91.094 | 91.114
23:00 | 102.71 | 88.402 | 90.841 | 90.846 | 90.851 | 90.86 | 90.868 | 90.874 | 90.882 | 90.889 | 90.909
23:30 | 102.691 | 88.159 | 90.688 | 90.691 | 90.694 | 90.699 | 90.704 | 90.707 | 90.712 | 90.716 | 90.727
0:00 | 100.355 | 68.953 | 72.429 | 72.431 | 72.432 | 72.435 | 72.437 | 72.439 | 72.441 | 72.443 | 72.449

## 23. Historic load trace
Date/Time | Load (MVA) | Load (MW)
2017-03-01 00:30 | 279.94 | 274.78
2017-03-01 01:00 | 279.02 | 273.64
2017-03-01 01:30 | 255.4 | 249.17
2017-03-01 02:00 | 252.65 | 246.01
2017-03-01 02:30 | 251.94 | 245.4
2017-03-01 03:00 | 245.88 | 240.14
2017-03-01 03:30 | 246.19 | 240.43
2017-03-01 04:00 | 248.98 | 242.67
2017-03-01 04:30 | 250.3 | 243.83
2017-03-01 05:00 | 251.24 | 244.64
2017-03-01 05:30 | 266.83 | 261.06
2017-03-01 06:00 | 279.21 | 273.94
2017-03-01 06:30 | 280.9 | 275.82
2017-03-01 07:00 | 279.98 | 274.85
2017-03-01 07:30 | 280.15 | 275.02
2017-03-01 08:00 | 279.14 | 273.92
2017-03-01 08:30 | 279.23 | 273.82
2017-03-01 09:00 | 280.05 | 274.49
2017-03-01 09:30 | 279.89 | 274.33
2017-03-01 10:00 | 280.68 | 274.88
2017-03-01 10:30 | 278.95 | 273.29
2017-03-01 11:00 | 281.21 | 275.64
2017-03-01 11:30 | 283.8 | 278.53
2017-03-01 12:00 | 284.32 | 278.97
2017-03-01 12:30 | 281.82 | 276.82
2017-03-01 13:00 | 280.79 | 275.81
2017-03-01 13:30 | 281.24 | 276.17
2017-03-01 14:00 | 282.02 | 276.77
2017-03-01 14:30 | 278.39 | 273.38
2017-03-01 15:00 | 276.17 | 271.35
2017-03-01 15:30 | 275.81 | 271.03
2017-03-01 16:00 | 272.16 | 268.33
2017-03-01 16:30 | 273.75 | 269.84
2017-03-01 17:00 | 277.9 | 273.45
2017-03-01 17:30 | 279.42 | 274.75
2017-03-01 18:00 | 278.99 | 273.97
2017-03-01 18:30 | 277.35 | 272.06
2017-03-01 19:00 | 276.69 | 271.52
2017-03-01 19:30 | 277.88 | 272.84
2017-03-01 20:00 | 280.38 | 275.21
2017-03-01 20:30 | 280.36 | 274.98
2017-03-01 21:00 | 280.81 | 275.23
2017-03-01 21:30 | 281.94 | 276.34
2017-03-01 22:00 | 284.12 | 278.35
2017-03-01 22:30 | 284.9 | 279.08
2017-03-01 23:00 | 284.6 | 278.5
2017-03-01 23:30 | 285.14 | 278.84
2017-03-02 | 285.31 | 279.02
2017-03-02 00:30 | 284.36 | 278.67
2017-03-02 01:00 | 283.92 | 278.59
2017-03-02 01:30 | 281.88 | 277.08
2017-03-02 02:00 | 282.9 | 277.69
2017-03-02 02:30 | 283.51 | 278.38
2017-03-02 03:00 | 273.29 | 269.07
2017-03-02 03:30 | 267.18 | 262.44
2017-03-02 04:00 | 275.64 | 271.23
2017-03-02 04:30 | 273.67 | 269.43
2017-03-02 05:00 | 274.46 | 270.03
2017-03-02 05:30 | 274.94 | 270.3
2017-03-02 06:00 | 273.86 | 269.32
2017-03-02 06:30 | 272.27 | 267.8
2017-03-02 07:00 | 266.88 | 262.07
2017-03-02 07:30 | 261.2 | 256.66
2017-03-02 08:00 | 261.89 | 257.28
2017-03-02 08:30 | 263.73 | 259.29
2017-03-02 09:00 | 274.08 | 270.47
2017-03-02 09:30 | 274.6 | 272.21
2017-03-02 10:00 | 276.79 | 274.37
2017-03-02 10:30 | 278.62 | 276.02
2017-03-02 11:00 | 277.85 | 275.18
2017-03-02 11:30 | 276.92 | 274.18
2017-03-02 12:00 | 277.34 | 274.56
2017-03-02 12:30 | 277.13 | 274.41
2017-03-02 13:00 | 276.69 | 274.04
2017-03-02 13:30 | 274.82 | 272.24
2017-03-02 14:00 | 274.82 | 272.39
2017-03-02 14:30 | 270.8 | 268.04
2017-03-02 15:00 | 276.39 | 272.46
2017-03-02 15:30 | 274.81 | 270.54
2017-03-02 16:00 | 275.44 | 270.93
2017-03-02 16:30 | 275.46 | 271.03
2017-03-02 17:00 | 276.97 | 272.66
2017-03-02 17:30 | 278.11 | 273.72
2017-03-02 18:00 | 278.85 | 274.25
2017-03-02 18:30 | 277.39 | 272.86
2017-03-02 19:00 | 278 | 273.47
2017-03-02 19:30 | 277.62 | 273.26
2017-03-02 20:00 | 277.57 | 273.43
2017-03-02 20:30 | 278.58 | 274.42
2017-03-02 21:00 | 278.86 | 274.58
2017-03-02 21:30 | 280.76 | 276.03
2017-03-02 22:00 | 281.79 | 276.45
2017-03-02 22:30 | 279.92 | 274.9
2017-03-02 23:00 | 280.01 | 275.21
2017-03-02 23:30 | 280.23 | 275.23
2017-03-03 | 279.03 | 273.88
2017-03-03 00:30 | 279.55 | 274.25
2017-03-03 01:00 | 281.19 | 275.66
2017-03-03 01:30 | 281.38 | 275.77
2017-03-03 02:00 | 280.24 | 274.7
2017-03-03 02:30 | 249.85 | 243.09
2017-03-03 03:00 | 246.71 | 239.79
2017-03-03 03:30 | 249.61 | 242.46
2017-03-03 04:00 | 251.04 | 243.71
2017-03-03 04:30 | 249.85 | 242.54
2017-03-03 05:00 | 249.5 | 242.16
2017-03-03 05:30 | 253.26 | 246.01
2017-03-03 06:00 | 281.43 | 275.43
2017-03-03 06:30 | 284.68 | 278.92
2017-03-03 07:00 | 285.5 | 279.34
2017-03-03 07:30 | 281.68 | 275.32
2017-03-03 08:00 | 284.13 | 278.03
2017-03-03 08:30 | 281.97 | 275.86
2017-03-03 09:00 | 282.46 | 276.18
2017-03-03 09:30 | 282.34 | 275.93
2017-03-03 10:00 | 283.18 | 276.42
2017-03-03 10:30 | 282.26 | 276.06
2017-03-03 11:00 | 283.65 | 277.62
2017-03-03 11:30 | 286.6 | 279.95
2017-03-03 12:00 | 286.23 | 279.51
2017-03-03 12:30 | 284.6 | 278.15
2017-03-03 13:00 | 284.45 | 278
2017-03-03 13:30 | 282.85 | 276.6
2017-03-03 14:00 | 282.25 | 276.07
2017-03-03 14:30 | 281.43 | 275.37
2017-03-03 15:00 | 281.45 | 275.46
2017-03-03 15:30 | 282.02 | 275.96
2017-03-03 16:00 | 283.14 | 277.14
2017-03-03 16:30 | 282.04 | 276.2
2017-03-03 17:00 | 280.45 | 274.82
2017-03-03 17:30 | 287.1 | 281.07
2017-03-03 18:00 | 282.8 | 277.19
2017-03-03 18:30 | 280.56 | 274.92
2017-03-03 19:00 | 278.13 | 272.38
2017-03-03 19:30 | 277.41 | 271.86
2017-03-03 20:00 | 277.62 | 272.17
2017-03-03 20:30 | 278.33 | 272.9
2017-03-03 21:00 | 272.45 | 267.85
2017-03-03 21:30 | 270.59 | 265.94
2017-03-03 22:00 | 268.05 | 263.44
2017-03-03 22:30 | 267.79 | 263.37
2017-03-03 23:00 | 267.95 | 263.59
2017-03-03 23:30 | 267.58 | 263.46
2017-03-04 | 262.25 | 258.6
2017-03-04 00:30 | 257.11 | 253.99
2017-03-04 01:00 | 257.33 | 254.13
2017-03-04 01:30 | 258.45 | 255.1
2017-03-04 02:00 | 260.27 | 256.82
2017-03-04 02:30 | 260.87 | 257.32
2017-03-04 03:00 | 261.76 | 257.93
2017-03-04 03:30 | 269 | 264.35
2017-03-04 04:00 | 270.05 | 265.38
2017-03-04 04:30 | 272.1 | 267.26
2017-03-04 05:00 | 272.28 | 267.33
2017-03-04 05:30 | 271.24 | 266.33
2017-03-04 06:00 | 271.45 | 266.57
2017-03-04 06:30 | 273.39 | 268.25
2017-03-04 07:00 | 273.69 | 268.41
2017-03-04 07:30 | 272.08 | 266.87
2017-03-04 08:00 | 270.4 | 265.68
2017-03-04 08:30 | 271.96 | 267.22
2017-03-04 09:00 | 271.27 | 266.56
2017-03-04 09:30 | 271.03 | 266.29
2017-03-04 10:00 | 270.14 | 265.36
2017-03-04 10:30 | 269.54 | 264.62
2017-03-04 11:00 | 270.05 | 265.16
2017-03-04 11:30 | 269.44 | 264.67
2017-03-04 12:00 | 271.35 | 266.98
2017-03-04 12:30 | 274.44 | 270.03
2017-03-04 13:00 | 273.41 | 269.12
2017-03-04 13:30 | 272.34 | 268.03
2017-03-04 14:00 | 270.07 | 265.54
2017-03-04 14:30 | 272.64 | 267.57
2017-03-04 15:00 | 271.46 | 266.52
2017-03-04 15:30 | 271.65 | 266.59
2017-03-04 16:00 | 272.18 | 267.09
2017-03-04 16:30 | 274.03 | 268.73
2017-03-04 17:00 | 276.73 | 271.23
2017-03-04 17:30 | 272.42 | 267.45
2017-03-04 18:00 | 274.13 | 269.07
2017-03-04 18:30 | 279.11 | 273.48
2017-03-04 19:00 | 279.34 | 273.75
2017-03-04 19:30 | 278.29 | 272.85
2017-03-04 20:00 | 277.76 | 272.64
2017-03-04 20:30 | 278.64 | 273.48
2017-03-04 21:00 | 279.21 | 274.05
2017-03-04 21:30 | 280.26 | 275.09
2017-03-04 22:00 | 280.74 | 275.35
2017-03-04 22:30 | 280.88 | 275.32
2017-03-04 23:00 | 280.98 | 275.48
2017-03-04 23:30 | 280.15 | 274.76
2017-03-05 | 279.98 | 274.71
2017-03-05 00:30 | 279.04 | 273.43
2017-03-05 01:00 | 278.9 | 272.97
2017-03-05 01:30 | 280.54 | 274.41
2017-03-05 02:00 | 279.99 | 273.91
2017-03-05 02:30 | 278.19 | 272.25
2017-03-05 03:00 | 278.84 | 272.84
2017-03-05 03:30 | 278.72 | 272.75
2017-03-05 04:00 | 279.72 | 273.65
2017-03-05 04:30 | 279.84 | 273.69
2017-03-05 05:00 | 279.87 | 273.8
2017-03-05 05:30 | 280.17 | 274.12
2017-03-05 06:00 | 280.4 | 274.55
2017-03-05 06:30 | 280.33 | 274.22
2017-03-05 07:00 | 281.11 | 274.81
2017-03-05 07:30 | 279.76 | 273.41
2017-03-05 08:00 | 278.98 | 272.45
2017-03-05 08:30 | 277.03 | 270.43
2017-03-05 09:00 | 276.57 | 269.96
2017-03-05 09:30 | 263.87 | 256.37
2017-03-05 10:00 | 251.63 | 244.55
2017-03-05 10:30 | 252.81 | 245.72
2017-03-05 11:00 | 252.65 | 245.53
2017-03-05 11:30 | 252 | 244.88
2017-03-05 12:00 | 252.84 | 245.49
2017-03-05 12:30 | 252.9 | 245.41
2017-03-05 13:00 | 253.77 | 246.16
2017-03-05 13:30 | 255.42 | 247.52
2017-03-05 14:00 | 255.04 | 247.07
2017-03-05 14:30 | 255.31 | 247.26
2017-03-05 15:00 | 255.25 | 247.22
2017-03-05 15:30 | 255.52 | 247.43
2017-03-05 16:00 | 255 | 246.83
2017-03-05 16:30 | 255.8 | 247.43
2017-03-05 17:00 | 255.69 | 247.32
2017-03-05 17:30 | 256.03 | 247.44
2017-03-05 18:00 | 256.61 | 247.97
2017-03-05 18:30 | 256.93 | 248.19
2017-03-05 19:00 | 247.25 | 239.88
2017-03-05 19:30 | 244.84 | 238.04
2017-03-05 20:00 | 243.84 | 237.32
2017-03-05 20:30 | 252.29 | 244.69
2017-03-05 21:00 | 269.13 | 262.31
2017-03-05 21:30 | 280.67 | 274.23
2017-03-05 22:00 | 281.09 | 274.95
2017-03-05 22:30 | 281.27 | 274.75
2017-03-05 23:00 | 281.62 | 274.72
2017-03-05 23:30 | 281.44 | 274.78
2017-03-06 | 280.99 | 274.56
2017-03-06 00:30 | 279.7 | 274.31
2017-03-06 01:00 | 278.8 | 273.55
2017-03-06 01:30 | 278.58 | 273.45
2017-03-06 02:00 | 277.87 | 272.78
2017-03-06 02:30 | 278.04 | 273.35
2017-03-06 03:00 | 278.41 | 273.84
2017-03-06 03:30 | 274.17 | 269.68
2017-03-06 04:00 | 259.95 | 255.38
2017-03-06 04:30 | 264.66 | 259.26
2017-03-06 05:00 | 269.59 | 264.23
2017-03-06 05:30 | 275.56 | 270.79
2017-03-06 06:00 | 272.33 | 267.91
2017-03-06 06:30 | 272.41 | 267.91
2017-03-06 07:00 | 272.19 | 267.62
2017-03-06 07:30 | 272.66 | 267.72
2017-03-06 08:00 | 272.5 | 267.82
2017-03-06 08:30 | 271.35 | 267.31
2017-03-06 09:00 | 276.39 | 271.74
2017-03-06 09:30 | 276.79 | 272.1
2017-03-06 10:00 | 274.45 | 269.96
2017-03-06 10:30 | 271.89 | 267.41
2017-03-06 11:00 | 271.85 | 267.03
2017-03-06 11:30 | 267.84 | 263.13
2017-03-06 12:00 | 263.34 | 258.87
2017-03-06 12:30 | 263.87 | 259.26
2017-03-06 13:00 | 267.18 | 262.64
2017-03-06 13:30 | 272.06 | 267.82
2017-03-06 14:00 | 270.73 | 266.54
2017-03-06 14:30 | 272.42 | 268.25
2017-03-06 15:00 | 267.59 | 263.42
2017-03-06 15:30 | 268.06 | 263.81
2017-03-06 16:00 | 267.89 | 263.65
2017-03-06 16:30 | 270.08 | 265.72
2017-03-06 17:00 | 273.07 | 268.45
2017-03-06 17:30 | 275.86 | 271.21
2017-03-06 18:00 | 277.53 | 272.82
2017-03-06 18:30 | 275.96 | 271.16
2017-03-06 19:00 | 275.54 | 270.62
2017-03-06 19:30 | 276.43 | 271.76
2017-03-06 20:00 | 277.14 | 272.57
2017-03-06 20:30 | 266.18 | 261.14
2017-03-06 21:00 | 260.67 | 255.69
2017-03-06 21:30 | 254.52 | 250.34
2017-03-06 22:00 | 256.36 | 251.92
2017-03-06 22:30 | 254.7 | 250.19
2017-03-06 23:00 | 252.39 | 247.79
2017-03-06 23:30 | 252.36 | 247.85
2017-03-07 | 255.04 | 250.13
2017-03-07 00:30 | 257.33 | 252.18
2017-03-07 01:00 | 256.22 | 251.41
2017-03-07 01:30 | 256.32 | 251.53
2017-03-07 02:00 | 256.97 | 252.05
2017-03-07 02:30 | 256.42 | 251.44
2017-03-07 03:00 | 256.32 | 251.39
2017-03-07 03:30 | 255.51 | 250.66
2017-03-07 04:00 | 248.7 | 244.6
2017-03-07 04:30 | 252.48 | 247.97
2017-03-07 05:00 | 252.27 | 247.92
2017-03-07 05:30 | 257.52 | 252.57
2017-03-07 06:00 | 255.58 | 250.9
2017-03-07 06:30 | 256.25 | 251.59
2017-03-07 07:00 | 265.64 | 260.87
2017-03-07 07:30 | 268.09 | 263.03
2017-03-07 08:00 | 268.81 | 263.62
2017-03-07 08:30 | 267.21 | 263.03
2017-03-07 09:00 | 270.17 | 266.14
2017-03-07 09:30 | 276.27 | 272.73
2017-03-07 10:00 | 275.35 | 271.99
2017-03-07 10:30 | 275.89 | 272.46
2017-03-07 11:00 | 276.36 | 272.88
2017-03-07 11:30 | 276.63 | 272.96
2017-03-07 12:00 | 276.34 | 272.86
2017-03-07 12:30 | 275.67 | 272.29
2017-03-07 13:00 | 275.78 | 272.28
2017-03-07 13:30 | 275.09 | 271.72
2017-03-07 14:00 | 274.72 | 271.32
2017-03-07 14:30 | 273.53 | 270.21
2017-03-07 15:00 | 272.76 | 269.6
2017-03-07 15:30 | 273.99 | 270.8
2017-03-07 16:00 | 274.43 | 271.18
2017-03-07 16:30 | 276.25 | 272.61
2017-03-07 17:00 | 280.27 | 276.34
2017-03-07 17:30 | 280.47 | 276.81
2017-03-07 18:00 | 279.34 | 275.94
2017-03-07 18:30 | 280.17 | 276.65
2017-03-07 19:00 | 282.31 | 278.52
2017-03-07 19:30 | 282.7 | 279.02
2017-03-07 20:00 | 274.85 | 272.01
2017-03-07 20:30 | 262.42 | 259.42
2017-03-07 21:00 | 256.63 | 253.21
2017-03-07 21:30 | 261.04 | 255.33
2017-03-07 22:00 | 264.68 | 258.07
2017-03-07 22:30 | 259.43 | 253.77
2017-03-07 23:00 | 260.15 | 253.69
2017-03-07 23:30 | 253.29 | 246.51
2017-03-08 | 252.67 | 245.58
2017-03-08 00:30 | 248.99 | 241.49
2017-03-08 01:00 | 251.03 | 242.83
2017-03-08 01:30 | 250.65 | 243.16
2017-03-08 02:00 | 248.07 | 242.15
2017-03-08 02:30 | 248.33 | 242.34
2017-03-08 03:00 | 246.58 | 240.68
2017-03-08 03:30 | 247.03 | 241.05
2017-03-08 04:00 | 246.86 | 240.97
2017-03-08 04:30 | 247.45 | 241.48
2017-03-08 05:00 | 247.87 | 241.66
2017-03-08 05:30 | 247.45 | 241.78
2017-03-08 06:00 | 248.56 | 242.23
2017-03-08 06:30 | 244.28 | 238.29
2017-03-08 07:00 | 240.52 | 234.86
2017-03-08 07:30 | 240.76 | 235.26
2017-03-08 08:00 | 242.98 | 237.51
2017-03-08 08:30 | 246.48 | 241.54
2017-03-08 09:00 | 271.31 | 267.57
2017-03-08 09:30 | 271.43 | 268.11
2017-03-08 10:00 | 270.43 | 267.14
2017-03-08 10:30 | 268.43 | 265.33
2017-03-08 11:00 | 267.76 | 264.58
2017-03-08 11:30 | 268.13 | 264.88
2017-03-08 12:00 | 275.27 | 272.04
2017-03-08 12:30 | 274.7 | 271.92
2017-03-08 13:00 | 274.22 | 271.72
2017-03-08 13:30 | 274.43 | 271.92
2017-03-08 14:00 | 273.96 | 271.54
2017-03-08 14:30 | 274.28 | 271.86
2017-03-08 15:00 | 275.5 | 272.93
2017-03-08 15:30 | 276.9 | 274.38
2017-03-08 16:00 | 277.86 | 275.43
2017-03-08 16:30 | 275.97 | 273.53
2017-03-08 17:00 | 276.17 | 273.72
2017-03-08 17:30 | 279.79 | 276.96
2017-03-08 18:00 | 280.11 | 277.21
2017-03-08 18:30 | 282.05 | 278.76
2017-03-08 19:00 | 284.52 | 280.77
2017-03-08 19:30 | 284.48 | 280.79
2017-03-08 20:00 | 285.67 | 282.12
2017-03-08 20:30 | 286.44 | 282.96
2017-03-08 21:00 | 286.63 | 283.19
2017-03-08 21:30 | 281.1 | 278.3
2017-03-08 22:00 | 278.37 | 275.86
2017-03-08 22:30 | 280.69 | 277.65
2017-03-08 23:00 | 281.5 | 278.33
2017-03-08 23:30 | 282.03 | 278.81
2017-03-09 | 281.56 | 278.37
2017-03-09 00:30 | 280.66 | 277.65
2017-03-09 01:00 | 286.34 | 282.89
2017-03-09 01:30 | 288.93 | 285.16
2017-03-09 02:00 | 289.08 | 285.24
2017-03-09 02:30 | 287.85 | 283.94
2017-03-09 03:00 | 274.81 | 270.41
2017-03-09 03:30 | 257.65 | 252.69
2017-03-09 04:00 | 250.9 | 246.35
2017-03-09 04:30 | 249.46 | 244.99
2017-03-09 05:00 | 265.37 | 261.26
2017-03-09 05:30 | 283.43 | 279.24
2017-03-09 06:00 | 285.36 | 280.87
2017-03-09 06:30 | 283.25 | 278.92
2017-03-09 07:00 | 280.99 | 276.9
2017-03-09 07:30 | 281.28 | 277.14
2017-03-09 08:00 | 282.11 | 277.85
2017-03-09 08:30 | 281.35 | 277.23
2017-03-09 09:00 | 276.12 | 272.69
2017-03-09 09:30 | 275.61 | 272.34
2017-03-09 10:00 | 275.97 | 272.79
2017-03-09 10:30 | 276.25 | 273.16
2017-03-09 11:00 | 275.95 | 272.77
2017-03-09 11:30 | 274.16 | 270.98
2017-03-09 12:00 | 274.13 | 270.91
2017-03-09 12:30 | 274.95 | 271.44
2017-03-09 13:00 | 269.23 | 265.98
2017-03-09 13:30 | 271.48 | 268.28
2017-03-09 14:00 | 274.04 | 270.64
2017-03-09 14:30 | 268.33 | 265.45
2017-03-09 15:00 | 264.58 | 262.18
2017-03-09 15:30 | 266.31 | 263.7
2017-03-09 16:00 | 267.84 | 265.12
2017-03-09 16:30 | 269.25 | 266.36
2017-03-09 17:00 | 268.5 | 265.92
2017-03-09 17:30 | 270.37 | 267.76
2017-03-09 18:00 | 269.28 | 266.71
2017-03-09 18:30 | 263.06 | 261
2017-03-09 19:00 | 264.54 | 262.31
2017-03-09 19:30 | 264.94 | 262.91
2017-03-09 20:00 | 263.79 | 262.02
2017-03-09 20:30 | 263.16 | 261.39
2017-03-09 21:00 | 264.52 | 262.76
2017-03-09 21:30 | 265.86 | 263.99
2017-03-09 22:00 | 266.21 | 264.02
2017-03-09 22:30 | 240.99 | 237.83
2017-03-09 23:00 | 225.29 | 222.18
2017-03-09 23:30 | 228.63 | 225.14
2017-03-10 | 230.17 | 226.59
2017-03-10 00:30 | 231.08 | 227.47
2017-03-10 01:00 | 230.63 | 227.17
2017-03-10 01:30 | 229.1 | 225.24
2017-03-10 02:00 | 231.5 | 226.37
2017-03-10 02:30 | 234.22 | 228.42
2017-03-10 03:00 | 235.12 | 228.99
2017-03-10 03:30 | 235.51 | 229.23
2017-03-10 04:00 | 234.97 | 228.68
2017-03-10 04:30 | 233.5 | 227.4
2017-03-10 05:00 | 233.9 | 227.73
2017-03-10 05:30 | 233.35 | 227.23
2017-03-10 06:00 | 234.31 | 227.92
2017-03-10 06:30 | 234.3 | 227.77
2017-03-10 07:00 | 244.96 | 239.04
2017-03-10 07:30 | 271.67 | 268.13
2017-03-10 08:00 | 269.88 | 266.68
2017-03-10 08:30 | 270.11 | 266.73
2017-03-10 09:00 | 269.17 | 265.82
2017-03-10 09:30 | 268.5 | 265.81
2017-03-10 10:00 | 266.85 | 264.32
2017-03-10 10:30 | 265.44 | 262.95
2017-03-10 11:00 | 263.97 | 261.44
2017-03-10 11:30 | 265.25 | 262.45
2017-03-10 12:00 | 265.77 | 262.7
2017-03-10 12:30 | 266.58 | 263.48
2017-03-10 13:00 | 265.99 | 262.97
2017-03-10 13:30 | 265.4 | 262.34
2017-03-10 14:00 | 265.59 | 262.44
2017-03-10 14:30 | 261.02 | 257.99
2017-03-10 15:00 | 258.85 | 255.88
2017-03-10 15:30 | 257.64 | 254.83
2017-03-10 16:00 | 256.63 | 253.88
2017-03-10 16:30 | 258.53 | 255.68
2017-03-10 17:00 | 259.34 | 256.41
2017-03-10 17:30 | 261.57 | 258.55
2017-03-10 18:00 | 270.03 | 266.48
2017-03-10 18:30 | 270.45 | 266.92
2017-03-10 19:00 | 270.84 | 267.31
2017-03-10 19:30 | 273.09 | 269.32
2017-03-10 20:00 | 274.51 | 270.64
2017-03-10 20:30 | 274.27 | 270.41
2017-03-10 21:00 | 273.95 | 270.16
2017-03-10 21:30 | 276.07 | 272.2
2017-03-10 22:00 | 276.36 | 272.54
2017-03-10 22:30 | 276.7 | 272.74
2017-03-10 23:00 | 251.84 | 245.79
2017-03-10 23:30 | 254.37 | 247.58
2017-03-11 | 254.19 | 247.58
2017-03-11 00:30 | 252.65 | 246.04
2017-03-11 01:00 | 250.81 | 244.34
2017-03-11 01:30 | 250.17 | 243.99
2017-03-11 02:00 | 250.49 | 244.36
2017-03-11 02:30 | 250.41 | 244.17
2017-03-11 03:00 | 249.94 | 243.56
2017-03-11 03:30 | 249.78 | 243.4
2017-03-11 04:00 | 250.35 | 243.95
2017-03-11 04:30 | 249.85 | 243.57
2017-03-11 05:00 | 249.56 | 243.3
2017-03-11 05:30 | 249.77 | 243.46
2017-03-11 06:00 | 248.96 | 242.75
2017-03-11 06:30 | 249.96 | 243.67
2017-03-11 07:00 | 249.15 | 242.94
2017-03-11 07:30 | 250.23 | 244.05
2017-03-11 08:00 | 282.56 | 277.49
2017-03-11 08:30 | 280.53 | 275.2
2017-03-11 09:00 | 279.68 | 274.5
2017-03-11 09:30 | 277.54 | 273.02
2017-03-11 10:00 | 276.11 | 271.62
2017-03-11 10:30 | 274.76 | 270.34
2017-03-11 11:00 | 275.36 | 270.64
2017-03-11 11:30 | 274.85 | 269.95
2017-03-11 12:00 | 274.62 | 269.77
2017-03-11 12:30 | 275.39 | 270.54
2017-03-11 13:00 | 276 | 270.93
2017-03-11 13:30 | 276.26 | 270.96
2017-03-11 14:00 | 281 | 275.55
2017-03-11 14:30 | 288.13 | 283.18
2017-03-11 15:00 | 287.48 | 282.68
2017-03-11 15:30 | 287.52 | 282.69
2017-03-11 16:00 | 288.33 | 283.5
2017-03-11 16:30 | 288.01 | 283.13
2017-03-11 17:00 | 285.17 | 280.66
2017-03-11 17:30 | 280.33 | 276.44
2017-03-11 18:00 | 280.6 | 276.75
2017-03-11 18:30 | 280.96 | 277.06
2017-03-11 19:00 | 278.8 | 274.96
2017-03-11 19:30 | 282.54 | 278.1
2017-03-11 20:00 | 283.5 | 279.07
2017-03-11 20:30 | 283.02 | 278.73
2017-03-11 21:00 | 283.13 | 278.83
2017-03-11 21:30 | 282.44 | 278.21
2017-03-11 22:00 | 282.45 | 278.3
2017-03-11 22:30 | 278.76 | 274.54
2017-03-11 23:00 | 278.2 | 274.16
2017-03-11 23:30 | 253.99 | 249.31
2017-03-12 | 249.28 | 244.23
2017-03-12 00:30 | 250.4 | 244.55
2017-03-12 01:00 | 249.97 | 244.25
2017-03-12 01:30 | 250.19 | 244.49
2017-03-12 02:00 | 249.81 | 244.18
2017-03-12 02:30 | 249.8 | 244.22
2017-03-12 03:00 | 249.84 | 244.24
2017-03-12 03:30 | 247.42 | 242.13
2017-03-12 04:00 | 242.75 | 238.04
2017-03-12 04:30 | 241.14 | 236.51
2017-03-12 05:00 | 242.09 | 237.28
2017-03-12 05:30 | 241.64 | 236.89
2017-03-12 06:00 | 241.47 | 236.72
2017-03-12 06:30 | 241.21 | 236.52
2017-03-12 07:00 | 240.94 | 236.21
2017-03-12 07:30 | 262.69 | 259.07
2017-03-12 08:00 | 270.14 | 266.92
2017-03-12 08:30 | 270.47 | 267.19
2017-03-12 09:00 | 274.13 | 270.4
2017-03-12 09:30 | 274.4 | 270.9
2017-03-12 10:00 | 273.5 | 270.04
2017-03-12 10:30 | 269.35 | 266.26
2017-03-12 11:00 | 266.68 | 263.69
2017-03-12 11:30 | 266.56 | 263.38
2017-03-12 12:00 | 266.84 | 263.57
2017-03-12 12:30 | 266.06 | 262.84
2017-03-12 13:00 | 265 | 261.78
2017-03-12 13:30 | 267 | 263.82
2017-03-12 14:00 | 273.07 | 270.28
2017-03-12 14:30 | 272.07 | 269.74
2017-03-12 15:00 | 272.83 | 270.53
2017-03-12 15:30 | 273.1 | 270.77
2017-03-12 16:00 | 273.58 | 271.16
2017-03-12 16:30 | 273.64 | 271.31
2017-03-12 17:00 | 274.3 | 271.93
2017-03-12 17:30 | 273.96 | 271.56
2017-03-12 18:00 | 274.61 | 272.23
2017-03-12 18:30 | 275.58 | 273.19
2017-03-12 19:00 | 276.39 | 273.87
2017-03-12 19:30 | 276.34 | 273.98
2017-03-12 20:00 | 276.72 | 274.42
2017-03-12 20:30 | 275.94 | 273.67
2017-03-12 21:00 | 277.84 | 275.53
2017-03-12 21:30 | 277.69 | 275.43
2017-03-12 22:00 | 277.39 | 275.18
2017-03-12 22:30 | 272.05 | 269.58
2017-03-12 23:00 | 270.8 | 267.96
2017-03-12 23:30 | 270.58 | 267.77
2017-03-13 | 271.66 | 268.9
2017-03-13 00:30 | 243.15 | 239.82
2017-03-13 01:00 | 239.8 | 236.36
2017-03-13 01:30 | 240.25 | 236.89
2017-03-13 02:00 | 241.65 | 237.11
2017-03-13 02:30 | 241.69 | 236.84
2017-03-13 03:00 | 241.58 | 236.63
2017-03-13 03:30 | 242.12 | 237.09
2017-03-13 04:00 | 241.97 | 237.09
2017-03-13 04:30 | 241.9 | 237.13
2017-03-13 05:00 | 241.37 | 237.29
2017-03-13 05:30 | 242.24 | 237.8
2017-03-13 06:00 | 242.2 | 237.69
2017-03-13 06:30 | 241.87 | 237.1
2017-03-13 07:00 | 242.39 | 237.31
2017-03-13 07:30 | 242.76 | 237.45
2017-03-13 08:00 | 242.81 | 237.26
2017-03-13 08:30 | 242.07 | 236.99
2017-03-13 09:00 | 241.9 | 236.9
2017-03-13 09:30 | 249.08 | 244.74
2017-03-13 10:00 | 270.78 | 267.3
2017-03-13 10:30 | 273.07 | 269.49
2017-03-13 11:00 | 273.78 | 270.03
2017-03-13 11:30 | 273.21 | 269.88
2017-03-13 12:00 | 272.51 | 269.08
2017-03-13 12:30 | 271.16 | 267.96
2017-03-13 13:00 | 271.2 | 268.14
2017-03-13 13:30 | 269.53 | 266.53
2017-03-13 14:00 | 269.92 | 266.73
2017-03-13 14:30 | 270.52 | 267.19
2017-03-13 15:00 | 270.38 | 267.12
2017-03-13 15:30 | 270.45 | 267.2
2017-03-13 16:00 | 270.43 | 267.22
2017-03-13 16:30 | 270.57 | 267.34
2017-03-13 17:00 | 270.52 | 267.25
2017-03-13 17:30 | 270.95 | 267.67
2017-03-13 18:00 | 270.47 | 267.22
2017-03-13 18:30 | 268.12 | 264.79
2017-03-13 19:00 | 270.39 | 267.16
2017-03-13 19:30 | 272.87 | 269.91
2017-03-13 20:00 | 272.61 | 269.62
2017-03-13 20:30 | 273.22 | 270.01
2017-03-13 21:00 | 273.55 | 270.41
2017-03-13 21:30 | 272.77 | 269.67
2017-03-13 22:00 | 272.61 | 269.55
2017-03-13 22:30 | 272.16 | 269.08
2017-03-13 23:00 | 273.33 | 270.07
2017-03-13 23:30 | 272.92 | 269.76
2017-03-14 | 273.04 | 269.8
2017-03-14 00:30 | 272.76 | 269.51
2017-03-14 01:00 | 273.65 | 270.38
2017-03-14 01:30 | 275.74 | 271.8
2017-03-14 02:00 | 275.71 | 271.85
2017-03-14 02:30 | 274.8 | 271.04
2017-03-14 03:00 | 274.84 | 271.1
2017-03-14 03:30 | 274.91 | 271.12
2017-03-14 04:00 | 273.49 | 269.65
2017-03-14 04:30 | 269.84 | 266.33
2017-03-14 05:00 | 270.74 | 267.07
2017-03-14 05:30 | 269.81 | 266.2
2017-03-14 06:00 | 269.55 | 265.94
2017-03-14 06:30 | 268.45 | 264.73
2017-03-14 07:00 | 265.73 | 263.19
2017-03-14 07:30 | 265.82 | 263.28
2017-03-14 08:00 | 264.8 | 262.21
2017-03-14 08:30 | 263.64 | 261.2
2017-03-14 09:00 | 263.16 | 260.76
2017-03-14 09:30 | 262.13 | 259.9
2017-03-14 10:00 | 259.99 | 257.12
2017-03-14 10:30 | 260.45 | 257.24
2017-03-14 11:00 | 259.4 | 256.31
2017-03-14 11:30 | 261.01 | 258.12
2017-03-14 12:00 | 257.73 | 254.82
2017-03-14 12:30 | 258.94 | 255.97
2017-03-14 13:00 | 258.78 | 256.02
2017-03-14 13:30 | 260.24 | 257.18
2017-03-14 14:00 | 266.13 | 262.85
2017-03-14 14:30 | 269.3 | 266.36
2017-03-14 15:00 | 272.08 | 269.08
2017-03-14 15:30 | 267.75 | 264.58
2017-03-14 16:00 | 268.16 | 264.72
2017-03-14 16:30 | 271.94 | 268.2
2017-03-14 17:00 | 273.19 | 269.18
2017-03-14 17:30 | 273.84 | 270.02
2017-03-14 18:00 | 280.1 | 275.68
2017-03-14 18:30 | 281.12 | 276.58
2017-03-14 19:00 | 281.38 | 276.76
2017-03-14 19:30 | 281.27 | 276.72
2017-03-14 20:00 | 277.02 | 272.97
2017-03-14 20:30 | 277.47 | 273.23
2017-03-14 21:00 | 277.21 | 272.98
2017-03-14 21:30 | 277.01 | 272.85
2017-03-14 22:00 | 277.81 | 273.25
2017-03-14 22:30 | 281.33 | 276.33
2017-03-14 23:00 | 282.92 | 277.91
2017-03-14 23:30 | 282.82 | 277.78
2017-03-15 | 282.39 | 277.44
2017-03-15 00:30 | 283.58 | 278.62
2017-03-15 01:00 | 283.95 | 278.87
2017-03-15 01:30 | 284.1 | 279.04
2017-03-15 02:00 | 282.85 | 277.92
2017-03-15 02:30 | 277.34 | 273.01
2017-03-15 03:00 | 277.95 | 273.62
2017-03-15 03:30 | 283.1 | 278.24
2017-03-15 04:00 | 276.68 | 272.44
2017-03-15 04:30 | 279.12 | 274.55
2017-03-15 05:00 | 281.36 | 276.35
2017-03-15 05:30 | 281.89 | 276.67
2017-03-15 06:00 | 280.62 | 275.49
2017-03-15 06:30 | 277.7 | 272.92
2017-03-15 07:00 | 277.53 | 272.64
2017-03-15 07:30 | 276.08 | 271.92
2017-03-15 08:00 | 273.09 | 269.11
2017-03-15 08:30 | 269.78 | 266.19
2017-03-15 09:00 | 269.53 | 266
2017-03-15 09:30 | 270.29 | 266.55
2017-03-15 10:00 | 269.85 | 266.14
2017-03-15 10:30 | 270.89 | 266.92
2017-03-15 11:00 | 271.21 | 267.16
2017-03-15 11:30 | 272.28 | 268
2017-03-15 12:00 | 271.29 | 267.21
2017-03-15 12:30 | 271.13 | 267.18
2017-03-15 13:00 | 271.83 | 267.78
2017-03-15 13:30 | 270.16 | 265.81
2017-03-15 14:00 | 266.61 | 262.72
2017-03-15 14:30 | 266.58 | 262.7
2017-03-15 15:00 | 267.03 | 263.13
2017-03-15 15:30 | 271.84 | 267.21
2017-03-15 16:00 | 275.9 | 270.61
2017-03-15 16:30 | 274.73 | 269.43
2017-03-15 17:00 | 274.87 | 269.34
2017-03-15 17:30 | 272.25 | 267.19
2017-03-15 18:00 | 274.25 | 269.12
2017-03-15 18:30 | 278.36 | 272.65
2017-03-15 19:00 | 284.21 | 277.71
2017-03-15 19:30 | 283.07 | 277.83
2017-03-15 20:00 | 281.65 | 276.63
2017-03-15 20:30 | 281.81 | 276.65
2017-03-15 21:00 | 283.08 | 278.03
2017-03-15 21:30 | 286.78 | 280.93
2017-03-15 22:00 | 284.83 | 278.29
2017-03-15 22:30 | 285.52 | 278.96
2017-03-15 23:00 | 286.5 | 280.11
2017-03-15 23:30 | 284.93 | 278.81
2017-03-16 | 285.87 | 279.72
2017-03-16 00:30 | 279.02 | 271.93
2017-03-16 01:00 | 273.46 | 266.1
2017-03-16 01:30 | 273.33 | 266.05
2017-03-16 02:00 | 273.3 | 266.1
2017-03-16 02:30 | 272.81 | 265.4
2017-03-16 03:00 | 272.5 | 265.06
2017-03-16 03:30 | 272.34 | 264.8
2017-03-16 04:00 | 270.66 | 263.21
2017-03-16 04:30 | 268.59 | 261.55
2017-03-16 05:00 | 270.28 | 263.16
2017-03-16 05:30 | 280.92 | 274.03
2017-03-16 06:00 | 281.67 | 276.44
2017-03-16 06:30 | 282.09 | 277.8
2017-03-16 07:00 | 282.36 | 278.08
2017-03-16 07:30 | 282.94 | 278.69
2017-03-16 08:00 | 282.96 | 278.85
2017-03-16 08:30 | 281.56 | 278.41
2017-03-16 09:00 | 281.7 | 278.56
2017-03-16 09:30 | 281.18 | 278.26
2017-03-16 10:00 | 280.56 | 277.55
2017-03-16 10:30 | 280.05 | 276.57
2017-03-16 11:00 | 280.39 | 276.67
2017-03-16 11:30 | 280.09 | 276.12
2017-03-16 12:00 | 280.92 | 276.57
2017-03-16 12:30 | 283.53 | 279.25
2017-03-16 13:00 | 283.57 | 279.95
2017-03-16 13:30 | 283.13 | 279.53
2017-03-16 14:00 | 281.88 | 278.36
2017-03-16 14:30 | 283 | 279.61
2017-03-16 15:00 | 285.84 | 282.58
2017-03-16 15:30 | 275.31 | 272.37
2017-03-16 16:00 | 277.6 | 274.71
2017-03-16 16:30 | 278.08 | 275.17
2017-03-16 17:00 | 278.04 | 275.09
2017-03-16 17:30 | 277.1 | 274.31
2017-03-16 18:00 | 277.28 | 274.55
2017-03-16 18:30 | 278.22 | 275.5
2017-03-16 19:00 | 280.13 | 277.39
2017-03-16 19:30 | 279.37 | 276.86
2017-03-16 20:00 | 276.74 | 274.37
2017-03-16 20:30 | 275.84 | 273.19
2017-03-16 21:00 | 284.92 | 281.17
2017-03-16 21:30 | 286.35 | 282.44
2017-03-16 22:00 | 283.37 | 279.52
2017-03-16 22:30 | 281.1 | 277.32
2017-03-16 23:00 | 281.05 | 276.81
2017-03-16 23:30 | 282.97 | 278.61
2017-03-17 | 284.16 | 279.73
2017-03-17 00:30 | 284.09 | 279.81
2017-03-17 01:00 | 282.97 | 278.81
2017-03-17 01:30 | 272.72 | 268.58
2017-03-17 02:00 | 276.12 | 271.75
2017-03-17 02:30 | 276.4 | 271.95
2017-03-17 03:00 | 276.41 | 271.88
2017-03-17 03:30 | 276.58 | 271.99
2017-03-17 04:00 | 282.31 | 277.7
2017-03-17 04:30 | 286.47 | 281.8
2017-03-17 05:00 | 286.07 | 281.42
2017-03-17 05:30 | 285.35 | 280.76
2017-03-17 06:00 | 285.15 | 280.54
2017-03-17 06:30 | 284.87 | 280.2
2017-03-17 07:00 | 285.56 | 280.7
2017-03-17 07:30 | 285.65 | 280.99
2017-03-17 08:00 | 285.32 | 281.03
2017-03-17 08:30 | 284.34 | 280.09
2017-03-17 09:00 | 281.29 | 277.2
2017-03-17 09:30 | 279.63 | 275.62
2017-03-17 10:00 | 279.9 | 275.77
2017-03-17 10:30 | 276.52 | 272.71
2017-03-17 11:00 | 273.97 | 270.49
2017-03-17 11:30 | 268.01 | 265
2017-03-17 12:00 | 268.75 | 265.55
2017-03-17 12:30 | 272.76 | 269.04
2017-03-17 13:00 | 272.39 | 268.71
2017-03-17 13:30 | 274.88 | 271.42
2017-03-17 14:00 | 282.75 | 279.6
2017-03-17 14:30 | 284.21 | 281.12
2017-03-17 15:00 | 285.67 | 282.31
2017-03-17 15:30 | 285.03 | 281.62
2017-03-17 16:00 | 284.11 | 280.66
2017-03-17 16:30 | 283.76 | 280.5
2017-03-17 17:00 | 281.17 | 277.97
2017-03-17 17:30 | 278.55 | 275.32
2017-03-17 18:00 | 281.3 | 277.96
2017-03-17 18:30 | 281.37 | 277.99
2017-03-17 19:00 | 281.04 | 277.77
2017-03-17 19:30 | 279.85 | 276.76
2017-03-17 20:00 | 279.94 | 276.98
2017-03-17 20:30 | 282.1 | 278.93
2017-03-17 21:00 | 282.16 | 279.01
2017-03-17 21:30 | 284.59 | 281.27
2017-03-17 22:00 | 284.78 | 281.26
2017-03-17 22:30 | 285.49 | 281.67
2017-03-17 23:00 | 272.15 | 268.07
2017-03-17 23:30 | 254.03 | 249.16
2017-03-18 | 254.67 | 249.27
2017-03-18 00:30 | 249.67 | 244.08
2017-03-18 01:00 | 250.06 | 244.46
2017-03-18 01:30 | 251.06 | 245.2
2017-03-18 02:00 | 251.02 | 244.97
2017-03-18 02:30 | 250.86 | 244.82
2017-03-18 03:00 | 251.92 | 245.67
2017-03-18 03:30 | 252.09 | 245.8
2017-03-18 04:00 | 253.17 | 246.72
2017-03-18 04:30 | 252.86 | 246.43
2017-03-18 05:00 | 251.09 | 244.83
2017-03-18 05:30 | 249.76 | 243.66
2017-03-18 06:00 | 251.17 | 245.46
2017-03-18 06:30 | 266.41 | 261.74
2017-03-18 07:00 | 281 | 276.7
2017-03-18 07:30 | 281.11 | 276.69
2017-03-18 08:00 | 280.96 | 276.39
2017-03-18 08:30 | 282.12 | 277.28
2017-03-18 09:00 | 282.71 | 277.83
2017-03-18 09:30 | 276.44 | 272.31
2017-03-18 10:00 | 271.96 | 268.26
2017-03-18 10:30 | 272.11 | 268.45
2017-03-18 11:00 | 271.56 | 268.02
2017-03-18 11:30 | 271.69 | 268.37
2017-03-18 12:00 | 271.89 | 268.52
2017-03-18 12:30 | 269.27 | 265.93
2017-03-18 13:00 | 270.44 | 266.95
2017-03-18 13:30 | 279.64 | 276.15
2017-03-18 14:00 | 278.92 | 275.58
2017-03-18 14:30 | 272.24 | 269.01
2017-03-18 15:00 | 273.11 | 269.77
2017-03-18 15:30 | 279.14 | 275.9
2017-03-18 16:00 | 281.3 | 278.07
2017-03-18 16:30 | 278.87 | 275.66
2017-03-18 17:00 | 277.39 | 274.39
2017-03-18 17:30 | 277.14 | 274.15
2017-03-18 18:00 | 278.01 | 274.96
2017-03-18 18:30 | 279.26 | 276.04
2017-03-18 19:00 | 280.53 | 277.32
2017-03-18 19:30 | 280.6 | 277.54
2017-03-18 20:00 | 281.44 | 278.4
2017-03-18 20:30 | 282.08 | 278.95
2017-03-18 21:00 | 286.68 | 283.11
2017-03-18 21:30 | 288.97 | 284.79
2017-03-18 22:00 | 287.95 | 283.66
2017-03-18 22:30 | 287.55 | 283.31
2017-03-18 23:00 | 290.04 | 285.64
2017-03-18 23:30 | 290.2 | 285.93
2017-03-19 | 289.35 | 285.18
2017-03-19 00:30 | 271.47 | 266.89
2017-03-19 01:00 | 256.6 | 251.44
2017-03-19 01:30 | 257.09 | 251.88
2017-03-19 02:00 | 256.83 | 251.68
2017-03-19 02:30 | 256.52 | 251.32
2017-03-19 03:00 | 257.05 | 251.72
2017-03-19 03:30 | 257.62 | 252.22
2017-03-19 04:00 | 257.4 | 251.92
2017-03-19 04:30 | 254.89 | 249.75
2017-03-19 05:00 | 255.02 | 249.93
2017-03-19 05:30 | 256.42 | 251.08
2017-03-19 06:00 | 255.14 | 249.91
2017-03-19 06:30 | 272.88 | 268.36
2017-03-19 07:00 | 285.58 | 281.6
2017-03-19 07:30 | 286.6 | 282.36
2017-03-19 08:00 | 288.55 | 284.04
2017-03-19 08:30 | 289.04 | 284.31
2017-03-19 09:00 | 288.56 | 283.83
2017-03-19 09:30 | 287.53 | 282.87
2017-03-19 10:00 | 286.57 | 282.14
2017-03-19 10:30 | 286.94 | 282.47
2017-03-19 11:00 | 289.25 | 284.86
2017-03-19 11:30 | 288.19 | 283.77
2017-03-19 12:00 | 288.73 | 284.58
2017-03-19 12:30 | 288.81 | 284.76
2017-03-19 13:00 | 289.61 | 285.2
2017-03-19 13:30 | 288.7 | 284.31
2017-03-19 14:00 | 283.69 | 279.85
2017-03-19 14:30 | 274.43 | 271.27
2017-03-19 15:00 | 276.41 | 273.01
2017-03-19 15:30 | 278.09 | 274.78
2017-03-19 16:00 | 275.98 | 272.81
2017-03-19 16:30 | 272.11 | 269.55
2017-03-19 17:00 | 274.19 | 271.85
2017-03-19 17:30 | 277.14 | 274.66
2017-03-19 18:00 | 278.31 | 275.71
2017-03-19 18:30 | 279.64 | 276.96
2017-03-19 19:00 | 279.81 | 277.04
2017-03-19 19:30 | 281.21 | 278.25
2017-03-19 20:00 | 285.5 | 282.05
2017-03-19 20:30 | 287.18 | 283.64
2017-03-19 21:00 | 287.4 | 283.96
2017-03-19 21:30 | 285.36 | 281.85
2017-03-19 22:00 | 282.32 | 278.89
2017-03-19 22:30 | 284.84 | 281.2
2017-03-19 23:00 | 282.36 | 278.45
2017-03-19 23:30 | 267.95 | 263.5
2017-03-20 | 252.73 | 247.8
2017-03-20 00:30 | 252.03 | 247.24
2017-03-20 01:00 | 252.25 | 247.51
2017-03-20 01:30 | 251.2 | 246.63
2017-03-20 02:00 | 250.77 | 246.23
2017-03-20 02:30 | 251.47 | 246.75
2017-03-20 03:00 | 250.6 | 245.77
2017-03-20 03:30 | 250 | 245.23
2017-03-20 04:00 | 250.79 | 245.93
2017-03-20 04:30 | 252.06 | 246.85
2017-03-20 05:00 | 251.28 | 246.07
2017-03-20 05:30 | 250.67 | 245.49
2017-03-20 06:00 | 246.69 | 241.93
2017-03-20 06:30 | 248.67 | 244.14
2017-03-20 07:00 | 275.99 | 272.58
2017-03-20 07:30 | 282.31 | 278.35
2017-03-20 08:00 | 287.01 | 283.1
2017-03-20 08:30 | 288.36 | 284.29
2017-03-20 09:00 | 289.82 | 285.67
2017-03-20 09:30 | 288.73 | 284.93
2017-03-20 10:00 | 287.7 | 283.84
2017-03-20 10:30 | 285.18 | 281.36
2017-03-20 11:00 | 281.46 | 277.91
2017-03-20 11:30 | 280.08 | 276.67
2017-03-20 12:00 | 281.7 | 278.16
2017-03-20 12:30 | 281.75 | 278.34
2017-03-20 13:00 | 281.02 | 277.69
2017-03-20 13:30 | 280.13 | 276.91
2017-03-20 14:00 | 280.33 | 277.16
2017-03-20 14:30 | 279.04 | 276
2017-03-20 15:00 | 281.14 | 278.04
2017-03-20 15:30 | 281.77 | 278.72
2017-03-20 16:00 | 280.75 | 277.81
2017-03-20 16:30 | 280.56 | 277.7
2017-03-20 17:00 | 281.21 | 278.28
2017-03-20 17:30 | 281.53 | 278.6
2017-03-20 18:00 | 282.1 | 279.22
2017-03-20 18:30 | 281.1 | 278.3
2017-03-20 19:00 | 282.59 | 279.75
2017-03-20 19:30 | 284.39 | 281.5
2017-03-20 20:00 | 281.64 | 279
2017-03-20 20:30 | 282.41 | 279.83
2017-03-20 21:00 | 282.91 | 280.41
2017-03-20 21:30 | 284.44 | 281.62
2017-03-20 22:00 | 284.28 | 281.73
2017-03-20 22:30 | 284.24 | 281.48
2017-03-20 23:00 | 284.92 | 281.45
2017-03-20 23:30 | 285.17 | 281.17
2017-03-21 | 272.32 | 267.79
2017-03-21 00:30 | 251.12 | 246.41
2017-03-21 01:00 | 241.81 | 236.59
2017-03-21 01:30 | 239.8 | 234.78
2017-03-21 02:00 | 240.31 | 235.3
2017-03-21 02:30 | 240.43 | 235.26
2017-03-21 03:00 | 240.84 | 235.63
2017-03-21 03:30 | 241.35 | 236.15
2017-03-21 04:00 | 241.87 | 236.77
2017-03-21 04:30 | 255.08 | 250.67
2017-03-21 05:00 | 237.31 | 232.36
2017-03-21 05:30 | 236.63 | 231.86
2017-03-21 06:00 | 237.18 | 232.37
2017-03-21 06:30 | 235.36 | 230.55
2017-03-21 07:00 | 231.97 | 228.14
2017-03-21 07:30 | 231.88 | 228.16
2017-03-21 08:00 | 239.59 | 236.33
2017-03-21 08:30 | 261 | 259.11
2017-03-21 09:00 | 264.2 | 262.46
2017-03-21 09:30 | 265.63 | 263.96
2017-03-21 10:00 | 271.8 | 269.75
2017-03-21 10:30 | 274.34 | 272.17
2017-03-21 11:00 | 274.67 | 272.4
2017-03-21 11:30 | 273.86 | 271.56
2017-03-21 12:00 | 273.84 | 271.53
2017-03-21 12:30 | 273.67 | 271.33
2017-03-21 13:00 | 273.2 | 270.88
2017-03-21 13:30 | 274.54 | 272.14
2017-03-21 14:00 | 275.02 | 272.63
2017-03-21 14:30 | 274.62 | 272.26
2017-03-21 15:00 | 275.08 | 272.59
2017-03-21 15:30 | 275.17 | 272.61
2017-03-21 16:00 | 275.48 | 272.8
2017-03-21 16:30 | 277.34 | 274.43
2017-03-21 17:00 | 278.1 | 275.18
2017-03-21 17:30 | 279.98 | 275.95
2017-03-21 18:00 | 279.72 | 275.05
2017-03-21 18:30 | 277.05 | 272.71
2017-03-21 19:00 | 276.95 | 272.64
2017-03-21 19:30 | 279.74 | 275.14
2017-03-21 20:00 | 276.03 | 271.5
2017-03-21 20:30 | 252.62 | 247.22
2017-03-21 21:00 | 244 | 238.17
2017-03-21 21:30 | 245.37 | 239.44
2017-03-21 22:00 | 245.71 | 239.73
2017-03-21 22:30 | 240.61 | 234.85
2017-03-21 23:00 | 239.08 | 233.29
2017-03-21 23:30 | 238.72 | 232.98
2017-03-22 | 237.13 | 231.64
2017-03-22 00:30 | 241.34 | 235.37
2017-03-22 01:00 | 241.67 | 235.65
2017-03-22 01:30 | 242.31 | 236.2
2017-03-22 02:00 | 243.89 | 237.11
2017-03-22 02:30 | 244.24 | 237.09
2017-03-22 03:00 | 242.94 | 235.92
2017-03-22 03:30 | 240.49 | 233.76
2017-03-22 04:00 | 238.25 | 231.9
2017-03-22 04:30 | 238.62 | 232.27
2017-03-22 05:00 | 238.46 | 232.13
2017-03-22 05:30 | 239.33 | 232.82
2017-03-22 06:00 | 239.82 | 233.28
2017-03-22 06:30 | 239.49 | 232.79
2017-03-22 07:00 | 239.07 | 232.23
2017-03-22 07:30 | 240.13 | 232.72
2017-03-22 08:00 | 239.36 | 232.09
2017-03-22 08:30 | 238.95 | 232.38
2017-03-22 09:00 | 236.91 | 230.76
2017-03-22 09:30 | 231.22 | 225.62
2017-03-22 10:00 | 232.6 | 226.68
2017-03-22 10:30 | 232.76 | 227.19
2017-03-22 11:00 | 229.81 | 224.52
2017-03-22 11:30 | 233.75 | 228.59
2017-03-22 12:00 | 233.28 | 228.35
2017-03-22 12:30 | 231.58 | 227
2017-03-22 13:00 | 230.75 | 226.29
2017-03-22 13:30 | 229.27 | 224.94
2017-03-22 14:00 | 232.42 | 227.94
2017-03-22 14:30 | 232.47 | 228.05
2017-03-22 15:00 | 233.89 | 228.76
2017-03-22 15:30 | 233.8 | 228.72
2017-03-22 16:00 | 233.82 | 228.64
2017-03-22 16:30 | 233.87 | 228.63
2017-03-22 17:00 | 233.34 | 228.09
2017-03-22 17:30 | 233.43 | 228.08
2017-03-22 18:00 | 233.11 | 227.73
2017-03-22 18:30 | 233.81 | 228.36
2017-03-22 19:00 | 233.82 | 228.47
2017-03-22 19:30 | 233.08 | 227.93
2017-03-22 20:00 | 234.99 | 229.61
2017-03-22 20:30 | 240.03 | 234
2017-03-22 21:00 | 243.79 | 237.66
2017-03-22 21:30 | 242.02 | 236.19
2017-03-22 22:00 | 241.85 | 236.08
2017-03-22 22:30 | 243.51 | 237.84
2017-03-22 23:00 | 242.36 | 237.23
2017-03-22 23:30 | 242.03 | 237.04
2017-03-23 | 242.78 | 237.18
2017-03-23 00:30 | 243.39 | 237.16
2017-03-23 01:00 | 244.54 | 237.9
2017-03-23 01:30 | 244.77 | 237.37
2017-03-23 02:00 | 245.64 | 238.19
2017-03-23 02:30 | 246.2 | 238.59
2017-03-23 03:00 | 245.81 | 238.18
2017-03-23 03:30 | 246.07 | 238.38
2017-03-23 04:00 | 245.32 | 237.64
2017-03-23 04:30 | 244.23 | 236.76
2017-03-23 05:00 | 238.91 | 232.2
2017-03-23 05:30 | 237.76 | 231.18
2017-03-23 06:00 | 237.96 | 231.85
2017-03-23 06:30 | 256.9 | 252.14
2017-03-23 07:00 | 272.01 | 267.67
2017-03-23 07:30 | 272.02 | 267.48
2017-03-23 08:00 | 268.44 | 264.73
2017-03-23 08:30 | 260.93 | 257.39
2017-03-23 09:00 | 235.19 | 230.96
2017-03-23 09:30 | 240.23 | 235.96
2017-03-23 10:00 | 239 | 234.87
2017-03-23 10:30 | 238.71 | 235.06
2017-03-23 11:00 | 250.8 | 247.87
2017-03-23 11:30 | 254.94 | 251.97
2017-03-23 12:00 | 254.34 | 251.44
2017-03-23 12:30 | 254.47 | 251.36
2017-03-23 13:00 | 255.46 | 252.22
2017-03-23 13:30 | 254.98 | 251.8
2017-03-23 14:00 | 254.89 | 251.68
2017-03-23 14:30 | 252.21 | 249.07
2017-03-23 15:00 | 254.3 | 251.24
2017-03-23 15:30 | 254.2 | 251.19
2017-03-23 16:00 | 252.91 | 249.73
2017-03-23 16:30 | 245 | 241.58
2017-03-23 17:00 | 246.12 | 242.57
2017-03-23 17:30 | 245.63 | 242.07
2017-03-23 18:00 | 245.89 | 242.24
2017-03-23 18:30 | 245.16 | 241.56
2017-03-23 19:00 | 246 | 242.35
2017-03-23 19:30 | 244.72 | 241.32
2017-03-23 20:00 | 243.45 | 240.19
2017-03-23 20:30 | 244.68 | 241.4
2017-03-23 21:00 | 245.58 | 242.29
2017-03-23 21:30 | 246.51 | 243.14
2017-03-23 22:00 | 247.17 | 243.81
2017-03-23 22:30 | 238.66 | 234.82
2017-03-23 23:00 | 228.18 | 224.12
2017-03-23 23:30 | 227.05 | 223.21
2017-03-24 | 228.33 | 224.27
2017-03-24 00:30 | 228.24 | 223.64
2017-03-24 01:00 | 228.41 | 223.65
2017-03-24 01:30 | 228.06 | 223.22
2017-03-24 02:00 | 228.48 | 223.51
2017-03-24 02:30 | 231.86 | 226.34
2017-03-24 03:00 | 234.36 | 228.55
2017-03-24 03:30 | 234.59 | 228.72
2017-03-24 04:00 | 237.68 | 231.68
2017-03-24 04:30 | 241.63 | 235.69
2017-03-24 05:00 | 241.37 | 235.46
2017-03-24 05:30 | 233.52 | 227.97
2017-03-24 06:00 | 233.22 | 227.59
2017-03-24 06:30 | 232.2 | 226.63
2017-03-24 07:00 | 232.49 | 227.01
2017-03-24 07:30 | 234.63 | 229.08
2017-03-24 08:00 | 234.91 | 229.17
2017-03-24 08:30 | 234.35 | 228.5
2017-03-24 09:00 | 243.04 | 237.64
2017-03-24 09:30 | 255.8 | 251.09
2017-03-24 10:00 | 255.25 | 250.64
2017-03-24 10:30 | 254.93 | 250.32
2017-03-24 11:00 | 257.09 | 252.49
2017-03-24 11:30 | 257.51 | 252.77
2017-03-24 12:00 | 254.08 | 249.41
2017-03-24 12:30 | 255.77 | 250.86
2017-03-24 13:00 | 256.51 | 251.44
2017-03-24 13:30 | 262.8 | 257.79
2017-03-24 14:00 | 263.11 | 258.14
2017-03-24 14:30 | 262.35 | 257.49
2017-03-24 15:00 | 264.03 | 259.21
2017-03-24 15:30 | 265.03 | 260.32
2017-03-24 16:00 | 264.66 | 260.02
2017-03-24 16:30 | 262.97 | 258.44
2017-03-24 17:00 | 260.02 | 255.51
2017-03-24 17:30 | 260.26 | 255.88
2017-03-24 18:00 | 261.42 | 257.07
2017-03-24 18:30 | 263.61 | 259.1
2017-03-24 19:00 | 268.78 | 264.82
2017-03-24 19:30 | 269.61 | 265.28
2017-03-24 20:00 | 270.22 | 265.05
2017-03-24 20:30 | 269.81 | 265.11
2017-03-24 21:00 | 270.98 | 266.14
2017-03-24 21:30 | 269.61 | 264.82
2017-03-24 22:00 | 272.5 | 267.15
2017-03-24 22:30 | 274.58 | 269.75
2017-03-24 23:00 | 272.66 | 268.49
2017-03-24 23:30 | 273.14 | 268.85
2017-03-25 | 273.64 | 268.75
2017-03-25 00:30 | 273.71 | 268.91
2017-03-25 01:00 | 273.84 | 269.02
2017-03-25 01:30 | 274.94 | 269.92
2017-03-25 02:00 | 275.08 | 270.09
2017-03-25 02:30 | 273.31 | 268.2
2017-03-25 03:00 | 255.65 | 249.59
2017-03-25 03:30 | 243.24 | 236.45
2017-03-25 04:00 | 242.83 | 236.16
2017-03-25 04:30 | 243.96 | 237.09
2017-03-25 05:00 | 242.85 | 236.22
2017-03-25 05:30 | 243.66 | 236.92
2017-03-25 06:00 | 243.36 | 236.53
2017-03-25 06:30 | 242.65 | 235.93
2017-03-25 07:00 | 242.44 | 235.65
2017-03-25 07:30 | 242.46 | 235.56
2017-03-25 08:00 | 241.16 | 235.03
2017-03-25 08:30 | 240.72 | 234.49
2017-03-25 09:00 | 266.19 | 260.75
2017-03-25 09:30 | 274.8 | 269.53
2017-03-25 10:00 | 274.45 | 269.16
2017-03-25 10:30 | 274.89 | 269.42
2017-03-25 11:00 | 276.42 | 270.7
2017-03-25 11:30 | 276.99 | 270.91
2017-03-25 12:00 | 277.9 | 271.7
2017-03-25 12:30 | 276.12 | 270.08
2017-03-25 13:00 | 275.8 | 269.72
2017-03-25 13:30 | 276.43 | 270.36
2017-03-25 14:00 | 276.43 | 270.35
2017-03-25 14:30 | 276.18 | 270.18
2017-03-25 15:00 | 275.73 | 269.94
2017-03-25 15:30 | 274.01 | 268.47
2017-03-25 16:00 | 272.15 | 266.69
2017-03-25 16:30 | 278.08 | 272.25
2017-03-25 17:00 | 280.49 | 274.56
2017-03-25 17:30 | 278.74 | 272.87
2017-03-25 18:00 | 273.72 | 268.17
2017-03-25 18:30 | 276.87 | 271.03
2017-03-25 19:00 | 277.97 | 272.13
2017-03-25 19:30 | 278.24 | 272.6
2017-03-25 20:00 | 278.17 | 272.59
2017-03-25 20:30 | 269 | 264.68
2017-03-25 21:00 | 268.34 | 264.07
2017-03-25 21:30 | 267.21 | 263.11
2017-03-25 22:00 | 266.17 | 262.27
2017-03-25 22:30 | 261.55 | 257.43
2017-03-25 23:00 | 241.47 | 236.38
2017-03-25 23:30 | 242.39 | 236.65
2017-03-26 | 244 | 237.53
2017-03-26 00:30 | 244.83 | 238.28
2017-03-26 01:00 | 244.94 | 238.14
2017-03-26 01:30 | 248.29 | 240.88
2017-03-26 02:00 | 249.88 | 242.06
2017-03-26 02:30 | 250.77 | 242.44
2017-03-26 03:00 | 249.63 | 241.32
2017-03-26 03:30 | 247.4 | 239.46
2017-03-26 04:00 | 251.78 | 243.34
2017-03-26 04:30 | 251.42 | 243.04
2017-03-26 05:00 | 251.52 | 243.1
2017-03-26 05:30 | 252.86 | 244.25
2017-03-26 06:00 | 253.68 | 244.8
2017-03-26 06:30 | 253.73 | 245.04
2017-03-26 07:00 | 252.57 | 244.41
2017-03-26 07:30 | 252.89 | 244.5
2017-03-26 08:00 | 254.01 | 245.47
2017-03-26 08:30 | 271.41 | 263.77
2017-03-26 09:00 | 283.43 | 276.52
2017-03-26 09:30 | 283.48 | 277.33
2017-03-26 10:00 | 285.49 | 279.48
2017-03-26 10:30 | 284.49 | 278.55
2017-03-26 11:00 | 284.77 | 278.69
2017-03-26 11:30 | 284.18 | 277.97
2017-03-26 12:00 | 283.9 | 277.57
2017-03-26 12:30 | 275.51 | 269.92
2017-03-26 13:00 | 268.13 | 262.73
2017-03-26 13:30 | 268.71 | 263.02
2017-03-26 14:00 | 266.75 | 261.34
2017-03-26 14:30 | 271.46 | 266.35
2017-03-26 15:00 | 273.13 | 268.1
2017-03-26 15:30 | 275.86 | 270.55
2017-03-26 16:00 | 273.26 | 268.18
2017-03-26 16:30 | 275.34 | 270.14
2017-03-26 17:00 | 276.31 | 270.94
2017-03-26 17:30 | 277.33 | 271.9
2017-03-26 18:00 | 279.13 | 273.47
2017-03-26 18:30 | 280.67 | 274.8
2017-03-26 19:00 | 281.59 | 275.66
2017-03-26 19:30 | 277.81 | 272.54
2017-03-26 20:00 | 281.62 | 275.97
2017-03-26 20:30 | 281.47 | 275.91
2017-03-26 21:00 | 283.04 | 277.36
2017-03-26 21:30 | 282.27 | 276.7
2017-03-26 22:00 | 282.84 | 277.17
2017-03-26 22:30 | 283.29 | 277.81
2017-03-26 23:00 | 283.52 | 277.88
2017-03-26 23:30 | 283.78 | 277.54
2017-03-27 | 258.06 | 250.37
2017-03-27 00:30 | 254.43 | 246.46
2017-03-27 01:00 | 253.36 | 245.59
2017-03-27 01:30 | 255.42 | 247.03
2017-03-27 02:00 | 257.36 | 248.67
2017-03-27 02:30 | 256.68 | 248.04
2017-03-27 03:00 | 256.13 | 247.5
2017-03-27 03:30 | 252.67 | 244.36
2017-03-27 04:00 | 251.92 | 243.67
2017-03-27 04:30 | 251.28 | 243.04
2017-03-27 05:00 | 246.06 | 238.51
2017-03-27 05:30 | 245.27 | 237.9
2017-03-27 06:00 | 243.97 | 236.74
2017-03-27 06:30 | 244.04 | 236.81
2017-03-27 07:00 | 251.79 | 244.71
2017-03-27 07:30 | 276.52 | 271.36
2017-03-27 08:00 | 275.73 | 272.02
2017-03-27 08:30 | 277.58 | 273.58
2017-03-27 09:00 | 274.62 | 270.75
2017-03-27 09:30 | 274.12 | 270.44
2017-03-27 10:00 | 272.09 | 268.63
2017-03-27 10:30 | 271.11 | 267.76
2017-03-27 11:00 | 269.21 | 266.08
2017-03-27 11:30 | 272.03 | 268.49
2017-03-27 12:00 | 270.78 | 267.7
2017-03-27 12:30 | 268.29 | 265.8
2017-03-27 13:00 | 269.04 | 266.64
2017-03-27 13:30 | 266.56 | 264.29
2017-03-27 14:00 | 267.81 | 265.48
2017-03-27 14:30 | 268.25 | 265.77
2017-03-27 15:00 | 264.88 | 262.27
2017-03-27 15:30 | 265.52 | 262.75
2017-03-27 16:00 | 264.86 | 262.23
2017-03-27 16:30 | 266.75 | 263.85
2017-03-27 17:00 | 271.69 | 268.5
2017-03-27 17:30 | 270.35 | 267.55
2017-03-27 18:00 | 270.43 | 267.63
2017-03-27 18:30 | 267.81 | 265.21
2017-03-27 19:00 | 270.41 | 267.63
2017-03-27 19:30 | 270.77 | 268.01
2017-03-27 20:00 | 268.63 | 266.13
2017-03-27 20:30 | 267.63 | 265.38
2017-03-27 21:00 | 268.42 | 266.17
2017-03-27 21:30 | 269.35 | 267.06
2017-03-27 22:00 | 268.5 | 266.24
2017-03-27 22:30 | 266.3 | 264.33
2017-03-27 23:00 | 268.83 | 264.78
2017-03-27 23:30 | 268.26 | 264.11
2017-03-28 | 269.25 | 264.32
2017-03-28 00:30 | 269.95 | 264.71
2017-03-28 01:00 | 270.03 | 264.93
2017-03-28 01:30 | 269.75 | 264.81
2017-03-28 02:00 | 269.03 | 264.1
2017-03-28 02:30 | 268.99 | 263.75
2017-03-28 03:00 | 269.18 | 263.56
2017-03-28 03:30 | 266.5 | 260.98
2017-03-28 04:00 | 267.31 | 261.67
2017-03-28 04:30 | 267.24 | 261.6
2017-03-28 05:00 | 267.14 | 261.62
2017-03-28 05:30 | 266.38 | 260.83
2017-03-28 06:00 | 265.48 | 260.07
2017-03-28 06:30 | 265.64 | 260.68
2017-03-28 07:00 | 264.36 | 259.91
2017-03-28 07:30 | 260.05 | 255.96
2017-03-28 08:00 | 262.26 | 257.96
2017-03-28 08:30 | 269.05 | 264.69
2017-03-28 09:00 | 268.64 | 264.91
2017-03-28 09:30 | 269.16 | 265.36
2017-03-28 10:00 | 268.59 | 264.99
2017-03-28 10:30 | 267.25 | 263.43
2017-03-28 11:00 | 263.97 | 260.35
2017-03-28 11:30 | 266.06 | 262.62
2017-03-28 12:00 | 267.77 | 264.36
2017-03-28 12:30 | 267.21 | 263.63
2017-03-28 13:00 | 265.66 | 261.71
2017-03-28 13:30 | 264.59 | 260.69
2017-03-28 14:00 | 264.69 | 260.68
2017-03-28 14:30 | 261.77 | 257.7
2017-03-28 15:00 | 264.73 | 260.19
2017-03-28 15:30 | 264.72 | 260.42
2017-03-28 16:00 | 265.35 | 261.07
2017-03-28 16:30 | 266.53 | 262.09
2017-03-28 17:00 | 266.94 | 262.46
2017-03-28 17:30 | 267.22 | 262.78
2017-03-28 18:00 | 268.6 | 264.07
2017-03-28 18:30 | 268.95 | 264.43
2017-03-28 19:00 | 268.21 | 263.87
2017-03-28 19:30 | 268.28 | 263.99
2017-03-28 20:00 | 268.2 | 263.85
2017-03-28 20:30 | 268.76 | 264.44
2017-03-28 21:00 | 268.36 | 264.19
2017-03-28 21:30 | 268.73 | 264.38
2017-03-28 22:00 | 269.79 | 265.23
2017-03-28 22:30 | 268.58 | 264.17
2017-03-28 23:00 | 268.49 | 264.35
2017-03-28 23:30 | 268.42 | 264.42
2017-03-29 | 267.87 | 263.87
2017-03-29 00:30 | 267.74 | 263.82
2017-03-29 01:00 | 268.36 | 264.45
2017-03-29 01:30 | 268.55 | 264.65
2017-03-29 02:00 | 267.87 | 263.98
2017-03-29 02:30 | 266.75 | 262.7
2017-03-29 03:00 | 266.55 | 262.56
2017-03-29 03:30 | 266.65 | 262.68
2017-03-29 04:00 | 266.68 | 262.68
2017-03-29 04:30 | 267.31 | 263.34
2017-03-29 05:00 | 267.96 | 264.02
2017-03-29 05:30 | 269.26 | 264.99
2017-03-29 06:00 | 269.3 | 265.13
2017-03-29 06:30 | 266.77 | 263.46
2017-03-29 07:00 | 266.61 | 263.22
2017-03-29 07:30 | 266.1 | 262.93
2017-03-29 08:00 | 265.12 | 262.07
2017-03-29 08:30 | 263.61 | 261.25
2017-03-29 09:00 | 262.65 | 260.45
2017-03-29 09:30 | 263.05 | 260.95
2017-03-29 10:00 | 262.55 | 260.42
2017-03-29 10:30 | 262.54 | 260.26
2017-03-29 11:00 | 262.4 | 260.14
2017-03-29 11:30 | 262.07 | 259.83
2017-03-29 12:00 | 261.27 | 259.03
2017-03-29 12:30 | 261.9 | 259.47
2017-03-29 13:00 | 262.45 | 259.8
2017-03-29 13:30 | 261.74 | 259.09
2017-03-29 14:00 | 260.72 | 258.12
2017-03-29 14:30 | 261.14 | 258.65
2017-03-29 15:00 | 261.83 | 259.28
2017-03-29 15:30 | 263.29 | 259.38
2017-03-29 16:00 | 263.58 | 259.32
2017-03-29 16:30 | 263.39 | 258.96
2017-03-29 17:00 | 262.3 | 258.84
2017-03-29 17:30 | 263.28 | 260.37
2017-03-29 18:00 | 264.32 | 261.06
2017-03-29 18:30 | 264.75 | 261.53
2017-03-29 19:00 | 265.01 | 261.79
2017-03-29 19:30 | 265.89 | 262.68
2017-03-29 20:00 | 266.56 | 262.78
2017-03-29 20:30 | 268.79 | 264.62
2017-03-29 21:00 | 268.71 | 264.48
2017-03-29 21:30 | 267.88 | 263.75
2017-03-29 22:00 | 267.69 | 263.36
2017-03-29 22:30 | 263.4 | 258.85
2017-03-29 23:00 | 260.87 | 256.67
2017-03-29 23:30 | 259.64 | 255.72
2017-03-30 | 261.54 | 257.45
2017-03-30 00:30 | 261.78 | 257.59
2017-03-30 01:00 | 262.49 | 258.04
2017-03-30 01:30 | 265.92 | 261.12
2017-03-30 02:00 | 266.09 | 261.3
2017-03-30 02:30 | 264.98 | 260.26
2017-03-30 03:00 | 263.36 | 258.73
2017-03-30 03:30 | 254 | 249.13
2017-03-30 04:00 | 253.65 | 248.77
2017-03-30 04:30 | 253.25 | 248.4
2017-03-30 05:00 | 248.64 | 244.15
2017-03-30 05:30 | 252.3 | 247.31
2017-03-30 06:00 | 252.61 | 247.6
2017-03-30 06:30 | 253.12 | 247.84
2017-03-30 07:00 | 253.1 | 247.94
2017-03-30 07:30 | 255.31 | 250.5
2017-03-30 08:00 | 256.82 | 252.13
2017-03-30 08:30 | 261.16 | 256.35
2017-03-30 09:00 | 261.27 | 257.12
2017-03-30 09:30 | 262.87 | 259.38
2017-03-30 10:00 | 261.37 | 257.79
2017-03-30 10:30 | 260.07 | 256.14
2017-03-30 11:00 | 258.25 | 254.35
2017-03-30 11:30 | 256.03 | 252.21
2017-03-30 12:00 | 253.6 | 249.71
2017-03-30 12:30 | 250.7 | 246.94
2017-03-30 13:00 | 248.66 | 245.26
2017-03-30 13:30 | 246.48 | 243.28
2017-03-30 14:00 | 245.05 | 241.96
2017-03-30 14:30 | 245.46 | 242.44
2017-03-30 15:00 | 245.67 | 242.57
2017-03-30 15:30 | 245.78 | 242.98
2017-03-30 16:00 | 247.35 | 244.28
2017-03-30 16:30 | 246.73 | 243.78
2017-03-30 17:00 | 247.59 | 244.59
2017-03-30 17:30 | 247.19 | 244.4
2017-03-30 18:00 | 247.4 | 244.71
2017-03-30 18:30 | 250.02 | 247.04
2017-03-30 19:00 | 251.19 | 248.28
2017-03-30 19:30 | 251.33 | 248.55
2017-03-30 20:00 | 252.71 | 249.93
2017-03-30 20:30 | 253.7 | 250.84
2017-03-30 21:00 | 253.55 | 250.72
2017-03-30 21:30 | 254.01 | 251.16
2017-03-30 22:00 | 253.92 | 251.05
2017-03-30 22:30 | 257.49 | 254.37
2017-03-30 23:00 | 262.11 | 258.84
2017-03-30 23:30 | 265.69 | 261.84
2017-03-31 | 267.02 | 262.77
2017-03-31 00:30 | 266.22 | 262.09
2017-03-31 01:00 | 267.16 | 262.99
2017-03-31 01:30 | 267.73 | 263.63
2017-03-31 02:00 | 267.65 | 263.53
2017-03-31 02:30 | 259.18 | 254.79
2017-03-31 03:00 | 256.99 | 252.49
2017-03-31 03:30 | 257.21 | 252.72
2017-03-31 04:00 | 256.91 | 252.45
2017-03-31 04:30 | 255.7 | 251.58
2017-03-31 05:00 | 255.91 | 251.82
2017-03-31 05:30 | 255.69 | 251.66
2017-03-31 06:00 | 256.16 | 251.92
2017-03-31 06:30 | 255.32 | 251.48
2017-03-31 07:00 | 253.7 | 250.36
2017-03-31 07:30 | 253.7 | 250.43
2017-03-31 08:00 | 253.26 | 250.04
2017-03-31 08:30 | 245.34 | 241.69
2017-03-31 09:00 | 231.52 | 227.44
2017-03-31 09:30 | 231.43 | 227.59
2017-03-31 10:00 | 226.68 | 222.76
2017-03-31 10:30 | 220.98 | 216.94
2017-03-31 11:00 | 221.4 | 217.41
2017-03-31 11:30 | 220.9 | 216.9
2017-03-31 12:00 | 220.76 | 216.73
2017-03-31 12:30 | 221.32 | 217.19
2017-03-31 13:00 | 218.1 | 213.51
2017-03-31 13:30 | 219.18 | 214.52
2017-03-31 14:00 | 220.35 | 215.49
2017-03-31 14:30 | 219.8 | 214.99
2017-03-31 15:00 | 220.32 | 215.36
2017-03-31 15:30 | 221.2 | 216.19
2017-03-31 16:00 | 222.52 | 217.34
2017-03-31 16:30 | 221.83 | 216.87
2017-03-31 17:00 | 219.5 | 214.63
2017-03-31 17:30 | 217.95 | 213.94
2017-03-31 18:00 | 217.72 | 213.9
2017-03-31 18:30 | 217.45 | 213.66
2017-03-31 19:00 | 216.99 | 213.33
2017-03-31 19:30 | 217.32 | 213.88
2017-03-31 20:00 | 216.67 | 213.27
2017-03-31 20:30 | 223.67 | 220.3
2017-03-31 21:00 | 244.14 | 241.58
2017-03-31 21:30 | 244.37 | 241.89
2017-03-31 22:00 | 243.2 | 240.86
2017-03-31 22:30 | 243.83 | 241.53
2017-03-31 23:00 | 243.61 | 241.28
2017-03-31 23:30 | 243.74 | 241.28
2017-04-01 | 243.82 | 241.37
2017-04-01 00:30 | 243.25 | 240.76
2017-04-01 01:00 | 243.32 | 240.77
2017-04-01 01:30 | 243.66 | 241.11
2017-04-01 02:00 | 243.65 | 241.08
2017-04-01 02:30 | 243.03 | 240.49
2017-04-01 03:00 | 244.42 | 241.1
2017-04-01 03:30 | 237.82 | 234.17
2017-04-01 04:00 | 227.77 | 224.13
2017-04-01 04:30 | 226.08 | 222.47
2017-04-01 05:00 | 229.2 | 225.29
2017-04-01 05:30 | 232.17 | 228.02
2017-04-01 06:00 | 232.76 | 228.52
2017-04-01 06:30 | 232.13 | 227.78
2017-04-01 07:00 | 231.08 | 226.89
2017-04-01 07:30 | 232.34 | 227.83
2017-04-01 08:00 | 232.83 | 228.24
2017-04-01 08:30 | 230.06 | 225.71
2017-04-01 09:00 | 227.83 | 223.88
2017-04-01 09:30 | 228.34 | 224.48
2017-04-01 10:00 | 227.4 | 223.7
2017-04-01 10:30 | 226.47 | 222.74
2017-04-01 11:00 | 226.89 | 223.07
2017-04-01 11:30 | 227.93 | 224.01
2017-04-01 12:00 | 228.69 | 224.7
2017-04-01 12:30 | 225.24 | 221.47
2017-04-01 13:00 | 224.39 | 220.36
2017-04-01 13:30 | 226.29 | 222.07
2017-04-01 14:00 | 227.29 | 223.02
2017-04-01 14:30 | 229.59 | 225.07
2017-04-01 15:00 | 233.82 | 228.68
2017-04-01 15:30 | 233.13 | 227.86
2017-04-01 16:00 | 234.65 | 229.2
2017-04-01 16:30 | 233.68 | 228.55
2017-04-01 17:00 | 234.1 | 228.91
2017-04-01 17:30 | 235.25 | 230
2017-04-01 18:00 | 234.98 | 229.77
2017-04-01 18:30 | 235.27 | 229.82
2017-04-01 19:00 | 233.96 | 228.81
2017-04-01 19:30 | 234.61 | 229.5
2017-04-01 20:00 | 235.58 | 230.45
2017-04-01 20:30 | 238.62 | 233.32
2017-04-01 21:00 | 242.84 | 237.48
2017-04-01 21:30 | 241.65 | 236.49
2017-04-01 22:00 | 241.08 | 236.02
2017-04-01 22:30 | 242.45 | 237.34
2017-04-01 23:00 | 243.74 | 238.57
2017-04-01 23:30 | 243.18 | 238.36
2017-04-02 | 241.98 | 237.47
2017-04-02 00:30 | 241.52 | 237.08
2017-04-02 01:00 | 241.18 | 236.56
2017-04-02 01:30 | 240.48 | 235.51
2017-04-02 02:00 | 240.99 | 235.95
2017-04-02 02:30 | 241.84 | 236.68
2017-04-02 03:00 | 241.81 | 236.63
2017-04-02 03:30 | 242.2 | 236.95
2017-04-02 04:00 | 242.02 | 236.8
2017-04-02 04:30 | 243.07 | 237.68
2017-04-02 05:00 | 243.01 | 237.63
2017-04-02 05:30 | 242.02 | 236.67
2017-04-02 06:00 | 243.5 | 237.84
2017-04-02 06:30 | 242.18 | 236.71
2017-04-02 07:00 | 242.44 | 236.99
2017-04-02 07:30 | 243.73 | 238.3
2017-04-02 08:00 | 260.46 | 255.43
2017-04-02 08:30 | 263.2 | 258.29
2017-04-02 09:00 | 270.16 | 265.64
2017-04-02 09:30 | 269.36 | 264.92
2017-04-02 10:00 | 271.5 | 266.73
2017-04-02 10:30 | 277.33 | 271.8
2017-04-02 11:00 | 280.21 | 274.53
2017-04-02 11:30 | 278.74 | 273.48
2017-04-02 12:00 | 273.93 | 269.12
2017-04-02 12:30 | 271.29 | 266.57
2017-04-02 13:00 | 265.32 | 260.48
2017-04-02 13:30 | 242.34 | 236.67
2017-04-02 14:00 | 237.56 | 232.51
2017-04-02 14:30 | 239.1 | 233.96
2017-04-02 15:00 | 240.36 | 235.04
2017-04-02 15:30 | 245.5 | 239.65
2017-04-02 16:00 | 248.89 | 242.58
2017-04-02 16:30 | 249.75 | 243.09
2017-04-02 17:00 | 250.52 | 243.6
2017-04-02 17:30 | 247.96 | 241.27
2017-04-02 18:00 | 246.81 | 240.21
2017-04-02 18:30 | 246.89 | 240.28
2017-04-02 19:00 | 241.81 | 236.07
2017-04-02 19:30 | 244.52 | 238.74
2017-04-02 20:00 | 246.02 | 240.04
2017-04-02 20:30 | 246.07 | 240.04
2017-04-02 21:00 | 246.18 | 240.14
2017-04-02 21:30 | 245.31 | 239.43
2017-04-02 22:00 | 245.42 | 239.5
2017-04-02 22:30 | 245.2 | 239.27
2017-04-02 23:00 | 242.87 | 237.24
2017-04-02 23:30 | 243.81 | 237.97
2017-04-03 | 243.89 | 237.79
2017-04-03 00:30 | 242.84 | 236.76
2017-04-03 01:00 | 242.88 | 236.77
2017-04-03 01:30 | 242.84 | 236.8
2017-04-03 02:00 | 242.62 | 236.75
2017-04-03 02:30 | 242.04 | 236.03
2017-04-03 03:00 | 242.63 | 236.4
2017-04-03 03:30 | 241.44 | 235.34
2017-04-03 04:00 | 243.86 | 237.65
2017-04-03 04:30 | 247.43 | 240.95
2017-04-03 05:00 | 247.23 | 240.67
2017-04-03 05:30 | 246.61 | 239.96
2017-04-03 06:00 | 244.83 | 238.34
2017-04-03 06:30 | 236.56 | 231.15
2017-04-03 07:00 | 252.11 | 247.32
2017-04-03 07:30 | 271.4 | 267.56
2017-04-03 08:00 | 270.54 | 265.73
2017-04-03 08:30 | 271.65 | 266.4
2017-04-03 09:00 | 275.28 | 269.93
2017-04-03 09:30 | 274.66 | 269.67
2017-04-03 10:00 | 273.04 | 268.44
2017-04-03 10:30 | 270.07 | 265.73
2017-04-03 11:00 | 272.12 | 267.26
2017-04-03 11:30 | 247.86 | 241.89
2017-04-03 12:00 | 241.64 | 234.81
2017-04-03 12:30 | 242.53 | 235.53
2017-04-03 13:00 | 242.56 | 235.71
2017-04-03 13:30 | 242.37 | 235.6
2017-04-03 14:00 | 243.63 | 236.68
2017-04-03 14:30 | 242.91 | 236.05
2017-04-03 15:00 | 239.01 | 232.56
2017-04-03 15:30 | 241.34 | 234.61
2017-04-03 16:00 | 244.41 | 237.42
2017-04-03 16:30 | 243.54 | 236.62
2017-04-03 17:00 | 245.05 | 237.72
2017-04-03 17:30 | 245.93 | 238.41
2017-04-03 18:00 | 246.54 | 239.05
2017-04-03 18:30 | 245.16 | 238.35
2017-04-03 19:00 | 244.05 | 237.57
2017-04-03 19:30 | 243.13 | 236.88
2017-04-03 20:00 | 243.63 | 237.44
2017-04-03 20:30 | 244.79 | 238.44
2017-04-03 21:00 | 244.64 | 238.52
2017-04-03 21:30 | 246.59 | 239.67
2017-04-03 22:00 | 246.82 | 239.76
2017-04-03 22:30 | 245.19 | 238.7
2017-04-03 23:00 | 243.29 | 237.54
2017-04-03 23:30 | 242.77 | 237.26
2017-04-04 | 242.48 | 237.01
2017-04-04 00:30 | 244.15 | 237.69
2017-04-04 01:00 | 243.91 | 237.52
2017-04-04 01:30 | 243.34 | 237.13
2017-04-04 02:00 | 242.03 | 236.01
2017-04-04 02:30 | 242.09 | 235.97
2017-04-04 03:00 | 242.99 | 236.63
2017-04-04 03:30 | 244.24 | 237.81
2017-04-04 04:00 | 243.89 | 237.5
2017-04-04 04:30 | 243.82 | 237.41
2017-04-04 05:00 | 240.93 | 234.72
2017-04-04 05:30 | 241.49 | 235.06
2017-04-04 06:00 | 241.17 | 234.55
2017-04-04 06:30 | 239 | 232.66
2017-04-04 07:00 | 235.27 | 229.46
2017-04-04 07:30 | 235.59 | 229.96
2017-04-04 08:00 | 236.4 | 230.95
2017-04-04 08:30 | 233.33 | 228.47
2017-04-04 09:00 | 234.61 | 229.42
2017-04-04 09:30 | 238.11 | 232.67
2017-04-04 10:00 | 238.57 | 233.13
2017-04-04 10:30 | 240.59 | 234.93
2017-04-04 11:00 | 239.37 | 233.92
2017-04-04 11:30 | 235.8 | 230.61
2017-04-04 12:00 | 235.1 | 229.89
2017-04-04 12:30 | 238.82 | 233.13
2017-04-04 13:00 | 242.07 | 235.86
2017-04-04 13:30 | 239.17 | 233.27
2017-04-04 14:00 | 235.75 | 230.28
2017-04-04 14:30 | 239.11 | 233.18
2017-04-04 15:00 | 237.47 | 231.81
2017-04-04 15:30 | 240.12 | 233.97
2017-04-04 16:00 | 247.44 | 240.18
2017-04-04 16:30 | 243.62 | 236.86
2017-04-04 17:00 | 241.69 | 235.06
2017-04-04 17:30 | 240.56 | 234.05
2017-04-04 18:00 | 235.52 | 229.53
2017-04-04 18:30 | 233.09 | 227.44
2017-04-04 19:00 | 232.43 | 226.84
2017-04-04 19:30 | 233.13 | 227.84
2017-04-04 20:00 | 235.29 | 229.55
2017-04-04 20:30 | 229.98 | 224.99
2017-04-04 21:00 | 223.34 | 218.9
2017-04-04 21:30 | 230.12 | 225.01
2017-04-04 22:00 | 231.72 | 226.5
2017-04-04 22:30 | 231.57 | 226.6
2017-04-04 23:00 | 232.57 | 227.81
2017-04-04 23:30 | 233.13 | 228.4
2017-04-05 | 233.05 | 228.48
2017-04-05 00:30 | 232.72 | 228.13
2017-04-05 01:00 | 232.32 | 227.35
2017-04-05 01:30 | 233.87 | 228.64
2017-04-05 02:00 | 230.76 | 225.96
2017-04-05 02:30 | 227.14 | 222.66
2017-04-05 03:00 | 226.97 | 222.41
2017-04-05 03:30 | 225.97 | 221.78
2017-04-05 04:00 | 225.62 | 221.39
2017-04-05 04:30 | 221.15 | 216.51
2017-04-05 05:00 | 220.77 | 216.08
2017-04-05 05:30 | 220.12 | 215.44
2017-04-05 06:00 | 220.4 | 215.41
2017-04-05 06:30 | 224.23 | 218.89
2017-04-05 07:00 | 230.79 | 226.24
2017-04-05 07:30 | 236.07 | 231.89
2017-04-05 08:00 | 227.5 | 223.49
2017-04-05 08:30 | 228.05 | 223.96
2017-04-05 09:00 | 228.31 | 224.27
2017-04-05 09:30 | 229.24 | 225.24
2017-04-05 10:00 | 224.53 | 220.73
2017-04-05 10:30 | 221.4 | 217.3
2017-04-05 11:00 | 222.69 | 218.33
2017-04-05 11:30 | 223.62 | 219.13
2017-04-05 12:00 | 227.82 | 222.6
2017-04-05 12:30 | 229.92 | 224.4
2017-04-05 13:00 | 230.79 | 225.23
2017-04-05 13:30 | 230.62 | 224.88
2017-04-05 14:00 | 226.69 | 221.14
2017-04-05 14:30 | 227.91 | 222.47
2017-04-05 15:00 | 228.57 | 223.08
2017-04-05 15:30 | 231.06 | 225.37
2017-04-05 16:00 | 233.49 | 227.59
2017-04-05 16:30 | 233.74 | 227.71
2017-04-05 17:00 | 232.68 | 226.54
2017-04-05 17:30 | 231.96 | 226.04
2017-04-05 18:00 | 231.15 | 225.32
2017-04-05 18:30 | 229.08 | 223.3
2017-04-05 19:00 | 229.79 | 224.18
2017-04-05 19:30 | 229.56 | 224.2
2017-04-05 20:00 | 231.53 | 225.88
2017-04-05 20:30 | 233.71 | 227.78
2017-04-05 21:00 | 232.62 | 226.98
2017-04-05 21:30 | 233.23 | 227.7
2017-04-05 22:00 | 232.94 | 227.48
2017-04-05 22:30 | 230.39 | 225.11
2017-04-05 23:00 | 233.26 | 228.04
2017-04-05 23:30 | 236.9 | 231.7
2017-04-06 | 236.78 | 231.79
2017-04-06 00:30 | 235.42 | 230.47
2017-04-06 01:00 | 237.85 | 231.74
2017-04-06 01:30 | 237.35 | 231.28
2017-04-06 02:00 | 237.13 | 231.07
2017-04-06 02:30 | 236.59 | 230.48
2017-04-06 03:00 | 237.33 | 231.08
2017-04-06 03:30 | 237.15 | 230.83
2017-04-06 04:00 | 237.76 | 231.42
2017-04-06 04:30 | 239.27 | 232.89
2017-04-06 05:00 | 239.74 | 233.17
2017-04-06 05:30 | 239.05 | 232.46
2017-04-06 06:00 | 239.5 | 233.35
2017-04-06 06:30 | 236.86 | 231.17
2017-04-06 07:00 | 235.91 | 229.95
2017-04-06 07:30 | 237.48 | 231.08
2017-04-06 08:00 | 237.4 | 231.71
2017-04-06 08:30 | 237.12 | 231.71
2017-04-06 09:00 | 237.35 | 232.1
2017-04-06 09:30 | 235.5 | 230.62
2017-04-06 10:00 | 236.65 | 231.58
2017-04-06 10:30 | 238.1 | 232.91
2017-04-06 11:00 | 238.41 | 233.29
2017-04-06 11:30 | 237.03 | 232.3
2017-04-06 12:00 | 231.57 | 226.59
2017-04-06 12:30 | 229.82 | 224.96
2017-04-06 13:00 | 230.33 | 225.25
2017-04-06 13:30 | 228.57 | 223.47
2017-04-06 14:00 | 224.22 | 219.65
2017-04-06 14:30 | 223.48 | 219.01
2017-04-06 15:00 | 221.41 | 217.22
2017-04-06 15:30 | 220.6 | 216.46
2017-04-06 16:00 | 216.45 | 212.64
2017-04-06 16:30 | 216.61 | 212.85
2017-04-06 17:00 | 218.4 | 214.43
2017-04-06 17:30 | 218.27 | 214.31
2017-04-06 18:00 | 218 | 213.98
2017-04-06 18:30 | 217.32 | 213.31
2017-04-06 19:00 | 217.18 | 213.33
2017-04-06 19:30 | 217.73 | 213.88
2017-04-06 20:00 | 220.71 | 216.47
2017-04-06 20:30 | 220.64 | 216.51
2017-04-06 21:00 | 221.78 | 217.54
2017-04-06 21:30 | 221.48 | 217.39
2017-04-06 22:00 | 221.23 | 217.32
2017-04-06 22:30 | 219.84 | 216.19
2017-04-06 23:00 | 219.64 | 216.17
2017-04-06 23:30 | 220.36 | 216.86
2017-04-07 | 224.5 | 220.42
2017-04-07 00:30 | 225.05 | 220.84
2017-04-07 01:00 | 226.09 | 221.84
2017-04-07 01:30 | 225.19 | 221.19
2017-04-07 02:00 | 232.34 | 227.58
2017-04-07 02:30 | 236.72 | 230.8
2017-04-07 03:00 | 236.09 | 230.04
2017-04-07 03:30 | 238.2 | 230.93
2017-04-07 04:00 | 238.31 | 230.84
2017-04-07 04:30 | 239.44 | 231.82
2017-04-07 05:00 | 240.2 | 233.19
2017-04-07 05:30 | 240.21 | 234.52
2017-04-07 06:00 | 240.01 | 234.78
2017-04-07 06:30 | 241.34 | 236.65
2017-04-07 07:00 | 242.27 | 238.28
2017-04-07 07:30 | 244.13 | 240.21
2017-04-07 08:00 | 244.81 | 241.01
2017-04-07 08:30 | 244.88 | 241.16
2017-04-07 09:00 | 245.8 | 242.07
2017-04-07 09:30 | 243.81 | 240.43
2017-04-07 10:00 | 246.87 | 243.14
2017-04-07 10:30 | 246.56 | 242.91
2017-04-07 11:00 | 244.63 | 241.15
2017-04-07 11:30 | 246.81 | 242.07
2017-04-07 12:00 | 248.65 | 242.84
2017-04-07 12:30 | 247.77 | 242.2
2017-04-07 13:00 | 247.35 | 241.86
2017-04-07 13:30 | 248.37 | 242.85
2017-04-07 14:00 | 251.13 | 245.13
2017-04-07 14:30 | 248.7 | 243.12
2017-04-07 15:00 | 244.08 | 240.04
2017-04-07 15:30 | 243.73 | 239.8
2017-04-07 16:00 | 245.58 | 241.61
2017-04-07 16:30 | 245.11 | 241.06
2017-04-07 17:00 | 243.24 | 239.49
2017-04-07 17:30 | 243.28 | 239.53
2017-04-07 18:00 | 244.26 | 240.35
2017-04-07 18:30 | 248.7 | 244.21
2017-04-07 19:00 | 249.58 | 245.07
2017-04-07 19:30 | 248.26 | 244.04
2017-04-07 20:00 | 249.63 | 245.34
2017-04-07 20:30 | 249.88 | 245.59
2017-04-07 21:00 | 250.09 | 245.23
2017-04-07 21:30 | 250.48 | 245.63
2017-04-07 22:00 | 252.29 | 246.54
2017-04-07 22:30 | 253.2 | 247.05
2017-04-07 23:00 | 254.24 | 246.48
2017-04-07 23:30 | 254.54 | 247.6
2017-04-08 | 254.11 | 247.46
2017-04-08 00:30 | 253.04 | 246.39
2017-04-08 01:00 | 250.67 | 244.32
2017-04-08 01:30 | 251.7 | 245.09
2017-04-08 02:00 | 251.61 | 244.11
2017-04-08 02:30 | 250.5 | 243.07
2017-04-08 03:00 | 250.86 | 243.23
2017-04-08 03:30 | 251.89 | 244.08
2017-04-08 04:00 | 254.32 | 245.54
2017-04-08 04:30 | 254.03 | 245.12
2017-04-08 05:00 | 253.14 | 244.36
2017-04-08 05:30 | 257.13 | 247.61
2017-04-08 06:00 | 256.96 | 247.46
2017-04-08 06:30 | 252.76 | 243.68
2017-04-08 07:00 | 252.76 | 244.02
2017-04-08 07:30 | 252.73 | 244.78
2017-04-08 08:00 | 253.3 | 246.75
2017-04-08 08:30 | 253.44 | 246.88
2017-04-08 09:00 | 252.5 | 246.19
2017-04-08 09:30 | 256.4 | 249.41
2017-04-08 10:00 | 256.73 | 249.33
2017-04-08 10:30 | 257.02 | 249.71
2017-04-08 11:00 | 255.06 | 248.26
2017-04-08 11:30 | 247.08 | 241.3
2017-04-08 12:00 | 253.6 | 246.99
2017-04-08 12:30 | 255.83 | 248.96
2017-04-08 13:00 | 254.52 | 247.89
2017-04-08 13:30 | 252.4 | 246.15
2017-04-08 14:00 | 255.29 | 248.67
2017-04-08 14:30 | 256.01 | 249.27
2017-04-08 15:00 | 252.66 | 246.3
2017-04-08 15:30 | 251.13 | 244.69
2017-04-08 16:00 | 249.85 | 243.52
2017-04-08 16:30 | 250.38 | 243.97
2017-04-08 17:00 | 252.54 | 245.68
2017-04-08 17:30 | 254.57 | 247.89
2017-04-08 18:00 | 255.01 | 248.77
2017-04-08 18:30 | 254.9 | 248.6
2017-04-08 19:00 | 254.7 | 248.49
2017-04-08 19:30 | 254.74 | 248.62
2017-04-08 20:00 | 255.22 | 248.92
2017-04-08 20:30 | 255.51 | 249.23
2017-04-08 21:00 | 254.41 | 248.49
2017-04-08 21:30 | 252.82 | 246.34
2017-04-08 22:00 | 251.79 | 245.37
2017-04-08 22:30 | 251.56 | 245.04
2017-04-08 23:00 | 252.57 | 245.86
2017-04-08 23:30 | 252.63 | 246.04
2017-04-09 | 254.46 | 247.65
2017-04-09 00:30 | 253.23 | 246.66
2017-04-09 01:00 | 251.95 | 245.52
2017-04-09 01:30 | 254.01 | 247.35
2017-04-09 02:00 | 254.76 | 247.17
2017-04-09 02:30 | 253.45 | 245.95
2017-04-09 03:00 | 254.02 | 246.28
2017-04-09 03:30 | 254.73 | 246.92
2017-04-09 04:00 | 246.02 | 239.49
2017-04-09 04:30 | 245.63 | 239.17
2017-04-09 05:00 | 255.2 | 247.33
2017-04-09 05:30 | 254.2 | 246.33
2017-04-09 06:00 | 253.79 | 245.93
2017-04-09 06:30 | 248.84 | 241.78
2017-04-09 07:00 | 249.03 | 242.14
2017-04-09 07:30 | 247.64 | 241.5
2017-04-09 08:00 | 247.89 | 241.64
2017-04-09 08:30 | 248.13 | 241.68
2017-04-09 09:00 | 248.23 | 241.02
2017-04-09 09:30 | 246.53 | 239.83
2017-04-09 10:00 | 249.1 | 241.98
2017-04-09 10:30 | 253.9 | 246.06
2017-04-09 11:00 | 254.23 | 246.36
2017-04-09 11:30 | 253.73 | 245.94
2017-04-09 12:00 | 253.76 | 245.97
2017-04-09 12:30 | 253.83 | 245.96
2017-04-09 13:00 | 253.71 | 246.14
2017-04-09 13:30 | 249.03 | 242.22
2017-04-09 14:00 | 249.5 | 242.57
2017-04-09 14:30 | 251.56 | 244.34
2017-04-09 15:00 | 244.05 | 237.97
2017-04-09 15:30 | 246.99 | 240.34
2017-04-09 16:00 | 253.38 | 245.74
2017-04-09 16:30 | 253.14 | 245.56
2017-04-09 17:00 | 253.56 | 245.96
2017-04-09 17:30 | 253.53 | 246.34
2017-04-09 18:00 | 252.66 | 246.19
2017-04-09 18:30 | 252.5 | 246.06
2017-04-09 19:00 | 251.89 | 245.81
2017-04-09 19:30 | 250.54 | 244.92
2017-04-09 20:00 | 243.67 | 238.99
2017-04-09 20:30 | 243.01 | 238.42
2017-04-09 21:00 | 246.23 | 241.37
2017-04-09 21:30 | 242.11 | 237.8
2017-04-09 22:00 | 242.57 | 238.1
2017-04-09 22:30 | 250.35 | 245.04
2017-04-09 23:00 | 251.26 | 245.98
2017-04-09 23:30 | 249.36 | 244.37
2017-04-10 | 251.7 | 245.28
2017-04-10 00:30 | 253.12 | 245.92
2017-04-10 01:00 | 253.42 | 246.32
2017-04-10 01:30 | 249.68 | 243.27
2017-04-10 02:00 | 251.02 | 244.41
2017-04-10 02:30 | 253.69 | 246.55
2017-04-10 03:00 | 254.35 | 246.92
2017-04-10 03:30 | 253.53 | 246.18
2017-04-10 04:00 | 253.06 | 245.79
2017-04-10 04:30 | 251.05 | 244.08
2017-04-10 05:00 | 250.98 | 243.95
2017-04-10 05:30 | 250.79 | 243.75
2017-04-10 06:00 | 250.63 | 244.01
2017-04-10 06:30 | 249.72 | 243.82
2017-04-10 07:00 | 249.28 | 243.37
2017-04-10 07:30 | 249.72 | 243.66
2017-04-10 08:00 | 248.94 | 242.79
2017-04-10 08:30 | 249.4 | 242.91
2017-04-10 09:00 | 249.34 | 242.95
2017-04-10 09:30 | 252.02 | 245.49
2017-04-10 10:00 | 248.95 | 242.58
2017-04-10 10:30 | 247.44 | 241.29
2017-04-10 11:00 | 247.5 | 241.38
2017-04-10 11:30 | 248.39 | 242.14
2017-04-10 12:00 | 248.6 | 242.29
2017-04-10 12:30 | 250.37 | 243.86
2017-04-10 13:00 | 246.57 | 241.1
2017-04-10 13:30 | 240.34 | 235.59
2017-04-10 14:00 | 243.45 | 238.95
2017-04-10 14:30 | 244.32 | 238.91
2017-04-10 15:00 | 242.76 | 237.58
2017-04-10 15:30 | 247.15 | 241.47
2017-04-10 16:00 | 250.81 | 244.54
2017-04-10 16:30 | 253.62 | 246.98
2017-04-10 17:00 | 253.89 | 247.26
2017-04-10 17:30 | 277.86 | 272.52
2017-04-10 18:00 | 258.17 | 252.09
2017-04-10 18:30 | 244.18 | 238.83
2017-04-10 19:00 | 246.2 | 240.6
2017-04-10 19:30 | 251.69 | 245.5
2017-04-10 20:00 | 249.42 | 243.52
2017-04-10 20:30 | 249.9 | 243.94
2017-04-10 21:00 | 247.6 | 242.12
2017-04-10 21:30 | 248.1 | 242.66
2017-04-10 22:00 | 255.07 | 249.01
2017-04-10 22:30 | 253.58 | 247.85
2017-04-10 23:00 | 250.43 | 244.1
2017-04-10 23:30 | 247.93 | 242.05
2017-04-11 | 246.97 | 241.28
2017-04-11 00:30 | 246.65 | 241.08
2017-04-11 01:00 | 245.82 | 240.43
2017-04-11 01:30 | 245.18 | 239.88
2017-04-11 02:00 | 244.77 | 239.55
2017-04-11 02:30 | 245.08 | 239.81
2017-04-11 03:00 | 245.28 | 239.81
2017-04-11 03:30 | 244.58 | 239.11
2017-04-11 04:00 | 245.91 | 239.23
2017-04-11 04:30 | 249.8 | 242.83
2017-04-11 05:00 | 267.77 | 262.01
2017-04-11 05:30 | 274.17 | 270.05
2017-04-11 06:00 | 276.06 | 272.6
2017-04-11 06:30 | 276.68 | 273.41
2017-04-11 07:00 | 277.06 | 273.86
2017-04-11 07:30 | 277.9 | 274.52
2017-04-11 08:00 | 277.41 | 274
2017-04-11 08:30 | 264.25 | 260.52
2017-04-11 09:00 | 238.7 | 234.19
2017-04-11 09:30 | 235.81 | 231.78
2017-04-11 10:00 | 234.82 | 230.88
2017-04-11 10:30 | 234.92 | 230.97
2017-04-11 11:00 | 233.95 | 230.32
2017-04-11 11:30 | 233.63 | 230.36
2017-04-11 12:00 | 232.76 | 229.52
2017-04-11 12:30 | 233.17 | 229.9
2017-04-11 13:00 | 233.06 | 229.8
2017-04-11 13:30 | 232.78 | 229.5
2017-04-11 14:00 | 232.8 | 229.48
2017-04-11 14:30 | 232.73 | 229.39
2017-04-11 15:00 | 234.68 | 231.16
2017-04-11 15:30 | 235.67 | 231.93
2017-04-11 16:00 | 234.16 | 230.51
2017-04-11 16:30 | 233.23 | 229.63
2017-04-11 17:00 | 234.26 | 230.68
2017-04-11 17:30 | 234.18 | 230.72
2017-04-11 18:00 | 233.62 | 230.39
2017-04-11 18:30 | 233.91 | 230.45
2017-04-11 19:00 | 233.59 | 229.54
2017-04-11 19:30 | 252.66 | 249.1
2017-04-11 20:00 | 267.86 | 264.91
2017-04-11 20:30 | 268.36 | 265.36
2017-04-11 21:00 | 274.28 | 270.91
2017-04-11 21:30 | 273.86 | 270.58
2017-04-11 22:00 | 268.97 | 265.73
2017-04-11 22:30 | 266.88 | 263.61
2017-04-11 23:00 | 268.27 | 264.87
2017-04-11 23:30 | 268.65 | 265.26
2017-04-12 | 250.59 | 246.58
2017-04-12 00:30 | 232.64 | 227.64
2017-04-12 01:00 | 233.34 | 227.55
2017-04-12 01:30 | 232.85 | 228.15
2017-04-12 02:00 | 231.86 | 227.6
2017-04-12 02:30 | 231.79 | 227.49
2017-04-12 03:00 | 232.1 | 227.83
2017-04-12 03:30 | 241.36 | 237.4
2017-04-12 04:00 | 238.47 | 234.76
2017-04-12 04:30 | 236.78 | 233.26
2017-04-12 05:00 | 236.52 | 233.02
2017-04-12 05:30 | 236.9 | 233.28
2017-04-12 06:00 | 237.18 | 233.44
2017-04-12 06:30 | 237.43 | 233.04
2017-04-12 07:00 | 235.93 | 232.11
2017-04-12 07:30 | 234.89 | 232.23
2017-04-12 08:00 | 234.49 | 231.7
2017-04-12 08:30 | 225.87 | 222.73
2017-04-12 09:00 | 224.86 | 221.83
2017-04-12 09:30 | 224.19 | 221.43
2017-04-12 10:00 | 223.93 | 221.28
2017-04-12 10:30 | 223.88 | 221.18
2017-04-12 11:00 | 222.27 | 219.63
2017-04-12 11:30 | 222.36 | 219.66
2017-04-12 12:00 | 223.14 | 220.3
2017-04-12 12:30 | 222.03 | 219.21
2017-04-12 13:00 | 221.39 | 218.53
2017-04-12 13:30 | 221.85 | 218.9
2017-04-12 14:00 | 225.14 | 221.64
2017-04-12 14:30 | 226.91 | 222.9
2017-04-12 15:00 | 228.01 | 223.49
2017-04-12 15:30 | 227.64 | 223.23
2017-04-12 16:00 | 226.89 | 222.43
2017-04-12 16:30 | 224.6 | 219.98
2017-04-12 17:00 | 227.58 | 222.97
2017-04-12 17:30 | 223.32 | 218.87
2017-04-12 18:00 | 228.14 | 223.71
2017-04-12 18:30 | 228.14 | 223.83
2017-04-12 19:00 | 229.77 | 225.32
2017-04-12 19:30 | 228.67 | 224.38
2017-04-12 20:00 | 229.58 | 225.3
2017-04-12 20:30 | 229.8 | 225.6
2017-04-12 21:00 | 224.49 | 220.78
2017-04-12 21:30 | 225.2 | 220.86
2017-04-12 22:00 | 225.8 | 221.35
2017-04-12 22:30 | 224.6 | 220.31
2017-04-12 23:00 | 225.01 | 220.76
2017-04-12 23:30 | 228.07 | 223.54
2017-04-13 | 226.78 | 222.41
2017-04-13 00:30 | 227.29 | 222.88
2017-04-13 01:00 | 227.62 | 223.12
2017-04-13 01:30 | 227.01 | 222.08
2017-04-13 02:00 | 227.29 | 221.91
2017-04-13 02:30 | 227.14 | 221.6
2017-04-13 03:00 | 228.52 | 222.73
2017-04-13 03:30 | 229.79 | 223.91
2017-04-13 04:00 | 230.8 | 224.87
2017-04-13 04:30 | 231.73 | 225.73
2017-04-13 05:00 | 232.21 | 226.09
2017-04-13 05:30 | 233 | 226.62
2017-04-13 06:00 | 233.56 | 226.97
2017-04-13 06:30 | 231.83 | 225.38
2017-04-13 07:00 | 230.26 | 225.03
2017-04-13 07:30 | 232.08 | 226.52
2017-04-13 08:00 | 231.92 | 226.05
2017-04-13 08:30 | 230.3 | 224.69
2017-04-13 09:00 | 230.92 | 225.09
2017-04-13 09:30 | 231.17 | 225.51
2017-04-13 10:00 | 230.58 | 224.95
2017-04-13 10:30 | 230.42 | 224.69
2017-04-13 11:00 | 230.73 | 224.85
2017-04-13 11:30 | 231.15 | 225.12
2017-04-13 12:00 | 232.72 | 226.16
2017-04-13 12:30 | 233.52 | 226.56
2017-04-13 13:00 | 233.57 | 226.58
2017-04-13 13:30 | 233.44 | 226.46
2017-04-13 14:00 | 229.66 | 223.15
2017-04-13 14:30 | 226.3 | 220.18
2017-04-13 15:00 | 224.83 | 219.31
2017-04-13 15:30 | 225.29 | 220.63
2017-04-13 16:00 | 227.89 | 222.98
2017-04-13 16:30 | 226.89 | 222.11
2017-04-13 17:00 | 228.61 | 223.61
2017-04-13 17:30 | 230 | 224.67
2017-04-13 18:00 | 229.97 | 224.6
2017-04-13 18:30 | 228.46 | 223.36
2017-04-13 19:00 | 229.11 | 224.05
2017-04-13 19:30 | 228.58 | 223.61
2017-04-13 20:00 | 228.34 | 223.18
2017-04-13 20:30 | 227.37 | 222.31
2017-04-13 21:00 | 228.62 | 223.46
2017-04-13 21:30 | 227.38 | 222.51
2017-04-13 22:00 | 227.6 | 222.74
2017-04-13 22:30 | 226.76 | 222.39
2017-04-13 23:00 | 225.71 | 221.58
2017-04-13 23:30 | 227.08 | 222.54
2017-04-14 | 229.22 | 224.18
2017-04-14 00:30 | 232.17 | 227.41
2017-04-14 01:00 | 230.79 | 226.33
2017-04-14 01:30 | 230.45 | 225.95
2017-04-14 02:00 | 230.05 | 225.65
2017-04-14 02:30 | 229.69 | 225.19
2017-04-14 03:00 | 227.97 | 223.52
2017-04-14 03:30 | 229.08 | 224.57
2017-04-14 04:00 | 229.63 | 225.05
2017-04-14 04:30 | 229.97 | 225.38
2017-04-14 05:00 | 230.76 | 226.1
2017-04-14 05:30 | 232.04 | 227.23
2017-04-14 06:00 | 231.45 | 226.56
2017-04-14 06:30 | 228.99 | 224.23
2017-04-14 07:00 | 226.44 | 221.94
2017-04-14 07:30 | 227.32 | 222.6
2017-04-14 08:00 | 228.39 | 223.36
2017-04-14 08:30 | 229.63 | 224.46
2017-04-14 09:00 | 232.07 | 226.67
2017-04-14 09:30 | 263.06 | 259.01
2017-04-14 10:00 | 258.73 | 255.09
2017-04-14 10:30 | 258.66 | 255.04
2017-04-14 11:00 | 260.44 | 256.58
2017-04-14 11:30 | 261.68 | 257.63
2017-04-14 12:00 | 261.69 | 257.58
2017-04-14 12:30 | 261.44 | 257.4
2017-04-14 13:00 | 261.77 | 257.64
2017-04-14 13:30 | 260.87 | 256.64
2017-04-14 14:00 | 260.31 | 256.21
2017-04-14 14:30 | 260.42 | 256.24
2017-04-14 15:00 | 261.95 | 257.63
2017-04-14 15:30 | 264.06 | 259.59
2017-04-14 16:00 | 262.91 | 258.28
2017-04-14 16:30 | 264.08 | 259.17
2017-04-14 17:00 | 267.65 | 262.75
2017-04-14 17:30 | 271.5 | 266.6
2017-04-14 18:00 | 271.76 | 267.02
2017-04-14 18:30 | 271.49 | 267.09
2017-04-14 19:00 | 271.01 | 266.77
2017-04-14 19:30 | 271.22 | 267.03
2017-04-14 20:00 | 271.31 | 267.14
2017-04-14 20:30 | 270.48 | 266.45
2017-04-14 21:00 | 270.96 | 267
2017-04-14 21:30 | 271.11 | 266.86
2017-04-14 22:00 | 271.22 | 266.96
2017-04-14 22:30 | 272.43 | 268.13
2017-04-14 23:00 | 272.7 | 268.54
2017-04-14 23:30 | 272.61 | 268.53
2017-04-15 | 272.92 | 268.74
2017-04-15 00:30 | 272.41 | 267.67
2017-04-15 01:00 | 269.16 | 264.48
2017-04-15 01:30 | 237.24 | 231.32
2017-04-15 02:00 | 236.92 | 230.91
2017-04-15 02:30 | 237.11 | 231.04
2017-04-15 03:00 | 237.45 | 231.21
2017-04-15 03:30 | 238.06 | 231.74
2017-04-15 04:00 | 237.91 | 231.57
2017-04-15 04:30 | 238.69 | 232.26
2017-04-15 05:00 | 238.37 | 232
2017-04-15 05:30 | 237.22 | 230.97
2017-04-15 06:00 | 235.93 | 229.78
2017-04-15 06:30 | 231.32 | 224.78
2017-04-15 07:00 | 229.27 | 222.79
2017-04-15 07:30 | 229.34 | 222.79
2017-04-15 08:00 | 230.1 | 223.63
2017-04-15 08:30 | 230.31 | 223.78
2017-04-15 09:00 | 233.14 | 226.55
2017-04-15 09:30 | 265.29 | 260.23
2017-04-15 10:00 | 264.21 | 259.11
2017-04-15 10:30 | 263.41 | 258.34
2017-04-15 11:00 | 263.21 | 258.06
2017-04-15 11:30 | 263.18 | 258.02
2017-04-15 12:00 | 262.94 | 257.59
2017-04-15 12:30 | 263.61 | 258.3
2017-04-15 13:00 | 264.85 | 259.29
2017-04-15 13:30 | 266.45 | 260.62
2017-04-15 14:00 | 266.87 | 260.94
2017-04-15 14:30 | 267 | 261.11
2017-04-15 15:00 | 266.49 | 260.62
2017-04-15 15:30 | 266.21 | 260.35
2017-04-15 16:00 | 264 | 258.55
2017-04-15 16:30 | 266.1 | 260.51
2017-04-15 17:00 | 266.81 | 261.17
2017-04-15 17:30 | 266.86 | 261.35
2017-04-15 18:00 | 268.16 | 262.48
2017-04-15 18:30 | 263.16 | 257.55
2017-04-15 19:00 | 235.22 | 228.42
2017-04-15 19:30 | 233.81 | 227.15
2017-04-15 20:00 | 236.15 | 229.08
2017-04-15 20:30 | 236.23 | 229.16
2017-04-15 21:00 | 236.52 | 229.49
2017-04-15 21:30 | 239.87 | 232.21
2017-04-15 22:00 | 239.03 | 231.56
2017-04-15 22:30 | 240.54 | 232.98
2017-04-15 23:00 | 239.68 | 232.42
2017-04-15 23:30 | 239.69 | 232.55
2017-04-16 | 240.2 | 233.04
2017-04-16 00:30 | 239.29 | 232.25
2017-04-16 01:00 | 238.79 | 231.84
2017-04-16 01:30 | 239.12 | 232.11
2017-04-16 02:00 | 240.23 | 233.19
2017-04-16 02:30 | 239.7 | 232.69
2017-04-16 03:00 | 235.11 | 228.5
2017-04-16 03:30 | 238.99 | 231.92
2017-04-16 04:00 | 240.84 | 233.49
2017-04-16 04:30 | 241.76 | 234.33
2017-04-16 05:00 | 240.7 | 233.36
2017-04-16 05:30 | 240.83 | 233.39
2017-04-16 06:00 | 238.26 | 231.19
2017-04-16 06:30 | 238.52 | 231.37
2017-04-16 07:00 | 240.39 | 233.09
2017-04-16 07:30 | 243.15 | 235.62
2017-04-16 08:00 | 243.09 | 235.46
2017-04-16 08:30 | 244.36 | 236.59
2017-04-16 09:00 | 244.82 | 237.05
2017-04-16 09:30 | 246.15 | 238.31
2017-04-16 10:00 | 245.86 | 238.07
2017-04-16 10:30 | 244.92 | 237.3
2017-04-16 11:00 | 244.34 | 236.86
2017-04-16 11:30 | 244.78 | 237.29
2017-04-16 12:00 | 245.38 | 237.78
2017-04-16 12:30 | 243.03 | 235.74
2017-04-16 13:00 | 242.24 | 234.92
2017-04-16 13:30 | 238.76 | 231.79
2017-04-16 14:00 | 237.22 | 230.4
2017-04-16 14:30 | 235.67 | 229.08
2017-04-16 15:00 | 234.99 | 228.72
2017-04-16 15:30 | 234.51 | 228.15
2017-04-16 16:00 | 234.3 | 227.86
2017-04-16 16:30 | 234.17 | 227.43
2017-04-16 17:00 | 236.18 | 229.17
2017-04-16 17:30 | 239.29 | 231.56
2017-04-16 18:00 | 241.68 | 233.47
2017-04-16 18:30 | 240.25 | 232.24
2017-04-16 19:00 | 239.37 | 231.48
2017-04-16 19:30 | 240.79 | 232.82
2017-04-16 20:00 | 241.3 | 233.19
2017-04-16 20:30 | 241.81 | 233.64
2017-04-16 21:00 | 240.83 | 232.92
2017-04-16 21:30 | 241.05 | 233.05
2017-04-16 22:00 | 242.15 | 234.14
2017-04-16 22:30 | 240.67 | 232.94
2017-04-16 23:00 | 238.66 | 231.62
2017-04-16 23:30 | 239.53 | 232.44
2017-04-17 | 239.55 | 232.64
2017-04-17 00:30 | 239.74 | 232.94
2017-04-17 01:00 | 238.91 | 232.27
2017-04-17 01:30 | 238.3 | 231.66
2017-04-17 02:00 | 238.44 | 231.89
2017-04-17 02:30 | 238.53 | 231.3
2017-04-17 03:00 | 238.92 | 231.2
2017-04-17 03:30 | 239.33 | 231.58
2017-04-17 04:00 | 239.75 | 231.97
2017-04-17 04:30 | 240.16 | 232.3
2017-04-17 05:00 | 240.1 | 232.22
2017-04-17 05:30 | 239.19 | 231.42
2017-04-17 06:00 | 240.48 | 232.58
2017-04-17 06:30 | 239.77 | 231.97
2017-04-17 07:00 | 240.02 | 231.94
2017-04-17 07:30 | 240 | 232.76
2017-04-17 08:00 | 238.11 | 233.26
2017-04-17 08:30 | 240.48 | 235.93
2017-04-17 09:00 | 241.84 | 237.35
2017-04-17 09:30 | 242.6 | 238.07
2017-04-17 10:00 | 243.06 | 238.6
2017-04-17 10:30 | 243.42 | 238.99
2017-04-17 11:00 | 244.04 | 239.55
2017-04-17 11:30 | 243.19 | 238.11
2017-04-17 12:00 | 245.17 | 240.02
2017-04-17 12:30 | 245.82 | 240.66
2017-04-17 13:00 | 245.9 | 240.64
2017-04-17 13:30 | 245.12 | 239.75
2017-04-17 14:00 | 245.83 | 240.38
2017-04-17 14:30 | 245.44 | 240.38
2017-04-17 15:00 | 246.12 | 240.92
2017-04-17 15:30 | 246.28 | 241.13
2017-04-17 16:00 | 245.72 | 240.72
2017-04-17 16:30 | 245.58 | 240.64
2017-04-17 17:00 | 245.38 | 240.44
2017-04-17 17:30 | 245.59 | 240.64
2017-04-17 18:00 | 246.57 | 241.5
2017-04-17 18:30 | 247.25 | 241.92
2017-04-17 19:00 | 246.88 | 241.63
2017-04-17 19:30 | 246.51 | 241.26
2017-04-17 20:00 | 246.77 | 241.5
2017-04-17 20:30 | 247.12 | 241.87
2017-04-17 21:00 | 246.79 | 241.67
2017-04-17 21:30 | 246.7 | 241.66
2017-04-17 22:00 | 247 | 241.92
2017-04-17 22:30 | 246.47 | 241.6
2017-04-17 23:00 | 246.48 | 241.75
2017-04-17 23:30 | 246.59 | 241.87
2017-04-18 | 246.64 | 241.97
2017-04-18 00:30 | 251.68 | 246.99
2017-04-18 01:00 | 255.72 | 250.83
2017-04-18 01:30 | 255.68 | 250.89
2017-04-18 02:00 | 254.3 | 249.63
2017-04-18 02:30 | 254.2 | 249.48
2017-04-18 03:00 | 255.92 | 250.85
2017-04-18 03:30 | 256.54 | 251.41
2017-04-18 04:00 | 253.81 | 248.49
2017-04-18 04:30 | 252.55 | 247.13
2017-04-18 05:00 | 252.73 | 247.31
2017-04-18 05:30 | 252.66 | 247.18
2017-04-18 06:00 | 252.29 | 246.72
2017-04-18 06:30 | 252.39 | 246.6
2017-04-18 07:00 | 252.76 | 246.76
2017-04-18 07:30 | 249.87 | 244.06
2017-04-18 08:00 | 249.14 | 243.96
2017-04-18 08:30 | 249.11 | 243.99
2017-04-18 09:00 | 277.12 | 273.17
2017-04-18 09:30 | 285.78 | 283.06
2017-04-18 10:00 | 285.72 | 283.01
2017-04-18 10:30 | 285.26 | 282.58
2017-04-18 11:00 | 284.83 | 282.19
2017-04-18 11:30 | 283.45 | 280.78
2017-04-18 12:00 | 284.6 | 281.84
2017-04-18 12:30 | 284.45 | 281.74
2017-04-18 13:00 | 280.54 | 278.07
2017-04-18 13:30 | 280.45 | 277.78
2017-04-18 14:00 | 281.86 | 279.04
2017-04-18 14:30 | 281.45 | 278.63
2017-04-18 15:00 | 281.85 | 279.01
2017-04-18 15:30 | 279.25 | 276.49
2017-04-18 16:00 | 274.1 | 271.25
2017-04-18 16:30 | 270.67 | 267.21
2017-04-18 17:00 | 268.36 | 264.88
2017-04-18 17:30 | 267.86 | 264.6
2017-04-18 18:00 | 269.27 | 265.84
2017-04-18 18:30 | 269.85 | 266.39
2017-04-18 19:00 | 270.69 | 267.17
2017-04-18 19:30 | 270.61 | 267.26
2017-04-18 20:00 | 270.97 | 267.68
2017-04-18 20:30 | 271.14 | 267.82
2017-04-18 21:00 | 271.54 | 268.2
2017-04-18 21:30 | 271.48 | 268.26
2017-04-18 22:00 | 269.9 | 266.88
2017-04-18 22:30 | 269.96 | 266.76
2017-04-18 23:00 | 270.58 | 267.3
2017-04-18 23:30 | 270.48 | 267.21
2017-04-19 | 270.69 | 267.33
2017-04-19 00:30 | 270.75 | 267.35
2017-04-19 01:00 | 270.84 | 267.51
2017-04-19 01:30 | 271.15 | 267.84
2017-04-19 02:00 | 270.16 | 266.93
2017-04-19 02:30 | 242.15 | 238.11
2017-04-19 03:00 | 239.22 | 234.73
2017-04-19 03:30 | 232.42 | 227.76
2017-04-19 04:00 | 232.15 | 227.5
2017-04-19 04:30 | 231.57 | 226.99
2017-04-19 05:00 | 231.8 | 227.3
2017-04-19 05:30 | 233.97 | 229.15
2017-04-19 06:00 | 233.66 | 228.88
2017-04-19 06:30 | 231.78 | 227.15
2017-04-19 07:00 | 230.58 | 225.59
2017-04-19 07:30 | 228.72 | 223.96
2017-04-19 08:00 | 226.29 | 223.2
2017-04-19 08:30 | 226.93 | 223.07
2017-04-19 09:00 | 231.6 | 227.8
2017-04-19 09:30 | 239.47 | 236.42
2017-04-19 10:00 | 244.38 | 241.61
2017-04-19 10:30 | 247.02 | 244.47
2017-04-19 11:00 | 250.9 | 248.39
2017-04-19 11:30 | 251.79 | 249.25
2017-04-19 12:00 | 254.76 | 252.37
2017-04-19 12:30 | 255.49 | 253.05
2017-04-19 13:00 | 255.9 | 253.4
2017-04-19 13:30 | 255.73 | 253.06
2017-04-19 14:00 | 256.65 | 253.88
2017-04-19 14:30 | 258.37 | 255.51
2017-04-19 15:00 | 258.13 | 255.21
2017-04-19 15:30 | 259.39 | 256.45
2017-04-19 16:00 | 260.87 | 257.9
2017-04-19 16:30 | 261.5 | 258.61
2017-04-19 17:00 | 260.91 | 258.03
2017-04-19 17:30 | 260.56 | 257.7
2017-04-19 18:00 | 258.41 | 255.45
2017-04-19 18:30 | 256.91 | 254.17
2017-04-19 19:00 | 258.18 | 255.36
2017-04-19 19:30 | 257.57 | 254.95
2017-04-19 20:00 | 258.51 | 255.91
2017-04-19 20:30 | 259.39 | 256.66
2017-04-19 21:00 | 261.28 | 258.32
2017-04-19 21:30 | 261.63 | 258.74
2017-04-19 22:00 | 260.86 | 258.23
2017-04-19 22:30 | 259.86 | 257.38
2017-04-19 23:00 | 260.63 | 258.14
2017-04-19 23:30 | 261.2 | 258.67
2017-04-20 | 263.07 | 259.97
2017-04-20 00:30 | 267.69 | 264.33
2017-04-20 01:00 | 266.83 | 263.55
2017-04-20 01:30 | 267.63 | 264.28
2017-04-20 02:00 | 265.97 | 262.93
2017-04-20 02:30 | 264.72 | 261.82
2017-04-20 03:00 | 265.5 | 262.47
2017-04-20 03:30 | 265.98 | 262.87
2017-04-20 04:00 | 256.88 | 253.03
2017-04-20 04:30 | 251.57 | 247.77
2017-04-20 05:00 | 252.65 | 248.88
2017-04-20 05:30 | 253.39 | 249.69
2017-04-20 06:00 | 254.27 | 250.3
2017-04-20 06:30 | 252.36 | 248.47
2017-04-20 07:00 | 252.09 | 248.2
2017-04-20 07:30 | 252.63 | 248.5
2017-04-20 08:00 | 251.91 | 247.72
2017-04-20 08:30 | 253.06 | 249.1
2017-04-20 09:00 | 262.34 | 258.64
2017-04-20 09:30 | 265.51 | 261.95
2017-04-20 10:00 | 264.69 | 261.27
2017-04-20 10:30 | 265.07 | 261.67
2017-04-20 11:00 | 265.16 | 261.74
2017-04-20 11:30 | 264.23 | 260.82
2017-04-20 12:00 | 264.16 | 260.72
2017-04-20 12:30 | 262.44 | 258.94
2017-04-20 13:00 | 261.29 | 257.88
2017-04-20 13:30 | 259.51 | 256.11
2017-04-20 14:00 | 259.74 | 256.37
2017-04-20 14:30 | 263.88 | 260.57
2017-04-20 15:00 | 265.06 | 261.67
2017-04-20 15:30 | 266.54 | 263.01
2017-04-20 16:00 | 267.3 | 264.41
2017-04-20 16:30 | 267.53 | 264.62
2017-04-20 17:00 | 268.11 | 265.13
2017-04-20 17:30 | 268.81 | 265.86
2017-04-20 18:00 | 269.66 | 266.71
2017-04-20 18:30 | 269.17 | 266.29
2017-04-20 19:00 | 269.17 | 266.33
2017-04-20 19:30 | 269.7 | 266.92
2017-04-20 20:00 | 269.48 | 266.71
2017-04-20 20:30 | 270.42 | 267.7
2017-04-20 21:00 | 272.9 | 270.21
2017-04-20 21:30 | 273.2 | 270.59
2017-04-20 22:00 | 273.1 | 270.68
2017-04-20 22:30 | 272.75 | 270.5
2017-04-20 23:00 | 273.68 | 271.4
2017-04-20 23:30 | 273.57 | 271.25
2017-04-21 | 272.82 | 270.51
2017-04-21 00:30 | 271.53 | 268.74
2017-04-21 01:00 | 269.43 | 266.69
2017-04-21 01:30 | 270.46 | 267.71
2017-04-21 02:00 | 272.51 | 269.64
2017-04-21 02:30 | 272.32 | 269.35
2017-04-21 03:00 | 272.49 | 269.38
2017-04-21 03:30 | 273.11 | 269.9
2017-04-21 04:00 | 271.97 | 268.78
2017-04-21 04:30 | 273.22 | 269.86
2017-04-21 05:00 | 273.03 | 269.62
2017-04-21 05:30 | 272.57 | 269.19
2017-04-21 06:00 | 273.41 | 269.9
2017-04-21 06:30 | 273.29 | 269.84
2017-04-21 07:00 | 273.39 | 269.85
2017-04-21 07:30 | 272.8 | 269.07
2017-04-21 08:00 | 272.12 | 268.24
2017-04-21 08:30 | 270.85 | 267.05
2017-04-21 09:00 | 270.86 | 266.99
2017-04-21 09:30 | 271.79 | 267.99
2017-04-21 10:00 | 273.37 | 269.48
2017-04-21 10:30 | 270.45 | 266.39
2017-04-21 11:00 | 255.71 | 250.8
2017-04-21 11:30 | 254.75 | 250.1
2017-04-21 12:00 | 255.06 | 250.41
2017-04-21 12:30 | 258.39 | 253.44
2017-04-21 13:00 | 258.41 | 253.45
2017-04-21 13:30 | 258.75 | 253.59
2017-04-21 14:00 | 258.58 | 253.36
2017-04-21 14:30 | 258.35 | 253.12
2017-04-21 15:00 | 253.41 | 248.84
2017-04-21 15:30 | 254.18 | 249.56
2017-04-21 16:00 | 253.82 | 249.14
2017-04-21 16:30 | 253.17 | 248.7
2017-04-21 17:00 | 253.4 | 248.96
2017-04-21 17:30 | 253.89 | 249.41
2017-04-21 18:00 | 255.35 | 250.64
2017-04-21 18:30 | 254.89 | 250.32
2017-04-21 19:00 | 255.03 | 250.53
2017-04-21 19:30 | 256.05 | 251.49
2017-04-21 20:00 | 255.87 | 251.35
2017-04-21 20:30 | 256.04 | 251.56
2017-04-21 21:00 | 255.62 | 251.27
2017-04-21 21:30 | 258.48 | 253.77
2017-04-21 22:00 | 258.63 | 253.29
2017-04-21 22:30 | 259.27 | 253.88
2017-04-21 23:00 | 259.55 | 254.2
2017-04-21 23:30 | 259.17 | 253.74
2017-04-22 | 259.83 | 253.92
2017-04-22 00:30 | 251.02 | 244.82
2017-04-22 01:00 | 251.56 | 244.85
2017-04-22 01:30 | 244.62 | 237.22
2017-04-22 02:00 | 242.77 | 235.17
2017-04-22 02:30 | 240.98 | 233.55
2017-04-22 03:00 | 241.23 | 233.62
2017-04-22 03:30 | 241.38 | 234.8
2017-04-22 04:00 | 237.75 | 232.66
2017-04-22 04:30 | 237.74 | 232.73
2017-04-22 05:00 | 239.13 | 233.93
2017-04-22 05:30 | 239.05 | 233.78
2017-04-22 06:00 | 239.84 | 234.39
2017-04-22 06:30 | 238.48 | 233.44
2017-04-22 07:00 | 253.16 | 248.83
2017-04-22 07:30 | 274.39 | 270.89
2017-04-22 08:00 | 275.44 | 272.28
2017-04-22 08:30 | 272.5 | 269.13
2017-04-22 09:00 | 271.27 | 267.94
2017-04-22 09:30 | 270.53 | 268.18
2017-04-22 10:00 | 270.42 | 268.25
2017-04-22 10:30 | 270.1 | 267.88
2017-04-22 11:00 | 270.74 | 268.53
2017-04-22 11:30 | 271.59 | 269.3
2017-04-22 12:00 | 270.31 | 268.07
2017-04-22 12:30 | 270.06 | 267.74
2017-04-22 13:00 | 253.38 | 250.59
2017-04-22 13:30 | 238.81 | 235.59
2017-04-22 14:00 | 238.9 | 235.65
2017-04-22 14:30 | 238.48 | 235.3
2017-04-22 15:00 | 239.65 | 236.36
2017-04-22 15:30 | 233.9 | 230.76
2017-04-22 16:00 | 233.79 | 230.41
2017-04-22 16:30 | 234.52 | 231.04
2017-04-22 17:00 | 240.73 | 237.31
2017-04-22 17:30 | 263.7 | 260.92
2017-04-22 18:00 | 263.99 | 261.08
2017-04-22 18:30 | 263.04 | 260.28
2017-04-22 19:00 | 263.51 | 260.76
2017-04-22 19:30 | 264.7 | 261.87
2017-04-22 20:00 | 264.7 | 261.9
2017-04-22 20:30 | 263.56 | 260.9
2017-04-22 21:00 | 264.43 | 261.77
2017-04-22 21:30 | 264.88 | 262.18
2017-04-22 22:00 | 262.4 | 259.65
2017-04-22 22:30 | 250.64 | 247.06
2017-04-22 23:00 | 238.29 | 234.52
2017-04-22 23:30 | 232.5 | 228.46
2017-04-23 | 233.28 | 228.41
2017-04-23 00:30 | 234.15 | 229.1
2017-04-23 01:00 | 234.85 | 229.6
2017-04-23 01:30 | 235.87 | 230.49
2017-04-23 02:00 | 235.55 | 230.14
2017-04-23 02:30 | 234.2 | 228.75
2017-04-23 03:00 | 234.83 | 229.1
2017-04-23 03:30 | 233.85 | 228.08
2017-04-23 04:00 | 234.77 | 228.88
2017-04-23 04:30 | 234.99 | 229.09
2017-04-23 05:00 | 234.45 | 228.64
2017-04-23 05:30 | 234.24 | 228.48
2017-04-23 06:00 | 234.68 | 228.93
2017-04-23 06:30 | 232.27 | 226.78
2017-04-23 07:00 | 232.4 | 226.8
2017-04-23 07:30 | 232.76 | 227.11
2017-04-23 08:00 | 231.87 | 226.29
2017-04-23 08:30 | 229.74 | 224.38
2017-04-23 09:00 | 231.45 | 225.95
2017-04-23 09:30 | 231.98 | 226.62
2017-04-23 10:00 | 232.13 | 226.75
2017-04-23 10:30 | 232.42 | 226.95
2017-04-23 11:00 | 232.18 | 226.69
2017-04-23 11:30 | 232.03 | 226.52
2017-04-23 12:00 | 232.76 | 227.2
2017-04-23 12:30 | 232.41 | 226.91
2017-04-23 13:00 | 232.95 | 227.31
2017-04-23 13:30 | 233.43 | 227.6
2017-04-23 14:00 | 233.37 | 227.66
2017-04-23 14:30 | 231.13 | 225.81
2017-04-23 15:00 | 232.77 | 226.99
2017-04-23 15:30 | 232.57 | 226.63
2017-04-23 16:00 | 232.97 | 226.89
2017-04-23 16:30 | 232.51 | 226.53
2017-04-23 17:00 | 231.71 | 225.8
2017-04-23 17:30 | 232.13 | 226.12
2017-04-23 18:00 | 229.67 | 223.96
2017-04-23 18:30 | 228.92 | 223.5
2017-04-23 19:00 | 227.92 | 222.69
2017-04-23 19:30 | 227.35 | 222.39
2017-04-23 20:00 | 227.76 | 223.04
2017-04-23 20:30 | 227.48 | 222.89
2017-04-23 21:00 | 226.32 | 221.93
2017-04-23 21:30 | 226.38 | 221.99
2017-04-23 22:00 | 225.34 | 221.06
2017-04-23 22:30 | 224.15 | 220.12
2017-04-23 23:00 | 222.73 | 218.98
2017-04-23 23:30 | 221.14 | 217.56
2017-04-24 | 220.17 | 216.81
2017-04-24 00:30 | 217.71 | 214.52
2017-04-24 01:00 | 215.55 | 212.49
2017-04-24 01:30 | 215.88 | 212.82
2017-04-24 02:00 | 215.38 | 212.37
2017-04-24 02:30 | 215.13 | 212.19
2017-04-24 03:00 | 215.33 | 212.37
2017-04-24 03:30 | 216.05 | 213.07
2017-04-24 04:00 | 216.2 | 213.15
2017-04-24 04:30 | 216.25 | 213.11
2017-04-24 05:00 | 218.02 | 214.6
2017-04-24 05:30 | 217.52 | 214.05
2017-04-24 06:00 | 219.06 | 215.46
2017-04-24 06:30 | 218.94 | 215.39
2017-04-24 07:00 | 218.96 | 215.26
2017-04-24 07:30 | 219.32 | 215.42
2017-04-24 08:00 | 218.75 | 215.18
2017-04-24 08:30 | 218.4 | 215.49
2017-04-24 09:00 | 221.22 | 218.11
2017-04-24 09:30 | 222.86 | 219.64
2017-04-24 10:00 | 222.85 | 219.6
2017-04-24 10:30 | 223.52 | 220.23
2017-04-24 11:00 | 224.34 | 220.95
2017-04-24 11:30 | 225.34 | 221.82
2017-04-24 12:00 | 225.21 | 221.69
2017-04-24 12:30 | 225.22 | 221.76
2017-04-24 13:00 | 226.25 | 222.61
2017-04-24 13:30 | 225.82 | 222.15
2017-04-24 14:00 | 225.97 | 222.2
2017-04-24 14:30 | 225.71 | 221.87
2017-04-24 15:00 | 226.11 | 222.04
2017-04-24 15:30 | 226.19 | 222.1
2017-04-24 16:00 | 226.16 | 222.17
2017-04-24 16:30 | 226.98 | 222.96
2017-04-24 17:00 | 226.74 | 222.77
2017-04-24 17:30 | 225.97 | 222.14
2017-04-24 18:00 | 226.95 | 222.98
2017-04-24 18:30 | 227.3 | 223.46
2017-04-24 19:00 | 226.63 | 222.98
2017-04-24 19:30 | 227.58 | 224.29
2017-04-24 20:00 | 228.26 | 224.88
2017-04-24 20:30 | 229.67 | 226.2
2017-04-24 21:00 | 228.87 | 225.54
2017-04-24 21:30 | 229.24 | 225.86
2017-04-24 22:00 | 228.76 | 225.46
2017-04-24 22:30 | 229.93 | 226.37
2017-04-24 23:00 | 230.44 | 226.57
2017-04-24 23:30 | 231.69 | 227.76
2017-04-25 | 231.01 | 227.11
2017-04-25 00:30 | 228.19 | 224.5
2017-04-25 01:00 | 229.15 | 225.41
2017-04-25 01:30 | 229.02 | 225.22
2017-04-25 02:00 | 229 | 224.93
2017-04-25 02:30 | 229.19 | 225.07
2017-04-25 03:00 | 228.22 | 224.11
2017-04-25 03:30 | 230.37 | 226.01
2017-04-25 04:00 | 230.95 | 226.54
2017-04-25 04:30 | 230.46 | 226.13
2017-04-25 05:00 | 230.74 | 226.43
2017-04-25 05:30 | 230.99 | 226.67
2017-04-25 06:00 | 233.21 | 229.07
2017-04-25 06:30 | 232.38 | 228.32
2017-04-25 07:00 | 233.63 | 229.32
2017-04-25 07:30 | 234.57 | 230.22
2017-04-25 08:00 | 232.71 | 228.69
2017-04-25 08:30 | 231.27 | 227.51
2017-04-25 09:00 | 231.62 | 227.88
2017-04-25 09:30 | 231.97 | 228.57
2017-04-25 10:00 | 232.67 | 228.49
2017-04-25 10:30 | 231.83 | 227.79
2017-04-25 11:00 | 230.99 | 227.01
2017-04-25 11:30 | 233.24 | 229.02
2017-04-25 12:00 | 232.76 | 228.38
2017-04-25 12:30 | 229.91 | 225.06
2017-04-25 13:00 | 232.09 | 227.04
2017-04-25 13:30 | 231.25 | 226.5
2017-04-25 14:00 | 234.05 | 228.99
2017-04-25 14:30 | 237.36 | 231.64
2017-04-25 15:00 | 240.62 | 234.91
2017-04-25 15:30 | 240.5 | 234.82
2017-04-25 16:00 | 240.45 | 234.82
2017-04-25 16:30 | 241.88 | 236.01
2017-04-25 17:00 | 241.61 | 235.69
2017-04-25 17:30 | 242.88 | 236.78
2017-04-25 18:00 | 243.56 | 237.18
2017-04-25 18:30 | 241.6 | 235.48
2017-04-25 19:00 | 240.38 | 234.55
2017-04-25 19:30 | 240.29 | 234.64
2017-04-25 20:00 | 241.26 | 235.46
2017-04-25 20:30 | 239.88 | 234.3
2017-04-25 21:00 | 242.19 | 236.39
2017-04-25 21:30 | 243.24 | 237.32
2017-04-25 22:00 | 243.4 | 236.92
2017-04-25 22:30 | 242.27 | 235.75
2017-04-25 23:00 | 248.3 | 241.09
2017-04-25 23:30 | 252.08 | 244.47
2017-04-26 | 252.34 | 244.38
2017-04-26 00:30 | 252.37 | 243.62
2017-04-26 01:00 | 252.93 | 244.27
2017-04-26 01:30 | 253.1 | 245.71
2017-04-26 02:00 | 250.95 | 243.6
2017-04-26 02:30 | 248.01 | 240.45
2017-04-26 03:00 | 248.36 | 240.63
2017-04-26 03:30 | 248.72 | 240.86
2017-04-26 04:00 | 249.83 | 241.73
2017-04-26 04:30 | 251.46 | 243.17
2017-04-26 05:00 | 250.27 | 242.11
2017-04-26 05:30 | 250.3 | 242.08
2017-04-26 06:00 | 249.67 | 241.46
2017-04-26 06:30 | 248.03 | 241.55
2017-04-26 07:00 | 246.94 | 240.54
2017-04-26 07:30 | 251.37 | 245.57
2017-04-26 08:00 | 249.14 | 243.25
2017-04-26 08:30 | 248.98 | 243.09
2017-04-26 09:00 | 247.16 | 241.55
2017-04-26 09:30 | 240.88 | 235.77
2017-04-26 10:00 | 239.94 | 234.96
2017-04-26 10:30 | 242.5 | 237.19
2017-04-26 11:00 | 240.42 | 235.32
2017-04-26 11:30 | 237.94 | 233.45
2017-04-26 12:00 | 241.39 | 236.82
2017-04-26 12:30 | 241.57 | 236.93
2017-04-26 13:00 | 242.09 | 237.15
2017-04-26 13:30 | 243.64 | 237.98
2017-04-26 14:00 | 243.72 | 237.99
2017-04-26 14:30 | 239.97 | 234.66
2017-04-26 15:00 | 242.29 | 236.59
2017-04-26 15:30 | 242.9 | 237.31
2017-04-26 16:00 | 242.24 | 237.53
2017-04-26 16:30 | 241.32 | 236.73
2017-04-26 17:00 | 240.76 | 236.24
2017-04-26 17:30 | 237.66 | 233.51
2017-04-26 18:00 | 240.09 | 235.68
2017-04-26 18:30 | 240.88 | 236.39
2017-04-26 19:00 | 239.02 | 234.67
2017-04-26 19:30 | 238.94 | 234.75
2017-04-26 20:00 | 239.81 | 235.56
2017-04-26 20:30 | 239.42 | 235.31
2017-04-26 21:00 | 239.44 | 235.42
2017-04-26 21:30 | 240.25 | 236.22
2017-04-26 22:00 | 245.89 | 240.4
2017-04-26 22:30 | 247.49 | 242.11
2017-04-26 23:00 | 247.79 | 242.52
2017-04-26 23:30 | 247.69 | 242.43
2017-04-27 | 247.81 | 242.46
2017-04-27 00:30 | 249.24 | 242.32
2017-04-27 01:00 | 248.85 | 241.61
2017-04-27 01:30 | 248.32 | 241.13
2017-04-27 02:00 | 245.26 | 238.56
2017-04-27 02:30 | 244.37 | 237.78
2017-04-27 03:00 | 245.22 | 238.38
2017-04-27 03:30 | 246.55 | 239.61
2017-04-27 04:00 | 247.33 | 240.28
2017-04-27 04:30 | 248.05 | 240.86
2017-04-27 05:00 | 248.12 | 240.86
2017-04-27 05:30 | 247.34 | 240.21
2017-04-27 06:00 | 246.48 | 240.08
2017-04-27 06:30 | 245.09 | 239.01
2017-04-27 07:00 | 244.73 | 238.5
2017-04-27 07:30 | 240.74 | 235.6
2017-04-27 08:00 | 239.26 | 234.73
2017-04-27 08:30 | 238.18 | 233.77
2017-04-27 09:00 | 238.32 | 234.09
2017-04-27 09:30 | 238.77 | 235.41
2017-04-27 10:00 | 259.41 | 256.56
2017-04-27 10:30 | 258.77 | 256
2017-04-27 11:00 | 259.63 | 256.69
2017-04-27 11:30 | 258 | 255.27
2017-04-27 12:00 | 234.69 | 231.71
2017-04-27 12:30 | 233.07 | 229.79
2017-04-27 13:00 | 234.02 | 230.73
2017-04-27 13:30 | 232.75 | 229.47
2017-04-27 14:00 | 232.7 | 229.32
2017-04-27 14:30 | 233.43 | 229.97
2017-04-27 15:00 | 234.13 | 230.54
2017-04-27 15:30 | 239.4 | 235.17
2017-04-27 16:00 | 241.31 | 236.85
2017-04-27 16:30 | 240.76 | 236.31
2017-04-27 17:00 | 242.21 | 237.46
2017-04-27 17:30 | 244.4 | 239.24
2017-04-27 18:00 | 250.03 | 244.09
2017-04-27 18:30 | 248.97 | 243.19
2017-04-27 19:00 | 249.09 | 243.51
2017-04-27 19:30 | 250.07 | 244.5
2017-04-27 20:00 | 250.84 | 245.11
2017-04-27 20:30 | 248.65 | 243.31
2017-04-27 21:00 | 248.78 | 243.53
2017-04-27 21:30 | 248.78 | 243.62
2017-04-27 22:00 | 249.6 | 244.31
2017-04-27 22:30 | 250.96 | 244.7
2017-04-27 23:00 | 250.57 | 244.48
2017-04-27 23:30 | 251.21 | 245.1
2017-04-28 | 254.5 | 248.13
2017-04-28 00:30 | 253.29 | 247.13
2017-04-28 01:00 | 253.42 | 247.3
2017-04-28 01:30 | 253.46 | 247.34
2017-04-28 02:00 | 254.63 | 248.33
2017-04-28 02:30 | 253.63 | 247.37
2017-04-28 03:00 | 253.29 | 247.01
2017-04-28 03:30 | 255.61 | 249.2
2017-04-28 04:00 | 255.39 | 248.78
2017-04-28 04:30 | 251.9 | 245.69
2017-04-28 05:00 | 254.48 | 247.85
2017-04-28 05:30 | 255.15 | 248.43
2017-04-28 06:00 | 255.67 | 248.86
2017-04-28 06:30 | 253.89 | 247.25
2017-04-28 07:00 | 247.72 | 241.83
2017-04-28 07:30 | 243 | 237.78
2017-04-28 08:00 | 236.98 | 232.75
2017-04-28 08:30 | 235.67 | 231.61
2017-04-28 09:00 | 235.27 | 231.43
2017-04-28 09:30 | 236.9 | 232.77
2017-04-28 10:00 | 240.17 | 235.95
2017-04-28 10:30 | 237.22 | 233.3
2017-04-28 11:00 | 236.4 | 232.67
2017-04-28 11:30 | 235.12 | 231.61
2017-04-28 12:00 | 242.56 | 239.52
2017-04-28 12:30 | 270.41 | 268.35
2017-04-28 13:00 | 269.76 | 267.64
2017-04-28 13:30 | 272.64 | 270.41
2017-04-28 14:00 | 273.3 | 270.96
2017-04-28 14:30 | 270.08 | 267.51
2017-04-28 15:00 | 271.86 | 268.8
2017-04-28 15:30 | 272.26 | 268.95
2017-04-28 16:00 | 274.26 | 270.76
2017-04-28 16:30 | 279.9 | 276.06
2017-04-28 17:00 | 281.19 | 277.37
2017-04-28 17:30 | 283.71 | 279.7
2017-04-28 18:00 | 285.9 | 281.79
2017-04-28 18:30 | 286.38 | 282.57
2017-04-28 19:00 | 285.15 | 281.65
2017-04-28 19:30 | 284.24 | 280.93
2017-04-28 20:00 | 281.75 | 278.61
2017-04-28 20:30 | 283.06 | 279.87
2017-04-28 21:00 | 247.39 | 243.09
2017-04-28 21:30 | 241.29 | 236.92
2017-04-28 22:00 | 240.58 | 235.92
2017-04-28 22:30 | 239.95 | 235.02
2017-04-28 23:00 | 241.55 | 236.56
2017-04-28 23:30 | 241.8 | 236.86
2017-04-29 | 239.43 | 234.78
2017-04-29 00:30 | 233.96 | 229.56
2017-04-29 01:00 | 231.79 | 226.83
2017-04-29 01:30 | 230.2 | 225.46
2017-04-29 02:00 | 230.6 | 225.69
2017-04-29 02:30 | 230.33 | 225.32
2017-04-29 03:00 | 233.52 | 228.18
2017-04-29 03:30 | 236.23 | 230.89
2017-04-29 04:00 | 239.17 | 233.5
2017-04-29 04:30 | 244.84 | 238.36
2017-04-29 05:00 | 244.82 | 238.4
2017-04-29 05:30 | 244.98 | 238.48
2017-04-29 06:00 | 240.71 | 234.74
2017-04-29 06:30 | 237.19 | 232.13
2017-04-29 07:00 | 236.55 | 231.63
2017-04-29 07:30 | 242.01 | 236.8
2017-04-29 08:00 | 241.67 | 237.16
2017-04-29 08:30 | 240.71 | 236.19
2017-04-29 09:00 | 239.61 | 235.37
2017-04-29 09:30 | 237.49 | 233.46
2017-04-29 10:00 | 240.48 | 235.32
2017-04-29 10:30 | 238.66 | 233.74
2017-04-29 11:00 | 244.06 | 238.46
2017-04-29 11:30 | 239.85 | 234.81
2017-04-29 12:00 | 240.77 | 235.69
2017-04-29 12:30 | 240.27 | 235.14
2017-04-29 13:00 | 240 | 234.89
2017-04-29 13:30 | 237.1 | 232.37
2017-04-29 14:00 | 239.44 | 234.66
2017-04-29 14:30 | 238.94 | 234.04
2017-04-29 15:00 | 240.66 | 235.49
2017-04-29 15:30 | 239.29 | 234.3
2017-04-29 16:00 | 238.93 | 234.04
2017-04-29 16:30 | 239.52 | 234.5
2017-04-29 17:00 | 262.73 | 258.74
2017-04-29 17:30 | 268.65 | 265.04
2017-04-29 18:00 | 270.9 | 267.13
2017-04-29 18:30 | 272.07 | 268.27
2017-04-29 19:00 | 274.71 | 270.77
2017-04-29 19:30 | 251.59 | 246.81
2017-04-29 20:00 | 238.03 | 232.36
2017-04-29 20:30 | 238.05 | 232.47
2017-04-29 21:00 | 239.17 | 233.54
2017-04-29 21:30 | 240.04 | 234.36
2017-04-29 22:00 | 239.74 | 233.68
2017-04-29 22:30 | 240.29 | 233.84
2017-04-29 23:00 | 238.57 | 232.44
2017-04-29 23:30 | 241.08 | 234.79
2017-04-30 | 244.64 | 236.92
2017-04-30 00:30 | 248.63 | 239.99
2017-04-30 01:00 | 248.4 | 240.36
2017-04-30 01:30 | 239.81 | 234.32
2017-04-30 02:00 | 240.28 | 234.74
2017-04-30 02:30 | 240.03 | 234.51
2017-04-30 03:00 | 238 | 232.02
2017-04-30 03:30 | 240.32 | 233.7
2017-04-30 04:00 | 240.79 | 234.14
2017-04-30 04:30 | 239.98 | 233.44
2017-04-30 05:00 | 240.36 | 233.79
2017-04-30 05:30 | 240.33 | 233.73
2017-04-30 06:00 | 240.9 | 234.25
2017-04-30 06:30 | 241.04 | 235.46
2017-04-30 07:00 | 240.16 | 234.71
2017-04-30 07:30 | 239.48 | 234.03
2017-04-30 08:00 | 239.75 | 234.21
2017-04-30 08:30 | 239.62 | 234.08
2017-04-30 09:00 | 238.67 | 233.31
2017-04-30 09:30 | 241.29 | 235.96
2017-04-30 10:00 | 244.24 | 239.06
2017-04-30 10:30 | 274.02 | 269.95
2017-04-30 11:00 | 272.87 | 268.79
2017-04-30 11:30 | 272.32 | 268.19
2017-04-30 12:00 | 271.53 | 267.39
2017-04-30 12:30 | 271.38 | 267.17
2017-04-30 13:00 | 271.77 | 267.48
2017-04-30 13:30 | 273.28 | 268.8
2017-04-30 14:00 | 273.23 | 268.74
2017-04-30 14:30 | 271.9 | 267.54
2017-04-30 15:00 | 266.05 | 261.84
2017-04-30 15:30 | 264.12 | 259.86
2017-04-30 16:00 | 262.51 | 258.33
2017-04-30 16:30 | 260.96 | 257.12
2017-04-30 17:00 | 263.33 | 259.45
2017-04-30 17:30 | 265.94 | 261.88
2017-04-30 18:00 | 266.39 | 262.3
2017-04-30 18:30 | 266.43 | 262.43
2017-04-30 19:00 | 265.47 | 261.66
2017-04-30 19:30 | 265.31 | 261.67
2017-04-30 20:00 | 265.55 | 261.97
2017-04-30 20:30 | 260.85 | 257.12
2017-04-30 21:00 | 226.91 | 221.89
2017-04-30 21:30 | 227.38 | 222.35
2017-04-30 22:00 | 226.61 | 221.73
2017-04-30 22:30 | 226.81 | 221.95
2017-04-30 23:00 | 226.08 | 221.29
2017-04-30 23:30 | 225.43 | 220.73
2017-05-01 | 225.73 | 221.08
2017-05-01 00:30 | 225.89 | 221.13
2017-05-01 01:00 | 230.74 | 225.24
2017-05-01 01:30 | 231.74 | 225.38
2017-05-01 02:00 | 232.22 | 225.77
2017-05-01 02:30 | 232.27 | 225.76
2017-05-01 03:00 | 231.22 | 224.97
2017-05-01 03:30 | 232.24 | 225.52
2017-05-01 04:00 | 231.97 | 225.18
2017-05-01 04:30 | 230.21 | 223.59
2017-05-01 05:00 | 230.4 | 223.83
2017-05-01 05:30 | 231.39 | 224.64
2017-05-01 06:00 | 231.11 | 224.38
2017-05-01 06:30 | 229.61 | 223.05
2017-05-01 07:00 | 228.65 | 223.11
2017-05-01 07:30 | 227.3 | 222.05
2017-05-01 08:00 | 226.49 | 221.27
2017-05-01 08:30 | 225.62 | 220.44
2017-05-01 09:00 | 229.44 | 224.39
2017-05-01 09:30 | 259.46 | 255.87
2017-05-01 10:00 | 233.65 | 229.08
2017-05-01 10:30 | 232.75 | 228.22
2017-05-01 11:00 | 233.61 | 228.77
2017-05-01 11:30 | 234.42 | 229.46
2017-05-01 12:00 | 232.23 | 227.68
2017-05-01 12:30 | 229.23 | 224.67
2017-05-01 13:00 | 228.92 | 224.3
2017-05-01 13:30 | 228.45 | 223.86
2017-05-01 14:00 | 226.64 | 222.22
2017-05-01 14:30 | 225.03 | 220.86
2017-05-01 15:00 | 223.89 | 219.9
2017-05-01 15:30 | 222.77 | 218.94
2017-05-01 16:00 | 224.52 | 220.65
2017-05-01 16:30 | 259.39 | 256.49
2017-05-01 17:00 | 258.59 | 255.94
2017-05-01 17:30 | 258.07 | 255.98
2017-05-01 18:00 | 258.19 | 256.16
2017-05-01 18:30 | 258.17 | 256.18
2017-05-01 19:00 | 259.61 | 257.59
2017-05-01 19:30 | 261.12 | 259.14
2017-05-01 20:00 | 262.78 | 260.69
2017-05-01 20:30 | 253.71 | 251.5
2017-05-01 21:00 | 217.93 | 214.93
2017-05-01 21:30 | 218.9 | 215.28
2017-05-01 22:00 | 219.74 | 215.15
2017-05-01 22:30 | 220.2 | 215.22
2017-05-01 23:00 | 219.21 | 214.37
2017-05-01 23:30 | 218.35 | 213.54
2017-05-02 | 219.86 | 214.79
2017-05-02 00:30 | 225.03 | 219.84
2017-05-02 01:00 | 226.64 | 221.55
2017-05-02 01:30 | 226.14 | 221.34
2017-05-02 02:00 | 226.12 | 221.27
2017-05-02 02:30 | 227 | 221.28
2017-05-02 03:00 | 227.03 | 221.36
2017-05-02 03:30 | 226.16 | 220.66
2017-05-02 04:00 | 226.29 | 220.84
2017-05-02 04:30 | 227.23 | 221.53
2017-05-02 05:00 | 228.82 | 222.76
2017-05-02 05:30 | 228.54 | 222.37
2017-05-02 06:00 | 227.76 | 221.52
2017-05-02 06:30 | 224.25 | 219.17
2017-05-02 07:00 | 219.13 | 214.57
2017-05-02 07:30 | 223.02 | 217.75
2017-05-02 08:00 | 221.18 | 216.91
2017-05-02 08:30 | 222.25 | 218.07
2017-05-02 09:00 | 223.62 | 219.67
2017-05-02 09:30 | 223.73 | 219.79
2017-05-02 10:00 | 222.86 | 218.98
2017-05-02 10:30 | 223.48 | 219.33
2017-05-02 11:00 | 223.63 | 219.52
2017-05-02 11:30 | 222.79 | 218.67
2017-05-02 12:00 | 222.8 | 218.6
2017-05-02 12:30 | 222.88 | 218.79
2017-05-02 13:00 | 224.39 | 219.79
2017-05-02 13:30 | 228.21 | 222.87
2017-05-02 14:00 | 229.08 | 224.09
2017-05-02 14:30 | 229.05 | 224
2017-05-02 15:00 | 233.38 | 227.95
2017-05-02 15:30 | 235.27 | 229.59
2017-05-02 16:00 | 268.98 | 264.59
2017-05-02 16:30 | 277.45 | 273.33
2017-05-02 17:00 | 277.27 | 273.29
2017-05-02 17:30 | 279.95 | 275.7
2017-05-02 18:00 | 278.41 | 274.24
2017-05-02 18:30 | 277.34 | 273.4
2017-05-02 19:00 | 280.96 | 277.04
2017-05-02 19:30 | 283.44 | 279.82
2017-05-02 20:00 | 285.33 | 281.77
2017-05-02 20:30 | 281.27 | 277.69
2017-05-02 21:00 | 244.19 | 239.51
2017-05-02 21:30 | 240.64 | 235.81
2017-05-02 22:00 | 240 | 235.26
2017-05-02 22:30 | 239.98 | 235.07
2017-05-02 23:00 | 239.35 | 234.25
2017-05-02 23:30 | 239.22 | 234.18
2017-05-03 | 239.2 | 234.18
2017-05-03 00:30 | 238.64 | 233.52
2017-05-03 01:00 | 238.04 | 232.13
2017-05-03 01:30 | 238.12 | 232.24
2017-05-03 02:00 | 235.82 | 230.23
2017-05-03 02:30 | 233.87 | 228.51
2017-05-03 03:00 | 238.55 | 232.65
2017-05-03 03:30 | 239.3 | 233.34
2017-05-03 04:00 | 239.47 | 233.49
2017-05-03 04:30 | 240.33 | 234.21
2017-05-03 05:00 | 240.34 | 234.18
2017-05-03 05:30 | 258.61 | 253.34
2017-05-03 06:00 | 285.51 | 281.19
2017-05-03 06:30 | 282.7 | 278.74
2017-05-03 07:00 | 281.27 | 278.03
2017-05-03 07:30 | 281.2 | 279.03
2017-05-03 08:00 | 282.31 | 279.98
2017-05-03 08:30 | 272.99 | 270.52
2017-05-03 09:00 | 243.02 | 239.55
2017-05-03 09:30 | 243.27 | 239.71
2017-05-03 10:00 | 241.22 | 237.71
2017-05-03 10:30 | 236.6 | 233.05
2017-05-03 11:00 | 238.8 | 235.07
2017-05-03 11:30 | 237.01 | 233.53
2017-05-03 12:00 | 237.02 | 233.51
2017-05-03 12:30 | 236.8 | 233.29
2017-05-03 13:00 | 236.97 | 233.38
2017-05-03 13:30 | 237.95 | 234.19
2017-05-03 14:00 | 236.23 | 232.59
2017-05-03 14:30 | 236.49 | 232.07
2017-05-03 15:00 | 236.64 | 231.28
2017-05-03 15:30 | 237.57 | 232.04
2017-05-03 16:00 | 241.94 | 235.82
2017-05-03 16:30 | 246.52 | 239.78
2017-05-03 17:00 | 252 | 244.53
2017-05-03 17:30 | 272.81 | 266.73
2017-05-03 18:00 | 287.28 | 281.7
2017-05-03 18:30 | 286.16 | 280.75
2017-05-03 19:00 | 285.04 | 280
2017-05-03 19:30 | 284.82 | 279.97
2017-05-03 20:00 | 286.47 | 281.55
2017-05-03 20:30 | 286.62 | 281.67
2017-05-03 21:00 | 284.44 | 279.89
2017-05-03 21:30 | 285.73 | 281.07
2017-05-03 22:00 | 286.2 | 281.68
2017-05-03 22:30 | 286.98 | 282.57
2017-05-03 23:00 | 283.45 | 279.46
2017-05-03 23:30 | 282.15 | 278.32
2017-05-04 | 285.7 | 281.48
2017-05-04 00:30 | 284.55 | 280.44
2017-05-04 01:00 | 284.12 | 280.03
2017-05-04 01:30 | 245.01 | 238.7
2017-05-04 02:00 | 240.33 | 233.66
2017-05-04 02:30 | 239.65 | 232.97
2017-05-04 03:00 | 239.32 | 232.56
2017-05-04 03:30 | 238.18 | 232.06
2017-05-04 04:00 | 237.6 | 231.72
2017-05-04 04:30 | 237.86 | 232
2017-05-04 05:00 | 239.51 | 233.46
2017-05-04 05:30 | 239.17 | 233.04
2017-05-04 06:00 | 238.21 | 232.2
2017-05-04 06:30 | 234.46 | 228.95
2017-05-04 07:00 | 254.74 | 250.29
2017-05-04 07:30 | 281.44 | 277.64
2017-05-04 08:00 | 278.04 | 274.32
2017-05-04 08:30 | 278.01 | 274.32
2017-05-04 09:00 | 254.7 | 249.73
2017-05-04 09:30 | 244.11 | 238.86
2017-05-04 10:00 | 244.44 | 239.16
2017-05-04 10:30 | 244.33 | 238.94
2017-05-04 11:00 | 243.18 | 237.87
2017-05-04 11:30 | 240.72 | 235.59
2017-05-04 12:00 | 242.66 | 237.28
2017-05-04 12:30 | 242.28 | 236.87
2017-05-04 13:00 | 242.14 | 236.83
2017-05-04 13:30 | 241.28 | 236.2
2017-05-04 14:00 | 238.91 | 234.27
2017-05-04 14:30 | 238.7 | 234.09
2017-05-04 15:00 | 237.94 | 233.45
2017-05-04 15:30 | 238.02 | 233.58
2017-05-04 16:00 | 236.02 | 231.73
2017-05-04 16:30 | 235.07 | 230.78
2017-05-04 17:00 | 234.58 | 230.26
2017-05-04 17:30 | 235.7 | 231.13
2017-05-04 18:00 | 236.96 | 232.07
2017-05-04 18:30 | 236.31 | 231.53
2017-05-04 19:00 | 234.78 | 230.26
2017-05-04 19:30 | 235.24 | 230.78
2017-05-04 20:00 | 236.19 | 231.78
2017-05-04 20:30 | 237.89 | 233.08
2017-05-04 21:00 | 236.98 | 232.35
2017-05-04 21:30 | 238.2 | 233.56
2017-05-04 22:00 | 238.95 | 234.46
2017-05-04 22:30 | 238.49 | 234.13
2017-05-04 23:00 | 239.06 | 234.64
2017-05-04 23:30 | 239.86 | 234.48
2017-05-05 | 244.57 | 238.45
2017-05-05 00:30 | 247.28 | 241.19
2017-05-05 01:00 | 244.6 | 238.78
2017-05-05 01:30 | 247.72 | 241.94
2017-05-05 02:00 | 248.84 | 243.25
2017-05-05 02:30 | 248.84 | 243.5
2017-05-05 03:00 | 248.58 | 243.27
2017-05-05 03:30 | 247.18 | 242.09
2017-05-05 04:00 | 247.8 | 242.71
2017-05-05 04:30 | 250.1 | 244.87
2017-05-05 05:00 | 249.94 | 244.72
2017-05-05 05:30 | 250.97 | 245.45
2017-05-05 06:00 | 250.08 | 244.66
2017-05-05 06:30 | 249.55 | 244.14
2017-05-05 07:00 | 249.65 | 244.17
2017-05-05 07:30 | 249.99 | 244.47
2017-05-05 08:00 | 248.7 | 243.85
2017-05-05 08:30 | 252.01 | 247.46
2017-05-05 09:00 | 248.6 | 244.08
2017-05-05 09:30 | 248.35 | 243.72
2017-05-05 10:00 | 249.42 | 244.8
2017-05-05 10:30 | 250.86 | 246.08
2017-05-05 11:00 | 247.64 | 242.53
2017-05-05 11:30 | 246.78 | 241.59
2017-05-05 12:00 | 246.14 | 240.89
2017-05-05 12:30 | 239.49 | 234.95
2017-05-05 13:00 | 240.05 | 235.45
2017-05-05 13:30 | 241.45 | 236.63
2017-05-05 14:00 | 240.92 | 236.16
2017-05-05 14:30 | 243.95 | 238.75
2017-05-05 15:00 | 246.09 | 240.58
2017-05-05 15:30 | 246.64 | 241.13
2017-05-05 16:00 | 248.25 | 242.49
2017-05-05 16:30 | 247.91 | 242.17
2017-05-05 17:00 | 280.34 | 275.86
2017-05-05 17:30 | 283.47 | 279.43
2017-05-05 18:00 | 284.25 | 280.08
2017-05-05 18:30 | 283.14 | 279.07
2017-05-05 19:00 | 279.07 | 275.59
2017-05-05 19:30 | 275.81 | 272.74
2017-05-05 20:00 | 284.34 | 280.28
2017-05-05 20:30 | 283.81 | 279.78
2017-05-05 21:00 | 284.22 | 280.22
2017-05-05 21:30 | 285.25 | 281
2017-05-05 22:00 | 285.51 | 281.12
2017-05-05 22:30 | 286.03 | 281.83
2017-05-05 23:00 | 286.85 | 282.79
2017-05-05 23:30 | 257.19 | 252.3
2017-05-06 | 250.49 | 243.56
2017-05-06 00:30 | 252.13 | 244.15
2017-05-06 01:00 | 251.08 | 243.22
2017-05-06 01:30 | 250.34 | 242.7
2017-05-06 02:00 | 247.28 | 239.77
2017-05-06 02:30 | 247.2 | 239.61
2017-05-06 03:00 | 246.26 | 239.14
2017-05-06 03:30 | 246.16 | 239.35
2017-05-06 04:00 | 246.26 | 239.58
2017-05-06 04:30 | 246.94 | 240.18
2017-05-06 05:00 | 246.62 | 240.19
2017-05-06 05:30 | 246.57 | 240.16
2017-05-06 06:00 | 244.95 | 239.25
2017-05-06 06:30 | 243.51 | 238.17
2017-05-06 07:00 | 244.49 | 239
2017-05-06 07:30 | 244.61 | 238.9
2017-05-06 08:00 | 243.77 | 238.06
2017-05-06 08:30 | 243.47 | 237.66
2017-05-06 09:00 | 242.95 | 237.32
2017-05-06 09:30 | 245.03 | 239.77
2017-05-06 10:00 | 247.97 | 242.75
2017-05-06 10:30 | 247.96 | 242.76
2017-05-06 11:00 | 247.86 | 242.64
2017-05-06 11:30 | 247.14 | 241.84
2017-05-06 12:00 | 244.41 | 239.34
2017-05-06 12:30 | 244.54 | 239.6
2017-05-06 13:00 | 242.77 | 237.96
2017-05-06 13:30 | 234.97 | 231.11
2017-05-06 14:00 | 237.06 | 232.99
2017-05-06 14:30 | 239.12 | 234.77
2017-05-06 15:00 | 239.42 | 235.04
2017-05-06 15:30 | 238.96 | 234.56
2017-05-06 16:00 | 239.2 | 234.78
2017-05-06 16:30 | 239.29 | 234.76
2017-05-06 17:00 | 238.81 | 234.21
2017-05-06 17:30 | 236.18 | 231.9
2017-05-06 18:00 | 234.5 | 230.25
2017-05-06 18:30 | 235.18 | 231.09
2017-05-06 19:00 | 241.44 | 236.59
2017-05-06 19:30 | 242.57 | 237.66
2017-05-06 20:00 | 241.71 | 237.15
2017-05-06 20:30 | 243.03 | 238.48
2017-05-06 21:00 | 243.56 | 239.14
2017-05-06 21:30 | 244.36 | 239.76
2017-05-06 22:00 | 244.1 | 239.64
2017-05-06 22:30 | 244.07 | 239.53
2017-05-06 23:00 | 244.23 | 239.77
2017-05-06 23:30 | 241.02 | 236.37
2017-05-07 | 232.92 | 228.54
2017-05-07 00:30 | 236.68 | 230.93
2017-05-07 01:00 | 237.57 | 231.31
2017-05-07 01:30 | 236.92 | 230.78
2017-05-07 02:00 | 237.12 | 230.6
2017-05-07 02:30 | 237.11 | 230.48
2017-05-07 03:00 | 236.88 | 230.12
2017-05-07 03:30 | 238.93 | 231.74
2017-05-07 04:00 | 239.52 | 232.24
2017-05-07 04:30 | 239.46 | 232.16
2017-05-07 05:00 | 238.66 | 231.43
2017-05-07 05:30 | 237.88 | 230.78
2017-05-07 06:00 | 237.46 | 230.37
2017-05-07 06:30 | 237.14 | 230.1
2017-05-07 07:00 | 237.28 | 230.31
2017-05-07 07:30 | 236.84 | 229.83
2017-05-07 08:00 | 232 | 225.6
2017-05-07 08:30 | 235.26 | 228.39
2017-05-07 09:00 | 236.9 | 229.83
2017-05-07 09:30 | 238.35 | 231.28
2017-05-07 10:00 | 240.1 | 232.84
2017-05-07 10:30 | 240.81 | 233.59
2017-05-07 11:00 | 240.68 | 233.43
2017-05-07 11:30 | 240.43 | 233.17
2017-05-07 12:00 | 240.68 | 233.23
2017-05-07 12:30 | 240.7 | 233.1
2017-05-07 13:00 | 239.3 | 231.8
2017-05-07 13:30 | 238.03 | 230.63
2017-05-07 14:00 | 240.64 | 232.93
2017-05-07 14:30 | 241.68 | 233.86
2017-05-07 15:00 | 241.26 | 233.5
2017-05-07 15:30 | 241.07 | 233.2
2017-05-07 16:00 | 241.46 | 233.54
2017-05-07 16:30 | 240.93 | 233.05
2017-05-07 17:00 | 240.84 | 232.88
2017-05-07 17:30 | 242.96 | 235
2017-05-07 18:00 | 246.76 | 238.86
2017-05-07 18:30 | 246.84 | 239.18
2017-05-07 19:00 | 250.09 | 242.87
2017-05-07 19:30 | 246.9 | 239.52
2017-05-07 20:00 | 247.03 | 239.83
2017-05-07 20:30 | 247.11 | 239.91
2017-05-07 21:00 | 245.36 | 238.47
2017-05-07 21:30 | 243.24 | 236.66
2017-05-07 22:00 | 245.14 | 238.38
2017-05-07 22:30 | 245.82 | 239.12
2017-05-07 23:00 | 244.56 | 238.15
2017-05-07 23:30 | 234.69 | 229.69
2017-05-08 | 241.79 | 235.79
2017-05-08 00:30 | 246.24 | 239.53
2017-05-08 01:00 | 248.61 | 241.72
2017-05-08 01:30 | 251.29 | 244.56
2017-05-08 02:00 | 254.4 | 247.87
2017-05-08 02:30 | 256.58 | 249.92
2017-05-08 03:00 | 257.79 | 250.46
2017-05-08 03:30 | 261.61 | 253.92
2017-05-08 04:00 | 263.04 | 255.25
2017-05-08 04:30 | 263.2 | 255.38
2017-05-08 05:00 | 263.28 | 255.44
2017-05-08 05:30 | 263.03 | 255.14
2017-05-08 06:00 | 263.95 | 255.66
2017-05-08 06:30 | 262.07 | 254
2017-05-08 07:00 | 261.87 | 254.42
2017-05-08 07:30 | 261.71 | 254.31
2017-05-08 08:00 | 258.7 | 252.4
2017-05-08 08:30 | 247.64 | 242.91
2017-05-08 09:00 | 243.5 | 239.39
2017-05-08 09:30 | 245.2 | 241
2017-05-08 10:00 | 247.81 | 243.26
2017-05-08 10:30 | 250.84 | 245.99
2017-05-08 11:00 | 256.53 | 250.99
2017-05-08 11:30 | 256.55 | 250.97
2017-05-08 12:00 | 256.87 | 251.1
2017-05-08 12:30 | 255.47 | 249.81
2017-05-08 13:00 | 255.92 | 250.26
2017-05-08 13:30 | 255.99 | 250.29
2017-05-08 14:00 | 254.88 | 249.26
2017-05-08 14:30 | 253.59 | 248.04
2017-05-08 15:00 | 251 | 245.57
2017-05-08 15:30 | 252.45 | 246.88
2017-05-08 16:00 | 257.56 | 251.33
2017-05-08 16:30 | 258.89 | 252.5
2017-05-08 17:00 | 258.87 | 252.44
2017-05-08 17:30 | 259.32 | 252.62
2017-05-08 18:00 | 260.21 | 253.22
2017-05-08 18:30 | 260.51 | 253.99
2017-05-08 19:00 | 258.33 | 252.28
2017-05-08 19:30 | 258.6 | 252.77
2017-05-08 20:00 | 258.82 | 253.01
2017-05-08 20:30 | 259.65 | 253.77
2017-05-08 21:00 | 257.56 | 252.11
2017-05-08 21:30 | 257.3 | 251.79
2017-05-08 22:00 | 257.74 | 252.2
2017-05-08 22:30 | 252.21 | 246.81
2017-05-08 23:00 | 247.71 | 242.04
2017-05-08 23:30 | 249.42 | 242.88
2017-05-09 | 246.61 | 240.44
2017-05-09 00:30 | 244.81 | 238.81
2017-05-09 01:00 | 242.03 | 236.28
2017-05-09 01:30 | 239.82 | 234.27
2017-05-09 02:00 | 240.05 | 234.48
2017-05-09 02:30 | 239.33 | 233.85
2017-05-09 03:00 | 238.47 | 233.11
2017-05-09 03:30 | 236 | 230.96
2017-05-09 04:00 | 235.84 | 230.79
2017-05-09 04:30 | 235.73 | 230.63
2017-05-09 05:00 | 231.63 | 226.86
2017-05-09 05:30 | 230.12 | 225.44
2017-05-09 06:00 | 231.26 | 226.4
2017-05-09 06:30 | 231.32 | 226.45
2017-05-09 07:00 | 226.72 | 222.36
2017-05-09 07:30 | 226.37 | 221.87
2017-05-09 08:00 | 232.64 | 228.2
2017-05-09 08:30 | 242.46 | 238.05
2017-05-09 09:00 | 243.28 | 239.07
2017-05-09 09:30 | 240.91 | 237.89
2017-05-09 10:00 | 240.54 | 237.61
2017-05-09 10:30 | 239.66 | 236.81
2017-05-09 11:00 | 238.99 | 236.32
2017-05-09 11:30 | 239.53 | 236.87
2017-05-09 12:00 | 240.87 | 238.17
2017-05-09 12:30 | 249.88 | 247.43
2017-05-09 13:00 | 249.05 | 246.65
2017-05-09 13:30 | 248.44 | 246.06
2017-05-09 14:00 | 249.11 | 246.64
2017-05-09 14:30 | 246.69 | 244.46
2017-05-09 15:00 | 249.5 | 247.41
2017-05-09 15:30 | 248.52 | 246.59
2017-05-09 16:00 | 253.05 | 250.65
2017-05-09 16:30 | 255.78 | 253.11
2017-05-09 17:00 | 249.92 | 247.74
2017-05-09 17:30 | 250.34 | 247.97
2017-05-09 18:00 | 253.29 | 250.57
2017-05-09 18:30 | 253.69 | 250.96
2017-05-09 19:00 | 252.51 | 249.95
2017-05-09 19:30 | 253.06 | 250.56
2017-05-09 20:00 | 253.26 | 250.79
2017-05-09 20:30 | 253.82 | 251.29
2017-05-09 21:00 | 257.66 | 254.8
2017-05-09 21:30 | 259.68 | 256.76
2017-05-09 22:00 | 260.57 | 256.95
2017-05-09 22:30 | 260.93 | 257.25
2017-05-09 23:00 | 260.52 | 257.02
2017-05-09 23:30 | 260.62 | 257.08
2017-05-10 | 260.47 | 256.62
2017-05-10 00:30 | 260.59 | 256.36
2017-05-10 01:00 | 261.01 | 256.74
2017-05-10 01:30 | 261 | 256.72
2017-05-10 02:00 | 260.33 | 256.12
2017-05-10 02:30 | 260.56 | 256.29
2017-05-10 03:00 | 256.71 | 252.74
2017-05-10 03:30 | 256.68 | 252.68
2017-05-10 04:00 | 257.65 | 253.56
2017-05-10 04:30 | 255.77 | 251.99
2017-05-10 05:00 | 258.33 | 254.36
2017-05-10 05:30 | 257.45 | 253.46
2017-05-10 06:00 | 255.16 | 251.26
2017-05-10 06:30 | 253.78 | 249.73
2017-05-10 07:00 | 233.8 | 228.89
2017-05-10 07:30 | 231.95 | 226.63
2017-05-10 08:00 | 230.42 | 225.67
2017-05-10 08:30 | 229.53 | 225.24
2017-05-10 09:00 | 229.8 | 225.52
2017-05-10 09:30 | 232.32 | 227.96
2017-05-10 10:00 | 233.41 | 229.02
2017-05-10 10:30 | 233.2 | 228.7
2017-05-10 11:00 | 233.73 | 229.15
2017-05-10 11:30 | 223.89 | 219.97
2017-05-10 12:00 | 217.22 | 213.54
2017-05-10 12:30 | 212.48 | 209.39
2017-05-10 13:00 | 212.6 | 209.41
2017-05-10 13:30 | 213.34 | 210.08
2017-05-10 14:00 | 214.75 | 211.31
2017-05-10 14:30 | 215.86 | 212.24
2017-05-10 15:00 | 220.23 | 216.72
2017-05-10 15:30 | 220.43 | 216.93
2017-05-10 16:00 | 222.42 | 218.63
2017-05-10 16:30 | 224.51 | 220.47
2017-05-10 17:00 | 225.34 | 221.08
2017-05-10 17:30 | 226.12 | 221.53
2017-05-10 18:00 | 223.64 | 220.2
2017-05-10 18:30 | 221.79 | 219
2017-05-10 19:00 | 221.93 | 219.15
2017-05-10 19:30 | 222.97 | 220.21
2017-05-10 20:00 | 223.42 | 220.65
2017-05-10 20:30 | 223.4 | 220.66
2017-05-10 21:00 | 226.5 | 223.6
2017-05-10 21:30 | 227.52 | 224.55
2017-05-10 22:00 | 227.12 | 224.37
2017-05-10 22:30 | 225.7 | 222.93
2017-05-10 23:00 | 224.95 | 221.48
2017-05-10 23:30 | 224.57 | 220.97
2017-05-11 | 223.79 | 220.24
2017-05-11 00:30 | 223.77 | 220.06
2017-05-11 01:00 | 222.97 | 219.14
2017-05-11 01:30 | 222.78 | 217.41
2017-05-11 02:00 | 223.02 | 218.26
2017-05-11 02:30 | 223.76 | 218.94
2017-05-11 03:00 | 223.04 | 218.24
2017-05-11 03:30 | 224.3 | 219.34
2017-05-11 04:00 | 225.68 | 220.41
2017-05-11 04:30 | 225.86 | 220.52
2017-05-11 05:00 | 225.89 | 220.5
2017-05-11 05:30 | 224.99 | 219.71
2017-05-11 06:00 | 224.78 | 219.46
2017-05-11 06:30 | 223 | 217.82
2017-05-11 07:00 | 221.59 | 216.47
2017-05-11 07:30 | 218.46 | 213.6
2017-05-11 08:00 | 218.22 | 214.01
2017-05-11 08:30 | 217.72 | 213.67
2017-05-11 09:00 | 218.3 | 214.33
2017-05-11 09:30 | 217.99 | 214.13
2017-05-11 10:00 | 219.91 | 215.86
2017-05-11 10:30 | 230.87 | 226.92
2017-05-11 11:00 | 245.47 | 242.2
2017-05-11 11:30 | 260.96 | 258.03
2017-05-11 12:00 | 260.25 | 257.3
2017-05-11 12:30 | 259.73 | 256.8
2017-05-11 13:00 | 258.99 | 256.08
2017-05-11 13:30 | 257.69 | 254.87
2017-05-11 14:00 | 257.55 | 254.51
2017-05-11 14:30 | 258.06 | 254.94
2017-05-11 15:00 | 259.28 | 256.03
2017-05-11 15:30 | 263.93 | 260.42
2017-05-11 16:00 | 265.47 | 261.94
2017-05-11 16:30 | 269.2 | 265.46
2017-05-11 17:00 | 270.25 | 267.12
2017-05-11 17:30 | 271.66 | 268.3
2017-05-11 18:00 | 271.99 | 268.77
2017-05-11 18:30 | 272.6 | 269.56
2017-05-11 19:00 | 269.85 | 266.79
2017-05-11 19:30 | 267.28 | 264.23
2017-05-11 20:00 | 266.72 | 263.45
2017-05-11 20:30 | 256.57 | 253.03
2017-05-11 21:00 | 255.72 | 252.34
2017-05-11 21:30 | 255.21 | 251.92
2017-05-11 22:00 | 254.02 | 250.83
2017-05-11 22:30 | 242.17 | 239.23
2017-05-11 23:00 | 234.84 | 231.63
2017-05-11 23:30 | 232.33 | 229.15
2017-05-12 | 232.71 | 229.12
2017-05-12 00:30 | 232.87 | 229.04
2017-05-12 01:00 | 230.33 | 226.67
2017-05-12 01:30 | 231.51 | 227.76
2017-05-12 02:00 | 232.55 | 228.65
2017-05-12 02:30 | 232.72 | 228.74
2017-05-12 03:00 | 233.33 | 228.46
2017-05-12 03:30 | 234.9 | 229.65
2017-05-12 04:00 | 235.44 | 230.01
2017-05-12 04:30 | 236.05 | 230.43
2017-05-12 05:00 | 235.64 | 229.99
2017-05-12 05:30 | 236 | 230.38
2017-05-12 06:00 | 236.08 | 230.43
2017-05-12 06:30 | 235.29 | 229.59
2017-05-12 07:00 | 238.34 | 232.01
2017-05-12 07:30 | 243.35 | 236.17
2017-05-12 08:00 | 242.56 | 235.36
2017-05-12 08:30 | 242.68 | 235.49
2017-05-12 09:00 | 242.16 | 235.03
2017-05-12 09:30 | 242.79 | 235.69
2017-05-12 10:00 | 241.08 | 235.13
2017-05-12 10:30 | 241.88 | 236
2017-05-12 11:00 | 242.21 | 236.27
2017-05-12 11:30 | 243.42 | 237.28
2017-05-12 12:00 | 244.59 | 238.24
2017-05-12 12:30 | 244.51 | 238.05
2017-05-12 13:00 | 246.47 | 239.73
2017-05-12 13:30 | 248.07 | 241.09
2017-05-12 14:00 | 248.01 | 240.87
2017-05-12 14:30 | 248.8 | 241.52
2017-05-12 15:00 | 247.19 | 240.13
2017-05-12 15:30 | 247.41 | 240.29
2017-05-12 16:00 | 244.55 | 237.84
2017-05-12 16:30 | 241.88 | 235.53
2017-05-12 17:00 | 242 | 235.83
2017-05-12 17:30 | 245.92 | 239.68
2017-05-12 18:00 | 246.25 | 239.79
2017-05-12 18:30 | 245.49 | 239.23
2017-05-12 19:00 | 245.11 | 238.93
2017-05-12 19:30 | 244.79 | 238.75
2017-05-12 20:00 | 249.52 | 242.9
2017-05-12 20:30 | 252.88 | 245.83
2017-05-12 21:00 | 244.44 | 238.76
2017-05-12 21:30 | 246.13 | 240.15
2017-05-12 22:00 | 254.1 | 247.06
2017-05-12 22:30 | 253.83 | 247.09
2017-05-12 23:00 | 254.18 | 247.53
2017-05-12 23:30 | 254.79 | 248.17
2017-05-13 | 255.06 | 248.33
2017-05-13 00:30 | 255.44 | 247.89
2017-05-13 01:00 | 255.38 | 247.8
2017-05-13 01:30 | 256.34 | 247.97
2017-05-13 02:00 | 256.74 | 247.56
2017-05-13 02:30 | 256.82 | 247.53
2017-05-13 03:00 | 256.24 | 247.5
2017-05-13 03:30 | 254.22 | 247.42
2017-05-13 04:00 | 254.82 | 247.92
2017-05-13 04:30 | 255.07 | 248.08
2017-05-13 05:00 | 254.57 | 247.74
2017-05-13 05:30 | 255.29 | 248.3
2017-05-13 06:00 | 254.5 | 247.64
2017-05-13 06:30 | 254.29 | 247.4
2017-05-13 07:00 | 251.51 | 245.37
2017-05-13 07:30 | 252.84 | 246.84
2017-05-13 08:00 | 252.32 | 246.46
2017-05-13 08:30 | 252.95 | 247.62
2017-05-13 09:00 | 251.65 | 246.51
2017-05-13 09:30 | 250.87 | 246.32
2017-05-13 10:00 | 250.44 | 246.05
2017-05-13 10:30 | 248.09 | 243.99
2017-05-13 11:00 | 247.04 | 243.1
2017-05-13 11:30 | 246.51 | 242.63
2017-05-13 12:00 | 246.57 | 242.69
2017-05-13 12:30 | 246.64 | 242.66
2017-05-13 13:00 | 251.67 | 247.7
2017-05-13 13:30 | 262.55 | 258.79
2017-05-13 14:00 | 261.69 | 257.99
2017-05-13 14:30 | 261.37 | 257.64
2017-05-13 15:00 | 260.76 | 257.07
2017-05-13 15:30 | 252.45 | 249.7
2017-05-13 16:00 | 251.91 | 249.9
2017-05-13 16:30 | 270.11 | 268
2017-05-13 17:00 | 273.22 | 270.27
2017-05-13 17:30 | 278.25 | 274.35
2017-05-13 18:00 | 280.68 | 276.32
2017-05-13 18:30 | 280.35 | 276.2
2017-05-13 19:00 | 279.55 | 275.67
2017-05-13 19:30 | 279.42 | 275.73
2017-05-13 20:00 | 278.36 | 274.78
2017-05-13 20:30 | 276.71 | 273.33
2017-05-13 21:00 | 276.52 | 273.22
2017-05-13 21:30 | 276.35 | 273.14
2017-05-13 22:00 | 277.07 | 273.8
2017-05-13 22:30 | 277.47 | 274.24
2017-05-13 23:00 | 277.56 | 274.25
2017-05-13 23:30 | 277.43 | 274.23
2017-05-14 | 277.89 | 274.57
2017-05-14 00:30 | 278.18 | 274.81
2017-05-14 01:00 | 278.97 | 275.02
2017-05-14 01:30 | 253.31 | 247.44
2017-05-14 02:00 | 247.92 | 240.7
2017-05-14 02:30 | 248.23 | 240.99
2017-05-14 03:00 | 248.06 | 240.88
2017-05-14 03:30 | 248.27 | 241.02
2017-05-14 04:00 | 243.96 | 237.23
2017-05-14 04:30 | 243.94 | 237.25
2017-05-14 05:00 | 243.83 | 237.13
2017-05-14 05:30 | 243.18 | 236.53
2017-05-14 06:00 | 242.43 | 236.67
2017-05-14 06:30 | 241.55 | 236.38
2017-05-14 07:00 | 241.1 | 236.05
2017-05-14 07:30 | 241.09 | 235.85
2017-05-14 08:00 | 241.05 | 235.77
2017-05-14 08:30 | 238.72 | 233.64
2017-05-14 09:00 | 239.49 | 234.78
2017-05-14 09:30 | 241.12 | 236.6
2017-05-14 10:00 | 240.13 | 236.3
2017-05-14 10:30 | 264.72 | 262.41
2017-05-14 11:00 | 264.84 | 262.56
2017-05-14 11:30 | 264.09 | 261.86
2017-05-14 12:00 | 264.58 | 262.29
2017-05-14 12:30 | 266.34 | 263.79
2017-05-14 13:00 | 268.54 | 265.73
2017-05-14 13:30 | 267.54 | 264.79
2017-05-14 14:00 | 267.27 | 264.45
2017-05-14 14:30 | 268.87 | 265.87
2017-05-14 15:00 | 269.65 | 266.57
2017-05-14 15:30 | 269.56 | 266.52
2017-05-14 16:00 | 269.94 | 266.93
2017-05-14 16:30 | 266.32 | 263.66
2017-05-14 17:00 | 267.24 | 264.53
2017-05-14 17:30 | 267.29 | 265.12
2017-05-14 18:00 | 262.61 | 260.24
2017-05-14 18:30 | 232.82 | 230.01
2017-05-14 19:00 | 233.29 | 230.64
2017-05-14 19:30 | 232.88 | 230.36
2017-05-14 20:00 | 232.04 | 229.62
2017-05-14 20:30 | 234.01 | 231.46
2017-05-14 21:00 | 234.69 | 232.17
2017-05-14 21:30 | 236.97 | 233.28
2017-05-14 22:00 | 237.96 | 233.1
2017-05-14 22:30 | 239.44 | 234.06
2017-05-14 23:00 | 239.91 | 234.56
2017-05-14 23:30 | 244.28 | 237.98
2017-05-15 | 243.52 | 237.35
2017-05-15 00:30 | 244.69 | 238.39
2017-05-15 01:00 | 244.66 | 238.41
2017-05-15 01:30 | 244.78 | 238.52
2017-05-15 02:00 | 244.95 | 238.67
2017-05-15 02:30 | 244.62 | 238.36
2017-05-15 03:00 | 245.06 | 238.66
2017-05-15 03:30 | 244.93 | 238.46
2017-05-15 04:00 | 245.28 | 238.65
2017-05-15 04:30 | 243.83 | 237.33
2017-05-15 05:00 | 244.8 | 238.18
2017-05-15 05:30 | 245.19 | 238.38
2017-05-15 06:00 | 245.82 | 238.92
2017-05-15 06:30 | 244.91 | 237.99
2017-05-15 07:00 | 253.66 | 246.96
2017-05-15 07:30 | 282.79 | 277.28
2017-05-15 08:00 | 281.56 | 276.66
2017-05-15 08:30 | 279.55 | 274.86
2017-05-15 09:00 | 280.18 | 275.34
2017-05-15 09:30 | 279.32 | 274.57
2017-05-15 10:00 | 277.23 | 272.61
2017-05-15 10:30 | 276.9 | 272.16
2017-05-15 11:00 | 270.94 | 266.69
2017-05-15 11:30 | 269.38 | 265.12
2017-05-15 12:00 | 268.8 | 264.49
2017-05-15 12:30 | 270 | 265.44
2017-05-15 13:00 | 268.58 | 264.11
2017-05-15 13:30 | 269.83 | 265.18
2017-05-15 14:00 | 267.7 | 263.3
2017-05-15 14:30 | 269.66 | 265.04
2017-05-15 15:00 | 270.73 | 266.23
2017-05-15 15:30 | 275.74 | 270.62
2017-05-15 16:00 | 274.86 | 269.74
2017-05-15 16:30 | 274.62 | 269.57
2017-05-15 17:00 | 276.06 | 271.08
2017-05-15 17:30 | 278.74 | 273.67
2017-05-15 18:00 | 284.35 | 278.68
2017-05-15 18:30 | 283.85 | 278.48
2017-05-15 19:00 | 284.43 | 279.2
2017-05-15 19:30 | 283.9 | 278.98
2017-05-15 20:00 | 283.41 | 278.68
2017-05-15 20:30 | 284.76 | 279.98
2017-05-15 21:00 | 285.27 | 280.56
2017-05-15 21:30 | 285.84 | 281.14
2017-05-15 22:00 | 286.75 | 282.13
2017-05-15 22:30 | 285.81 | 281.38
2017-05-15 23:00 | 286.28 | 281.7
2017-05-15 23:30 | 286.87 | 282.29
2017-05-16 | 287.17 | 282.59
2017-05-16 00:30 | 272.15 | 266.45
2017-05-16 01:00 | 262.58 | 256.14
2017-05-16 01:30 | 257.69 | 251.06
2017-05-16 02:00 | 257.82 | 251.03
2017-05-16 02:30 | 256.69 | 249.79
2017-05-16 03:00 | 254.02 | 246.86
2017-05-16 03:30 | 252.96 | 245.9
2017-05-16 04:00 | 253.61 | 246.49
2017-05-16 04:30 | 253.21 | 246.03
2017-05-16 05:00 | 254.42 | 247.03
2017-05-16 05:30 | 253.36 | 246.05
2017-05-16 06:00 | 253.44 | 247.3
2017-05-16 06:30 | 250.28 | 245.05
2017-05-16 07:00 | 242 | 237.64
2017-05-16 07:30 | 242.71 | 238.32
2017-05-16 08:00 | 238.34 | 234.85
2017-05-16 08:30 | 237.32 | 233.97
2017-05-16 09:00 | 236.48 | 233.12
2017-05-16 09:30 | 237.57 | 234
2017-05-16 10:00 | 246.44 | 241.87
2017-05-16 10:30 | 249.37 | 244.61
2017-05-16 11:00 | 250.7 | 245.78
2017-05-16 11:30 | 250.21 | 245.45
2017-05-16 12:00 | 250.28 | 245.44
2017-05-16 12:30 | 250.04 | 245.13
2017-05-16 13:00 | 248.98 | 244.52
2017-05-16 13:30 | 247.69 | 243.11
2017-05-16 14:00 | 246.08 | 241.24
2017-05-16 14:30 | 246.17 | 241.17
2017-05-16 15:00 | 246.51 | 241.59
2017-05-16 15:30 | 247.63 | 242.64
2017-05-16 16:00 | 248.31 | 243.2
2017-05-16 16:30 | 245.94 | 241.13
2017-05-16 17:00 | 247.37 | 242.66
2017-05-16 17:30 | 248.21 | 243.32
2017-05-16 18:00 | 242.9 | 238.51
2017-05-16 18:30 | 242.58 | 238.33
2017-05-16 19:00 | 242.75 | 238.46
2017-05-16 19:30 | 243.39 | 238.93
2017-05-16 20:00 | 247.63 | 242.81
2017-05-16 20:30 | 252.6 | 247.16
2017-05-16 21:00 | 253.2 | 247.75
2017-05-16 21:30 | 253.06 | 247.67
2017-05-16 22:00 | 253.47 | 248.1
2017-05-16 22:30 | 252.65 | 247.38
2017-05-16 23:00 | 251.7 | 246.63
2017-05-16 23:30 | 252.96 | 247.54
2017-05-17 | 253.87 | 247.98
2017-05-17 00:30 | 252.43 | 245.94
2017-05-17 01:00 | 253.74 | 246.81
2017-05-17 01:30 | 253.97 | 247.04
2017-05-17 02:00 | 251.97 | 245.33
2017-05-17 02:30 | 252.07 | 245.41
2017-05-17 03:00 | 253.33 | 246.56
2017-05-17 03:30 | 256.15 | 249.38
2017-05-17 04:00 | 261.7 | 255.08
2017-05-17 04:30 | 263.87 | 257.12
2017-05-17 05:00 | 263.87 | 257.17
2017-05-17 05:30 | 262.5 | 255.81
2017-05-17 06:00 | 261.44 | 254.77
2017-05-17 06:30 | 261.6 | 254.77
2017-05-17 07:00 | 253.39 | 247.56
2017-05-17 07:30 | 248.37 | 243.61
2017-05-17 08:00 | 248.97 | 244.23
2017-05-17 08:30 | 267.96 | 262.69
2017-05-17 09:00 | 285.45 | 280.5
2017-05-17 09:30 | 281.59 | 276.94
2017-05-17 10:00 | 275.8 | 271.27
2017-05-17 10:30 | 272.58 | 268.95
2017-05-17 11:00 | 270.32 | 266.94
2017-05-17 11:30 | 270.13 | 266.55
2017-05-17 12:00 | 269.33 | 265.86
2017-05-17 12:30 | 270.39 | 266.76
2017-05-17 13:00 | 265.69 | 262.45
2017-05-17 13:30 | 264.63 | 261.41
2017-05-17 14:00 | 264.9 | 261.42
2017-05-17 14:30 | 265.74 | 262.26
2017-05-17 15:00 | 268.85 | 265.09
2017-05-17 15:30 | 274.05 | 270.46
2017-05-17 16:00 | 274.21 | 270.69
2017-05-17 16:30 | 274.15 | 270.72
2017-05-17 17:00 | 274.98 | 271.65
2017-05-17 17:30 | 276.15 | 272.68
2017-05-17 18:00 | 276.55 | 272.89
2017-05-17 18:30 | 275.89 | 272.39
2017-05-17 19:00 | 276.51 | 273.03
2017-05-17 19:30 | 277.95 | 274.44
2017-05-17 20:00 | 278.51 | 275.01
2017-05-17 20:30 | 278.56 | 275.09
2017-05-17 21:00 | 273.39 | 270.11
2017-05-17 21:30 | 273.62 | 270.34
2017-05-17 22:00 | 276.05 | 272.58
2017-05-17 22:30 | 277.35 | 273.83
2017-05-17 23:00 | 277.65 | 274.19
2017-05-17 23:30 | 278.77 | 275.35
2017-05-18 | 279.06 | 275.14
2017-05-18 00:30 | 279.54 | 275.44
2017-05-18 01:00 | 279.24 | 274.97
2017-05-18 01:30 | 278.79 | 274.66
2017-05-18 02:00 | 279.39 | 275.19
2017-05-18 02:30 | 277.93 | 273.85
2017-05-18 03:00 | 278.93 | 274.82
2017-05-18 03:30 | 277.87 | 273.75
2017-05-18 04:00 | 276.81 | 272.56
2017-05-18 04:30 | 276.53 | 272.23
2017-05-18 05:00 | 275.96 | 271.62
2017-05-18 05:30 | 276.37 | 272.01
2017-05-18 06:00 | 277.28 | 272.76
2017-05-18 06:30 | 278.28 | 273.61
2017-05-18 07:00 | 280.88 | 276.45
2017-05-18 07:30 | 279.27 | 275.71
2017-05-18 08:00 | 278.23 | 275.22
2017-05-18 08:30 | 278.02 | 275.07
2017-05-18 09:00 | 275.58 | 272.89
2017-05-18 09:30 | 273.33 | 270.65
2017-05-18 10:00 | 270.96 | 268.3
2017-05-18 10:30 | 269.45 | 266.83
2017-05-18 11:00 | 267.8 | 265.28
2017-05-18 11:30 | 268.49 | 265.99
2017-05-18 12:00 | 268.32 | 265.9
2017-05-18 12:30 | 268.25 | 265.9
2017-05-18 13:00 | 272.99 | 270.43
2017-05-18 13:30 | 273.12 | 270.4
2017-05-18 14:00 | 272.46 | 269.73
2017-05-18 14:30 | 270.42 | 267.77
2017-05-18 15:00 | 272.14 | 269.53
2017-05-18 15:30 | 273.49 | 270.95
2017-05-18 16:00 | 272.26 | 269.86
2017-05-18 16:30 | 277.77 | 274.87
2017-05-18 17:00 | 281.27 | 278.03
2017-05-18 17:30 | 281.65 | 278.33
2017-05-18 18:00 | 280.54 | 277.24
2017-05-18 18:30 | 280.41 | 277.13
2017-05-18 19:00 | 280.4 | 277.21
2017-05-18 19:30 | 280.33 | 277.23
2017-05-18 20:00 | 283.42 | 280.05
2017-05-18 20:30 | 283.88 | 280.5
2017-05-18 21:00 | 284.05 | 280.69
2017-05-18 21:30 | 285.01 | 281.57
2017-05-18 22:00 | 285.69 | 282.07
2017-05-18 22:30 | 285.75 | 282.04
2017-05-18 23:00 | 287.36 | 283.54
2017-05-18 23:30 | 287.77 | 283.44
2017-05-19 | 287.8 | 283.5
2017-05-19 00:30 | 288 | 283.7
2017-05-19 01:00 | 287.01 | 282.16
2017-05-19 01:30 | 286.43 | 281.2
2017-05-19 02:00 | 287.47 | 282.16
2017-05-19 02:30 | 286.8 | 281.55
2017-05-19 03:00 | 286.74 | 281.49
2017-05-19 03:30 | 285.34 | 280.15
2017-05-19 04:00 | 286.04 | 280.75
2017-05-19 04:30 | 285.95 | 280.71
2017-05-19 05:00 | 284.99 | 279.87
2017-05-19 05:30 | 285.64 | 280.39
2017-05-19 06:00 | 285.83 | 280.5
2017-05-19 06:30 | 286.33 | 280.79
2017-05-19 07:00 | 281.33 | 276.06
2017-05-19 07:30 | 282.09 | 276.6
2017-05-19 08:00 | 286.95 | 280.73
2017-05-19 08:30 | 288.09 | 281.62
2017-05-19 09:00 | 289.75 | 283.09
2017-05-19 09:30 | 288.31 | 283.51
2017-05-19 10:00 | 286.98 | 282.65
2017-05-19 10:30 | 286.75 | 282.55
2017-05-19 11:00 | 287.29 | 283.01
2017-05-19 11:30 | 286.61 | 282.42
2017-05-19 12:00 | 284.41 | 280.3
2017-05-19 12:30 | 285.34 | 281.06
2017-05-19 13:00 | 286.82 | 282.44
2017-05-19 13:30 | 286.99 | 282.64
2017-05-19 14:00 | 284.53 | 280.66
2017-05-19 14:30 | 284.01 | 280.2
2017-05-19 15:00 | 284.75 | 280.91
2017-05-19 15:30 | 243.82 | 238.62
2017-05-19 16:00 | 238.07 | 232.89
2017-05-19 16:30 | 238.99 | 233.65
2017-05-19 17:00 | 239.12 | 233.73
2017-05-19 17:30 | 239.73 | 234.19
2017-05-19 18:00 | 239.51 | 234.05
2017-05-19 18:30 | 258.42 | 253.81
2017-05-19 19:00 | 284.46 | 280.68
2017-05-19 19:30 | 284.45 | 280.74
2017-05-19 20:00 | 284.68 | 280.95
2017-05-19 20:30 | 246.1 | 241.09
2017-05-19 21:00 | 239.26 | 233.95
2017-05-19 21:30 | 238.87 | 233.59
2017-05-19 22:00 | 237.89 | 232.89
2017-05-19 22:30 | 232.12 | 228.01
2017-05-19 23:00 | 238.37 | 233.46
2017-05-19 23:30 | 237.88 | 233.09
2017-05-20 | 238.74 | 233.84
2017-05-20 00:30 | 239.01 | 234.1
2017-05-20 01:00 | 239.68 | 234.78
2017-05-20 01:30 | 246.07 | 241.33
2017-05-20 02:00 | 248.63 | 243.89
2017-05-20 02:30 | 248.7 | 243.24
2017-05-20 03:00 | 249.07 | 243.52
2017-05-20 03:30 | 249.57 | 243.72
2017-05-20 04:00 | 249.22 | 243.45
2017-05-20 04:30 | 248.69 | 242.92
2017-05-20 05:00 | 247.08 | 241.45
2017-05-20 05:30 | 247.1 | 241.41
2017-05-20 06:00 | 247.45 | 241.72
2017-05-20 06:30 | 247.43 | 241.72
2017-05-20 07:00 | 273.88 | 269.72
2017-05-20 07:30 | 281.79 | 279.27
2017-05-20 08:00 | 281.17 | 278.69
2017-05-20 08:30 | 275.99 | 273.83
2017-05-20 09:00 | 275.36 | 273.22
2017-05-20 09:30 | 275.27 | 272.83
2017-05-20 10:00 | 275.4 | 271.76
2017-05-20 10:30 | 275.64 | 271.97
2017-05-20 11:00 | 276.67 | 272.88
2017-05-20 11:30 | 275.54 | 271.77
2017-05-20 12:00 | 276.9 | 272.89
2017-05-20 12:30 | 276.57 | 272.56
2017-05-20 13:00 | 276.02 | 271.9
2017-05-20 13:30 | 275.36 | 271.33
2017-05-20 14:00 | 276.87 | 272.56
2017-05-20 14:30 | 280.98 | 276.18
2017-05-20 15:00 | 281.45 | 276.67
2017-05-20 15:30 | 282.35 | 277.43
2017-05-20 16:00 | 282.85 | 277.99
2017-05-20 16:30 | 283.4 | 278.44
2017-05-20 17:00 | 285.71 | 280.53
2017-05-20 17:30 | 286.37 | 281.24
2017-05-20 18:00 | 286.49 | 281.4
2017-05-20 18:30 | 286.74 | 281.81
2017-05-20 19:00 | 286.89 | 282
2017-05-20 19:30 | 287.43 | 282.75
2017-05-20 20:00 | 288.65 | 283.96
2017-05-20 20:30 | 287.48 | 282.82
2017-05-20 21:00 | 257.93 | 251.54
2017-05-20 21:30 | 255.08 | 248.37
2017-05-20 22:00 | 255.75 | 248.97
2017-05-20 22:30 | 254.36 | 247.82
2017-05-20 23:00 | 254.49 | 247.94
2017-05-20 23:30 | 257.79 | 251.43
2017-05-21 | 263.67 | 257.59
2017-05-21 00:30 | 262.61 | 256.04
2017-05-21 01:00 | 259.61 | 253.43
2017-05-21 01:30 | 261.96 | 255.42
2017-05-21 02:00 | 260.85 | 254.15
2017-05-21 02:30 | 253.58 | 246.41
2017-05-21 03:00 | 243.47 | 238.21
2017-05-21 03:30 | 243.04 | 238.51
2017-05-21 04:00 | 246.39 | 241.25
2017-05-21 04:30 | 246.14 | 241.02
2017-05-21 05:00 | 248.41 | 242.92
2017-05-21 05:30 | 245.37 | 240.2
2017-05-21 06:00 | 240.78 | 235.84
2017-05-21 06:30 | 237.5 | 232.56
2017-05-21 07:00 | 236.2 | 231.5
2017-05-21 07:30 | 236.2 | 231.36
2017-05-21 08:00 | 240.22 | 235.03
2017-05-21 08:30 | 241.17 | 236.18
2017-05-21 09:00 | 241.01 | 236.15
2017-05-21 09:30 | 233.58 | 229.38
2017-05-21 10:00 | 239.06 | 234.28
2017-05-21 10:30 | 244.9 | 239.51
2017-05-21 11:00 | 247.74 | 241.97
2017-05-21 11:30 | 249.47 | 243.49
2017-05-21 12:00 | 247.16 | 241.68
2017-05-21 12:30 | 243.96 | 238.85
2017-05-21 13:00 | 246.49 | 241.04
2017-05-21 13:30 | 249.3 | 243.36
2017-05-21 14:00 | 247.81 | 241.98
2017-05-21 14:30 | 239.97 | 234.78
2017-05-21 15:00 | 241.24 | 235.88
2017-05-21 15:30 | 240.53 | 235.15
2017-05-21 16:00 | 240.43 | 235.04
2017-05-21 16:30 | 239.74 | 234.39
2017-05-21 17:00 | 239.73 | 235.06
2017-05-21 17:30 | 241.19 | 236.54
2017-05-21 18:00 | 241.27 | 236.5
2017-05-21 18:30 | 242.17 | 237.31
2017-05-21 19:00 | 243.8 | 238.88
2017-05-21 19:30 | 239.14 | 234
2017-05-21 20:00 | 238.94 | 233.42
2017-05-21 20:30 | 238.77 | 233.31
2017-05-21 21:00 | 240.36 | 234.83
2017-05-21 21:30 | 241.28 | 235.64
2017-05-21 22:00 | 242.9 | 236.87
2017-05-21 22:30 | 244.06 | 238
2017-05-21 23:00 | 243.73 | 237.76
2017-05-21 23:30 | 245.36 | 238.34
2017-05-22 | 244.84 | 237.86
2017-05-22 00:30 | 244.59 | 237.63
2017-05-22 01:00 | 245.25 | 238.16
2017-05-22 01:30 | 248.6 | 241.62
2017-05-22 02:00 | 255.48 | 248.58
2017-05-22 02:30 | 255.32 | 248.41
2017-05-22 03:00 | 260.27 | 253.44
2017-05-22 03:30 | 261.12 | 254.32
2017-05-22 04:00 | 260.21 | 253.59
2017-05-22 04:30 | 259.67 | 253.15
2017-05-22 05:00 | 262.81 | 256.3
2017-05-22 05:30 | 266.6 | 259.94
2017-05-22 06:00 | 267.6 | 260.5
2017-05-22 06:30 | 266.13 | 259.05
2017-05-22 07:00 | 280.95 | 274.29
2017-05-22 07:30 | 292.02 | 286.24
2017-05-22 08:00 | 292.67 | 286.9
2017-05-22 08:30 | 278.05 | 271.69
2017-05-22 09:00 | 258.14 | 250.68
2017-05-22 09:30 | 256.32 | 249.14
2017-05-22 10:00 | 255.73 | 248.74
2017-05-22 10:30 | 257.32 | 250.27
2017-05-22 11:00 | 251.6 | 245.36
2017-05-22 11:30 | 249.28 | 243.15
2017-05-22 12:00 | 240 | 233.51
2017-05-22 12:30 | 239.47 | 233.06
2017-05-22 13:00 | 239.25 | 232.71
2017-05-22 13:30 | 238.91 | 232.34
2017-05-22 14:00 | 237.97 | 231.45
2017-05-22 14:30 | 237.05 | 230.48
2017-05-22 15:00 | 237.57 | 230.95
2017-05-22 15:30 | 238.26 | 231.6
2017-05-22 16:00 | 238.6 | 231.82
2017-05-22 16:30 | 240.32 | 233.34
2017-05-22 17:00 | 246.27 | 238.39
2017-05-22 17:30 | 240.52 | 233.55
2017-05-22 18:00 | 234.53 | 228.39
2017-05-22 18:30 | 234.16 | 228.21
2017-05-22 19:00 | 234.18 | 228.14
2017-05-22 19:30 | 240.11 | 233.22
2017-05-22 20:00 | 243.61 | 236.22
2017-05-22 20:30 | 243.26 | 235.89
2017-05-22 21:00 | 242.47 | 235.23
2017-05-22 21:30 | 239.56 | 232.81
2017-05-22 22:00 | 238.62 | 232.07
2017-05-22 22:30 | 243.18 | 235.59
2017-05-22 23:00 | 245.33 | 236.11
2017-05-22 23:30 | 246.33 | 237.05
2017-05-23 | 246.82 | 237.7
2017-05-23 00:30 | 246.67 | 237.57
2017-05-23 01:00 | 246.59 | 237.62
2017-05-23 01:30 | 247.01 | 238.03
2017-05-23 02:00 | 247.49 | 238.58
2017-05-23 02:30 | 247.34 | 238.28
2017-05-23 03:00 | 246.25 | 237.28
2017-05-23 03:30 | 246.75 | 237.74
2017-05-23 04:00 | 246.58 | 237.54
2017-05-23 04:30 | 247.98 | 238.62
2017-05-23 05:00 | 247.47 | 238.08
2017-05-23 05:30 | 247.56 | 238.29
2017-05-23 06:00 | 247.55 | 238.3
2017-05-23 06:30 | 235.54 | 228.15
2017-05-23 07:00 | 234.57 | 229.24
2017-05-23 07:30 | 240.37 | 235.53
2017-05-23 08:00 | 240.45 | 235.63
2017-05-23 08:30 | 239.07 | 234.67
2017-05-23 09:00 | 239.49 | 234.66
2017-05-23 09:30 | 239.65 | 234.74
2017-05-23 10:00 | 239.11 | 234.27
2017-05-23 10:30 | 238.85 | 234.19
2017-05-23 11:00 | 237.81 | 233.34
2017-05-23 11:30 | 237.11 | 232.67
2017-05-23 12:00 | 239.16 | 234.9
2017-05-23 12:30 | 244.87 | 240.99
2017-05-23 13:00 | 247.23 | 243.1
2017-05-23 13:30 | 246.97 | 242.81
2017-05-23 14:00 | 246.17 | 242.03
2017-05-23 14:30 | 245.21 | 241.06
2017-05-23 15:00 | 244.15 | 240.62
2017-05-23 15:30 | 242.73 | 239.82
2017-05-23 16:00 | 241.81 | 239.1
2017-05-23 16:30 | 242.38 | 239.56
2017-05-23 17:00 | 243.08 | 240.19
2017-05-23 17:30 | 243.1 | 240.11
2017-05-23 18:00 | 245.19 | 242
2017-05-23 18:30 | 245.45 | 242.33
2017-05-23 19:00 | 245.52 | 242.5
2017-05-23 19:30 | 240.47 | 237.41
2017-05-23 20:00 | 235.16 | 231.87
2017-05-23 20:30 | 234.96 | 231.67
2017-05-23 21:00 | 236.84 | 232.44
2017-05-23 21:30 | 240.06 | 234.47
2017-05-23 22:00 | 241.23 | 235.4
2017-05-23 22:30 | 241.44 | 235.27
2017-05-23 23:00 | 241.16 | 235.04
2017-05-23 23:30 | 241.15 | 235.1
2017-05-24 | 242 | 235.73
2017-05-24 00:30 | 241.76 | 235.33
2017-05-24 01:00 | 242.94 | 235.69
2017-05-24 01:30 | 242.69 | 235.46
2017-05-24 02:00 | 242.02 | 234.89
2017-05-24 02:30 | 241.24 | 234.2
2017-05-24 03:00 | 241.46 | 234.39
2017-05-24 03:30 | 239.58 | 232.71
2017-05-24 04:00 | 240.04 | 233.1
2017-05-24 04:30 | 240.71 | 233.62
2017-05-24 05:00 | 240.2 | 233.11
2017-05-24 05:30 | 239.23 | 232.75
2017-05-24 06:00 | 235.33 | 230.83
2017-05-24 06:30 | 234.32 | 229.99
2017-05-24 07:00 | 230.73 | 226.28
2017-05-24 07:30 | 229.93 | 226.26
2017-05-24 08:00 | 230.12 | 226.3
2017-05-24 08:30 | 228.92 | 225.18
2017-05-24 09:00 | 227.39 | 223.92
2017-05-24 09:30 | 226.77 | 223.42
2017-05-24 10:00 | 226.6 | 223.25
2017-05-24 10:30 | 226.38 | 223.05
2017-05-24 11:00 | 225.34 | 222.11
2017-05-24 11:30 | 227.67 | 224.14
2017-05-24 12:00 | 228.46 | 224.78
2017-05-24 12:30 | 227.93 | 224.39
2017-05-24 13:00 | 227.25 | 223.77
2017-05-24 13:30 | 228.57 | 224.97
2017-05-24 14:00 | 232.68 | 228.47
2017-05-24 14:30 | 232.82 | 228.44
2017-05-24 15:00 | 233.19 | 228.93
2017-05-24 15:30 | 234.11 | 229.97
2017-05-24 16:00 | 234.98 | 230.73
2017-05-24 16:30 | 237.2 | 232.8
2017-05-24 17:00 | 238.73 | 234.48
2017-05-24 17:30 | 239.22 | 234.99
2017-05-24 18:00 | 239.13 | 234.85
2017-05-24 18:30 | 240.22 | 236.02
2017-05-24 19:00 | 239.62 | 235.42
2017-05-24 19:30 | 237.63 | 233.72
2017-05-24 20:00 | 235.72 | 232.02
2017-05-24 20:30 | 234.49 | 230.91
2017-05-24 21:00 | 237.16 | 233.31
2017-05-24 21:30 | 236.67 | 232.91
2017-05-24 22:00 | 238.5 | 234.58
2017-05-24 22:30 | 240.35 | 235.28
2017-05-24 23:00 | 241.53 | 236.26
2017-05-24 23:30 | 241.23 | 235.9
2017-05-25 | 240 | 234.87
2017-05-25 00:30 | 241.23 | 235.97
2017-05-25 01:00 | 241.63 | 235.84
2017-05-25 01:30 | 243.33 | 236.7
2017-05-25 02:00 | 241.85 | 235.55
2017-05-25 02:30 | 241.37 | 235.03
2017-05-25 03:00 | 242.51 | 236.2
2017-05-25 03:30 | 242.35 | 235.92
2017-05-25 04:00 | 241.95 | 235.49
2017-05-25 04:30 | 240.78 | 234.53
2017-05-25 05:00 | 240.35 | 233.97
2017-05-25 05:30 | 237.72 | 231.64
2017-05-25 06:00 | 237.7 | 231.51
2017-05-25 06:30 | 237.57 | 231.1
2017-05-25 07:00 | 236.17 | 229.72
2017-05-25 07:30 | 231.29 | 225.37
2017-05-25 08:00 | 231.58 | 225.8
2017-05-25 08:30 | 230.67 | 225.06
2017-05-25 09:00 | 253.2 | 248.49
2017-05-25 09:30 | 261.18 | 256.76
2017-05-25 10:00 | 263.74 | 259.59
2017-05-25 10:30 | 265.07 | 260.94
2017-05-25 11:00 | 265.14 | 260.91
2017-05-25 11:30 | 265.22 | 260.83
2017-05-25 12:00 | 265.45 | 260.9
2017-05-25 12:30 | 265.33 | 260.64
2017-05-25 13:00 | 265.48 | 260.63
2017-05-25 13:30 | 266.59 | 261.39
2017-05-25 14:00 | 267.47 | 262.19
2017-05-25 14:30 | 268.52 | 263
2017-05-25 15:00 | 268.83 | 263.3
2017-05-25 15:30 | 269.19 | 263.66
2017-05-25 16:00 | 266.29 | 260.65
2017-05-25 16:30 | 239.35 | 232.58
2017-05-25 17:00 | 239.13 | 232.3
2017-05-25 17:30 | 238.81 | 232.04
2017-05-25 18:00 | 239.04 | 232.16
2017-05-25 18:30 | 238.79 | 232.01
2017-05-25 19:00 | 237.97 | 231.43
2017-05-25 19:30 | 238.25 | 231.8
2017-05-25 20:00 | 240.46 | 233.61
2017-05-25 20:30 | 243.07 | 235.92
2017-05-25 21:00 | 243.26 | 236.17
2017-05-25 21:30 | 243.24 | 236.1
2017-05-25 22:00 | 243.93 | 236.75
2017-05-25 22:30 | 243.31 | 236.31
2017-05-25 23:00 | 242.94 | 235.91
2017-05-25 23:30 | 242.15 | 236.16
2017-05-26 | 241.94 | 236.51
2017-05-26 00:30 | 242.16 | 236.79
2017-05-26 01:00 | 241.67 | 236.4
2017-05-26 01:30 | 240.73 | 235.57
2017-05-26 02:00 | 240.93 | 235.76
2017-05-26 02:30 | 241.42 | 236.17
2017-05-26 03:00 | 248.8 | 243.83
2017-05-26 03:30 | 282.19 | 278.29
2017-05-26 04:00 | 281.44 | 277.47
2017-05-26 04:30 | 281.18 | 277.17
2017-05-26 05:00 | 282.42 | 278.28
2017-05-26 05:30 | 284.22 | 279.81
2017-05-26 06:00 | 284.9 | 280.41
2017-05-26 06:30 | 284.74 | 280.51
2017-05-26 07:00 | 284.75 | 280.55
2017-05-26 07:30 | 283.51 | 279.08
2017-05-26 08:00 | 280.59 | 276.18
2017-05-26 08:30 | 277.6 | 273.45
2017-05-26 09:00 | 275.11 | 271.16
2017-05-26 09:30 | 241.25 | 236.07
2017-05-26 10:00 | 238.4 | 233.04
2017-05-26 10:30 | 237.38 | 232.35
2017-05-26 11:00 | 232.82 | 227.75
2017-05-26 11:30 | 232.72 | 227.56
2017-05-26 12:00 | 231.04 | 226.04
2017-05-26 12:30 | 229.97 | 225.07
2017-05-26 13:00 | 230.41 | 225.42
2017-05-26 13:30 | 232.38 | 227.56
2017-05-26 14:00 | 233.93 | 229.08
2017-05-26 14:30 | 233.31 | 228.39
2017-05-26 15:00 | 231.95 | 226.96
2017-05-26 15:30 | 228.54 | 223.46
2017-05-26 16:00 | 229.73 | 224.46
2017-05-26 16:30 | 232.32 | 226.67
2017-05-26 17:00 | 232.63 | 226.93
2017-05-26 17:30 | 232.56 | 227.11
2017-05-26 18:00 | 230.34 | 225.3
2017-05-26 18:30 | 229.06 | 224.35
2017-05-26 19:00 | 228.37 | 223.84
2017-05-26 19:30 | 227.9 | 223.46
2017-05-26 20:00 | 235.48 | 231.26
2017-05-26 20:30 | 239.19 | 234.82
2017-05-26 21:00 | 240.2 | 235.72
2017-05-26 21:30 | 244.08 | 239.27
2017-05-26 22:00 | 242.38 | 237.8
2017-05-26 22:30 | 241.82 | 237.52
2017-05-26 23:00 | 241.18 | 237.19
2017-05-26 23:30 | 241.86 | 237.82
2017-05-27 | 241.76 | 237.92
2017-05-27 00:30 | 244.19 | 240.15
2017-05-27 01:00 | 244.58 | 240.42
2017-05-27 01:30 | 242.94 | 238.92
2017-05-27 02:00 | 247.03 | 242.32
2017-05-27 02:30 | 249.96 | 244.28
2017-05-27 03:00 | 249.87 | 244.21
2017-05-27 03:30 | 248.79 | 243.28
2017-05-27 04:00 | 249.16 | 243.45
2017-05-27 04:30 | 250.36 | 244.37
2017-05-27 05:00 | 251.72 | 245.57
2017-05-27 05:30 | 251.3 | 245.18
2017-05-27 06:00 | 250.27 | 244.27
2017-05-27 06:30 | 250.43 | 244.31
2017-05-27 07:00 | 250.54 | 244.92
2017-05-27 07:30 | 250.81 | 245.37
2017-05-27 08:00 | 251.66 | 245.98
2017-05-27 08:30 | 251.82 | 245.96
2017-05-27 09:00 | 251.69 | 245.82
2017-05-27 09:30 | 252 | 246.13
2017-05-27 10:00 | 251.84 | 246.18
2017-05-27 10:30 | 250.41 | 245.05
2017-05-27 11:00 | 249.5 | 244.19
2017-05-27 11:30 | 250.39 | 244.97
2017-05-27 12:00 | 250.76 | 245.44
2017-05-27 12:30 | 248.33 | 243.35
2017-05-27 13:00 | 248.21 | 243.27
2017-05-27 13:30 | 248.55 | 243.56
2017-05-27 14:00 | 245.54 | 240.72
2017-05-27 14:30 | 244.99 | 240.1
2017-05-27 15:00 | 247.04 | 241.88
2017-05-27 15:30 | 245.25 | 240.19
2017-05-27 16:00 | 246.09 | 240.92
2017-05-27 16:30 | 246.88 | 241.86
2017-05-27 17:00 | 247.99 | 242.84
2017-05-27 17:30 | 248.68 | 243.37
2017-05-27 18:00 | 248.64 | 243.32
2017-05-27 18:30 | 248.35 | 243.08
2017-05-27 19:00 | 248.91 | 243.54
2017-05-27 19:30 | 248.33 | 242.93
2017-05-27 20:00 | 247.18 | 241.85
2017-05-27 20:30 | 245.02 | 239.92
2017-05-27 21:00 | 244.86 | 239.74
2017-05-27 21:30 | 244.53 | 239.45
2017-05-27 22:00 | 245.82 | 240.73
2017-05-27 22:30 | 244.99 | 239.98
2017-05-27 23:00 | 244.77 | 239.85
2017-05-27 23:30 | 244.51 | 239.68
2017-05-28 | 244.5 | 239.84
2017-05-28 00:30 | 245.16 | 240.57
2017-05-28 01:00 | 245.38 | 240.93
2017-05-28 01:30 | 244.82 | 240.47
2017-05-28 02:00 | 243.49 | 239.21
2017-05-28 02:30 | 245.47 | 241
2017-05-28 03:00 | 243.59 | 239.27
2017-05-28 03:30 | 244.41 | 240
2017-05-28 04:00 | 244.3 | 239.75
2017-05-28 04:30 | 247.88 | 242.63
2017-05-28 05:00 | 248.87 | 243.53
2017-05-28 05:30 | 248.93 | 243.48
2017-05-28 06:00 | 248.65 | 243.12
2017-05-28 06:30 | 269.65 | 264.94
2017-05-28 07:00 | 282.63 | 278.42
2017-05-28 07:30 | 281.2 | 277.08
2017-05-28 08:00 | 280.7 | 276.63
2017-05-28 08:30 | 259.43 | 254.71
2017-05-28 09:00 | 242.85 | 237.23
2017-05-28 09:30 | 241.16 | 235.5
2017-05-28 10:00 | 234.64 | 229.68
2017-05-28 10:30 | 229.87 | 224.94
2017-05-28 11:00 | 228.53 | 223.7
2017-05-28 11:30 | 231.91 | 226.86
2017-05-28 12:00 | 232.61 | 227.46
2017-05-28 12:30 | 232.41 | 227.17
2017-05-28 13:00 | 232.22 | 227.02
2017-05-28 13:30 | 230.86 | 225.83
2017-05-28 14:00 | 231.46 | 226.24
2017-05-28 14:30 | 230.85 | 225.67
2017-05-28 15:00 | 230.35 | 225.3
2017-05-28 15:30 | 231.56 | 226.27
2017-05-28 16:00 | 231.85 | 226.54
2017-05-28 16:30 | 231.97 | 226.65
2017-05-28 17:00 | 236.79 | 230.66
2017-05-28 17:30 | 237.8 | 231.43
2017-05-28 18:00 | 238.43 | 231.89
2017-05-28 18:30 | 239.17 | 232.53
2017-05-28 19:00 | 238.71 | 232.27
2017-05-28 19:30 | 237.5 | 231.31
2017-05-28 20:00 | 237.56 | 231.38
2017-05-28 20:30 | 237.21 | 231.11
2017-05-28 21:00 | 237.1 | 231.09
2017-05-28 21:30 | 236 | 230.14
2017-05-28 22:00 | 237.56 | 231.54
2017-05-28 22:30 | 236.04 | 230.12
2017-05-28 23:00 | 233.57 | 228.01
2017-05-28 23:30 | 233.51 | 228.05
2017-05-29 | 235.84 | 230.41
2017-05-29 00:30 | 236.37 | 230.94
2017-05-29 01:00 | 238.61 | 233.37
2017-05-29 01:30 | 239.22 | 233.99
2017-05-29 02:00 | 239.75 | 234.55
2017-05-29 02:30 | 240.55 | 235.21
2017-05-29 03:00 | 241.27 | 235.88
2017-05-29 03:30 | 241.52 | 236.02
2017-05-29 04:00 | 240.97 | 235.32
2017-05-29 04:30 | 239.55 | 234.04
2017-05-29 05:00 | 239.01 | 233.5
2017-05-29 05:30 | 238.52 | 232.98
2017-05-29 06:00 | 237.83 | 232.37
2017-05-29 06:30 | 237.23 | 231.64
2017-05-29 07:00 | 237.6 | 232.39
2017-05-29 07:30 | 235.61 | 230.68
2017-05-29 08:00 | 234.15 | 229.97
2017-05-29 08:30 | 234.08 | 230.43
2017-05-29 09:00 | 233 | 229.46
2017-05-29 09:30 | 231.9 | 228.37
2017-05-29 10:00 | 231.6 | 228.27
2017-05-29 10:30 | 231.78 | 228.56
2017-05-29 11:00 | 231.99 | 228.79
2017-05-29 11:30 | 231.97 | 228.83
2017-05-29 12:00 | 231.42 | 228.32
2017-05-29 12:30 | 235.37 | 231.83
2017-05-29 13:00 | 235.52 | 231.93
2017-05-29 13:30 | 236.08 | 232.34
2017-05-29 14:00 | 235.85 | 232.06
2017-05-29 14:30 | 235.94 | 231.95
2017-05-29 15:00 | 234.59 | 230.73
2017-05-29 15:30 | 234.21 | 230.41
2017-05-29 16:00 | 232.42 | 228.85
2017-05-29 16:30 | 231.99 | 228.54
2017-05-29 17:00 | 236.95 | 232.97
2017-05-29 17:30 | 237.25 | 233.14
2017-05-29 18:00 | 236.69 | 232.68
2017-05-29 18:30 | 236.33 | 232.39
2017-05-29 19:00 | 236.99 | 233.17
2017-05-29 19:30 | 237.16 | 233.5
2017-05-29 20:00 | 236.58 | 233.2
2017-05-29 20:30 | 235.93 | 232.69
2017-05-29 21:00 | 235.32 | 232.17
2017-05-29 21:30 | 234.43 | 231.37
2017-05-29 22:00 | 235.43 | 232.25
2017-05-29 22:30 | 234.8 | 231.78
2017-05-29 23:00 | 232.41 | 228.93
2017-05-29 23:30 | 232.86 | 229.29
2017-05-30 | 234.86 | 231.69
2017-05-30 00:30 | 241.72 | 238.28
2017-05-30 01:00 | 244.93 | 241.4
2017-05-30 01:30 | 248.04 | 244.86
2017-05-30 02:00 | 245.02 | 242.37
2017-05-30 02:30 | 247.38 | 244.89
2017-05-30 03:00 | 248.72 | 246.37
2017-05-30 03:30 | 248.3 | 245.84
2017-05-30 04:00 | 245.96 | 243.43
2017-05-30 04:30 | 249.07 | 246.17
2017-05-30 05:00 | 246.04 | 243.68
2017-05-30 05:30 | 246.74 | 244.25
2017-05-30 06:00 | 248.31 | 245.65
2017-05-30 06:30 | 247.73 | 245.03
2017-05-30 07:00 | 241.81 | 240.36
2017-05-30 07:30 | 242.11 | 240.5
2017-05-30 08:00 | 241.91 | 240.06
2017-05-30 08:30 | 229.29 | 227.1
2017-05-30 09:00 | 243.44 | 241.56
2017-05-30 09:30 | 243.17 | 241.27
2017-05-30 10:00 | 241.51 | 239.8
2017-05-30 10:30 | 240.03 | 238.5
2017-05-30 11:00 | 235.92 | 234.54
2017-05-30 11:30 | 231.97 | 230.65
2017-05-30 12:00 | 231.04 | 229.77
2017-05-30 12:30 | 232.99 | 231.58
2017-05-30 13:00 | 233.94 | 232.46
2017-05-30 13:30 | 234.82 | 233.29
2017-05-30 14:00 | 235.39 | 233.69
2017-05-30 14:30 | 235.42 | 233.52
2017-05-30 15:00 | 239.57 | 237.25
2017-05-30 15:30 | 240.73 | 238.34
2017-05-30 16:00 | 239.81 | 237.34
2017-05-30 16:30 | 240.48 | 237.99
2017-05-30 17:00 | 241.43 | 238.67
2017-05-30 17:30 | 241.74 | 238.75
2017-05-30 18:00 | 241.79 | 238.78
2017-05-30 18:30 | 240.89 | 238.02
2017-05-30 19:00 | 238.1 | 235.61
2017-05-30 19:30 | 239.86 | 237.24
2017-05-30 20:00 | 242.66 | 239.55
2017-05-30 20:30 | 239.53 | 236.71
2017-05-30 21:00 | 239.01 | 236.32
2017-05-30 21:30 | 240.47 | 237.51
2017-05-30 22:00 | 240.4 | 236.84
2017-05-30 22:30 | 240.83 | 237.28
2017-05-30 23:00 | 241.6 | 238.07
2017-05-30 23:30 | 242.86 | 239.41
2017-05-31 | 242.7 | 239.36
2017-05-31 00:30 | 242.19 | 238.86
2017-05-31 01:00 | 243.19 | 239.4
2017-05-31 01:30 | 243.1 | 239.47
2017-05-31 02:00 | 244.47 | 240.6
2017-05-31 02:30 | 245.22 | 241.11
2017-05-31 03:00 | 245.53 | 241.42
2017-05-31 03:30 | 245.42 | 241.27
2017-05-31 04:00 | 244.1 | 240.02
2017-05-31 04:30 | 239.49 | 235.92
2017-05-31 05:00 | 239.24 | 235.68
2017-05-31 05:30 | 238.98 | 235.4
2017-05-31 06:00 | 239.97 | 236.25
2017-05-31 06:30 | 238.95 | 235.04
2017-05-31 07:00 | 235.96 | 233.28
2017-05-31 07:30 | 237.17 | 234.47
2017-05-31 08:00 | 234.92 | 232.36
2017-05-31 08:30 | 236.2 | 233.49
2017-05-31 09:00 | 237.33 | 234.6
2017-05-31 09:30 | 236.1 | 233.43
2017-05-31 10:00 | 231.91 | 229.6
2017-05-31 10:30 | 228.03 | 225.87
2017-05-31 11:00 | 219.68 | 217.96
2017-05-31 11:30 | 219.74 | 217.98
2017-05-31 12:00 | 221.72 | 219.83
2017-05-31 12:30 | 225.05 | 222.87
2017-05-31 13:00 | 221.54 | 219.02
2017-05-31 13:30 | 224.78 | 221.5
2017-05-31 14:00 | 225.58 | 222.11
2017-05-31 14:30 | 225.94 | 222.32
2017-05-31 15:00 | 225.64 | 222.58
2017-05-31 15:30 | 226.71 | 223.54
2017-05-31 16:00 | 230.87 | 227.14
2017-05-31 16:30 | 231.74 | 227.8
2017-05-31 17:00 | 237.4 | 232.63
2017-05-31 17:30 | 237.6 | 232.85
2017-05-31 18:00 | 239.19 | 234.35
2017-05-31 18:30 | 238.4 | 233.76
2017-05-31 19:00 | 243.81 | 239.54
2017-05-31 19:30 | 244.49 | 240.35
2017-05-31 20:00 | 244.59 | 240.42
2017-05-31 20:30 | 244.9 | 240.6
2017-05-31 21:00 | 244.85 | 240.68
2017-05-31 21:30 | 244.84 | 240.41
2017-05-31 22:00 | 247.05 | 241.64
2017-05-31 22:30 | 246.42 | 241.92
2017-05-31 23:00 | 246.82 | 242.28
2017-05-31 23:30 | 246.69 | 242.36
2017-06-01 | 246.43 | 242.12
2017-06-01 00:30 | 245.99 | 241.85
2017-06-01 01:00 | 246.01 | 241.84
2017-06-01 01:30 | 245.88 | 241.61
2017-06-01 02:00 | 246.05 | 241.83
2017-06-01 02:30 | 246.43 | 242.2
2017-06-01 03:00 | 246.3 | 242.19
2017-06-01 03:30 | 245.61 | 241.68
2017-06-01 04:00 | 245.14 | 241.12
2017-06-01 04:30 | 247.19 | 242.2
2017-06-01 05:00 | 247.48 | 242.37
2017-06-01 05:30 | 246.3 | 241.55
2017-06-01 06:00 | 245.15 | 240.93
2017-06-01 06:30 | 244.24 | 240.02
2017-06-01 07:00 | 237.34 | 234.5
2017-06-01 07:30 | 232.46 | 230.11
2017-06-01 08:00 | 232.36 | 229.84
2017-06-01 08:30 | 232.74 | 230.17
2017-06-01 09:00 | 241.58 | 238.27
2017-06-01 09:30 | 242.52 | 239.1
2017-06-01 10:00 | 243.4 | 239.98
2017-06-01 10:30 | 243.26 | 239.97
2017-06-01 11:00 | 242.83 | 239.65
2017-06-01 11:30 | 243.05 | 239.83
2017-06-01 12:00 | 242.12 | 239.1
2017-06-01 12:30 | 243.34 | 240.2
2017-06-01 13:00 | 243.76 | 240.38
2017-06-01 13:30 | 244.56 | 241.11
2017-06-01 14:00 | 242.26 | 238.97
2017-06-01 14:30 | 240.59 | 237.39
2017-06-01 15:00 | 240.6 | 237.4
2017-06-01 15:30 | 240.5 | 237.32
2017-06-01 16:00 | 240.88 | 237.37
2017-06-01 16:30 | 239.11 | 235.81
2017-06-01 17:00 | 239.04 | 235.76
2017-06-01 17:30 | 239.66 | 236.28
2017-06-01 18:00 | 240.39 | 236.9
2017-06-01 18:30 | 239.52 | 236.2
2017-06-01 19:00 | 239.21 | 236.05
2017-06-01 19:30 | 238.55 | 235.48
2017-06-01 20:00 | 235.93 | 233.2
2017-06-01 20:30 | 229.12 | 227.02
2017-06-01 21:00 | 229.88 | 227.63
2017-06-01 21:30 | 229.72 | 227.52
2017-06-01 22:00 | 229.78 | 227.61
2017-06-01 22:30 | 230.97 | 228.9
2017-06-01 23:00 | 234.35 | 232.14
2017-06-01 23:30 | 241.32 | 238.03
2017-06-02 | 238.96 | 235.4
2017-06-02 00:30 | 238.71 | 234.42
2017-06-02 01:00 | 239.54 | 235.15
2017-06-02 01:30 | 238.83 | 234.47
2017-06-02 02:00 | 240.03 | 235.47
2017-06-02 02:30 | 242.06 | 236.27
2017-06-02 03:00 | 241.37 | 235.65
2017-06-02 03:30 | 244.33 | 238.52
2017-06-02 04:00 | 250.07 | 244.36
2017-06-02 04:30 | 250.66 | 244.82
2017-06-02 05:00 | 249.2 | 243.28
2017-06-02 05:30 | 249.81 | 243.72
2017-06-02 06:00 | 250.1 | 243.9
2017-06-02 06:30 | 248.44 | 243.42
2017-06-02 07:00 | 248.08 | 244.29
2017-06-02 07:30 | 249.33 | 245.18
2017-06-02 08:00 | 250.87 | 246.19
2017-06-02 08:30 | 250.54 | 246.03
2017-06-02 09:00 | 250.17 | 245.8
2017-06-02 09:30 | 250.7 | 246.38
2017-06-02 10:00 | 250.66 | 246.46
2017-06-02 10:30 | 243.6 | 240.25
2017-06-02 11:00 | 236.66 | 234.01
2017-06-02 11:30 | 237.98 | 235.26
2017-06-02 12:00 | 236.64 | 234.04
2017-06-02 12:30 | 237.15 | 234.52
2017-06-02 13:00 | 237.03 | 234.38
2017-06-02 13:30 | 241.76 | 238.6
2017-06-02 14:00 | 242.36 | 239.11
2017-06-02 14:30 | 241.62 | 238.26
2017-06-02 15:00 | 241.98 | 238.58
2017-06-02 15:30 | 242.34 | 238.98
2017-06-02 16:00 | 244.1 | 240.59
2017-06-02 16:30 | 243.94 | 240.27
2017-06-02 17:00 | 245.29 | 241.24
2017-06-02 17:30 | 245.3 | 241.12
2017-06-02 18:00 | 246 | 241.75
2017-06-02 18:30 | 245.28 | 241.15
2017-06-02 19:00 | 246.12 | 241.9
2017-06-02 19:30 | 245.45 | 241.35
2017-06-02 20:00 | 245.04 | 241.02
2017-06-02 20:30 | 248.44 | 244.59
2017-06-02 21:00 | 274.91 | 271.8
2017-06-02 21:30 | 276.38 | 273.34
2017-06-02 22:00 | 276.48 | 273.6
2017-06-02 22:30 | 275.81 | 272.87
2017-06-02 23:00 | 274.3 | 271.49
2017-06-02 23:30 | 259.66 | 256.56
2017-06-03 | 245.22 | 241.76
2017-06-03 00:30 | 245.59 | 242.06
2017-06-03 01:00 | 244.69 | 240.74
2017-06-03 01:30 | 246.9 | 242.27
2017-06-03 02:00 | 247.7 | 242.9
2017-06-03 02:30 | 244.83 | 240.1
2017-06-03 03:00 | 244.53 | 239.72
2017-06-03 03:30 | 246.62 | 241.51
2017-06-03 04:00 | 246.63 | 241.37
2017-06-03 04:30 | 246.92 | 241.62
2017-06-03 05:00 | 248.2 | 242.68
2017-06-03 05:30 | 245.37 | 240.48
2017-06-03 06:00 | 245.22 | 241.12
2017-06-03 06:30 | 243.14 | 239.25
2017-06-03 07:00 | 242.72 | 239
2017-06-03 07:30 | 245.98 | 241.95
2017-06-03 08:00 | 245.15 | 240.94
2017-06-03 08:30 | 245.11 | 240.92
2017-06-03 09:00 | 244.01 | 239.95
2017-06-03 09:30 | 242.6 | 238.64
2017-06-03 10:00 | 252.83 | 249.39
2017-06-03 10:30 | 270.66 | 267.63
2017-06-03 11:00 | 268.96 | 266.05
2017-06-03 11:30 | 269.73 | 266.78
2017-06-03 12:00 | 267.36 | 264.59
2017-06-03 12:30 | 263.25 | 260.73
2017-06-03 13:00 | 261.74 | 259.46
2017-06-03 13:30 | 259.42 | 257.38
2017-06-03 14:00 | 257.62 | 255.65
2017-06-03 14:30 | 257.31 | 255.24
2017-06-03 15:00 | 258.08 | 255.87
2017-06-03 15:30 | 257.87 | 255.54
2017-06-03 16:00 | 257.7 | 255.31
2017-06-03 16:30 | 259.84 | 257.31
2017-06-03 17:00 | 254.91 | 252.25
2017-06-03 17:30 | 264.16 | 261.17
2017-06-03 18:00 | 266.32 | 263.46
2017-06-03 18:30 | 267.12 | 264.41
2017-06-03 19:00 | 266.79 | 264.14
2017-06-03 19:30 | 263.83 | 261.49
2017-06-03 20:00 | 232.59 | 230.26
2017-06-03 20:30 | 218.76 | 216.73
2017-06-03 21:00 | 202.9 | 200.94
2017-06-03 21:30 | 201.17 | 199.48
2017-06-03 22:00 | 193.93 | 192.78
2017-06-03 22:30 | 187.74 | 186.95
2017-06-03 23:00 | 192.31 | 191.22
2017-06-03 23:30 | 193.77 | 192.68
2017-06-04 | 230.49 | 229.91
2017-06-04 00:30 | 232.85 | 232.37
2017-06-04 01:00 | 233.06 | 232.29
2017-06-04 01:30 | 233.75 | 232.89
2017-06-04 02:00 | 235.4 | 234.54
2017-06-04 02:30 | 236 | 235.15
2017-06-04 03:00 | 238.33 | 237.36
2017-06-04 03:30 | 241.64 | 240.4
2017-06-04 04:00 | 241.87 | 240.63
2017-06-04 04:30 | 241.2 | 239.98
2017-06-04 05:00 | 241.37 | 240.14
2017-06-04 05:30 | 250.23 | 249.14
2017-06-04 06:00 | 251.42 | 250.24
2017-06-04 06:30 | 252.46 | 251.18
2017-06-04 07:00 | 252.16 | 250.87
2017-06-04 07:30 | 252.36 | 250.82
2017-06-04 08:00 | 251.42 | 249.74
2017-06-04 08:30 | 248 | 246.33
2017-06-04 09:00 | 227.81 | 225.76
2017-06-04 09:30 | 229.27 | 227.13
2017-06-04 10:00 | 230.24 | 228.15
2017-06-04 10:30 | 230.64 | 228.55
2017-06-04 11:00 | 230.59 | 228.49
2017-06-04 11:30 | 230.1 | 228.11
2017-06-04 12:00 | 229.96 | 227.9
2017-06-04 12:30 | 228.52 | 226.52
2017-06-04 13:00 | 227.57 | 225.65
2017-06-04 13:30 | 227.88 | 226.57
2017-06-04 14:00 | 232.92 | 231.86
2017-06-04 14:30 | 204.02 | 202.52
2017-06-04 15:00 | 196.88 | 195.22
2017-06-04 15:30 | 196.91 | 195.11
2017-06-04 16:00 | 198.21 | 196.26
2017-06-04 16:30 | 198.24 | 196.22
2017-06-04 17:00 | 193.17 | 191.31
2017-06-04 17:30 | 191.43 | 189.95
2017-06-04 18:00 | 190.17 | 188.86
2017-06-04 18:30 | 190.16 | 187.88
2017-06-04 19:00 | 190.03 | 187.9
2017-06-04 19:30 | 190.02 | 188.01
2017-06-04 20:00 | 190.3 | 188.28
2017-06-04 20:30 | 189.77 | 187.76
2017-06-04 21:00 | 189.96 | 187.97
2017-06-04 21:30 | 190.5 | 188.45
2017-06-04 22:00 | 185.82 | 184.25
2017-06-04 22:30 | 183.71 | 182.3
2017-06-04 23:00 | 183.21 | 181.84
2017-06-04 23:30 | 183.61 | 181.94
2017-06-05 | 184.24 | 182.02
2017-06-05 00:30 | 184.32 | 181.94
2017-06-05 01:00 | 185.06 | 182.5
2017-06-05 01:30 | 188.42 | 185.96
2017-06-05 02:00 | 194.18 | 190.91
2017-06-05 02:30 | 194.49 | 191.25
2017-06-05 03:00 | 195.32 | 191.95
2017-06-05 03:30 | 194.68 | 191.38
2017-06-05 04:00 | 194.32 | 190.92
2017-06-05 04:30 | 194 | 190.49
2017-06-05 05:00 | 193.86 | 190.26
2017-06-05 05:30 | 193.99 | 190.33
2017-06-05 06:00 | 194 | 190.4
2017-06-05 06:30 | 194.95 | 192.16
2017-06-05 07:00 | 194.46 | 191.74
2017-06-05 07:30 | 192.02 | 189.16
2017-06-05 08:00 | 192.88 | 190.2
2017-06-05 08:30 | 194.64 | 192.1
2017-06-05 09:00 | 196.27 | 193.83
2017-06-05 09:30 | 196.61 | 194.36
2017-06-05 10:00 | 196.58 | 194.38
2017-06-05 10:30 | 197.15 | 194.9
2017-06-05 11:00 | 197.43 | 195.22
2017-06-05 11:30 | 197.32 | 195.14
2017-06-05 12:00 | 197 | 194.88
2017-06-05 12:30 | 197.39 | 195.19
2017-06-05 13:00 | 197.53 | 195.3
2017-06-05 13:30 | 197.6 | 195.38
2017-06-05 14:00 | 196.8 | 194.61
2017-06-05 14:30 | 196.89 | 194.62
2017-06-05 15:00 | 197.45 | 195.21
2017-06-05 15:30 | 197.29 | 195.27
2017-06-05 16:00 | 196.37 | 194.47
2017-06-05 16:30 | 196.81 | 194.74
2017-06-05 17:00 | 196.74 | 194.66
2017-06-05 17:30 | 197.13 | 194.88
2017-06-05 18:00 | 198.13 | 195.68
2017-06-05 18:30 | 197.66 | 195.32
2017-06-05 19:00 | 197.91 | 195.64
2017-06-05 19:30 | 198.44 | 196.19
2017-06-05 20:00 | 199.18 | 196.93
2017-06-05 20:30 | 199.52 | 197.21
2017-06-05 21:00 | 203.42 | 200.93
2017-06-05 21:30 | 204.48 | 202
2017-06-05 22:00 | 204.82 | 202.45
2017-06-05 22:30 | 206.69 | 204.34
2017-06-05 23:00 | 208.11 | 205.18
2017-06-05 23:30 | 208.28 | 205.26
2017-06-06 | 210.14 | 206.95
2017-06-06 00:30 | 214.62 | 210.96
2017-06-06 01:00 | 223.6 | 219.79
2017-06-06 01:30 | 229.26 | 225.2
2017-06-06 02:00 | 233.51 | 229.43
2017-06-06 02:30 | 256.19 | 252.76
2017-06-06 03:00 | 258.91 | 255.39
2017-06-06 03:30 | 241.29 | 237.05
2017-06-06 04:00 | 240.65 | 236.25
2017-06-06 04:30 | 240.76 | 236.18
2017-06-06 05:00 | 242.07 | 237.21
2017-06-06 05:30 | 242.39 | 237.43
2017-06-06 06:00 | 241.91 | 237.7
2017-06-06 06:30 | 238.65 | 234.8
2017-06-06 07:00 | 229.48 | 226.43
2017-06-06 07:30 | 230.45 | 227.14
2017-06-06 08:00 | 232.65 | 229.08
2017-06-06 08:30 | 232.26 | 228.62
2017-06-06 09:00 | 234.07 | 230.42
2017-06-06 09:30 | 234.16 | 230.62
2017-06-06 10:00 | 233.22 | 229.82
2017-06-06 10:30 | 228.07 | 225.21
2017-06-06 11:00 | 229.43 | 226.5
2017-06-06 11:30 | 230.26 | 227.24
2017-06-06 12:00 | 230.55 | 227.46
2017-06-06 12:30 | 229.81 | 226.81
2017-06-06 13:00 | 231.46 | 228.3
2017-06-06 13:30 | 236.24 | 232.62
2017-06-06 14:00 | 235.7 | 232.25
2017-06-06 14:30 | 233.22 | 229.89
2017-06-06 15:00 | 234.41 | 230.97
2017-06-06 15:30 | 238.4 | 234.55
2017-06-06 16:00 | 241.38 | 237.08
2017-06-06 16:30 | 241.08 | 236.73
2017-06-06 17:00 | 240.6 | 236.7
2017-06-06 17:30 | 240 | 236.88
2017-06-06 18:00 | 238.06 | 234.95
2017-06-06 18:30 | 238.47 | 235.39
2017-06-06 19:00 | 238.9 | 235.79
2017-06-06 19:30 | 235.23 | 231.92
2017-06-06 20:00 | 232.48 | 228.95
2017-06-06 20:30 | 232.66 | 229.04
2017-06-06 21:00 | 231.68 | 228.39
2017-06-06 21:30 | 231.63 | 228.43
2017-06-06 22:00 | 232.05 | 229.01
2017-06-06 22:30 | 232.21 | 229.35
2017-06-06 23:00 | 232.5 | 229.69
2017-06-06 23:30 | 232.34 | 229.59
2017-06-07 | 233.5 | 230.72
2017-06-07 00:30 | 233.33 | 230.38
2017-06-07 01:00 | 232.54 | 229.58
2017-06-07 01:30 | 232.55 | 229.39
2017-06-07 02:00 | 232.79 | 229.63
2017-06-07 02:30 | 233.14 | 229.93
2017-06-07 03:00 | 232.93 | 229.78
2017-06-07 03:30 | 233.81 | 230.51
2017-06-07 04:00 | 234.74 | 231.41
2017-06-07 04:30 | 234.93 | 231.64
2017-06-07 05:00 | 234.55 | 231.37
2017-06-07 05:30 | 233.5 | 230.46
2017-06-07 06:00 | 232.69 | 229.69
2017-06-07 06:30 | 231.9 | 228.81
2017-06-07 07:00 | 227.45 | 224.83
2017-06-07 07:30 | 226.95 | 224.85
2017-06-07 08:00 | 226.63 | 224.52
2017-06-07 08:30 | 251.19 | 249.58
2017-06-07 09:00 | 262.43 | 260.9
2017-06-07 09:30 | 261.51 | 259.92
2017-06-07 10:00 | 255.33 | 253.68
2017-06-07 10:30 | 239.8 | 237.87
2017-06-07 11:00 | 239.84 | 237.92
2017-06-07 11:30 | 240.16 | 238.27
2017-06-07 12:00 | 240.86 | 238.94
2017-06-07 12:30 | 240.9 | 239.01
2017-06-07 13:00 | 242.02 | 239.97
2017-06-07 13:30 | 243.06 | 240.92
2017-06-07 14:00 | 243.7 | 241.47
2017-06-07 14:30 | 243.19 | 240.98
2017-06-07 15:00 | 241.76 | 239.66
2017-06-07 15:30 | 241.52 | 239.46
2017-06-07 16:00 | 242.64 | 240.44
2017-06-07 16:30 | 245.04 | 242.49
2017-06-07 17:00 | 245.37 | 242.7
2017-06-07 17:30 | 246.67 | 243.75
2017-06-07 18:00 | 248.31 | 245.15
2017-06-07 18:30 | 245.95 | 242.69
2017-06-07 19:00 | 227.93 | 224.44
2017-06-07 19:30 | 227 | 223.78
2017-06-07 20:00 | 227.26 | 224.01
2017-06-07 20:30 | 226.83 | 223.52
2017-06-07 21:00 | 226.15 | 223
2017-06-07 21:30 | 225.55 | 222.55
2017-06-07 22:00 | 226.17 | 223.19
2017-06-07 22:30 | 226.19 | 223.26
2017-06-07 23:00 | 226.32 | 223.57
2017-06-07 23:30 | 225.3 | 222.71
2017-06-08 | 226.27 | 223.53
2017-06-08 00:30 | 226.98 | 223.63
2017-06-08 01:00 | 226.9 | 223.61
2017-06-08 01:30 | 226.63 | 223.26
2017-06-08 02:00 | 227.06 | 223.13
2017-06-08 02:30 | 226.92 | 223.06
2017-06-08 03:00 | 227.96 | 223.97
2017-06-08 03:30 | 228.97 | 224.75
2017-06-08 04:00 | 228.62 | 224.38
2017-06-08 04:30 | 227.23 | 223.14
2017-06-08 05:00 | 226.08 | 222.09
2017-06-08 05:30 | 226.85 | 222.77
2017-06-08 06:00 | 225.5 | 221.51
2017-06-08 06:30 | 223.08 | 219.14
2017-06-08 07:00 | 220.13 | 217.15
2017-06-08 07:30 | 220.91 | 217.74
2017-06-08 08:00 | 221.32 | 217.96
2017-06-08 08:30 | 221.96 | 218.57
2017-06-08 09:00 | 222.44 | 219.03
2017-06-08 09:30 | 222.81 | 219.46
2017-06-08 10:00 | 222.23 | 219.14
2017-06-08 10:30 | 222.11 | 219.16
2017-06-08 11:00 | 223.43 | 220.35
2017-06-08 11:30 | 224.87 | 221.74
2017-06-08 12:00 | 225.84 | 222.51
2017-06-08 12:30 | 226.13 | 222.72
2017-06-08 13:00 | 225.48 | 222.34
2017-06-08 13:30 | 223.98 | 220.96
2017-06-08 14:00 | 220.71 | 217.67
2017-06-08 14:30 | 222.8 | 218.7
2017-06-08 15:00 | 226.72 | 222.34
2017-06-08 15:30 | 226.49 | 222.05
2017-06-08 16:00 | 227.9 | 223.32
2017-06-08 16:30 | 228.7 | 223.95
2017-06-08 17:00 | 227.23 | 222.59
2017-06-08 17:30 | 226.56 | 221.89
2017-06-08 18:00 | 230.13 | 224.82
2017-06-08 18:30 | 230.81 | 225.45
2017-06-08 19:00 | 231.63 | 226.22
2017-06-08 19:30 | 230.65 | 225.42
2017-06-08 20:00 | 225.22 | 220.64
2017-06-08 20:30 | 235.27 | 230.67
2017-06-08 21:00 | 245.15 | 241.29
2017-06-08 21:30 | 246.06 | 242.18
2017-06-08 22:00 | 245.98 | 242.18
2017-06-08 22:30 | 244.54 | 240.95
2017-06-08 23:00 | 243.94 | 240.57
2017-06-08 23:30 | 261.71 | 259.26
2017-06-09 | 269.93 | 267.35
2017-06-09 00:30 | 270.64 | 267.68
2017-06-09 01:00 | 272.53 | 269.46
2017-06-09 01:30 | 273.19 | 269.99
2017-06-09 02:00 | 274.03 | 270.72
2017-06-09 02:30 | 273.39 | 270.21
2017-06-09 03:00 | 274.12 | 270.87
2017-06-09 03:30 | 274.51 | 271.19
2017-06-09 04:00 | 275.21 | 271.71
2017-06-09 04:30 | 274.53 | 271.1
2017-06-09 05:00 | 273.22 | 269.88
2017-06-09 05:30 | 273.43 | 269.97
2017-06-09 06:00 | 272.85 | 269.44
2017-06-09 06:30 | 272.4 | 268.79
2017-06-09 07:00 | 273.47 | 269.72
2017-06-09 07:30 | 274.77 | 270.73
2017-06-09 08:00 | 273.29 | 269.88
2017-06-09 08:30 | 271.06 | 267.62
2017-06-09 09:00 | 267.2 | 263.85
2017-06-09 09:30 | 266.94 | 263.6
2017-06-09 10:00 | 265.35 | 262.17
2017-06-09 10:30 | 261.82 | 259.27
2017-06-09 11:00 | 261.24 | 258.61
2017-06-09 11:30 | 261.67 | 258.83
2017-06-09 12:00 | 261.02 | 258.15
2017-06-09 12:30 | 262.29 | 259.3
2017-06-09 13:00 | 260.7 | 257.74
2017-06-09 13:30 | 261.55 | 258.42
2017-06-09 14:00 | 261.77 | 258.44
2017-06-09 14:30 | 261.59 | 258.27
2017-06-09 15:00 | 262.26 | 258.81
2017-06-09 15:30 | 262.61 | 259.06
2017-06-09 16:00 | 263.54 | 259.75
2017-06-09 16:30 | 239.36 | 234.83
2017-06-09 17:00 | 240.63 | 235.8
2017-06-09 17:30 | 239.52 | 234.76
2017-06-09 18:00 | 229.25 | 224.17
2017-06-09 18:30 | 228.65 | 223.66
2017-06-09 19:00 | 230.24 | 225.23
2017-06-09 19:30 | 230.86 | 225.94
2017-06-09 20:00 | 231.08 | 226.17
2017-06-09 20:30 | 231.32 | 226.41
2017-06-09 21:00 | 231.71 | 226.79
2017-06-09 21:30 | 231.16 | 226.23
2017-06-09 22:00 | 231.17 | 226.28
2017-06-09 22:30 | 231.01 | 226.42
2017-06-09 23:00 | 231.37 | 226.95
2017-06-09 23:30 | 231.43 | 226.86
2017-06-10 | 232.39 | 227.25
2017-06-10 00:30 | 238.97 | 233.02
2017-06-10 01:00 | 243.4 | 237
2017-06-10 01:30 | 243.69 | 237.28
2017-06-10 02:00 | 244.21 | 237.77
2017-06-10 02:30 | 244.96 | 237.91
2017-06-10 03:00 | 244.6 | 237.19
2017-06-10 03:30 | 239.08 | 232.35
2017-06-10 04:00 | 245.45 | 237.82
2017-06-10 04:30 | 252.13 | 244.37
2017-06-10 05:00 | 246.63 | 239.64
2017-06-10 05:30 | 250.37 | 242.74
2017-06-10 06:00 | 250.93 | 243.28
2017-06-10 06:30 | 250.75 | 242.93
2017-06-10 07:00 | 250.14 | 242.34
2017-06-10 07:30 | 250.11 | 242.33
2017-06-10 08:00 | 249.31 | 241.47
2017-06-10 08:30 | 248.02 | 240.97
2017-06-10 09:00 | 248.81 | 241.72
2017-06-10 09:30 | 248.04 | 242.04
2017-06-10 10:00 | 248.15 | 242.43
2017-06-10 10:30 | 248.93 | 243.28
2017-06-10 11:00 | 250.46 | 244.65
2017-06-10 11:30 | 252.47 | 246.34
2017-06-10 12:00 | 254.27 | 247.71
2017-06-10 12:30 | 257.09 | 249.96
2017-06-10 13:00 | 259.81 | 252.14
2017-06-10 13:30 | 259.83 | 252.14
2017-06-10 14:00 | 261.34 | 253.34
2017-06-10 14:30 | 261.59 | 253.36
2017-06-10 15:00 | 260.65 | 252.44
2017-06-10 15:30 | 261.15 | 252.85
2017-06-10 16:00 | 260.45 | 252.4
2017-06-10 16:30 | 260.34 | 252.4
2017-06-10 17:00 | 260.2 | 252.28
2017-06-10 17:30 | 259 | 251.36
2017-06-10 18:00 | 260.08 | 252.21
2017-06-10 18:30 | 255.04 | 247.99
2017-06-10 19:00 | 253.47 | 246.82
2017-06-10 19:30 | 253.53 | 246.98
2017-06-10 20:00 | 257.77 | 250.6
2017-06-10 20:30 | 254.44 | 247.69
2017-06-10 21:00 | 256.13 | 249.2
2017-06-10 21:30 | 257.94 | 250.85
2017-06-10 22:00 | 256.89 | 249.9
2017-06-10 22:30 | 256.89 | 249.27
2017-06-10 23:00 | 255.06 | 247.87
2017-06-10 23:30 | 252.77 | 245.99
2017-06-11 | 250.86 | 243.67
2017-06-11 00:30 | 249.68 | 242.68
2017-06-11 01:00 | 249.28 | 242.37
2017-06-11 01:30 | 254.45 | 246.88
2017-06-11 02:00 | 255.39 | 247.55
2017-06-11 02:30 | 254.47 | 246.83
2017-06-11 03:00 | 254.66 | 247.11
2017-06-11 03:30 | 255.1 | 247.5
2017-06-11 04:00 | 256.39 | 248.68
2017-06-11 04:30 | 254.92 | 247.36
2017-06-11 05:00 | 256.21 | 248.45
2017-06-11 05:30 | 256.54 | 248.77
2017-06-11 06:00 | 256.03 | 248.36
2017-06-11 06:30 | 254.11 | 246.48
2017-06-11 07:00 | 250.53 | 243.56
2017-06-11 07:30 | 249.14 | 242.43
2017-06-11 08:00 | 243.91 | 237.73
2017-06-11 08:30 | 243.88 | 237.69
2017-06-11 09:00 | 243.89 | 237.81
2017-06-11 09:30 | 244.29 | 238.67
2017-06-11 10:00 | 240 | 235.04
2017-06-11 10:30 | 250.95 | 244.63
2017-06-11 11:00 | 253.96 | 247.42
2017-06-11 11:30 | 252.01 | 245.6
2017-06-11 12:00 | 252.4 | 245.87
2017-06-11 12:30 | 252.5 | 245.84
2017-06-11 13:00 | 250.62 | 244.14
2017-06-11 13:30 | 251.09 | 244.52
2017-06-11 14:00 | 251.94 | 245.3
2017-06-11 14:30 | 252.92 | 246.06
2017-06-11 15:00 | 256.68 | 249.15
2017-06-11 15:30 | 257.41 | 249.8
2017-06-11 16:00 | 257.51 | 249.84
2017-06-11 16:30 | 257.35 | 249.74
2017-06-11 17:00 | 256.16 | 248.67
2017-06-11 17:30 | 255.68 | 247.93
2017-06-11 18:00 | 255.54 | 247.6
2017-06-11 18:30 | 257.02 | 249
2017-06-11 19:00 | 258.29 | 250.22
2017-06-11 19:30 | 251.31 | 244.46
2017-06-11 20:00 | 249.02 | 242.64
2017-06-11 20:30 | 249.56 | 243.13
2017-06-11 21:00 | 249.25 | 242.91
2017-06-11 21:30 | 253.78 | 246.74
2017-06-11 22:00 | 261.61 | 253.47
2017-06-11 22:30 | 261.06 | 253.12
2017-06-11 23:00 | 258.88 | 251.3
2017-06-11 23:30 | 256.65 | 249.51
2017-06-12 | 257.24 | 250.09
2017-06-12 00:30 | 257.26 | 250.12
2017-06-12 01:00 | 258.2 | 250.22
2017-06-12 01:30 | 258.08 | 250.05
2017-06-12 02:00 | 258.45 | 250.13
2017-06-12 02:30 | 257.06 | 248.75
2017-06-12 03:00 | 256.57 | 248.13
2017-06-12 03:30 | 257.23 | 248.58
2017-06-12 04:00 | 257.02 | 248.36
2017-06-12 04:30 | 254.23 | 245.45
2017-06-12 05:00 | 250.09 | 243.9
2017-06-12 05:30 | 249 | 242.98
2017-06-12 06:00 | 249.38 | 243.31
2017-06-12 06:30 | 249.47 | 243.11
2017-06-12 07:00 | 248.93 | 243.52
2017-06-12 07:30 | 250.09 | 244.92
2017-06-12 08:00 | 248.82 | 244.85
2017-06-12 08:30 | 243.36 | 239.74
2017-06-12 09:00 | 243.81 | 239.3
2017-06-12 09:30 | 243.59 | 239.14
2017-06-12 10:00 | 244.65 | 239.43
2017-06-12 10:30 | 246.42 | 240.76
2017-06-12 11:00 | 245.4 | 241.15
2017-06-12 11:30 | 242.91 | 238.91
2017-06-12 12:00 | 240.1 | 236.36
2017-06-12 12:30 | 239.2 | 235.58
2017-06-12 13:00 | 240.35 | 236.61
2017-06-12 13:30 | 240.54 | 236.59
2017-06-12 14:00 | 241.08 | 237.02
2017-06-12 14:30 | 239.6 | 235.44
2017-06-12 15:00 | 238.73 | 234.62
2017-06-12 15:30 | 240.11 | 235.62
2017-06-12 16:00 | 243.77 | 238.95
2017-06-12 16:30 | 234.74 | 230.93
2017-06-12 17:00 | 232.82 | 229.1
2017-06-12 17:30 | 234.64 | 230.39
2017-06-12 18:00 | 238.96 | 234.14
2017-06-12 18:30 | 237.62 | 233.01
2017-06-12 19:00 | 234.99 | 230.79
2017-06-12 19:30 | 237.35 | 233.1
2017-06-12 20:00 | 236.88 | 232.76
2017-06-12 20:30 | 237.78 | 233.6
2017-06-12 21:00 | 238.52 | 234.28
2017-06-12 21:30 | 244.6 | 238.84
2017-06-12 22:00 | 245.43 | 239.49
2017-06-12 22:30 | 247.46 | 240.7
2017-06-12 23:00 | 249.81 | 242.61
2017-06-12 23:30 | 248.96 | 242.06
2017-06-13 | 250.1 | 242.93
2017-06-13 00:30 | 250.92 | 243.17
2017-06-13 01:00 | 250.05 | 242.42
2017-06-13 01:30 | 249.37 | 241.84
2017-06-13 02:00 | 248.59 | 241.24
2017-06-13 02:30 | 248.25 | 240.95
2017-06-13 03:00 | 247.86 | 240.63
2017-06-13 03:30 | 245.43 | 238.41
2017-06-13 04:00 | 245.87 | 238.6
2017-06-13 04:30 | 246.59 | 238.95
2017-06-13 05:00 | 244.3 | 236.75
2017-06-13 05:30 | 242.72 | 235.45
2017-06-13 06:00 | 244.12 | 236.69
2017-06-13 06:30 | 239.97 | 232.76
2017-06-13 07:00 | 238.86 | 231.7
2017-06-13 07:30 | 239.23 | 232.69
2017-06-13 08:00 | 239.87 | 232.92
2017-06-13 08:30 | 240.61 | 233.53
2017-06-13 09:00 | 239.95 | 233.64
2017-06-13 09:30 | 240.67 | 234.36
2017-06-13 10:00 | 238.9 | 233.07
2017-06-13 10:30 | 240.93 | 235.39
2017-06-13 11:00 | 244.04 | 238.79
2017-06-13 11:30 | 244.22 | 238.84
2017-06-13 12:00 | 245.62 | 240.09
2017-06-13 12:30 | 243.91 | 238.49
2017-06-13 13:00 | 244.98 | 239.4
2017-06-13 13:30 | 245.16 | 239.56
2017-06-13 14:00 | 244.31 | 238.94
2017-06-13 14:30 | 244.09 | 238.66
2017-06-13 15:00 | 242.4 | 237.37
2017-06-13 15:30 | 243.29 | 238.06
2017-06-13 16:00 | 243.61 | 238.08
2017-06-13 16:30 | 244.4 | 238.84
2017-06-13 17:00 | 242.63 | 237.44
2017-06-13 17:30 | 243.2 | 237.81
2017-06-13 18:00 | 245.36 | 239.43
2017-06-13 18:30 | 244.55 | 238.74
2017-06-13 19:00 | 243.86 | 238.25
2017-06-13 19:30 | 243.92 | 238.5
2017-06-13 20:00 | 246.23 | 240.64
2017-06-13 20:30 | 245.9 | 240.37
2017-06-13 21:00 | 245.49 | 240.2
2017-06-13 21:30 | 246.4 | 241.1
2017-06-13 22:00 | 247.29 | 241.45
2017-06-13 22:30 | 247.93 | 241.68
2017-06-13 23:00 | 248.73 | 241.9
2017-06-13 23:30 | 249.23 | 242.49
2017-06-14 | 250.71 | 244.1
2017-06-14 00:30 | 252.1 | 245.27
2017-06-14 01:00 | 252.48 | 245.67
2017-06-14 01:30 | 251.67 | 244.97
2017-06-14 02:00 | 251.59 | 244.96
2017-06-14 02:30 | 252.04 | 245.3
2017-06-14 03:00 | 250.82 | 244.24
2017-06-14 03:30 | 249.82 | 243.41
2017-06-14 04:00 | 249.95 | 243.28
2017-06-14 04:30 | 250.29 | 243.48
2017-06-14 05:00 | 250.88 | 243.98
2017-06-14 05:30 | 251.03 | 243.97
2017-06-14 06:00 | 251.85 | 244.61
2017-06-14 06:30 | 249.17 | 241.97
2017-06-14 07:00 | 247.94 | 240.74
2017-06-14 07:30 | 249.29 | 241.73
2017-06-14 08:00 | 249.48 | 241.88
2017-06-14 08:30 | 244.59 | 237.68
2017-06-14 09:00 | 249.6 | 242.15
2017-06-14 09:30 | 251.61 | 244.8
2017-06-14 10:00 | 252.62 | 245.67
2017-06-14 10:30 | 252.12 | 245.48
2017-06-14 11:00 | 252.35 | 245.76
2017-06-14 11:30 | 252.04 | 245.41
2017-06-14 12:00 | 251.91 | 245.04
2017-06-14 12:30 | 262.44 | 256.12
2017-06-14 13:00 | 264.94 | 258.81
2017-06-14 13:30 | 264.55 | 258.41
2017-06-14 14:00 | 264.27 | 258.04
2017-06-14 14:30 | 264.7 | 258.31
2017-06-14 15:00 | 265.73 | 258.99
2017-06-14 15:30 | 266.94 | 260.04
2017-06-14 16:00 | 266.72 | 259.9
2017-06-14 16:30 | 280.46 | 274.77
2017-06-14 17:00 | 277.32 | 272.18
2017-06-14 17:30 | 274.87 | 270.18
2017-06-14 18:00 | 272.72 | 268.33
2017-06-14 18:30 | 271.8 | 267.56
2017-06-14 19:00 | 271.98 | 267.76
2017-06-14 19:30 | 271.59 | 267.59
2017-06-14 20:00 | 273.04 | 268.95
2017-06-14 20:30 | 272.71 | 268.68
2017-06-14 21:00 | 273.73 | 269.69
2017-06-14 21:30 | 274.39 | 270.31
2017-06-14 22:00 | 274.45 | 270.31
2017-06-14 22:30 | 272.89 | 268.72
2017-06-14 23:00 | 271.86 | 267.73
2017-06-14 23:30 | 273.02 | 268.78
2017-06-15 | 273.5 | 269.41
2017-06-15 00:30 | 274.99 | 270.01
2017-06-15 01:00 | 274.68 | 269.75
2017-06-15 01:30 | 276.08 | 271.09
2017-06-15 02:00 | 276.05 | 271.05
2017-06-15 02:30 | 274.86 | 270
2017-06-15 03:00 | 273.12 | 268.41
2017-06-15 03:30 | 272.75 | 268.06
2017-06-15 04:00 | 272.18 | 267.47
2017-06-15 04:30 | 272.72 | 267.92
2017-06-15 05:00 | 272.81 | 267.92
2017-06-15 05:30 | 271.48 | 266.67
2017-06-15 06:00 | 273.44 | 268.33
2017-06-15 06:30 | 271.33 | 267.42
2017-06-15 07:00 | 269.72 | 267.25
2017-06-15 07:30 | 268.95 | 267.39
2017-06-15 08:00 | 269.72 | 267.96
2017-06-15 08:30 | 263.76 | 261.99
2017-06-15 09:00 | 254.49 | 252.87
2017-06-15 09:30 | 255.29 | 252.44
2017-06-15 10:00 | 254.08 | 251.3
2017-06-15 10:30 | 253.46 | 250.66
2017-06-15 11:00 | 255.09 | 251.82
2017-06-15 11:30 | 254.63 | 251.37
2017-06-15 12:00 | 255.43 | 252.06
2017-06-15 12:30 | 255.51 | 252.2
2017-06-15 13:00 | 255.68 | 252.4
2017-06-15 13:30 | 253.65 | 250.57
2017-06-15 14:00 | 251.8 | 248.85
2017-06-15 14:30 | 251.58 | 248.44
2017-06-15 15:00 | 252.2 | 248.96
2017-06-15 15:30 | 255.32 | 251.78
2017-06-15 16:00 | 256.8 | 253.07
2017-06-15 16:30 | 255.37 | 251.85
2017-06-15 17:00 | 256.41 | 252.78
2017-06-15 17:30 | 256.38 | 252.52
2017-06-15 18:00 | 253.9 | 250.39
2017-06-15 18:30 | 249.36 | 246.41
2017-06-15 19:00 | 250.14 | 247.19
2017-06-15 19:30 | 255.39 | 252.17
2017-06-15 20:00 | 256.97 | 253.59
2017-06-15 20:30 | 256.12 | 252.82
2017-06-15 21:00 | 253.93 | 250.86
2017-06-15 21:30 | 253.22 | 250.34
2017-06-15 22:00 | 247.95 | 244.53
2017-06-15 22:30 | 235.92 | 232.39
2017-06-15 23:00 | 235.49 | 232.45
2017-06-15 23:30 | 235.5 | 232.3
2017-06-16 | 234.73 | 231.23
2017-06-16 00:30 | 234.75 | 231.16
2017-06-16 01:00 | 234.79 | 230.3
2017-06-16 01:30 | 235.21 | 230.44
2017-06-16 02:00 | 235.36 | 230.58
2017-06-16 02:30 | 234.44 | 229.77
2017-06-16 03:00 | 234.15 | 229.51
2017-06-16 03:30 | 234.21 | 229.54
2017-06-16 04:00 | 232.75 | 228.1
2017-06-16 04:30 | 228.02 | 223.93
2017-06-16 05:00 | 228.93 | 225.04
2017-06-16 05:30 | 228.89 | 225.77
2017-06-16 06:00 | 229.34 | 226.07
2017-06-16 06:30 | 228.94 | 225.59
2017-06-16 07:00 | 227.99 | 224.9
2017-06-16 07:30 | 227.86 | 224.68
2017-06-16 08:00 | 228.46 | 225.15
2017-06-16 08:30 | 228.87 | 225.57
2017-06-16 09:00 | 229.07 | 225.81
2017-06-16 09:30 | 229.3 | 226.06
2017-06-16 10:00 | 228.97 | 225.83
2017-06-16 10:30 | 227.9 | 224.88
2017-06-16 11:00 | 226.64 | 223.78
2017-06-16 11:30 | 227.81 | 224.78
2017-06-16 12:00 | 227.74 | 224.79
2017-06-16 12:30 | 227.62 | 224.68
2017-06-16 13:00 | 226.68 | 223.85
2017-06-16 13:30 | 225.09 | 222.38
2017-06-16 14:00 | 223.8 | 221.15
2017-06-16 14:30 | 221.7 | 219.13
2017-06-16 15:00 | 221.79 | 219.22
2017-06-16 15:30 | 222.44 | 219.78
2017-06-16 16:00 | 223.82 | 221.03
2017-06-16 16:30 | 226.27 | 223.15
2017-06-16 17:00 | 227.56 | 224.24
2017-06-16 17:30 | 242.63 | 239.71
2017-06-16 18:00 | 257.3 | 254.63
2017-06-16 18:30 | 257.56 | 254.94
2017-06-16 19:00 | 257.57 | 254.85
2017-06-16 19:30 | 256.83 | 254.18
2017-06-16 20:00 | 256.83 | 254.24
2017-06-16 20:30 | 262.78 | 259.85
2017-06-16 21:00 | 266.95 | 264.29
2017-06-16 21:30 | 266.47 | 263.84
2017-06-16 22:00 | 266.2 | 263.67
2017-06-16 22:30 | 266.57 | 264.17
2017-06-16 23:00 | 266.22 | 263.89
2017-06-16 23:30 | 265.85 | 263.47
2017-06-17 | 266.78 | 263.86
2017-06-17 00:30 | 268.03 | 264.78
2017-06-17 01:00 | 267.74 | 264.58
2017-06-17 01:30 | 267.47 | 264.36
2017-06-17 02:00 | 267.28 | 264.2
2017-06-17 02:30 | 263.61 | 260.42
2017-06-17 03:00 | 261.37 | 258.23
2017-06-17 03:30 | 261.93 | 258.58
2017-06-17 04:00 | 263.45 | 260.03
2017-06-17 04:30 | 262.37 | 259.16
2017-06-17 05:00 | 259.63 | 256.6
2017-06-17 05:30 | 260.68 | 257.51
2017-06-17 06:00 | 261.16 | 258.06
2017-06-17 06:30 | 261.16 | 258.05
2017-06-17 07:00 | 258.97 | 255.99
2017-06-17 07:30 | 262.65 | 259.24
2017-06-17 08:00 | 261.69 | 259.03
2017-06-17 08:30 | 245.21 | 241.98
2017-06-17 09:00 | 224.9 | 220.83
2017-06-17 09:30 | 225.14 | 221.03
2017-06-17 10:00 | 225.81 | 221.73
2017-06-17 10:30 | 226.43 | 222.39
2017-06-17 11:00 | 225.61 | 221.72
2017-06-17 11:30 | 225.88 | 221.92
2017-06-17 12:00 | 225.38 | 221.47
2017-06-17 12:30 | 222.92 | 219.12
2017-06-17 13:00 | 221.65 | 217.97
2017-06-17 13:30 | 221.39 | 217.71
2017-06-17 14:00 | 220.82 | 217.1
2017-06-17 14:30 | 220.66 | 216.79
2017-06-17 15:00 | 220.1 | 216.25
2017-06-17 15:30 | 219.56 | 215.63
2017-06-17 16:00 | 220.41 | 216.48
2017-06-17 16:30 | 219.8 | 215.92
2017-06-17 17:00 | 220.35 | 216.39
2017-06-17 17:30 | 219.81 | 215.85
2017-06-17 18:00 | 220.35 | 216.3
2017-06-17 18:30 | 220.78 | 216.75
2017-06-17 19:00 | 221.09 | 217.04
2017-06-17 19:30 | 220.99 | 217.04
2017-06-17 20:00 | 220.05 | 216.16
2017-06-17 20:30 | 220.3 | 216.45
2017-06-17 21:00 | 220.22 | 216.44
2017-06-17 21:30 | 220.47 | 216.82
2017-06-17 22:00 | 219.81 | 216.02
2017-06-17 22:30 | 220.48 | 216.14
2017-06-17 23:00 | 219.85 | 215.63
2017-06-17 23:30 | 221.45 | 216.25
2017-06-18 | 221.36 | 216.35
2017-06-18 00:30 | 221.84 | 216.91
2017-06-18 01:00 | 221.75 | 216.77
2017-06-18 01:30 | 221.65 | 216.71
2017-06-18 02:00 | 222.28 | 217.14
2017-06-18 02:30 | 230.24 | 225.05
2017-06-18 03:00 | 231.15 | 226.35
2017-06-18 03:30 | 231.8 | 226.85
2017-06-18 04:00 | 232.22 | 227.23
2017-06-18 04:30 | 231.7 | 226.73
2017-06-18 05:00 | 231.14 | 226.29
2017-06-18 05:30 | 232.55 | 227.48
2017-06-18 06:00 | 233.3 | 228.17
2017-06-18 06:30 | 232.12 | 227.08
2017-06-18 07:00 | 231.76 | 226.74
2017-06-18 07:30 | 233.63 | 228.22
2017-06-18 08:00 | 234.2 | 228.78
2017-06-18 08:30 | 233.74 | 229.14
2017-06-18 09:00 | 234.08 | 229.42
2017-06-18 09:30 | 234.52 | 229.76
2017-06-18 10:00 | 234.35 | 229.68
2017-06-18 10:30 | 233.85 | 229.36
2017-06-18 11:00 | 237.32 | 232.23
2017-06-18 11:30 | 238.02 | 232.83
2017-06-18 12:00 | 238.53 | 233.22
2017-06-18 12:30 | 238.69 | 233.27
2017-06-18 13:00 | 238.76 | 233.19
2017-06-18 13:30 | 238.58 | 232.9
2017-06-18 14:00 | 239 | 233.13
2017-06-18 14:30 | 238.3 | 232.35
2017-06-18 15:00 | 238.24 | 232.34
2017-06-18 15:30 | 238.72 | 232.69
2017-06-18 16:00 | 239.32 | 233.06
2017-06-18 16:30 | 238.04 | 231.79
2017-06-18 17:00 | 237.34 | 231.48
2017-06-18 17:30 | 236.04 | 230.53
2017-06-18 18:00 | 236.57 | 230.89
2017-06-18 18:30 | 234.16 | 228.59
2017-06-18 19:00 | 234.57 | 229.07
2017-06-18 19:30 | 235.27 | 229.35
2017-06-18 20:00 | 234.24 | 228.1
2017-06-18 20:30 | 230.44 | 224.21
2017-06-18 21:00 | 229.8 | 223.64
2017-06-18 21:30 | 227.99 | 222.12
2017-06-18 22:00 | 223.93 | 218.68
2017-06-18 22:30 | 221.98 | 217.13
2017-06-18 23:00 | 222.35 | 217.58
2017-06-18 23:30 | 220.57 | 215.79
2017-06-19 | 219.19 | 214.65
2017-06-19 00:30 | 217.57 | 212.97
2017-06-19 01:00 | 217.99 | 213.3
2017-06-19 01:30 | 220.4 | 215.41
2017-06-19 02:00 | 220.12 | 215.19
2017-06-19 02:30 | 219.66 | 214.74
2017-06-19 03:00 | 217.07 | 212.55
2017-06-19 03:30 | 217.86 | 213.02
2017-06-19 04:00 | 214.23 | 209.71
2017-06-19 04:30 | 212.74 | 208.34
2017-06-19 05:00 | 214.78 | 210.19
2017-06-19 05:30 | 214.08 | 209.46
2017-06-19 06:00 | 212.58 | 209.05
2017-06-19 06:30 | 207.51 | 204.98
2017-06-19 07:00 | 207.47 | 204.87
2017-06-19 07:30 | 210.35 | 207.28
2017-06-19 08:00 | 215.67 | 212.89
2017-06-19 08:30 | 243.63 | 241.2
2017-06-19 09:00 | 219.12 | 216.18
2017-06-19 09:30 | 219.58 | 216.75
2017-06-19 10:00 | 217.7 | 215
2017-06-19 10:30 | 219.16 | 216.15
2017-06-19 11:00 | 218.86 | 216.14
2017-06-19 11:30 | 218.86 | 215.91
2017-06-19 12:00 | 220.07 | 216.89
2017-06-19 12:30 | 220.64 | 217.34
2017-06-19 13:00 | 221.15 | 217.89
2017-06-19 13:30 | 220.6 | 217.26
2017-06-19 14:00 | 221.07 | 217.52
2017-06-19 14:30 | 221.79 | 217.87
2017-06-19 15:00 | 221.07 | 217.37
2017-06-19 15:30 | 219.52 | 216.04
2017-06-19 16:00 | 221.44 | 217.49
2017-06-19 16:30 | 222.17 | 217.97
2017-06-19 17:00 | 219.83 | 215.86
2017-06-19 17:30 | 220.16 | 216.24
2017-06-19 18:00 | 220.89 | 216.93
2017-06-19 18:30 | 219.52 | 215.72
2017-06-19 19:00 | 218.56 | 214.96
2017-06-19 19:30 | 219.87 | 216.22
2017-06-19 20:00 | 221.08 | 217.29
2017-06-19 20:30 | 220.22 | 216.35
2017-06-19 21:00 | 222.13 | 218.06
2017-06-19 21:30 | 222.68 | 218.58
2017-06-19 22:00 | 221.63 | 217.96
2017-06-19 22:30 | 222.19 | 218.6
2017-06-19 23:00 | 221.02 | 217.7
2017-06-19 23:30 | 220.31 | 217.22
2017-06-20 | 220.13 | 216.7
2017-06-20 00:30 | 219.49 | 215.97
2017-06-20 01:00 | 219.07 | 215.59
2017-06-20 01:30 | 219.33 | 215.74
2017-06-20 02:00 | 219.92 | 216.25
2017-06-20 02:30 | 216.66 | 213.4
2017-06-20 03:00 | 215.12 | 212.14
2017-06-20 03:30 | 215.42 | 212.27
2017-06-20 04:00 | 216.27 | 212.41
2017-06-20 04:30 | 217.52 | 213.5
2017-06-20 05:00 | 218.09 | 213.99
2017-06-20 05:30 | 218.02 | 213.89
2017-06-20 06:00 | 217.85 | 213.65
2017-06-20 06:30 | 217.99 | 213.7
2017-06-20 07:00 | 217.29 | 212.92
2017-06-20 07:30 | 216.96 | 212.16
2017-06-20 08:00 | 216.98 | 212.26
2017-06-20 08:30 | 229 | 225.52
2017-06-20 09:00 | 250.93 | 248.25
2017-06-20 09:30 | 253.68 | 251.17
2017-06-20 10:00 | 253.91 | 251.45
2017-06-20 10:30 | 254.3 | 251.66
2017-06-20 11:00 | 253.94 | 251.1
2017-06-20 11:30 | 252.98 | 250.34
2017-06-20 12:00 | 251.94 | 249.43
2017-06-20 12:30 | 250.31 | 247.79
2017-06-20 13:00 | 241.67 | 239.02
2017-06-20 13:30 | 246.49 | 243.71
2017-06-20 14:00 | 246.21 | 243.24
2017-06-20 14:30 | 245.26 | 242.08
2017-06-20 15:00 | 241.92 | 238.49
2017-06-20 15:30 | 241.73 | 238.26
2017-06-20 16:00 | 242.41 | 238.83
2017-06-20 16:30 | 244.78 | 241.13
2017-06-20 17:00 | 248.58 | 244.9
2017-06-20 17:30 | 248.78 | 245.62
2017-06-20 18:00 | 248.9 | 245.82
2017-06-20 18:30 | 248.59 | 245.58
2017-06-20 19:00 | 247.58 | 244.78
2017-06-20 19:30 | 249.87 | 247.11
2017-06-20 20:00 | 253.23 | 250.41
2017-06-20 20:30 | 249.43 | 246.66
2017-06-20 21:00 | 252.27 | 249.51
2017-06-20 21:30 | 252.8 | 250.21
2017-06-20 22:00 | 251.36 | 249.01
2017-06-20 22:30 | 250.25 | 248.1
2017-06-20 23:00 | 249.02 | 247.01
2017-06-20 23:30 | 249.68 | 247.68
2017-06-21 | 252.04 | 248.9
2017-06-21 00:30 | 252.46 | 249.03
2017-06-21 01:00 | 251.53 | 248.15
2017-06-21 01:30 | 252.07 | 248.66
2017-06-21 02:00 | 252.64 | 249.21
2017-06-21 02:30 | 253.57 | 250.05
2017-06-21 03:00 | 253.68 | 250.13
2017-06-21 03:30 | 253.62 | 250.17
2017-06-21 04:00 | 253.76 | 250.42
2017-06-21 04:30 | 248.76 | 245.1
2017-06-21 05:00 | 248.46 | 244.75
2017-06-21 05:30 | 247.55 | 243.99
2017-06-21 06:00 | 245.48 | 241.79
2017-06-21 06:30 | 242.36 | 238.19
2017-06-21 07:00 | 242.82 | 238.83
2017-06-21 07:30 | 241.62 | 237.57
2017-06-21 08:00 | 242 | 238.82
2017-06-21 08:30 | 241.18 | 238.17
2017-06-21 09:00 | 261.65 | 258.97
2017-06-21 09:30 | 268.02 | 265.73
2017-06-21 10:00 | 250.88 | 248.32
2017-06-21 10:30 | 239.44 | 236.52
2017-06-21 11:00 | 239.01 | 236.1
2017-06-21 11:30 | 237.98 | 235.27
2017-06-21 12:00 | 235.95 | 233.55
2017-06-21 12:30 | 237.63 | 235.21
2017-06-21 13:00 | 246.05 | 243.93
2017-06-21 13:30 | 243.99 | 242.04
2017-06-21 14:00 | 245.29 | 243.22
2017-06-21 14:30 | 247.28 | 244.96
2017-06-21 15:00 | 248.59 | 246.13
2017-06-21 15:30 | 247.26 | 244.81
2017-06-21 16:00 | 244.09 | 241.89
2017-06-21 16:30 | 244.98 | 242.63
2017-06-21 17:00 | 243.75 | 241.27
2017-06-21 17:30 | 243.36 | 240.7
2017-06-21 18:00 | 242.87 | 240.15
2017-06-21 18:30 | 242.39 | 239.69
2017-06-21 19:00 | 241.34 | 238.77
2017-06-21 19:30 | 239.23 | 236.87
2017-06-21 20:00 | 237.69 | 235.5
2017-06-21 20:30 | 238.18 | 236.01
2017-06-21 21:00 | 236.84 | 235.01
2017-06-21 21:30 | 234.9 | 233.23
2017-06-21 22:00 | 236.22 | 234.58
2017-06-21 22:30 | 248.01 | 246.68
2017-06-21 23:00 | 258.56 | 257.34
2017-06-21 23:30 | 259.74 | 258.53
2017-06-22 | 259.3 | 257.71
2017-06-22 00:30 | 261.89 | 260.12
2017-06-22 01:00 | 263.59 | 261.71
2017-06-22 01:30 | 265.03 | 263.08
2017-06-22 02:00 | 267.01 | 264.92
2017-06-22 02:30 | 266.66 | 264.52
2017-06-22 03:00 | 260.28 | 258.1
2017-06-22 03:30 | 260.2 | 258.08
2017-06-22 04:00 | 257.65 | 255.35
2017-06-22 04:30 | 248.09 | 245.7
2017-06-22 05:00 | 250.13 | 247.84
2017-06-22 05:30 | 252.67 | 250.23
2017-06-22 06:00 | 256.94 | 254.72
2017-06-22 06:30 | 257.96 | 255.69
2017-06-22 07:00 | 259.69 | 257.05
2017-06-22 07:30 | 259.45 | 256.7
2017-06-22 08:00 | 258.29 | 255.4
2017-06-22 08:30 | 259.18 | 256.31
2017-06-22 09:00 | 249.72 | 246.64
2017-06-22 09:30 | 230.83 | 227.51
2017-06-22 10:00 | 229.87 | 227.58
2017-06-22 10:30 | 230.71 | 228.52
2017-06-22 11:00 | 229.6 | 227.45
2017-06-22 11:30 | 229.88 | 227.76
2017-06-22 12:00 | 231.03 | 228.79
2017-06-22 12:30 | 230.8 | 228.7
2017-06-22 13:00 | 229.77 | 227.74
2017-06-22 13:30 | 230.1 | 227.98
2017-06-22 14:00 | 230.94 | 228.72
2017-06-22 14:30 | 246.91 | 244.89
2017-06-22 15:00 | 249.38 | 247.34
2017-06-22 15:30 | 249.45 | 247.42
2017-06-22 16:00 | 249.52 | 247.44
2017-06-22 16:30 | 244.43 | 242.14
2017-06-22 17:00 | 230.34 | 227.69
2017-06-22 17:30 | 230.02 | 227.29
2017-06-22 18:00 | 230.36 | 227.51
2017-06-22 18:30 | 228.88 | 226.34
2017-06-22 19:00 | 228.54 | 226.05
2017-06-22 19:30 | 230.28 | 227.82
2017-06-22 20:00 | 230.45 | 228.03
2017-06-22 20:30 | 228.45 | 226.17
2017-06-22 21:00 | 227.68 | 225.41
2017-06-22 21:30 | 228.93 | 225.84
2017-06-22 22:00 | 230.02 | 227.01
2017-06-22 22:30 | 230.17 | 227.03
2017-06-22 23:00 | 231.24 | 227.56
2017-06-22 23:30 | 230.65 | 227.05
2017-06-23 | 230.23 | 226.86
2017-06-23 00:30 | 230.05 | 226.61
2017-06-23 01:00 | 231.47 | 227.91
2017-06-23 01:30 | 231.87 | 228.35
2017-06-23 02:00 | 231.78 | 228.39
2017-06-23 02:30 | 232.68 | 229.22
2017-06-23 03:00 | 241.24 | 238.08
2017-06-23 03:30 | 258.78 | 256.24
2017-06-23 04:00 | 263.18 | 260.66
2017-06-23 04:30 | 264.86 | 262.22
2017-06-23 05:00 | 265.11 | 262.44
2017-06-23 05:30 | 267.45 | 264.81
2017-06-23 06:00 | 268.34 | 265.61
2017-06-23 06:30 | 267.82 | 265.02
2017-06-23 07:00 | 268.83 | 265.81
2017-06-23 07:30 | 267.34 | 264.44
2017-06-23 08:00 | 266.79 | 264.24
2017-06-23 08:30 | 266.29 | 263.75
2017-06-23 09:00 | 264.96 | 262.44
2017-06-23 09:30 | 265.19 | 262.59
2017-06-23 10:00 | 262.87 | 260.45
2017-06-23 10:30 | 261.23 | 258.89
2017-06-23 11:00 | 231.24 | 228.04
2017-06-23 11:30 | 223.81 | 220.65
2017-06-23 12:00 | 219.67 | 216.98
2017-06-23 12:30 | 220.82 | 218.06
2017-06-23 13:00 | 221.74 | 218.85
2017-06-23 13:30 | 222.76 | 219.83
2017-06-23 14:00 | 223.64 | 220.6
2017-06-23 14:30 | 224.25 | 221.08
2017-06-23 15:00 | 224.4 | 221.23
2017-06-23 15:30 | 224.83 | 221.58
2017-06-23 16:00 | 224.59 | 221.24
2017-06-23 16:30 | 224.61 | 221.24
2017-06-23 17:00 | 225.11 | 221.36
2017-06-23 17:30 | 225.55 | 221.69
2017-06-23 18:00 | 225.35 | 221.56
2017-06-23 18:30 | 224.24 | 220.68
2017-06-23 19:00 | 224.6 | 220.98
2017-06-23 19:30 | 223.77 | 220.35
2017-06-23 20:00 | 221.43 | 218.28
2017-06-23 20:30 | 220.05 | 216.94
2017-06-23 21:00 | 220.06 | 216.97
2017-06-23 21:30 | 220.32 | 217.28
2017-06-23 22:00 | 221 | 218.26
2017-06-23 22:30 | 223.42 | 220.61
2017-06-23 23:00 | 225.8 | 222.87
2017-06-23 23:30 | 227.59 | 224.6
2017-06-24 | 230.37 | 227.31
2017-06-24 00:30 | 244.09 | 241.06
2017-06-24 01:00 | 254.85 | 251.47
2017-06-24 01:30 | 255.77 | 251.67
2017-06-24 02:00 | 253.53 | 249.25
2017-06-24 02:30 | 250.45 | 245.94
2017-06-24 03:00 | 248.6 | 244.12
2017-06-24 03:30 | 249.13 | 244.53
2017-06-24 04:00 | 249.12 | 244.38
2017-06-24 04:30 | 249.47 | 244.68
2017-06-24 05:00 | 249.72 | 244.9
2017-06-24 05:30 | 249.52 | 244.72
2017-06-24 06:00 | 247.83 | 243.15
2017-06-24 06:30 | 245.47 | 240.91
2017-06-24 07:00 | 246.16 | 241.38
2017-06-24 07:30 | 263.86 | 259.53
2017-06-24 08:00 | 261.77 | 258.63
2017-06-24 08:30 | 260.97 | 258.13
2017-06-24 09:00 | 260.75 | 257.85
2017-06-24 09:30 | 247.59 | 244.31
2017-06-24 10:00 | 231.71 | 227.92
2017-06-24 10:30 | 222.64 | 218.48
2017-06-24 11:00 | 222.35 | 218.44
2017-06-24 11:30 | 223.16 | 219.31
2017-06-24 12:00 | 224.52 | 220.55
2017-06-24 12:30 | 229.53 | 225.55
2017-06-24 13:00 | 230.99 | 226.87
2017-06-24 13:30 | 232.43 | 228.16
2017-06-24 14:00 | 232.74 | 228.36
2017-06-24 14:30 | 231.22 | 226.82
2017-06-24 15:00 | 230.82 | 226.45
2017-06-24 15:30 | 232.67 | 228.1
2017-06-24 16:00 | 232.64 | 228.04
2017-06-24 16:30 | 230.48 | 225.89
2017-06-24 17:00 | 231.75 | 226.86
2017-06-24 17:30 | 232.68 | 227.67
2017-06-24 18:00 | 233.29 | 228.24
2017-06-24 18:30 | 231.76 | 226.82
2017-06-24 19:00 | 231.87 | 226.98
2017-06-24 19:30 | 232.38 | 227.46
2017-06-24 20:00 | 232.2 | 227.4
2017-06-24 20:30 | 231.19 | 226.44
2017-06-24 21:00 | 230.35 | 225.69
2017-06-24 21:30 | 224.79 | 220.54
2017-06-24 22:00 | 224.88 | 220.41
2017-06-24 22:30 | 222.88 | 218.66
2017-06-24 23:00 | 222.76 | 218.62
2017-06-24 23:30 | 223.67 | 219.55
2017-06-25 | 226.14 | 222.19
2017-06-25 00:30 | 241.39 | 238.2
2017-06-25 01:00 | 239.11 | 236.14
2017-06-25 01:30 | 240.81 | 237.88
2017-06-25 02:00 | 240.36 | 237.33
2017-06-25 02:30 | 238.19 | 235.13
2017-06-25 03:00 | 239.21 | 236.19
2017-06-25 03:30 | 236.86 | 234.04
2017-06-25 04:00 | 236.06 | 233.2
2017-06-25 04:30 | 235.88 | 233
2017-06-25 05:00 | 234.79 | 231.71
2017-06-25 05:30 | 236.29 | 233.08
2017-06-25 06:00 | 235.9 | 232.69
2017-06-25 06:30 | 234.69 | 231.55
2017-06-25 07:00 | 234.2 | 231.14
2017-06-25 07:30 | 235.01 | 232.21
2017-06-25 08:00 | 236.26 | 233.33
2017-06-25 08:30 | 228.3 | 225.37
2017-06-25 09:00 | 222.74 | 219.56
2017-06-25 09:30 | 223.49 | 220.31
2017-06-25 10:00 | 223.63 | 221.39
2017-06-25 10:30 | 219.89 | 217.55
2017-06-25 11:00 | 219.57 | 217.17
2017-06-25 11:30 | 222.57 | 220.13
2017-06-25 12:00 | 225.52 | 223.21
2017-06-25 12:30 | 224.84 | 222.35
2017-06-25 13:00 | 224.69 | 222.15
2017-06-25 13:30 | 225.71 | 223.1
2017-06-25 14:00 | 226.75 | 223.98
2017-06-25 14:30 | 226.82 | 224.01
2017-06-25 15:00 | 228.2 | 225.14
2017-06-25 15:30 | 231.86 | 228.39
2017-06-25 16:00 | 231.82 | 228.25
2017-06-25 16:30 | 232.13 | 228.4
2017-06-25 17:00 | 232.77 | 228.93
2017-06-25 17:30 | 231.84 | 227.98
2017-06-25 18:00 | 226.7 | 222.6
2017-06-25 18:30 | 226.65 | 222.61
2017-06-25 19:00 | 226.17 | 222.25
2017-06-25 19:30 | 225.89 | 222.22
2017-06-25 20:00 | 226.22 | 222.54
2017-06-25 20:30 | 226.02 | 222.45
2017-06-25 21:00 | 226.49 | 223.05
2017-06-25 21:30 | 226.26 | 222.84
2017-06-25 22:00 | 226.09 | 222.76
2017-06-25 22:30 | 225.81 | 222.6
2017-06-25 23:00 | 226.37 | 223.08
2017-06-25 23:30 | 226.59 | 223.26
2017-06-26 | 226.99 | 223.85
2017-06-26 00:30 | 228.93 | 225.58
2017-06-26 01:00 | 230.82 | 226.65
2017-06-26 01:30 | 231.26 | 226.78
2017-06-26 02:00 | 232.08 | 227.6
2017-06-26 02:30 | 230.92 | 226.59
2017-06-26 03:00 | 232.57 | 228.18
2017-06-26 03:30 | 232.4 | 227.99
2017-06-26 04:00 | 232.34 | 227.76
2017-06-26 04:30 | 232.02 | 227.36
2017-06-26 05:00 | 232.48 | 227.72
2017-06-26 05:30 | 231.83 | 227.11
2017-06-26 06:00 | 231.9 | 227.28
2017-06-26 06:30 | 230.56 | 226.56
2017-06-26 07:00 | 227.21 | 224.04
2017-06-26 07:30 | 226.4 | 222.87
2017-06-26 08:00 | 227.59 | 223.11
2017-06-26 08:30 | 227.96 | 223.52
2017-06-26 09:00 | 228.58 | 224.08
2017-06-26 09:30 | 227.41 | 223.07
2017-06-26 10:00 | 228.85 | 224.28
2017-06-26 10:30 | 228.85 | 224.3
2017-06-26 11:00 | 228.25 | 223.75
2017-06-26 11:30 | 227.09 | 223.64
2017-06-26 12:00 | 227.91 | 224.94
2017-06-26 12:30 | 225.34 | 222.22
2017-06-26 13:00 | 227.24 | 221.98
2017-06-26 13:30 | 227.97 | 222.84
2017-06-26 14:00 | 230.13 | 224.68
2017-06-26 14:30 | 230.72 | 225.06
2017-06-26 15:00 | 231.12 | 225.41
2017-06-26 15:30 | 230.66 | 224.89
2017-06-26 16:00 | 233.95 | 227.71
2017-06-26 16:30 | 234.75 | 228.27
2017-06-26 17:00 | 235.83 | 229.14
2017-06-26 17:30 | 237.72 | 230.69
2017-06-26 18:00 | 238.73 | 231.51
2017-06-26 18:30 | 238.13 | 231.14
2017-06-26 19:00 | 237.43 | 230.64
2017-06-26 19:30 | 238.25 | 231.71
2017-06-26 20:00 | 239.62 | 233.18
2017-06-26 20:30 | 241.28 | 234.72
2017-06-26 21:00 | 240.29 | 233.94
2017-06-26 21:30 | 241.55 | 234.84
2017-06-26 22:00 | 241.41 | 235.47
2017-06-26 22:30 | 240.17 | 234.86
2017-06-26 23:00 | 239.06 | 233.77
2017-06-26 23:30 | 237.64 | 232.56
2017-06-27 | 236.25 | 231.4
2017-06-27 00:30 | 230.25 | 225.69
2017-06-27 01:00 | 227.75 | 223.28
2017-06-27 01:30 | 228.95 | 224.25
2017-06-27 02:00 | 228.71 | 223.73
2017-06-27 02:30 | 229.86 | 223.79
2017-06-27 03:00 | 229.78 | 223.81
2017-06-27 03:30 | 229.87 | 223.86
2017-06-27 04:00 | 229.95 | 223.83
2017-06-27 04:30 | 229.76 | 223.58
2017-06-27 05:00 | 230.16 | 224.18
2017-06-27 05:30 | 230.16 | 224.86
2017-06-27 06:00 | 229.87 | 224.61
2017-06-27 06:30 | 229.42 | 223.79
2017-06-27 07:00 | 228.73 | 223.56
2017-06-27 07:30 | 226.58 | 222.88
2017-06-27 08:00 | 225.08 | 221.45
2017-06-27 08:30 | 224.07 | 220.61
2017-06-27 09:00 | 224 | 220.49
2017-06-27 09:30 | 224.18 | 220.77
2017-06-27 10:00 | 225.39 | 221.96
2017-06-27 10:30 | 224.39 | 221.12
2017-06-27 11:00 | 223.21 | 220.11
2017-06-27 11:30 | 222.47 | 219.5
2017-06-27 12:00 | 222.46 | 219.62
2017-06-27 12:30 | 221.88 | 219.25
2017-06-27 13:00 | 221.86 | 219.17
2017-06-27 13:30 | 220.46 | 217.89
2017-06-27 14:00 | 221.09 | 218.41
2017-06-27 14:30 | 222.06 | 219.12
2017-06-27 15:00 | 222.85 | 219.69
2017-06-27 15:30 | 221.72 | 218.51
2017-06-27 16:00 | 225.53 | 221.78
2017-06-27 16:30 | 226.36 | 222.54
2017-06-27 17:00 | 226.85 | 222.96
2017-06-27 17:30 | 227.31 | 223.32
2017-06-27 18:00 | 227.55 | 223.42
2017-06-27 18:30 | 224.17 | 220.01
2017-06-27 19:00 | 222.42 | 218.29
2017-06-27 19:30 | 221.96 | 217.97
2017-06-27 20:00 | 221.64 | 217.72
2017-06-27 20:30 | 220.37 | 216.56
2017-06-27 21:00 | 220.19 | 216.41
2017-06-27 21:30 | 217.81 | 213.8
2017-06-27 22:00 | 217.64 | 213.31
2017-06-27 22:30 | 217.95 | 213.62
2017-06-27 23:00 | 217.9 | 213.58
2017-06-27 23:30 | 217.54 | 213.57
2017-06-28 | 219.62 | 215.6
2017-06-28 00:30 | 220.15 | 215.98
2017-06-28 01:00 | 219.8 | 215.74
2017-06-28 01:30 | 221.24 | 217.22
2017-06-28 02:00 | 219.77 | 216.08
2017-06-28 02:30 | 219.9 | 216.31
2017-06-28 03:00 | 220.56 | 217.01
2017-06-28 03:30 | 220.53 | 216.89
2017-06-28 04:00 | 220.43 | 216.94
2017-06-28 04:30 | 222.41 | 219
2017-06-28 05:00 | 237.2 | 234.25
2017-06-28 05:30 | 240.88 | 237.82
2017-06-28 06:00 | 241.14 | 238.06
2017-06-28 06:30 | 241.83 | 238.41
2017-06-28 07:00 | 242.62 | 238.87
2017-06-28 07:30 | 242.89 | 238.92
2017-06-28 08:00 | 242.58 | 238.64
2017-06-28 08:30 | 242.69 | 238.25
2017-06-28 09:00 | 244.74 | 240.15
2017-06-28 09:30 | 245.43 | 240.83
2017-06-28 10:00 | 240.49 | 235.76
2017-06-28 10:30 | 234.64 | 229.79
2017-06-28 11:00 | 234.96 | 230.07
2017-06-28 11:30 | 235.06 | 230.17
2017-06-28 12:00 | 235.13 | 230.41
2017-06-28 12:30 | 235.3 | 230.43
2017-06-28 13:00 | 235.13 | 230.23
2017-06-28 13:30 | 235.35 | 230.44
2017-06-28 14:00 | 237.05 | 231.59
2017-06-28 14:30 | 240.47 | 234.44
2017-06-28 15:00 | 230.86 | 225.07
2017-06-28 15:30 | 230.55 | 224.8
2017-06-28 16:00 | 231.24 | 225.37
2017-06-28 16:30 | 230.69 | 224.87
2017-06-28 17:00 | 230.42 | 224.55
2017-06-28 17:30 | 230.61 | 224.5
2017-06-28 18:00 | 231.1 | 224.76
2017-06-28 18:30 | 230.57 | 224.44
2017-06-28 19:00 | 230.58 | 224.57
2017-06-28 19:30 | 230.17 | 224.35
2017-06-28 20:00 | 230.08 | 224.44
2017-06-28 20:30 | 229.2 | 223.75
2017-06-28 21:00 | 225.85 | 220.14
2017-06-28 21:30 | 225.22 | 219.58
2017-06-28 22:00 | 224.78 | 219.18
2017-06-28 22:30 | 224.93 | 219.44
2017-06-28 23:00 | 224.89 | 219.34
2017-06-28 23:30 | 223.5 | 218.24
2017-06-29 | 222.49 | 217.5
2017-06-29 00:30 | 221.17 | 216.41
2017-06-29 01:00 | 219.28 | 214.89
2017-06-29 01:30 | 217.29 | 213.28
2017-06-29 02:00 | 216.52 | 212.72
2017-06-29 02:30 | 216 | 212.29
2017-06-29 03:00 | 219.39 | 216
2017-06-29 03:30 | 233.95 | 230.53
2017-06-29 04:00 | 234.46 | 230.83
2017-06-29 04:30 | 236.6 | 232.66
2017-06-29 05:00 | 237.21 | 233.29
2017-06-29 05:30 | 237.42 | 233.36
2017-06-29 06:00 | 237.48 | 233.54
2017-06-29 06:30 | 235.9 | 231.95
2017-06-29 07:00 | 234.27 | 230.43
2017-06-29 07:30 | 234.45 | 230.68
2017-06-29 08:00 | 238.01 | 234.04
2017-06-29 08:30 | 238.01 | 234.33
2017-06-29 09:00 | 237.94 | 234.3
2017-06-29 09:30 | 237.69 | 234.17
2017-06-29 10:00 | 237.36 | 233.93
2017-06-29 10:30 | 236.91 | 233.51
2017-06-29 11:00 | 227.24 | 223.69
2017-06-29 11:30 | 227.26 | 223.62
2017-06-29 12:00 | 225.45 | 222.11
2017-06-29 12:30 | 226.84 | 223.28
2017-06-29 13:00 | 228.63 | 224.98
2017-06-29 13:30 | 234.33 | 230.73
2017-06-29 14:00 | 234.34 | 230.81
2017-06-29 14:30 | 233.74 | 230.12
2017-06-29 15:00 | 232.2 | 228.65
2017-06-29 15:30 | 232.99 | 229.39
2017-06-29 16:00 | 231.57 | 228.02
2017-06-29 16:30 | 230.72 | 227.17
2017-06-29 17:00 | 230.59 | 227.13
2017-06-29 17:30 | 222.75 | 219.2
2017-06-29 18:00 | 223.1 | 219.25
2017-06-29 18:30 | 223.65 | 219.82
2017-06-29 19:00 | 224.36 | 220.56
2017-06-29 19:30 | 223.87 | 220.21
2017-06-29 20:00 | 220.45 | 216.86
2017-06-29 20:30 | 214.27 | 210.55
2017-06-29 21:00 | 222.14 | 218.65
2017-06-29 21:30 | 225.35 | 221.46
2017-06-29 22:00 | 225.11 | 221.2
2017-06-29 22:30 | 224.25 | 220.6
2017-06-29 23:00 | 225.36 | 221.64
2017-06-29 23:30 | 225.53 | 221.91
2017-06-30 | 225.68 | 222.17
2017-06-30 00:30 | 226.05 | 222.43
2017-06-30 01:00 | 225.13 | 221.64
2017-06-30 01:30 | 225.24 | 221.81
2017-06-30 02:00 | 219.9 | 216.62
2017-06-30 02:30 | 217.08 | 213.01
2017-06-30 03:00 | 215.88 | 211.68
2017-06-30 03:30 | 216.79 | 212.44
2017-06-30 04:00 | 217.61 | 213.06
2017-06-30 04:30 | 218.33 | 213.65
2017-06-30 05:00 | 218.26 | 213.55
2017-06-30 05:30 | 218.99 | 214.2
2017-06-30 06:00 | 220.56 | 215.44
2017-06-30 06:30 | 219.87 | 214.61
2017-06-30 07:00 | 219.38 | 214.1
2017-06-30 07:30 | 219.91 | 214.47
2017-06-30 08:00 | 228.23 | 223.3
2017-06-30 08:30 | 228.1 | 223.21
2017-06-30 09:00 | 225.51 | 220.71
2017-06-30 09:30 | 218.73 | 213.75
2017-06-30 10:00 | 218.61 | 213.86
2017-06-30 10:30 | 217 | 212.76
2017-06-30 11:00 | 216.58 | 212.37
2017-06-30 11:30 | 221.1 | 216.27
2017-06-30 12:00 | 221.06 | 216.37
2017-06-30 12:30 | 221.05 | 216.51
2017-06-30 13:00 | 220.9 | 216.36
2017-06-30 13:30 | 219.62 | 215.25
2017-06-30 14:00 | 220.14 | 215.67
2017-06-30 14:30 | 224.84 | 219.91
2017-06-30 15:00 | 224.8 | 220.06
2017-06-30 15:30 | 225.03 | 220.21
2017-06-30 16:00 | 224.55 | 219.69
2017-06-30 16:30 | 224.09 | 219.25
2017-06-30 17:00 | 222.39 | 217.7
2017-06-30 17:30 | 223.89 | 218.97
2017-06-30 18:00 | 226.23 | 220.64
2017-06-30 18:30 | 225.97 | 220.36
2017-06-30 19:00 | 226.08 | 220.61
2017-06-30 19:30 | 225.37 | 220.18
2017-06-30 20:00 | 224.2 | 219.21
2017-06-30 20:30 | 224.64 | 219.6
2017-06-30 21:00 | 234.42 | 229.57
2017-06-30 21:30 | 242.45 | 237.92
2017-06-30 22:00 | 246.1 | 241.76
2017-06-30 22:30 | 256.91 | 252.99
2017-06-30 23:00 | 258.79 | 255.11
2017-06-30 23:30 | 258.15 | 254.67
2017-07-01 | 259.22 | 255.72
2017-07-01 00:30 | 259.8 | 256.27
2017-07-01 01:00 | 258.93 | 255.6
2017-07-01 01:30 | 257.46 | 254.21
2017-07-01 02:00 | 258.24 | 254.8
2017-07-01 02:30 | 258.52 | 254.53
2017-07-01 03:00 | 259.66 | 255.54
2017-07-01 03:30 | 252.98 | 247.82
2017-07-01 04:00 | 256.28 | 250.34
2017-07-01 04:30 | 258.77 | 253.26
2017-07-01 05:00 | 257.79 | 253.12
2017-07-01 05:30 | 257.93 | 253.27
2017-07-01 06:00 | 259.92 | 255.02
2017-07-01 06:30 | 253.94 | 248.65
2017-07-01 07:00 | 248.42 | 244.16
2017-07-01 07:30 | 255.55 | 251.93
2017-07-01 08:00 | 255.47 | 252.16
2017-07-01 08:30 | 257.37 | 254.23
2017-07-01 09:00 | 265.17 | 262.08
2017-07-01 09:30 | 264.35 | 261.43
2017-07-01 10:00 | 266.36 | 263.36
2017-07-01 10:30 | 267.37 | 264.23
2017-07-01 11:00 | 267.32 | 263.69
2017-07-01 11:30 | 268.06 | 264.36
2017-07-01 12:00 | 268.59 | 264.79
2017-07-01 12:30 | 267.56 | 263.85
2017-07-01 13:00 | 267.42 | 263.7
2017-07-01 13:30 | 267.94 | 264.16
2017-07-01 14:00 | 263.9 | 260.38
2017-07-01 14:30 | 264.24 | 260.56
2017-07-01 15:00 | 260.61 | 257.55
2017-07-01 15:30 | 263.19 | 260.37
2017-07-01 16:00 | 263.19 | 260.37
2017-07-01 16:30 | 263.59 | 260.57
2017-07-01 17:00 | 266.88 | 263.26
2017-07-01 17:30 | 267.93 | 264.27
2017-07-01 18:00 | 267.88 | 264.32
2017-07-01 18:30 | 267.01 | 263.59
2017-07-01 19:00 | 266.8 | 263.64
2017-07-01 19:30 | 265.99 | 263.13
2017-07-01 20:00 | 267.07 | 264.15
2017-07-01 20:30 | 265.35 | 262.49
2017-07-01 21:00 | 266.89 | 263.98
2017-07-01 21:30 | 267.68 | 264.66
2017-07-01 22:00 | 267.24 | 264.23
2017-07-01 22:30 | 266.41 | 263.55
2017-07-01 23:00 | 267.03 | 264.27
2017-07-01 23:30 | 267.37 | 264.44
2017-07-02 | 267.11 | 264.18
2017-07-02 00:30 | 267.13 | 263.56
2017-07-02 01:00 | 266.53 | 263.04
2017-07-02 01:30 | 265.77 | 262.45
2017-07-02 02:00 | 265.66 | 262.23
2017-07-02 02:30 | 265.31 | 261.87
2017-07-02 03:00 | 264.85 | 261.45
2017-07-02 03:30 | 264.57 | 261.16
2017-07-02 04:00 | 264.06 | 260.55
2017-07-02 04:30 | 263.55 | 259.97
2017-07-02 05:00 | 263.89 | 260.23
2017-07-02 05:30 | 262.76 | 259.74
2017-07-02 06:00 | 263.17 | 260.25
2017-07-02 06:30 | 263.85 | 260.59
2017-07-02 07:00 | 263.46 | 260.22
2017-07-02 07:30 | 264.23 | 260.66
2017-07-02 08:00 | 265.33 | 261.75
2017-07-02 08:30 | 258.73 | 254.98
2017-07-02 09:00 | 253.72 | 249.98
2017-07-02 09:30 | 254.16 | 250.46
2017-07-02 10:00 | 255.35 | 251.61
2017-07-02 10:30 | 255.43 | 251.82
2017-07-02 11:00 | 254.72 | 251.14
2017-07-02 11:30 | 256.42 | 252.07
2017-07-02 12:00 | 256.73 | 252.25
2017-07-02 12:30 | 256.5 | 251.79
2017-07-02 13:00 | 256.3 | 251.57
2017-07-02 13:30 | 256.11 | 251.32
2017-07-02 14:00 | 256.21 | 251.35
2017-07-02 14:30 | 256.47 | 251.58
2017-07-02 15:00 | 256.62 | 251.64
2017-07-02 15:30 | 256.53 | 251.42
2017-07-02 16:00 | 256.44 | 251.24
2017-07-02 16:30 | 256.89 | 251.64
2017-07-02 17:00 | 256.66 | 252.26
2017-07-02 17:30 | 254.53 | 250.34
2017-07-02 18:00 | 250.75 | 246.34
2017-07-02 18:30 | 244.05 | 240.08
2017-07-02 19:00 | 243.92 | 239.93
2017-07-02 19:30 | 249.35 | 245.52
2017-07-02 20:00 | 251.79 | 248.33
2017-07-02 20:30 | 252.47 | 248.85
2017-07-02 21:00 | 252.09 | 248.34
2017-07-02 21:30 | 252.16 | 248.6
2017-07-02 22:00 | 251.43 | 248.1
2017-07-02 22:30 | 247.73 | 244.74
2017-07-02 23:00 | 248.38 | 245.35
2017-07-02 23:30 | 248.8 | 245.93
2017-07-03 | 250.19 | 246.72
2017-07-03 00:30 | 251.01 | 246.7
2017-07-03 01:00 | 250.86 | 246.62
2017-07-03 01:30 | 251.05 | 246.8
2017-07-03 02:00 | 253.43 | 248.93
2017-07-03 02:30 | 255.98 | 251.09
2017-07-03 03:00 | 255.47 | 250.56
2017-07-03 03:30 | 255.1 | 250.21
2017-07-03 04:00 | 255.95 | 250.88
2017-07-03 04:30 | 255.07 | 249.83
2017-07-03 05:00 | 255.71 | 249.45
2017-07-03 05:30 | 255.7 | 249.64
2017-07-03 06:00 | 257.25 | 251.18
2017-07-03 06:30 | 257.47 | 251.21
2017-07-03 07:00 | 264.3 | 259.29
2017-07-03 07:30 | 277.99 | 273.49
2017-07-03 08:00 | 275.55 | 271.02
2017-07-03 08:30 | 264.05 | 259.52
2017-07-03 09:00 | 262.89 | 258.32
2017-07-03 09:30 | 262.34 | 257.97
2017-07-03 10:00 | 263.42 | 259.3
2017-07-03 10:30 | 269.61 | 265.07
2017-07-03 11:00 | 270.76 | 266.34
2017-07-03 11:30 | 269.41 | 264.97
2017-07-03 12:00 | 261.45 | 256.75
2017-07-03 12:30 | 251.74 | 246.62
2017-07-03 13:00 | 243.77 | 237.97
2017-07-03 13:30 | 243.05 | 237.15
2017-07-03 14:00 | 243.4 | 237.07
2017-07-03 14:30 | 243 | 236.82
2017-07-03 15:00 | 242.98 | 236.76
2017-07-03 15:30 | 242.64 | 236.47
2017-07-03 16:00 | 242.93 | 236.61
2017-07-03 16:30 | 243.59 | 237.25
2017-07-03 17:00 | 242.08 | 235.87
2017-07-03 17:30 | 242.78 | 236.61
2017-07-03 18:00 | 243.42 | 237.04
2017-07-03 18:30 | 243.73 | 237.55
2017-07-03 19:00 | 243.42 | 237.5
2017-07-03 19:30 | 235.62 | 229.53
2017-07-03 20:00 | 234.12 | 228
2017-07-03 20:30 | 234.91 | 228.53
2017-07-03 21:00 | 234.27 | 228.08
2017-07-03 21:30 | 233.47 | 227.56
2017-07-03 22:00 | 233.31 | 227.43
2017-07-03 22:30 | 232.58 | 226.62
2017-07-03 23:00 | 232.93 | 226.9
2017-07-03 23:30 | 232.96 | 226.85
2017-07-04 | 233.62 | 226.99
2017-07-04 00:30 | 232.57 | 226.11
2017-07-04 01:00 | 232.76 | 226.34
2017-07-04 01:30 | 233.19 | 226.57
2017-07-04 02:00 | 230.58 | 223.74
2017-07-04 02:30 | 221.52 | 214.68
2017-07-04 03:00 | 222.69 | 215.73
2017-07-04 03:30 | 223.21 | 216.09
2017-07-04 04:00 | 223.46 | 216.13
2017-07-04 04:30 | 221.68 | 214.52
2017-07-04 05:00 | 219.28 | 212.34
2017-07-04 05:30 | 217.42 | 210.57
2017-07-04 06:00 | 216.91 | 210.43
2017-07-04 06:30 | 216.96 | 210.29
2017-07-04 07:00 | 216.76 | 209.8
2017-07-04 07:30 | 222.14 | 215.83
2017-07-04 08:00 | 221.79 | 216.33
2017-07-04 08:30 | 211.99 | 205.75
2017-07-04 09:00 | 211.87 | 205.43
2017-07-04 09:30 | 214.9 | 209.03
2017-07-04 10:00 | 214.22 | 208.52
2017-07-04 10:30 | 213.84 | 208.53
2017-07-04 11:00 | 214.42 | 208.95
2017-07-04 11:30 | 214.92 | 209.26
2017-07-04 12:00 | 214.43 | 208.8
2017-07-04 12:30 | 212.18 | 206.96
2017-07-04 13:00 | 210.76 | 205.76
2017-07-04 13:30 | 207.6 | 202.81
2017-07-04 14:00 | 209.66 | 204.04
2017-07-04 14:30 | 212.34 | 206.34
2017-07-04 15:00 | 211.99 | 206.04
2017-07-04 15:30 | 212.63 | 206.45
2017-07-04 16:00 | 213.74 | 207.68
2017-07-04 16:30 | 235.21 | 230.06
2017-07-04 17:00 | 231.71 | 226.29
2017-07-04 17:30 | 231.35 | 225.72
2017-07-04 18:00 | 230.36 | 225.77
2017-07-04 18:30 | 230.55 | 226.79
2017-07-04 19:00 | 229.8 | 226.41
2017-07-04 19:30 | 229.47 | 226.15
2017-07-04 20:00 | 230.75 | 227.15
2017-07-04 20:30 | 229.94 | 226.56
2017-07-04 21:00 | 228.52 | 225.31
2017-07-04 21:30 | 229.06 | 225.81
2017-07-04 22:00 | 229.74 | 226.56
2017-07-04 22:30 | 230.26 | 227.1
2017-07-04 23:00 | 229.63 | 226.65
2017-07-04 23:30 | 230.23 | 227.36
2017-07-05 | 229.75 | 227.17
2017-07-05 00:30 | 228.46 | 225.83
2017-07-05 01:00 | 230.19 | 226.96
2017-07-05 01:30 | 231.56 | 227.97
2017-07-05 02:00 | 232.71 | 229.04
2017-07-05 02:30 | 233.15 | 229.5
2017-07-05 03:00 | 234.77 | 230.72
2017-07-05 03:30 | 235.35 | 231.21
2017-07-05 04:00 | 236.65 | 232.13
2017-07-05 04:30 | 236.45 | 231.98
2017-07-05 05:00 | 234.64 | 230.35
2017-07-05 05:30 | 235.06 | 230.63
2017-07-05 06:00 | 236.42 | 231.89
2017-07-05 06:30 | 238.48 | 233.82
2017-07-05 07:00 | 250.91 | 246.59
2017-07-05 07:30 | 250.43 | 246.58
2017-07-05 08:00 | 250.85 | 246.78
2017-07-05 08:30 | 230.11 | 225.15
2017-07-05 09:00 | 227.8 | 223.2
2017-07-05 09:30 | 226.41 | 223.09
2017-07-05 10:00 | 225.9 | 222.62
2017-07-05 10:30 | 226.4 | 223.22
2017-07-05 11:00 | 226.4 | 223.31
2017-07-05 11:30 | 226.51 | 223.28
2017-07-05 12:00 | 229.4 | 223.4
2017-07-05 12:30 | 225.52 | 219.15
2017-07-05 13:00 | 224.14 | 217.86
2017-07-05 13:30 | 222.19 | 216.16
2017-07-05 14:00 | 222.53 | 216.36
2017-07-05 14:30 | 222.88 | 216.44
2017-07-05 15:00 | 224.19 | 217.49
2017-07-05 15:30 | 223.88 | 217.41
2017-07-05 16:00 | 223.62 | 217.31
2017-07-05 16:30 | 225.47 | 219.42
2017-07-05 17:00 | 228.27 | 222.21
2017-07-05 17:30 | 229.5 | 222.92
2017-07-05 18:00 | 229.23 | 222.87
2017-07-05 18:30 | 228.79 | 222.75
2017-07-05 19:00 | 228.4 | 222.44
2017-07-05 19:30 | 228.19 | 222.06
2017-07-05 20:00 | 227.99 | 221.91
2017-07-05 20:30 | 228.51 | 222.38
2017-07-05 21:00 | 228.19 | 222.04
2017-07-05 21:30 | 228.23 | 222.05
2017-07-05 22:00 | 228.2 | 222.12
2017-07-05 22:30 | 227.35 | 221.54
2017-07-05 23:00 | 227.5 | 221.68
2017-07-05 23:30 | 227.23 | 221.57
2017-07-06 | 227.43 | 221.67
2017-07-06 00:30 | 227.35 | 221.11
2017-07-06 01:00 | 226.9 | 220.76
2017-07-06 01:30 | 226.79 | 220.77
2017-07-06 02:00 | 227.64 | 221.04
2017-07-06 02:30 | 227.25 | 220.46
2017-07-06 03:00 | 222.92 | 216.55
2017-07-06 03:30 | 222.68 | 216.29
2017-07-06 04:00 | 223.62 | 217.08
2017-07-06 04:30 | 223.43 | 216.85
2017-07-06 05:00 | 221.74 | 215.77
2017-07-06 05:30 | 220.84 | 215.01
2017-07-06 06:00 | 217.86 | 211.62
2017-07-06 06:30 | 234.78 | 229.41
2017-07-06 07:00 | 240.7 | 235.28
2017-07-06 07:30 | 238.65 | 233.12
2017-07-06 08:00 | 245.87 | 239.93
2017-07-06 08:30 | 222.8 | 216.13
2017-07-06 09:00 | 221.63 | 214.92
2017-07-06 09:30 | 221.49 | 214.96
2017-07-06 10:00 | 220.98 | 214.87
2017-07-06 10:30 | 221.07 | 214.8
2017-07-06 11:00 | 221.74 | 214.91
2017-07-06 11:30 | 221.15 | 214.39
2017-07-06 12:00 | 223.26 | 216.22
2017-07-06 12:30 | 224.37 | 217.21
2017-07-06 13:00 | 224.05 | 216.85
2017-07-06 13:30 | 223.76 | 216.82
2017-07-06 14:00 | 224.27 | 217.04
2017-07-06 14:30 | 225.17 | 217.71
2017-07-06 15:00 | 224.68 | 217.61
2017-07-06 15:30 | 223.52 | 216.66
2017-07-06 16:00 | 222.46 | 215.48
2017-07-06 16:30 | 226.82 | 219.09
2017-07-06 17:00 | 228.3 | 220.3
2017-07-06 17:30 | 226.03 | 218.06
2017-07-06 18:00 | 228.13 | 219.94
2017-07-06 18:30 | 229.02 | 220.93
2017-07-06 19:00 | 229.67 | 221.42
2017-07-06 19:30 | 228.84 | 220.75
2017-07-06 20:00 | 228.14 | 220.11
2017-07-06 20:30 | 228.8 | 220.49
2017-07-06 21:00 | 228.67 | 220.41
2017-07-06 21:30 | 229.29 | 220.22
2017-07-06 22:00 | 228.81 | 219.57
2017-07-06 22:30 | 228.92 | 219.51
2017-07-06 23:00 | 228.72 | 219.38
2017-07-06 23:30 | 228.12 | 219.14
2017-07-07 | 226.9 | 218.29
2017-07-07 00:30 | 225.62 | 217.3
2017-07-07 01:00 | 225.51 | 217.23
2017-07-07 01:30 | 226.44 | 217.89
2017-07-07 02:00 | 225.78 | 218.34
2017-07-07 02:30 | 225.64 | 218.57
2017-07-07 03:00 | 226.8 | 219.56
2017-07-07 03:30 | 227.44 | 220.2
2017-07-07 04:00 | 227.58 | 220.26
2017-07-07 04:30 | 227.96 | 220.47
2017-07-07 05:00 | 228.59 | 221.02
2017-07-07 05:30 | 228.11 | 221.43
2017-07-07 06:00 | 228.05 | 221.28
2017-07-07 06:30 | 230.42 | 224.17
2017-07-07 07:00 | 232.9 | 226.82
2017-07-07 07:30 | 231.69 | 226.47
2017-07-07 08:00 | 231.74 | 226.35
2017-07-07 08:30 | 229.8 | 224.97
2017-07-07 09:00 | 223.26 | 219.37
2017-07-07 09:30 | 223.12 | 219.12
2017-07-07 10:00 | 223 | 219.26
2017-07-07 10:30 | 222.84 | 218.99
2017-07-07 11:00 | 222.05 | 217.76
2017-07-07 11:30 | 222.2 | 217.94
2017-07-07 12:00 | 222.42 | 218.49
2017-07-07 12:30 | 221.1 | 217.81
2017-07-07 13:00 | 221.94 | 218.12
2017-07-07 13:30 | 222.17 | 218.25
2017-07-07 14:00 | 222.8 | 218.73
2017-07-07 14:30 | 224.19 | 219.12
2017-07-07 15:00 | 225.29 | 220.69
2017-07-07 15:30 | 225.47 | 220.89
2017-07-07 16:00 | 227.81 | 222.91
2017-07-07 16:30 | 228.69 | 223.7
2017-07-07 17:00 | 229.13 | 224.01
2017-07-07 17:30 | 230.32 | 224.94
2017-07-07 18:00 | 231.06 | 225.56
2017-07-07 18:30 | 230.82 | 225.34
2017-07-07 19:00 | 230.81 | 225.37
2017-07-07 19:30 | 231.08 | 225.65
2017-07-07 20:00 | 231.16 | 225.79
2017-07-07 20:30 | 231.4 | 225.96
2017-07-07 21:00 | 230.49 | 225.21
2017-07-07 21:30 | 230.44 | 225.29
2017-07-07 22:00 | 230.98 | 225.8
2017-07-07 22:30 | 234.33 | 228.89
2017-07-07 23:00 | 232.21 | 227.01
2017-07-07 23:30 | 234.59 | 228.86
2017-07-08 | 234.31 | 227.43
2017-07-08 00:30 | 235 | 227.23
2017-07-08 01:00 | 235.22 | 227.61
2017-07-08 01:30 | 234.73 | 227.81
2017-07-08 02:00 | 233.28 | 226.82
2017-07-08 02:30 | 232.94 | 226.67
2017-07-08 03:00 | 234.79 | 228.24
2017-07-08 03:30 | 235.28 | 228.71
2017-07-08 04:00 | 236.41 | 229.75
2017-07-08 04:30 | 235.73 | 229.11
2017-07-08 05:00 | 235.4 | 228.68
2017-07-08 05:30 | 235.07 | 228.29
2017-07-08 06:00 | 235.63 | 228.72
2017-07-08 06:30 | 234.43 | 227.46
2017-07-08 07:00 | 235.07 | 227.58
2017-07-08 07:30 | 235.2 | 227.1
2017-07-08 08:00 | 234.14 | 226.38
2017-07-08 08:30 | 233.13 | 225.62
2017-07-08 09:00 | 234.35 | 226.68
2017-07-08 09:30 | 234.3 | 226.68
2017-07-08 10:00 | 230.48 | 222.99
2017-07-08 10:30 | 228.25 | 221.19
2017-07-08 11:00 | 228.93 | 221.95
2017-07-08 11:30 | 231.91 | 224.7
2017-07-08 12:00 | 234.57 | 227.53
2017-07-08 12:30 | 234.24 | 227.02
2017-07-08 13:00 | 235.22 | 227.91
2017-07-08 13:30 | 236 | 228.34
2017-07-08 14:00 | 235.76 | 227.93
2017-07-08 14:30 | 234.94 | 226.94
2017-07-08 15:00 | 233.11 | 225.35
2017-07-08 15:30 | 234.47 | 226.53
2017-07-08 16:00 | 234.14 | 226.32
2017-07-08 16:30 | 234.14 | 226.14
2017-07-08 17:00 | 240.51 | 232.76
2017-07-08 17:30 | 274.79 | 268.82
2017-07-08 18:00 | 274.97 | 268.98
2017-07-08 18:30 | 274.1 | 268.57
2017-07-08 19:00 | 273.63 | 268.49
2017-07-08 19:30 | 273.3 | 268.25
2017-07-08 20:00 | 272.8 | 267.88
2017-07-08 20:30 | 269.14 | 264.21
2017-07-08 21:00 | 271.3 | 266.02
2017-07-08 21:30 | 270.22 | 265.05
2017-07-08 22:00 | 269.34 | 264.06
2017-07-08 22:30 | 253.57 | 247.54
2017-07-08 23:00 | 242.27 | 235.56
2017-07-08 23:30 | 238.67 | 231.9
2017-07-09 | 234.16 | 227.23
2017-07-09 00:30 | 232.29 | 225.66
2017-07-09 01:00 | 232.69 | 225.92
2017-07-09 01:30 | 233.03 | 226.27
2017-07-09 02:00 | 232.59 | 225.98
2017-07-09 02:30 | 232.24 | 225.63
2017-07-09 03:00 | 232.27 | 225.65
2017-07-09 03:30 | 232.94 | 226.32
2017-07-09 04:00 | 233.95 | 227.29
2017-07-09 04:30 | 233.58 | 226.91
2017-07-09 05:00 | 233.18 | 226.53
2017-07-09 05:30 | 233.75 | 227.09
2017-07-09 06:00 | 234.39 | 227.44
2017-07-09 06:30 | 233.3 | 226.29
2017-07-09 07:00 | 234.12 | 226.92
2017-07-09 07:30 | 233.83 | 226.49
2017-07-09 08:00 | 233.59 | 226.32
2017-07-09 08:30 | 233.13 | 225.78
2017-07-09 09:00 | 229.05 | 221.77
2017-07-09 09:30 | 228.69 | 221.47
2017-07-09 10:00 | 226.65 | 219.88
2017-07-09 10:30 | 227.25 | 220.53
2017-07-09 11:00 | 227.82 | 221.06
2017-07-09 11:30 | 227.53 | 220.87
2017-07-09 12:00 | 227.81 | 221.09
2017-07-09 12:30 | 227.71 | 220.87
2017-07-09 13:00 | 227.54 | 220.73
2017-07-09 13:30 | 227.46 | 220.7
2017-07-09 14:00 | 228.75 | 221.67
2017-07-09 14:30 | 230.32 | 222.93
2017-07-09 15:00 | 230.95 | 223.38
2017-07-09 15:30 | 231.24 | 223.38
2017-07-09 16:00 | 230.78 | 222.94
2017-07-09 16:30 | 231.2 | 223.19
2017-07-09 17:00 | 231.08 | 222.95
2017-07-09 17:30 | 230.99 | 223.66
2017-07-09 18:00 | 229.82 | 223.97
2017-07-09 18:30 | 228.34 | 222.81
2017-07-09 19:00 | 226.74 | 221.5
2017-07-09 19:30 | 227.99 | 222.75
2017-07-09 20:00 | 227.91 | 222.68
2017-07-09 20:30 | 228.66 | 223.41
2017-07-09 21:00 | 229.4 | 224.31
2017-07-09 21:30 | 229.37 | 224.41
2017-07-09 22:00 | 229.99 | 224.76
2017-07-09 22:30 | 229.89 | 224.33
2017-07-09 23:00 | 228.54 | 223.37
2017-07-09 23:30 | 228.56 | 223.55
2017-07-10 | 228.57 | 223.78
2017-07-10 00:30 | 227.4 | 222.8
2017-07-10 01:00 | 227.91 | 223.37
2017-07-10 01:30 | 227.37 | 222.96
2017-07-10 02:00 | 226.88 | 222.5
2017-07-10 02:30 | 225.93 | 221.68
2017-07-10 03:00 | 223.12 | 219.13
2017-07-10 03:30 | 223.08 | 219.1
2017-07-10 04:00 | 223.47 | 219.4
2017-07-10 04:30 | 224.16 | 219.96
2017-07-10 05:00 | 224.84 | 220.36
2017-07-10 05:30 | 225 | 220.33
2017-07-10 06:00 | 224.87 | 220.09
2017-07-10 06:30 | 225.24 | 220.04
2017-07-10 07:00 | 225.28 | 219.94
2017-07-10 07:30 | 225.6 | 220.08
2017-07-10 08:00 | 224.32 | 219.7
2017-07-10 08:30 | 223.77 | 219.47
2017-07-10 09:00 | 221 | 217.13
2017-07-10 09:30 | 219.81 | 216.07
2017-07-10 10:00 | 217.12 | 213.82
2017-07-10 10:30 | 216.59 | 213.5
2017-07-10 11:00 | 216.34 | 213.25
2017-07-10 11:30 | 215.43 | 212.38
2017-07-10 12:00 | 215.84 | 212.76
2017-07-10 12:30 | 212.89 | 210.15
2017-07-10 13:00 | 213.37 | 210.55
2017-07-10 13:30 | 214.58 | 211.69
2017-07-10 14:00 | 216.22 | 213.14
2017-07-10 14:30 | 217.38 | 214.05
2017-07-10 15:00 | 217.22 | 213.8
2017-07-10 15:30 | 217.58 | 214.2
2017-07-10 16:00 | 218.33 | 214.76
2017-07-10 16:30 | 218.7 | 215.07
2017-07-10 17:00 | 216.7 | 213.1
2017-07-10 17:30 | 216.45 | 212.82
2017-07-10 18:00 | 217.98 | 214.1
2017-07-10 18:30 | 218.55 | 214.63
2017-07-10 19:00 | 218.49 | 214.8
2017-07-10 19:30 | 218.36 | 214.93
2017-07-10 20:00 | 221.93 | 218.14
2017-07-10 20:30 | 227.67 | 224.35
2017-07-10 21:00 | 226.94 | 223.63
2017-07-10 21:30 | 227.12 | 223.78
2017-07-10 22:00 | 228.94 | 225.45
2017-07-10 22:30 | 229.97 | 226.57
2017-07-10 23:00 | 229.55 | 226.47
2017-07-10 23:30 | 229.13 | 226.09
2017-07-11 | 228.22 | 225.33
2017-07-11 00:30 | 227.21 | 224.3
2017-07-11 01:00 | 228.71 | 225.65
2017-07-11 01:30 | 229.42 | 226.41
2017-07-11 02:00 | 222.41 | 219.2
2017-07-11 02:30 | 220.07 | 216.82
2017-07-11 03:00 | 219.25 | 216.09
2017-07-11 03:30 | 218.37 | 215.27
2017-07-11 04:00 | 220.45 | 216.48
2017-07-11 04:30 | 221.26 | 217.23
2017-07-11 05:00 | 221.7 | 217.52
2017-07-11 05:30 | 222.2 | 217.85
2017-07-11 06:00 | 222.78 | 218.23
2017-07-11 06:30 | 221.54 | 216.87
2017-07-11 07:00 | 219.15 | 214.73
2017-07-11 07:30 | 219.31 | 214.57
2017-07-11 08:00 | 219.04 | 214.32
2017-07-11 08:30 | 218.7 | 214
2017-07-11 09:00 | 220.16 | 215.33
2017-07-11 09:30 | 219.82 | 215.35
2017-07-11 10:00 | 219.35 | 215.07
2017-07-11 10:30 | 219.96 | 215.77
2017-07-11 11:00 | 221 | 216.58
2017-07-11 11:30 | 221.72 | 217.3
2017-07-11 12:00 | 221.99 | 217.51
2017-07-11 12:30 | 219.4 | 215.21
2017-07-11 13:00 | 218.27 | 214.19
2017-07-11 13:30 | 217.76 | 213.75
2017-07-11 14:00 | 216.87 | 213.05
2017-07-11 14:30 | 217.09 | 213
2017-07-11 15:00 | 217.35 | 213.33
2017-07-11 15:30 | 217.62 | 213.91
2017-07-11 16:00 | 216.14 | 213.2
2017-07-11 16:30 | 215.41 | 212.62
2017-07-11 17:00 | 215.81 | 212.99
2017-07-11 17:30 | 214.91 | 212.05
2017-07-11 18:00 | 214.94 | 211.77
2017-07-11 18:30 | 215.31 | 211.58
2017-07-11 19:00 | 216.34 | 211.69
2017-07-11 19:30 | 217.78 | 212.19
2017-07-11 20:00 | 220.84 | 215.05
2017-07-11 20:30 | 222.55 | 216.56
2017-07-11 21:00 | 224.45 | 218.53
2017-07-11 21:30 | 224.68 | 218.45
2017-07-11 22:00 | 224.46 | 218.11
2017-07-11 22:30 | 223.99 | 217.94
2017-07-11 23:00 | 221.9 | 216.42
2017-07-11 23:30 | 223.09 | 217.53
2017-07-12 | 218.07 | 212.83
2017-07-12 00:30 | 216.6 | 211.41
2017-07-12 01:00 | 215.66 | 210.62
2017-07-12 01:30 | 213.58 | 209.02
2017-07-12 02:00 | 212.61 | 208.18
2017-07-12 02:30 | 212.48 | 207.4
2017-07-12 03:00 | 213.19 | 208
2017-07-12 03:30 | 218.02 | 212.6
2017-07-12 04:00 | 217.13 | 211.82
2017-07-12 04:30 | 216.53 | 211.24
2017-07-12 05:00 | 221.2 | 216.16
2017-07-12 05:30 | 228.06 | 223.26
2017-07-12 06:00 | 227.05 | 222.51
2017-07-12 06:30 | 225.1 | 220.41
2017-07-12 07:00 | 224.1 | 220.23
2017-07-12 07:30 | 225.21 | 221.19
2017-07-12 08:00 | 224.23 | 220.87
2017-07-12 08:30 | 213.58 | 210.51
2017-07-12 09:00 | 206.93 | 204.08
2017-07-12 09:30 | 207.63 | 204.54
2017-07-12 10:00 | 212.08 | 209.32
2017-07-12 10:30 | 212.67 | 210.12
2017-07-12 11:00 | 213.3 | 210.82
2017-07-12 11:30 | 214.23 | 211.65
2017-07-12 12:00 | 216.09 | 213.38
2017-07-12 12:30 | 217.53 | 215
2017-07-12 13:00 | 220.74 | 218.3
2017-07-12 13:30 | 224.19 | 221.77
2017-07-12 14:00 | 224.46 | 221.96
2017-07-12 14:30 | 224.88 | 222.2
2017-07-12 15:00 | 228.32 | 225.7
2017-07-12 15:30 | 225.86 | 223.01
2017-07-12 16:00 | 224.16 | 221.43
2017-07-12 16:30 | 223.87 | 220.97
2017-07-12 17:00 | 225.48 | 222.35
2017-07-12 17:30 | 228.47 | 225.07
2017-07-12 18:00 | 229.92 | 226.3
2017-07-12 18:30 | 220.95 | 217.74
2017-07-12 19:00 | 214.19 | 210.98
2017-07-12 19:30 | 213.2 | 210.11
2017-07-12 20:00 | 212.83 | 209.9
2017-07-12 20:30 | 213.03 | 210.03
2017-07-12 21:00 | 214.19 | 211.09
2017-07-12 21:30 | 215.59 | 212.45
2017-07-12 22:00 | 216.16 | 212.95
2017-07-12 22:30 | 217.3 | 213.67
2017-07-12 23:00 | 218.43 | 214.66
2017-07-12 23:30 | 219.6 | 215.75
2017-07-13 | 220.38 | 216.59
2017-07-13 00:30 | 221.13 | 217.32
2017-07-13 01:00 | 221.35 | 217.71
2017-07-13 01:30 | 221.48 | 217.94
2017-07-13 02:00 | 222.08 | 218.58
2017-07-13 02:30 | 226.98 | 223.05
2017-07-13 03:00 | 228.32 | 224.21
2017-07-13 03:30 | 229.93 | 225.38
2017-07-13 04:00 | 228.35 | 224.03
2017-07-13 04:30 | 228.73 | 224.37
2017-07-13 05:00 | 230.56 | 225.89
2017-07-13 05:30 | 231.77 | 227.4
2017-07-13 06:00 | 234.16 | 229.51
2017-07-13 06:30 | 236.98 | 231.69
2017-07-13 07:00 | 235.18 | 229.75
2017-07-13 07:30 | 235.05 | 229.44
2017-07-13 08:00 | 235.18 | 229.39
2017-07-13 08:30 | 236.22 | 230.39
2017-07-13 09:00 | 251.97 | 246.05
2017-07-13 09:30 | 263.43 | 257.71
2017-07-13 10:00 | 262.08 | 256.59
2017-07-13 10:30 | 259.74 | 254.57
2017-07-13 11:00 | 262.25 | 256.72
2017-07-13 11:30 | 264.85 | 258.64
2017-07-13 12:00 | 264.04 | 257.77
2017-07-13 12:30 | 257.3 | 251.71
2017-07-13 13:00 | 249.7 | 244.88
2017-07-13 13:30 | 249.24 | 244.32
2017-07-13 14:00 | 250.86 | 245.35
2017-07-13 14:30 | 244.47 | 239.61
2017-07-13 15:00 | 244.26 | 239.48
2017-07-13 15:30 | 245.47 | 240.43
2017-07-13 16:00 | 247.58 | 242.2
2017-07-13 16:30 | 251.99 | 246.1
2017-07-13 17:00 | 257.3 | 250.78
2017-07-13 17:30 | 258 | 251.4
2017-07-13 18:00 | 260.25 | 253.33
2017-07-13 18:30 | 259.73 | 252.91
2017-07-13 19:00 | 254.01 | 246.13
2017-07-13 19:30 | 251.68 | 243.8
2017-07-13 20:00 | 247.09 | 238.85
2017-07-13 20:30 | 248.99 | 241.18
2017-07-13 21:00 | 248.45 | 240.82
2017-07-13 21:30 | 241.2 | 232.87
2017-07-13 22:00 | 242.9 | 234.35
2017-07-13 22:30 | 242.25 | 234.1
2017-07-13 23:00 | 242.3 | 234.33
2017-07-13 23:30 | 244.38 | 235.96
2017-07-14 | 244.69 | 235.94
2017-07-14 00:30 | 243.31 | 235.08
2017-07-14 01:00 | 245.27 | 236.81
2017-07-14 01:30 | 245.27 | 237.03
2017-07-14 02:00 | 244.55 | 236.59
2017-07-14 02:30 | 243.5 | 235.8
2017-07-14 03:00 | 243.26 | 235.61
2017-07-14 03:30 | 244.55 | 236.56
2017-07-14 04:00 | 245.27 | 236.2
2017-07-14 04:30 | 245.74 | 236.58
2017-07-14 05:00 | 245.53 | 236.37
2017-07-14 05:30 | 246.89 | 237.14
2017-07-14 06:00 | 245.77 | 236.2
2017-07-14 06:30 | 246.14 | 236.3
2017-07-14 07:00 | 265.86 | 256.98
2017-07-14 07:30 | 272.63 | 264.11
2017-07-14 08:00 | 272.34 | 263.92
2017-07-14 08:30 | 260.17 | 250.82
2017-07-14 09:00 | 244.3 | 235.25
2017-07-14 09:30 | 239.08 | 231.08
2017-07-14 10:00 | 237.52 | 229.92
2017-07-14 10:30 | 236.81 | 229.3
2017-07-14 11:00 | 238.12 | 230.34
2017-07-14 11:30 | 238.56 | 230.92
2017-07-14 12:00 | 240.44 | 232.74
2017-07-14 12:30 | 241.54 | 233.71
2017-07-14 13:00 | 239.56 | 231.99
2017-07-14 13:30 | 241.23 | 233.36
2017-07-14 14:00 | 241.97 | 233.89
2017-07-14 14:30 | 242.14 | 234.14
2017-07-14 15:00 | 242.91 | 234.89
2017-07-14 15:30 | 242.38 | 234.27
2017-07-14 16:00 | 243.93 | 235.51
2017-07-14 16:30 | 244.82 | 236.33
2017-07-14 17:00 | 244.24 | 235.88
2017-07-14 17:30 | 243.13 | 234.65
2017-07-14 18:00 | 243.12 | 234.61
2017-07-14 18:30 | 242.21 | 233.88
2017-07-14 19:00 | 242.35 | 234.18
2017-07-14 19:30 | 243.07 | 234.76
2017-07-14 20:00 | 242.69 | 234.37
2017-07-14 20:30 | 241.75 | 233.58
2017-07-14 21:00 | 240.65 | 232.75
2017-07-14 21:30 | 241.43 | 233.3
2017-07-14 22:00 | 243.95 | 235.34
2017-07-14 22:30 | 244.21 | 236.13
2017-07-14 23:00 | 238.71 | 231.55
2017-07-14 23:30 | 238.1 | 230.91
2017-07-15 | 246.89 | 238.53
2017-07-15 00:30 | 249.55 | 241.06
2017-07-15 01:00 | 248.31 | 240.19
2017-07-15 01:30 | 249.36 | 240.28
2017-07-15 02:00 | 248.78 | 239.61
2017-07-15 02:30 | 250.6 | 241.44
2017-07-15 03:00 | 250.64 | 241.54
2017-07-15 03:30 | 242.12 | 234.29
2017-07-15 04:00 | 238.91 | 231.41
2017-07-15 04:30 | 241.75 | 233.81
2017-07-15 05:00 | 242.33 | 234.25
2017-07-15 05:30 | 243.17 | 235
2017-07-15 06:00 | 242.39 | 234.28
2017-07-15 06:30 | 243.11 | 234.58
2017-07-15 07:00 | 246.56 | 238.16
2017-07-15 07:30 | 260.32 | 251.83
2017-07-15 08:00 | 260.66 | 251.99
2017-07-15 08:30 | 243.53 | 236.38
2017-07-15 09:00 | 240.86 | 233.45
2017-07-15 09:30 | 238.86 | 231.64
2017-07-15 10:00 | 239.11 | 231.88
2017-07-15 10:30 | 240.08 | 232.79
2017-07-15 11:00 | 238.75 | 231.76
2017-07-15 11:30 | 240.46 | 233.47
2017-07-15 12:00 | 241.4 | 234.26
2017-07-15 12:30 | 241.77 | 234.54
2017-07-15 13:00 | 242 | 234.78
2017-07-15 13:30 | 242.64 | 235.35
2017-07-15 14:00 | 243.21 | 235.91
2017-07-15 14:30 | 243.26 | 235.91
2017-07-15 15:00 | 241.58 | 234.49
2017-07-15 15:30 | 244.36 | 236.94
2017-07-15 16:00 | 246.63 | 238.74
2017-07-15 16:30 | 248.36 | 240.35
2017-07-15 17:00 | 249.3 | 241.35
2017-07-15 17:30 | 267.77 | 260.64
2017-07-15 18:00 | 285.51 | 279.36
2017-07-15 18:30 | 285.31 | 279.27
2017-07-15 19:00 | 285.38 | 279.37
2017-07-15 19:30 | 285.76 | 279.71
2017-07-15 20:00 | 284.35 | 278.5
2017-07-15 20:30 | 283.51 | 277.63
2017-07-15 21:00 | 278.61 | 272.86
2017-07-15 21:30 | 272.17 | 267.28
2017-07-15 22:00 | 271.79 | 267.06
2017-07-15 22:30 | 269.91 | 265.52
2017-07-15 23:00 | 244.33 | 239.28
2017-07-15 23:30 | 241.99 | 235.75
2017-07-16 | 245.37 | 238.62
2017-07-16 00:30 | 246.84 | 239.85
2017-07-16 01:00 | 244.91 | 238.34
2017-07-16 01:30 | 245.25 | 238.91
2017-07-16 02:00 | 245.67 | 239.18
2017-07-16 02:30 | 246.31 | 239.89
2017-07-16 03:00 | 245.28 | 239.19
2017-07-16 03:30 | 245.86 | 239.77
2017-07-16 04:00 | 246.63 | 240.42
2017-07-16 04:30 | 240.88 | 235.35
2017-07-16 05:00 | 239.76 | 234.33
2017-07-16 05:30 | 239.93 | 234.45
2017-07-16 06:00 | 240.23 | 234.64
2017-07-16 06:30 | 239.14 | 233.61
2017-07-16 07:00 | 238.5 | 233.04
2017-07-16 07:30 | 238.72 | 233.06
2017-07-16 08:00 | 239.34 | 233.48
2017-07-16 08:30 | 241.23 | 234.81
2017-07-16 09:00 | 240.94 | 234.4
2017-07-16 09:30 | 239.78 | 233.5
2017-07-16 10:00 | 239.91 | 233.66
2017-07-16 10:30 | 239.52 | 233.48
2017-07-16 11:00 | 238.78 | 232.89
2017-07-16 11:30 | 238.09 | 232.36
2017-07-16 12:00 | 237.58 | 232.08
2017-07-16 12:30 | 234.22 | 229.08
2017-07-16 13:00 | 233.39 | 228.23
2017-07-16 13:30 | 234.24 | 228.84
2017-07-16 14:00 | 233.87 | 228.54
2017-07-16 14:30 | 237.73 | 231.85
2017-07-16 15:00 | 240.47 | 234.32
2017-07-16 15:30 | 237.83 | 232.27
2017-07-16 16:00 | 239.95 | 233.93
2017-07-16 16:30 | 239.6 | 233.53
2017-07-16 17:00 | 242.81 | 236.5
2017-07-16 17:30 | 278.11 | 272.93
2017-07-16 18:00 | 278.61 | 273.41
2017-07-16 18:30 | 273.29 | 268.6
2017-07-16 19:00 | 262.6 | 258.14
2017-07-16 19:30 | 262.64 | 258
2017-07-16 20:00 | 261.82 | 257.24
2017-07-16 20:30 | 263.47 | 258.32
2017-07-16 21:00 | 255.24 | 249.78
2017-07-16 21:30 | 250.82 | 245.17
2017-07-16 22:00 | 243.5 | 237.27
2017-07-16 22:30 | 246.05 | 239.28
2017-07-16 23:00 | 246.69 | 239.8
2017-07-16 23:30 | 246.6 | 239.54
2017-07-17 | 248.24 | 241.39
2017-07-17 00:30 | 248.67 | 242.16
2017-07-17 01:00 | 247 | 241.01
2017-07-17 01:30 | 248.73 | 242.87
2017-07-17 02:00 | 249.44 | 243.63
2017-07-17 02:30 | 248.03 | 242.26
2017-07-17 03:00 | 247.96 | 242.17
2017-07-17 03:30 | 250.75 | 244.73
2017-07-17 04:00 | 250.39 | 244.47
2017-07-17 04:30 | 251.17 | 245.18
2017-07-17 05:00 | 251.9 | 245.69
2017-07-17 05:30 | 252.63 | 245.79
2017-07-17 06:00 | 257.48 | 250.92
2017-07-17 06:30 | 260.42 | 254.57
2017-07-17 07:00 | 260.55 | 254.76
2017-07-17 07:30 | 273.72 | 269.09
2017-07-17 08:00 | 273.48 | 268.99
2017-07-17 08:30 | 276.67 | 272.27
2017-07-17 09:00 | 283.27 | 278.94
2017-07-17 09:30 | 282.04 | 277.74
2017-07-17 10:00 | 280.94 | 276.76
2017-07-17 10:30 | 277.22 | 273.36
2017-07-17 11:00 | 271.57 | 268.09
2017-07-17 11:30 | 265.6 | 262.04
2017-07-17 12:00 | 270.45 | 266.65
2017-07-17 12:30 | 267.07 | 263.75
2017-07-17 13:00 | 259.86 | 257.02
2017-07-17 13:30 | 260.06 | 257.1
2017-07-17 14:00 | 259.67 | 256.74
2017-07-17 14:30 | 258.87 | 255.96
2017-07-17 15:00 | 258.13 | 255.38
2017-07-17 15:30 | 260.27 | 257.21
2017-07-17 16:00 | 263.29 | 260.12
2017-07-17 16:30 | 269.94 | 266.59
2017-07-17 17:00 | 274.38 | 270.62
2017-07-17 17:30 | 277.5 | 273.44
2017-07-17 18:00 | 276.5 | 272.58
2017-07-17 18:30 | 271.75 | 268.43
2017-07-17 19:00 | 269.73 | 266.72
2017-07-17 19:30 | 270.24 | 267.2
2017-07-17 20:00 | 269.88 | 266.95
2017-07-17 20:30 | 264.4 | 261.08
2017-07-17 21:00 | 272.09 | 267.94
2017-07-17 21:30 | 272.08 | 268.01
2017-07-17 22:00 | 272.43 | 268.39
2017-07-17 22:30 | 273.78 | 269.12
2017-07-17 23:00 | 273.72 | 268.75
2017-07-17 23:30 | 273.34 | 268.49
2017-07-18 | 273.88 | 269.26
2017-07-18 00:30 | 272.69 | 268.22
2017-07-18 01:00 | 271.67 | 267.9
2017-07-18 01:30 | 272.34 | 268.72
2017-07-18 02:00 | 271.39 | 268.03
2017-07-18 02:30 | 271.48 | 267.55
2017-07-18 03:00 | 272.94 | 268.66
2017-07-18 03:30 | 273.09 | 268.84
2017-07-18 04:00 | 271.77 | 267.63
2017-07-18 04:30 | 270.53 | 266.29
2017-07-18 05:00 | 252.43 | 247.26
2017-07-18 05:30 | 240.77 | 235.72
2017-07-18 06:00 | 241.05 | 236.59
2017-07-18 06:30 | 240.93 | 236.21
2017-07-18 07:00 | 239.05 | 234.43
2017-07-18 07:30 | 237.59 | 233.14
2017-07-18 08:00 | 233.02 | 229.15
2017-07-18 08:30 | 231.9 | 228.28
2017-07-18 09:00 | 235.1 | 231.62
2017-07-18 09:30 | 265.41 | 262.5
2017-07-18 10:00 | 273.53 | 270.4
2017-07-18 10:30 | 272.34 | 269.21
2017-07-18 11:00 | 249.26 | 245.61
2017-07-18 11:30 | 237.01 | 232.96
2017-07-18 12:00 | 238.87 | 234.7
2017-07-18 12:30 | 238.51 | 234.42
2017-07-18 13:00 | 237.53 | 233.49
2017-07-18 13:30 | 238.81 | 234.89
2017-07-18 14:00 | 239.79 | 235.73
2017-07-18 14:30 | 242.3 | 238.24
2017-07-18 15:00 | 258.86 | 255.36
2017-07-18 15:30 | 260.46 | 256.83
2017-07-18 16:00 | 262.25 | 258.13
2017-07-18 16:30 | 262.93 | 258.68
2017-07-18 17:00 | 262.11 | 257.79
2017-07-18 17:30 | 262.18 | 257.81
2017-07-18 18:00 | 264.01 | 259.45
2017-07-18 18:30 | 262.02 | 257.87
2017-07-18 19:00 | 262.69 | 258.51
2017-07-18 19:30 | 262.67 | 258.63
2017-07-18 20:00 | 263.14 | 259.02
2017-07-18 20:30 | 261.53 | 257.62
2017-07-18 21:00 | 261.11 | 257.23
2017-07-18 21:30 | 262.24 | 258.27
2017-07-18 22:00 | 261.06 | 257.29
2017-07-18 22:30 | 257.68 | 254.32
2017-07-18 23:00 | 256.26 | 253.1
2017-07-18 23:30 | 257.16 | 253.84
2017-07-19 | 258.18 | 254.73
2017-07-19 00:30 | 257.43 | 253.97
2017-07-19 01:00 | 258.1 | 254.05
2017-07-19 01:30 | 259.25 | 255.09
2017-07-19 02:00 | 257.84 | 253.98
2017-07-19 02:30 | 257.66 | 253.87
2017-07-19 03:00 | 256.18 | 252.57
2017-07-19 03:30 | 257.19 | 253.33
2017-07-19 04:00 | 260.8 | 255.99
2017-07-19 04:30 | 260.51 | 255.7
2017-07-19 05:00 | 258.91 | 254.37
2017-07-19 05:30 | 258.34 | 253.7
2017-07-19 06:00 | 256.53 | 252.35
2017-07-19 06:30 | 255.97 | 251.6
2017-07-19 07:00 | 256.89 | 252.26
2017-07-19 07:30 | 257.28 | 252.8
2017-07-19 08:00 | 275.97 | 271.88
2017-07-19 08:30 | 277.83 | 273.24
2017-07-19 09:00 | 271.99 | 267.7
2017-07-19 09:30 | 263.7 | 259.62
2017-07-19 10:00 | 265.2 | 260.95
2017-07-19 10:30 | 265.42 | 261.13
2017-07-19 11:00 | 265.53 | 261.27
2017-07-19 11:30 | 264.92 | 261.23
2017-07-19 12:00 | 264.59 | 261.09
2017-07-19 12:30 | 265.1 | 261.25
2017-07-19 13:00 | 269.12 | 264.51
2017-07-19 13:30 | 270.72 | 265.88
2017-07-19 14:00 | 256.78 | 251.39
2017-07-19 14:30 | 252.84 | 247.26
2017-07-19 15:00 | 253.72 | 247.91
2017-07-19 15:30 | 253.83 | 247.94
2017-07-19 16:00 | 252.67 | 246.8
2017-07-19 16:30 | 252.7 | 246.81
2017-07-19 17:00 | 251.6 | 245.73
2017-07-19 17:30 | 251.02 | 246.44
2017-07-19 18:00 | 243.34 | 239.98
2017-07-19 18:30 | 238.08 | 235.36
2017-07-19 19:00 | 239.24 | 236.5
2017-07-19 19:30 | 244.09 | 240.89
2017-07-19 20:00 | 247.9 | 244.24
2017-07-19 20:30 | 248.75 | 244.98
2017-07-19 21:00 | 247.58 | 244.02
2017-07-19 21:30 | 248.66 | 244.98
2017-07-19 22:00 | 250.4 | 246.66
2017-07-19 22:30 | 249.7 | 246.15
2017-07-19 23:00 | 250.81 | 247.14
2017-07-19 23:30 | 254.14 | 249.92
2017-07-20 | 254.87 | 250.76
2017-07-20 00:30 | 250.1 | 246.53
2017-07-20 01:00 | 247.87 | 244.7
2017-07-20 01:30 | 248.96 | 245.12
2017-07-20 02:00 | 244.92 | 241.1
2017-07-20 02:30 | 242.95 | 238.56
2017-07-20 03:00 | 256.01 | 251.6
2017-07-20 03:30 | 278.47 | 274.38
2017-07-20 04:00 | 279.67 | 275.44
2017-07-20 04:30 | 284.69 | 280.07
2017-07-20 05:00 | 280.33 | 276.12
2017-07-20 05:30 | 279.15 | 274.86
2017-07-20 06:00 | 282.38 | 277.62
2017-07-20 06:30 | 284.27 | 279.63
2017-07-20 07:00 | 284.57 | 279.87
2017-07-20 07:30 | 283.57 | 278.8
2017-07-20 08:00 | 284.03 | 279.39
2017-07-20 08:30 | 283.27 | 279.11
2017-07-20 09:00 | 283.2 | 279.28
2017-07-20 09:30 | 283.07 | 279.19
2017-07-20 10:00 | 282.83 | 279.04
2017-07-20 10:30 | 276.51 | 273.23
2017-07-20 11:00 | 276.22 | 272.93
2017-07-20 11:30 | 273.92 | 271.08
2017-07-20 12:00 | 272.69 | 269.87
2017-07-20 12:30 | 272.3 | 269.37
2017-07-20 13:00 | 270.54 | 267.51
2017-07-20 13:30 | 242.77 | 239.28
2017-07-20 14:00 | 240.59 | 237.17
2017-07-20 14:30 | 249.49 | 246.11
2017-07-20 15:00 | 259.43 | 256.18
2017-07-20 15:30 | 259.3 | 255.36
2017-07-20 16:00 | 260.21 | 255.99
2017-07-20 16:30 | 262.17 | 258.52
2017-07-20 17:00 | 263.75 | 260.18
2017-07-20 17:30 | 264.53 | 260.74
2017-07-20 18:00 | 264.41 | 260.57
2017-07-20 18:30 | 263.61 | 260.09
2017-07-20 19:00 | 262.1 | 258.76
2017-07-20 19:30 | 260.12 | 256.97
2017-07-20 20:00 | 262.01 | 258.58
2017-07-20 20:30 | 261.51 | 258.33
2017-07-20 21:00 | 263.12 | 259.87
2017-07-20 21:30 | 265.24 | 261.92
2017-07-20 22:00 | 269.3 | 265.57
2017-07-20 22:30 | 270.56 | 266.78
2017-07-20 23:00 | 269.79 | 266.13
2017-07-20 23:30 | 272.64 | 268.39
2017-07-21 | 273.52 | 269.2
2017-07-21 00:30 | 273.77 | 269.43
2017-07-21 01:00 | 273.99 | 269.67
2017-07-21 01:30 | 272.21 | 268.38
2017-07-21 02:00 | 272.71 | 268.02
2017-07-21 02:30 | 273.02 | 267.39
2017-07-21 03:00 | 273.81 | 267.99
2017-07-21 03:30 | 276.07 | 269.84
2017-07-21 04:00 | 274.81 | 268.66
2017-07-21 04:30 | 276.5 | 270.23
2017-07-21 05:00 | 276.99 | 270.75
2017-07-21 05:30 | 277.22 | 270.78
2017-07-21 06:00 | 277.5 | 270.73
2017-07-21 06:30 | 273.55 | 267.88
2017-07-21 07:00 | 272.7 | 266.94
2017-07-21 07:30 | 270.39 | 265.55
2017-07-21 08:00 | 266.85 | 262.2
2017-07-21 08:30 | 274.08 | 269.71
2017-07-21 09:00 | 274.32 | 269.88
2017-07-21 09:30 | 270.83 | 266.03
2017-07-21 10:00 | 269.67 | 265.21
2017-07-21 10:30 | 271.61 | 267.1
2017-07-21 11:00 | 273.12 | 268.44
2017-07-21 11:30 | 273.4 | 268.75
2017-07-21 12:00 | 272.95 | 268.56
2017-07-21 12:30 | 262.52 | 257.97
2017-07-21 13:00 | 263.66 | 258.53
2017-07-21 13:30 | 265.87 | 260.32
2017-07-21 14:00 | 265.55 | 259.79
2017-07-21 14:30 | 261.57 | 256.17
2017-07-21 15:00 | 258.21 | 253.29
2017-07-21 15:30 | 257.14 | 252.55
2017-07-21 16:00 | 259.18 | 254.3
2017-07-21 16:30 | 267.87 | 263.25
2017-07-21 17:00 | 268.29 | 263.6
2017-07-21 17:30 | 276.72 | 272.03
2017-07-21 18:00 | 279.27 | 274.54
2017-07-21 18:30 | 279.48 | 274.98
2017-07-21 19:00 | 280.7 | 276.27
2017-07-21 19:30 | 281.2 | 277
2017-07-21 20:00 | 281.07 | 276.81
2017-07-21 20:30 | 282.38 | 277.93
2017-07-21 21:00 | 280.75 | 276.57
2017-07-21 21:30 | 278.8 | 274.68
2017-07-21 22:00 | 280.55 | 276.25
2017-07-21 22:30 | 281.55 | 277.28
2017-07-21 23:00 | 281.31 | 277.2
2017-07-21 23:30 | 279.5 | 275.73
2017-07-22 | 280.82 | 277.1
2017-07-22 00:30 | 282.39 | 278.6
2017-07-22 01:00 | 282.55 | 278.84
2017-07-22 01:30 | 283.34 | 279.78
2017-07-22 02:00 | 262.97 | 258.71
2017-07-22 02:30 | 251.93 | 246.91
2017-07-22 03:00 | 252.28 | 246.41
2017-07-22 03:30 | 252.56 | 246.55
2017-07-22 04:00 | 252.6 | 246.57
2017-07-22 04:30 | 249.44 | 243.77
2017-07-22 05:00 | 249.06 | 243.41
2017-07-22 05:30 | 245.76 | 239.97
2017-07-22 06:00 | 246.59 | 240.56
2017-07-22 06:30 | 246.16 | 240.22
2017-07-22 07:00 | 245.52 | 239.53
2017-07-22 07:30 | 245.61 | 239.5
2017-07-22 08:00 | 246.37 | 240.07
2017-07-22 08:30 | 246.61 | 240.37
2017-07-22 09:00 | 247.67 | 241.49
2017-07-22 09:30 | 238.56 | 232.07
2017-07-22 10:00 | 238.68 | 232.17
2017-07-22 10:30 | 239.03 | 232.25
2017-07-22 11:00 | 238.42 | 231.8
2017-07-22 11:30 | 243.33 | 236.3
2017-07-22 12:00 | 243.93 | 236.99
2017-07-22 12:30 | 243.68 | 236.85
2017-07-22 13:00 | 243.79 | 236.96
2017-07-22 13:30 | 243.32 | 236.62
2017-07-22 14:00 | 243.03 | 236.18
2017-07-22 14:30 | 240.98 | 234.13
2017-07-22 15:00 | 234.61 | 227.22
2017-07-22 15:30 | 234.35 | 226.81
2017-07-22 16:00 | 232.2 | 224.77
2017-07-22 16:30 | 227.91 | 221.32
2017-07-22 17:00 | 228 | 221.38
2017-07-22 17:30 | 228.45 | 221.71
2017-07-22 18:00 | 228.88 | 221.91
2017-07-22 18:30 | 241.91 | 235.83
2017-07-22 19:00 | 277.18 | 272.46
2017-07-22 19:30 | 277.9 | 273.06
2017-07-22 20:00 | 253.06 | 246.96
2017-07-22 20:30 | 251.26 | 244.79
2017-07-22 21:00 | 251.58 | 245.21
2017-07-22 21:30 | 252.83 | 246.38
2017-07-22 22:00 | 252.32 | 245.55
2017-07-22 22:30 | 242.58 | 235.16
2017-07-22 23:00 | 241.94 | 234.39
2017-07-22 23:30 | 242.84 | 235.41
2017-07-23 | 240.88 | 233.82
2017-07-23 00:30 | 241 | 234.14
2017-07-23 01:00 | 240.95 | 234.03
2017-07-23 01:30 | 240.46 | 233.6
2017-07-23 02:00 | 241.05 | 234.2
2017-07-23 02:30 | 242.45 | 235.49
2017-07-23 03:00 | 241.95 | 234.75
2017-07-23 03:30 | 242.79 | 235.1
2017-07-23 04:00 | 243.36 | 235.61
2017-07-23 04:30 | 243.25 | 235.52
2017-07-23 05:00 | 242.45 | 234.8
2017-07-23 05:30 | 242.65 | 234.61
2017-07-23 06:00 | 242.99 | 234.82
2017-07-23 06:30 | 243.76 | 235.12
2017-07-23 07:00 | 241 | 232.38
2017-07-23 07:30 | 240.19 | 231.64
2017-07-23 08:00 | 239.56 | 231.16
2017-07-23 08:30 | 245.76 | 237.47
2017-07-23 09:00 | 249.32 | 243.09
2017-07-23 09:30 | 249.07 | 243.63
2017-07-23 10:00 | 249.77 | 244.25
2017-07-23 10:30 | 247.77 | 242.61
2017-07-23 11:00 | 235.87 | 230.62
2017-07-23 11:30 | 235.19 | 229.95
2017-07-23 12:00 | 235.54 | 230.23
2017-07-23 12:30 | 235.72 | 230.38
2017-07-23 13:00 | 236.21 | 230.82
2017-07-23 13:30 | 236.36 | 231.03
2017-07-23 14:00 | 237.15 | 231.75
2017-07-23 14:30 | 236.88 | 231.45
2017-07-23 15:00 | 237.5 | 231.84
2017-07-23 15:30 | 238.31 | 232.63
2017-07-23 16:00 | 238.56 | 232.79
2017-07-23 16:30 | 239.54 | 233.47
2017-07-23 17:00 | 241.9 | 235.49
2017-07-23 17:30 | 264.48 | 259.61
2017-07-23 18:00 | 276.66 | 272.47
2017-07-23 18:30 | 275.57 | 272.08
2017-07-23 19:00 | 276.61 | 273.18
2017-07-23 19:30 | 275.95 | 272.68
2017-07-23 20:00 | 275.88 | 272.74
2017-07-23 20:30 | 274.73 | 271.63
2017-07-23 21:00 | 252.52 | 248.74
2017-07-23 21:30 | 236.12 | 231.95
2017-07-23 22:00 | 237.12 | 232.84
2017-07-23 22:30 | 237.07 | 232.8
2017-07-23 23:00 | 236.57 | 232.4
2017-07-23 23:30 | 236.21 | 232.13
2017-07-24 | 235.51 | 231.56
2017-07-24 00:30 | 237.2 | 233.17
2017-07-24 01:00 | 240.58 | 236.31
2017-07-24 01:30 | 241.71 | 236.73
2017-07-24 02:00 | 242.16 | 236.74
2017-07-24 02:30 | 242.26 | 236.77
2017-07-24 03:00 | 243.2 | 237.59
2017-07-24 03:30 | 241.72 | 236.18
2017-07-24 04:00 | 242.07 | 236.41
2017-07-24 04:30 | 241.33 | 235.79
2017-07-24 05:00 | 241.3 | 235.73
2017-07-24 05:30 | 241.52 | 236.22
2017-07-24 06:00 | 241.26 | 236.29
2017-07-24 06:30 | 242.29 | 236.85
2017-07-24 07:00 | 241.51 | 235.91
2017-07-24 07:30 | 241.12 | 235.74
2017-07-24 08:00 | 242 | 236.4
2017-07-24 08:30 | 241.96 | 236.57
2017-07-24 09:00 | 247.15 | 242.13
2017-07-24 09:30 | 237.35 | 232.44
2017-07-24 10:00 | 237.92 | 233.02
2017-07-24 10:30 | 235.69 | 231.15
2017-07-24 11:00 | 236.23 | 231.74
2017-07-24 11:30 | 240.44 | 235.54
2017-07-24 12:00 | 240.75 | 235.63
2017-07-24 12:30 | 241.57 | 236.29
2017-07-24 13:00 | 247.59 | 241.46
2017-07-24 13:30 | 246.98 | 240.91
2017-07-24 14:00 | 243.74 | 238
2017-07-24 14:30 | 243.05 | 237.38
2017-07-24 15:00 | 251.78 | 246.53
2017-07-24 15:30 | 274.91 | 270.5
2017-07-24 16:00 | 274.47 | 270.07
2017-07-24 16:30 | 273.8 | 269.5
2017-07-24 17:00 | 276.97 | 272.45
2017-07-24 17:30 | 281.73 | 276.84
2017-07-24 18:00 | 278.59 | 274.09
2017-07-24 18:30 | 277.03 | 272.86
2017-07-24 19:00 | 276.41 | 272.41
2017-07-24 19:30 | 279.5 | 275.36
2017-07-24 20:00 | 283.15 | 278.69
2017-07-24 20:30 | 284.07 | 279.56
2017-07-24 21:00 | 283.82 | 279.42
2017-07-24 21:30 | 281.91 | 277.69
2017-07-24 22:00 | 282.3 | 277.99
2017-07-24 22:30 | 281.74 | 277.52
2017-07-24 23:00 | 279.33 | 275.42
2017-07-24 23:30 | 278.22 | 274.47
2017-07-25 | 278.62 | 274.89
2017-07-25 00:30 | 281.78 | 277.76
2017-07-25 01:00 | 281.97 | 277.68
2017-07-25 01:30 | 260.79 | 255.92
2017-07-25 02:00 | 262.03 | 255.62
2017-07-25 02:30 | 257.31 | 250.54
2017-07-25 03:00 | 250.76 | 243.45
2017-07-25 03:30 | 249.75 | 242.44
2017-07-25 04:00 | 249.43 | 242.14
2017-07-25 04:30 | 248.82 | 241.55
2017-07-25 05:00 | 251.52 | 244.17
2017-07-25 05:30 | 284.77 | 278.84
2017-07-25 06:00 | 286.43 | 281.82
2017-07-25 06:30 | 287.01 | 282.19
2017-07-25 07:00 | 277.31 | 273.7
2017-07-25 07:30 | 273.29 | 270.7
2017-07-25 08:00 | 273.23 | 270.7
2017-07-25 08:30 | 274.64 | 272.09
2017-07-25 09:00 | 276.24 | 273.54
2017-07-25 09:30 | 278.15 | 275.41
2017-07-25 10:00 | 276.96 | 274.51
2017-07-25 10:30 | 240.59 | 237.35
2017-07-25 11:00 | 254.63 | 252.12
2017-07-25 11:30 | 257.25 | 254.58
2017-07-25 12:00 | 255.95 | 253.43
2017-07-25 12:30 | 260.12 | 257.21
2017-07-25 13:00 | 258.54 | 255.67
2017-07-25 13:30 | 256.7 | 253.97
2017-07-25 14:00 | 256.84 | 254.07
2017-07-25 14:30 | 257.05 | 254.26
2017-07-25 15:00 | 257.31 | 254.45
2017-07-25 15:30 | 259.41 | 256.4
2017-07-25 16:00 | 243.99 | 240.42
2017-07-25 16:30 | 241.66 | 238.13
2017-07-25 17:00 | 241.46 | 237.82
2017-07-25 17:30 | 265.75 | 263.1
2017-07-25 18:00 | 272.51 | 269.86
2017-07-25 18:30 | 271.33 | 268.8
2017-07-25 19:00 | 272.02 | 269.55
2017-07-25 19:30 | 261.69 | 258.62
2017-07-25 20:00 | 246.14 | 241.36
2017-07-25 20:30 | 247.84 | 242.94
2017-07-25 21:00 | 249.36 | 244.37
2017-07-25 21:30 | 246.37 | 241.63
2017-07-25 22:00 | 245.6 | 240.95
2017-07-25 22:30 | 245.32 | 240.92
2017-07-25 23:00 | 242.68 | 238.76
2017-07-25 23:30 | 240.1 | 236.46
2017-07-26 | 241.51 | 237.82
2017-07-26 00:30 | 240.82 | 237.16
2017-07-26 01:00 | 241.03 | 237.48
2017-07-26 01:30 | 241.12 | 237.37
2017-07-26 02:00 | 241.01 | 236.97
2017-07-26 02:30 | 240.11 | 236.14
2017-07-26 03:00 | 244.07 | 239.68
2017-07-26 03:30 | 243.85 | 239.51
2017-07-26 04:00 | 243.75 | 239.5
2017-07-26 04:30 | 239.52 | 235.69
2017-07-26 05:00 | 239.12 | 235.13
2017-07-26 05:30 | 240.44 | 235.92
2017-07-26 06:00 | 239.56 | 234.91
2017-07-26 06:30 | 239.48 | 234.41
2017-07-26 07:00 | 239.13 | 234.51
2017-07-26 07:30 | 233.71 | 229.56
2017-07-26 08:00 | 235.3 | 230.56
2017-07-26 08:30 | 246.38 | 242
2017-07-26 09:00 | 272.08 | 268.96
2017-07-26 09:30 | 272.02 | 269.34
2017-07-26 10:00 | 271.45 | 268.84
2017-07-26 10:30 | 270.99 | 268.29
2017-07-26 11:00 | 269.9 | 267.41
2017-07-26 11:30 | 245.27 | 242.22
2017-07-26 12:00 | 233.15 | 229.92
2017-07-26 12:30 | 233.34 | 230.19
2017-07-26 13:00 | 233.39 | 230.27
2017-07-26 13:30 | 232.61 | 229.65
2017-07-26 14:00 | 232.92 | 229.76
2017-07-26 14:30 | 238.77 | 234.89
2017-07-26 15:00 | 239.89 | 235.91
2017-07-26 15:30 | 239.54 | 235.61
2017-07-26 16:00 | 241.15 | 237.26
2017-07-26 16:30 | 241.36 | 237.34
2017-07-26 17:00 | 245.16 | 240.72
2017-07-26 17:30 | 272.98 | 269.3
2017-07-26 18:00 | 272.81 | 269.05
2017-07-26 18:30 | 238.97 | 234.76
2017-07-26 19:00 | 233.66 | 229.47
2017-07-26 19:30 | 236.58 | 232.18
2017-07-26 20:00 | 235.09 | 230.93
2017-07-26 20:30 | 238.62 | 234
2017-07-26 21:00 | 241.2 | 236.44
2017-07-26 21:30 | 242.12 | 237.17
2017-07-26 22:00 | 242.03 | 237.18
2017-07-26 22:30 | 240.86 | 236.14
2017-07-26 23:00 | 240.95 | 236.29
2017-07-26 23:30 | 240.08 | 235.51
2017-07-27 | 240.14 | 235.68
2017-07-27 00:30 | 238.08 | 233.99
2017-07-27 01:00 | 240.04 | 235.96
2017-07-27 01:30 | 243.04 | 238.51
2017-07-27 02:00 | 255.75 | 251.57
2017-07-27 02:30 | 253.97 | 249.66
2017-07-27 03:00 | 241.91 | 237.2
2017-07-27 03:30 | 242.76 | 238.04
2017-07-27 04:00 | 242.46 | 237.78
2017-07-27 04:30 | 242.62 | 237.6
2017-07-27 05:00 | 242.89 | 237.72
2017-07-27 05:30 | 242.73 | 237.29
2017-07-27 06:00 | 241.88 | 236.51
2017-07-27 06:30 | 246.47 | 242.62
2017-07-27 07:00 | 264.56 | 261.01
2017-07-27 07:30 | 266.23 | 262.75
2017-07-27 08:00 | 265.47 | 262.15
2017-07-27 08:30 | 276.38 | 273.39
2017-07-27 09:00 | 260.3 | 257.16
2017-07-27 09:30 | 259.01 | 255.89
2017-07-27 10:00 | 262.3 | 258.87
2017-07-27 10:30 | 261.7 | 257.12
2017-07-27 11:00 | 261.32 | 256.87
2017-07-27 11:30 | 262.41 | 257.97
2017-07-27 12:00 | 261.5 | 257.1
2017-07-27 12:30 | 244.26 | 239.06
2017-07-27 13:00 | 243.96 | 238.67
2017-07-27 13:30 | 244.73 | 239.24
2017-07-27 14:00 | 244.37 | 238.71
2017-07-27 14:30 | 243.14 | 237.73
2017-07-27 15:00 | 244.04 | 238.56
2017-07-27 15:30 | 242.6 | 237.32
2017-07-27 16:00 | 245.09 | 239.51
2017-07-27 16:30 | 245.26 | 239.49
2017-07-27 17:00 | 247.52 | 241.4
2017-07-27 17:30 | 280.33 | 275.06
2017-07-27 18:00 | 282.77 | 277.64
2017-07-27 18:30 | 281.19 | 276.61
2017-07-27 19:00 | 278.47 | 274.36
2017-07-27 19:30 | 278.74 | 274.74
2017-07-27 20:00 | 280.83 | 276.48
2017-07-27 20:30 | 272.86 | 268
2017-07-27 21:00 | 271.77 | 267.19
2017-07-27 21:30 | 264.79 | 259.33
2017-07-27 22:00 | 253.23 | 246.94
2017-07-27 22:30 | 254.33 | 247.99
2017-07-27 23:00 | 252.75 | 246.55
2017-07-27 23:30 | 257.21 | 250.38
2017-07-28 | 258.34 | 251
2017-07-28 00:30 | 258.26 | 250.65
2017-07-28 01:00 | 257.01 | 249.59
2017-07-28 01:30 | 257.32 | 249.96
2017-07-28 02:00 | 255.84 | 248.64
2017-07-28 02:30 | 259.05 | 251.27
2017-07-28 03:00 | 259.81 | 251.85
2017-07-28 03:30 | 261.39 | 253.32
2017-07-28 04:00 | 261.15 | 253.05
2017-07-28 04:30 | 261.56 | 253.26
2017-07-28 05:00 | 260.61 | 252.18
2017-07-28 05:30 | 260.74 | 253.02
2017-07-28 06:00 | 261.63 | 253.89
2017-07-28 06:30 | 261.32 | 254.48
2017-07-28 07:00 | 287.45 | 281.94
2017-07-28 07:30 | 285.76 | 280.98
2017-07-28 08:00 | 279.71 | 275.44
2017-07-28 08:30 | 278.72 | 274.46
2017-07-28 09:00 | 270.14 | 265.52
2017-07-28 09:30 | 253.09 | 246.61
2017-07-28 10:00 | 248.76 | 241.4
2017-07-28 10:30 | 250.32 | 242.61
2017-07-28 11:00 | 250.55 | 242.8
2017-07-28 11:30 | 250.31 | 242.68
2017-07-28 12:00 | 250.13 | 242.53
2017-07-28 12:30 | 247.04 | 239.91
2017-07-28 13:00 | 245.07 | 238.42
2017-07-28 13:30 | 241.37 | 235.2
2017-07-28 14:00 | 243.88 | 237.43
2017-07-28 14:30 | 243.15 | 236.9
2017-07-28 15:00 | 243.23 | 237.2
2017-07-28 15:30 | 242.3 | 236.51
2017-07-28 16:00 | 236.73 | 231.69
2017-07-28 16:30 | 238.32 | 233.35
2017-07-28 17:00 | 239.01 | 234.05
2017-07-28 17:30 | 240.57 | 235.42
2017-07-28 18:00 | 240.16 | 234.99
2017-07-28 18:30 | 238.43 | 233.38
2017-07-28 19:00 | 242.69 | 237.1
2017-07-28 19:30 | 243.41 | 237.76
2017-07-28 20:00 | 242.24 | 236.84
2017-07-28 20:30 | 233.76 | 229.55
2017-07-28 21:00 | 239.26 | 234.27
2017-07-28 21:30 | 250.61 | 244.05
2017-07-28 22:00 | 251.85 | 243.88
2017-07-28 22:30 | 251.59 | 243.81
2017-07-28 23:00 | 251.04 | 243.33
2017-07-28 23:30 | 251.19 | 243.3
2017-07-29 | 250.49 | 242.71
2017-07-29 00:30 | 249.56 | 241.96
2017-07-29 01:00 | 249.8 | 242.18
2017-07-29 01:30 | 249.19 | 240.79
2017-07-29 02:00 | 249.94 | 241.13
2017-07-29 02:30 | 249.17 | 240.45
2017-07-29 03:00 | 249.15 | 240.47
2017-07-29 03:30 | 248.37 | 239.63
2017-07-29 04:00 | 249.07 | 240.34
2017-07-29 04:30 | 248.89 | 240.29
2017-07-29 05:00 | 249.71 | 240.83
2017-07-29 05:30 | 248.68 | 239.76
2017-07-29 06:00 | 246.61 | 237.23
2017-07-29 06:30 | 244.13 | 235.99
2017-07-29 07:00 | 244.21 | 236.04
2017-07-29 07:30 | 244.73 | 236.51
2017-07-29 08:00 | 245.73 | 237.29
2017-07-29 08:30 | 253.05 | 245.05
2017-07-29 09:00 | 270.31 | 262.85
2017-07-29 09:30 | 273.49 | 266.33
2017-07-29 10:00 | 270.87 | 265.06
2017-07-29 10:30 | 272.35 | 266.48
2017-07-29 11:00 | 271.82 | 266.74
2017-07-29 11:30 | 266.67 | 262.47
2017-07-29 12:00 | 266.31 | 262.32
2017-07-29 12:30 | 249.58 | 245.09
2017-07-29 13:00 | 245.46 | 240.19
2017-07-29 13:30 | 248.11 | 242.48
2017-07-29 14:00 | 246.8 | 241.35
2017-07-29 14:30 | 246.81 | 241.26
2017-07-29 15:00 | 249.47 | 243.31
2017-07-29 15:30 | 249.84 | 243.5
2017-07-29 16:00 | 248.73 | 242.4
2017-07-29 16:30 | 245.41 | 239.44
2017-07-29 17:00 | 245.06 | 239.26
2017-07-29 17:30 | 247.02 | 241
2017-07-29 18:00 | 282.16 | 277.6
2017-07-29 18:30 | 280.65 | 276.61
2017-07-29 19:00 | 279.98 | 276.45
2017-07-29 19:30 | 282.69 | 279.12
2017-07-29 20:00 | 284.38 | 280.93
2017-07-29 20:30 | 282.53 | 279.32
2017-07-29 21:00 | 282.55 | 279.43
2017-07-29 21:30 | 285.24 | 281.92
2017-07-29 22:00 | 288.78 | 285.16
2017-07-29 22:30 | 289.23 | 285.66
2017-07-29 23:00 | 287.52 | 284.15
2017-07-29 23:30 | 287.49 | 284.13
2017-07-30 | 288.18 | 284.61
2017-07-30 00:30 | 272.3 | 267.76
2017-07-30 01:00 | 257.6 | 252.77
2017-07-30 01:30 | 256.77 | 252.4
2017-07-30 02:00 | 257.45 | 253.01
2017-07-30 02:30 | 261.4 | 255.82
2017-07-30 03:00 | 261.52 | 255.57
2017-07-30 03:30 | 260.6 | 254.67
2017-07-30 04:00 | 261.23 | 254.75
2017-07-30 04:30 | 263.38 | 256.15
2017-07-30 05:00 | 263.58 | 256.27
2017-07-30 05:30 | 263.29 | 256.15
2017-07-30 06:00 | 262.09 | 255.37
2017-07-30 06:30 | 262.21 | 255.61
2017-07-30 07:00 | 261.65 | 255.48
2017-07-30 07:30 | 260.8 | 254.58
2017-07-30 08:00 | 260.78 | 254.54
2017-07-30 08:30 | 260.14 | 253.96
2017-07-30 09:00 | 259.96 | 253.76
2017-07-30 09:30 | 259.89 | 254.11
2017-07-30 10:00 | 260.07 | 254.54
2017-07-30 10:30 | 260.4 | 254.83
2017-07-30 11:00 | 249.49 | 243.87
2017-07-30 11:30 | 243.83 | 238.24
2017-07-30 12:00 | 244.07 | 238.53
2017-07-30 12:30 | 245.25 | 239.51
2017-07-30 13:00 | 243.79 | 238.21
2017-07-30 13:30 | 244.48 | 238.84
2017-07-30 14:00 | 245.91 | 240.02
2017-07-30 14:30 | 272.61 | 267.66
2017-07-30 15:00 | 282.39 | 277.9
2017-07-30 15:30 | 280.69 | 276.32
2017-07-30 16:00 | 279.8 | 275.4
2017-07-30 16:30 | 279.81 | 275.44
2017-07-30 17:00 | 281.51 | 276.96
2017-07-30 17:30 | 284.37 | 279.87
2017-07-30 18:00 | 280.6 | 276.76
2017-07-30 18:30 | 279.69 | 276.14
2017-07-30 19:00 | 279.97 | 276.5
2017-07-30 19:30 | 281.4 | 277.89
2017-07-30 20:00 | 281.08 | 277.64
2017-07-30 20:30 | 272.12 | 268.49
2017-07-30 21:00 | 242.65 | 238.32
2017-07-30 21:30 | 242.53 | 238.26
2017-07-30 22:00 | 242.38 | 238.15
2017-07-30 22:30 | 243.29 | 239
2017-07-30 23:00 | 248.6 | 243.57
2017-07-30 23:30 | 248.35 | 243.54
2017-07-31 | 246.84 | 241.85
2017-07-31 00:30 | 247.96 | 242.25
2017-07-31 01:00 | 247.3 | 241.81
2017-07-31 01:30 | 247.05 | 241.63
2017-07-31 02:00 | 248.12 | 242.63
2017-07-31 02:30 | 249.44 | 243.71
2017-07-31 03:00 | 247.44 | 241.74
2017-07-31 03:30 | 248.43 | 242.42
2017-07-31 04:00 | 251.95 | 245.5
2017-07-31 04:30 | 252.37 | 245.89
2017-07-31 05:00 | 252.38 | 245.85
2017-07-31 05:30 | 251.81 | 245.15
2017-07-31 06:00 | 254.52 | 247.21
2017-07-31 06:30 | 251.56 | 245.46
2017-07-31 07:00 | 246.79 | 241.59
2017-07-31 07:30 | 243.03 | 238.66
2017-07-31 08:00 | 243.93 | 239.51
2017-07-31 08:30 | 248.72 | 244.63
2017-07-31 09:00 | 256.48 | 251.95
2017-07-31 09:30 | 256.31 | 251.96
2017-07-31 10:00 | 256.68 | 252.47
2017-07-31 10:30 | 256.55 | 252.33
2017-07-31 11:00 | 256.03 | 251.84
2017-07-31 11:30 | 256.08 | 251.93
2017-07-31 12:00 | 249.7 | 245.45
2017-07-31 12:30 | 246.01 | 241.71
2017-07-31 13:00 | 249.59 | 244.79
2017-07-31 13:30 | 251.71 | 246.61
2017-07-31 14:00 | 249.71 | 244.74
2017-07-31 14:30 | 246.58 | 241.75
2017-07-31 15:00 | 247.14 | 242.07
2017-07-31 15:30 | 251.34 | 245.57
2017-07-31 16:00 | 254.04 | 247.81
2017-07-31 16:30 | 253.7 | 247.49
2017-07-31 17:00 | 247.3 | 242.04
2017-07-31 17:30 | 247.95 | 242.42
2017-07-31 18:00 | 251.3 | 245.07
2017-07-31 18:30 | 250.15 | 244.08
2017-07-31 19:00 | 250.48 | 244.52
2017-07-31 19:30 | 251.44 | 245.37
2017-07-31 20:00 | 252.2 | 246.11
2017-07-31 20:30 | 251.18 | 245.31
2017-07-31 21:00 | 251.84 | 245.93
2017-07-31 21:30 | 252.26 | 246.36
2017-07-31 22:00 | 251.9 | 245.98
2017-07-31 22:30 | 251.95 | 245.69
2017-07-31 23:00 | 253.35 | 246.86
2017-07-31 23:30 | 252.92 | 246.67
2017-08-01 | 268.72 | 263.43
2017-08-01 00:30 | 271.35 | 265.7
2017-08-01 01:00 | 278.3 | 273.34
2017-08-01 01:30 | 292.67 | 287.76
2017-08-01 02:00 | 292.55 | 287.78
2017-08-01 02:30 | 291.56 | 286.98
2017-08-01 03:00 | 283.26 | 278.43
2017-08-01 03:30 | 278.87 | 273.7
2017-08-01 04:00 | 278.03 | 272.87
2017-08-01 04:30 | 278.75 | 273.49
2017-08-01 05:00 | 279.51 | 274.01
2017-08-01 05:30 | 278.82 | 273.26
2017-08-01 06:00 | 274.11 | 268.92
2017-08-01 06:30 | 272.63 | 268.3
2017-08-01 07:00 | 273.61 | 269.27
2017-08-01 07:30 | 274.26 | 269.53
2017-08-01 08:00 | 277.28 | 272.29
2017-08-01 08:30 | 275.56 | 271.18
2017-08-01 09:00 | 274.53 | 270.35
2017-08-01 09:30 | 277.66 | 273.48
2017-08-01 10:00 | 279.05 | 274.51
2017-08-01 10:30 | 278.4 | 273.93
2017-08-01 11:00 | 277.94 | 273.55
2017-08-01 11:30 | 278.45 | 273.9
2017-08-01 12:00 | 277.49 | 272.81
2017-08-01 12:30 | 262.58 | 258.5
2017-08-01 13:00 | 256.6 | 252.71
2017-08-01 13:30 | 254.98 | 251.1
2017-08-01 14:00 | 253.05 | 249.15
2017-08-01 14:30 | 250.65 | 247
2017-08-01 15:00 | 250.03 | 246.35
2017-08-01 15:30 | 250.38 | 246.55
2017-08-01 16:00 | 259.76 | 256.3
2017-08-01 16:30 | 266.54 | 263.42
2017-08-01 17:00 | 262.62 | 259.84
2017-08-01 17:30 | 263.09 | 260.18
2017-08-01 18:00 | 268.66 | 265.2
2017-08-01 18:30 | 269.82 | 266.25
2017-08-01 19:00 | 274.77 | 270.88
2017-08-01 19:30 | 278.81 | 274.79
2017-08-01 20:00 | 282.25 | 278.01
2017-08-01 20:30 | 285.1 | 280.69
2017-08-01 21:00 | 285.85 | 281.49
2017-08-01 21:30 | 286.11 | 281.79
2017-08-01 22:00 | 283.92 | 279.32
2017-08-01 22:30 | 267.48 | 262.26
2017-08-01 23:00 | 266.91 | 261.81
2017-08-01 23:30 | 266.24 | 261.2
2017-08-02 | 265.4 | 260.54
2017-08-02 00:30 | 261.57 | 256.51
2017-08-02 01:00 | 260.61 | 255.91
2017-08-02 01:30 | 262.45 | 257.8
2017-08-02 02:00 | 265 | 260.2
2017-08-02 02:30 | 267.14 | 262.5
2017-08-02 03:00 | 286.29 | 282.34
2017-08-02 03:30 | 285.67 | 281.75
2017-08-02 04:00 | 286.68 | 282.68
2017-08-02 04:30 | 288.73 | 284.58
2017-08-02 05:00 | 289.81 | 285.45
2017-08-02 05:30 | 289.4 | 284.92
2017-08-02 06:00 | 289.87 | 285.25
2017-08-02 06:30 | 290.65 | 285.72
2017-08-02 07:00 | 290.55 | 285.35
2017-08-02 07:30 | 286.68 | 281.73
2017-08-02 08:00 | 284.6 | 279.9
2017-08-02 08:30 | 282.96 | 278.52
2017-08-02 09:00 | 279.67 | 275.71
2017-08-02 09:30 | 278.22 | 274.42
2017-08-02 10:00 | 271.85 | 267.9
2017-08-02 10:30 | 272.45 | 268.46
2017-08-02 11:00 | 271.13 | 267.71
2017-08-02 11:30 | 273.75 | 270.48
2017-08-02 12:00 | 271.71 | 268.69
2017-08-02 12:30 | 269.84 | 266.99
2017-08-02 13:00 | 270.82 | 267.8
2017-08-02 13:30 | 272.9 | 269.65
2017-08-02 14:00 | 271.6 | 268.42
2017-08-02 14:30 | 270.96 | 267.81
2017-08-02 15:00 | 270.15 | 266.85
2017-08-02 15:30 | 268.94 | 265.35
2017-08-02 16:00 | 270.63 | 266.74
2017-08-02 16:30 | 270.86 | 266.88
2017-08-02 17:00 | 270.13 | 266.25
2017-08-02 17:30 | 271.46 | 267.34
2017-08-02 18:00 | 276.55 | 271.8
2017-08-02 18:30 | 275.67 | 271.16
2017-08-02 19:00 | 275.33 | 270.86
2017-08-02 19:30 | 276.04 | 271.49
2017-08-02 20:00 | 275.67 | 271.1
2017-08-02 20:30 | 275.81 | 271.26
2017-08-02 21:00 | 275.1 | 270.63
2017-08-02 21:30 | 275.36 | 270.92
2017-08-02 22:00 | 275.94 | 271.58
2017-08-02 22:30 | 276.97 | 272.79
2017-08-02 23:00 | 277.09 | 273.07
2017-08-02 23:30 | 273.89 | 270.31
2017-08-03 | 268.03 | 265
2017-08-03 00:30 | 265.3 | 261.98
2017-08-03 01:00 | 265.62 | 262.09
2017-08-03 01:30 | 267.19 | 263.76
2017-08-03 02:00 | 272.51 | 268.58
2017-08-03 02:30 | 274.87 | 270.09
2017-08-03 03:00 | 278.57 | 273.54
2017-08-03 03:30 | 278.35 | 273.62
2017-08-03 04:00 | 275.78 | 271.44
2017-08-03 04:30 | 277.5 | 273.03
2017-08-03 05:00 | 278.63 | 273.94
2017-08-03 05:30 | 283.27 | 277.96
2017-08-03 06:00 | 282.69 | 277.3
2017-08-03 06:30 | 282.54 | 277.57
2017-08-03 07:00 | 280.77 | 276.27
2017-08-03 07:30 | 289.71 | 285.83
2017-08-03 08:00 | 288.07 | 284.1
2017-08-03 08:30 | 289.66 | 285.36
2017-08-03 09:00 | 286.4 | 281.82
2017-08-03 09:30 | 269.33 | 264.31
2017-08-03 10:00 | 260.12 | 254.91
2017-08-03 10:30 | 264.01 | 258.99
2017-08-03 11:00 | 264.9 | 259.85
2017-08-03 11:30 | 265.35 | 260.25
2017-08-03 12:00 | 264.07 | 259.33
2017-08-03 12:30 | 263.46 | 259.02
2017-08-03 13:00 | 262.9 | 258.64
2017-08-03 13:30 | 263.55 | 259.19
2017-08-03 14:00 | 261 | 256.91
2017-08-03 14:30 | 261 | 256.73
2017-08-03 15:00 | 263.74 | 259.13
2017-08-03 15:30 | 265.51 | 260.62
2017-08-03 16:00 | 264.23 | 259.39
2017-08-03 16:30 | 262.92 | 258.31
2017-08-03 17:00 | 274.2 | 269.55
2017-08-03 17:30 | 283.32 | 279.07
2017-08-03 18:00 | 279.4 | 275.53
2017-08-03 18:30 | 282.8 | 278.71
2017-08-03 19:00 | 283.63 | 279.49
2017-08-03 19:30 | 281.92 | 277.8
2017-08-03 20:00 | 283.01 | 278.87
2017-08-03 20:30 | 281.38 | 277.38
2017-08-03 21:00 | 281.4 | 277.51
2017-08-03 21:30 | 280.08 | 276.4
2017-08-03 22:00 | 275.62 | 271.94
2017-08-03 22:30 | 272.07 | 268.5
2017-08-03 23:00 | 269.45 | 265.89
2017-08-03 23:30 | 263.93 | 260.37
2017-08-04 | 258.14 | 254.38
2017-08-04 00:30 | 257.34 | 252.73
2017-08-04 01:00 | 256.43 | 251.7
2017-08-04 01:30 | 252.57 | 248.25
2017-08-04 02:00 | 252.19 | 246.96
2017-08-04 02:30 | 249.27 | 243.99
2017-08-04 03:00 | 249.08 | 243.66
2017-08-04 03:30 | 252.14 | 245.7
2017-08-04 04:00 | 254.89 | 248.25
2017-08-04 04:30 | 250.82 | 244.81
2017-08-04 05:00 | 248.54 | 242.49
2017-08-04 05:30 | 249.2 | 243.07
2017-08-04 06:00 | 249.35 | 243.27
2017-08-04 06:30 | 248.08 | 242.95
2017-08-04 07:00 | 247.29 | 241.97
2017-08-04 07:30 | 247.32 | 242
2017-08-04 08:00 | 247.07 | 241.74
2017-08-04 08:30 | 246.49 | 241.27
2017-08-04 09:00 | 245.69 | 240.64
2017-08-04 09:30 | 243.66 | 238.9
2017-08-04 10:00 | 242.89 | 238.25
2017-08-04 10:30 | 241.5 | 237.15
2017-08-04 11:00 | 240.86 | 236.6
2017-08-04 11:30 | 240.63 | 236.43
2017-08-04 12:00 | 239.26 | 235.21
2017-08-04 12:30 | 238.53 | 234.57
2017-08-04 13:00 | 238.8 | 234.71
2017-08-04 13:30 | 245.17 | 240.38
2017-08-04 14:00 | 242.81 | 238.39
2017-08-04 14:30 | 242.08 | 237.76
2017-08-04 15:00 | 243.49 | 238.85
2017-08-04 15:30 | 244.19 | 239.34
2017-08-04 16:00 | 244.84 | 239.82
2017-08-04 16:30 | 245.12 | 240.1
2017-08-04 17:00 | 246.51 | 241.18
2017-08-04 17:30 | 266.64 | 261.78
2017-08-04 18:00 | 283.53 | 278.97
2017-08-04 18:30 | 252.03 | 247.37
2017-08-04 19:00 | 245.72 | 241.05
2017-08-04 19:30 | 249.45 | 244.47
2017-08-04 20:00 | 251.53 | 246.36
2017-08-04 20:30 | 251.18 | 246.11
2017-08-04 21:00 | 249.31 | 244.36
2017-08-04 21:30 | 245.47 | 239.65
2017-08-04 22:00 | 247.74 | 240.72
2017-08-04 22:30 | 247.67 | 240.69
2017-08-04 23:00 | 249.55 | 242.46
2017-08-04 23:30 | 248.67 | 241.65
2017-08-05 | 247.03 | 240.36
2017-08-05 00:30 | 251.62 | 244.98
2017-08-05 01:00 | 254.64 | 247.14
2017-08-05 01:30 | 254.38 | 247.01
2017-08-05 02:00 | 253.38 | 246.08
2017-08-05 02:30 | 252.36 | 245.26
2017-08-05 03:00 | 251.34 | 244.43
2017-08-05 03:30 | 253.07 | 245.95
2017-08-05 04:00 | 253.07 | 245.97
2017-08-05 04:30 | 250.94 | 244.13
2017-08-05 05:00 | 249.91 | 243.28
2017-08-05 05:30 | 249.91 | 243.15
2017-08-05 06:00 | 250.73 | 243.59
2017-08-05 06:30 | 250.36 | 243
2017-08-05 07:00 | 249.99 | 242.55
2017-08-05 07:30 | 250.81 | 243.53
2017-08-05 08:00 | 250.74 | 243.7
2017-08-05 08:30 | 249.89 | 242.89
2017-08-05 09:00 | 248.76 | 241.95
2017-08-05 09:30 | 249.33 | 242.4
2017-08-05 10:00 | 248.75 | 241.91
2017-08-05 10:30 | 246.89 | 240.46
2017-08-05 11:00 | 246.84 | 240.7
2017-08-05 11:30 | 247.81 | 241.54
2017-08-05 12:00 | 247.14 | 240.98
2017-08-05 12:30 | 248.04 | 241.78
2017-08-05 13:00 | 246.44 | 240.36
2017-08-05 13:30 | 245.72 | 239.82
2017-08-05 14:00 | 245.28 | 239.49
2017-08-05 14:30 | 242.2 | 236.73
2017-08-05 15:00 | 242.37 | 236.99
2017-08-05 15:30 | 244.5 | 238.79
2017-08-05 16:00 | 244.56 | 238.6
2017-08-05 16:30 | 246.56 | 240.21
2017-08-05 17:00 | 247.27 | 240.71
2017-08-05 17:30 | 248.71 | 241.68
2017-08-05 18:00 | 249.31 | 241.99
2017-08-05 18:30 | 250.17 | 242.71
2017-08-05 19:00 | 249.37 | 242.18
2017-08-05 19:30 | 249.16 | 242.49
2017-08-05 20:00 | 245.59 | 239.38
2017-08-05 20:30 | 247.06 | 240.61
2017-08-05 21:00 | 245.95 | 239.78
2017-08-05 21:30 | 246.06 | 239.81
2017-08-05 22:00 | 246.95 | 240.74
2017-08-05 22:30 | 247.7 | 241.47
2017-08-05 23:00 | 248.94 | 242.58
2017-08-05 23:30 | 243.95 | 238.54
2017-08-06 | 240.64 | 235.99
2017-08-06 00:30 | 243.68 | 238.73
2017-08-06 01:00 | 243.24 | 238.38
2017-08-06 01:30 | 244.67 | 239.69
2017-08-06 02:00 | 245.41 | 240.25
2017-08-06 02:30 | 246.39 | 240.46
2017-08-06 03:00 | 246.34 | 240.42
2017-08-06 03:30 | 246.16 | 240.34
2017-08-06 04:00 | 246.13 | 239.82
2017-08-06 04:30 | 246.15 | 240.33
2017-08-06 05:00 | 246.34 | 240.5
2017-08-06 05:30 | 246.81 | 240.94
2017-08-06 06:00 | 246.86 | 240.94
2017-08-06 06:30 | 246.23 | 240.2
2017-08-06 07:00 | 245.91 | 239.82
2017-08-06 07:30 | 242.29 | 236.56
2017-08-06 08:00 | 239.99 | 235.19
2017-08-06 08:30 | 239.71 | 235.13
2017-08-06 09:00 | 238.64 | 234.15
2017-08-06 09:30 | 238.07 | 233.71
2017-08-06 10:00 | 237.63 | 233.36
2017-08-06 10:30 | 237.85 | 233.64
2017-08-06 11:00 | 237.97 | 233.71
2017-08-06 11:30 | 242.14 | 237.18
2017-08-06 12:00 | 243.31 | 238.23
2017-08-06 12:30 | 244.22 | 239.02
2017-08-06 13:00 | 246.31 | 240.81
2017-08-06 13:30 | 247.49 | 241.81
2017-08-06 14:00 | 248.14 | 242.47
2017-08-06 14:30 | 248.07 | 242.43
2017-08-06 15:00 | 248.01 | 242.39
2017-08-06 15:30 | 247.23 | 241.66
2017-08-06 16:00 | 246.57 | 240.94
2017-08-06 16:30 | 248.17 | 242.15
2017-08-06 17:00 | 246.38 | 240.74
2017-08-06 17:30 | 243.35 | 237.89
2017-08-06 18:00 | 244.7 | 239.18
2017-08-06 18:30 | 243.33 | 238.01
2017-08-06 19:00 | 242.81 | 237.58
2017-08-06 19:30 | 242.61 | 237.38
2017-08-06 20:00 | 239.38 | 233.93
2017-08-06 20:30 | 236.78 | 231.39
2017-08-06 21:00 | 236.83 | 231.51
2017-08-06 21:30 | 237.85 | 232.57
2017-08-06 22:00 | 237.86 | 232.69
2017-08-06 22:30 | 237.57 | 232.52
2017-08-06 23:00 | 236.15 | 231.15
2017-08-06 23:30 | 240.04 | 234.4
2017-08-07 | 239.47 | 233.52
2017-08-07 00:30 | 239.29 | 232.86
2017-08-07 01:00 | 239.66 | 233.21
2017-08-07 01:30 | 240.6 | 234.05
2017-08-07 02:00 | 238.9 | 232.72
2017-08-07 02:30 | 240.19 | 233.88
2017-08-07 03:00 | 240.9 | 234.47
2017-08-07 03:30 | 241.42 | 235.07
2017-08-07 04:00 | 245.4 | 238.84
2017-08-07 04:30 | 248.29 | 241.86
2017-08-07 05:00 | 248.19 | 241.64
2017-08-07 05:30 | 248.89 | 242.2
2017-08-07 06:00 | 246.51 | 241.1
2017-08-07 06:30 | 259.14 | 253.93
2017-08-07 07:00 | 278.93 | 274.67
2017-08-07 07:30 | 284.8 | 281.64
2017-08-07 08:00 | 284.73 | 281.55
2017-08-07 08:30 | 285.77 | 282.16
2017-08-07 09:00 | 285 | 281.56
2017-08-07 09:30 | 284.04 | 280.2
2017-08-07 10:00 | 283.32 | 279.6
2017-08-07 10:30 | 280.66 | 276.95
2017-08-07 11:00 | 277.22 | 273.23
2017-08-07 11:30 | 276.98 | 273.01
2017-08-07 12:00 | 275.57 | 271.78
2017-08-07 12:30 | 274.94 | 271.24
2017-08-07 13:00 | 271.97 | 268.52
2017-08-07 13:30 | 271.64 | 268.2
2017-08-07 14:00 | 266.26 | 263.32
2017-08-07 14:30 | 266.12 | 263.16
2017-08-07 15:00 | 264.49 | 261.58
2017-08-07 15:30 | 264.56 | 261.6
2017-08-07 16:00 | 264.82 | 261.93
2017-08-07 16:30 | 269.12 | 265.97
2017-08-07 17:00 | 270.82 | 267.6
2017-08-07 17:30 | 272.89 | 269.57
2017-08-07 18:00 | 274.97 | 271.28
2017-08-07 18:30 | 279.82 | 275.69
2017-08-07 19:00 | 281.82 | 277.67
2017-08-07 19:30 | 284.44 | 280.18
2017-08-07 20:00 | 285.56 | 281.28
2017-08-07 20:30 | 285.68 | 281.57
2017-08-07 21:00 | 284.83 | 281.07
2017-08-07 21:30 | 283.45 | 279.72
2017-08-07 22:00 | 275.75 | 271.24
2017-08-07 22:30 | 245.09 | 239.99
2017-08-07 23:00 | 242.03 | 237.38
2017-08-07 23:30 | 241.61 | 237
2017-08-08 | 245.28 | 240.28
2017-08-08 00:30 | 245.07 | 240.09
2017-08-08 01:00 | 245.36 | 239.88
2017-08-08 01:30 | 245.63 | 239.44
2017-08-08 02:00 | 243.98 | 238.03
2017-08-08 02:30 | 243.65 | 237.75
2017-08-08 03:00 | 245.67 | 239.57
2017-08-08 03:30 | 246.44 | 240.4
2017-08-08 04:00 | 245.78 | 239.86
2017-08-08 04:30 | 245.48 | 239.52
2017-08-08 05:00 | 244.12 | 238.11
2017-08-08 05:30 | 244.83 | 238.6
2017-08-08 06:00 | 245.2 | 238.72
2017-08-08 06:30 | 248.57 | 242.16
2017-08-08 07:00 | 284.86 | 279.97
2017-08-08 07:30 | 283.63 | 278.87
2017-08-08 08:00 | 272.45 | 269.37
2017-08-08 08:30 | 270.53 | 267.88
2017-08-08 09:00 | 266.22 | 264.05
2017-08-08 09:30 | 267.08 | 264.8
2017-08-08 10:00 | 269.91 | 267.38
2017-08-08 10:30 | 270.02 | 267.46
2017-08-08 11:00 | 265.92 | 263.78
2017-08-08 11:30 | 265.47 | 263.24
2017-08-08 12:00 | 265.75 | 263.37
2017-08-08 12:30 | 264.18 | 261.92
2017-08-08 13:00 | 263.68 | 261.46
2017-08-08 13:30 | 262.26 | 260.09
2017-08-08 14:00 | 261.41 | 259.28
2017-08-08 14:30 | 264.27 | 261.76
2017-08-08 15:00 | 265.19 | 262.53
2017-08-08 15:30 | 264.51 | 261.79
2017-08-08 16:00 | 264.66 | 261.86
2017-08-08 16:30 | 266.68 | 263.74
2017-08-08 17:00 | 267.45 | 264.39
2017-08-08 17:30 | 270.69 | 267.24
2017-08-08 18:00 | 274.88 | 271.12
2017-08-08 18:30 | 276.47 | 272.66
2017-08-08 19:00 | 279.27 | 275.54
2017-08-08 19:30 | 281.22 | 277.57
2017-08-08 20:00 | 283.97 | 280.15
2017-08-08 20:30 | 285.18 | 281.41
2017-08-08 21:00 | 287.45 | 283.64
2017-08-08 21:30 | 277.57 | 274.89
2017-08-08 22:00 | 239.95 | 236.19
2017-08-08 22:30 | 235.73 | 232
2017-08-08 23:00 | 240.25 | 236.16
2017-08-08 23:30 | 240.8 | 236.62
2017-08-09 | 241.41 | 237.25
2017-08-09 00:30 | 244.08 | 239.33
2017-08-09 01:00 | 238.41 | 233.93
2017-08-09 01:30 | 241.11 | 236.33
2017-08-09 02:00 | 241.2 | 236.38
2017-08-09 02:30 | 240.47 | 235.6
2017-08-09 03:00 | 240.19 | 235.45
2017-08-09 03:30 | 238.33 | 233.94
2017-08-09 04:00 | 240.09 | 235.47
2017-08-09 04:30 | 240.62 | 235.78
2017-08-09 05:00 | 238.76 | 234.15
2017-08-09 05:30 | 235.22 | 230.78
2017-08-09 06:00 | 234.45 | 229.64
2017-08-09 06:30 | 232.51 | 227.04
2017-08-09 07:00 | 229.65 | 224.42
2017-08-09 07:30 | 229.92 | 224.79
2017-08-09 08:00 | 227.97 | 223.24
2017-08-09 08:30 | 229.26 | 224.43
2017-08-09 09:00 | 243.84 | 239.57
2017-08-09 09:30 | 254.89 | 251.1
2017-08-09 10:00 | 259.17 | 255.07
2017-08-09 10:30 | 251.04 | 246.53
2017-08-09 11:00 | 242.81 | 238.5
2017-08-09 11:30 | 239.02 | 235.18
2017-08-09 12:00 | 235.68 | 232.21
2017-08-09 12:30 | 234.88 | 231.49
2017-08-09 13:00 | 234.68 | 231.35
2017-08-09 13:30 | 237.23 | 233.39
2017-08-09 14:00 | 240.45 | 236.29
2017-08-09 14:30 | 245.39 | 240.91
2017-08-09 15:00 | 245.52 | 241.14
2017-08-09 15:30 | 243.38 | 239.13
2017-08-09 16:00 | 240.01 | 235.93
2017-08-09 16:30 | 239 | 235.1
2017-08-09 17:00 | 238.95 | 235.03
2017-08-09 17:30 | 239.96 | 235.87
2017-08-09 18:00 | 278.73 | 274.98
2017-08-09 18:30 | 280.12 | 276.64
2017-08-09 19:00 | 283.41 | 279.7
2017-08-09 19:30 | 283.65 | 280.09
2017-08-09 20:00 | 283.99 | 280.5
2017-08-09 20:30 | 284.41 | 280.94
2017-08-09 21:00 | 285.29 | 281.81
2017-08-09 21:30 | 287.65 | 283.85
2017-08-09 22:00 | 289.31 | 285.01
2017-08-09 22:30 | 289.96 | 285.09
2017-08-09 23:00 | 289.45 | 284.64
2017-08-09 23:30 | 289.32 | 284.6
2017-08-10 | 288.41 | 283.81
2017-08-10 00:30 | 287.59 | 283.1
2017-08-10 01:00 | 288.76 | 284.35
2017-08-10 01:30 | 289.91 | 284.77
2017-08-10 02:00 | 274.3 | 268.4
2017-08-10 02:30 | 266.8 | 260.32
2017-08-10 03:00 | 264.6 | 258.35
2017-08-10 03:30 | 265.06 | 258.87
2017-08-10 04:00 | 248.53 | 241.73
2017-08-10 04:30 | 244.28 | 237.5
2017-08-10 05:00 | 242.48 | 235.72
2017-08-10 05:30 | 245.16 | 237.78
2017-08-10 06:00 | 246.18 | 238.65
2017-08-10 06:30 | 287.84 | 282.62
2017-08-10 07:00 | 294.96 | 290.31
2017-08-10 07:30 | 297.2 | 293.23
2017-08-10 08:00 | 288.7 | 285.09
2017-08-10 08:30 | 283.78 | 280.13
2017-08-10 09:00 | 269.68 | 265.68
2017-08-10 09:30 | 241.4 | 236.65
2017-08-10 10:00 | 241.18 | 236.33
2017-08-10 10:30 | 240.61 | 235.79
2017-08-10 11:00 | 242.57 | 237.53
2017-08-10 11:30 | 242.69 | 237.71
2017-08-10 12:00 | 243.08 | 238.15
2017-08-10 12:30 | 241.83 | 237.16
2017-08-10 13:00 | 242.33 | 237.71
2017-08-10 13:30 | 243.16 | 238.36
2017-08-10 14:00 | 245.54 | 240.47
2017-08-10 14:30 | 245.57 | 240.08
2017-08-10 15:00 | 245.13 | 239.85
2017-08-10 15:30 | 244.88 | 240.05
2017-08-10 16:00 | 246.44 | 241.09
2017-08-10 16:30 | 245.56 | 240.3
2017-08-10 17:00 | 245.1 | 239.88
2017-08-10 17:30 | 245.75 | 240.3
2017-08-10 18:00 | 246.52 | 240.71
2017-08-10 18:30 | 246.54 | 240.78
2017-08-10 19:00 | 245.92 | 240.27
2017-08-10 19:30 | 245 | 239.59
2017-08-10 20:00 | 247.45 | 242.16
2017-08-10 20:30 | 263.73 | 259.04
2017-08-10 21:00 | 264.2 | 259.51
2017-08-10 21:30 | 263.39 | 258.56
2017-08-10 22:00 | 265.43 | 260.24
2017-08-10 22:30 | 265.52 | 260.62
2017-08-10 23:00 | 266.01 | 261.17
2017-08-10 23:30 | 265.47 | 260.86
2017-08-11 | 266.43 | 261.35
2017-08-11 00:30 | 266.78 | 261.23
2017-08-11 01:00 | 268.97 | 263.14
2017-08-11 01:30 | 269.48 | 263.64
2017-08-11 02:00 | 271.36 | 265.31
2017-08-11 02:30 | 273.63 | 266.42
2017-08-11 03:00 | 274.76 | 267.1
2017-08-11 03:30 | 274.05 | 266.57
2017-08-11 04:00 | 271.68 | 264.63
2017-08-11 04:30 | 285.28 | 278.93
2017-08-11 05:00 | 295.8 | 289.87
2017-08-11 05:30 | 294.98 | 289.12
2017-08-11 06:00 | 295.09 | 289.04
2017-08-11 06:30 | 294.13 | 287.9
2017-08-11 07:00 | 293.38 | 287.83
2017-08-11 07:30 | 294.77 | 288.8
2017-08-11 08:00 | 295.74 | 289.43
2017-08-11 08:30 | 293.36 | 287.13
2017-08-11 09:00 | 278.87 | 272.68
2017-08-11 09:30 | 263.41 | 257.11
2017-08-11 10:00 | 253.64 | 246.96
2017-08-11 10:30 | 249.65 | 242.92
2017-08-11 11:00 | 246.59 | 239.87
2017-08-11 11:30 | 247.18 | 240.26
2017-08-11 12:00 | 246.68 | 239.77
2017-08-11 12:30 | 246.04 | 239.16
2017-08-11 13:00 | 246.99 | 240.02
2017-08-11 13:30 | 245.69 | 238.66
2017-08-11 14:00 | 245.87 | 238.82
2017-08-11 14:30 | 246.88 | 239.73
2017-08-11 15:00 | 248.27 | 241.03
2017-08-11 15:30 | 250.1 | 242.17
2017-08-11 16:00 | 251.34 | 242.83
2017-08-11 16:30 | 245.82 | 237.18
2017-08-11 17:00 | 246.31 | 237.56
2017-08-11 17:30 | 244.72 | 235.97
2017-08-11 18:00 | 243 | 234.02
2017-08-11 18:30 | 239.59 | 230.51
2017-08-11 19:00 | 241.69 | 232.74
2017-08-11 19:30 | 242.78 | 233.96
2017-08-11 20:00 | 244.3 | 235.24
2017-08-11 20:30 | 246.29 | 237
2017-08-11 21:00 | 246.1 | 236.93
2017-08-11 21:30 | 246.13 | 237
2017-08-11 22:00 | 246.32 | 237.22
2017-08-11 22:30 | 246.67 | 238.14
2017-08-11 23:00 | 253.97 | 246.31
2017-08-11 23:30 | 255.54 | 248.11
2017-08-12 | 254.68 | 247.37
2017-08-12 00:30 | 254.8 | 247.13
2017-08-12 01:00 | 254.94 | 246.53
2017-08-12 01:30 | 254.32 | 245.83
2017-08-12 02:00 | 255.81 | 247.28
2017-08-12 02:30 | 256.45 | 248
2017-08-12 03:00 | 254.94 | 247.86
2017-08-12 03:30 | 255.02 | 248.05
2017-08-12 04:00 | 255.87 | 248.77
2017-08-12 04:30 | 256.25 | 249.13
2017-08-12 05:00 | 255.66 | 248.55
2017-08-12 05:30 | 255.6 | 248.32
2017-08-12 06:00 | 254.83 | 247.62
2017-08-12 06:30 | 256.86 | 251.28
2017-08-12 07:00 | 272.53 | 267.54
2017-08-12 07:30 | 271.84 | 266.8
2017-08-12 08:00 | 269.95 | 265.06
2017-08-12 08:30 | 256.05 | 250.94
2017-08-12 09:00 | 259.06 | 255.05
2017-08-12 09:30 | 262.44 | 258.49
2017-08-12 10:00 | 264.31 | 259.05
2017-08-12 10:30 | 264.31 | 259.07
2017-08-12 11:00 | 264.09 | 258.87
2017-08-12 11:30 | 264.15 | 258.96
2017-08-12 12:00 | 263.64 | 258.63
2017-08-12 12:30 | 264.52 | 259.47
2017-08-12 13:00 | 264.43 | 259.35
2017-08-12 13:30 | 264 | 258.99
2017-08-12 14:00 | 263.93 | 258.62
2017-08-12 14:30 | 247.09 | 240.3
2017-08-12 15:00 | 247.88 | 240.9
2017-08-12 15:30 | 253.76 | 246.64
2017-08-12 16:00 | 255.73 | 248.13
2017-08-12 16:30 | 255.19 | 247.62
2017-08-12 17:00 | 255.81 | 248.4
2017-08-12 17:30 | 255.69 | 248.82
2017-08-12 18:00 | 256.02 | 248.92
2017-08-12 18:30 | 254.98 | 247.96
2017-08-12 19:00 | 254.77 | 247.83
2017-08-12 19:30 | 255.4 | 248.41
2017-08-12 20:00 | 254.97 | 248.08
2017-08-12 20:30 | 254.5 | 247.67
2017-08-12 21:00 | 253.96 | 247.42
2017-08-12 21:30 | 253.85 | 247.32
2017-08-12 22:00 | 255.03 | 247.69
2017-08-12 22:30 | 255.21 | 247.73
2017-08-12 23:00 | 253.76 | 246.56
2017-08-12 23:30 | 253.59 | 246.41
2017-08-13 | 251.79 | 244.91
2017-08-13 00:30 | 253.29 | 246.23
2017-08-13 01:00 | 254.18 | 247.06
2017-08-13 01:30 | 254.58 | 247.59
2017-08-13 02:00 | 256.04 | 248.18
2017-08-13 02:30 | 256.48 | 248.34
2017-08-13 03:00 | 255.82 | 247.72
2017-08-13 03:30 | 256.34 | 248.14
2017-08-13 04:00 | 256.19 | 248.01
2017-08-13 04:30 | 255.42 | 247.33
2017-08-13 05:00 | 254.8 | 246.69
2017-08-13 05:30 | 255.51 | 247.24
2017-08-13 06:00 | 253.95 | 245.79
2017-08-13 06:30 | 251.08 | 243.35
2017-08-13 07:00 | 250.04 | 242.32
2017-08-13 07:30 | 250.4 | 242.95
2017-08-13 08:00 | 250.38 | 242.95
2017-08-13 08:30 | 248.8 | 241.55
2017-08-13 09:00 | 249.61 | 242.35
2017-08-13 09:30 | 250.94 | 243.51
2017-08-13 10:00 | 251.16 | 243.72
2017-08-13 10:30 | 246.97 | 239.26
2017-08-13 11:00 | 244.01 | 235.81
2017-08-13 11:30 | 244.5 | 236.23
2017-08-13 12:00 | 244.48 | 236.19
2017-08-13 12:30 | 244.96 | 236.43
2017-08-13 13:00 | 245.65 | 236.96
2017-08-13 13:30 | 245.5 | 236.92
2017-08-13 14:00 | 245.63 | 236.68
2017-08-13 14:30 | 245.3 | 236.29
2017-08-13 15:00 | 245.82 | 236.67
2017-08-13 15:30 | 251.85 | 242.63
2017-08-13 16:00 | 252.07 | 242.97
2017-08-13 16:30 | 250.52 | 242.14
2017-08-13 17:00 | 249.13 | 242.46
2017-08-13 17:30 | 249.25 | 243.24
2017-08-13 18:00 | 249.58 | 243.46
2017-08-13 18:30 | 249.7 | 243.54
2017-08-13 19:00 | 248.81 | 242.78
2017-08-13 19:30 | 249.35 | 243.29
2017-08-13 20:00 | 247.73 | 241.88
2017-08-13 20:30 | 247.83 | 242.08
2017-08-13 21:00 | 247.09 | 241.51
2017-08-13 21:30 | 245.87 | 240.48
2017-08-13 22:00 | 245.65 | 240.39
2017-08-13 22:30 | 245.73 | 240.73
2017-08-13 23:00 | 244.53 | 239.15
2017-08-13 23:30 | 245.15 | 239.47
2017-08-14 | 247.29 | 241.43
2017-08-14 00:30 | 247.49 | 241.69
2017-08-14 01:00 | 245.46 | 240.06
2017-08-14 01:30 | 245.93 | 240.63
2017-08-14 02:00 | 244.53 | 239.43
2017-08-14 02:30 | 245.01 | 239.83
2017-08-14 03:00 | 244.76 | 239.65
2017-08-14 03:30 | 245.31 | 240.16
2017-08-14 04:00 | 244.97 | 239.94
2017-08-14 04:30 | 248.33 | 243.04
2017-08-14 05:00 | 248.41 | 242.97
2017-08-14 05:30 | 248.58 | 242.96
2017-08-14 06:00 | 249.25 | 243.39
2017-08-14 06:30 | 249.7 | 243.58
2017-08-14 07:00 | 249.99 | 243.65
2017-08-14 07:30 | 271.19 | 266.65
2017-08-14 08:00 | 280.65 | 277.12
2017-08-14 08:30 | 276.01 | 272.57
2017-08-14 09:00 | 279.99 | 275.99
2017-08-14 09:30 | 279.17 | 275.29
2017-08-14 10:00 | 278.59 | 274.62
2017-08-14 10:30 | 277.49 | 273.52
2017-08-14 11:00 | 276.97 | 272.94
2017-08-14 11:30 | 276.14 | 272.12
2017-08-14 12:00 | 274.14 | 270.18
2017-08-14 12:30 | 270.57 | 266.81
2017-08-14 13:00 | 270.59 | 266.67
2017-08-14 13:30 | 269.66 | 265.8
2017-08-14 14:00 | 270.25 | 266.26
2017-08-14 14:30 | 269.17 | 265.18
2017-08-14 15:00 | 269.06 | 264.95
2017-08-14 15:30 | 270.24 | 266.01
2017-08-14 16:00 | 266.45 | 262.59
2017-08-14 16:30 | 261.8 | 258.32
2017-08-14 17:00 | 265.2 | 261.45
2017-08-14 17:30 | 265.31 | 261.73
2017-08-14 18:00 | 263.23 | 258.78
2017-08-14 18:30 | 226.24 | 221.36
2017-08-14 19:00 | 224.31 | 220.21
2017-08-14 19:30 | 223.2 | 219.38
2017-08-14 20:00 | 227.17 | 222.88
2017-08-14 20:30 | 229.36 | 224.86
2017-08-14 21:00 | 233.85 | 228.83
2017-08-14 21:30 | 233.6 | 228.68
2017-08-14 22:00 | 233.19 | 228.29
2017-08-14 22:30 | 233.22 | 228.25
2017-08-14 23:00 | 233.66 | 228.55
2017-08-14 23:30 | 234.07 | 228.68
2017-08-15 | 233.98 | 228.82
2017-08-15 00:30 | 234.47 | 228.91
2017-08-15 01:00 | 234.61 | 228.66
2017-08-15 01:30 | 234.52 | 228.58
2017-08-15 02:00 | 234.33 | 228.49
2017-08-15 02:30 | 235.05 | 228.64
2017-08-15 03:00 | 235.32 | 229.32
2017-08-15 03:30 | 235.72 | 230.02
2017-08-15 04:00 | 235.34 | 229.7
2017-08-15 04:30 | 235.6 | 231.1
2017-08-15 05:00 | 274.1 | 270.85
2017-08-15 05:30 | 274.21 | 270.78
2017-08-15 06:00 | 275.49 | 272.09
2017-08-15 06:30 | 275.31 | 272.09
2017-08-15 07:00 | 276.11 | 272.86
2017-08-15 07:30 | 275.2 | 271.95
2017-08-15 08:00 | 274.04 | 270.68
2017-08-15 08:30 | 268.81 | 265.23
2017-08-15 09:00 | 256.36 | 252.38
2017-08-15 09:30 | 254.62 | 251.66
2017-08-15 10:00 | 255.02 | 252.08
2017-08-15 10:30 | 267.64 | 264.92
2017-08-15 11:00 | 267.42 | 264.73
2017-08-15 11:30 | 267.19 | 264.51
2017-08-15 12:00 | 265.72 | 263.14
2017-08-15 12:30 | 263.05 | 260.57
2017-08-15 13:00 | 262.97 | 260.4
2017-08-15 13:30 | 263.59 | 261.02
2017-08-15 14:00 | 263.69 | 261.17
2017-08-15 14:30 | 263.74 | 261.3
2017-08-15 15:00 | 262.51 | 260.06
2017-08-15 15:30 | 262.39 | 259.93
2017-08-15 16:00 | 264.2 | 261.53
2017-08-15 16:30 | 264.81 | 262.07
2017-08-15 17:00 | 270.12 | 267
2017-08-15 17:30 | 273.03 | 269.65
2017-08-15 18:00 | 274.11 | 270.62
2017-08-15 18:30 | 275.02 | 271.53
2017-08-15 19:00 | 277.04 | 273.59
2017-08-15 19:30 | 277.95 | 274.65
2017-08-15 20:00 | 280.71 | 277.23
2017-08-15 20:30 | 280.56 | 277.26
2017-08-15 21:00 | 268.73 | 264.91
2017-08-15 21:30 | 265.82 | 261.73
2017-08-15 22:00 | 262.27 | 258.62
2017-08-15 22:30 | 258.21 | 254.84
2017-08-15 23:00 | 262.85 | 258.35
2017-08-15 23:30 | 267.97 | 262.9
2017-08-16 | 267.28 | 262.29
2017-08-16 00:30 | 267.04 | 262.16
2017-08-16 01:00 | 267.08 | 262.32
2017-08-16 01:30 | 267.71 | 262.97
2017-08-16 02:00 | 267.6 | 262.72
2017-08-16 02:30 | 267.56 | 262.28
2017-08-16 03:00 | 268.3 | 262.44
2017-08-16 03:30 | 267.97 | 262.26
2017-08-16 04:00 | 267.08 | 261.48
2017-08-16 04:30 | 267.77 | 262.13
2017-08-16 05:00 | 269.19 | 263.34
2017-08-16 05:30 | 285.89 | 280.66
2017-08-16 06:00 | 288.4 | 283.45
2017-08-16 06:30 | 284.53 | 280.38
2017-08-16 07:00 | 284.33 | 279.88
2017-08-16 07:30 | 282.91 | 278.46
2017-08-16 08:00 | 280.98 | 276.68
2017-08-16 08:30 | 278.38 | 274.41
2017-08-16 09:00 | 276.34 | 272.52
2017-08-16 09:30 | 274.48 | 270.78
2017-08-16 10:00 | 271.99 | 269.01
2017-08-16 10:30 | 270.03 | 267.22
2017-08-16 11:00 | 269.84 | 266.92
2017-08-16 11:30 | 267.42 | 264.47
2017-08-16 12:00 | 262.76 | 260.3
2017-08-16 12:30 | 260.1 | 257.9
2017-08-16 13:00 | 257.69 | 255.58
2017-08-16 13:30 | 256.3 | 254.13
2017-08-16 14:00 | 254.37 | 252.13
2017-08-16 14:30 | 253.66 | 251.43
2017-08-16 15:00 | 254.42 | 252.13
2017-08-16 15:30 | 256.42 | 253.98
2017-08-16 16:00 | 262.17 | 259.23
2017-08-16 16:30 | 263.28 | 260.39
2017-08-16 17:00 | 265.57 | 262.54
2017-08-16 17:30 | 267.26 | 264.22
2017-08-16 18:00 | 267.63 | 264.59
2017-08-16 18:30 | 268.26 | 265.17
2017-08-16 19:00 | 268 | 265.07
2017-08-16 19:30 | 270.05 | 267.04
2017-08-16 20:00 | 274.8 | 271.07
2017-08-16 20:30 | 276.6 | 272.73
2017-08-16 21:00 | 275.61 | 271.93
2017-08-16 21:30 | 273.93 | 270.36
2017-08-16 22:00 | 278.09 | 274.08
2017-08-16 22:30 | 279.87 | 275.8
2017-08-16 23:00 | 280.58 | 276.56
2017-08-16 23:30 | 280.33 | 276.41
2017-08-17 | 280.16 | 276.21
2017-08-17 00:30 | 280.53 | 275.94
2017-08-17 01:00 | 279.88 | 275.31
2017-08-17 01:30 | 281.9 | 277.16
2017-08-17 02:00 | 282.34 | 276.79
2017-08-17 02:30 | 280.29 | 275.62
2017-08-17 03:00 | 281.34 | 276.58
2017-08-17 03:30 | 279.66 | 275.11
2017-08-17 04:00 | 279.17 | 274.82
2017-08-17 04:30 | 270.48 | 266.22
2017-08-17 05:00 | 271.22 | 266.74
2017-08-17 05:30 | 271.35 | 266.89
2017-08-17 06:00 | 269.89 | 266.1
2017-08-17 06:30 | 266.73 | 263.59
2017-08-17 07:00 | 266.56 | 263.35
2017-08-17 07:30 | 266.47 | 263.2
2017-08-17 08:00 | 266.72 | 263.41
2017-08-17 08:30 | 268.11 | 264.6
2017-08-17 09:00 | 266.77 | 263.38
2017-08-17 09:30 | 266.98 | 263.63
2017-08-17 10:00 | 267.33 | 263.9
2017-08-17 10:30 | 267.76 | 264.38
2017-08-17 11:00 | 268.04 | 264.66
2017-08-17 11:30 | 268.55 | 265.21
2017-08-17 12:00 | 245.87 | 241.8
2017-08-17 12:30 | 239.79 | 235.53
2017-08-17 13:00 | 238.8 | 234.61
2017-08-17 13:30 | 238.53 | 234.38
2017-08-17 14:00 | 237.6 | 233.69
2017-08-17 14:30 | 235.59 | 231.85
2017-08-17 15:00 | 236 | 232.24
2017-08-17 15:30 | 237.37 | 233.43
2017-08-17 16:00 | 239.48 | 235.04
2017-08-17 16:30 | 240.09 | 235.66
2017-08-17 17:00 | 241.92 | 237.09
2017-08-17 17:30 | 259.74 | 255.44
2017-08-17 18:00 | 273.41 | 269.42
2017-08-17 18:30 | 273.9 | 270.03
2017-08-17 19:00 | 275.22 | 271.44
2017-08-17 19:30 | 278.76 | 274.71
2017-08-17 20:00 | 283.48 | 279.11
2017-08-17 20:30 | 283.08 | 278.7
2017-08-17 21:00 | 283.39 | 279.03
2017-08-17 21:30 | 284.78 | 280.37
2017-08-17 22:00 | 284.67 | 280.4
2017-08-17 22:30 | 285.11 | 281.05
2017-08-17 23:00 | 287.14 | 282.58
2017-08-17 23:30 | 287.38 | 282.92
2017-08-18 | 286.46 | 282.17
2017-08-18 00:30 | 287.62 | 283.09
2017-08-18 01:00 | 288.14 | 282.88
2017-08-18 01:30 | 286.65 | 281.54
2017-08-18 02:00 | 286.05 | 280.69
2017-08-18 02:30 | 287.06 | 281.31
2017-08-18 03:00 | 287.85 | 282.08
2017-08-18 03:30 | 284.4 | 278.44
2017-08-18 04:00 | 275.27 | 270.14
2017-08-18 04:30 | 272.99 | 268.25
2017-08-18 05:00 | 272.54 | 267.73
2017-08-18 05:30 | 272.06 | 267.13
2017-08-18 06:00 | 271.69 | 267.08
2017-08-18 06:30 | 270.85 | 266.59
2017-08-18 07:00 | 269.73 | 265.57
2017-08-18 07:30 | 270.48 | 265.92
2017-08-18 08:00 | 270.62 | 265.93
2017-08-18 08:30 | 259.78 | 255
2017-08-18 09:00 | 246.07 | 240.63
2017-08-18 09:30 | 245.8 | 240.4
2017-08-18 10:00 | 245.92 | 240.7
2017-08-18 10:30 | 247.12 | 241.72
2017-08-18 11:00 | 247.85 | 242.36
2017-08-18 11:30 | 248.97 | 243.45
2017-08-18 12:00 | 250.41 | 244.51
2017-08-18 12:30 | 249.3 | 243.66
2017-08-18 13:00 | 248.89 | 243.23
2017-08-18 13:30 | 249.09 | 243.79
2017-08-18 14:00 | 249.32 | 244.33
2017-08-18 14:30 | 248.87 | 243.85
2017-08-18 15:00 | 245.91 | 241.07
2017-08-18 15:30 | 246.54 | 241.65
2017-08-18 16:00 | 246.33 | 241.26
2017-08-18 16:30 | 247.41 | 242.13
2017-08-18 17:00 | 248.07 | 242.62
2017-08-18 17:30 | 250.51 | 245.45
2017-08-18 18:00 | 284.52 | 280.1
2017-08-18 18:30 | 284.98 | 280.81
2017-08-18 19:00 | 283.47 | 279.36
2017-08-18 19:30 | 284.29 | 280.34
2017-08-18 20:00 | 284.46 | 280.51
2017-08-18 20:30 | 280.74 | 277.03
2017-08-18 21:00 | 278.74 | 275.25
2017-08-18 21:30 | 279.87 | 276.28
2017-08-18 22:00 | 282.56 | 278.79
2017-08-18 22:30 | 287.13 | 283.11
2017-08-18 23:00 | 288.03 | 284.16
2017-08-18 23:30 | 287.79 | 284.24
2017-08-19 | 287.78 | 284.12
2017-08-19 00:30 | 288.57 | 284.18
2017-08-19 01:00 | 288.8 | 284.45
2017-08-19 01:30 | 288.49 | 284.31
2017-08-19 02:00 | 291.05 | 286.32
2017-08-19 02:30 | 293.13 | 288.14
2017-08-19 03:00 | 292.15 | 287.34
2017-08-19 03:30 | 291.79 | 287.04
2017-08-19 04:00 | 293.85 | 289
2017-08-19 04:30 | 295.13 | 290.28
2017-08-19 05:00 | 295.21 | 290.33
2017-08-19 05:30 | 293.9 | 288.9
2017-08-19 06:00 | 291.72 | 287.34
2017-08-19 06:30 | 290.54 | 286.29
2017-08-19 07:00 | 290.01 | 286.05
2017-08-19 07:30 | 290.29 | 286.83
2017-08-19 08:00 | 290.18 | 286.67
2017-08-19 08:30 | 289.99 | 286.48
2017-08-19 09:00 | 287.91 | 284.59
2017-08-19 09:30 | 288.15 | 284.74
2017-08-19 10:00 | 277.69 | 273.93
2017-08-19 10:30 | 270.85 | 266.96
2017-08-19 11:00 | 270.61 | 266.86
2017-08-19 11:30 | 262.22 | 258.13
2017-08-19 12:00 | 253.03 | 249.24
2017-08-19 12:30 | 259.74 | 256.25
2017-08-19 13:00 | 266.51 | 262.49
2017-08-19 13:30 | 266.51 | 262.57
2017-08-19 14:00 | 266.93 | 263.05
2017-08-19 14:30 | 266.58 | 262.77
2017-08-19 15:00 | 267.04 | 263.15
2017-08-19 15:30 | 268.6 | 264.46
2017-08-19 16:00 | 266.83 | 262.65
2017-08-19 16:30 | 273.09 | 269.31
2017-08-19 17:00 | 285.1 | 280.83
2017-08-19 17:30 | 287.2 | 283.32
2017-08-19 18:00 | 288.61 | 285.05
2017-08-19 18:30 | 288.95 | 285.35
2017-08-19 19:00 | 288.51 | 285.13
2017-08-19 19:30 | 283.66 | 280.85
2017-08-19 20:00 | 282.05 | 279.42
2017-08-19 20:30 | 284.03 | 281.39
2017-08-19 21:00 | 288.07 | 285.19
2017-08-19 21:30 | 288.13 | 285.25
2017-08-19 22:00 | 287.39 | 284.45
2017-08-19 22:30 | 285.32 | 282.11
2017-08-19 23:00 | 282.63 | 279.77
2017-08-19 23:30 | 282.56 | 279.79
2017-08-20 | 285.09 | 282.23
2017-08-20 00:30 | 286.47 | 283.18
2017-08-20 01:00 | 285.58 | 282.48
2017-08-20 01:30 | 286.25 | 283.12
2017-08-20 02:00 | 285.63 | 282.7
2017-08-20 02:30 | 275.31 | 273.19
2017-08-20 03:00 | 275.45 | 273.37
2017-08-20 03:30 | 276.08 | 274.01
2017-08-20 04:00 | 278.4 | 276.21
2017-08-20 04:30 | 281.89 | 279.41
2017-08-20 05:00 | 281.14 | 278.75
2017-08-20 05:30 | 277.88 | 275.37
2017-08-20 06:00 | 254.5 | 251.46
2017-08-20 06:30 | 229.61 | 226.01
2017-08-20 07:00 | 246.71 | 244.51
2017-08-20 07:30 | 224.27 | 221.96
2017-08-20 08:00 | 219.36 | 216.98
2017-08-20 08:30 | 219.24 | 216.83
2017-08-20 09:00 | 215.58 | 213.33
2017-08-20 09:30 | 179.85 | 175.55
2017-08-20 10:00 | 133.78 | 127.46
2017-08-20 10:30 | 102.53 | 100.1
2017-08-20 11:00 | 102.13 | 99.76
2017-08-20 11:30 | 102.45 | 100.05
2017-08-20 12:00 | 100.69 | 98.4
2017-08-20 12:30 | 101.66 | 99.3
2017-08-20 13:00 | 101.46 | 99.15
2017-08-20 13:30 | 102.81 | 100.43
2017-08-20 14:00 | 102.65 | 100.37
2017-08-20 14:30 | 102.88 | 100.56
2017-08-20 15:00 | 103.07 | 100.73
2017-08-20 15:30 | 102.64 | 100.31
2017-08-20 16:00 | 102.56 | 100.21
2017-08-20 16:30 | 103.09 | 100.76
2017-08-20 17:00 | 100.91 | 98.75
2017-08-20 17:30 | 100.88 | 98.7
2017-08-20 18:00 | 99.31 | 97.25
2017-08-20 18:30 | 99.4 | 97.31
2017-08-20 19:00 | 100.13 | 98.03
2017-08-20 19:30 | 99.93 | 97.87
2017-08-20 20:00 | 100.19 | 98.17
2017-08-20 20:30 | 99.07 | 97.16
2017-08-20 21:00 | 98.68 | 96.77
2017-08-20 21:30 | 99.7 | 97.72
2017-08-20 22:00 | 100.64 | 98.63
2017-08-20 22:30 | 99.75 | 97.84
2017-08-20 23:00 | 99.13 | 97.26
2017-08-20 23:30 | 100.11 | 98.19
2017-08-21 | 99.03 | 97.2
2017-08-21 00:30 | 99.64 | 97.77
2017-08-21 01:00 | 98.56 | 96.76
2017-08-21 01:30 | 96.01 | 94.37
2017-08-21 02:00 | 96.78 | 95.13
2017-08-21 02:30 | 96.42 | 94.78
2017-08-21 03:00 | 95.48 | 93.9
2017-08-21 03:30 | 96.1 | 94.5
2017-08-21 04:00 | 96.63 | 94.95
2017-08-21 04:30 | 96.75 | 95.07
2017-08-21 05:00 | 94.32 | 92.75
2017-08-21 05:30 | 92.08 | 90.72
2017-08-21 06:00 | 91.83 | 90.55
2017-08-21 06:30 | 91.17 | 89.9
2017-08-21 07:00 | 91.41 | 90.13
2017-08-21 07:30 | 91.05 | 89.84
2017-08-21 08:00 | 91.01 | 89.77
2017-08-21 08:30 | 90.74 | 89.44
2017-08-21 09:00 | 90.87 | 89.5
2017-08-21 09:30 | 89.73 | 88.39
2017-08-21 10:00 | 88.28 | 87
2017-08-21 10:30 | 88.39 | 87.1
2017-08-21 11:00 | 96.64 | 94.65
2017-08-21 11:30 | 100.49 | 98.16
2017-08-21 12:00 | 102.64 | 100.06
2017-08-21 12:30 | 108.32 | 105.17
2017-08-21 13:00 | 110.32 | 107.03
2017-08-21 13:30 | 112.46 | 108.92
2017-08-21 14:00 | 111.92 | 108.39
2017-08-21 14:30 | 109.15 | 105.79
2017-08-21 15:00 | 109.83 | 106.47
2017-08-21 15:30 | 108.5 | 105.21
2017-08-21 16:00 | 109.02 | 105.65
2017-08-21 16:30 | 109.77 | 106.45
2017-08-21 17:00 | 110.9 | 107.52
2017-08-21 17:30 | 112.14 | 108.66
2017-08-21 18:00 | 113.13 | 109.61
2017-08-21 18:30 | 113.26 | 109.7
2017-08-21 19:00 | 113.2 | 109.69
2017-08-21 19:30 | 112.69 | 109.23
2017-08-21 20:00 | 112.74 | 109.31
2017-08-21 20:30 | 113.91 | 110.39
2017-08-21 21:00 | 113 | 109.52
2017-08-21 21:30 | 114.74 | 111.13
2017-08-21 22:00 | 114.81 | 111.18
2017-08-21 22:30 | 114.77 | 111.13
2017-08-21 23:00 | 110.7 | 107.41
2017-08-21 23:30 | 110.69 | 107.52
2017-08-22 | 110.56 | 107.57
2017-08-22 00:30 | 110.05 | 107.13
2017-08-22 01:00 | 108.74 | 105.88
2017-08-22 01:30 | 109.05 | 106.16
2017-08-22 02:00 | 108.92 | 106.03
2017-08-22 02:30 | 107.67 | 104.84
2017-08-22 03:00 | 106.12 | 103.43
2017-08-22 03:30 | 107.14 | 104.42
2017-08-22 04:00 | 106.39 | 103.7
2017-08-22 04:30 | 106.39 | 103.7
2017-08-22 05:00 | 107.27 | 104.52
2017-08-22 05:30 | 107.65 | 104.92
2017-08-22 06:00 | 108 | 105.25
2017-08-22 06:30 | 107.09 | 104.39
2017-08-22 07:00 | 106.98 | 104.33
2017-08-22 07:30 | 107.12 | 104.53
2017-08-22 08:00 | 107.64 | 104.96
2017-08-22 08:30 | 106.6 | 103.99
2017-08-22 09:00 | 105.09 | 102.52
2017-08-22 09:30 | 106.52 | 103.86
2017-08-22 10:00 | 108.64 | 105.82
2017-08-22 10:30 | 108.45 | 105.63
2017-08-22 11:00 | 98.3 | 96.33
2017-08-22 11:30 | 96.25 | 94.44
2017-08-22 12:00 | 96.18 | 94.35
2017-08-22 12:30 | 97.86 | 95.93
2017-08-22 13:00 | 98.55 | 96.55
2017-08-22 13:30 | 96.92 | 95.03
2017-08-22 14:00 | 97.67 | 95.73
2017-08-22 14:30 | 97.82 | 95.84
2017-08-22 15:00 | 97.48 | 95.55
2017-08-22 15:30 | 97.04 | 95.12
2017-08-22 16:00 | 97.87 | 95.96
2017-08-22 16:30 | 98.13 | 96.23
2017-08-22 17:00 | 98.63 | 96.68
2017-08-22 17:30 | 98.42 | 96.48
2017-08-22 18:00 | 98.01 | 96.06
2017-08-22 18:30 | 97.58 | 95.66
2017-08-22 19:00 | 99.29 | 97.16
2017-08-22 19:30 | 100.28 | 98.1
2017-08-22 20:00 | 99.24 | 97.2
2017-08-22 20:30 | 98.42 | 96.44
2017-08-22 21:00 | 98.5 | 96.52
2017-08-22 21:30 | 98.75 | 96.74
2017-08-22 22:00 | 98.97 | 96.95
2017-08-22 22:30 | 101.34 | 99.15
2017-08-22 23:00 | 104.53 | 102.02
2017-08-22 23:30 | 104.99 | 102.43
2017-08-23 | 103.69 | 101.22
2017-08-23 00:30 | 104.6 | 101.83
2017-08-23 01:00 | 108.55 | 105.48
2017-08-23 01:30 | 109.56 | 106.38
2017-08-23 02:00 | 109.71 | 106.51
2017-08-23 02:30 | 109.99 | 106.79
2017-08-23 03:00 | 110.2 | 107
2017-08-23 03:30 | 111.52 | 108.24
2017-08-23 04:00 | 111.03 | 107.82
2017-08-23 04:30 | 106.36 | 103.57
2017-08-23 05:00 | 104.75 | 102.1
2017-08-23 05:30 | 103.52 | 100.99
2017-08-23 06:00 | 102.62 | 100.16
2017-08-23 06:30 | 101.38 | 99.07
2017-08-23 07:00 | 98.22 | 96.27
2017-08-23 07:30 | 97.77 | 95.84
2017-08-23 08:00 | 97.77 | 95.8
2017-08-23 08:30 | 98.51 | 96.46
2017-08-23 09:00 | 97.47 | 95.53
2017-08-23 09:30 | 97.97 | 95.97
2017-08-23 10:00 | 98.2 | 96.17
2017-08-23 10:30 | 97.59 | 95.59
2017-08-23 11:00 | 97.32 | 95.35
2017-08-23 11:30 | 97.53 | 95.56
2017-08-23 12:00 | 98.86 | 96.76
2017-08-23 12:30 | 97.58 | 95.55
2017-08-23 13:00 | 97.64 | 95.6
2017-08-23 13:30 | 98.36 | 96.33
2017-08-23 14:00 | 99.22 | 97.13
2017-08-23 14:30 | 97.39 | 95.44
2017-08-23 15:00 | 98.36 | 96.37
2017-08-23 15:30 | 99.27 | 97.19
2017-08-23 16:00 | 100.02 | 97.9
2017-08-23 16:30 | 101.23 | 99.06
2017-08-23 17:00 | 101.38 | 99.17
2017-08-23 17:30 | 105.37 | 102.77
2017-08-23 18:00 | 103.16 | 100.79
2017-08-23 18:30 | 101.58 | 99.37
2017-08-23 19:00 | 101.08 | 98.93
2017-08-23 19:30 | 104.41 | 101.98
2017-08-23 20:00 | 107.03 | 104.36
2017-08-23 20:30 | 107.27 | 104.52
2017-08-23 21:00 | 108.69 | 105.85
2017-08-23 21:30 | 108.7 | 105.88
2017-08-23 22:00 | 108.08 | 105.33
2017-08-23 22:30 | 108.35 | 105.54
2017-08-23 23:00 | 108.63 | 105.81
2017-08-23 23:30 | 108.25 | 105.48
2017-08-24 | 107.8 | 105.1
2017-08-24 00:30 | 108.01 | 105.27
2017-08-24 01:00 | 107.75 | 104.73
2017-08-24 01:30 | 112 | 108.68
2017-08-24 02:00 | 113.16 | 109.79
2017-08-24 02:30 | 113.19 | 109.81
2017-08-24 03:00 | 114.22 | 110.78
2017-08-24 03:30 | 113.71 | 110.3
2017-08-24 04:00 | 113.7 | 110.28
2017-08-24 04:30 | 113.57 | 110.23
2017-08-24 05:00 | 113.8 | 110.42
2017-08-24 05:30 | 113.82 | 110.45
2017-08-24 06:00 | 112.81 | 109.54
2017-08-24 06:30 | 111.85 | 108.67
2017-08-24 07:00 | 110.2 | 107
2017-08-24 07:30 | 109.56 | 106.45
2017-08-24 08:00 | 109.52 | 106.41
2017-08-24 08:30 | 106.72 | 104.07
2017-08-24 09:00 | 104.48 | 102.16
2017-08-24 09:30 | 104.6 | 102.27
2017-08-24 10:00 | 104.84 | 102.46
2017-08-24 10:30 | 102.07 | 100.02
2017-08-24 11:00 | 102.99 | 100.75
2017-08-24 11:30 | 104.26 | 101.82
2017-08-24 12:00 | 98.47 | 96.53
2017-08-24 12:30 | 100.1 | 97.94
2017-08-24 13:00 | 102.1 | 99.68
2017-08-24 13:30 | 102.58 | 100.08
2017-08-24 14:00 | 103.45 | 100.91
2017-08-24 14:30 | 103.12 | 100.62
2017-08-24 15:00 | 103.89 | 101.37
2017-08-24 15:30 | 106.05 | 103.25
2017-08-24 16:00 | 114.29 | 110.57
2017-08-24 16:30 | 116.24 | 112.43
2017-08-24 17:00 | 116.88 | 113.05
2017-08-24 17:30 | 117.08 | 113.16
2017-08-24 18:00 | 117.44 | 113.5
2017-08-24 18:30 | 116.16 | 112.34
2017-08-24 19:00 | 116.28 | 112.47
2017-08-24 19:30 | 116.33 | 112.55
2017-08-24 20:00 | 116.88 | 112.99
2017-08-24 20:30 | 115.87 | 112.08
2017-08-24 21:00 | 115.6 | 111.84
2017-08-24 21:30 | 114.03 | 110.45
2017-08-24 22:00 | 110.48 | 107.24
2017-08-24 22:30 | 110.38 | 107.12
2017-08-24 23:00 | 110.56 | 107.35
2017-08-24 23:30 | 109.73 | 106.61
2017-08-25 | 110.8 | 107.57
2017-08-25 00:30 | 110.31 | 107.15
2017-08-25 01:00 | 109.63 | 106.46
2017-08-25 01:30 | 109.76 | 106.61
2017-08-25 02:00 | 109.39 | 106.27
2017-08-25 02:30 | 107.32 | 104.37
2017-08-25 03:00 | 101.78 | 99.37
2017-08-25 03:30 | 101.02 | 98.7
2017-08-25 04:00 | 98.6 | 96.48
2017-08-25 04:30 | 96.18 | 94.33
2017-08-25 05:00 | 95.37 | 93.6
2017-08-25 05:30 | 93.83 | 92.14
2017-08-25 06:00 | 98.3 | 96.22
2017-08-25 06:30 | 97.25 | 95.21
2017-08-25 07:00 | 93.09 | 91.35
2017-08-25 07:30 | 91.89 | 90.23
2017-08-25 08:00 | 87.2 | 85.74
2017-08-25 08:30 | 91.24 | 89.41
2017-08-25 09:00 | 90.65 | 88.86
2017-08-25 09:30 | 93.09 | 91.16
2017-08-25 10:00 | 94.63 | 92.59
2017-08-25 10:30 | 93.08 | 91.17
2017-08-25 11:00 | 92.35 | 90.46
2017-08-25 11:30 | 95.46 | 93.38
2017-08-25 12:00 | 95.13 | 93.03
2017-08-25 12:30 | 96.1 | 93.96
2017-08-25 13:00 | 96.23 | 94.08
2017-08-25 13:30 | 95.55 | 93.43
2017-08-25 14:00 | 96.47 | 94.31
2017-08-25 14:30 | 97.65 | 95.43
2017-08-25 15:00 | 98.1 | 95.78
2017-08-25 15:30 | 98.36 | 96
2017-08-25 16:00 | 98.15 | 95.9
2017-08-25 16:30 | 94.69 | 92.78
2017-08-25 17:00 | 95.02 | 93.11
2017-08-25 17:30 | 95.43 | 93.54
2017-08-25 18:00 | 94.88 | 93
2017-08-25 18:30 | 94.08 | 92.3
2017-08-25 19:00 | 95.01 | 93.2
2017-08-25 19:30 | 95.44 | 93.56
2017-08-25 20:00 | 98.97 | 96.85
2017-08-25 20:30 | 100.81 | 98.56
2017-08-25 21:00 | 101.65 | 99.37
2017-08-25 21:30 | 101.73 | 99.47
2017-08-25 22:00 | 102.44 | 100.07
2017-08-25 22:30 | 104.1 | 101.47
2017-08-25 23:00 | 100.92 | 98.68
2017-08-25 23:30 | 101.62 | 99.32
2017-08-26 | 105.63 | 102.95
2017-08-26 00:30 | 108.79 | 105.86
2017-08-26 01:00 | 108.94 | 106.03
2017-08-26 01:30 | 109.6 | 106.65
2017-08-26 02:00 | 109.96 | 107.05
2017-08-26 02:30 | 109.39 | 106.55
2017-08-26 03:00 | 106.03 | 103.51
2017-08-26 03:30 | 105.79 | 103.31
2017-08-26 04:00 | 113.34 | 110.04
2017-08-26 04:30 | 109.76 | 106.77
2017-08-26 05:00 | 110.99 | 107.9
2017-08-26 05:30 | 110.21 | 107.21
2017-08-26 06:00 | 109.53 | 106.65
2017-08-26 06:30 | 110.02 | 107.02
2017-08-26 07:00 | 111.06 | 107.99
2017-08-26 07:30 | 110.21 | 107.26
2017-08-26 08:00 | 109.63 | 106.66
2017-08-26 08:30 | 109.39 | 106.46
2017-08-26 09:00 | 109.65 | 106.66
2017-08-26 09:30 | 109.6 | 106.68
2017-08-26 10:00 | 109.12 | 106.13
2017-08-26 10:30 | 108.78 | 105.8
2017-08-26 11:00 | 107.72 | 104.89
2017-08-26 11:30 | 106.1 | 103.49
2017-08-26 12:00 | 105.74 | 103.2
2017-08-26 12:30 | 98.98 | 96.9
2017-08-26 13:00 | 100.74 | 98.51
2017-08-26 13:30 | 102.69 | 100.39
2017-08-26 14:00 | 104.63 | 102.21
2017-08-26 14:30 | 105.19 | 102.69
2017-08-26 15:00 | 103.13 | 100.79
2017-08-26 15:30 | 104.61 | 102.11
2017-08-26 16:00 | 105.1 | 102.57
2017-08-26 16:30 | 102.99 | 100.59
2017-08-26 17:00 | 103.88 | 101.39
2017-08-26 17:30 | 104.55 | 102.01
2017-08-26 18:00 | 102.18 | 99.83
2017-08-26 18:30 | 99.01 | 96.14
2017-08-26 19:00 | 106.57 | 100.32
2017-08-26 19:30 | 128.7 | 124.46
2017-08-26 20:00 | 173.93 | 172.64
2017-08-26 20:30 | 210.47 | 208.28
2017-08-26 21:00 | 207.1 | 204.69
2017-08-26 21:30 | 207.81 | 205.22
2017-08-26 22:00 | 206.69 | 204.28
2017-08-26 22:30 | 206.21 | 203.98
2017-08-26 23:00 | 207.24 | 205.11
2017-08-26 23:30 | 207.43 | 205.35
2017-08-27 | 207.8 | 205.75
2017-08-27 00:30 | 210.21 | 207.49
2017-08-27 01:00 | 211.47 | 208.23
2017-08-27 01:30 | 216.15 | 212.61
2017-08-27 02:00 | 215.42 | 211.93
2017-08-27 02:30 | 215.76 | 212.37
2017-08-27 03:00 | 216.33 | 212.69
2017-08-27 03:30 | 221.68 | 215.86
2017-08-27 04:00 | 222.37 | 216.52
2017-08-27 04:30 | 222.78 | 216.8
2017-08-27 05:00 | 230.35 | 224.91
2017-08-27 05:30 | 269.59 | 265.47
2017-08-27 06:00 | 271.21 | 266.92
2017-08-27 06:30 | 271 | 266.65
2017-08-27 07:00 | 271.22 | 267.13
2017-08-27 07:30 | 267.09 | 264.37
2017-08-27 08:00 | 266.6 | 264.03
2017-08-27 08:30 | 266.22 | 263.61
2017-08-27 09:00 | 264.67 | 262.15
2017-08-27 09:30 | 260.13 | 257.4
2017-08-27 10:00 | 257.76 | 254.84
2017-08-27 10:30 | 256.79 | 253.99
2017-08-27 11:00 | 257.24 | 254.41
2017-08-27 11:30 | 257.23 | 254.89
2017-08-27 12:00 | 258.32 | 256.01
2017-08-27 12:30 | 258.5 | 256.23
2017-08-27 13:00 | 256.52 | 254.5
2017-08-27 13:30 | 256.41 | 254.33
2017-08-27 14:00 | 256.57 | 254.52
2017-08-27 14:30 | 256.04 | 254.06
2017-08-27 15:00 | 258.22 | 255.94
2017-08-27 15:30 | 257.66 | 255.32
2017-08-27 16:00 | 256.89 | 254.53
2017-08-27 16:30 | 258.12 | 255.65
2017-08-27 17:00 | 258.34 | 255.64
2017-08-27 17:30 | 258.67 | 256
2017-08-27 18:00 | 258.14 | 255.41
2017-08-27 18:30 | 256.94 | 254.05
2017-08-27 19:00 | 257.27 | 254.33
2017-08-27 19:30 | 256.91 | 253.92
2017-08-27 20:00 | 262.22 | 258.65
2017-08-27 20:30 | 261.23 | 257.66
2017-08-27 21:00 | 260.9 | 257.43
2017-08-27 21:30 | 260.76 | 257.41
2017-08-27 22:00 | 260.64 | 257.37
2017-08-27 22:30 | 261.5 | 258.1
2017-08-27 23:00 | 259.96 | 256.78
2017-08-27 23:30 | 258.53 | 255.51
2017-08-28 | 260.2 | 257.09
2017-08-28 00:30 | 262.65 | 258.99
2017-08-28 01:00 | 237.32 | 232.46
2017-08-28 01:30 | 234.09 | 228.48
2017-08-28 02:00 | 234.29 | 228.79
2017-08-28 02:30 | 234.64 | 229.03
2017-08-28 03:00 | 235.05 | 228.96
2017-08-28 03:30 | 235.02 | 228.97
2017-08-28 04:00 | 234.53 | 228.51
2017-08-28 04:30 | 234.03 | 227.9
2017-08-28 05:00 | 235.07 | 228.77
2017-08-28 05:30 | 234.81 | 228.87
2017-08-28 06:00 | 233.08 | 227.67
2017-08-28 06:30 | 230.4 | 226.19
2017-08-28 07:00 | 226.73 | 223.47
2017-08-28 07:30 | 225.55 | 222.6
2017-08-28 08:00 | 226.88 | 224
2017-08-28 08:30 | 226.97 | 224.14
2017-08-28 09:00 | 240.9 | 238.3
2017-08-28 09:30 | 246.97 | 244.47
2017-08-28 10:00 | 247.21 | 244.78
2017-08-28 10:30 | 246.49 | 244.21
2017-08-28 11:00 | 246.23 | 243.93
2017-08-28 11:30 | 234.49 | 231.85
2017-08-28 12:00 | 227.79 | 224.88
2017-08-28 12:30 | 227.07 | 224.4
2017-08-28 13:00 | 225.97 | 223.54
2017-08-28 13:30 | 227.54 | 224.93
2017-08-28 14:00 | 232.44 | 229.32
2017-08-28 14:30 | 232.73 | 229.47
2017-08-28 15:00 | 232.74 | 229.37
2017-08-28 15:30 | 233.43 | 229.92
2017-08-28 16:00 | 233.64 | 229.99
2017-08-28 16:30 | 237.48 | 233.37
2017-08-28 17:00 | 237.55 | 233.39
2017-08-28 17:30 | 263.81 | 260.33
2017-08-28 18:00 | 274.45 | 271.19
2017-08-28 18:30 | 271.6 | 268.82
2017-08-28 19:00 | 275.47 | 272.92
2017-08-28 19:30 | 278.09 | 275.69
2017-08-28 20:00 | 277.8 | 275.36
2017-08-28 20:30 | 277.53 | 275.09
2017-08-28 21:00 | 278.39 | 276.02
2017-08-28 21:30 | 282.9 | 280.22
2017-08-28 22:00 | 282.92 | 280.29
2017-08-28 22:30 | 282.28 | 279.7
2017-08-28 23:00 | 283.09 | 280.6
2017-08-28 23:30 | 284.47 | 281.96
2017-08-29 | 285.33 | 282.8
2017-08-29 00:30 | 283.98 | 281.04
2017-08-29 01:00 | 280.88 | 277.86
2017-08-29 01:30 | 278.8 | 275.96
2017-08-29 02:00 | 257.72 | 254.45
2017-08-29 02:30 | 241.21 | 237.97
2017-08-29 03:00 | 241.73 | 238.42
2017-08-29 03:30 | 239.24 | 236.26
2017-08-29 04:00 | 236.84 | 234.14
2017-08-29 04:30 | 237.82 | 234.9
2017-08-29 05:00 | 242.41 | 238.89
2017-08-29 05:30 | 246.51 | 242.77
2017-08-29 06:00 | 270.12 | 267.86
2017-08-29 06:30 | 265.59 | 264.18
2017-08-29 07:00 | 270.84 | 269.37
2017-08-29 07:30 | 266.14 | 264.98
2017-08-29 08:00 | 263.25 | 262.13
2017-08-29 08:30 | 262.74 | 261.62
2017-08-29 09:00 | 259.15 | 258.08
2017-08-29 09:30 | 255.96 | 254.36
2017-08-29 10:00 | 244.11 | 241.98
2017-08-29 10:30 | 239.82 | 237.53
2017-08-29 11:00 | 226.59 | 224.03
2017-08-29 11:30 | 226.34 | 223.71
2017-08-29 12:00 | 228.58 | 225.98
2017-08-29 12:30 | 229.28 | 226.5
2017-08-29 13:00 | 230.38 | 227.72
2017-08-29 13:30 | 230.77 | 227.94
2017-08-29 14:00 | 231.25 | 228.38
2017-08-29 14:30 | 231.1 | 228.23
2017-08-29 15:00 | 231.89 | 228.93
2017-08-29 15:30 | 237.04 | 233.54
2017-08-29 16:00 | 239.44 | 235.74
2017-08-29 16:30 | 243.65 | 239.52
2017-08-29 17:00 | 244.97 | 240.45
2017-08-29 17:30 | 267.07 | 262.54
2017-08-29 18:00 | 276.16 | 271.8
2017-08-29 18:30 | 280.58 | 276.43
2017-08-29 19:00 | 281.47 | 277.38
2017-08-29 19:30 | 281.66 | 277.56
2017-08-29 20:00 | 280.98 | 276.97
2017-08-29 20:30 | 281.92 | 278.02
2017-08-29 21:00 | 282.46 | 278.71
2017-08-29 21:30 | 278.88 | 275.61
2017-08-29 22:00 | 275.43 | 272.38
2017-08-29 22:30 | 273.22 | 269.4
2017-08-29 23:00 | 273.4 | 269.58
2017-08-29 23:30 | 272.7 | 269.1
2017-08-30 | 258.23 | 254.94
2017-08-30 00:30 | 229.94 | 225.42
2017-08-30 01:00 | 232.9 | 228.12
2017-08-30 01:30 | 232.92 | 228.1
2017-08-30 02:00 | 236.25 | 230.85
2017-08-30 02:30 | 236.3 | 230.9
2017-08-30 03:00 | 237.38 | 231.97
2017-08-30 03:30 | 235.35 | 230.25
2017-08-30 04:00 | 232.32 | 227.84
2017-08-30 04:30 | 232.08 | 227.53
2017-08-30 05:00 | 232.23 | 227.55
2017-08-30 05:30 | 231 | 226.08
2017-08-30 06:00 | 231.46 | 226.32
2017-08-30 06:30 | 231.39 | 226
2017-08-30 07:00 | 231.78 | 226.08
2017-08-30 07:30 | 231.16 | 225.57
2017-08-30 08:00 | 231.55 | 225.9
2017-08-30 08:30 | 233.91 | 228.28
2017-08-30 09:00 | 234.58 | 228.97
2017-08-30 09:30 | 234.61 | 229.56
2017-08-30 10:00 | 234.02 | 229.53
2017-08-30 10:30 | 233.29 | 228.95
2017-08-30 11:00 | 232.77 | 228.64
2017-08-30 11:30 | 230.93 | 227.05
2017-08-30 12:00 | 233.84 | 229.45
2017-08-30 12:30 | 233.7 | 229.25
2017-08-30 13:00 | 233.76 | 229.34
2017-08-30 13:30 | 234.47 | 229.9
2017-08-30 14:00 | 233.81 | 229.43
2017-08-30 14:30 | 232.36 | 228.06
2017-08-30 15:00 | 231.04 | 226.81
2017-08-30 15:30 | 231.37 | 227.09
2017-08-30 16:00 | 231.16 | 226.9
2017-08-30 16:30 | 231.03 | 226.79
2017-08-30 17:00 | 230.62 | 226.33
2017-08-30 17:30 | 230.48 | 226.1
2017-08-30 18:00 | 230.14 | 225.78
2017-08-30 18:30 | 230.94 | 226.45
2017-08-30 19:00 | 230.25 | 225.8
2017-08-30 19:30 | 229.53 | 225.34
2017-08-30 20:00 | 229.63 | 225.45
2017-08-30 20:30 | 230.21 | 226.06
2017-08-30 21:00 | 231.6 | 227.27
2017-08-30 21:30 | 235.37 | 230.54
2017-08-30 22:00 | 235.92 | 230.94
2017-08-30 22:30 | 236.5 | 230.98
2017-08-30 23:00 | 236.38 | 230.46
2017-08-30 23:30 | 235.61 | 229.22
2017-08-31 | 234.88 | 228.58
2017-08-31 00:30 | 234.32 | 229.09
2017-08-31 01:00 | 234.24 | 230.15
2017-08-31 01:30 | 234.88 | 230.81
2017-08-31 02:00 | 232.82 | 229.05
2017-08-31 02:30 | 231.27 | 227.42
2017-08-31 03:00 | 234.16 | 230.22
2017-08-31 03:30 | 257.96 | 254.16
2017-08-31 04:00 | 270.99 | 267.46
2017-08-31 04:30 | 274.51 | 270.8
2017-08-31 05:00 | 282.19 | 278.5
2017-08-31 05:30 | 282.47 | 278.66
2017-08-31 06:00 | 282.89 | 279.3
2017-08-31 06:30 | 283.49 | 280.01
2017-08-31 07:00 | 283.06 | 279.43
2017-08-31 07:30 | 277.28 | 274.47
2017-08-31 08:00 | 278.8 | 276.01
2017-08-31 08:30 | 272.75 | 269.81
2017-08-31 09:00 | 258.11 | 255.2
2017-08-31 09:30 | 256.84 | 254.11
2017-08-31 10:00 | 257.96 | 255.21
2017-08-31 10:30 | 262.09 | 259.04
2017-08-31 11:00 | 262.76 | 259.9
2017-08-31 11:30 | 263.73 | 261
2017-08-31 12:00 | 262.76 | 260.08
2017-08-31 12:30 | 256.16 | 254.08
2017-08-31 13:00 | 256.29 | 254.02
2017-08-31 13:30 | 255.98 | 253.59
2017-08-31 14:00 | 256.99 | 254.23
2017-08-31 14:30 | 255.52 | 252.32
2017-08-31 15:00 | 250.55 | 247.12
2017-08-31 15:30 | 247.41 | 243.93
2017-08-31 16:00 | 247.5 | 244
2017-08-31 16:30 | 247.27 | 243.84
2017-08-31 17:00 | 248.41 | 244.78
2017-08-31 17:30 | 249.37 | 245.59
2017-08-31 18:00 | 245.56 | 241.52
2017-08-31 18:30 | 245.37 | 241.29
2017-08-31 19:00 | 244.83 | 240.93
2017-08-31 19:30 | 245.39 | 241.55
2017-08-31 20:00 | 244.91 | 241.17
2017-08-31 20:30 | 258.31 | 255.11
2017-08-31 21:00 | 276.29 | 273.55
2017-08-31 21:30 | 279.85 | 276.88
2017-08-31 22:00 | 282.14 | 278.92
2017-08-31 22:30 | 270.93 | 266.8
2017-08-31 23:00 | 271.05 | 267.1
2017-08-31 23:30 | 272.18 | 268.11
2017-09-01 | 272.62 | 268.6
2017-09-01 00:30 | 272.59 | 268.61
2017-09-01 01:00 | 271.77 | 267.85
2017-09-01 01:30 | 272.72 | 268.64
2017-09-01 02:00 | 272.17 | 268.44
2017-09-01 02:30 | 271.65 | 268.02
2017-09-01 03:00 | 267.56 | 263.84
2017-09-01 03:30 | 267.09 | 263.29
2017-09-01 04:00 | 267.53 | 263.53
2017-09-01 04:30 | 264.74 | 261.02
2017-09-01 05:00 | 259.91 | 256.36
2017-09-01 05:30 | 258.46 | 254.53
2017-09-01 06:00 | 260.88 | 257.12
2017-09-01 06:30 | 257.22 | 253.89
2017-09-01 07:00 | 255.59 | 252.4
2017-09-01 07:30 | 259.03 | 255.51
2017-09-01 08:00 | 261.68 | 257.85
2017-09-01 08:30 | 268.38 | 264.82
2017-09-01 09:00 | 281.13 | 277.83
2017-09-01 09:30 | 281.54 | 278.09
2017-09-01 10:00 | 278.21 | 274.97
2017-09-01 10:30 | 279.34 | 275.9
2017-09-01 11:00 | 280.43 | 276.82
2017-09-01 11:30 | 280.92 | 277.42
2017-09-01 12:00 | 281.82 | 278.29
2017-09-01 12:30 | 280.62 | 277.18
2017-09-01 13:00 | 278.87 | 275.63
2017-09-01 13:30 | 278.26 | 275.14
2017-09-01 14:00 | 278 | 274.86
2017-09-01 14:30 | 281.1 | 277.53
2017-09-01 15:00 | 280.38 | 276.8
2017-09-01 15:30 | 280.87 | 277.28
2017-09-01 16:00 | 280.77 | 277.28
2017-09-01 16:30 | 280.04 | 276.7
2017-09-01 17:00 | 279.43 | 276.17
2017-09-01 17:30 | 277.41 | 274.23
2017-09-01 18:00 | 278.59 | 275.23
2017-09-01 18:30 | 278.3 | 274.91
2017-09-01 19:00 | 278.9 | 275.61
2017-09-01 19:30 | 271.82 | 268.5
2017-09-01 20:00 | 269.49 | 266.02
2017-09-01 20:30 | 268.42 | 265.09
2017-09-01 21:00 | 271.02 | 267.38
2017-09-01 21:30 | 270.87 | 267.36
2017-09-01 22:00 | 269.63 | 266.29
2017-09-01 22:30 | 259.14 | 256.84
2017-09-01 23:00 | 261.79 | 259.24
2017-09-01 23:30 | 268.25 | 265.05
2017-09-02 | 268.95 | 265.68
2017-09-02 00:30 | 270.62 | 267.69
2017-09-02 01:00 | 279.73 | 277.28
2017-09-02 01:30 | 279.78 | 277.26
2017-09-02 02:00 | 279.61 | 276.78
2017-09-02 02:30 | 278.72 | 275.74
2017-09-02 03:00 | 278.89 | 275.91
2017-09-02 03:30 | 277.98 | 275.11
2017-09-02 04:00 | 278.37 | 275.47
2017-09-02 04:30 | 278.41 | 275.52
2017-09-02 05:00 | 278.31 | 275.34
2017-09-02 05:30 | 272.21 | 269.16
2017-09-02 06:00 | 260.1 | 256.98
2017-09-02 06:30 | 258.37 | 255.25
2017-09-02 07:00 | 257.34 | 254.22
2017-09-02 07:30 | 257.91 | 254.71
2017-09-02 08:00 | 257.69 | 254.62
2017-09-02 08:30 | 257.8 | 254.64
2017-09-02 09:00 | 257.31 | 254.14
2017-09-02 09:30 | 258.11 | 254.91
2017-09-02 10:00 | 259.95 | 256.58
2017-09-02 10:30 | 259.72 | 256.79
2017-09-02 11:00 | 259.6 | 257.02
2017-09-02 11:30 | 260.38 | 257.86
2017-09-02 12:00 | 259.66 | 257.17
2017-09-02 12:30 | 258.65 | 256.15
2017-09-02 13:00 | 257.28 | 254.87
2017-09-02 13:30 | 255.46 | 253.1
2017-09-02 14:00 | 258.35 | 255.66
2017-09-02 14:30 | 261.61 | 258.52
2017-09-02 15:00 | 261.71 | 258.51
2017-09-02 15:30 | 263.53 | 260.12
2017-09-02 16:00 | 261.1 | 257.84
2017-09-02 16:30 | 261.91 | 258.53
2017-09-02 17:00 | 264.88 | 261.19
2017-09-02 17:30 | 265.34 | 261.62
2017-09-02 18:00 | 264.9 | 262.23
2017-09-02 18:30 | 265.95 | 263.4
2017-09-02 19:00 | 266.9 | 264.38
2017-09-02 19:30 | 267.42 | 265.01
2017-09-02 20:00 | 267.73 | 265.32
2017-09-02 20:30 | 267.65 | 265.26
2017-09-02 21:00 | 267.4 | 265.16
2017-09-02 21:30 | 268.66 | 266.42
2017-09-02 22:00 | 269.01 | 266.83
2017-09-02 22:30 | 269.9 | 267.78
2017-09-02 23:00 | 270.76 | 268.75
2017-09-02 23:30 | 270.27 | 268.37
2017-09-03 | 268.9 | 267.21
2017-09-03 00:30 | 269.72 | 268.03
2017-09-03 01:00 | 269.68 | 268.01
2017-09-03 01:30 | 269.17 | 267.6
2017-09-03 02:00 | 269 | 267.36
2017-09-03 02:30 | 269.62 | 267.61
2017-09-03 03:00 | 270.63 | 268.52
2017-09-03 03:30 | 270.81 | 268.69
2017-09-03 04:00 | 270.97 | 268.81
2017-09-03 04:30 | 270.57 | 268.4
2017-09-03 05:00 | 270.02 | 267.87
2017-09-03 05:30 | 269.68 | 267.52
2017-09-03 06:00 | 270.73 | 268.42
2017-09-03 06:30 | 269.92 | 267.57
2017-09-03 07:00 | 269.25 | 267.44
2017-09-03 07:30 | 270.28 | 268.32
2017-09-03 08:00 | 268.74 | 266.76
2017-09-03 08:30 | 267.44 | 265.39
2017-09-03 09:00 | 267 | 264.87
2017-09-03 09:30 | 266.07 | 263.97
2017-09-03 10:00 | 264.44 | 262.42
2017-09-03 10:30 | 263.35 | 261.4
2017-09-03 11:00 | 264.25 | 262.37
2017-09-03 11:30 | 264.52 | 262.55
2017-09-03 12:00 | 262.64 | 260.82
2017-09-03 12:30 | 261.2 | 259.46
2017-09-03 13:00 | 261.25 | 259.53
2017-09-03 13:30 | 262.12 | 260.4
2017-09-03 14:00 | 263.14 | 261.37
2017-09-03 14:30 | 261.55 | 259.74
2017-09-03 15:00 | 261.22 | 259.31
2017-09-03 15:30 | 261.44 | 259.42
2017-09-03 16:00 | 261.86 | 259.77
2017-09-03 16:30 | 262.24 | 260.11
2017-09-03 17:00 | 263.27 | 261.01
2017-09-03 17:30 | 264.59 | 262.27
2017-09-03 18:00 | 262.3 | 259.82
2017-09-03 18:30 | 252.95 | 250.73
2017-09-03 19:00 | 251.58 | 249.58
2017-09-03 19:30 | 247.9 | 245.73
2017-09-03 20:00 | 253.85 | 251.01
2017-09-03 20:30 | 252.45 | 249.8
2017-09-03 21:00 | 252.07 | 249.54
2017-09-03 21:30 | 252.89 | 250.32
2017-09-03 22:00 | 253.91 | 251.36
2017-09-03 22:30 | 253.41 | 251.08
2017-09-03 23:00 | 252.94 | 250.67
2017-09-03 23:30 | 256.17 | 253.72
2017-09-04 | 256.38 | 254.01
2017-09-04 00:30 | 252.57 | 250.6
2017-09-04 01:00 | 252.85 | 250.11
2017-09-04 01:30 | 253.63 | 250.66
2017-09-04 02:00 | 254.24 | 251.32
2017-09-04 02:30 | 252.72 | 250.03
2017-09-04 03:00 | 252.65 | 250.1
2017-09-04 03:30 | 254.14 | 251.37
2017-09-04 04:00 | 254.64 | 251.78
2017-09-04 04:30 | 253.8 | 250.9
2017-09-04 05:00 | 254.27 | 251.29
2017-09-04 05:30 | 254.6 | 251.53
2017-09-04 06:00 | 254.3 | 251.31
2017-09-04 06:30 | 253.72 | 250.54
2017-09-04 07:00 | 253.74 | 250.5
2017-09-04 07:30 | 253.96 | 250.53
2017-09-04 08:00 | 254.09 | 250.41
2017-09-04 08:30 | 254.29 | 250.61
2017-09-04 09:00 | 254.71 | 250.9
2017-09-04 09:30 | 254.01 | 250.31
2017-09-04 10:00 | 254.13 | 250.55
2017-09-04 10:30 | 254.86 | 251.21
2017-09-04 11:00 | 260.83 | 257.17
2017-09-04 11:30 | 264.01 | 261.19
2017-09-04 12:00 | 263.56 | 260.62
2017-09-04 12:30 | 262.26 | 259.29
2017-09-04 13:00 | 261.93 | 259.09
2017-09-04 13:30 | 261.19 | 258.44
2017-09-04 14:00 | 261.65 | 258.75
2017-09-04 14:30 | 259.88 | 257.01
2017-09-04 15:00 | 259.46 | 256.4
2017-09-04 15:30 | 259.22 | 256.24
2017-09-04 16:00 | 259.27 | 256.42
2017-09-04 16:30 | 256.27 | 253.68
2017-09-04 17:00 | 259.28 | 256.56
2017-09-04 17:30 | 260.08 | 257.36
2017-09-04 18:00 | 260.81 | 258.16
2017-09-04 18:30 | 262.26 | 259.59
2017-09-04 19:00 | 262.29 | 259.72
2017-09-04 19:30 | 262.75 | 260.26
2017-09-04 20:00 | 264.11 | 261.57
2017-09-04 20:30 | 264.53 | 262.13
2017-09-04 21:00 | 263.82 | 261.46
2017-09-04 21:30 | 263.95 | 261.55
2017-09-04 22:00 | 263.43 | 261.05
2017-09-04 22:30 | 263.1 | 261
2017-09-04 23:00 | 263.06 | 261.08
2017-09-04 23:30 | 263.17 | 261.23
2017-09-05 | 262.7 | 260.78
2017-09-05 00:30 | 262.54 | 260.71
2017-09-05 01:00 | 262.27 | 260.46
2017-09-05 01:30 | 262.64 | 260.79
2017-09-05 02:00 | 263.04 | 261.2
2017-09-05 02:30 | 257.96 | 255.81
2017-09-05 03:00 | 252.67 | 250.33
2017-09-05 03:30 | 239.93 | 237.18
2017-09-05 04:00 | 226.68 | 223.49
2017-09-05 04:30 | 219.76 | 217.09
2017-09-05 05:00 | 219.66 | 216.91
2017-09-05 05:30 | 224.44 | 220.93
2017-09-05 06:00 | 224.33 | 220.79
2017-09-05 06:30 | 223.16 | 220.16
2017-09-05 07:00 | 223.24 | 220.32
2017-09-05 07:30 | 223.76 | 220.8
2017-09-05 08:00 | 224.08 | 221
2017-09-05 08:30 | 230.78 | 227.85
2017-09-05 09:00 | 259.11 | 256.87
2017-09-05 09:30 | 261.83 | 260.05
2017-09-05 10:00 | 260.42 | 258.97
2017-09-05 10:30 | 260.95 | 259.49
2017-09-05 11:00 | 258.7 | 257.37
2017-09-05 11:30 | 257.08 | 255.74
2017-09-05 12:00 | 256.24 | 254.84
2017-09-05 12:30 | 255.21 | 253.62
2017-09-05 13:00 | 256.29 | 253.58
2017-09-05 13:30 | 256.95 | 254.17
2017-09-05 14:00 | 257.79 | 255.06
2017-09-05 14:30 | 256.67 | 254.05
2017-09-05 15:00 | 254.31 | 251.97
2017-09-05 15:30 | 253.91 | 251.71
2017-09-05 16:00 | 259.59 | 256.81
2017-09-05 16:30 | 258.84 | 256.21
2017-09-05 17:00 | 258.34 | 255.61
2017-09-05 17:30 | 258.61 | 255.9
2017-09-05 18:00 | 259.97 | 257.12
2017-09-05 18:30 | 262.06 | 259.09
2017-09-05 19:00 | 263.26 | 260.2
2017-09-05 19:30 | 263.37 | 260.52
2017-09-05 20:00 | 262.5 | 259.71
2017-09-05 20:30 | 261.65 | 259.05
2017-09-05 21:00 | 261.19 | 258.6
2017-09-05 21:30 | 261.34 | 258.72
2017-09-05 22:00 | 260.67 | 258.2
2017-09-05 22:30 | 262.36 | 259.53
2017-09-05 23:00 | 262.89 | 260.1
2017-09-05 23:30 | 263.33 | 260.58
2017-09-06 | 262.51 | 259.86
2017-09-06 00:30 | 263.99 | 261.2
2017-09-06 01:00 | 263.68 | 260.91
2017-09-06 01:30 | 263.29 | 260.59
2017-09-06 02:00 | 251.29 | 248.39
2017-09-06 02:30 | 237.78 | 234.69
2017-09-06 03:00 | 237.54 | 234.4
2017-09-06 03:30 | 237.88 | 234.25
2017-09-06 04:00 | 239.06 | 235.23
2017-09-06 04:30 | 239.01 | 235.01
2017-09-06 05:00 | 238.97 | 234.8
2017-09-06 05:30 | 239.34 | 235.15
2017-09-06 06:00 | 239.8 | 235.52
2017-09-06 06:30 | 240.08 | 235.69
2017-09-06 07:00 | 239.94 | 235.44
2017-09-06 07:30 | 237.49 | 233.8
2017-09-06 08:00 | 233.97 | 230.59
2017-09-06 08:30 | 235.44 | 232.07
2017-09-06 09:00 | 243.87 | 240.85
2017-09-06 09:30 | 245.49 | 243.31
2017-09-06 10:00 | 247.43 | 245.29
2017-09-06 10:30 | 247.61 | 245.37
2017-09-06 11:00 | 247.8 | 245.6
2017-09-06 11:30 | 247.87 | 245.67
2017-09-06 12:00 | 248.7 | 246.42
2017-09-06 12:30 | 247.57 | 245.4
2017-09-06 13:00 | 247.03 | 244.96
2017-09-06 13:30 | 246.53 | 244.52
2017-09-06 14:00 | 246.58 | 244.46
2017-09-06 14:30 | 249.42 | 247.41
2017-09-06 15:00 | 250.43 | 248.36
2017-09-06 15:30 | 251.13 | 248.96
2017-09-06 16:00 | 252.25 | 250.25
2017-09-06 16:30 | 253.23 | 251.29
2017-09-06 17:00 | 254 | 251.97
2017-09-06 17:30 | 253.89 | 252.04
2017-09-06 18:00 | 254.71 | 252.79
2017-09-06 18:30 | 254.62 | 252.66
2017-09-06 19:00 | 254.67 | 252.68
2017-09-06 19:30 | 257.97 | 256.18
2017-09-06 20:00 | 259.96 | 258.15
2017-09-06 20:30 | 260.25 | 258.51
2017-09-06 21:00 | 260.27 | 258.54
2017-09-06 21:30 | 262.01 | 260.24
2017-09-06 22:00 | 263.57 | 261.3
2017-09-06 22:30 | 262.79 | 260.67
2017-09-06 23:00 | 264.26 | 262.25
2017-09-06 23:30 | 264.06 | 262.06
2017-09-07 | 264.59 | 262.65
2017-09-07 00:30 | 265.65 | 263.27
2017-09-07 01:00 | 265.83 | 263.43
2017-09-07 01:30 | 265.96 | 263.54
2017-09-07 02:00 | 265.16 | 262.8
2017-09-07 02:30 | 264.07 | 261.83
2017-09-07 03:00 | 263.41 | 261.27
2017-09-07 03:30 | 262.52 | 260.42
2017-09-07 04:00 | 262.31 | 260.21
2017-09-07 04:30 | 262.46 | 260.31
2017-09-07 05:00 | 262.58 | 260.44
2017-09-07 05:30 | 263.59 | 261.38
2017-09-07 06:00 | 263.98 | 261.76
2017-09-07 06:30 | 263.61 | 261.31
2017-09-07 07:00 | 263.02 | 260.61
2017-09-07 07:30 | 266.46 | 264
2017-09-07 08:00 | 265.14 | 262.55
2017-09-07 08:30 | 263.48 | 260.79
2017-09-07 09:00 | 260.56 | 257.69
2017-09-07 09:30 | 257.86 | 254.97
2017-09-07 10:00 | 258.05 | 255.2
2017-09-07 10:30 | 257.89 | 255
2017-09-07 11:00 | 256.57 | 253.71
2017-09-07 11:30 | 255.28 | 252.48
2017-09-07 12:00 | 252.48 | 249.86
2017-09-07 12:30 | 250.98 | 248.38
2017-09-07 13:00 | 253.15 | 250.36
2017-09-07 13:30 | 253.73 | 250.79
2017-09-07 14:00 | 254.62 | 251.62
2017-09-07 14:30 | 254.75 | 251.73
2017-09-07 15:00 | 254.16 | 251.15
2017-09-07 15:30 | 255 | 251.82
2017-09-07 16:00 | 254.52 | 251.34
2017-09-07 16:30 | 253.12 | 250.12
2017-09-07 17:00 | 254.41 | 251.34
2017-09-07 17:30 | 259.16 | 255.83
2017-09-07 18:00 | 262.19 | 258.61
2017-09-07 18:30 | 265.12 | 261.3
2017-09-07 19:00 | 266.3 | 262.99
2017-09-07 19:30 | 266.96 | 264.2
2017-09-07 20:00 | 266.99 | 264.45
2017-09-07 20:30 | 265.82 | 263.32
2017-09-07 21:00 | 268.78 | 265.95
2017-09-07 21:30 | 268.44 | 265.92
2017-09-07 22:00 | 267.87 | 265.48
2017-09-07 22:30 | 268.26 | 266.04
2017-09-07 23:00 | 267.81 | 265.76
2017-09-07 23:30 | 268.57 | 266.57
2017-09-08 | 268.92 | 266.98
2017-09-08 00:30 | 270.01 | 267.97
2017-09-08 01:00 | 271.31 | 269.21
2017-09-08 01:30 | 272.52 | 269.74
2017-09-08 02:00 | 269.95 | 266.78
2017-09-08 02:30 | 265.45 | 262.77
2017-09-08 03:00 | 263.36 | 260.79
2017-09-08 03:30 | 259.84 | 257.11
2017-09-08 04:00 | 238.43 | 235.17
2017-09-08 04:30 | 239.35 | 235.97
2017-09-08 05:00 | 236.14 | 232.98
2017-09-08 05:30 | 238.87 | 235.37
2017-09-08 06:00 | 238.27 | 234.71
2017-09-08 06:30 | 234.82 | 231.15
2017-09-08 07:00 | 240.57 | 236.43
2017-09-08 07:30 | 240.8 | 237.23
2017-09-08 08:00 | 240.5 | 237.03
2017-09-08 08:30 | 241.26 | 237.78
2017-09-08 09:00 | 251.2 | 248.05
2017-09-08 09:30 | 259.1 | 256.48
2017-09-08 10:00 | 259.79 | 257.36
2017-09-08 10:30 | 261.34 | 258.63
2017-09-08 11:00 | 260.37 | 257.54
2017-09-08 11:30 | 260.47 | 257.55
2017-09-08 12:00 | 260.6 | 257.61
2017-09-08 12:30 | 260.74 | 257.75
2017-09-08 13:00 | 261.73 | 258.6
2017-09-08 13:30 | 261 | 257.9
2017-09-08 14:00 | 261.55 | 258.39
2017-09-08 14:30 | 258.88 | 255.92
2017-09-08 15:00 | 254.8 | 252.16
2017-09-08 15:30 | 255.43 | 252.75
2017-09-08 16:00 | 253.66 | 251.01
2017-09-08 16:30 | 253.4 | 250.79
2017-09-08 17:00 | 258.47 | 255.45
2017-09-08 17:30 | 261.95 | 258.77
2017-09-08 18:00 | 263.84 | 260.54
2017-09-08 18:30 | 263.79 | 260.41
2017-09-08 19:00 | 264.93 | 261.3
2017-09-08 19:30 | 264.28 | 260.62
2017-09-08 20:00 | 265.25 | 261.55
2017-09-08 20:30 | 267.28 | 263.5
2017-09-08 21:00 | 268.23 | 264.44
2017-09-08 21:30 | 267.97 | 264.16
2017-09-08 22:00 | 268.52 | 264.71
2017-09-08 22:30 | 269.14 | 265.34
2017-09-08 23:00 | 267.49 | 264.06
2017-09-08 23:30 | 267.7 | 264.22
2017-09-09 | 267.9 | 263.85
2017-09-09 00:30 | 264.74 | 260.52
2017-09-09 01:00 | 255.89 | 251.49
2017-09-09 01:30 | 250.82 | 245.43
2017-09-09 02:00 | 247.65 | 242.47
2017-09-09 02:30 | 248.39 | 242.83
2017-09-09 03:00 | 247.02 | 241.6
2017-09-09 03:30 | 248.24 | 244.28
2017-09-09 04:00 | 247.61 | 243.74
2017-09-09 04:30 | 247 | 243.11
2017-09-09 05:00 | 246.41 | 242.55
2017-09-09 05:30 | 247.83 | 243.8
2017-09-09 06:00 | 247.05 | 243.77
2017-09-09 06:30 | 245.46 | 242.29
2017-09-09 07:00 | 246.53 | 243.79
2017-09-09 07:30 | 246.28 | 243.48
2017-09-09 08:00 | 243.37 | 240.63
2017-09-09 08:30 | 243.97 | 241.24
2017-09-09 09:00 | 246.04 | 243.24
2017-09-09 09:30 | 247.05 | 244.18
2017-09-09 10:00 | 245.94 | 244.13
2017-09-09 10:30 | 245.3 | 243.67
2017-09-09 11:00 | 246.65 | 244.93
2017-09-09 11:30 | 249.68 | 248.1
2017-09-09 12:00 | 250.75 | 249.19
2017-09-09 12:30 | 250.9 | 248.41
2017-09-09 13:00 | 252.16 | 248.98
2017-09-09 13:30 | 252.31 | 249.1
2017-09-09 14:00 | 252.05 | 248.7
2017-09-09 14:30 | 252.71 | 249.19
2017-09-09 15:00 | 256.83 | 252.87
2017-09-09 15:30 | 258.25 | 253.99
2017-09-09 16:00 | 259.65 | 255.08
2017-09-09 16:30 | 259.14 | 254.81
2017-09-09 17:00 | 258.6 | 254.55
2017-09-09 17:30 | 258.4 | 254.55
2017-09-09 18:00 | 259.71 | 255.66
2017-09-09 18:30 | 265.8 | 261.39
2017-09-09 19:00 | 277.14 | 273.16
2017-09-09 19:30 | 275.21 | 271.49
2017-09-09 20:00 | 274.94 | 271.31
2017-09-09 20:30 | 271.3 | 267.76
2017-09-09 21:00 | 261.12 | 257.47
2017-09-09 21:30 | 261.51 | 257.91
2017-09-09 22:00 | 259.29 | 255.84
2017-09-09 22:30 | 257.24 | 254.13
2017-09-09 23:00 | 255.85 | 252.93
2017-09-09 23:30 | 256.28 | 253.38
2017-09-10 | 258.2 | 255.19
2017-09-10 00:30 | 258.85 | 255.44
2017-09-10 01:00 | 259.93 | 256.26
2017-09-10 01:30 | 264.87 | 261.24
2017-09-10 02:00 | 261.14 | 258.02
2017-09-10 02:30 | 263.14 | 259.84
2017-09-10 03:00 | 262.03 | 258.84
2017-09-10 03:30 | 254.89 | 252.5
2017-09-10 04:00 | 260.35 | 257.34
2017-09-10 04:30 | 265.26 | 261.66
2017-09-10 05:00 | 265.9 | 262.28
2017-09-10 05:30 | 266.78 | 263.14
2017-09-10 06:00 | 264.85 | 261.4
2017-09-10 06:30 | 264.54 | 261.12
2017-09-10 07:00 | 265.79 | 262.23
2017-09-10 07:30 | 268.06 | 264.26
2017-09-10 08:00 | 267.99 | 264.15
2017-09-10 08:30 | 267.72 | 263.93
2017-09-10 09:00 | 269.64 | 265.78
2017-09-10 09:30 | 269.19 | 265.8
2017-09-10 10:00 | 269.71 | 266.46
2017-09-10 10:30 | 269.63 | 266.41
2017-09-10 11:00 | 276.01 | 272.76
2017-09-10 11:30 | 275.19 | 272.09
2017-09-10 12:00 | 275.39 | 272.22
2017-09-10 12:30 | 267.71 | 264.41
2017-09-10 13:00 | 235.35 | 231.15
2017-09-10 13:30 | 233.4 | 229.33
2017-09-10 14:00 | 233.92 | 229.65
2017-09-10 14:30 | 235.2 | 230.77
2017-09-10 15:00 | 236.74 | 232.1
2017-09-10 15:30 | 236.99 | 232.19
2017-09-10 16:00 | 235.6 | 230.88
2017-09-10 16:30 | 235.39 | 230.63
2017-09-10 17:00 | 246.65 | 242.06
2017-09-10 17:30 | 273.71 | 269.8
2017-09-10 18:00 | 273.65 | 269.68
2017-09-10 18:30 | 273.6 | 269.6
2017-09-10 19:00 | 274.7 | 270.62
2017-09-10 19:30 | 275.16 | 271.28
2017-09-10 20:00 | 275.62 | 272.12
2017-09-10 20:30 | 275.49 | 272.04
2017-09-10 21:00 | 274.44 | 271.12
2017-09-10 21:30 | 273.98 | 270.72
2017-09-10 22:00 | 273.87 | 270.68
2017-09-10 22:30 | 274.44 | 271.3
2017-09-10 23:00 | 274.87 | 271.47
2017-09-10 23:30 | 275.54 | 272.16
2017-09-11 | 274.85 | 271.5
2017-09-11 00:30 | 271.32 | 268
2017-09-11 01:00 | 250.25 | 246.46
2017-09-11 01:30 | 236.45 | 232.32
2017-09-11 02:00 | 239.67 | 235.57
2017-09-11 02:30 | 243.29 | 239.24
2017-09-11 03:00 | 248.17 | 244.23
2017-09-11 03:30 | 250.88 | 246.92
2017-09-11 04:00 | 249.88 | 245.99
2017-09-11 04:30 | 250.69 | 246.88
2017-09-11 05:00 | 252.32 | 248.33
2017-09-11 05:30 | 251.25 | 247.37
2017-09-11 06:00 | 251.2 | 247.32
2017-09-11 06:30 | 250.64 | 246.71
2017-09-11 07:00 | 262.38 | 258.67
2017-09-11 07:30 | 270.48 | 266.98
2017-09-11 08:00 | 271.51 | 267.57
2017-09-11 08:30 | 270.1 | 266.19
2017-09-11 09:00 | 269.52 | 265.58
2017-09-11 09:30 | 268.85 | 265.39
2017-09-11 10:00 | 269.24 | 265.85
2017-09-11 10:30 | 268.71 | 265.01
2017-09-11 11:00 | 267.69 | 264.02
2017-09-11 11:30 | 268 | 264.42
2017-09-11 12:00 | 268.44 | 264.67
2017-09-11 12:30 | 268.59 | 264.73
2017-09-11 13:00 | 266.7 | 262.94
2017-09-11 13:30 | 266.11 | 262.39
2017-09-11 14:00 | 266.94 | 263.16
2017-09-11 14:30 | 266.77 | 262.93
2017-09-11 15:00 | 266.73 | 262.8
2017-09-11 15:30 | 265.64 | 262.39
2017-09-11 16:00 | 265.31 | 262.29
2017-09-11 16:30 | 264.98 | 261.93
2017-09-11 17:00 | 265.03 | 262.04
2017-09-11 17:30 | 266.08 | 263.19
2017-09-11 18:00 | 266.47 | 263.54
2017-09-11 18:30 | 267.81 | 264.82
2017-09-11 19:00 | 268.13 | 265.26
2017-09-11 19:30 | 267.43 | 264.65
2017-09-11 20:00 | 267.28 | 264.62
2017-09-11 20:30 | 235.68 | 232.18
2017-09-11 21:00 | 229.4 | 225.57
2017-09-11 21:30 | 227.76 | 224.04
2017-09-11 22:00 | 228.83 | 224.22
2017-09-11 22:30 | 227.91 | 223.57
2017-09-11 23:00 | 226.68 | 222.7
2017-09-11 23:30 | 224.64 | 220.86
2017-09-12 | 226.73 | 222.89
2017-09-12 00:30 | 227.95 | 223.62
2017-09-12 01:00 | 227.95 | 223.58
2017-09-12 01:30 | 227.48 | 223.1
2017-09-12 02:00 | 228.07 | 223.7
2017-09-12 02:30 | 228.72 | 224.14
2017-09-12 03:00 | 225.11 | 220.82
2017-09-12 03:30 | 225.16 | 220.88
2017-09-12 04:00 | 224.39 | 220.11
2017-09-12 04:30 | 216.49 | 213.01
2017-09-12 05:00 | 216.97 | 213.43
2017-09-12 05:30 | 216.29 | 212.82
2017-09-12 06:00 | 215.81 | 212.35
2017-09-12 06:30 | 217.58 | 213.63
2017-09-12 07:00 | 220.89 | 216.45
2017-09-12 07:30 | 221.25 | 216.4
2017-09-12 08:00 | 221.28 | 216.32
2017-09-12 08:30 | 222.03 | 217.35
2017-09-12 09:00 | 222.66 | 218.36
2017-09-12 09:30 | 221.62 | 218.72
2017-09-12 10:00 | 220 | 217.31
2017-09-12 10:30 | 227.89 | 225.13
2017-09-12 11:00 | 242.12 | 238.86
2017-09-12 11:30 | 242.75 | 239.56
2017-09-12 12:00 | 238.83 | 235.43
2017-09-12 12:30 | 232.65 | 229.17
2017-09-12 13:00 | 232.68 | 229.28
2017-09-12 13:30 | 231.68 | 228.41
2017-09-12 14:00 | 232.95 | 229.77
2017-09-12 14:30 | 256.42 | 253.94
2017-09-12 15:00 | 253.06 | 250.37
2017-09-12 15:30 | 252.65 | 250.2
2017-09-12 16:00 | 257.15 | 254.32
2017-09-12 16:30 | 260.44 | 257.51
2017-09-12 17:00 | 261.22 | 258.32
2017-09-12 17:30 | 262.25 | 259.53
2017-09-12 18:00 | 261.5 | 258.84
2017-09-12 18:30 | 262.77 | 259.99
2017-09-12 19:00 | 266.77 | 264.17
2017-09-12 19:30 | 267.28 | 264.85
2017-09-12 20:00 | 266.62 | 264.25
2017-09-12 20:30 | 264.05 | 261.93
2017-09-12 21:00 | 264.19 | 262.14
2017-09-12 21:30 | 265.82 | 263.66
2017-09-12 22:00 | 266.94 | 264.78
2017-09-12 22:30 | 268.32 | 266.12
2017-09-12 23:00 | 269.42 | 267.2
2017-09-12 23:30 | 269.74 | 267.59
2017-09-13 | 271.34 | 269.14
2017-09-13 00:30 | 272.13 | 269.47
2017-09-13 01:00 | 271.83 | 269.11
2017-09-13 01:30 | 271.92 | 269.28
2017-09-13 02:00 | 272.87 | 269.58
2017-09-13 02:30 | 274.8 | 270.99
2017-09-13 03:00 | 274.96 | 271.25
2017-09-13 03:30 | 275.93 | 272.23
2017-09-13 04:00 | 277.19 | 273.49
2017-09-13 04:30 | 278.1 | 274.19
2017-09-13 05:00 | 273.81 | 270.35
2017-09-13 05:30 | 271.86 | 268.51
2017-09-13 06:00 | 271.39 | 268.02
2017-09-13 06:30 | 271.41 | 267.71
2017-09-13 07:00 | 270.16 | 266.43
2017-09-13 07:30 | 167.07 | 164.41
2017-09-13 08:00 | 96.82 | 94.7
2017-09-13 08:30 | 95.1 | 93.04
2017-09-13 09:00 | 92.83 | 90.87
2017-09-13 09:30 | 87.28 | 85.49
2017-09-13 10:00 | 84.14 | 82.35
2017-09-13 10:30 | 79.97 | 78.66
2017-09-13 11:00 | 78.84 | 77.57
2017-09-13 11:30 | 80.25 | 78.84
2017-09-13 12:00 | 85.39 | 83.66
2017-09-13 12:30 | 87.28 | 85.86
2017-09-13 13:00 | 95.96 | 95.3
2017-09-13 13:30 | 118.49 | 117.8
2017-09-13 14:00 | 120.57 | 119.89
2017-09-13 14:30 | 120.09 | 119.51
2017-09-13 15:00 | 118.96 | 118.51
2017-09-13 15:30 | 117.95 | 117.54
2017-09-13 16:00 | 117.32 | 116.96
2017-09-13 16:30 | 116.33 | 116.01
2017-09-13 17:00 | 125.97 | 125.64
2017-09-13 17:30 | 150.48 | 150.11
2017-09-13 18:00 | 174.84 | 174.49
2017-09-13 18:30 | 176.36 | 176
2017-09-13 19:00 | 176.22 | 175.86
2017-09-13 19:30 | 176.3 | 175.93
2017-09-13 20:00 | 176.58 | 176.18
2017-09-13 20:30 | 193.65 | 193.16
2017-09-13 21:00 | 190.64 | 190.1
2017-09-13 21:30 | 200.32 | 199.75
2017-09-13 22:00 | 155.91 | 155.34
2017-09-13 22:30 | 74.62 | 74.07
2017-09-13 23:00 | 72.12 | 71.68
2017-09-13 23:30 | 72.12 | 71.72
2017-09-14 | 71.72 | 71.3
2017-09-14 00:30 | 71.18 | 70.76
2017-09-14 01:00 | 73.76 | 72.99
2017-09-14 01:30 | 83.33 | 81.16
2017-09-14 02:00 | 90.12 | 88.12
2017-09-14 02:30 | 113.66 | 112.31
2017-09-14 03:00 | 150.16 | 149.14
2017-09-14 03:30 | 166.58 | 165.63
2017-09-14 04:00 | 191.67 | 190.79
2017-09-14 04:30 | 233.04 | 232.51
2017-09-14 05:00 | 240.9 | 240.38
2017-09-14 05:30 | 242.84 | 242.22
2017-09-14 06:00 | 243.58 | 242.93
2017-09-14 06:30 | 244.82 | 244.02
2017-09-14 07:00 | 247.06 | 246.53
2017-09-14 07:30 | 250.23 | 249.71
2017-09-14 08:00 | 252.74 | 252.03
2017-09-14 08:30 | 255.68 | 254.64
2017-09-14 09:00 | 255.66 | 254.17
2017-09-14 09:30 | 255.44 | 253.9
2017-09-14 10:00 | 253.84 | 252.29
2017-09-14 10:30 | 253.27 | 251.66
2017-09-14 11:00 | 245.78 | 244.3
2017-09-14 11:30 | 250.37 | 248.85
2017-09-14 12:00 | 253.22 | 251.82
2017-09-14 12:30 | 253.79 | 252.34
2017-09-14 13:00 | 254.86 | 253.26
2017-09-14 13:30 | 250.64 | 249.34
2017-09-14 14:00 | 221.42 | 219.8
2017-09-14 14:30 | 209.94 | 208.2
2017-09-14 15:00 | 209.93 | 208.24
2017-09-14 15:30 | 211.43 | 209.58
2017-09-14 16:00 | 212.3 | 210.35
2017-09-14 16:30 | 213.01 | 210.99
2017-09-14 17:00 | 213.49 | 211.56
2017-09-14 17:30 | 214.13 | 212.22
2017-09-14 18:00 | 211.5 | 209.7
2017-09-14 18:30 | 215.24 | 213.19
2017-09-14 19:00 | 215.99 | 213.88
2017-09-14 19:30 | 216.1 | 214.04
2017-09-14 20:00 | 216.93 | 214.88
2017-09-14 20:30 | 217.82 | 215.53
2017-09-14 21:00 | 220.52 | 218.04
2017-09-14 21:30 | 224.48 | 221.13
2017-09-14 22:00 | 226 | 221.74
2017-09-14 22:30 | 227.04 | 222.73
2017-09-14 23:00 | 226.88 | 222.72
2017-09-14 23:30 | 225.47 | 221.54
2017-09-15 | 225.63 | 221.75
2017-09-15 00:30 | 226.23 | 222.14
2017-09-15 01:00 | 227.5 | 223.08
2017-09-15 01:30 | 228.83 | 224.2
2017-09-15 02:00 | 229.08 | 224.51
2017-09-15 02:30 | 229.4 | 224.95
2017-09-15 03:00 | 229.6 | 225.06
2017-09-15 03:30 | 229.59 | 225.04
2017-09-15 04:00 | 230.95 | 226.1
2017-09-15 04:30 | 231.47 | 226.3
2017-09-15 05:00 | 232.84 | 227.36
2017-09-15 05:30 | 232.88 | 227.48
2017-09-15 06:00 | 232.95 | 227.43
2017-09-15 06:30 | 233.32 | 227.65
2017-09-15 07:00 | 233.7 | 227.83
2017-09-15 07:30 | 233.53 | 227.52
2017-09-15 08:00 | 234.43 | 228.01
2017-09-15 08:30 | 235.12 | 228.31
2017-09-15 09:00 | 234.23 | 227.68
2017-09-15 09:30 | 232.59 | 226.45
2017-09-15 10:00 | 226.23 | 221.66
2017-09-15 10:30 | 227.19 | 223.11
2017-09-15 11:00 | 227.52 | 223.63
2017-09-15 11:30 | 228.2 | 224.16
2017-09-15 12:00 | 228.6 | 224.52
2017-09-15 12:30 | 229.25 | 225.26
2017-09-15 13:00 | 229.07 | 225.14
2017-09-15 13:30 | 229.78 | 225.72
2017-09-15 14:00 | 229.69 | 225.7
2017-09-15 14:30 | 229.88 | 225.76
2017-09-15 15:00 | 230.51 | 226.17
2017-09-15 15:30 | 232.56 | 228.05
2017-09-15 16:00 | 231.31 | 226.79
2017-09-15 16:30 | 232.25 | 227.54
2017-09-15 17:00 | 232.41 | 227.57
2017-09-15 17:30 | 232.36 | 227.6
2017-09-15 18:00 | 233.11 | 228.24
2017-09-15 18:30 | 234.05 | 228.97
2017-09-15 19:00 | 234.7 | 229.44
2017-09-15 19:30 | 233.52 | 228.61
2017-09-15 20:00 | 233.53 | 228.69
2017-09-15 20:30 | 233.9 | 229.07
2017-09-15 21:00 | 234.92 | 230.03
2017-09-15 21:30 | 234.61 | 229.91
2017-09-15 22:00 | 234.93 | 230.3
2017-09-15 22:30 | 235.17 | 230.52
2017-09-15 23:00 | 235.46 | 230.96
2017-09-15 23:30 | 236.11 | 231.69
2017-09-16 | 238.59 | 233.26
2017-09-16 00:30 | 239.73 | 233.87
2017-09-16 01:00 | 240.15 | 234.34
2017-09-16 01:30 | 238.06 | 232.54
2017-09-16 02:00 | 239.76 | 233.66
2017-09-16 02:30 | 241.84 | 235.03
2017-09-16 03:00 | 242.8 | 235.8
2017-09-16 03:30 | 243.75 | 236.69
2017-09-16 04:00 | 243.37 | 236.39
2017-09-16 04:30 | 242.84 | 235.79
2017-09-16 05:00 | 234.04 | 227.78
2017-09-16 05:30 | 227.54 | 221.94
2017-09-16 06:00 | 223.42 | 218.24
2017-09-16 06:30 | 223.28 | 218.07
2017-09-16 07:00 | 262.37 | 258.34
2017-09-16 07:30 | 271.88 | 267.94
2017-09-16 08:00 | 271.12 | 267.04
2017-09-16 08:30 | 269.35 | 265.1
2017-09-16 09:00 | 262.35 | 257.7
2017-09-16 09:30 | 247.89 | 243.19
2017-09-16 10:00 | 248.44 | 243.7
2017-09-16 10:30 | 251.03 | 246.09
2017-09-16 11:00 | 246.07 | 240.81
2017-09-16 11:30 | 233.98 | 228.41
2017-09-16 12:00 | 233.59 | 227.79
2017-09-16 12:30 | 234.38 | 228.28
2017-09-16 13:00 | 235.64 | 229.31
2017-09-16 13:30 | 237.17 | 231
2017-09-16 14:00 | 236.44 | 229.97
2017-09-16 14:30 | 239.17 | 232.47
2017-09-16 15:00 | 242.78 | 235.37
2017-09-16 15:30 | 242.98 | 236.11
2017-09-16 16:00 | 243.36 | 236.57
2017-09-16 16:30 | 241.28 | 234.61
2017-09-16 17:00 | 242.43 | 237.03
2017-09-16 17:30 | 242.81 | 237.99
2017-09-16 18:00 | 240.08 | 235.25
2017-09-16 18:30 | 238.11 | 233.59
2017-09-16 19:00 | 239.07 | 234.44
2017-09-16 19:30 | 239.35 | 234.78
2017-09-16 20:00 | 240.36 | 235.73
2017-09-16 20:30 | 239.45 | 234.92
2017-09-16 21:00 | 239.95 | 235.39
2017-09-16 21:30 | 243 | 238
2017-09-16 22:00 | 242.81 | 237.97
2017-09-16 22:30 | 246.23 | 241.2
2017-09-16 23:00 | 245.43 | 240.59
2017-09-16 23:30 | 245.27 | 240.5
2017-09-17 | 245.81 | 240.87
2017-09-17 00:30 | 249.06 | 243.48
2017-09-17 01:00 | 286.33 | 282.15
2017-09-17 01:30 | 288.75 | 283.96
2017-09-17 02:00 | 287.98 | 283.19
2017-09-17 02:30 | 288.92 | 284.05
2017-09-17 03:00 | 283.16 | 278.96
2017-09-17 03:30 | 283.22 | 279.48
2017-09-17 04:00 | 283.97 | 280.14
2017-09-17 04:30 | 288.08 | 283.63
2017-09-17 05:00 | 289.66 | 284.99
2017-09-17 05:30 | 288.05 | 283.67
2017-09-17 06:00 | 289.57 | 285.12
2017-09-17 06:30 | 291.94 | 287.39
2017-09-17 07:00 | 292.08 | 288.12
2017-09-17 07:30 | 291.71 | 287.81
2017-09-17 08:00 | 290.05 | 286.6
2017-09-17 08:30 | 284.11 | 280.61
2017-09-17 09:00 | 269.63 | 265.76
2017-09-17 09:30 | 259.53 | 255.16
2017-09-17 10:00 | 258.38 | 254.4
2017-09-17 10:30 | 258.03 | 254.01
2017-09-17 11:00 | 258.43 | 254.33
2017-09-17 11:30 | 258 | 254
2017-09-17 12:00 | 258.22 | 254.22
2017-09-17 12:30 | 258.01 | 254.42
2017-09-17 13:00 | 258.45 | 254.61
2017-09-17 13:30 | 259.12 | 254.76
2017-09-17 14:00 | 259.73 | 255.44
2017-09-17 14:30 | 260.29 | 256.08
2017-09-17 15:00 | 259.7 | 255.58
2017-09-17 15:30 | 258.87 | 254.75
2017-09-17 16:00 | 260.05 | 255.76
2017-09-17 16:30 | 259.58 | 255.38
2017-09-17 17:00 | 260.24 | 256.09
2017-09-17 17:30 | 260.66 | 256.38
2017-09-17 18:00 | 260.74 | 256.23
2017-09-17 18:30 | 259.89 | 255.47
2017-09-17 19:00 | 288.19 | 284.73
2017-09-17 19:30 | 292.98 | 289.74
2017-09-17 20:00 | 291.22 | 288.23
2017-09-17 20:30 | 290.23 | 287.24
2017-09-17 21:00 | 291.3 | 288.33
2017-09-17 21:30 | 292.43 | 289.33
2017-09-17 22:00 | 293.31 | 290.09
2017-09-17 22:30 | 293.06 | 290.1
2017-09-17 23:00 | 292.02 | 289.29
2017-09-17 23:30 | 291.29 | 288.64
2017-09-18 | 289.78 | 286.78
2017-09-18 00:30 | 289.27 | 286.21
2017-09-18 01:00 | 291.22 | 288.01
2017-09-18 01:30 | 293.37 | 290.07
2017-09-18 02:00 | 293.17 | 289.98
2017-09-18 02:30 | 291.57 | 288.51
2017-09-18 03:00 | 291.09 | 288.07
2017-09-18 03:30 | 291.91 | 288.81
2017-09-18 04:00 | 293.63 | 290.43
2017-09-18 04:30 | 293.91 | 290.55
2017-09-18 05:00 | 293.8 | 290.37
2017-09-18 05:30 | 294.25 | 290.75
2017-09-18 06:00 | 295.51 | 291.95
2017-09-18 06:30 | 294.21 | 290.7
2017-09-18 07:00 | 294.18 | 290.57
2017-09-18 07:30 | 286.4 | 283.44
2017-09-18 08:00 | 282.68 | 279.77
2017-09-18 08:30 | 260.5 | 257.02
2017-09-18 09:00 | 249.12 | 245.52
2017-09-18 09:30 | 247.92 | 244.91
2017-09-18 10:00 | 248.24 | 245.25
2017-09-18 10:30 | 247.97 | 245.38
2017-09-18 11:00 | 246.84 | 244.72
2017-09-18 11:30 | 242.85 | 240.9
2017-09-18 12:00 | 243.18 | 241.28
2017-09-18 12:30 | 243.63 | 241.54
2017-09-18 13:00 | 244.79 | 241.73
2017-09-18 13:30 | 245.98 | 242.81
2017-09-18 14:00 | 246.74 | 243.27
2017-09-18 14:30 | 247.2 | 243.6
2017-09-18 15:00 | 241.88 | 237.89
2017-09-18 15:30 | 236.28 | 232.24
2017-09-18 16:00 | 236.36 | 232.14
2017-09-18 16:30 | 245.95 | 240.4
2017-09-18 17:00 | 249.3 | 242.99
2017-09-18 17:30 | 248.45 | 242.57
2017-09-18 18:00 | 249.1 | 243.34
2017-09-18 18:30 | 249.58 | 243.74
2017-09-18 19:00 | 249.2 | 243.53
2017-09-18 19:30 | 246.99 | 241.65
2017-09-18 20:00 | 242.5 | 237.74
2017-09-18 20:30 | 241.73 | 236.99
2017-09-18 21:00 | 240.69 | 236.1
2017-09-18 21:30 | 240.7 | 236.23
2017-09-18 22:00 | 241.38 | 236.9
2017-09-18 22:30 | 241.45 | 236.55
2017-09-18 23:00 | 241.26 | 236.22
2017-09-18 23:30 | 241.57 | 236.66
2017-09-19 | 241.48 | 236.47
2017-09-19 00:30 | 241.65 | 235.97
2017-09-19 01:00 | 241.32 | 235.31
2017-09-19 01:30 | 239.76 | 233.93
2017-09-19 02:00 | 238.12 | 232.58
2017-09-19 02:30 | 238.31 | 232.94
2017-09-19 03:00 | 237.79 | 232.51
2017-09-19 03:30 | 237.36 | 232.07
2017-09-19 04:00 | 237.49 | 232.16
2017-09-19 04:30 | 238.16 | 232.59
2017-09-19 05:00 | 242.97 | 236.67
2017-09-19 05:30 | 243.94 | 237.46
2017-09-19 06:00 | 242.87 | 236.67
2017-09-19 06:30 | 242.88 | 236.43
2017-09-19 07:00 | 243.17 | 236.57
2017-09-19 07:30 | 242.52 | 236.32
2017-09-19 08:00 | 242.29 | 236.28
2017-09-19 08:30 | 242.55 | 236.43
2017-09-19 09:00 | 242.85 | 236.66
2017-09-19 09:30 | 243.27 | 237.16
2017-09-19 10:00 | 242.45 | 236.38
2017-09-19 10:30 | 242.25 | 236.39
2017-09-19 11:00 | 241.73 | 236.05
2017-09-19 11:30 | 241.71 | 236.16
2017-09-19 12:00 | 241.28 | 235.6
2017-09-19 12:30 | 241.02 | 235.26
2017-09-19 13:00 | 240.54 | 235
2017-09-19 13:30 | 241.34 | 235.73
2017-09-19 14:00 | 241.83 | 236.09
2017-09-19 14:30 | 241.6 | 235.86
2017-09-19 15:00 | 241.27 | 235.51
2017-09-19 15:30 | 240.8 | 235
2017-09-19 16:00 | 241.88 | 235.99
2017-09-19 16:30 | 242.39 | 236.45
2017-09-19 17:00 | 241.96 | 236.13
2017-09-19 17:30 | 241.99 | 236.11
2017-09-19 18:00 | 242.55 | 236.72
2017-09-19 18:30 | 243.43 | 237.51
2017-09-19 19:00 | 248.93 | 243.14
2017-09-19 19:30 | 254.18 | 248.7
2017-09-19 20:00 | 254.41 | 248.89
2017-09-19 20:30 | 253.76 | 248.44
2017-09-19 21:00 | 248.99 | 242.95
2017-09-19 21:30 | 249.74 | 243.38
2017-09-19 22:00 | 249.88 | 243.66
2017-09-19 22:30 | 250.71 | 243.45
2017-09-19 23:00 | 252.95 | 245.59
2017-09-19 23:30 | 254.73 | 247.22
2017-09-20 | 254.16 | 246.79
2017-09-20 00:30 | 254.61 | 247.21
2017-09-20 01:00 | 254.2 | 246.81
2017-09-20 01:30 | 255.04 | 247.55
2017-09-20 02:00 | 255.85 | 248.26
2017-09-20 02:30 | 254.63 | 247.17
2017-09-20 03:00 | 254.54 | 247.24
2017-09-20 03:30 | 252.11 | 244.69
2017-09-20 04:00 | 252.75 | 245.08
2017-09-20 04:30 | 255.87 | 247.59
2017-09-20 05:00 | 259.08 | 250.25
2017-09-20 05:30 | 256.46 | 247.69
2017-09-20 06:00 | 257.63 | 248.66
2017-09-20 06:30 | 257.06 | 247.97
2017-09-20 07:00 | 256.81 | 249.1
2017-09-20 07:30 | 256.66 | 249.88
2017-09-20 08:00 | 257.08 | 250.81
2017-09-20 08:30 | 256.82 | 250.47
2017-09-20 09:00 | 256.29 | 249.96
2017-09-20 09:30 | 253.06 | 247.19
2017-09-20 10:00 | 253.44 | 247.41
2017-09-20 10:30 | 244.97 | 240.12
2017-09-20 11:00 | 240.34 | 235.75
2017-09-20 11:30 | 237.67 | 233.22
2017-09-20 12:00 | 237.17 | 232.76
2017-09-20 12:30 | 242.75 | 237.6
2017-09-20 13:00 | 242.32 | 237.47
2017-09-20 13:30 | 242.14 | 237.29
2017-09-20 14:00 | 241.84 | 236.95
2017-09-20 14:30 | 242 | 236.99
2017-09-20 15:00 | 241.46 | 236.38
2017-09-20 15:30 | 241.77 | 236.61
2017-09-20 16:00 | 242.6 | 237.38
2017-09-20 16:30 | 244.1 | 238.63
2017-09-20 17:00 | 242.83 | 237.53
2017-09-20 17:30 | 261.09 | 256.44
2017-09-20 18:00 | 277.96 | 273.67
2017-09-20 18:30 | 276.95 | 272.5
2017-09-20 19:00 | 267.06 | 262.54
2017-09-20 19:30 | 269.88 | 265.43
2017-09-20 20:00 | 269.27 | 264.98
2017-09-20 20:30 | 266.75 | 262.58
2017-09-20 21:00 | 260.51 | 256.99
2017-09-20 21:30 | 269.47 | 265.04
2017-09-20 22:00 | 274.12 | 269.27
2017-09-20 22:30 | 273.91 | 269.33
2017-09-20 23:00 | 273.86 | 269.45
2017-09-20 23:30 | 273.8 | 269.4
2017-09-21 | 275.02 | 270.36
2017-09-21 00:30 | 274.61 | 269.61
2017-09-21 01:00 | 275 | 270.17
2017-09-21 01:30 | 273.75 | 269.06
2017-09-21 02:00 | 269.5 | 265.38
2017-09-21 02:30 | 271.23 | 266.92
2017-09-21 03:00 | 271.78 | 267.32
2017-09-21 03:30 | 271.9 | 267.4
2017-09-21 04:00 | 272.07 | 267.54
2017-09-21 04:30 | 271.25 | 266.64
2017-09-21 05:00 | 270.13 | 265.51
2017-09-21 05:30 | 270.41 | 265.55
2017-09-21 06:00 | 270.66 | 265.93
2017-09-21 06:30 | 269.76 | 265.04
2017-09-21 07:00 | 269.56 | 265.05
2017-09-21 07:30 | 269.39 | 265.37
2017-09-21 08:00 | 266.46 | 263.15
2017-09-21 08:30 | 265.53 | 262.23
2017-09-21 09:00 | 265.45 | 262.2
2017-09-21 09:30 | 265.25 | 262.09
2017-09-21 10:00 | 265.52 | 262.37
2017-09-21 10:30 | 266.09 | 262.93
2017-09-21 11:00 | 269.78 | 266.2
2017-09-21 11:30 | 269.39 | 265.84
2017-09-21 12:00 | 269.44 | 265.89
2017-09-21 12:30 | 269.51 | 265.93
2017-09-21 13:00 | 269.38 | 265.84
2017-09-21 13:30 | 269.83 | 266.32
2017-09-21 14:00 | 272.85 | 269.39
2017-09-21 14:30 | 273.88 | 270.28
2017-09-21 15:00 | 281.14 | 277.63
2017-09-21 15:30 | 281.09 | 277.62
2017-09-21 16:00 | 281.09 | 277.71
2017-09-21 16:30 | 280.92 | 277.62
2017-09-21 17:00 | 282.11 | 278.69
2017-09-21 17:30 | 286.36 | 282.81
2017-09-21 18:00 | 290.47 | 286.65
2017-09-21 18:30 | 289.37 | 285.41
2017-09-21 19:00 | 285.9 | 281.81
2017-09-21 19:30 | 285.65 | 281.73
2017-09-21 20:00 | 286.9 | 283.01
2017-09-21 20:30 | 284.84 | 280.85
2017-09-21 21:00 | 281.81 | 277.71
2017-09-21 21:30 | 281.24 | 277.23
2017-09-21 22:00 | 281.1 | 277.09
2017-09-21 22:30 | 281.36 | 277.27
2017-09-21 23:00 | 281.97 | 277.43
2017-09-21 23:30 | 282.72 | 278.13
2017-09-22 | 283.15 | 278.6
2017-09-22 00:30 | 284.5 | 279.89
2017-09-22 01:00 | 284.22 | 279.74
2017-09-22 01:30 | 279.98 | 276.07
2017-09-22 02:00 | 284.27 | 279.94
2017-09-22 02:30 | 284.97 | 280.58
2017-09-22 03:00 | 284.8 | 280.42
2017-09-22 03:30 | 283.05 | 278.84
2017-09-22 04:00 | 281.54 | 277.51
2017-09-22 04:30 | 275.4 | 271.88
2017-09-22 05:00 | 274.84 | 271.37
2017-09-22 05:30 | 275.09 | 271.58
2017-09-22 06:00 | 273.84 | 270.46
2017-09-22 06:30 | 267.78 | 264.68
2017-09-22 07:00 | 265.44 | 262.5
2017-09-22 07:30 | 262.92 | 260.1
2017-09-22 08:00 | 261.09 | 258.18
2017-09-22 08:30 | 261.68 | 259.09
2017-09-22 09:00 | 262.84 | 260.37
2017-09-22 09:30 | 263.89 | 262.26
2017-09-22 10:00 | 265.58 | 263.89
2017-09-22 10:30 | 265.29 | 263.47
2017-09-22 11:00 | 264.06 | 262.1
2017-09-22 11:30 | 263.09 | 261.34
2017-09-22 12:00 | 262.17 | 260.46
2017-09-22 12:30 | 262.05 | 260.33
2017-09-22 13:00 | 262.94 | 261.17
2017-09-22 13:30 | 264.38 | 262.37
2017-09-22 14:00 | 261.83 | 259.99
2017-09-22 14:30 | 265.58 | 263.35
2017-09-22 15:00 | 272.48 | 269.42
2017-09-22 15:30 | 276.93 | 273.48
2017-09-22 16:00 | 277.36 | 273.95
2017-09-22 16:30 | 278.25 | 274.86
2017-09-22 17:00 | 280.46 | 276.97
2017-09-22 17:30 | 282.04 | 278.64
2017-09-22 18:00 | 283.44 | 279.88
2017-09-22 18:30 | 283.61 | 280.05
2017-09-22 19:00 | 284.6 | 281.09
2017-09-22 19:30 | 285.18 | 281.86
2017-09-22 20:00 | 286.36 | 283
2017-09-22 20:30 | 285.71 | 282.34
2017-09-22 21:00 | 286.82 | 283.34
2017-09-22 21:30 | 287.8 | 284.24
2017-09-22 22:00 | 284.2 | 281.09
2017-09-22 22:30 | 284.36 | 281.38
2017-09-22 23:00 | 284.27 | 281.22
2017-09-22 23:30 | 283.41 | 280.46
2017-09-23 | 280.88 | 277.83
2017-09-23 00:30 | 274.06 | 271.41
2017-09-23 01:00 | 272.91 | 270.31
2017-09-23 01:30 | 278.27 | 275.23
2017-09-23 02:00 | 281.19 | 278.17
2017-09-23 02:30 | 284.35 | 281.01
2017-09-23 03:00 | 284.06 | 280.65
2017-09-23 03:30 | 284.99 | 281.47
2017-09-23 04:00 | 287.05 | 283.34
2017-09-23 04:30 | 287.81 | 284.06
2017-09-23 05:00 | 288.22 | 284.41
2017-09-23 05:30 | 287.07 | 283.23
2017-09-23 06:00 | 286.06 | 282.28
2017-09-23 06:30 | 283.82 | 280.52
2017-09-23 07:00 | 283.76 | 280.58
2017-09-23 07:30 | 285.56 | 282.13
2017-09-23 08:00 | 282.09 | 278.38
2017-09-23 08:30 | 279.38 | 275.59
2017-09-23 09:00 | 258.08 | 253.56
2017-09-23 09:30 | 244.13 | 239.98
2017-09-23 10:00 | 246.25 | 241.94
2017-09-23 10:30 | 246.48 | 242.01
2017-09-23 11:00 | 243.74 | 239.56
2017-09-23 11:30 | 245.82 | 241.41
2017-09-23 12:00 | 246.89 | 242.27
2017-09-23 12:30 | 247.28 | 242.45
2017-09-23 13:00 | 247.56 | 242.87
2017-09-23 13:30 | 245.67 | 241.36
2017-09-23 14:00 | 245.62 | 241.21
2017-09-23 14:30 | 246.98 | 242.43
2017-09-23 15:00 | 246.15 | 241.31
2017-09-23 15:30 | 246.64 | 241.43
2017-09-23 16:00 | 245.28 | 240.09
2017-09-23 16:30 | 241.1 | 236.52
2017-09-23 17:00 | 249.48 | 245.46
2017-09-23 17:30 | 246.38 | 242.86
2017-09-23 18:00 | 244.8 | 241.61
2017-09-23 18:30 | 245.69 | 242.34
2017-09-23 19:00 | 247.68 | 244.12
2017-09-23 19:30 | 247.92 | 244.47
2017-09-23 20:00 | 248.92 | 245.38
2017-09-23 20:30 | 248.64 | 245.2
2017-09-23 21:00 | 247.9 | 244.56
2017-09-23 21:30 | 247.75 | 244.4
2017-09-23 22:00 | 248.66 | 245.2
2017-09-23 22:30 | 249.28 | 245.86
2017-09-23 23:00 | 250.64 | 247.22
2017-09-23 23:30 | 247.02 | 243.9
2017-09-24 | 247.69 | 243.97
2017-09-24 00:30 | 248.03 | 244.39
2017-09-24 01:00 | 247.17 | 243.7
2017-09-24 01:30 | 246.62 | 243.29
2017-09-24 02:00 | 248.41 | 244.93
2017-09-24 02:30 | 249.08 | 245.6
2017-09-24 03:00 | 249.49 | 245.83
2017-09-24 03:30 | 249.82 | 246.2
2017-09-24 04:00 | 249.75 | 246.21
2017-09-24 04:30 | 250.2 | 246.48
2017-09-24 05:00 | 249.73 | 245.96
2017-09-24 05:30 | 249.12 | 245.34
2017-09-24 06:00 | 248.68 | 244.95
2017-09-24 06:30 | 247.8 | 244.22
2017-09-24 07:00 | 247.5 | 243.83
2017-09-24 07:30 | 247.88 | 244.02
2017-09-24 08:00 | 245.17 | 241.36
2017-09-24 08:30 | 244.37 | 240.61
2017-09-24 09:00 | 244.09 | 240.41
2017-09-24 09:30 | 243.88 | 240.84
2017-09-24 10:00 | 244.64 | 241.76
2017-09-24 10:30 | 244.46 | 241.72
2017-09-24 11:00 | 244.02 | 241.43
2017-09-24 11:30 | 244.15 | 241.55
2017-09-24 12:00 | 245.23 | 242.4
2017-09-24 12:30 | 245.88 | 242.88
2017-09-24 13:00 | 245.99 | 243.02
2017-09-24 13:30 | 246.07 | 243.12
2017-09-24 14:00 | 246.48 | 243.47
2017-09-24 14:30 | 244.11 | 241.23
2017-09-24 15:00 | 243.83 | 240.89
2017-09-24 15:30 | 239.53 | 236.99
2017-09-24 16:00 | 237.97 | 235.55
2017-09-24 16:30 | 241.78 | 238.99
2017-09-24 17:00 | 243.4 | 240.44
2017-09-24 17:30 | 243.05 | 240.23
2017-09-24 18:00 | 242.64 | 239.88
2017-09-24 18:30 | 243.51 | 240.49
2017-09-24 19:00 | 243.06 | 240.15
2017-09-24 19:30 | 242.62 | 239.92
2017-09-24 20:00 | 241.86 | 239.22
2017-09-24 20:30 | 244.93 | 241.84
2017-09-24 21:00 | 237.16 | 233.88
2017-09-24 21:30 | 237.04 | 233.86
2017-09-24 22:00 | 237 | 233.87
2017-09-24 22:30 | 237.63 | 234.59
2017-09-24 23:00 | 239.2 | 235.43
2017-09-24 23:30 | 239.14 | 235.37
2017-09-25 | 239.07 | 235.33
2017-09-25 00:30 | 235.81 | 232.46
2017-09-25 01:00 | 233.91 | 230.84
2017-09-25 01:30 | 233.68 | 230.69
2017-09-25 02:00 | 234.66 | 231.34
2017-09-25 02:30 | 235.69 | 232.01
2017-09-25 03:00 | 234.71 | 231.08
2017-09-25 03:30 | 234.37 | 230.7
2017-09-25 04:00 | 235.15 | 231.38
2017-09-25 04:30 | 235.11 | 231.19
2017-09-25 05:00 | 234.28 | 230.33
2017-09-25 05:30 | 232.98 | 228.93
2017-09-25 06:00 | 233.27 | 229.19
2017-09-25 06:30 | 233.01 | 228.92
2017-09-25 07:00 | 233.43 | 229.19
2017-09-25 07:30 | 232.78 | 228.75
2017-09-25 08:00 | 233.07 | 229.19
2017-09-25 08:30 | 231.71 | 228.09
2017-09-25 09:00 | 232.56 | 229.14
2017-09-25 09:30 | 236.27 | 232.89
2017-09-25 10:00 | 236.91 | 233.47
2017-09-25 10:30 | 237.02 | 233.56
2017-09-25 11:00 | 236.55 | 233.04
2017-09-25 11:30 | 235.72 | 232.19
2017-09-25 12:00 | 237.29 | 233.56
2017-09-25 12:30 | 239.38 | 235.46
2017-09-25 13:00 | 241.74 | 237.61
2017-09-25 13:30 | 242.19 | 237.99
2017-09-25 14:00 | 241.91 | 237.71
2017-09-25 14:30 | 241.58 | 237.35
2017-09-25 15:00 | 239.28 | 235.12
2017-09-25 15:30 | 239.07 | 234.97
2017-09-25 16:00 | 240.53 | 236.2
2017-09-25 16:30 | 243.83 | 239.12
2017-09-25 17:00 | 245.31 | 240.46
2017-09-25 17:30 | 246.48 | 241.78
2017-09-25 18:00 | 246.11 | 241.74
2017-09-25 18:30 | 238.5 | 234.11
2017-09-25 19:00 | 238.13 | 233.86
2017-09-25 19:30 | 238.17 | 233.99
2017-09-25 20:00 | 237.19 | 233.19
2017-09-25 20:30 | 237.28 | 233.32
2017-09-25 21:00 | 237.26 | 233.32
2017-09-25 21:30 | 236.87 | 233.09
2017-09-25 22:00 | 236.44 | 232.79
2017-09-25 22:30 | 235.74 | 232.25
2017-09-25 23:00 | 235.9 | 232.59
2017-09-25 23:30 | 237.85 | 234.21
2017-09-26 | 237.49 | 233.94
2017-09-26 00:30 | 239.57 | 235.72
2017-09-26 01:00 | 240.04 | 235.94
2017-09-26 01:30 | 240.67 | 235.7
2017-09-26 02:00 | 240.8 | 236.04
2017-09-26 02:30 | 241.01 | 236.36
2017-09-26 03:00 | 241.28 | 236.65
2017-09-26 03:30 | 242.26 | 237.5
2017-09-26 04:00 | 242.49 | 237.66
2017-09-26 04:30 | 242.53 | 237.48
2017-09-26 05:00 | 241.54 | 236.6
2017-09-26 05:30 | 237.93 | 233.53
2017-09-26 06:00 | 237.37 | 233.01
2017-09-26 06:30 | 236.39 | 232.14
2017-09-26 07:00 | 236.1 | 231.89
2017-09-26 07:30 | 237.3 | 232.69
2017-09-26 08:00 | 238.21 | 233.55
2017-09-26 08:30 | 238.17 | 233.72
2017-09-26 09:00 | 235.92 | 232.12
2017-09-26 09:30 | 234.02 | 231.04
2017-09-26 10:00 | 235.37 | 232.2
2017-09-26 10:30 | 235.7 | 232.46
2017-09-26 11:00 | 234.41 | 231.45
2017-09-26 11:30 | 234.51 | 231.69
2017-09-26 12:00 | 240.09 | 236.7
2017-09-26 12:30 | 241.47 | 238.16
2017-09-26 13:00 | 241.69 | 238.41
2017-09-26 13:30 | 241.99 | 238.65
2017-09-26 14:00 | 243.37 | 239.6
2017-09-26 14:30 | 243.71 | 239.97
2017-09-26 15:00 | 244.05 | 240.31
2017-09-26 15:30 | 246.32 | 242.31
2017-09-26 16:00 | 247.07 | 242.92
2017-09-26 16:30 | 251.65 | 246.96
2017-09-26 17:00 | 251.61 | 247.09
2017-09-26 17:30 | 248.53 | 244.56
2017-09-26 18:00 | 248.44 | 244.68
2017-09-26 18:30 | 239.78 | 236.64
2017-09-26 19:00 | 236.19 | 233.38
2017-09-26 19:30 | 239.09 | 236.07
2017-09-26 20:00 | 239.05 | 236.04
2017-09-26 20:30 | 241.02 | 237.83
2017-09-26 21:00 | 237.93 | 235.01
2017-09-26 21:30 | 236.6 | 233.74
2017-09-26 22:00 | 236.89 | 233.82
2017-09-26 22:30 | 238.21 | 234.41
2017-09-26 23:00 | 238.27 | 234.36
2017-09-26 23:30 | 237.28 | 233.58
2017-09-27 | 236.62 | 233.06
2017-09-27 00:30 | 233.7 | 230.19
2017-09-27 01:00 | 238.57 | 234.51
2017-09-27 01:30 | 240.45 | 236.27
2017-09-27 02:00 | 240.27 | 236.17
2017-09-27 02:30 | 233.88 | 230.38
2017-09-27 03:00 | 231.33 | 227.79
2017-09-27 03:30 | 229.9 | 226.11
2017-09-27 04:00 | 230.11 | 226.26
2017-09-27 04:30 | 229.77 | 225.9
2017-09-27 05:00 | 230.28 | 226.32
2017-09-27 05:30 | 230.16 | 226.18
2017-09-27 06:00 | 228.82 | 224.96
2017-09-27 06:30 | 254.73 | 251.71
2017-09-27 07:00 | 258.62 | 255.37
2017-09-27 07:30 | 260 | 256.41
2017-09-27 08:00 | 260.08 | 256.18
2017-09-27 08:30 | 259.05 | 255.25
2017-09-27 09:00 | 258.34 | 255.51
2017-09-27 09:30 | 258.3 | 256.31
2017-09-27 10:00 | 264.04 | 261.54
2017-09-27 10:30 | 267.48 | 264.57
2017-09-27 11:00 | 269.09 | 266.01
2017-09-27 11:30 | 271.31 | 268.02
2017-09-27 12:00 | 271.83 | 268.49
2017-09-27 12:30 | 270.08 | 267.02
2017-09-27 13:00 | 270.7 | 267.63
2017-09-27 13:30 | 271.5 | 268.33
2017-09-27 14:00 | 271.71 | 268.53
2017-09-27 14:30 | 271.34 | 268.19
2017-09-27 15:00 | 271.37 | 268.2
2017-09-27 15:30 | 271.41 | 268.34
2017-09-27 16:00 | 269.42 | 266.46
2017-09-27 16:30 | 270.85 | 267.94
2017-09-27 17:00 | 271.19 | 267.97
2017-09-27 17:30 | 269.97 | 266.96
2017-09-27 18:00 | 269.8 | 266.84
2017-09-27 18:30 | 269.09 | 266.13
2017-09-27 19:00 | 268.38 | 265.49
2017-09-27 19:30 | 268.19 | 265.45
2017-09-27 20:00 | 261.42 | 258.49
2017-09-27 20:30 | 260.24 | 257.06
2017-09-27 21:00 | 252.03 | 248.61
2017-09-27 21:30 | 252.15 | 248.67
2017-09-27 22:00 | 251.26 | 247.7
2017-09-27 22:30 | 252.07 | 248.02
2017-09-27 23:00 | 251.28 | 247.46
2017-09-27 23:30 | 249.29 | 245.65
2017-09-28 | 248.69 | 244.36
2017-09-28 00:30 | 248.36 | 243.59
2017-09-28 01:00 | 249.09 | 244.33
2017-09-28 01:30 | 249.7 | 245.08
2017-09-28 02:00 | 248.36 | 244.04
2017-09-28 02:30 | 247.8 | 243.74
2017-09-28 03:00 | 248.18 | 244.14
2017-09-28 03:30 | 248.3 | 244.31
2017-09-28 04:00 | 249.4 | 245.31
2017-09-28 04:30 | 246.02 | 241.75
2017-09-28 05:00 | 244.65 | 240.2
2017-09-28 05:30 | 246.11 | 241.3
2017-09-28 06:00 | 245.98 | 241.26
2017-09-28 06:30 | 245.2 | 240.3
2017-09-28 07:00 | 243.19 | 237.46
2017-09-28 07:30 | 241.36 | 236.11
2017-09-28 08:00 | 241.44 | 236.23
2017-09-28 08:30 | 241.12 | 235.91
2017-09-28 09:00 | 262.15 | 257.49
2017-09-28 09:30 | 271.23 | 266.73
2017-09-28 10:00 | 271.38 | 266.89
2017-09-28 10:30 | 270.64 | 266.31
2017-09-28 11:00 | 270.94 | 266.44
2017-09-28 11:30 | 271.4 | 266.89
2017-09-28 12:00 | 271.84 | 267.36
2017-09-28 12:30 | 270.56 | 266.77
2017-09-28 13:00 | 269.32 | 265.11
2017-09-28 13:30 | 269.05 | 264.69
2017-09-28 14:00 | 269.37 | 264.89
2017-09-28 14:30 | 269.53 | 264.86
2017-09-28 15:00 | 271.19 | 266.28
2017-09-28 15:30 | 271.82 | 266.98
2017-09-28 16:00 | 271.33 | 267.28
2017-09-28 16:30 | 271.71 | 267.73
2017-09-28 17:00 | 271.42 | 267.82
2017-09-28 17:30 | 271.64 | 268.1
2017-09-28 18:00 | 273.54 | 269.96
2017-09-28 18:30 | 273.76 | 270.03
2017-09-28 19:00 | 274.34 | 270.48
2017-09-28 19:30 | 272.99 | 269.46
2017-09-28 20:00 | 272.39 | 269.01
2017-09-28 20:30 | 264.4 | 261.28
2017-09-28 21:00 | 247.53 | 244
2017-09-28 21:30 | 242.65 | 238.92
2017-09-28 22:00 | 244.14 | 240.27
2017-09-28 22:30 | 246.48 | 241.34
2017-09-28 23:00 | 246.75 | 241.64
2017-09-28 23:30 | 246.76 | 241.88
2017-09-29 | 245.47 | 240.84
2017-09-29 00:30 | 244.5 | 240.03
2017-09-29 01:00 | 243.93 | 239.04
2017-09-29 01:30 | 244.11 | 238.65
2017-09-29 02:00 | 244.32 | 238.96
2017-09-29 02:30 | 244.99 | 239.51
2017-09-29 03:00 | 244.82 | 239.45
2017-09-29 03:30 | 244.66 | 239.36
2017-09-29 04:00 | 245.45 | 240.03
2017-09-29 04:30 | 245.8 | 240.15
2017-09-29 05:00 | 246.17 | 240.39
2017-09-29 05:30 | 246.01 | 240.17
2017-09-29 06:00 | 245.45 | 239.67
2017-09-29 06:30 | 245.5 | 239.63
2017-09-29 07:00 | 245.2 | 239.37
2017-09-29 07:30 | 244.77 | 238.81
2017-09-29 08:00 | 241.99 | 236.72
2017-09-29 08:30 | 242.19 | 237.31
2017-09-29 09:00 | 243.68 | 238.25
2017-09-29 09:30 | 243.16 | 237.86
2017-09-29 10:00 | 242.76 | 237.33
2017-09-29 10:30 | 242.26 | 237.3
2017-09-29 11:00 | 242.86 | 237.78
2017-09-29 11:30 | 243.08 | 238.13
2017-09-29 12:00 | 243.84 | 238.82
2017-09-29 12:30 | 243.96 | 238.84
2017-09-29 13:00 | 243.45 | 238.52
2017-09-29 13:30 | 261.9 | 257.89
2017-09-29 14:00 | 263.54 | 259.91
2017-09-29 14:30 | 264.26 | 260.31
2017-09-29 15:00 | 265.56 | 261.37
2017-09-29 15:30 | 265.89 | 261.83
2017-09-29 16:00 | 267.98 | 263.69
2017-09-29 16:30 | 269.94 | 265.43
2017-09-29 17:00 | 274.64 | 270.06
2017-09-29 17:30 | 276.77 | 272.32
2017-09-29 18:00 | 277.62 | 273.22
2017-09-29 18:30 | 278.51 | 274.06
2017-09-29 19:00 | 265.99 | 261.3
2017-09-29 19:30 | 266.73 | 262.01
2017-09-29 20:00 | 266.97 | 262.17
2017-09-29 20:30 | 267.05 | 262.36
2017-09-29 21:00 | 267.83 | 263.14
2017-09-29 21:30 | 267.41 | 262.81
2017-09-29 22:00 | 266.48 | 261.99
2017-09-29 22:30 | 264.49 | 260.36
2017-09-29 23:00 | 263.75 | 259.93
2017-09-29 23:30 | 263.52 | 259.79
2017-09-30 | 265.58 | 260.71
2017-09-30 00:30 | 265.67 | 260.81
2017-09-30 01:00 | 265.69 | 260.82
2017-09-30 01:30 | 265.94 | 261.08
2017-09-30 02:00 | 265.45 | 260.86
2017-09-30 02:30 | 264.06 | 259.96
2017-09-30 03:00 | 264.48 | 260.41
2017-09-30 03:30 | 265.64 | 261.5
2017-09-30 04:00 | 264.76 | 260.6
2017-09-30 04:30 | 263.14 | 258.85
2017-09-30 05:00 | 264.77 | 260.29
2017-09-30 05:30 | 265.49 | 260.84
2017-09-30 06:00 | 263.89 | 259.46
2017-09-30 06:30 | 263.28 | 258.89
2017-09-30 07:00 | 263.44 | 258.85
2017-09-30 07:30 | 263.29 | 258.56
2017-09-30 08:00 | 262.82 | 258.33
2017-09-30 08:30 | 262.92 | 258.82
2017-09-30 09:00 | 262.64 | 258.45
2017-09-30 09:30 | 262.8 | 258.57
2017-09-30 10:00 | 261.89 | 257.83
2017-09-30 10:30 | 263.36 | 259.05
2017-09-30 11:00 | 254.2 | 249.42
2017-09-30 11:30 | 245.87 | 240.66
2017-09-30 12:00 | 245.21 | 240.33
2017-09-30 12:30 | 243.87 | 239.12
2017-09-30 13:00 | 240.68 | 236.39
2017-09-30 13:30 | 241.02 | 236.52
2017-09-30 14:00 | 243.36 | 238.71
2017-09-30 14:30 | 244.56 | 239.52
2017-09-30 15:00 | 246.22 | 240.65
2017-09-30 15:30 | 245.99 | 240.56
2017-09-30 16:00 | 247.46 | 241.9
2017-09-30 16:30 | 248.33 | 242.37
2017-09-30 17:00 | 249.8 | 243.56
2017-09-30 17:30 | 252.72 | 246.18
2017-09-30 18:00 | 252.61 | 246.19
2017-09-30 18:30 | 256.1 | 249.88
2017-09-30 19:00 | 256.46 | 250.37
2017-09-30 19:30 | 255.81 | 249.85
2017-09-30 20:00 | 255.35 | 249.47
2017-09-30 20:30 | 255.01 | 249.21
2017-09-30 21:00 | 255.07 | 249.68
2017-09-30 21:30 | 248.16 | 243.72
2017-09-30 22:00 | 246.13 | 241.97
2017-09-30 22:30 | 245.88 | 241.85
2017-09-30 23:00 | 246.42 | 242.61
2017-09-30 23:30 | 245.55 | 241.84
2017-10-01 | 245.12 | 241.52
2017-10-01 00:30 | 246.16 | 242.47
2017-10-01 01:00 | 247.15 | 242.68
2017-10-01 01:30 | 248.44 | 243.5
2017-10-01 02:00 | 247.76 | 243.01
2017-10-01 02:30 | 245.53 | 241.19
2017-10-01 03:00 | 246.2 | 241.85
2017-10-01 03:30 | 250.59 | 245.84
2017-10-01 04:00 | 250.49 | 245.59
2017-10-01 04:30 | 250.75 | 245.8
2017-10-01 05:00 | 251.51 | 246.45
2017-10-01 05:30 | 251.21 | 246.1
2017-10-01 06:00 | 250.48 | 245.51
2017-10-01 06:30 | 249.28 | 244.17
2017-10-01 07:00 | 248.99 | 243.78
2017-10-01 07:30 | 250.89 | 245.37
2017-10-01 08:00 | 251.61 | 245.85
2017-10-01 08:30 | 251.84 | 246.16
2017-10-01 09:00 | 252.09 | 246.87
2017-10-01 09:30 | 251.2 | 247
2017-10-01 10:00 | 248.95 | 244.96
2017-10-01 10:30 | 246.53 | 242.96
2017-10-01 11:00 | 244.53 | 241.18
2017-10-01 11:30 | 244.73 | 241.48
2017-10-01 12:00 | 245.79 | 242.48
2017-10-01 12:30 | 245.93 | 242.59
2017-10-01 13:00 | 246.51 | 243.05
2017-10-01 13:30 | 246.82 | 243.26
2017-10-01 14:00 | 246.94 | 243.29
2017-10-01 14:30 | 247.1 | 243.26
2017-10-01 15:00 | 246.24 | 242.35
2017-10-01 15:30 | 246.07 | 242.21
2017-10-01 16:00 | 245.58 | 241.77
2017-10-01 16:30 | 245.58 | 241.63
2017-10-01 17:00 | 246.74 | 242.53
2017-10-01 17:30 | 251.64 | 246.77
2017-10-01 18:00 | 259.49 | 254.83
2017-10-01 18:30 | 281.78 | 277.82
2017-10-01 19:00 | 281.12 | 277.07
2017-10-01 19:30 | 281.49 | 277.48
2017-10-01 20:00 | 280.65 | 276.82
2017-10-01 20:30 | 279.86 | 276.25
2017-10-01 21:00 | 280.32 | 276.74
2017-10-01 21:30 | 279.86 | 276.31
2017-10-01 22:00 | 279.25 | 275.79
2017-10-01 22:30 | 279.23 | 275.86
2017-10-01 23:00 | 279.21 | 275.7
2017-10-01 23:30 | 280.61 | 276.42
2017-10-02 | 280.89 | 276.77
2017-10-02 00:30 | 279.86 | 275.85
2017-10-02 01:00 | 280.98 | 276.9
2017-10-02 01:30 | 280.81 | 276.85
2017-10-02 02:00 | 277.1 | 273.72
2017-10-02 02:30 | 277.79 | 274.22
2017-10-02 03:00 | 243.13 | 239.02
2017-10-02 03:30 | 238.69 | 235.09
2017-10-02 04:00 | 233.19 | 230.21
2017-10-02 04:30 | 231.41 | 228.47
2017-10-02 05:00 | 231.01 | 227.95
2017-10-02 05:30 | 260.2 | 257.79
2017-10-02 06:00 | 268.19 | 265.94
2017-10-02 06:30 | 266.24 | 264.08
2017-10-02 07:00 | 264.49 | 262.34
2017-10-02 07:30 | 264.18 | 261.77
2017-10-02 08:00 | 263.44 | 260.97
2017-10-02 08:30 | 263.86 | 261.71
2017-10-02 09:00 | 248.88 | 246.41
2017-10-02 09:30 | 225.53 | 223.47
2017-10-02 10:00 | 224.19 | 222.5
2017-10-02 10:30 | 223.41 | 221.6
2017-10-02 11:00 | 224.42 | 222.49
2017-10-02 11:30 | 224.81 | 222.64
2017-10-02 12:00 | 226.04 | 223.72
2017-10-02 12:30 | 225.28 | 223.07
2017-10-02 13:00 | 226.24 | 223.71
2017-10-02 13:30 | 226.99 | 224.28
2017-10-02 14:00 | 227.02 | 224.28
2017-10-02 14:30 | 230.51 | 227.4
2017-10-02 15:00 | 232.48 | 229.24
2017-10-02 15:30 | 231.35 | 228.23
2017-10-02 16:00 | 231.33 | 228.08
2017-10-02 16:30 | 229.73 | 226.64
2017-10-02 17:00 | 237.48 | 233.69
2017-10-02 17:30 | 237.53 | 233.73
2017-10-02 18:00 | 237.12 | 233.45
2017-10-02 18:30 | 237.6 | 234.05
2017-10-02 19:00 | 237.68 | 234.15
2017-10-02 19:30 | 236.88 | 233.43
2017-10-02 20:00 | 236.08 | 232.66
2017-10-02 20:30 | 235.89 | 232.32
2017-10-02 21:00 | 238.7 | 234.81
2017-10-02 21:30 | 238.55 | 235.39
2017-10-02 22:00 | 245.98 | 242.16
2017-10-02 22:30 | 247.47 | 243.39
2017-10-02 23:00 | 247.53 | 243.65
2017-10-02 23:30 | 248.92 | 244.59
2017-10-03 | 250.17 | 245.24
2017-10-03 00:30 | 248.39 | 243.77
2017-10-03 01:00 | 247.51 | 242.96
2017-10-03 01:30 | 246.73 | 242.23
2017-10-03 02:00 | 247.37 | 242.81
2017-10-03 02:30 | 241.59 | 237.78
2017-10-03 03:00 | 241.49 | 237.67
2017-10-03 03:30 | 242.24 | 238.21
2017-10-03 04:00 | 242.06 | 237.87
2017-10-03 04:30 | 242.65 | 238.33
2017-10-03 05:00 | 243.05 | 238.87
2017-10-03 05:30 | 243.9 | 239.57
2017-10-03 06:00 | 243.31 | 239.07
2017-10-03 06:30 | 242.49 | 238.33
2017-10-03 07:00 | 242.35 | 238.26
2017-10-03 07:30 | 241.46 | 237.26
2017-10-03 08:00 | 236.54 | 232.94
2017-10-03 08:30 | 234.93 | 231.77
2017-10-03 09:00 | 235.14 | 232.12
2017-10-03 09:30 | 233.35 | 231.56
2017-10-03 10:00 | 233.48 | 231.71
2017-10-03 10:30 | 233.46 | 231.78
2017-10-03 11:00 | 231.88 | 230.3
2017-10-03 11:30 | 230.38 | 228.75
2017-10-03 12:00 | 226.94 | 225.31
2017-10-03 12:30 | 228.86 | 227.09
2017-10-03 13:00 | 230.02 | 228.08
2017-10-03 13:30 | 230.35 | 228.42
2017-10-03 14:00 | 230.8 | 228.8
2017-10-03 14:30 | 230.93 | 228.93
2017-10-03 15:00 | 230.48 | 228.5
2017-10-03 15:30 | 230.61 | 228.46
2017-10-03 16:00 | 231.59 | 229.23
2017-10-03 16:30 | 231.35 | 228.84
2017-10-03 17:00 | 232.36 | 229.67
2017-10-03 17:30 | 236.37 | 233.55
2017-10-03 18:00 | 248.56 | 246.05
2017-10-03 18:30 | 247.56 | 245.15
2017-10-03 19:00 | 248.54 | 246.06
2017-10-03 19:30 | 247.51 | 245.23
2017-10-03 20:00 | 243.86 | 241.97
2017-10-03 20:30 | 244.29 | 242.31
2017-10-03 21:00 | 228.23 | 226.14
2017-10-03 21:30 | 231.67 | 229.33
2017-10-03 22:00 | 236.46 | 233.29
2017-10-03 22:30 | 239.76 | 236.02
2017-10-03 23:00 | 242.35 | 238.28
2017-10-03 23:30 | 243.88 | 239.54
2017-10-04 | 244.7 | 240.32
2017-10-04 00:30 | 245.56 | 239.5
2017-10-04 01:00 | 246.04 | 239.71
2017-10-04 01:30 | 246.35 | 240.08
2017-10-04 02:00 | 244.37 | 238.57
2017-10-04 02:30 | 241.77 | 236.33
2017-10-04 03:00 | 238.56 | 233.55
2017-10-04 03:30 | 242.1 | 236.52
2017-10-04 04:00 | 243.03 | 237.17
2017-10-04 04:30 | 243.04 | 237.11
2017-10-04 05:00 | 242.99 | 236.98
2017-10-04 05:30 | 254.43 | 248.93
2017-10-04 06:00 | 278.01 | 274.11
2017-10-04 06:30 | 276.61 | 272.8
2017-10-04 07:00 | 276.14 | 272.75
2017-10-04 07:30 | 272.59 | 270.43
2017-10-04 08:00 | 272 | 269.66
2017-10-04 08:30 | 261.57 | 259.1
2017-10-04 09:00 | 258.84 | 256.36
2017-10-04 09:30 | 259.57 | 256.99
2017-10-04 10:00 | 263.13 | 260.52
2017-10-04 10:30 | 269.4 | 267.13
2017-10-04 11:00 | 276.44 | 274.52
2017-10-04 11:30 | 267.07 | 265.51
2017-10-04 12:00 | 263.6 | 262.19
2017-10-04 12:30 | 266 | 264.29
2017-10-04 13:00 | 267.66 | 265.96
2017-10-04 13:30 | 268.31 | 266.53
2017-10-04 14:00 | 270.19 | 268.29
2017-10-04 14:30 | 269.96 | 267.87
2017-10-04 15:00 | 267.44 | 265.41
2017-10-04 15:30 | 269.93 | 267.66
2017-10-04 16:00 | 270.15 | 267.51
2017-10-04 16:30 | 271.79 | 268.99
2017-10-04 17:00 | 266.38 | 264.16
2017-10-04 17:30 | 267.05 | 264.75
2017-10-04 18:00 | 267.68 | 265.28
2017-10-04 18:30 | 266.94 | 264.66
2017-10-04 19:00 | 265.43 | 263.5
2017-10-04 19:30 | 265.59 | 263.8
2017-10-04 20:00 | 267.93 | 265.81
2017-10-04 20:30 | 269.61 | 267.37
2017-10-04 21:00 | 270.67 | 268.31
2017-10-04 21:30 | 271.4 | 269.02
2017-10-04 22:00 | 271.66 | 269.23
2017-10-04 22:30 | 271.14 | 268.82
2017-10-04 23:00 | 269.51 | 267.46
2017-10-04 23:30 | 268.86 | 266.92
2017-10-05 | 268.28 | 266.37
2017-10-05 00:30 | 268.27 | 266.37
2017-10-05 01:00 | 268.21 | 265.87
2017-10-05 01:30 | 268.94 | 266.27
2017-10-05 02:00 | 270.58 | 267.97
2017-10-05 02:30 | 271.2 | 268.5
2017-10-05 03:00 | 271.06 | 268.43
2017-10-05 03:30 | 271.4 | 268.58
2017-10-05 04:00 | 270.93 | 268.05
2017-10-05 04:30 | 270.73 | 267.77
2017-10-05 05:00 | 267.96 | 265.45
2017-10-05 05:30 | 267.43 | 265.33
2017-10-05 06:00 | 265.53 | 263.63
2017-10-05 06:30 | 265.13 | 263.27
2017-10-05 07:00 | 265.27 | 263.37
2017-10-05 07:30 | 265.58 | 263.55
2017-10-05 08:00 | 265.39 | 263.34
2017-10-05 08:30 | 264.26 | 262.72
2017-10-05 09:00 | 263.21 | 261.94
2017-10-05 09:30 | 262.68 | 261.39
2017-10-05 10:00 | 263.67 | 262.3
2017-10-05 10:30 | 262.98 | 261.7
2017-10-05 11:00 | 259.79 | 258.58
2017-10-05 11:30 | 241.92 | 240.44
2017-10-05 12:00 | 235.2 | 233.72
2017-10-05 12:30 | 235.01 | 233.52
2017-10-05 13:00 | 235.44 | 233.81
2017-10-05 13:30 | 235.5 | 233.87
2017-10-05 14:00 | 236.17 | 234.52
2017-10-05 14:30 | 246.43 | 245.1
2017-10-05 15:00 | 252.84 | 251.72
2017-10-05 15:30 | 250.58 | 249.41
2017-10-05 16:00 | 250.2 | 249.03
2017-10-05 16:30 | 251.66 | 250.23
2017-10-05 17:00 | 252.92 | 251.29
2017-10-05 17:30 | 257.65 | 255.91
2017-10-05 18:00 | 262.8 | 260.95
2017-10-05 18:30 | 263.45 | 261.7
2017-10-05 19:00 | 265.69 | 263.81
2017-10-05 19:30 | 268.88 | 266.93
2017-10-05 20:00 | 270.83 | 268.75
2017-10-05 20:30 | 272.64 | 270.44
2017-10-05 21:00 | 272.7 | 270.43
2017-10-05 21:30 | 272.54 | 270.32
2017-10-05 22:00 | 273.29 | 270.69
2017-10-05 22:30 | 272.19 | 269.65
2017-10-05 23:00 | 277.13 | 274.49
2017-10-05 23:30 | 278.47 | 275.69
2017-10-06 | 273.73 | 271.34
2017-10-06 00:30 | 274.13 | 270.88
2017-10-06 01:00 | 274.35 | 271.14
2017-10-06 01:30 | 274.45 | 271.25
2017-10-06 02:00 | 274.7 | 271.56
2017-10-06 02:30 | 270.38 | 267.7
2017-10-06 03:00 | 270.61 | 267.92
2017-10-06 03:30 | 273.46 | 270.51
2017-10-06 04:00 | 274.05 | 270.84
2017-10-06 04:30 | 271.18 | 268.33
2017-10-06 05:00 | 269.93 | 267.13
2017-10-06 05:30 | 267.85 | 265.15
2017-10-06 06:00 | 266.51 | 263.8
2017-10-06 06:30 | 265.8 | 263.08
2017-10-06 07:00 | 266.36 | 263.36
2017-10-06 07:30 | 266.66 | 264.08
2017-10-06 08:00 | 266.63 | 263.97
2017-10-06 08:30 | 265.7 | 263.33
2017-10-06 09:00 | 261.09 | 259.67
2017-10-06 09:30 | 261.51 | 259.92
2017-10-06 10:00 | 259.19 | 257.67
2017-10-06 10:30 | 258.39 | 256.94
2017-10-06 11:00 | 258.37 | 256.94
2017-10-06 11:30 | 254.85 | 253.44
2017-10-06 12:00 | 254.79 | 253.21
2017-10-06 12:30 | 259.69 | 257.9
2017-10-06 13:00 | 260.77 | 258.94
2017-10-06 13:30 | 260.22 | 258.41
2017-10-06 14:00 | 260.43 | 258.35
2017-10-06 14:30 | 261.32 | 258.73
2017-10-06 15:00 | 260.56 | 258.49
2017-10-06 15:30 | 260.41 | 258.42
2017-10-06 16:00 | 262.72 | 260.59
2017-10-06 16:30 | 260.89 | 258.44
2017-10-06 17:00 | 263.31 | 261.1
2017-10-06 17:30 | 269.98 | 267.62
2017-10-06 18:00 | 272.33 | 269.9
2017-10-06 18:30 | 271.98 | 269.52
2017-10-06 19:00 | 273.89 | 271.42
2017-10-06 19:30 | 274.82 | 272.59
2017-10-06 20:00 | 275.74 | 273.57
2017-10-06 20:30 | 275.95 | 273.74
2017-10-06 21:00 | 272.4 | 270.32
2017-10-06 21:30 | 272.73 | 270.67
2017-10-06 22:00 | 273.8 | 271.19
2017-10-06 22:30 | 273.4 | 270.94
2017-10-06 23:00 | 271.66 | 269.27
2017-10-06 23:30 | 275.16 | 272.55
2017-10-07 | 275.99 | 273.33
2017-10-07 00:30 | 277.15 | 273.97
2017-10-07 01:00 | 277.44 | 274.24
2017-10-07 01:30 | 278.01 | 274.83
2017-10-07 02:00 | 277.57 | 274.55
2017-10-07 02:30 | 277.98 | 274.9
2017-10-07 03:00 | 276.35 | 273.17
2017-10-07 03:30 | 277.19 | 273.85
2017-10-07 04:00 | 278.38 | 274.84
2017-10-07 04:30 | 278.38 | 274.74
2017-10-07 05:00 | 277.72 | 274.25
2017-10-07 05:30 | 278.89 | 275.27
2017-10-07 06:00 | 279.17 | 275.53
2017-10-07 06:30 | 276.43 | 273.58
2017-10-07 07:00 | 276.52 | 273.55
2017-10-07 07:30 | 276.58 | 273.3
2017-10-07 08:00 | 276.68 | 273.27
2017-10-07 08:30 | 270.67 | 267.78
2017-10-07 09:00 | 247.81 | 244.25
2017-10-07 09:30 | 248.86 | 245.03
2017-10-07 10:00 | 248.09 | 243.99
2017-10-07 10:30 | 246.69 | 243.41
2017-10-07 11:00 | 245.17 | 242.45
2017-10-07 11:30 | 247.86 | 244.96
2017-10-07 12:00 | 247.56 | 244.44
2017-10-07 12:30 | 246.86 | 243.37
2017-10-07 13:00 | 243.09 | 239.13
2017-10-07 13:30 | 242.99 | 239.12
2017-10-07 14:00 | 242.54 | 239.12
2017-10-07 14:30 | 242.28 | 238.95
2017-10-07 15:00 | 241.8 | 238.42
2017-10-07 15:30 | 242.58 | 238.93
2017-10-07 16:00 | 242.8 | 239.42
2017-10-07 16:30 | 241.96 | 238.62
2017-10-07 17:00 | 242.54 | 239.02
2017-10-07 17:30 | 242 | 238.62
2017-10-07 18:00 | 241.46 | 238.16
2017-10-07 18:30 | 242.55 | 238.92
2017-10-07 19:00 | 242.91 | 239.21
2017-10-07 19:30 | 242.64 | 238.99
2017-10-07 20:00 | 242.92 | 239.25
2017-10-07 20:30 | 242.32 | 238.66
2017-10-07 21:00 | 242.49 | 238.86
2017-10-07 21:30 | 241.62 | 238.11
2017-10-07 22:00 | 240.67 | 237.27
2017-10-07 22:30 | 240.34 | 237.23
2017-10-07 23:00 | 241.79 | 238.18
2017-10-07 23:30 | 242.83 | 239.13
2017-10-08 | 243.42 | 239.61
2017-10-08 00:30 | 243.7 | 239.51
2017-10-08 01:00 | 240.91 | 236.68
2017-10-08 01:30 | 244.22 | 239.08
2017-10-08 02:00 | 245.49 | 240.29
2017-10-08 02:30 | 245.54 | 240.36
2017-10-08 03:00 | 242.17 | 237.41
2017-10-08 03:30 | 245.58 | 240.65
2017-10-08 04:00 | 249.94 | 245.03
2017-10-08 04:30 | 257.76 | 253.07
2017-10-08 05:00 | 271.74 | 267.5
2017-10-08 05:30 | 276.27 | 272.13
2017-10-08 06:00 | 276.56 | 272.21
2017-10-08 06:30 | 275.82 | 271.43
2017-10-08 07:00 | 275.25 | 270.89
2017-10-08 07:30 | 275.02 | 271
2017-10-08 08:00 | 273.4 | 269.06
2017-10-08 08:30 | 248.34 | 242.84
2017-10-08 09:00 | 244.21 | 238.49
2017-10-08 09:30 | 239.51 | 234.59
2017-10-08 10:00 | 234.44 | 230.74
2017-10-08 10:30 | 235.1 | 231.15
2017-10-08 11:00 | 241.44 | 236.75
2017-10-08 11:30 | 244.33 | 239.12
2017-10-08 12:00 | 244.31 | 239.04
2017-10-08 12:30 | 243.33 | 238.84
2017-10-08 13:00 | 242.6 | 237.99
2017-10-08 13:30 | 242.45 | 237.65
2017-10-08 14:00 | 242.06 | 237.2
2017-10-08 14:30 | 242.79 | 238.67
2017-10-08 15:00 | 249.56 | 245.95
2017-10-08 15:30 | 248.06 | 244.56
2017-10-08 16:00 | 252.73 | 248.62
2017-10-08 16:30 | 246.27 | 242.27
2017-10-08 17:00 | 241.61 | 237.43
2017-10-08 17:30 | 241.15 | 237.15
2017-10-08 18:00 | 242.21 | 238.25
2017-10-08 18:30 | 241.01 | 237.11
2017-10-08 19:00 | 240.1 | 236.5
2017-10-08 19:30 | 240.64 | 237.1
2017-10-08 20:00 | 239.48 | 236.06
2017-10-08 20:30 | 243.4 | 239.73
2017-10-08 21:00 | 272.77 | 269.61
2017-10-08 21:30 | 274.17 | 271.04
2017-10-08 22:00 | 272.21 | 269.24
2017-10-08 22:30 | 274.52 | 270.73
2017-10-08 23:00 | 276.81 | 272.31
2017-10-08 23:30 | 276.23 | 271.79
2017-10-09 | 275.19 | 270.83
2017-10-09 00:30 | 270.22 | 265.36
2017-10-09 01:00 | 264.27 | 259.23
2017-10-09 01:30 | 266.09 | 261.03
2017-10-09 02:00 | 265.5 | 260.81
2017-10-09 02:30 | 266.04 | 261.27
2017-10-09 03:00 | 266.73 | 261.9
2017-10-09 03:30 | 265.83 | 260.94
2017-10-09 04:00 | 265.15 | 260.26
2017-10-09 04:30 | 266.2 | 261.3
2017-10-09 05:00 | 265.96 | 260.87
2017-10-09 05:30 | 265.87 | 260.58
2017-10-09 06:00 | 265.78 | 260.6
2017-10-09 06:30 | 264.96 | 260.33
2017-10-09 07:00 | 264.81 | 260.12
2017-10-09 07:30 | 266.09 | 261.03
2017-10-09 08:00 | 267.06 | 261.81
2017-10-09 08:30 | 267.29 | 262.09
2017-10-09 09:00 | 260.74 | 255.65
2017-10-09 09:30 | 254.56 | 249.46
2017-10-09 10:00 | 267.51 | 262.56
2017-10-09 10:30 | 273.64 | 269.39
2017-10-09 11:00 | 271.39 | 267.65
2017-10-09 11:30 | 274 | 270.51
2017-10-09 12:00 | 275.62 | 272.05
2017-10-09 12:30 | 274.98 | 271.27
2017-10-09 13:00 | 273.48 | 269.87
2017-10-09 13:30 | 270.83 | 267.45
2017-10-09 14:00 | 268.89 | 265.7
2017-10-09 14:30 | 270.4 | 267.11
2017-10-09 15:00 | 272.94 | 269.32
2017-10-09 15:30 | 272.11 | 268.71
2017-10-09 16:00 | 274.37 | 270.87
2017-10-09 16:30 | 270.94 | 267.63
2017-10-09 17:00 | 268 | 264.87
2017-10-09 17:30 | 265.74 | 262.74
2017-10-09 18:00 | 266.29 | 263.61
2017-10-09 18:30 | 266.62 | 264.06
2017-10-09 19:00 | 259.21 | 257.41
2017-10-09 19:30 | 259.56 | 257.75
2017-10-09 20:00 | 254.26 | 252.65
2017-10-09 20:30 | 250.73 | 249.19
2017-10-09 21:00 | 251.74 | 250.14
2017-10-09 21:30 | 253.48 | 251.77
2017-10-09 22:00 | 253.89 | 252.19
2017-10-09 22:30 | 257.86 | 256.08
2017-10-09 23:00 | 259.26 | 257.45
2017-10-09 23:30 | 261.68 | 259.96
2017-10-10 | 264.81 | 263.05
2017-10-10 00:30 | 264.5 | 262.63
2017-10-10 01:00 | 262.5 | 260.83
2017-10-10 01:30 | 262.3 | 260.71
2017-10-10 02:00 | 263.78 | 261.78
2017-10-10 02:30 | 263.35 | 261.27
2017-10-10 03:00 | 263.19 | 261.04
2017-10-10 03:30 | 261.86 | 259.82
2017-10-10 04:00 | 261.52 | 259.51
2017-10-10 04:30 | 261.01 | 259.08
2017-10-10 05:00 | 262.39 | 260.15
2017-10-10 05:30 | 263.1 | 260.7
2017-10-10 06:00 | 262.51 | 260.19
2017-10-10 06:30 | 262.13 | 259.86
2017-10-10 07:00 | 262.3 | 260.48
2017-10-10 07:30 | 261.82 | 259.81
2017-10-10 08:00 | 260.24 | 258.12
2017-10-10 08:30 | 263.79 | 261.67
2017-10-10 09:00 | 261.25 | 259.41
2017-10-10 09:30 | 263.66 | 261.98
2017-10-10 10:00 | 258.88 | 257.34
2017-10-10 10:30 | 257.05 | 255.56
2017-10-10 11:00 | 257 | 255.63
2017-10-10 11:30 | 252.62 | 251.49
2017-10-10 12:00 | 248.87 | 247.77
2017-10-10 12:30 | 249.9 | 248.66
2017-10-10 13:00 | 251.87 | 250.48
2017-10-10 13:30 | 251.97 | 250.57
2017-10-10 14:00 | 252.98 | 251.49
2017-10-10 14:30 | 251.89 | 250.34
2017-10-10 15:00 | 251.27 | 249.69
2017-10-10 15:30 | 253.17 | 251.57
2017-10-10 16:00 | 254.15 | 252.52
2017-10-10 16:30 | 254.57 | 252.92
2017-10-10 17:00 | 255.74 | 254.16
2017-10-10 17:30 | 257.65 | 256.05
2017-10-10 18:00 | 260.45 | 258.78
2017-10-10 18:30 | 262.67 | 260.97
2017-10-10 19:00 | 258.11 | 256.71
2017-10-10 19:30 | 252.02 | 250.83
2017-10-10 20:00 | 249.25 | 247.98
2017-10-10 20:30 | 248.96 | 247.61
2017-10-10 21:00 | 226.13 | 224.67
2017-10-10 21:30 | 227.5 | 225.77
2017-10-10 22:00 | 231.18 | 228.75
2017-10-10 22:30 | 235.22 | 232.6
2017-10-10 23:00 | 232.29 | 230.15
2017-10-10 23:30 | 231.77 | 229.65
2017-10-11 | 231 | 228.91
2017-10-11 00:30 | 231.97 | 229.4
2017-10-11 01:00 | 232.11 | 229.27
2017-10-11 01:30 | 228.61 | 226.15
2017-10-11 02:00 | 227.68 | 225.35
2017-10-11 02:30 | 227.35 | 224.99
2017-10-11 03:00 | 212.38 | 210.06
2017-10-11 03:30 | 204.17 | 201.89
2017-10-11 04:00 | 204.05 | 201.71
2017-10-11 04:30 | 197.56 | 194.95
2017-10-11 05:00 | 176.34 | 172.9
2017-10-11 05:30 | 176.16 | 172.55
2017-10-11 06:00 | 174.61 | 171.48
2017-10-11 06:30 | 174.57 | 171.67
2017-10-11 07:00 | 174.01 | 171.11
2017-10-11 07:30 | 174.01 | 170.98
2017-10-11 08:00 | 172.84 | 169.99
2017-10-11 08:30 | 172.5 | 169.49
2017-10-11 09:00 | 172.58 | 169.33
2017-10-11 09:30 | 172.46 | 169.15
2017-10-11 10:00 | 172.54 | 169.21
2017-10-11 10:30 | 173.53 | 170.4
2017-10-11 11:00 | 173.89 | 170.84
2017-10-11 11:30 | 198.64 | 196.13
2017-10-11 12:00 | 245.08 | 243.48
2017-10-11 12:30 | 243.28 | 241.69
2017-10-11 13:00 | 243.63 | 242.01
2017-10-11 13:30 | 244.26 | 242.59
2017-10-11 14:00 | 206.57 | 204.1
2017-10-11 14:30 | 218.58 | 216.16
2017-10-11 15:00 | 241.72 | 239.64
2017-10-11 15:30 | 248.36 | 246.23
2017-10-11 16:00 | 249.23 | 247.26
2017-10-11 16:30 | 229.01 | 226.79
2017-10-11 17:00 | 256.21 | 254.17
2017-10-11 17:30 | 259.18 | 256.73
2017-10-11 18:00 | 255.67 | 253.68
2017-10-11 18:30 | 255.39 | 253.47
2017-10-11 19:00 | 257.92 | 255.82
2017-10-11 19:30 | 260.93 | 258.56
2017-10-11 20:00 | 262.4 | 260.06
2017-10-11 20:30 | 265.76 | 263.39
2017-10-11 21:00 | 269.96 | 267.4
2017-10-11 21:30 | 273.01 | 270.3
2017-10-11 22:00 | 273.95 | 271.17
2017-10-11 22:30 | 270.74 | 268.54
2017-10-11 23:00 | 269.47 | 267.63
2017-10-11 23:30 | 274.17 | 271.08
2017-10-12 | 275.51 | 272.55
2017-10-12 00:30 | 275.71 | 272.96
2017-10-12 01:00 | 274.4 | 271.79
2017-10-12 01:30 | 273.71 | 271.16
2017-10-12 02:00 | 277.53 | 274.61
2017-10-12 02:30 | 278.11 | 275.22
2017-10-12 03:00 | 278.76 | 275.83
2017-10-12 03:30 | 278.6 | 275.74
2017-10-12 04:00 | 278.94 | 276.05
2017-10-12 04:30 | 280.43 | 277.34
2017-10-12 05:00 | 281.04 | 277.79
2017-10-12 05:30 | 281.73 | 278.41
2017-10-12 06:00 | 281.8 | 278.51
2017-10-12 06:30 | 279.47 | 276.26
2017-10-12 07:00 | 284.37 | 280.33
2017-10-12 07:30 | 285.18 | 281.44
2017-10-12 08:00 | 285.69 | 281.6
2017-10-12 08:30 | 284.16 | 280.08
2017-10-12 09:00 | 282.29 | 278.26
2017-10-12 09:30 | 281.87 | 277.82
2017-10-12 10:00 | 281.77 | 277.79
2017-10-12 10:30 | 281.2 | 277.33
2017-10-12 11:00 | 279.83 | 275.98
2017-10-12 11:30 | 279.06 | 275.12
2017-10-12 12:00 | 278.45 | 274.32
2017-10-12 12:30 | 278.3 | 274.19
2017-10-12 13:00 | 278.82 | 274.69
2017-10-12 13:30 | 278.47 | 274.33
2017-10-12 14:00 | 278.51 | 274.35
2017-10-12 14:30 | 279.1 | 274.84
2017-10-12 15:00 | 279.38 | 274.9
2017-10-12 15:30 | 280.59 | 276.04
2017-10-12 16:00 | 278.81 | 274.33
2017-10-12 16:30 | 270.75 | 267.02
2017-10-12 17:00 | 280.08 | 276.63
2017-10-12 17:30 | 280.76 | 277.29
2017-10-12 18:00 | 279.81 | 276.44
2017-10-12 18:30 | 279.06 | 275.86
2017-10-12 19:00 | 279.65 | 276.6
2017-10-12 19:30 | 279.73 | 276.78
2017-10-12 20:00 | 278.58 | 275.81
2017-10-12 20:30 | 278.82 | 276.15
2017-10-12 21:00 | 279.48 | 276.72
2017-10-12 21:30 | 280.61 | 277.91
2017-10-12 22:00 | 280.54 | 277.79
2017-10-12 22:30 | 276.54 | 273.73
2017-10-12 23:00 | 275.38 | 272.78
2017-10-12 23:30 | 274.15 | 271.7
2017-10-13 | 274.29 | 271.85
2017-10-13 00:30 | 270.88 | 268.6
2017-10-13 01:00 | 271.92 | 269.52
2017-10-13 01:30 | 270.93 | 268.57
2017-10-13 02:00 | 264.29 | 261.89
2017-10-13 02:30 | 249.96 | 246.96
2017-10-13 03:00 | 250.89 | 247.7
2017-10-13 03:30 | 250.04 | 246.79
2017-10-13 04:00 | 249.42 | 246.31
2017-10-13 04:30 | 250.94 | 247.75
2017-10-13 05:00 | 251.36 | 248.12
2017-10-13 05:30 | 249.85 | 246.67
2017-10-13 06:00 | 251.7 | 248.22
2017-10-13 06:30 | 246.44 | 242.77
2017-10-13 07:00 | 242.59 | 239.05
2017-10-13 07:30 | 240.74 | 237.98
2017-10-13 08:00 | 240.73 | 237.98
2017-10-13 08:30 | 248.62 | 245.96
2017-10-13 09:00 | 262.95 | 260.6
2017-10-13 09:30 | 263.58 | 261.03
2017-10-13 10:00 | 263.11 | 260.52
2017-10-13 10:30 | 262.03 | 259.74
2017-10-13 11:00 | 262.11 | 259.8
2017-10-13 11:30 | 262.32 | 259.89
2017-10-13 12:00 | 262.64 | 260.17
2017-10-13 12:30 | 261.81 | 259.42
2017-10-13 13:00 | 263.74 | 261.12
2017-10-13 13:30 | 266.42 | 263.56
2017-10-13 14:00 | 265.69 | 262.92
2017-10-13 14:30 | 265.92 | 263.15
2017-10-13 15:00 | 265.28 | 262.5
2017-10-13 15:30 | 263.17 | 260.17
2017-10-13 16:00 | 267.22 | 264.07
2017-10-13 16:30 | 268.06 | 265.14
2017-10-13 17:00 | 267.88 | 265.04
2017-10-13 17:30 | 268.87 | 266.07
2017-10-13 18:00 | 269 | 266.31
2017-10-13 18:30 | 242.28 | 238.92
2017-10-13 19:00 | 242.17 | 238.65
2017-10-13 19:30 | 242.66 | 239.19
2017-10-13 20:00 | 243.39 | 240.09
2017-10-13 20:30 | 246 | 242.97
2017-10-13 21:00 | 243.28 | 240.67
2017-10-13 21:30 | 245.27 | 242.14
2017-10-13 22:00 | 245.38 | 242.07
2017-10-13 22:30 | 245.97 | 241.88
2017-10-13 23:00 | 246.8 | 242.82
2017-10-13 23:30 | 245.51 | 241.72
2017-10-14 | 246.87 | 242.93
2017-10-14 00:30 | 247.35 | 243.3
2017-10-14 01:00 | 246.94 | 242.86
2017-10-14 01:30 | 246.44 | 242.38
2017-10-14 02:00 | 245.84 | 241.86
2017-10-14 02:30 | 246.11 | 242.35
2017-10-14 03:00 | 246.08 | 242.49
2017-10-14 03:30 | 244.56 | 241.22
2017-10-14 04:00 | 246.22 | 242.23
2017-10-14 04:30 | 246.57 | 242.13
2017-10-14 05:00 | 247.22 | 242.54
2017-10-14 05:30 | 246.67 | 241.89
2017-10-14 06:00 | 247.31 | 242.48
2017-10-14 06:30 | 244.94 | 240.31
2017-10-14 07:00 | 243.52 | 239.43
2017-10-14 07:30 | 243.13 | 239.4
2017-10-14 08:00 | 244.51 | 240.47
2017-10-14 08:30 | 244.48 | 240.36
2017-10-14 09:00 | 246.29 | 242.36
2017-10-14 09:30 | 271.36 | 267.97
2017-10-14 10:00 | 271.02 | 267.67
2017-10-14 10:30 | 267.82 | 264.63
2017-10-14 11:00 | 267.43 | 264.35
2017-10-14 11:30 | 266.56 | 263.75
2017-10-14 12:00 | 266.42 | 263.74
2017-10-14 12:30 | 265.89 | 263.34
2017-10-14 13:00 | 266.84 | 264.27
2017-10-14 13:30 | 268.47 | 265.81
2017-10-14 14:00 | 268.44 | 265.64
2017-10-14 14:30 | 268.94 | 266.03
2017-10-14 15:00 | 268.2 | 265.41
2017-10-14 15:30 | 269 | 266.15
2017-10-14 16:00 | 269.07 | 266.15
2017-10-14 16:30 | 269.51 | 267
2017-10-14 17:00 | 270.32 | 267.69
2017-10-14 17:30 | 273.98 | 271.12
2017-10-14 18:00 | 276.39 | 273.31
2017-10-14 18:30 | 275.45 | 272.41
2017-10-14 19:00 | 276.71 | 273.68
2017-10-14 19:30 | 275.59 | 272.74
2017-10-14 20:00 | 275.22 | 272.25
2017-10-14 20:30 | 279.42 | 276.07
2017-10-14 21:00 | 280.59 | 277.22
2017-10-14 21:30 | 281.52 | 278.04
2017-10-14 22:00 | 282.75 | 279.19
2017-10-14 22:30 | 281.95 | 278.58
2017-10-14 23:00 | 281.11 | 277.79
2017-10-14 23:30 | 279.89 | 276.17
2017-10-15 | 279.33 | 275.68
2017-10-15 00:30 | 280.1 | 276.32
2017-10-15 01:00 | 279.44 | 275.76
2017-10-15 01:30 | 276.23 | 272.8
2017-10-15 02:00 | 246.68 | 242.55
2017-10-15 02:30 | 239.05 | 234.45
2017-10-15 03:00 | 238.51 | 234.01
2017-10-15 03:30 | 237.71 | 233.35
2017-10-15 04:00 | 234.98 | 230.94
2017-10-15 04:30 | 232.44 | 228.63
2017-10-15 05:00 | 231.79 | 227.84
2017-10-15 05:30 | 231.23 | 227.3
2017-10-15 06:00 | 228.63 | 225.17
2017-10-15 06:30 | 228.04 | 224.63
2017-10-15 07:00 | 229.36 | 225.9
2017-10-15 07:30 | 230.73 | 227.1
2017-10-15 08:00 | 231.68 | 227.68
2017-10-15 08:30 | 231.53 | 227.85
2017-10-15 09:00 | 229.73 | 226.32
2017-10-15 09:30 | 229.32 | 226.46
2017-10-15 10:00 | 229.22 | 226.41
2017-10-15 10:30 | 227.54 | 225.09
2017-10-15 11:00 | 227.08 | 224.71
2017-10-15 11:30 | 225.32 | 223.1
2017-10-15 12:00 | 227.33 | 224.98
2017-10-15 12:30 | 228.33 | 225.79
2017-10-15 13:00 | 226.74 | 224.4
2017-10-15 13:30 | 226.13 | 223.91
2017-10-15 14:00 | 225.74 | 223.56
2017-10-15 14:30 | 226.09 | 223.83
2017-10-15 15:00 | 225.84 | 223.61
2017-10-15 15:30 | 225.72 | 223.43
2017-10-15 16:00 | 225 | 222.66
2017-10-15 16:30 | 225.26 | 222.84
2017-10-15 17:00 | 225.57 | 223.08
2017-10-15 17:30 | 225.64 | 223.16
2017-10-15 18:00 | 225.99 | 223.52
2017-10-15 18:30 | 229.47 | 226.91
2017-10-15 19:00 | 233.28 | 230.92
2017-10-15 19:30 | 239.95 | 237.96
2017-10-15 20:00 | 239.59 | 237.6
2017-10-15 20:30 | 239.59 | 237.49
2017-10-15 21:00 | 241.19 | 238.98
2017-10-15 21:30 | 241.58 | 239.5
2017-10-15 22:00 | 240.33 | 238.44
2017-10-15 22:30 | 239.63 | 237.82
2017-10-15 23:00 | 241.02 | 239.04
2017-10-15 23:30 | 243.71 | 241.56
2017-10-16 | 243.7 | 241.66
2017-10-16 00:30 | 244.49 | 242.41
2017-10-16 01:00 | 246.78 | 244.2
2017-10-16 01:30 | 249.06 | 246.06
2017-10-16 02:00 | 249.5 | 246.49
2017-10-16 02:30 | 249.84 | 246.81
2017-10-16 03:00 | 249.39 | 246.51
2017-10-16 03:30 | 249.32 | 246.45
2017-10-16 04:00 | 250.16 | 247.18
2017-10-16 04:30 | 249.47 | 246.5
2017-10-16 05:00 | 248.86 | 245.88
2017-10-16 05:30 | 249.43 | 246.3
2017-10-16 06:00 | 249.55 | 246.4
2017-10-16 06:30 | 250.54 | 247.29
2017-10-16 07:00 | 274.82 | 272.18
2017-10-16 07:30 | 275.33 | 272.42
2017-10-16 08:00 | 275.72 | 272.72
2017-10-16 08:30 | 274.26 | 271.78
2017-10-16 09:00 | 248.83 | 245.48
2017-10-16 09:30 | 244.88 | 241.39
2017-10-16 10:00 | 244.69 | 241.34
2017-10-16 10:30 | 244.29 | 240.93
2017-10-16 11:00 | 242.72 | 239.52
2017-10-16 11:30 | 247.38 | 243.59
2017-10-16 12:00 | 248.77 | 245.22
2017-10-16 12:30 | 250.43 | 247.04
2017-10-16 13:00 | 253.35 | 249.76
2017-10-16 13:30 | 256.15 | 252.53
2017-10-16 14:00 | 254.47 | 251.24
2017-10-16 14:30 | 255.91 | 252.41
2017-10-16 15:00 | 258.36 | 254.52
2017-10-16 15:30 | 257.56 | 253.72
2017-10-16 16:00 | 252.48 | 249.28
2017-10-16 16:30 | 251.89 | 248.94
2017-10-16 17:00 | 254.93 | 251.88
2017-10-16 17:30 | 256.88 | 253.5
2017-10-16 18:00 | 255.71 | 252.65
2017-10-16 18:30 | 273.32 | 270.87
2017-10-16 19:00 | 274.23 | 271.98
2017-10-16 19:30 | 273.79 | 271.65
2017-10-16 20:00 | 270.21 | 268.34
2017-10-16 20:30 | 270.85 | 268.97
2017-10-16 21:00 | 270.15 | 268.28
2017-10-16 21:30 | 270.23 | 268.34
2017-10-16 22:00 | 271.18 | 269.04
2017-10-16 22:30 | 275.35 | 272.59
2017-10-16 23:00 | 279.34 | 276.2
2017-10-16 23:30 | 278.27 | 275.31
2017-10-17 | 279.32 | 275.73
2017-10-17 00:30 | 282.37 | 278.46
2017-10-17 01:00 | 281.22 | 277.49
2017-10-17 01:30 | 281.58 | 277.92
2017-10-17 02:00 | 280.9 | 277.38
2017-10-17 02:30 | 279.27 | 275.72
2017-10-17 03:00 | 276.23 | 272.93
2017-10-17 03:30 | 277.4 | 274.06
2017-10-17 04:00 | 279.51 | 275.97
2017-10-17 04:30 | 279.06 | 275.44
2017-10-17 05:00 | 278.53 | 274.82
2017-10-17 05:30 | 279.06 | 275.35
2017-10-17 06:00 | 281.73 | 278.17
2017-10-17 06:30 | 279.82 | 276.51
2017-10-17 07:00 | 273.97 | 271.89
2017-10-17 07:30 | 274.85 | 272.51
2017-10-17 08:00 | 276.58 | 274.11
2017-10-17 08:30 | 265.97 | 263.41
2017-10-17 09:00 | 254.46 | 251.68
2017-10-17 09:30 | 264.61 | 262.19
2017-10-17 10:00 | 265.7 | 263.22
2017-10-17 10:30 | 265.05 | 262.62
2017-10-17 11:00 | 219.59 | 217
2017-10-17 11:30 | 114.81 | 111.31
2017-10-17 12:00 | 113.43 | 110.03
2017-10-17 12:30 | 114.06 | 110.58
2017-10-17 13:00 | 111.43 | 108.22
2017-10-17 13:30 | 112.18 | 108.84
2017-10-17 14:00 | 110.59 | 107.38
2017-10-17 14:30 | 108.56 | 105.5
2017-10-17 15:00 | 109.67 | 106.49
2017-10-17 15:30 | 111.39 | 108.14
2017-10-17 16:00 | 109.73 | 106.67
2017-10-17 16:30 | 100.63 | 98.5
2017-10-17 17:00 | 98.81 | 96.45
2017-10-17 17:30 | 101.23 | 98.88
2017-10-17 18:00 | 100.96 | 98.66
2017-10-17 18:30 | 100.52 | 98.26
2017-10-17 19:00 | 100.27 | 97.97
2017-10-17 19:30 | 105.41 | 102.72
2017-10-17 20:00 | 106.42 | 103.65
2017-10-17 20:30 | 105.92 | 103.15
2017-10-17 21:00 | 110.4 | 105.97
2017-10-17 21:30 | 114.42 | 108.63
2017-10-17 22:00 | 123.08 | 117.48
2017-10-17 22:30 | 134.29 | 128.7
2017-10-17 23:00 | 145.43 | 140.96
2017-10-17 23:30 | 176.45 | 173.37
2017-10-18 | 200.79 | 197.8
2017-10-18 00:30 | 207.74 | 204.45
2017-10-18 01:00 | 208.67 | 205.31
2017-10-18 01:30 | 212.12 | 208.34
2017-10-18 02:00 | 216.64 | 212.22
2017-10-18 02:30 | 219.18 | 214.86
2017-10-18 03:00 | 230.17 | 227.15
2017-10-18 03:30 | 236.51 | 232.89
2017-10-18 04:00 | 237.86 | 234.06
2017-10-18 04:30 | 235.88 | 232.16
2017-10-18 05:00 | 239.76 | 235.34
2017-10-18 05:30 | 236.73 | 232.66
2017-10-18 06:00 | 235.63 | 231.83
2017-10-18 06:30 | 231.09 | 228.4
2017-10-18 07:00 | 234.39 | 231.21
2017-10-18 07:30 | 235.6 | 232.24
2017-10-18 08:00 | 236.21 | 232.82
2017-10-18 08:30 | 237.03 | 234.52
2017-10-18 09:00 | 240.32 | 237.89
2017-10-18 09:30 | 240.91 | 238.25
2017-10-18 10:00 | 240.47 | 237.88
2017-10-18 10:30 | 254.4 | 252.09
2017-10-18 11:00 | 265.19 | 263.05
2017-10-18 11:30 | 260.02 | 258.38
2017-10-18 12:00 | 259.84 | 258.23
2017-10-18 12:30 | 261.66 | 259.97
2017-10-18 13:00 | 262.51 | 260.83
2017-10-18 13:30 | 262.68 | 260.89
2017-10-18 14:00 | 262.78 | 261.16
2017-10-18 14:30 | 258.16 | 256.88
2017-10-18 15:00 | 259.98 | 258.52
2017-10-18 15:30 | 262.77 | 260.93
2017-10-18 16:00 | 262.87 | 261.01
2017-10-18 16:30 | 255.7 | 254.44
2017-10-18 17:00 | 256.01 | 254.7
2017-10-18 17:30 | 261.96 | 260.09
2017-10-18 18:00 | 225.13 | 222.9
2017-10-18 18:30 | 221.13 | 218.83
2017-10-18 19:00 | 237.52 | 235.58
2017-10-18 19:30 | 243.49 | 242.2
2017-10-18 20:00 | 236.65 | 235.24
2017-10-18 20:30 | 217.77 | 216.34
2017-10-18 21:00 | 210.86 | 209.48
2017-10-18 21:30 | 210.06 | 208.63
2017-10-18 22:00 | 213.55 | 211.98
2017-10-18 22:30 | 214.18 | 212.93
2017-10-18 23:00 | 215.37 | 214.13
2017-10-18 23:30 | 215.45 | 213.91
2017-10-19 | 218.74 | 216.68
2017-10-19 00:30 | 236.82 | 234.77
2017-10-19 01:00 | 236.75 | 233.95
2017-10-19 01:30 | 232.79 | 229.31
2017-10-19 02:00 | 237.97 | 234.77
2017-10-19 02:30 | 245.89 | 243.08
2017-10-19 03:00 | 241.59 | 239.15
2017-10-19 03:30 | 240.95 | 238.5
2017-10-19 04:00 | 243.54 | 240.92
2017-10-19 04:30 | 245.51 | 242.67
2017-10-19 05:00 | 245.31 | 242.42
2017-10-19 05:30 | 246.42 | 243.37
2017-10-19 06:00 | 245.39 | 242.8
2017-10-19 06:30 | 241.58 | 239.94
2017-10-19 07:00 | 241.53 | 239.82
2017-10-19 07:30 | 240.23 | 238.71
2017-10-19 08:00 | 240.52 | 238.99
2017-10-19 08:30 | 240.58 | 239.17
2017-10-19 09:00 | 240.87 | 239.43
2017-10-19 09:30 | 241.32 | 239.9
2017-10-19 10:00 | 245.39 | 243.6
2017-10-19 10:30 | 245.99 | 244.21
2017-10-19 11:00 | 246.64 | 244.85
2017-10-19 11:30 | 244.15 | 242.52
2017-10-19 12:00 | 247.19 | 245.59
2017-10-19 12:30 | 253.82 | 252.04
2017-10-19 13:00 | 254.63 | 252.71
2017-10-19 13:30 | 255.06 | 253.16
2017-10-19 14:00 | 252.6 | 250.58
2017-10-19 14:30 | 250.33 | 248.44
2017-10-19 15:00 | 247.03 | 245.89
2017-10-19 15:30 | 247.91 | 246.82
2017-10-19 16:00 | 249.81 | 248.54
2017-10-19 16:30 | 250.83 | 249.43
2017-10-19 17:00 | 255.11 | 253.59
2017-10-19 17:30 | 258.7 | 257.17
2017-10-19 18:00 | 260.28 | 258.59
2017-10-19 18:30 | 260.12 | 258.42
2017-10-19 19:00 | 264.49 | 262.49
2017-10-19 19:30 | 266.01 | 263.99
2017-10-19 20:00 | 266.01 | 264.19
2017-10-19 20:30 | 266.31 | 264.7
2017-10-19 21:00 | 265.41 | 263.47
2017-10-19 21:30 | 265.7 | 263.79
2017-10-19 22:00 | 266.64 | 264.71
2017-10-19 22:30 | 266.77 | 264.98
2017-10-19 23:00 | 268.31 | 266.22
2017-10-19 23:30 | 270.5 | 268.09
2017-10-20 | 271.99 | 269.37
2017-10-20 00:30 | 272.32 | 269.56
2017-10-20 01:00 | 274.15 | 271.18
2017-10-20 01:30 | 274.45 | 271.46
2017-10-20 02:00 | 274.61 | 271.59
2017-10-20 02:30 | 274.54 | 271.52
2017-10-20 03:00 | 276.6 | 273.46
2017-10-20 03:30 | 276.38 | 273.13
2017-10-20 04:00 | 278.02 | 274.51
2017-10-20 04:30 | 278.8 | 275.19
2017-10-20 05:00 | 278.89 | 275.3
2017-10-20 05:30 | 279.08 | 275.53
2017-10-20 06:00 | 277.39 | 274.05
2017-10-20 06:30 | 275.18 | 272.06
2017-10-20 07:00 | 274.73 | 271.63
2017-10-20 07:30 | 273.08 | 270.13
2017-10-20 08:00 | 271.16 | 268.26
2017-10-20 08:30 | 270.78 | 267.93
2017-10-20 09:00 | 270.89 | 268.08
2017-10-20 09:30 | 271.29 | 268.88
2017-10-20 10:00 | 270.32 | 268.33
2017-10-20 10:30 | 270.17 | 267.76
2017-10-20 11:00 | 267.7 | 265.5
2017-10-20 11:30 | 268.94 | 266.56
2017-10-20 12:00 | 269.1 | 266.74
2017-10-20 12:30 | 268.49 | 266.08
2017-10-20 13:00 | 268.63 | 266.29
2017-10-20 13:30 | 267.51 | 265.18
2017-10-20 14:00 | 267.9 | 265.45
2017-10-20 14:30 | 268.03 | 265.57
2017-10-20 15:00 | 270.43 | 267.88
2017-10-20 15:30 | 270.23 | 267.65
2017-10-20 16:00 | 268.96 | 266.58
2017-10-20 16:30 | 270.71 | 267.54
2017-10-20 17:00 | 272.32 | 268.66
2017-10-20 17:30 | 272.63 | 268.82
2017-10-20 18:00 | 271.12 | 267.58
2017-10-20 18:30 | 269.56 | 266.08
2017-10-20 19:00 | 270.65 | 267.06
2017-10-20 19:30 | 271.92 | 268.33
2017-10-20 20:00 | 274.97 | 271.06
2017-10-20 20:30 | 274.95 | 271.11
2017-10-20 21:00 | 275.3 | 271.46
2017-10-20 21:30 | 274.75 | 270.94
2017-10-20 22:00 | 272.93 | 269.46
2017-10-20 22:30 | 269.78 | 266.12
2017-10-20 23:00 | 269.32 | 265.9
2017-10-20 23:30 | 266.32 | 263.32
2017-10-21 | 268.19 | 264.98
2017-10-21 00:30 | 271.59 | 268.02
2017-10-21 01:00 | 272.04 | 268.42
2017-10-21 01:30 | 269.49 | 266.13
2017-10-21 02:00 | 263.93 | 260.74
2017-10-21 02:30 | 241.36 | 237.56
2017-10-21 03:00 | 238.76 | 234.73
2017-10-21 03:30 | 240.23 | 236.02
2017-10-21 04:00 | 241.56 | 237.24
2017-10-21 04:30 | 241.53 | 237.1
2017-10-21 05:00 | 241.3 | 236.77
2017-10-21 05:30 | 240.27 | 235.82
2017-10-21 06:00 | 239.38 | 235.05
2017-10-21 06:30 | 240.03 | 235.43
2017-10-21 07:00 | 240.38 | 235.56
2017-10-21 07:30 | 241.92 | 236.66
2017-10-21 08:00 | 242.89 | 237.43
2017-10-21 08:30 | 245.77 | 240.14
2017-10-21 09:00 | 269.14 | 264.64
2017-10-21 09:30 | 268.27 | 264
2017-10-21 10:00 | 267.26 | 263.49
2017-10-21 10:30 | 265.89 | 262.2
2017-10-21 11:00 | 266.85 | 263.03
2017-10-21 11:30 | 267.8 | 263.79
2017-10-21 12:00 | 267.66 | 263.83
2017-10-21 12:30 | 269.27 | 265.43
2017-10-21 13:00 | 271 | 267.17
2017-10-21 13:30 | 271.64 | 267.75
2017-10-21 14:00 | 272.4 | 268.41
2017-10-21 14:30 | 273.74 | 269.61
2017-10-21 15:00 | 274 | 269.8
2017-10-21 15:30 | 278.12 | 273.42
2017-10-21 16:00 | 279.97 | 274.94
2017-10-21 16:30 | 280.36 | 275.32
2017-10-21 17:00 | 280.48 | 275.29
2017-10-21 17:30 | 280.86 | 275.58
2017-10-21 18:00 | 281.99 | 276.63
2017-10-21 18:30 | 282.1 | 276.68
2017-10-21 19:00 | 280.09 | 275.59
2017-10-21 19:30 | 279.32 | 275.85
2017-10-21 20:00 | 279.3 | 275.9
2017-10-21 20:30 | 279.95 | 276.57
2017-10-21 21:00 | 255.17 | 251
2017-10-21 21:30 | 244.95 | 240.34
2017-10-21 22:00 | 244.74 | 240.26
2017-10-21 22:30 | 244.59 | 240.21
2017-10-21 23:00 | 245.83 | 241.25
2017-10-21 23:30 | 249.09 | 244.08
2017-10-22 | 248.73 | 243.72
2017-10-22 00:30 | 248.83 | 243.68
2017-10-22 01:00 | 249.39 | 244.1
2017-10-22 01:30 | 248.96 | 243.47
2017-10-22 02:00 | 248.63 | 242.94
2017-10-22 02:30 | 249.49 | 243.11
2017-10-22 03:00 | 248.81 | 242.6
2017-10-22 03:30 | 248.04 | 241.88
2017-10-22 04:00 | 247.97 | 241.82
2017-10-22 04:30 | 248.86 | 242.54
2017-10-22 05:00 | 249.06 | 242.63
2017-10-22 05:30 | 249.66 | 243.15
2017-10-22 06:00 | 248.96 | 242.54
2017-10-22 06:30 | 249.24 | 242.66
2017-10-22 07:00 | 248.95 | 242.34
2017-10-22 07:30 | 249.37 | 242.56
2017-10-22 08:00 | 249.26 | 242.41
2017-10-22 08:30 | 249.01 | 242.58
2017-10-22 09:00 | 249.23 | 242.77
2017-10-22 09:30 | 254.12 | 247.79
2017-10-22 10:00 | 246.74 | 241.34
2017-10-22 10:30 | 246.88 | 241.09
2017-10-22 11:00 | 248.2 | 242.22
2017-10-22 11:30 | 249.3 | 243.24
2017-10-22 12:00 | 248.91 | 242.92
2017-10-22 12:30 | 250.2 | 244.13
2017-10-22 13:00 | 250.48 | 244.42
2017-10-22 13:30 | 250.62 | 244.61
2017-10-22 14:00 | 250.7 | 244.62
2017-10-22 14:30 | 251.91 | 245.7
2017-10-22 15:00 | 251.6 | 245.46
2017-10-22 15:30 | 250.46 | 244.49
2017-10-22 16:00 | 250.17 | 244.05
2017-10-22 16:30 | 250.93 | 244.3
2017-10-22 17:00 | 250.85 | 243.88
2017-10-22 17:30 | 249.58 | 243.26
2017-10-22 18:00 | 250.84 | 244.37
2017-10-22 18:30 | 251.14 | 244.94
2017-10-22 19:00 | 254.89 | 249.23
2017-10-22 19:30 | 259.19 | 253.95
2017-10-22 20:00 | 259.56 | 254.32
2017-10-22 20:30 | 259.99 | 254.74
2017-10-22 21:00 | 260.6 | 255.38
2017-10-22 21:30 | 259.9 | 254.86
2017-10-22 22:00 | 254.32 | 248.97
2017-10-22 22:30 | 253.53 | 247.89
2017-10-22 23:00 | 250.39 | 244.48
2017-10-22 23:30 | 244.72 | 239.61
2017-10-23 | 253.21 | 247.04
2017-10-23 00:30 | 253.96 | 247.7
2017-10-23 01:00 | 251.66 | 245.75
2017-10-23 01:30 | 250.53 | 244.69
2017-10-23 02:00 | 250.88 | 244.9
2017-10-23 02:30 | 251.15 | 245.41
2017-10-23 03:00 | 250.72 | 245.1
2017-10-23 03:30 | 249.1 | 243.54
2017-10-23 04:00 | 250.66 | 245.14
2017-10-23 04:30 | 251.4 | 245.55
2017-10-23 05:00 | 253.44 | 247.12
2017-10-23 05:30 | 247.06 | 241.53
2017-10-23 06:00 | 245.67 | 240.31
2017-10-23 06:30 | 243.42 | 238.32
2017-10-23 07:00 | 245.5 | 240.25
2017-10-23 07:30 | 249.86 | 244.33
2017-10-23 08:00 | 252.79 | 247.11
2017-10-23 08:30 | 253.25 | 247.93
2017-10-23 09:00 | 252.82 | 248.12
2017-10-23 09:30 | 253.78 | 249.15
2017-10-23 10:00 | 253.8 | 249.02
2017-10-23 10:30 | 254.32 | 250.25
2017-10-23 11:00 | 257.85 | 254.06
2017-10-23 11:30 | 258.58 | 254.7
2017-10-23 12:00 | 258.23 | 254.32
2017-10-23 12:30 | 258.12 | 254.32
2017-10-23 13:00 | 257.92 | 254.11
2017-10-23 13:30 | 258.2 | 254.4
2017-10-23 14:00 | 255.73 | 252.16
2017-10-23 14:30 | 258.33 | 254.42
2017-10-23 15:00 | 253.96 | 249.76
2017-10-23 15:30 | 249.13 | 244.71
2017-10-23 16:00 | 248.55 | 244.13
2017-10-23 16:30 | 247.22 | 242.91
2017-10-23 17:00 | 247.17 | 242.71
2017-10-23 17:30 | 248.14 | 243.57
2017-10-23 18:00 | 247.37 | 243.24
2017-10-23 18:30 | 245.24 | 241.59
2017-10-23 19:00 | 243.73 | 240.27
2017-10-23 19:30 | 241.99 | 238.85
2017-10-23 20:00 | 238.35 | 235.53
2017-10-23 20:30 | 264.02 | 261.88
2017-10-23 21:00 | 255.65 | 253.56
2017-10-23 21:30 | 256.09 | 254.03
2017-10-23 22:00 | 261.18 | 258.56
2017-10-23 22:30 | 265.28 | 261.89
2017-10-23 23:00 | 261.36 | 258.5
2017-10-23 23:30 | 262.53 | 259.54
2017-10-24 | 263.53 | 259.8
2017-10-24 00:30 | 263.52 | 259.81
2017-10-24 01:00 | 263.35 | 259.34
2017-10-24 01:30 | 263.14 | 258.59
2017-10-24 02:00 | 262.6 | 258.23
2017-10-24 02:30 | 260.54 | 256.26
2017-10-24 03:00 | 266.43 | 261.6
2017-10-24 03:30 | 284.09 | 279.77
2017-10-24 04:00 | 287.09 | 282.85
2017-10-24 04:30 | 287.69 | 283.45
2017-10-24 05:00 | 288.07 | 284.37
2017-10-24 05:30 | 287.29 | 284.03
2017-10-24 06:00 | 277.54 | 274.97
2017-10-24 06:30 | 266.47 | 263.47
2017-10-24 07:00 | 254.82 | 252.45
2017-10-24 07:30 | 254.56 | 252.26
2017-10-24 08:00 | 255.28 | 253.25
2017-10-24 08:30 | 255.57 | 253.56
2017-10-24 09:00 | 255.7 | 253.68
2017-10-24 09:30 | 262.51 | 260.53
2017-10-24 10:00 | 256.29 | 254.29
2017-10-24 10:30 | 244.8 | 242.08
2017-10-24 11:00 | 240.21 | 236.47
2017-10-24 11:30 | 239.6 | 235.59
2017-10-24 12:00 | 238.75 | 234.84
2017-10-24 12:30 | 238.98 | 235.04
2017-10-24 13:00 | 238.75 | 235.3
2017-10-24 13:30 | 235.23 | 231.81
2017-10-24 14:00 | 233.86 | 230.55
2017-10-24 14:30 | 238.08 | 234.27
2017-10-24 15:00 | 236.02 | 232.28
2017-10-24 15:30 | 235.69 | 231.89
2017-10-24 16:00 | 236.13 | 232.21
2017-10-24 16:30 | 238.85 | 234.34
2017-10-24 17:00 | 240.7 | 235.9
2017-10-24 17:30 | 240.43 | 235.5
2017-10-24 18:00 | 240.36 | 235.45
2017-10-24 18:30 | 239.26 | 234.3
2017-10-24 19:00 | 247.15 | 242.43
2017-10-24 19:30 | 273.92 | 269.93
2017-10-24 20:00 | 274.41 | 270.33
2017-10-24 20:30 | 275.39 | 271.3
2017-10-24 21:00 | 276.17 | 271.98
2017-10-24 21:30 | 276.04 | 271.88
2017-10-24 22:00 | 277.53 | 272.67
2017-10-24 22:30 | 274.92 | 270.42
2017-10-24 23:00 | 260.69 | 254.9
2017-10-24 23:30 | 262.58 | 256.12
2017-10-25 | 262.44 | 256.02
2017-10-25 00:30 | 257.86 | 251.04
2017-10-25 01:00 | 243.83 | 236.15
2017-10-25 01:30 | 241.92 | 235.3
2017-10-25 02:00 | 238.64 | 233.45
2017-10-25 02:30 | 236.97 | 231.79
2017-10-25 03:00 | 240.24 | 234.3
2017-10-25 03:30 | 239.74 | 233.82
2017-10-25 04:00 | 238.76 | 232.85
2017-10-25 04:30 | 239.07 | 233.11
2017-10-25 05:00 | 241.27 | 235.25
2017-10-25 05:30 | 243.01 | 237.31
2017-10-25 06:00 | 241.99 | 237.07
2017-10-25 06:30 | 240.65 | 236.14
2017-10-25 07:00 | 243.25 | 239.07
2017-10-25 07:30 | 262.15 | 259.49
2017-10-25 08:00 | 266.64 | 263.65
2017-10-25 08:30 | 242.62 | 239.14
2017-10-25 09:00 | 235.78 | 232.18
2017-10-25 09:30 | 237.7 | 234.42
2017-10-25 10:00 | 237.32 | 234.4
2017-10-25 10:30 | 237.35 | 234.53
2017-10-25 11:00 | 237.71 | 234.92
2017-10-25 11:30 | 238.47 | 235.64
2017-10-25 12:00 | 237.66 | 234.83
2017-10-25 12:30 | 238.99 | 235.97
2017-10-25 13:00 | 240.29 | 237.12
2017-10-25 13:30 | 240.66 | 237.44
2017-10-25 14:00 | 241.23 | 237.94
2017-10-25 14:30 | 241.24 | 237.94
2017-10-25 15:00 | 242.43 | 238.87
2017-10-25 15:30 | 243.72 | 240
2017-10-25 16:00 | 244.22 | 240.23
2017-10-25 16:30 | 245.02 | 240.69
2017-10-25 17:00 | 243.96 | 239.23
2017-10-25 17:30 | 248.98 | 243.53
2017-10-25 18:00 | 250.71 | 244.87
2017-10-25 18:30 | 249.91 | 244.32
2017-10-25 19:00 | 256.24 | 251.4
2017-10-25 19:30 | 258.3 | 254.16
2017-10-25 20:00 | 257.79 | 253.92
2017-10-25 20:30 | 257.75 | 253.86
2017-10-25 21:00 | 258.44 | 254.54
2017-10-25 21:30 | 264.29 | 260.17
2017-10-25 22:00 | 264.35 | 260.3
2017-10-25 22:30 | 263.53 | 259.81
2017-10-25 23:00 | 262.15 | 258.31
2017-10-25 23:30 | 261.46 | 257.55
2017-10-26 | 262.31 | 258.37
2017-10-26 00:30 | 259.01 | 255.43
2017-10-26 01:00 | 259.09 | 255.54
2017-10-26 01:30 | 261.04 | 257.35
2017-10-26 02:00 | 262.74 | 258.28
2017-10-26 02:30 | 261.64 | 257.08
2017-10-26 03:00 | 262.38 | 257.76
2017-10-26 03:30 | 256.13 | 252.29
2017-10-26 04:00 | 255.09 | 251.39
2017-10-26 04:30 | 258.96 | 254.69
2017-10-26 05:00 | 260.67 | 256.14
2017-10-26 05:30 | 260.65 | 256.14
2017-10-26 06:00 | 262.28 | 257.33
2017-10-26 06:30 | 261.89 | 257.07
2017-10-26 07:00 | 260.98 | 255.99
2017-10-26 07:30 | 262.12 | 256.47
2017-10-26 08:00 | 260.22 | 254.98
2017-10-26 08:30 | 251.65 | 246.87
2017-10-26 09:00 | 240.21 | 235.38
2017-10-26 09:30 | 238.55 | 234.69
2017-10-26 10:00 | 239.79 | 235.76
2017-10-26 10:30 | 241.01 | 236.74
2017-10-26 11:00 | 240.12 | 235.88
2017-10-26 11:30 | 238.67 | 234.57
2017-10-26 12:00 | 240.73 | 236.29
2017-10-26 12:30 | 241.48 | 236.84
2017-10-26 13:00 | 242.78 | 237.67
2017-10-26 13:30 | 243.88 | 238.53
2017-10-26 14:00 | 244.87 | 239.36
2017-10-26 14:30 | 247.37 | 241.44
2017-10-26 15:00 | 248.26 | 242.19
2017-10-26 15:30 | 248.66 | 242.89
2017-10-26 16:00 | 246.06 | 240.99
2017-10-26 16:30 | 245.27 | 240.61
2017-10-26 17:00 | 249.77 | 244.98
2017-10-26 17:30 | 250.33 | 245.66
2017-10-26 18:00 | 249.2 | 244.78
2017-10-26 18:30 | 249 | 244.63
2017-10-26 19:00 | 248.76 | 244.4
2017-10-26 19:30 | 247.71 | 243.53
2017-10-26 20:00 | 244.12 | 240.48
2017-10-26 20:30 | 244.73 | 240.58
2017-10-26 21:00 | 246.4 | 241.78
2017-10-26 21:30 | 250.97 | 245.79
2017-10-26 22:00 | 250.6 | 245.63
2017-10-26 22:30 | 251.75 | 247.2
2017-10-26 23:00 | 250.2 | 245.57
2017-10-26 23:30 | 249.87 | 244.54
2017-10-27 | 250.17 | 244.6
2017-10-27 00:30 | 251.48 | 245.2
2017-10-27 01:00 | 251.26 | 244.98
2017-10-27 01:30 | 250.76 | 244.52
2017-10-27 02:00 | 251.29 | 244.88
2017-10-27 02:30 | 252.13 | 245.62
2017-10-27 03:00 | 250.33 | 244.03
2017-10-27 03:30 | 244.87 | 239.29
2017-10-27 04:00 | 247.53 | 241.6
2017-10-27 04:30 | 252.8 | 246.07
2017-10-27 05:00 | 251.42 | 244.88
2017-10-27 05:30 | 250.43 | 243.85
2017-10-27 06:00 | 250.58 | 244.05
2017-10-27 06:30 | 249.37 | 243.65
2017-10-27 07:00 | 245.6 | 240.61
2017-10-27 07:30 | 242.15 | 237.44
2017-10-27 08:00 | 243.28 | 238.62
2017-10-27 08:30 | 244.19 | 239.4
2017-10-27 09:00 | 245.99 | 241.25
2017-10-27 09:30 | 252.9 | 248.27
2017-10-27 10:00 | 246.3 | 242.36
2017-10-27 10:30 | 247.72 | 243.54
2017-10-27 11:00 | 246.02 | 241.97
2017-10-27 11:30 | 237.87 | 234.27
2017-10-27 12:00 | 245.73 | 240.97
2017-10-27 12:30 | 249.46 | 244.26
2017-10-27 13:00 | 248.98 | 243.83
2017-10-27 13:30 | 242.22 | 237.65
2017-10-27 14:00 | 243.77 | 238.73
2017-10-27 14:30 | 246.13 | 240.91
2017-10-27 15:00 | 247.62 | 242.56
2017-10-27 15:30 | 251.2 | 245.42
2017-10-27 16:00 | 252.27 | 246.14
2017-10-27 16:30 | 252.52 | 246.82
2017-10-27 17:00 | 251.8 | 246.55
2017-10-27 17:30 | 251.19 | 246.28
2017-10-27 18:00 | 251.62 | 246.9
2017-10-27 18:30 | 251.29 | 246.42
2017-10-27 19:00 | 252.21 | 247.3
2017-10-27 19:30 | 252.66 | 247.77
2017-10-27 20:00 | 253.16 | 248.32
2017-10-27 20:30 | 251.08 | 246.56
2017-10-27 21:00 | 250.73 | 246.27
2017-10-27 21:30 | 251.11 | 246.65
2017-10-27 22:00 | 251.7 | 246.74
2017-10-27 22:30 | 252.07 | 246.85
2017-10-27 23:00 | 251.59 | 246.82
2017-10-27 23:30 | 250.26 | 245.13
2017-10-28 | 250.47 | 244.91
2017-10-28 00:30 | 249.52 | 244.17
2017-10-28 01:00 | 249.99 | 244.53
2017-10-28 01:30 | 249.52 | 244.23
2017-10-28 02:00 | 246.96 | 242.11
2017-10-28 02:30 | 248.01 | 243.16
2017-10-28 03:00 | 248.99 | 244.06
2017-10-28 03:30 | 248.9 | 243.98
2017-10-28 04:00 | 249.35 | 244.4
2017-10-28 04:30 | 249.12 | 244.1
2017-10-28 05:00 | 249.06 | 244.04
2017-10-28 05:30 | 249.31 | 244.11
2017-10-28 06:00 | 249.14 | 244.05
2017-10-28 06:30 | 248.79 | 243.78
2017-10-28 07:00 | 248.67 | 243.59
2017-10-28 07:30 | 247.67 | 242.66
2017-10-28 08:00 | 247.1 | 242.05
2017-10-28 08:30 | 247.19 | 242.03
2017-10-28 09:00 | 248.27 | 243.21
2017-10-28 09:30 | 248.7 | 244.36
2017-10-28 10:00 | 249.5 | 245.26
2017-10-28 10:30 | 248.2 | 244.09
2017-10-28 11:00 | 247.57 | 243.64
2017-10-28 11:30 | 242 | 238.65
2017-10-28 12:00 | 246.19 | 242.32
2017-10-28 12:30 | 248.74 | 244.55
2017-10-28 13:00 | 249.11 | 244.91
2017-10-28 13:30 | 249.67 | 245.4
2017-10-28 14:00 | 247.11 | 242.96
2017-10-28 14:30 | 247.13 | 242.84
2017-10-28 15:00 | 249.61 | 244.89
2017-10-28 15:30 | 250.14 | 245.13
2017-10-28 16:00 | 251.06 | 245.68
2017-10-28 16:30 | 251.93 | 246.35
2017-10-28 17:00 | 252.6 | 246.98
2017-10-28 17:30 | 252.76 | 247.23
2017-10-28 18:00 | 253.53 | 247.88
2017-10-28 18:30 | 253.26 | 247.56
2017-10-28 19:00 | 252.56 | 246.94
2017-10-28 19:30 | 252.57 | 247.09
2017-10-28 20:00 | 251.18 | 245.92
2017-10-28 20:30 | 249.95 | 244.91
2017-10-28 21:00 | 251.6 | 246.57
2017-10-28 21:30 | 252.34 | 247.37
2017-10-28 22:00 | 252.38 | 247.48
2017-10-28 22:30 | 253.8 | 248.98
2017-10-28 23:00 | 253.71 | 248.77
2017-10-28 23:30 | 254.36 | 248.78
2017-10-29 | 254.82 | 249.26
2017-10-29 00:30 | 255.04 | 249.55
2017-10-29 01:00 | 254.86 | 249.48
2017-10-29 01:30 | 254.56 | 249.33
2017-10-29 02:00 | 254.37 | 249.33
2017-10-29 02:30 | 253.39 | 248.47
2017-10-29 03:00 | 254.44 | 249.39
2017-10-29 03:30 | 253.93 | 248.89
2017-10-29 04:00 | 253.3 | 248.26
2017-10-29 04:30 | 251.21 | 246.45
2017-10-29 05:00 | 246.98 | 242.73
2017-10-29 05:30 | 245.71 | 241.59
2017-10-29 06:00 | 245.9 | 241.71
2017-10-29 06:30 | 244.83 | 240.74
2017-10-29 07:00 | 245.59 | 241.4
2017-10-29 07:30 | 246.33 | 241.99
2017-10-29 08:00 | 246.24 | 241.81
2017-10-29 08:30 | 245.73 | 241.31
2017-10-29 09:00 | 244.33 | 240.06
2017-10-29 09:30 | 244.27 | 240.32
2017-10-29 10:00 | 243.83 | 240.2
2017-10-29 10:30 | 243.93 | 240.33
2017-10-29 11:00 | 243.17 | 239.74
2017-10-29 11:30 | 238.78 | 235.78
2017-10-29 12:00 | 237.99 | 235.09
2017-10-29 12:30 | 237.1 | 234.22
2017-10-29 13:00 | 236.81 | 233.91
2017-10-29 13:30 | 240.11 | 236.68
2017-10-29 14:00 | 241.85 | 238.04
2017-10-29 14:30 | 242.43 | 238.44
2017-10-29 15:00 | 242.9 | 239.09
2017-10-29 15:30 | 243.59 | 239.74
2017-10-29 16:00 | 243.62 | 239.73
2017-10-29 16:30 | 243.74 | 239.93
2017-10-29 17:00 | 247 | 243.39
2017-10-29 17:30 | 253.93 | 250.56
2017-10-29 18:00 | 253.89 | 250.58
2017-10-29 18:30 | 252.78 | 249.53
2017-10-29 19:00 | 252.75 | 249.56
2017-10-29 19:30 | 249.17 | 246.17
2017-10-29 20:00 | 244.95 | 241.8
2017-10-29 20:30 | 240.48 | 237.47
2017-10-29 21:00 | 239.13 | 236.13
2017-10-29 21:30 | 239.95 | 236.48
2017-10-29 22:00 | 240.54 | 237.24
2017-10-29 22:30 | 239.69 | 236.64
2017-10-29 23:00 | 240.89 | 237.56
2017-10-29 23:30 | 241.93 | 237.53
2017-10-30 | 240.53 | 236.18
2017-10-30 00:30 | 239.8 | 235.71
2017-10-30 01:00 | 237.94 | 233.39
2017-10-30 01:30 | 237.01 | 232.39
2017-10-30 02:00 | 237.01 | 232.51
2017-10-30 02:30 | 235.59 | 231.28
2017-10-30 03:00 | 238.73 | 234.39
2017-10-30 03:30 | 241.31 | 237.07
2017-10-30 04:00 | 255.37 | 251.55
2017-10-30 04:30 | 257.52 | 254.05
2017-10-30 05:00 | 265.99 | 262.73
2017-10-30 05:30 | 267.95 | 264.65
2017-10-30 06:00 | 272.4 | 269.01
2017-10-30 06:30 | 271.58 | 268.8
2017-10-30 07:00 | 271.96 | 268.85
2017-10-30 07:30 | 270.65 | 267.2
2017-10-30 08:00 | 261.97 | 259.09
2017-10-30 08:30 | 259.91 | 257.14
2017-10-30 09:00 | 258.97 | 256.37
2017-10-30 09:30 | 258.31 | 256.3
2017-10-30 10:00 | 257.5 | 255.66
2017-10-30 10:30 | 257.58 | 255.77
2017-10-30 11:00 | 256.81 | 255.18
2017-10-30 11:30 | 256.71 | 255.01
2017-10-30 12:00 | 256.35 | 254.43
2017-10-30 12:30 | 258.77 | 256.91
2017-10-30 13:00 | 260.74 | 259
2017-10-30 13:30 | 260.7 | 258.91
2017-10-30 14:00 | 260.66 | 258.76
2017-10-30 14:30 | 259.68 | 257.75
2017-10-30 15:00 | 262.76 | 260.44
2017-10-30 15:30 | 263.7 | 261.44
2017-10-30 16:00 | 263.98 | 261.85
2017-10-30 16:30 | 264.53 | 262.42
2017-10-30 17:00 | 266.94 | 264.8
2017-10-30 17:30 | 268.12 | 265.93
2017-10-30 18:00 | 270.97 | 268.84
2017-10-30 18:30 | 275.43 | 273.47
2017-10-30 19:00 | 274.78 | 272.86
2017-10-30 19:30 | 273.92 | 272.04
2017-10-30 20:00 | 271.88 | 270.06
2017-10-30 20:30 | 273.14 | 271.38
2017-10-30 21:00 | 274.43 | 272.58
2017-10-30 21:30 | 274.46 | 272.68
2017-10-30 22:00 | 273.66 | 272.13
2017-10-30 22:30 | 274.13 | 272.51
2017-10-30 23:00 | 274.12 | 272.62
2017-10-30 23:30 | 274.44 | 272.93
2017-10-31 | 275.34 | 273.77
2017-10-31 00:30 | 274.89 | 273.27
2017-10-31 01:00 | 275.29 | 272.96
2017-10-31 01:30 | 275.99 | 273.57
2017-10-31 02:00 | 276.54 | 274.18
2017-10-31 02:30 | 275.9 | 273.61
2017-10-31 03:00 | 274.62 | 272.39
2017-10-31 03:30 | 272.59 | 270.49
2017-10-31 04:00 | 271.24 | 269.37
2017-10-31 04:30 | 269.43 | 267.58
2017-10-31 05:00 | 268.21 | 266.35
2017-10-31 05:30 | 268.15 | 266.25
2017-10-31 06:00 | 268.61 | 266.56
2017-10-31 06:30 | 267.26 | 265.31
2017-10-31 07:00 | 263.01 | 261.24
2017-10-31 07:30 | 258.97 | 257.4
2017-10-31 08:00 | 255.01 | 253.62
2017-10-31 08:30 | 258.76 | 257.04
2017-10-31 09:00 | 262.52 | 260.52
2017-10-31 09:30 | 263.21 | 261.26
2017-10-31 10:00 | 260.81 | 258.74
2017-10-31 10:30 | 257.09 | 254.81
2017-10-31 11:00 | 230.37 | 227.37
2017-10-31 11:30 | 230.64 | 227.64
2017-10-31 12:00 | 231.62 | 228.45
2017-10-31 12:30 | 231.8 | 228.69
2017-10-31 13:00 | 230.74 | 227.65
2017-10-31 13:30 | 230.22 | 227.13
2017-10-31 14:00 | 230.95 | 227.71
2017-10-31 14:30 | 230.88 | 227.43
2017-10-31 15:00 | 231.9 | 228.54
2017-10-31 15:30 | 262.06 | 259.38
2017-10-31 16:00 | 265.57 | 262.87
2017-10-31 16:30 | 269.72 | 266.59
2017-10-31 17:00 | 272.1 | 268.84
2017-10-31 17:30 | 271.91 | 268.64
2017-10-31 18:00 | 272.05 | 268.68
2017-10-31 18:30 | 274.02 | 270.5
2017-10-31 19:00 | 275.4 | 271.52
2017-10-31 19:30 | 278.71 | 275.16
2017-10-31 20:00 | 277.73 | 274.71
2017-10-31 20:30 | 276.43 | 273.6
2017-10-31 21:00 | 278.19 | 275.3
2017-10-31 21:30 | 278.77 | 275.76
2017-10-31 22:00 | 279.5 | 276.46
2017-10-31 22:30 | 279.49 | 276.38
2017-10-31 23:00 | 271.26 | 269.32
2017-10-31 23:30 | 272.4 | 270.28
2017-11-01 | 274.92 | 271.93
2017-11-01 00:30 | 268.98 | 266.46
2017-11-01 01:00 | 268.17 | 265.74
2017-11-01 01:30 | 270.27 | 267.81
2017-11-01 02:00 | 267.67 | 265.3
2017-11-01 02:30 | 266.71 | 264.41
2017-11-01 03:00 | 275.17 | 272.21
2017-11-01 03:30 | 274.36 | 271.44
2017-11-01 04:00 | 275.39 | 272.27
2017-11-01 04:30 | 277.34 | 274.21
2017-11-01 05:00 | 266.14 | 262.84
2017-11-01 05:30 | 257.87 | 254.54
2017-11-01 06:00 | 258.8 | 255.42
2017-11-01 06:30 | 258.53 | 254.93
2017-11-01 07:00 | 259.53 | 255.52
2017-11-01 07:30 | 258.98 | 255.56
2017-11-01 08:00 | 256.71 | 253.93
2017-11-01 08:30 | 247.46 | 244.7
2017-11-01 09:00 | 247.55 | 244.88
2017-11-01 09:30 | 247.19 | 244.49
2017-11-01 10:00 | 240.32 | 237.33
2017-11-01 10:30 | 239.24 | 236.27
2017-11-01 11:00 | 239.79 | 236.66
2017-11-01 11:30 | 239.77 | 236.61
2017-11-01 12:00 | 239.46 | 236.35
2017-11-01 12:30 | 239.01 | 236.13
2017-11-01 13:00 | 238.22 | 235.49
2017-11-01 13:30 | 239.75 | 236.95
2017-11-01 14:00 | 240.59 | 237.7
2017-11-01 14:30 | 239.71 | 236.82
2017-11-01 15:00 | 238.57 | 235.68
2017-11-01 15:30 | 238.08 | 235.2
2017-11-01 16:00 | 238.86 | 235.94
2017-11-01 16:30 | 244.51 | 241.58
2017-11-01 17:00 | 245.09 | 242.04
2017-11-01 17:30 | 245.68 | 242.59
2017-11-01 18:00 | 245.06 | 241.94
2017-11-01 18:30 | 248.33 | 245.44
2017-11-01 19:00 | 251.24 | 248.42
2017-11-01 19:30 | 248.78 | 246.09
2017-11-01 20:00 | 248.29 | 245.66
2017-11-01 20:30 | 249.52 | 246.72
2017-11-01 21:00 | 249.25 | 246.31
2017-11-01 21:30 | 250.61 | 247.46
2017-11-01 22:00 | 253.44 | 249.94
2017-11-01 22:30 | 255.21 | 251.12
2017-11-01 23:00 | 255.41 | 251.42
2017-11-01 23:30 | 254.92 | 251.02
2017-11-02 | 254.91 | 250.82
2017-11-02 00:30 | 255.19 | 250.93
2017-11-02 01:00 | 254.56 | 250.3
2017-11-02 01:30 | 254.2 | 250.05
2017-11-02 02:00 | 254.66 | 250.65
2017-11-02 02:30 | 255.39 | 251.28
2017-11-02 03:00 | 256.14 | 252
2017-11-02 03:30 | 255.48 | 251.42
2017-11-02 04:00 | 253.61 | 249.68
2017-11-02 04:30 | 252.6 | 248.9
2017-11-02 05:00 | 254.21 | 250.46
2017-11-02 05:30 | 254.25 | 250.44
2017-11-02 06:00 | 253.84 | 249.92
2017-11-02 06:30 | 250.96 | 247.5
2017-11-02 07:00 | 246.76 | 244.14
2017-11-02 07:30 | 251.57 | 248.91
2017-11-02 08:00 | 248.15 | 245.32
2017-11-02 08:30 | 246.32 | 243.67
2017-11-02 09:00 | 248.45 | 245.61
2017-11-02 09:30 | 245.94 | 242.79
2017-11-02 10:00 | 244.67 | 241.48
2017-11-02 10:30 | 241.25 | 238.03
2017-11-02 11:00 | 238.96 | 235.6
2017-11-02 11:30 | 239.3 | 235.87
2017-11-02 12:00 | 239.52 | 236
2017-11-02 12:30 | 239.58 | 236.07
2017-11-02 13:00 | 239.14 | 235.78
2017-11-02 13:30 | 238.99 | 235.61
2017-11-02 14:00 | 239.41 | 235.85
2017-11-02 14:30 | 239.61 | 236.01
2017-11-02 15:00 | 241.02 | 236.95
2017-11-02 15:30 | 247.44 | 243.32
2017-11-02 16:00 | 247.43 | 243.07
2017-11-02 16:30 | 247.78 | 243.31
2017-11-02 17:00 | 247.88 | 243.35
2017-11-02 17:30 | 247.16 | 242.78
2017-11-02 18:00 | 251.59 | 247.47
2017-11-02 18:30 | 252.87 | 248.57
2017-11-02 19:00 | 252.74 | 248.64
2017-11-02 19:30 | 251.12 | 247.43
2017-11-02 20:00 | 250.29 | 246.76
2017-11-02 20:30 | 251.76 | 248.2
2017-11-02 21:00 | 251.5 | 248.35
2017-11-02 21:30 | 253.91 | 250.66
2017-11-02 22:00 | 253.94 | 250.05
2017-11-02 22:30 | 255.41 | 251.38
2017-11-02 23:00 | 256.97 | 252.72
2017-11-02 23:30 | 259.1 | 254.61
2017-11-03 | 255.78 | 251.59
2017-11-03 00:30 | 257.26 | 252.89
2017-11-03 01:00 | 258.01 | 253.62
2017-11-03 01:30 | 257.64 | 252.94
2017-11-03 02:00 | 250.1 | 245.08
2017-11-03 02:30 | 250.21 | 245.12
2017-11-03 03:00 | 250.58 | 245.48
2017-11-03 03:30 | 249.7 | 244.67
2017-11-03 04:00 | 249.15 | 244
2017-11-03 04:30 | 247.41 | 242.51
2017-11-03 05:00 | 243.3 | 239.26
2017-11-03 05:30 | 241.94 | 238.12
2017-11-03 06:00 | 243.03 | 239
2017-11-03 06:30 | 241.09 | 236.91
2017-11-03 07:00 | 240.15 | 235.79
2017-11-03 07:30 | 236.92 | 233.08
2017-11-03 08:00 | 237.61 | 233.75
2017-11-03 08:30 | 237.61 | 233.72
2017-11-03 09:00 | 236.82 | 232.97
2017-11-03 09:30 | 238.64 | 234.53
2017-11-03 10:00 | 238.3 | 234.31
2017-11-03 10:30 | 238.05 | 233.92
2017-11-03 11:00 | 238.19 | 234.15
2017-11-03 11:30 | 237.92 | 233.96
2017-11-03 12:00 | 237.53 | 233.56
2017-11-03 12:30 | 236.96 | 233.13
2017-11-03 13:00 | 237.28 | 233.64
2017-11-03 13:30 | 237.28 | 233.7
2017-11-03 14:00 | 237.28 | 233.68
2017-11-03 14:30 | 235.36 | 231.83
2017-11-03 15:00 | 234.47 | 230.9
2017-11-03 15:30 | 235.67 | 231.97
2017-11-03 16:00 | 235.41 | 231.41
2017-11-03 16:30 | 234.03 | 230.07
2017-11-03 17:00 | 234.54 | 230.49
2017-11-03 17:30 | 235.19 | 231.17
2017-11-03 18:00 | 235.85 | 231.86
2017-11-03 18:30 | 235.62 | 231.56
2017-11-03 19:00 | 236.77 | 232.62
2017-11-03 19:30 | 237.04 | 233.03
2017-11-03 20:00 | 236.64 | 232.74
2017-11-03 20:30 | 237.15 | 233.25
2017-11-03 21:00 | 233.52 | 230.09
2017-11-03 21:30 | 233.36 | 229.88
2017-11-03 22:00 | 235.79 | 232.52
2017-11-03 22:30 | 236.7 | 233.18
2017-11-03 23:00 | 232.08 | 228.82
2017-11-03 23:30 | 231 | 227.84
2017-11-04 | 230.12 | 227.03
2017-11-04 00:30 | 230.42 | 227.34
2017-11-04 01:00 | 230.89 | 227.25
2017-11-04 01:30 | 230.37 | 226.59
2017-11-04 02:00 | 231.35 | 226.89
2017-11-04 02:30 | 232.74 | 228.11
2017-11-04 03:00 | 232.14 | 227.58
2017-11-04 03:30 | 232.45 | 227.82
2017-11-04 04:00 | 233.24 | 228.44
2017-11-04 04:30 | 233.99 | 228.97
2017-11-04 05:00 | 234.38 | 229.3
2017-11-04 05:30 | 234 | 228.97
2017-11-04 06:00 | 232.62 | 227.73
2017-11-04 06:30 | 228.11 | 224.17
2017-11-04 07:00 | 228.68 | 224.82
2017-11-04 07:30 | 230.41 | 226.31
2017-11-04 08:00 | 230.75 | 226.68
2017-11-04 08:30 | 237.55 | 232.63
2017-11-04 09:00 | 236.47 | 232
2017-11-04 09:30 | 234.71 | 230.55
2017-11-04 10:00 | 235.67 | 231.55
2017-11-04 10:30 | 240.29 | 235.76
2017-11-04 11:00 | 240.08 | 235.74
2017-11-04 11:30 | 240.51 | 236.15
2017-11-04 12:00 | 240.79 | 236.82
2017-11-04 12:30 | 237.08 | 233.6
2017-11-04 13:00 | 238.92 | 235.27
2017-11-04 13:30 | 236.02 | 232.65
2017-11-04 14:00 | 236.43 | 232.99
2017-11-04 14:30 | 236.95 | 233.46
2017-11-04 15:00 | 236.21 | 232.63
2017-11-04 15:30 | 235.83 | 232.14
2017-11-04 16:00 | 234.13 | 230.21
2017-11-04 16:30 | 233.56 | 229.61
2017-11-04 17:00 | 233.11 | 228.91
2017-11-04 17:30 | 232.78 | 229.21
2017-11-04 18:00 | 236.43 | 232.85
2017-11-04 18:30 | 237.57 | 233.41
2017-11-04 19:00 | 238.26 | 233.95
2017-11-04 19:30 | 237.85 | 233.83
2017-11-04 20:00 | 237.88 | 233.91
2017-11-04 20:30 | 237.24 | 233.5
2017-11-04 21:00 | 236.35 | 232.86
2017-11-04 21:30 | 232.71 | 229.29
2017-11-04 22:00 | 232.32 | 228.03
2017-11-04 22:30 | 232.5 | 228.34
2017-11-04 23:00 | 232.79 | 227.88
2017-11-04 23:30 | 233.7 | 228.43
2017-11-05 | 232.83 | 227.73
2017-11-05 00:30 | 234.71 | 228.87
2017-11-05 01:00 | 235.08 | 229.07
2017-11-05 01:30 | 234.71 | 229.47
2017-11-05 02:00 | 233.66 | 228.61
2017-11-05 02:30 | 233.75 | 228.67
2017-11-05 03:00 | 233.56 | 228.51
2017-11-05 03:30 | 234.47 | 229.29
2017-11-05 04:00 | 234.49 | 229.2
2017-11-05 04:30 | 233.73 | 228.51
2017-11-05 05:00 | 233.33 | 228.22
2017-11-05 05:30 | 233.05 | 228
2017-11-05 06:00 | 231.82 | 226.85
2017-11-05 06:30 | 231.62 | 226.69
2017-11-05 07:00 | 246.96 | 243.13
2017-11-05 07:30 | 248.52 | 244.69
2017-11-05 08:00 | 252.54 | 249
2017-11-05 08:30 | 235.83 | 231.66
2017-11-05 09:00 | 235.47 | 231.25
2017-11-05 09:30 | 233.73 | 229.66
2017-11-05 10:00 | 234.44 | 230.25
2017-11-05 10:30 | 240.59 | 235.85
2017-11-05 11:00 | 242.3 | 237.42
2017-11-05 11:30 | 243.59 | 238.58
2017-11-05 12:00 | 243.97 | 238.89
2017-11-05 12:30 | 244.44 | 239.77
2017-11-05 13:00 | 245.92 | 241.39
2017-11-05 13:30 | 246.11 | 241.55
2017-11-05 14:00 | 246.36 | 241.77
2017-11-05 14:30 | 246.11 | 241.58
2017-11-05 15:00 | 246.6 | 241.94
2017-11-05 15:30 | 248 | 242.98
2017-11-05 16:00 | 260.26 | 255.12
2017-11-05 16:30 | 278.56 | 273.48
2017-11-05 17:00 | 278.29 | 273.66
2017-11-05 17:30 | 278.32 | 274.37
2017-11-05 18:00 | 281.47 | 277.47
2017-11-05 18:30 | 281.49 | 277.55
2017-11-05 19:00 | 281.12 | 277.3
2017-11-05 19:30 | 281.1 | 277.42
2017-11-05 20:00 | 281.25 | 277.53
2017-11-05 20:30 | 280.52 | 277.01
2017-11-05 21:00 | 279.52 | 276.2
2017-11-05 21:30 | 279.27 | 276.01
2017-11-05 22:00 | 276.41 | 273.5
2017-11-05 22:30 | 272.64 | 269.96
2017-11-05 23:00 | 267.63 | 264.23
2017-11-05 23:30 | 257.8 | 253.95
2017-11-06 | 251.07 | 247.23
2017-11-06 00:30 | 248.47 | 244.37
2017-11-06 01:00 | 247.7 | 242.29
2017-11-06 01:30 | 244.17 | 238.59
2017-11-06 02:00 | 249.42 | 243.88
2017-11-06 02:30 | 251.37 | 245.8
2017-11-06 03:00 | 247.45 | 242.25
2017-11-06 03:30 | 250.3 | 245.42
2017-11-06 04:00 | 255.51 | 249.93
2017-11-06 04:30 | 256.11 | 250.46
2017-11-06 05:00 | 255.29 | 249.78
2017-11-06 05:30 | 257.42 | 251.87
2017-11-06 06:00 | 259.01 | 253.71
2017-11-06 06:30 | 257.12 | 252.94
2017-11-06 07:00 | 259.38 | 254.69
2017-11-06 07:30 | 278.37 | 274.16
2017-11-06 08:00 | 276.63 | 272.94
2017-11-06 08:30 | 274.15 | 270.58
2017-11-06 09:00 | 273.3 | 269.61
2017-11-06 09:30 | 272.86 | 269.13
2017-11-06 10:00 | 271.38 | 267.64
2017-11-06 10:30 | 270.95 | 267.25
2017-11-06 11:00 | 271.71 | 267.92
2017-11-06 11:30 | 272.77 | 268.69
2017-11-06 12:00 | 272.16 | 268.22
2017-11-06 12:30 | 274.28 | 270.48
2017-11-06 13:00 | 276.55 | 272.82
2017-11-06 13:30 | 273.84 | 270.47
2017-11-06 14:00 | 270.35 | 267.29
2017-11-06 14:30 | 271.77 | 268.63
2017-11-06 15:00 | 275.93 | 272
2017-11-06 15:30 | 276.01 | 272.09
2017-11-06 16:00 | 278.38 | 274.3
2017-11-06 16:30 | 278.92 | 274.85
2017-11-06 17:00 | 279.91 | 275.78
2017-11-06 17:30 | 279.76 | 275.82
2017-11-06 18:00 | 280.58 | 276.57
2017-11-06 18:30 | 276.97 | 272.92
2017-11-06 19:00 | 266.93 | 262.5
2017-11-06 19:30 | 244.98 | 240.57
2017-11-06 20:00 | 243.61 | 239.66
2017-11-06 20:30 | 244.21 | 240.4
2017-11-06 21:00 | 244.84 | 241.08
2017-11-06 21:30 | 246.74 | 242.19
2017-11-06 22:00 | 245.44 | 241.02
2017-11-06 22:30 | 238.16 | 234.5
2017-11-06 23:00 | 234.54 | 230.92
2017-11-06 23:30 | 233.31 | 229.89
2017-11-07 | 232.67 | 229.27
2017-11-07 00:30 | 234.73 | 231.16
2017-11-07 01:00 | 235 | 231.39
2017-11-07 01:30 | 231.25 | 227.65
2017-11-07 02:00 | 233.4 | 229.9
2017-11-07 02:30 | 233.93 | 230.36
2017-11-07 03:00 | 237.56 | 233.66
2017-11-07 03:30 | 238.1 | 234.11
2017-11-07 04:00 | 238.61 | 234.48
2017-11-07 04:30 | 239.63 | 235.4
2017-11-07 05:00 | 241.63 | 236.98
2017-11-07 05:30 | 240.26 | 235.73
2017-11-07 06:00 | 239.42 | 234.83
2017-11-07 06:30 | 237.86 | 233.19
2017-11-07 07:00 | 235.73 | 231.52
2017-11-07 07:30 | 236.9 | 232.75
2017-11-07 08:00 | 237.19 | 233.21
2017-11-07 08:30 | 236.25 | 232.69
2017-11-07 09:00 | 237.41 | 233.79
2017-11-07 09:30 | 237.77 | 234.16
2017-11-07 10:00 | 235.95 | 232.51
2017-11-07 10:30 | 235.91 | 232.47
2017-11-07 11:00 | 236.37 | 232.76
2017-11-07 11:30 | 235.61 | 231.65
2017-11-07 12:00 | 237.09 | 232.55
2017-11-07 12:30 | 238.49 | 233.97
2017-11-07 13:00 | 236.63 | 232.45
2017-11-07 13:30 | 237.09 | 232.97
2017-11-07 14:00 | 237.43 | 233.23
2017-11-07 14:30 | 238.5 | 234.27
2017-11-07 15:00 | 238.3 | 234.2
2017-11-07 15:30 | 234.58 | 230.81
2017-11-07 16:00 | 232.85 | 228.88
2017-11-07 16:30 | 235.55 | 231.14
2017-11-07 17:00 | 257.94 | 254.51
2017-11-07 17:30 | 264.1 | 261.04
2017-11-07 18:00 | 266.34 | 263.24
2017-11-07 18:30 | 268.42 | 265.28
2017-11-07 19:00 | 244.76 | 241.1
2017-11-07 19:30 | 235.41 | 231.45
2017-11-07 20:00 | 234.54 | 230.81
2017-11-07 20:30 | 235.81 | 232.35
2017-11-07 21:00 | 235.88 | 232.39
2017-11-07 21:30 | 237.92 | 233.41
2017-11-07 22:00 | 238.47 | 233.6
2017-11-07 22:30 | 237.14 | 232.23
2017-11-07 23:00 | 237.19 | 232.34
2017-11-07 23:30 | 237.46 | 232.62
2017-11-08 | 237.75 | 232.91
2017-11-08 00:30 | 238.41 | 232.85
2017-11-08 01:00 | 238.88 | 232.73
2017-11-08 01:30 | 240.05 | 233.72
2017-11-08 02:00 | 239.78 | 233.57
2017-11-08 02:30 | 238.27 | 232.23
2017-11-08 03:00 | 238.61 | 232.55
2017-11-08 03:30 | 239.09 | 232.98
2017-11-08 04:00 | 240.3 | 233.99
2017-11-08 04:30 | 240.8 | 234.52
2017-11-08 05:00 | 240.65 | 234.43
2017-11-08 05:30 | 240.44 | 234.32
2017-11-08 06:00 | 240.71 | 234.56
2017-11-08 06:30 | 240.23 | 233.99
2017-11-08 07:00 | 240.42 | 234.52
2017-11-08 07:30 | 239.67 | 233.89
2017-11-08 08:00 | 232.48 | 227.32
2017-11-08 08:30 | 234.04 | 228.67
2017-11-08 09:00 | 258.36 | 253.7
2017-11-08 09:30 | 263.76 | 259.43
2017-11-08 10:00 | 263.07 | 258.78
2017-11-08 10:30 | 262.34 | 258.05
2017-11-08 11:00 | 253.58 | 248.8
2017-11-08 11:30 | 235.3 | 230.06
2017-11-08 12:00 | 235.2 | 230.11
2017-11-08 12:30 | 237.9 | 232.41
2017-11-08 13:00 | 238.73 | 233.12
2017-11-08 13:30 | 239.81 | 234.03
2017-11-08 14:00 | 239.57 | 233.8
2017-11-08 14:30 | 240.09 | 234.3
2017-11-08 15:00 | 240.23 | 234.26
2017-11-08 15:30 | 242.64 | 236.1
2017-11-08 16:00 | 246.86 | 239.74
2017-11-08 16:30 | 247.68 | 240.94
2017-11-08 17:00 | 245.61 | 239.7
2017-11-08 17:30 | 244.65 | 238.97
2017-11-08 18:00 | 244.06 | 238.47
2017-11-08 18:30 | 244.65 | 238.89
2017-11-08 19:00 | 244.95 | 239.11
2017-11-08 19:30 | 241.28 | 235.99
2017-11-08 20:00 | 239.15 | 234.32
2017-11-08 20:30 | 237.88 | 233.45
2017-11-08 21:00 | 241.18 | 236.41
2017-11-08 21:30 | 243.49 | 237.57
2017-11-08 22:00 | 242.33 | 236.78
2017-11-08 22:30 | 242.18 | 236.61
2017-11-08 23:00 | 246.63 | 240.25
2017-11-08 23:30 | 247.12 | 240.58
2017-11-09 | 246.3 | 239.88
2017-11-09 00:30 | 247.42 | 240.51
2017-11-09 01:00 | 247.68 | 240.44
2017-11-09 01:30 | 246.52 | 239.49
2017-11-09 02:00 | 247 | 240.06
2017-11-09 02:30 | 246.56 | 239.73
2017-11-09 03:00 | 246.51 | 239.66
2017-11-09 03:30 | 247.27 | 240.24
2017-11-09 04:00 | 247.96 | 240.78
2017-11-09 04:30 | 249.65 | 243.51
2017-11-09 05:00 | 259.17 | 253.83
2017-11-09 05:30 | 258.25 | 253.08
2017-11-09 06:00 | 258.13 | 252.69
2017-11-09 06:30 | 258.16 | 252.55
2017-11-09 07:00 | 247.95 | 242.72
2017-11-09 07:30 | 248.1 | 242.91
2017-11-09 08:00 | 247.55 | 242.45
2017-11-09 08:30 | 246.66 | 241.86
2017-11-09 09:00 | 245.91 | 241.2
2017-11-09 09:30 | 247.43 | 242.57
2017-11-09 10:00 | 247.06 | 242.14
2017-11-09 10:30 | 246.19 | 241.28
2017-11-09 11:00 | 246.14 | 241.32
2017-11-09 11:30 | 247.07 | 242.09
2017-11-09 12:00 | 247.53 | 242.45
2017-11-09 12:30 | 246.5 | 241.36
2017-11-09 13:00 | 235.45 | 230.1
2017-11-09 13:30 | 234.73 | 229.29
2017-11-09 14:00 | 235.93 | 230.29
2017-11-09 14:30 | 235.68 | 230.05
2017-11-09 15:00 | 234.96 | 229.42
2017-11-09 15:30 | 236.56 | 230.7
2017-11-09 16:00 | 236.87 | 230.57
2017-11-09 16:30 | 243.12 | 236.08
2017-11-09 17:00 | 246.48 | 238.93
2017-11-09 17:30 | 245.71 | 238.34
2017-11-09 18:00 | 246.53 | 239.19
2017-11-09 18:30 | 245.83 | 238.41
2017-11-09 19:00 | 247.98 | 240.07
2017-11-09 19:30 | 248.12 | 240.28
2017-11-09 20:00 | 246.93 | 239.37
2017-11-09 20:30 | 245.52 | 238.18
2017-11-09 21:00 | 245.51 | 238.14
2017-11-09 21:30 | 247.61 | 240.01
2017-11-09 22:00 | 247.59 | 240.39
2017-11-09 22:30 | 248.41 | 241.11
2017-11-09 23:00 | 253.61 | 246.23
2017-11-09 23:30 | 258.5 | 251.92
2017-11-10 | 257.01 | 250.67
2017-11-10 00:30 | 259.48 | 252.8
2017-11-10 01:00 | 259.01 | 252.52
2017-11-10 01:30 | 257.11 | 250.83
2017-11-10 02:00 | 257.94 | 251.68
2017-11-10 02:30 | 259.39 | 252.85
2017-11-10 03:00 | 259.82 | 252.41
2017-11-10 03:30 | 258.47 | 251.19
2017-11-10 04:00 | 259.39 | 251.9
2017-11-10 04:30 | 259.8 | 252.2
2017-11-10 05:00 | 257.32 | 251.84
2017-11-10 05:30 | 257.31 | 252.04
2017-11-10 06:00 | 257.67 | 252.3
2017-11-10 06:30 | 266.26 | 261.84
2017-11-10 07:00 | 281.65 | 277.88
2017-11-10 07:30 | 280.32 | 276.39
2017-11-10 08:00 | 277.05 | 274.24
2017-11-10 08:30 | 271.32 | 268.8
2017-11-10 09:00 | 250.81 | 248.15
2017-11-10 09:30 | 252.49 | 249.24
2017-11-10 10:00 | 253.79 | 250.34
2017-11-10 10:30 | 254.17 | 250.46
2017-11-10 11:00 | 252.33 | 248.84
2017-11-10 11:30 | 246.09 | 242.63
2017-11-10 12:00 | 250.25 | 246.39
2017-11-10 12:30 | 249.27 | 245.48
2017-11-10 13:00 | 249.93 | 246.17
2017-11-10 13:30 | 251.47 | 247.63
2017-11-10 14:00 | 250.42 | 246.58
2017-11-10 14:30 | 248.22 | 244.67
2017-11-10 15:00 | 247.02 | 243.54
2017-11-10 15:30 | 248.03 | 244.31
2017-11-10 16:00 | 248.92 | 245.09
2017-11-10 16:30 | 247.91 | 244.22
2017-11-10 17:00 | 246.68 | 243.15
2017-11-10 17:30 | 247.84 | 244.42
2017-11-10 18:00 | 249.63 | 246.06
2017-11-10 18:30 | 249.51 | 245.84
2017-11-10 19:00 | 250.57 | 246.51
2017-11-10 19:30 | 250.42 | 246.48
2017-11-10 20:00 | 250.81 | 247.01
2017-11-10 20:30 | 250.92 | 247.15
2017-11-10 21:00 | 251.1 | 247.52
2017-11-10 21:30 | 250.53 | 247.06
2017-11-10 22:00 | 250.3 | 246.15
2017-11-10 22:30 | 246.42 | 242.64
2017-11-10 23:00 | 242.5 | 239.34
2017-11-10 23:30 | 240.8 | 237.52
2017-11-11 | 239.71 | 236.34
2017-11-11 00:30 | 241.29 | 237.71
2017-11-11 01:00 | 241.18 | 236.95
2017-11-11 01:30 | 240.18 | 236.19
2017-11-11 02:00 | 239.05 | 235.33
2017-11-11 02:30 | 239.22 | 235.45
2017-11-11 03:00 | 239.05 | 235.35
2017-11-11 03:30 | 238.42 | 234.75
2017-11-11 04:00 | 236.65 | 233.04
2017-11-11 04:30 | 235.75 | 232.34
2017-11-11 05:00 | 236.13 | 232.72
2017-11-11 05:30 | 236.4 | 232.98
2017-11-11 06:00 | 236.13 | 232.73
2017-11-11 06:30 | 234.86 | 231.91
2017-11-11 07:00 | 235.07 | 232.11
2017-11-11 07:30 | 235.32 | 232.23
2017-11-11 08:00 | 234.86 | 231.77
2017-11-11 08:30 | 235.69 | 232.5
2017-11-11 09:00 | 240.34 | 237.56
2017-11-11 09:30 | 241 | 238.41
2017-11-11 10:00 | 240.29 | 237.98
2017-11-11 10:30 | 239.78 | 237.54
2017-11-11 11:00 | 239.66 | 237.41
2017-11-11 11:30 | 239.22 | 237.04
2017-11-11 12:00 | 238.25 | 236.11
2017-11-11 12:30 | 238.66 | 236.52
2017-11-11 13:00 | 238.71 | 236.56
2017-11-11 13:30 | 240.47 | 238.08
2017-11-11 14:00 | 242.59 | 239.97
2017-11-11 14:30 | 242.55 | 239.92
2017-11-11 15:00 | 242.92 | 240.2
2017-11-11 15:30 | 238.51 | 236.1
2017-11-11 16:00 | 235.93 | 233.76
2017-11-11 16:30 | 237.13 | 234.8
2017-11-11 17:00 | 239.3 | 236.7
2017-11-11 17:30 | 240.46 | 237.75
2017-11-11 18:00 | 240.19 | 237.5
2017-11-11 18:30 | 239.66 | 236.99
2017-11-11 19:00 | 240.38 | 238.07
2017-11-11 19:30 | 240.7 | 238.44
2017-11-11 20:00 | 232.59 | 230.21
2017-11-11 20:30 | 232.15 | 229.68
2017-11-11 21:00 | 230.71 | 228.5
2017-11-11 21:30 | 229.97 | 227.83
2017-11-11 22:00 | 230.84 | 228.08
2017-11-11 22:30 | 231.39 | 228.69
2017-11-11 23:00 | 231.8 | 229.08
2017-11-11 23:30 | 232.27 | 229.57
2017-11-12 | 233.19 | 230.45
2017-11-12 00:30 | 235.23 | 231.67
2017-11-12 01:00 | 234.34 | 230.86
2017-11-12 01:30 | 233.78 | 229.94
2017-11-12 02:00 | 234.73 | 230.78
2017-11-12 02:30 | 234.49 | 230.6
2017-11-12 03:00 | 234.41 | 230.56
2017-11-12 03:30 | 233.74 | 229.82
2017-11-12 04:00 | 232.15 | 228.24
2017-11-12 04:30 | 234.48 | 230.28
2017-11-12 05:00 | 234.89 | 230.61
2017-11-12 05:30 | 234.11 | 229.99
2017-11-12 06:00 | 234.42 | 230.28
2017-11-12 06:30 | 234.72 | 230.62
2017-11-12 07:00 | 234.74 | 230.61
2017-11-12 07:30 | 236.29 | 231.85
2017-11-12 08:00 | 236.54 | 232.08
2017-11-12 08:30 | 236.55 | 232.05
2017-11-12 09:00 | 236.56 | 232.66
2017-11-12 09:30 | 236.39 | 233.6
2017-11-12 10:00 | 236.29 | 233.41
2017-11-12 10:30 | 237.88 | 234.81
2017-11-12 11:00 | 239.11 | 235.88
2017-11-12 11:30 | 244.95 | 240.98
2017-11-12 12:00 | 246.26 | 242.11
2017-11-12 12:30 | 246.13 | 241.9
2017-11-12 13:00 | 245.55 | 241.34
2017-11-12 13:30 | 247.31 | 242.95
2017-11-12 14:00 | 247.92 | 243.56
2017-11-12 14:30 | 248.17 | 243.8
2017-11-12 15:00 | 246.25 | 242.07
2017-11-12 15:30 | 244.16 | 240.13
2017-11-12 16:00 | 242.92 | 238.98
2017-11-12 16:30 | 243.58 | 239.58
2017-11-12 17:00 | 244.15 | 240.03
2017-11-12 17:30 | 243.96 | 239.68
2017-11-12 18:00 | 244.68 | 240.42
2017-11-12 18:30 | 244.93 | 240.53
2017-11-12 19:00 | 246.99 | 241.96
2017-11-12 19:30 | 246.18 | 241.22
2017-11-12 20:00 | 246.35 | 241.51
2017-11-12 20:30 | 245.73 | 241.11
2017-11-12 21:00 | 246.18 | 241.67
2017-11-12 21:30 | 239.76 | 236.1
2017-11-12 22:00 | 252.17 | 248.66
2017-11-12 22:30 | 260.98 | 257.32
2017-11-12 23:00 | 260.94 | 257.23
2017-11-12 23:30 | 263.29 | 259.34
2017-11-13 | 263.85 | 259.79
2017-11-13 00:30 | 264.32 | 259.84
2017-11-13 01:00 | 264.29 | 259.31
2017-11-13 01:30 | 265.56 | 260.46
2017-11-13 02:00 | 265.01 | 260.1
2017-11-13 02:30 | 263.36 | 258.69
2017-11-13 03:00 | 262.65 | 258.1
2017-11-13 03:30 | 280.2 | 276.42
2017-11-13 04:00 | 280.15 | 276.3
2017-11-13 04:30 | 281.13 | 277.07
2017-11-13 05:00 | 279.64 | 275.7
2017-11-13 05:30 | 277.46 | 273.75
2017-11-13 06:00 | 272.05 | 268.73
2017-11-13 06:30 | 272.83 | 269.4
2017-11-13 07:00 | 273.04 | 269.55
2017-11-13 07:30 | 272.34 | 268.98
2017-11-13 08:00 | 272.97 | 269.67
2017-11-13 08:30 | 245.79 | 242
2017-11-13 09:00 | 228.66 | 223.8
2017-11-13 09:30 | 227.09 | 222.96
2017-11-13 10:00 | 226.26 | 222.43
2017-11-13 10:30 | 221.53 | 218.23
2017-11-13 11:00 | 232.55 | 229.78
2017-11-13 11:30 | 238.02 | 235.57
2017-11-13 12:00 | 237.92 | 235.46
2017-11-13 12:30 | 238.97 | 236.38
2017-11-13 13:00 | 238.86 | 236.36
2017-11-13 13:30 | 238.33 | 235.92
2017-11-13 14:00 | 236.9 | 234.74
2017-11-13 14:30 | 241.54 | 238.92
2017-11-13 15:00 | 240.42 | 237.73
2017-11-13 15:30 | 243.83 | 240.42
2017-11-13 16:00 | 252.51 | 249.59
2017-11-13 16:30 | 271.17 | 268.93
2017-11-13 17:00 | 270.52 | 268.37
2017-11-13 17:30 | 269.58 | 267.23
2017-11-13 18:00 | 269.57 | 267.28
2017-11-13 18:30 | 271.12 | 268.76
2017-11-13 19:00 | 272.59 | 270.07
2017-11-13 19:30 | 272.07 | 269.71
2017-11-13 20:00 | 272.49 | 270.12
2017-11-13 20:30 | 271.81 | 269.7
2017-11-13 21:00 | 271.65 | 269.37
2017-11-13 21:30 | 272.06 | 269.17
2017-11-13 22:00 | 273.27 | 269.82
2017-11-13 22:30 | 274.64 | 271.06
2017-11-13 23:00 | 275.11 | 271.45
2017-11-13 23:30 | 274.45 | 270.64
2017-11-14 | 278.89 | 274.7
2017-11-14 00:30 | 273.9 | 269.45
2017-11-14 01:00 | 240.3 | 233.99
2017-11-14 01:30 | 239.45 | 232.72
2017-11-14 02:00 | 239.5 | 232.86
2017-11-14 02:30 | 239.95 | 233.17
2017-11-14 03:00 | 239.51 | 232.7
2017-11-14 03:30 | 240.67 | 233.72
2017-11-14 04:00 | 240.54 | 233.5
2017-11-14 04:30 | 243.54 | 236.5
2017-11-14 05:00 | 242.66 | 235.72
2017-11-14 05:30 | 241.62 | 234.71
2017-11-14 06:00 | 241.18 | 234.64
2017-11-14 06:30 | 240.28 | 233.49
2017-11-14 07:00 | 239.49 | 232.5
2017-11-14 07:30 | 238.36 | 232.44
2017-11-14 08:00 | 234.49 | 229.96
2017-11-14 08:30 | 251.13 | 247.48
2017-11-14 09:00 | 255.51 | 251.83
2017-11-14 09:30 | 251.95 | 248.81
2017-11-14 10:00 | 251.32 | 248.23
2017-11-14 10:30 | 250.41 | 247.46
2017-11-14 11:00 | 250.02 | 247.2
2017-11-14 11:30 | 250.01 | 247.44
2017-11-14 12:00 | 249.24 | 246.77
2017-11-14 12:30 | 249.12 | 246.85
2017-11-14 13:00 | 249.64 | 247.27
2017-11-14 13:30 | 249.78 | 247.24
2017-11-14 14:00 | 249.22 | 246.62
2017-11-14 14:30 | 257.17 | 254.76
2017-11-14 15:00 | 264.36 | 261.78
2017-11-14 15:30 | 265.2 | 262.73
2017-11-14 16:00 | 265.11 | 262.54
2017-11-14 16:30 | 264.18 | 261.69
2017-11-14 17:00 | 262.55 | 260.21
2017-11-14 17:30 | 256.05 | 254.57
2017-11-14 18:00 | 265.57 | 263.43
2017-11-14 18:30 | 267.54 | 265.08
2017-11-14 19:00 | 271.33 | 268.87
2017-11-14 19:30 | 271.72 | 269.38
2017-11-14 20:00 | 272.14 | 269.91
2017-11-14 20:30 | 273.04 | 270.95
2017-11-14 21:00 | 273.09 | 271.16
2017-11-14 21:30 | 272.93 | 271.08
2017-11-14 22:00 | 272.25 | 270.51
2017-11-14 22:30 | 271.72 | 270.11
2017-11-14 23:00 | 271.42 | 269.92
2017-11-14 23:30 | 275.47 | 273.71
2017-11-15 | 275.43 | 273.73
2017-11-15 00:30 | 277.32 | 274.52
2017-11-15 01:00 | 277.31 | 274.06
2017-11-15 01:30 | 277.42 | 274.27
2017-11-15 02:00 | 277.57 | 274.57
2017-11-15 02:30 | 276.38 | 273.43
2017-11-15 03:00 | 275.85 | 273
2017-11-15 03:30 | 275 | 272.19
2017-11-15 04:00 | 275.56 | 272.8
2017-11-15 04:30 | 276.12 | 273.28
2017-11-15 05:00 | 276.03 | 273.25
2017-11-15 05:30 | 277.55 | 274.55
2017-11-15 06:00 | 277.65 | 274.53
2017-11-15 06:30 | 274.56 | 271.91
2017-11-15 07:00 | 271.56 | 269.07
2017-11-15 07:30 | 272.32 | 269.69
2017-11-15 08:00 | 272.24 | 270
2017-11-15 08:30 | 271.06 | 268.99
2017-11-15 09:00 | 270.03 | 267.74
2017-11-15 09:30 | 269.63 | 267.79
2017-11-15 10:00 | 264.91 | 263.35
2017-11-15 10:30 | 260.55 | 259.26
2017-11-15 11:00 | 260 | 258.69
2017-11-15 11:30 | 258.94 | 257.63
2017-11-15 12:00 | 260.03 | 257.8
2017-11-15 12:30 | 265.91 | 263.32
2017-11-15 13:00 | 266.42 | 263.59
2017-11-15 13:30 | 266.99 | 263.82
2017-11-15 14:00 | 268 | 264.81
2017-11-15 14:30 | 268.27 | 265.14
2017-11-15 15:00 | 268.44 | 265.35
2017-11-15 15:30 | 270.38 | 267.29
2017-11-15 16:00 | 274.35 | 270.73
2017-11-15 16:30 | 274.36 | 270.85
2017-11-15 17:00 | 275.48 | 271.81
2017-11-15 17:30 | 276.62 | 272.92
2017-11-15 18:00 | 276.21 | 272.48
2017-11-15 18:30 | 276.78 | 273.33
2017-11-15 19:00 | 277.76 | 273.99
2017-11-15 19:30 | 277.58 | 274.07
2017-11-15 20:00 | 277.95 | 274.53
2017-11-15 20:30 | 278.36 | 275.1
2017-11-15 21:00 | 278.59 | 275.36
2017-11-15 21:30 | 276.77 | 273.29
2017-11-15 22:00 | 278.7 | 274.52
2017-11-15 22:30 | 278.93 | 275.02
2017-11-15 23:00 | 272.78 | 269.12
2017-11-15 23:30 | 272.44 | 268.76
2017-11-16 | 274.28 | 270.38
2017-11-16 00:30 | 271.47 | 267.04
2017-11-16 01:00 | 270.08 | 264.71
2017-11-16 01:30 | 270.15 | 264.76
2017-11-16 02:00 | 261.75 | 256.21
2017-11-16 02:30 | 241.3 | 234.76
2017-11-16 03:00 | 241.8 | 234.82
2017-11-16 03:30 | 241 | 235.46
2017-11-16 04:00 | 239.87 | 235.03
2017-11-16 04:30 | 239.98 | 235.12
2017-11-16 05:00 | 239.18 | 234.5
2017-11-16 05:30 | 240.18 | 235.38
2017-11-16 06:00 | 239.88 | 234.94
2017-11-16 06:30 | 239.26 | 234.69
2017-11-16 07:00 | 238.83 | 234.63
2017-11-16 07:30 | 238.46 | 234
2017-11-16 08:00 | 233.62 | 229.55
2017-11-16 08:30 | 234.88 | 230.3
2017-11-16 09:00 | 237.02 | 232.28
2017-11-16 09:30 | 239.84 | 235.2
2017-11-16 10:00 | 238.02 | 233.85
2017-11-16 10:30 | 241.33 | 236.84
2017-11-16 11:00 | 243.76 | 238.97
2017-11-16 11:30 | 242.54 | 237.95
2017-11-16 12:00 | 242.45 | 237.8
2017-11-16 12:30 | 243.14 | 238.49
2017-11-16 13:00 | 243.97 | 239.4
2017-11-16 13:30 | 245.5 | 240.63
2017-11-16 14:00 | 245.79 | 240.76
2017-11-16 14:30 | 245.61 | 240.47
2017-11-16 15:00 | 245.87 | 240.63
2017-11-16 15:30 | 246.78 | 241.28
2017-11-16 16:00 | 246.9 | 241.23
2017-11-16 16:30 | 244.88 | 239.48
2017-11-16 17:00 | 241.22 | 236.26
2017-11-16 17:30 | 241.02 | 236.12
2017-11-16 18:00 | 241.62 | 236.75
2017-11-16 18:30 | 242.48 | 237.58
2017-11-16 19:00 | 242.89 | 237.71
2017-11-16 19:30 | 242.45 | 238.27
2017-11-16 20:00 | 242.62 | 239.03
2017-11-16 20:30 | 242.29 | 238.95
2017-11-16 21:00 | 243.14 | 239.9
2017-11-16 21:30 | 245.89 | 241.52
2017-11-16 22:00 | 248.88 | 244.21
2017-11-16 22:30 | 247.77 | 243.34
2017-11-16 23:00 | 248.29 | 243.78
2017-11-16 23:30 | 246.81 | 242.27
2017-11-17 | 264.76 | 260.48
2017-11-17 00:30 | 265.34 | 260.05
2017-11-17 01:00 | 265.17 | 259.88
2017-11-17 01:30 | 277.08 | 272.43
2017-11-17 02:00 | 276.18 | 271.93
2017-11-17 02:30 | 274.66 | 270.56
2017-11-17 03:00 | 274.86 | 270.76
2017-11-17 03:30 | 275.35 | 271.17
2017-11-17 04:00 | 276.11 | 271.89
2017-11-17 04:30 | 274.55 | 270.48
2017-11-17 05:00 | 276.02 | 271.85
2017-11-17 05:30 | 277.3 | 272.94
2017-11-17 06:00 | 278.45 | 273.83
2017-11-17 06:30 | 275.84 | 272
2017-11-17 07:00 | 277.44 | 273.56
2017-11-17 07:30 | 279.9 | 275.46
2017-11-17 08:00 | 280.09 | 275.45
2017-11-17 08:30 | 280.75 | 275.81
2017-11-17 09:00 | 280.64 | 275.7
2017-11-17 09:30 | 274.98 | 271.08
2017-11-17 10:00 | 274.5 | 271.04
2017-11-17 10:30 | 281.01 | 276.89
2017-11-17 11:00 | 280.24 | 276.35
2017-11-17 11:30 | 279.5 | 275.8
2017-11-17 12:00 | 279.73 | 276.04
2017-11-17 12:30 | 281.55 | 277.77
2017-11-17 13:00 | 282.6 | 278.48
2017-11-17 13:30 | 281.26 | 276.82
2017-11-17 14:00 | 280.18 | 275.81
2017-11-17 14:30 | 279.1 | 274.81
2017-11-17 15:00 | 279.11 | 274.86
2017-11-17 15:30 | 279.33 | 275.1
2017-11-17 16:00 | 279.96 | 275.63
2017-11-17 16:30 | 280.26 | 275.93
2017-11-17 17:00 | 281.13 | 276.74
2017-11-17 17:30 | 281.63 | 277.33
2017-11-17 18:00 | 282.39 | 278.03
2017-11-17 18:30 | 280.18 | 276.14
2017-11-17 19:00 | 249.31 | 245.57
2017-11-17 19:30 | 238.52 | 234.62
2017-11-17 20:00 | 239.03 | 235.12
2017-11-17 20:30 | 238.7 | 234.86
2017-11-17 21:00 | 237.12 | 233.58
2017-11-17 21:30 | 237.84 | 234.22
2017-11-17 22:00 | 237.98 | 234.39
2017-11-17 22:30 | 236.74 | 233.42
2017-11-17 23:00 | 236.83 | 233.65
2017-11-17 23:30 | 237.33 | 234.13
2017-11-18 | 239.14 | 235.74
2017-11-18 00:30 | 238.68 | 234.5
2017-11-18 01:00 | 238.2 | 234.11
2017-11-18 01:30 | 238.75 | 234.67
2017-11-18 02:00 | 238.98 | 234.92
2017-11-18 02:30 | 240.52 | 235.14
2017-11-18 03:00 | 240.54 | 235.02
2017-11-18 03:30 | 240.48 | 234.98
2017-11-18 04:00 | 239.89 | 234.49
2017-11-18 04:30 | 238.73 | 233.4
2017-11-18 05:00 | 238.42 | 233.12
2017-11-18 05:30 | 238.78 | 233.39
2017-11-18 06:00 | 238.16 | 232.72
2017-11-18 06:30 | 236.23 | 231.9
2017-11-18 07:00 | 235 | 230.91
2017-11-18 07:30 | 235.07 | 230.86
2017-11-18 08:00 | 236.45 | 231.98
2017-11-18 08:30 | 236.66 | 232.02
2017-11-18 09:00 | 236.72 | 232.24
2017-11-18 09:30 | 237.31 | 232.83
2017-11-18 10:00 | 236.6 | 232.28
2017-11-18 10:30 | 236.4 | 232.09
2017-11-18 11:00 | 236.81 | 232.56
2017-11-18 11:30 | 236.92 | 232.62
2017-11-18 12:00 | 270.11 | 266.89
2017-11-18 12:30 | 269.64 | 266.53
2017-11-18 13:00 | 268.9 | 265.86
2017-11-18 13:30 | 268.57 | 265.55
2017-11-18 14:00 | 268.73 | 265.73
2017-11-18 14:30 | 268.25 | 265.23
2017-11-18 15:00 | 267.45 | 264.38
2017-11-18 15:30 | 267.19 | 264.06
2017-11-18 16:00 | 268.55 | 265.41
2017-11-18 16:30 | 269.18 | 265.93
2017-11-18 17:00 | 269.55 | 266.3
2017-11-18 17:30 | 267.66 | 264.85
2017-11-18 18:00 | 268.14 | 265.89
2017-11-18 18:30 | 268.53 | 266.42
2017-11-18 19:00 | 270.25 | 267.94
2017-11-18 19:30 | 269.99 | 267.79
2017-11-18 20:00 | 270.69 | 268.43
2017-11-18 20:30 | 270.62 | 268.44
2017-11-18 21:00 | 271.57 | 269.49
2017-11-18 21:30 | 271.64 | 269.44
2017-11-18 22:00 | 272.85 | 270.14
2017-11-18 22:30 | 272.39 | 269.7
2017-11-18 23:00 | 272.75 | 270.13
2017-11-18 23:30 | 273.15 | 270.2
2017-11-19 | 255.58 | 251.55
2017-11-19 00:30 | 236.56 | 231.73
2017-11-19 01:00 | 237.56 | 232.62
2017-11-19 01:30 | 236.74 | 232
2017-11-19 02:00 | 237.2 | 232.49
2017-11-19 02:30 | 237.16 | 232.54
2017-11-19 03:00 | 236.44 | 231.88
2017-11-19 03:30 | 236.76 | 232.2
2017-11-19 04:00 | 236.79 | 232.24
2017-11-19 04:30 | 237.2 | 232.55
2017-11-19 05:00 | 236.86 | 232.27
2017-11-19 05:30 | 236.48 | 231.84
2017-11-19 06:00 | 236.8 | 232.16
2017-11-19 06:30 | 236.55 | 232.08
2017-11-19 07:00 | 235.51 | 231.43
2017-11-19 07:30 | 234.9 | 230.81
2017-11-19 08:00 | 229.39 | 225.82
2017-11-19 08:30 | 226.1 | 222.78
2017-11-19 09:00 | 225.17 | 221.94
2017-11-19 09:30 | 224.85 | 221.63
2017-11-19 10:00 | 224.94 | 221.66
2017-11-19 10:30 | 252.92 | 250.32
2017-11-19 11:00 | 258.94 | 256.36
2017-11-19 11:30 | 259.85 | 257.17
2017-11-19 12:00 | 259.51 | 256.78
2017-11-19 12:30 | 259 | 256.34
2017-11-19 13:00 | 257.48 | 254.79
2017-11-19 13:30 | 259.47 | 256.89
2017-11-19 14:00 | 261.76 | 259.18
2017-11-19 14:30 | 261.7 | 259.21
2017-11-19 15:00 | 260.86 | 258.64
2017-11-19 15:30 | 257.68 | 255.91
2017-11-19 16:00 | 256.96 | 255.29
2017-11-19 16:30 | 254.11 | 252.61
2017-11-19 17:00 | 254.98 | 253.5
2017-11-19 17:30 | 256.01 | 254.49
2017-11-19 18:00 | 256.06 | 254.53
2017-11-19 18:30 | 256.08 | 254.45
2017-11-19 19:00 | 256.42 | 254.78
2017-11-19 19:30 | 255.48 | 253.93
2017-11-19 20:00 | 255.9 | 254.17
2017-11-19 20:30 | 255.61 | 254.05
2017-11-19 21:00 | 255.79 | 254.3
2017-11-19 21:30 | 256.22 | 254.69
2017-11-19 22:00 | 255.71 | 253.91
2017-11-19 22:30 | 257.38 | 255.44
2017-11-19 23:00 | 260.85 | 258.58
2017-11-19 23:30 | 260.34 | 258.17
2017-11-20 | 259.55 | 257.49
2017-11-20 00:30 | 260.05 | 257.99
2017-11-20 01:00 | 259.36 | 257.44
2017-11-20 01:30 | 260.11 | 258.15
2017-11-20 02:00 | 261.51 | 259.53
2017-11-20 02:30 | 262.03 | 259.94
2017-11-20 03:00 | 257.02 | 254.98
2017-11-20 03:30 | 258.15 | 256.07
2017-11-20 04:00 | 262.12 | 260.03
2017-11-20 04:30 | 262.97 | 260.97
2017-11-20 05:00 | 263.66 | 261.64
2017-11-20 05:30 | 261.15 | 259.08
2017-11-20 06:00 | 258.4 | 256.21
2017-11-20 06:30 | 253.62 | 251.21
2017-11-20 07:00 | 251.18 | 248.13
2017-11-20 07:30 | 254.63 | 251.52
2017-11-20 08:00 | 255.15 | 251.96
2017-11-20 08:30 | 258.79 | 255.78
2017-11-20 09:00 | 265.58 | 263.42
2017-11-20 09:30 | 267.06 | 265.05
2017-11-20 10:00 | 264.36 | 262.41
2017-11-20 10:30 | 262.29 | 260.4
2017-11-20 11:00 | 263.05 | 261.03
2017-11-20 11:30 | 262.94 | 260.73
2017-11-20 12:00 | 263.24 | 260.95
2017-11-20 12:30 | 262.37 | 260.24
2017-11-20 13:00 | 258.94 | 257.31
2017-11-20 13:30 | 257.71 | 256.16
2017-11-20 14:00 | 258.99 | 257.23
2017-11-20 14:30 | 260.74 | 259.06
2017-11-20 15:00 | 261.68 | 259.9
2017-11-20 15:30 | 263.01 | 260.91
2017-11-20 16:00 | 262.12 | 259.99
2017-11-20 16:30 | 263.73 | 261.37
2017-11-20 17:00 | 269.46 | 266.81
2017-11-20 17:30 | 273.35 | 270.46
2017-11-20 18:00 | 271.79 | 269.09
2017-11-20 18:30 | 268.77 | 266.39
2017-11-20 19:00 | 273.24 | 270.52
2017-11-20 19:30 | 273.16 | 270.64
2017-11-20 20:00 | 275.28 | 272.58
2017-11-20 20:30 | 270.87 | 268.68
2017-11-20 21:00 | 272.2 | 269.95
2017-11-20 21:30 | 277.91 | 275.42
2017-11-20 22:00 | 278.34 | 275.87
2017-11-20 22:30 | 280.5 | 277.25
2017-11-20 23:00 | 281.28 | 278.1
2017-11-20 23:30 | 280 | 277.04
2017-11-21 | 277.71 | 274.71
2017-11-21 00:30 | 277.81 | 274.24
2017-11-21 01:00 | 279.24 | 275.2
2017-11-21 01:30 | 279.5 | 275.5
2017-11-21 02:00 | 277.83 | 274.01
2017-11-21 02:30 | 275.46 | 271.85
2017-11-21 03:00 | 276.77 | 273.24
2017-11-21 03:30 | 276.41 | 272.84
2017-11-21 04:00 | 266.04 | 261.9
2017-11-21 04:30 | 266.5 | 262.35
2017-11-21 05:00 | 267.51 | 263.29
2017-11-21 05:30 | 267.68 | 263.4
2017-11-21 06:00 | 268.91 | 264.51
2017-11-21 06:30 | 279.29 | 275.38
2017-11-21 07:00 | 278.19 | 274.78
2017-11-21 07:30 | 278.57 | 274.94
2017-11-21 08:00 | 276.66 | 273.3
2017-11-21 08:30 | 276.03 | 272.68
2017-11-21 09:00 | 274.29 | 271.04
2017-11-21 09:30 | 272.77 | 269.63
2017-11-21 10:00 | 269.49 | 266.63
2017-11-21 10:30 | 272.46 | 269.61
2017-11-21 11:00 | 273.55 | 270.61
2017-11-21 11:30 | 273.8 | 271.08
2017-11-21 12:00 | 273.32 | 271.07
2017-11-21 12:30 | 273.23 | 271.08
2017-11-21 13:00 | 274.24 | 272.03
2017-11-21 13:30 | 274.72 | 272.38
2017-11-21 14:00 | 276.18 | 273.6
2017-11-21 14:30 | 277.55 | 274.59
2017-11-21 15:00 | 277.29 | 274.32
2017-11-21 15:30 | 277.69 | 274.67
2017-11-21 16:00 | 279.31 | 276.45
2017-11-21 16:30 | 282.76 | 279.43
2017-11-21 17:00 | 283.11 | 279.87
2017-11-21 17:30 | 284.9 | 281.53
2017-11-21 18:00 | 286.67 | 283.4
2017-11-21 18:30 | 284.68 | 281.71
2017-11-21 19:00 | 282.5 | 279.57
2017-11-21 19:30 | 280.72 | 278.08
2017-11-21 20:00 | 277.5 | 275.27
2017-11-21 20:30 | 276.27 | 274.44
2017-11-21 21:00 | 277.52 | 275.63
2017-11-21 21:30 | 278.79 | 276.51
2017-11-21 22:00 | 280.52 | 278.19
2017-11-21 22:30 | 281.01 | 278.45
2017-11-21 23:00 | 281.91 | 279.25
2017-11-21 23:30 | 282.2 | 279.49
2017-11-22 | 280.12 | 277.65
2017-11-22 00:30 | 278.6 | 275.66
2017-11-22 01:00 | 263.31 | 260.11
2017-11-22 01:30 | 260.51 | 257.72
2017-11-22 02:00 | 264.37 | 260.26
2017-11-22 02:30 | 265.6 | 260.51
2017-11-22 03:00 | 265.1 | 260.06
2017-11-22 03:30 | 265.8 | 260.61
2017-11-22 04:00 | 266.32 | 261.11
2017-11-22 04:30 | 264.88 | 259.76
2017-11-22 05:00 | 264.32 | 259.18
2017-11-22 05:30 | 261.6 | 256.85
2017-11-22 06:00 | 264.04 | 258.8
2017-11-22 06:30 | 263.26 | 258.51
2017-11-22 07:00 | 255.95 | 252.13
2017-11-22 07:30 | 256.87 | 252.68
2017-11-22 08:00 | 260.24 | 255.47
2017-11-22 08:30 | 257.86 | 254.16
2017-11-22 09:00 | 235 | 231.27
2017-11-22 09:30 | 234.34 | 230.59
2017-11-22 10:00 | 234.59 | 230.83
2017-11-22 10:30 | 233.33 | 230.07
2017-11-22 11:00 | 234.06 | 230.96
2017-11-22 11:30 | 232.22 | 229.41
2017-11-22 12:00 | 231.78 | 229.12
2017-11-22 12:30 | 233.01 | 230.28
2017-11-22 13:00 | 237.55 | 234.65
2017-11-22 13:30 | 237.39 | 234.7
2017-11-22 14:00 | 236.79 | 234.09
2017-11-22 14:30 | 238.13 | 235.47
2017-11-22 15:00 | 242.14 | 238.98
2017-11-22 15:30 | 242.27 | 239.33
2017-11-22 16:00 | 242.11 | 239.01
2017-11-22 16:30 | 243.14 | 240.09
2017-11-22 17:00 | 250.59 | 247.85
2017-11-22 17:30 | 258.15 | 254.75
2017-11-22 18:00 | 266.04 | 261.17
2017-11-22 18:30 | 265.9 | 261.25
2017-11-22 19:00 | 266.56 | 261.68
2017-11-22 19:30 | 266.47 | 261.61
2017-11-22 20:00 | 265.31 | 260.53
2017-11-22 20:30 | 265.97 | 261.24
2017-11-22 21:00 | 269.47 | 264.37
2017-11-22 21:30 | 270.31 | 264.64
2017-11-22 22:00 | 270.89 | 264.87
2017-11-22 22:30 | 271.12 | 265.24
2017-11-22 23:00 | 271.86 | 265.97
2017-11-22 23:30 | 273.09 | 266.81
2017-11-23 | 273.8 | 267.02
2017-11-23 00:30 | 269.71 | 264.23
2017-11-23 01:00 | 258.02 | 252.74
2017-11-23 01:30 | 246.06 | 240.45
2017-11-23 02:00 | 246.8 | 241.19
2017-11-23 02:30 | 245.54 | 240.26
2017-11-23 03:00 | 244.19 | 238.97
2017-11-23 03:30 | 245.96 | 240.55
2017-11-23 04:00 | 246.55 | 241.16
2017-11-23 04:30 | 245.32 | 240.07
2017-11-23 05:00 | 241.37 | 236.56
2017-11-23 05:30 | 240.39 | 235.39
2017-11-23 06:00 | 257.53 | 253.04
2017-11-23 06:30 | 256.35 | 252.98
2017-11-23 07:00 | 255.83 | 253.82
2017-11-23 07:30 | 255.99 | 254.42
2017-11-23 08:00 | 255.77 | 254.39
2017-11-23 08:30 | 249.9 | 248.46
2017-11-23 09:00 | 237.07 | 234.93
2017-11-23 09:30 | 235.8 | 233.8
2017-11-23 10:00 | 236.08 | 234.03
2017-11-23 10:30 | 233.81 | 231.82
2017-11-23 11:00 | 234.49 | 232.35
2017-11-23 11:30 | 234.78 | 232.68
2017-11-23 12:00 | 235.93 | 233.83
2017-11-23 12:30 | 233.08 | 231.17
2017-11-23 13:00 | 233.85 | 231.96
2017-11-23 13:30 | 234.91 | 232.95
2017-11-23 14:00 | 235.9 | 233.93
2017-11-23 14:30 | 240.58 | 238.48
2017-11-23 15:00 | 244.71 | 242.51
2017-11-23 15:30 | 246.09 | 243.8
2017-11-23 16:00 | 247.17 | 244.98
2017-11-23 16:30 | 246.37 | 244.73
2017-11-23 17:00 | 246.65 | 244.85
2017-11-23 17:30 | 247.85 | 246.1
2017-11-23 18:00 | 249.98 | 248.24
2017-11-23 18:30 | 249.57 | 247.81
2017-11-23 19:00 | 251.56 | 249.1
2017-11-23 19:30 | 252.29 | 249.41
2017-11-23 20:00 | 256.77 | 253.7
2017-11-23 20:30 | 257.68 | 254.33
2017-11-23 21:00 | 256.96 | 253.55
2017-11-23 21:30 | 257.34 | 253.3
2017-11-23 22:00 | 258.89 | 253.54
2017-11-23 22:30 | 261.11 | 255.5
2017-11-23 23:00 | 262.27 | 256.64
2017-11-23 23:30 | 264.05 | 258.34
2017-11-24 | 266.68 | 260.14
2017-11-24 00:30 | 266.63 | 260.06
2017-11-24 01:00 | 266.94 | 260.4
2017-11-24 01:30 | 266.44 | 259.58
2017-11-24 02:00 | 265.67 | 259.07
2017-11-24 02:30 | 266.49 | 259.82
2017-11-24 03:00 | 267.59 | 260.75
2017-11-24 03:30 | 266.75 | 260.83
2017-11-24 04:00 | 265.55 | 260.86
2017-11-24 04:30 | 265.46 | 260.79
2017-11-24 05:00 | 266.37 | 261.61
2017-11-24 05:30 | 264.54 | 259.9
2017-11-24 06:00 | 263.77 | 259.03
2017-11-24 06:30 | 263.96 | 259
2017-11-24 07:00 | 263.29 | 258.43
2017-11-24 07:30 | 262.68 | 258.57
2017-11-24 08:00 | 263.99 | 259.45
2017-11-24 08:30 | 264.65 | 260.07
2017-11-24 09:00 | 262.51 | 258.09
2017-11-24 09:30 | 259.55 | 255.48
2017-11-24 10:00 | 257.79 | 253.84
2017-11-24 10:30 | 258.28 | 254.38
2017-11-24 11:00 | 257.93 | 253.95
2017-11-24 11:30 | 262.47 | 258.68
2017-11-24 12:00 | 272.45 | 268.17
2017-11-24 12:30 | 276.12 | 271.51
2017-11-24 13:00 | 276.7 | 272.15
2017-11-24 13:30 | 275.06 | 270.9
2017-11-24 14:00 | 280 | 275.62
2017-11-24 14:30 | 281.74 | 277.62
2017-11-24 15:00 | 279.57 | 275.5
2017-11-24 15:30 | 281.04 | 276.77
2017-11-24 16:00 | 281.54 | 277.21
2017-11-24 16:30 | 283.59 | 279.07
2017-11-24 17:00 | 284.31 | 279.84
2017-11-24 17:30 | 285.12 | 280.64
2017-11-24 18:00 | 285.77 | 281.39
2017-11-24 18:30 | 286.24 | 281.87
2017-11-24 19:00 | 286.05 | 281.58
2017-11-24 19:30 | 286.05 | 281.72
2017-11-24 20:00 | 286.3 | 282.03
2017-11-24 20:30 | 286.59 | 282.5
2017-11-24 21:00 | 287.39 | 283.35
2017-11-24 21:30 | 281 | 276.48
2017-11-24 22:00 | 273.54 | 268.88
2017-11-24 22:30 | 273.63 | 269.14
2017-11-24 23:00 | 274.31 | 269.8
2017-11-24 23:30 | 274.58 | 270.16
2017-11-25 | 275.35 | 270.43
2017-11-25 00:30 | 275.09 | 269.85
2017-11-25 01:00 | 274.55 | 269.36
2017-11-25 01:30 | 274.23 | 268.99
2017-11-25 02:00 | 275 | 269.74
2017-11-25 02:30 | 275.4 | 270.11
2017-11-25 03:00 | 275.24 | 270.01
2017-11-25 03:30 | 275.87 | 270.53
2017-11-25 04:00 | 276.76 | 271.37
2017-11-25 04:30 | 277.15 | 271.74
2017-11-25 05:00 | 276.25 | 270.97
2017-11-25 05:30 | 275.67 | 270.43
2017-11-25 06:00 | 275.22 | 269.91
2017-11-25 06:30 | 282.88 | 277.91
2017-11-25 07:00 | 285.95 | 280.95
2017-11-25 07:30 | 286.66 | 281.33
2017-11-25 08:00 | 286.99 | 281.45
2017-11-25 08:30 | 280.23 | 274.74
2017-11-25 09:00 | 276.78 | 271.66
2017-11-25 09:30 | 276.45 | 271.68
2017-11-25 10:00 | 275.25 | 270.66
2017-11-25 10:30 | 274.06 | 269.58
2017-11-25 11:00 | 273.48 | 269.11
2017-11-25 11:30 | 274 | 269.58
2017-11-25 12:00 | 274.14 | 269.65
2017-11-25 12:30 | 273.58 | 269.23
2017-11-25 13:00 | 273.38 | 269.12
2017-11-25 13:30 | 273.74 | 269.5
2017-11-25 14:00 | 273.45 | 269.17
2017-11-25 14:30 | 274.74 | 270.24
2017-11-25 15:00 | 275.68 | 270.98
2017-11-25 15:30 | 276.81 | 272.12
2017-11-25 16:00 | 279.03 | 274.44
2017-11-25 16:30 | 279.92 | 275.4
2017-11-25 17:00 | 282.14 | 277.41
2017-11-25 17:30 | 286.83 | 282.27
2017-11-25 18:00 | 285.04 | 280.34
2017-11-25 18:30 | 280.89 | 276.46
2017-11-25 19:00 | 276.45 | 272.09
2017-11-25 19:30 | 273.21 | 269.04
2017-11-25 20:00 | 273.25 | 269.15
2017-11-25 20:30 | 273.28 | 269.24
2017-11-25 21:00 | 272.87 | 268.97
2017-11-25 21:30 | 263.17 | 260.36
2017-11-25 22:00 | 266.39 | 263.13
2017-11-25 22:30 | 270.41 | 266.43
2017-11-25 23:00 | 273.8 | 269.64
2017-11-25 23:30 | 274.31 | 270
2017-11-26 | 272.76 | 267.82
2017-11-26 00:30 | 275.29 | 270.14
2017-11-26 01:00 | 276.49 | 271.22
2017-11-26 01:30 | 276.86 | 271.6
2017-11-26 02:00 | 277.34 | 272.05
2017-11-26 02:30 | 277.25 | 271.86
2017-11-26 03:00 | 278.78 | 273.22
2017-11-26 03:30 | 278.22 | 272.75
2017-11-26 04:00 | 278.57 | 273.07
2017-11-26 04:30 | 278.9 | 273.38
2017-11-26 05:00 | 279.83 | 274.17
2017-11-26 05:30 | 279.8 | 274.13
2017-11-26 06:00 | 276.44 | 270.66
2017-11-26 06:30 | 253.81 | 247.12
2017-11-26 07:00 | 239.81 | 233.97
2017-11-26 07:30 | 239.61 | 233.63
2017-11-26 08:00 | 238.15 | 232.26
2017-11-26 08:30 | 237.78 | 231.89
2017-11-26 09:00 | 260.26 | 255.76
2017-11-26 09:30 | 273.72 | 270.28
2017-11-26 10:00 | 272 | 268.89
2017-11-26 10:30 | 272.45 | 269.32
2017-11-26 11:00 | 254.15 | 250.57
2017-11-26 11:30 | 241.19 | 237.33
2017-11-26 12:00 | 241.89 | 237.96
2017-11-26 12:30 | 239.88 | 236.15
2017-11-26 13:00 | 240.32 | 236.63
2017-11-26 13:30 | 240.29 | 236.63
2017-11-26 14:00 | 240.72 | 237.01
2017-11-26 14:30 | 240.13 | 236.27
2017-11-26 15:00 | 238.86 | 235.05
2017-11-26 15:30 | 238.11 | 234.32
2017-11-26 16:00 | 238.03 | 234.08
2017-11-26 16:30 | 244.52 | 240.66
2017-11-26 17:00 | 265.59 | 262.68
2017-11-26 17:30 | 267.03 | 264.11
2017-11-26 18:00 | 253.7 | 250.34
2017-11-26 18:30 | 240.78 | 237.22
2017-11-26 19:00 | 243.03 | 239.27
2017-11-26 19:30 | 243.17 | 239.45
2017-11-26 20:00 | 242.75 | 239.24
2017-11-26 20:30 | 242.36 | 238.86
2017-11-26 21:00 | 249.09 | 242.73
2017-11-26 21:30 | 254.13 | 246.96
2017-11-26 22:00 | 253.92 | 246.54
2017-11-26 22:30 | 253.22 | 245.76
2017-11-26 23:00 | 254.56 | 246.9
2017-11-26 23:30 | 251.63 | 244.41
2017-11-27 | 249.98 | 243.02
2017-11-27 00:30 | 244.74 | 237.85
2017-11-27 01:00 | 246.23 | 238.99
2017-11-27 01:30 | 248.76 | 241.17
2017-11-27 02:00 | 249.07 | 241.57
2017-11-27 02:30 | 246.75 | 239.57
2017-11-27 03:00 | 246.95 | 239.67
2017-11-27 03:30 | 247.14 | 239.9
2017-11-27 04:00 | 246.91 | 239.75
2017-11-27 04:30 | 244.21 | 237.45
2017-11-27 05:00 | 243.84 | 237.14
2017-11-27 05:30 | 242.66 | 236
2017-11-27 06:00 | 244.09 | 237.04
2017-11-27 06:30 | 244 | 236.83
2017-11-27 07:00 | 243.29 | 237.06
2017-11-27 07:30 | 243.8 | 237.54
2017-11-27 08:00 | 242.35 | 236.28
2017-11-27 08:30 | 235.2 | 229.78
2017-11-27 09:00 | 234.47 | 228.86
2017-11-27 09:30 | 235.05 | 229.4
2017-11-27 10:00 | 235.18 | 229.55
2017-11-27 10:30 | 234.13 | 228.67
2017-11-27 11:00 | 236.05 | 230.19
2017-11-27 11:30 | 239.3 | 233.03
2017-11-27 12:00 | 239.58 | 233.29
2017-11-27 12:30 | 239.57 | 233.32
2017-11-27 13:00 | 239.54 | 233.39
2017-11-27 13:30 | 257.32 | 252.18
2017-11-27 14:00 | 261.23 | 256.42
2017-11-27 14:30 | 259.8 | 255.12
2017-11-27 15:00 | 257.22 | 252.57
2017-11-27 15:30 | 250.91 | 245.7
2017-11-27 16:00 | 242.21 | 236.3
2017-11-27 16:30 | 241.44 | 235.51
2017-11-27 17:00 | 241.2 | 235.19
2017-11-27 17:30 | 240.52 | 234.82
2017-11-27 18:00 | 241.29 | 235.62
2017-11-27 18:30 | 240.78 | 235.48
2017-11-27 19:00 | 272.89 | 268.5
2017-11-27 19:30 | 273.17 | 268.91
2017-11-27 20:00 | 275.03 | 270.64
2017-11-27 20:30 | 275.17 | 271.08
2017-11-27 21:00 | 276.86 | 272.76
2017-11-27 21:30 | 280.12 | 275.79
2017-11-27 22:00 | 281.39 | 276.43
2017-11-27 22:30 | 281.24 | 275.97
2017-11-27 23:00 | 281.13 | 276.18
2017-11-27 23:30 | 254.72 | 247.98
2017-11-28 | 250.96 | 243.31
2017-11-28 00:30 | 249.84 | 242.38
2017-11-28 01:00 | 250.75 | 243.15
2017-11-28 01:30 | 249.84 | 242.39
2017-11-28 02:00 | 249.92 | 242.55
2017-11-28 02:30 | 250.2 | 242.87
2017-11-28 03:00 | 249.69 | 242.39
2017-11-28 03:30 | 246.91 | 239.97
2017-11-28 04:00 | 246.15 | 239.29
2017-11-28 04:30 | 245.14 | 238.27
2017-11-28 05:00 | 245.8 | 238.74
2017-11-28 05:30 | 244.87 | 237.95
2017-11-28 06:00 | 244.15 | 237.19
2017-11-28 06:30 | 242.97 | 236.45
2017-11-28 07:00 | 242.55 | 236.53
2017-11-28 07:30 | 244.85 | 238.32
2017-11-28 08:00 | 244.73 | 238.29
2017-11-28 08:30 | 244.89 | 238.55
2017-11-28 09:00 | 245.81 | 239.15
2017-11-28 09:30 | 246.12 | 239.31
2017-11-28 10:00 | 255.65 | 249.51
2017-11-28 10:30 | 253.79 | 247.78
2017-11-28 11:00 | 254.5 | 248.44
2017-11-28 11:30 | 255.98 | 249.84
2017-11-28 12:00 | 256.61 | 250.32
2017-11-28 12:30 | 251.21 | 244.19
2017-11-28 13:00 | 252.42 | 244.76
2017-11-28 13:30 | 253.24 | 245.34
2017-11-28 14:00 | 252.94 | 245.08
2017-11-28 14:30 | 254.76 | 246.7
2017-11-28 15:00 | 253.93 | 245.94
2017-11-28 15:30 | 251.6 | 243.9
2017-11-28 16:00 | 248.67 | 241.52
2017-11-28 16:30 | 250.44 | 243.04
2017-11-28 17:00 | 252.45 | 244.92
2017-11-28 17:30 | 253.59 | 246.05
2017-11-28 18:00 | 253.64 | 246.01
2017-11-28 18:30 | 253.07 | 245.44
2017-11-28 19:00 | 250.79 | 243.41
2017-11-28 19:30 | 269.44 | 263.82
2017-11-28 20:00 | 282.84 | 277.4
2017-11-28 20:30 | 283.25 | 278
2017-11-28 21:00 | 284.31 | 279.11
2017-11-28 21:30 | 286.26 | 280.35
2017-11-28 22:00 | 287.87 | 281.59
2017-11-28 22:30 | 287.94 | 281.62
2017-11-28 23:00 | 287.29 | 281.07
2017-11-28 23:30 | 288.15 | 281.99
2017-11-29 | 288.63 | 282.56
2017-11-29 00:30 | 288.93 | 282.85
2017-11-29 01:00 | 288.84 | 282.85
2017-11-29 01:30 | 288.13 | 282.98
2017-11-29 02:00 | 288.35 | 283.19
2017-11-29 02:30 | 287.37 | 282.34
2017-11-29 03:00 | 287.66 | 282.63
2017-11-29 03:30 | 258.59 | 252.43
2017-11-29 04:00 | 253.48 | 246.99
2017-11-29 04:30 | 254.01 | 247.28
2017-11-29 05:00 | 254.45 | 247.52
2017-11-29 05:30 | 254.25 | 247.37
2017-11-29 06:00 | 253.58 | 246.7
2017-11-29 06:30 | 249.38 | 243.18
2017-11-29 07:00 | 246.74 | 240.95
2017-11-29 07:30 | 250.65 | 245.24
2017-11-29 08:00 | 254.97 | 249.37
2017-11-29 08:30 | 255.34 | 250.55
2017-11-29 09:00 | 262.24 | 257.74
2017-11-29 09:30 | 279.01 | 275.15
2017-11-29 10:00 | 279.74 | 275.68
2017-11-29 10:30 | 279.26 | 275.19
2017-11-29 11:00 | 279.22 | 275.15
2017-11-29 11:30 | 277.85 | 273.91
2017-11-29 12:00 | 279.01 | 274.83
2017-11-29 12:30 | 281.34 | 277.56
2017-11-29 13:00 | 279.22 | 275.83
2017-11-29 13:30 | 280.01 | 276.61
2017-11-29 14:00 | 281.13 | 277.64
2017-11-29 14:30 | 280.09 | 276.78
2017-11-29 15:00 | 281.24 | 277.91
2017-11-29 15:30 | 279.35 | 276.35
2017-11-29 16:00 | 280.6 | 277.81
2017-11-29 16:30 | 284.99 | 281.76
2017-11-29 17:00 | 283.81 | 280.62
2017-11-29 17:30 | 284.64 | 281.48
2017-11-29 18:00 | 286.4 | 283.02
2017-11-29 18:30 | 286.5 | 283.03
2017-11-29 19:00 | 285.76 | 282.37
2017-11-29 19:30 | 280.97 | 278.06
2017-11-29 20:00 | 279.79 | 276.98
2017-11-29 20:30 | 281.2 | 278.16
2017-11-29 21:00 | 281.22 | 278.39
2017-11-29 21:30 | 280.51 | 277.86
2017-11-29 22:00 | 281.16 | 278.36
2017-11-29 22:30 | 284.94 | 281.61
2017-11-29 23:00 | 286.45 | 283.5
2017-11-29 23:30 | 284.49 | 281.73
2017-11-30 | 286.57 | 283.44
2017-11-30 00:30 | 287.93 | 284.07
2017-11-30 01:00 | 287.16 | 283.31
2017-11-30 01:30 | 287.43 | 283.6
2017-11-30 02:00 | 287.38 | 283.54
2017-11-30 02:30 | 288.41 | 284.49
2017-11-30 03:00 | 288.64 | 284.7
2017-11-30 03:30 | 288.23 | 284.37
2017-11-30 04:00 | 288.13 | 284.45
2017-11-30 04:30 | 287.89 | 284.26
2017-11-30 05:00 | 288.38 | 284.54
2017-11-30 05:30 | 288.68 | 284.71
2017-11-30 06:00 | 295.03 | 290.45
2017-11-30 06:30 | 294.57 | 289.92
2017-11-30 07:00 | 291.53 | 287.19
2017-11-30 07:30 | 290.84 | 286.73
2017-11-30 08:00 | 290.62 | 287.26
2017-11-30 08:30 | 279.47 | 276.71
2017-11-30 09:00 | 264.53 | 261.03
2017-11-30 09:30 | 249.45 | 245.54
2017-11-30 10:00 | 242.12 | 238
2017-11-30 10:30 | 248.94 | 245.22
2017-11-30 11:00 | 248.33 | 244.66
2017-11-30 11:30 | 249.25 | 245.46
2017-11-30 12:00 | 243.5 | 239.71
2017-11-30 12:30 | 242.36 | 238.66
2017-11-30 13:00 | 242.85 | 239.06
2017-11-30 13:30 | 254.28 | 250.63
2017-11-30 14:00 | 269.61 | 266.28
2017-11-30 14:30 | 269.83 | 266.4
2017-11-30 15:00 | 270.35 | 266.93
2017-11-30 15:30 | 270.66 | 267.29
2017-11-30 16:00 | 259.1 | 255.43
2017-11-30 16:30 | 254.05 | 250.28
2017-11-30 17:00 | 252.92 | 248.64
2017-11-30 17:30 | 245.53 | 240.87
2017-11-30 18:00 | 245.73 | 241.07
2017-11-30 18:30 | 245.98 | 241.3
2017-11-30 19:00 | 249.31 | 244.16
2017-11-30 19:30 | 251.3 | 245.73
2017-11-30 20:00 | 251.8 | 246.17
2017-11-30 20:30 | 250.81 | 245.34
2017-11-30 21:00 | 250.32 | 245.05
2017-11-30 21:30 | 252.66 | 247.13
2017-11-30 22:00 | 262.14 | 256.64
2017-11-30 22:30 | 259.79 | 254.71
2017-11-30 23:00 | 252.86 | 247.72
2017-11-30 23:30 | 245 | 238.71
2017-12-01 | 247.34 | 240.56
2017-12-01 00:30 | 249.61 | 242.32
2017-12-01 01:00 | 251.82 | 243.99
2017-12-01 01:30 | 251.96 | 244.27
2017-12-01 02:00 | 253.15 | 245.42
2017-12-01 02:30 | 253.01 | 245.2
2017-12-01 03:00 | 251.35 | 243.78
2017-12-01 03:30 | 249.87 | 242.56
2017-12-01 04:00 | 249.47 | 242.29
2017-12-01 04:30 | 250.3 | 243
2017-12-01 05:00 | 250.51 | 243.17
2017-12-01 05:30 | 251.22 | 243.34
2017-12-01 06:00 | 250.09 | 242.16
2017-12-01 06:30 | 248.02 | 240.87
2017-12-01 07:00 | 246.15 | 239.06
2017-12-01 07:30 | 245.01 | 238.68
2017-12-01 08:00 | 244.89 | 238.59
2017-12-01 08:30 | 244.26 | 238.36
2017-12-01 09:00 | 243.26 | 237.77
2017-12-01 09:30 | 243.91 | 238.32
2017-12-01 10:00 | 245.53 | 239.68
2017-12-01 10:30 | 249.24 | 242.89
2017-12-01 11:00 | 248 | 241.87
2017-12-01 11:30 | 244.65 | 239.07
2017-12-01 12:00 | 273.93 | 269.8
2017-12-01 12:30 | 275.64 | 271.78
2017-12-01 13:00 | 274.35 | 270.83
2017-12-01 13:30 | 274.51 | 270.84
2017-12-01 14:00 | 279.26 | 275.5
2017-12-01 14:30 | 279.39 | 275.54
2017-12-01 15:00 | 275.02 | 271.23
2017-12-01 15:30 | 276.64 | 272.38
2017-12-01 16:00 | 279.5 | 275.09
2017-12-01 16:30 | 279.94 | 275.55
2017-12-01 17:00 | 279.45 | 275.12
2017-12-01 17:30 | 279.81 | 275.63
2017-12-01 18:00 | 281.5 | 277.22
2017-12-01 18:30 | 281.43 | 277.21
2017-12-01 19:00 | 281.5 | 277.07
2017-12-01 19:30 | 281.29 | 276.93
2017-12-01 20:00 | 281.62 | 277.28
2017-12-01 20:30 | 280.99 | 276.87
2017-12-01 21:00 | 281.41 | 277.23
2017-12-01 21:30 | 279.11 | 274.77
2017-12-01 22:00 | 271.79 | 267.31
2017-12-01 22:30 | 267.95 | 263.98
2017-12-01 23:00 | 269.2 | 265.14
2017-12-01 23:30 | 271.1 | 266.89
2017-12-02 | 275.95 | 271
2017-12-02 00:30 | 277.24 | 271.91
2017-12-02 01:00 | 277.15 | 271.68
2017-12-02 01:30 | 276.65 | 271.38
2017-12-02 02:00 | 277.08 | 271.61
2017-12-02 02:30 | 277.08 | 271.43
2017-12-02 03:00 | 274.76 | 269.27
2017-12-02 03:30 | 273.7 | 268.26
2017-12-02 04:00 | 273.65 | 268.18
2017-12-02 04:30 | 272.86 | 267.33
2017-12-02 05:00 | 271.86 | 266.44
2017-12-02 05:30 | 271.96 | 266.42
2017-12-02 06:00 | 272.02 | 266.61
2017-12-02 06:30 | 272.26 | 266.87
2017-12-02 07:00 | 273.11 | 267.63
2017-12-02 07:30 | 273.57 | 267.96
2017-12-02 08:00 | 274.33 | 268.54
2017-12-02 08:30 | 274.4 | 268.55
2017-12-02 09:00 | 274.83 | 268.92
2017-12-02 09:30 | 274.84 | 269.24
2017-12-02 10:00 | 254.01 | 247.74
2017-12-02 10:30 | 248.1 | 241.57
2017-12-02 11:00 | 247.4 | 241.13
2017-12-02 11:30 | 247.59 | 241.36
2017-12-02 12:00 | 247.74 | 241.46
2017-12-02 12:30 | 247.78 | 241.56
2017-12-02 13:00 | 247.17 | 241.06
2017-12-02 13:30 | 246.56 | 240.42
2017-12-02 14:00 | 246.08 | 239.98
2017-12-02 14:30 | 245.74 | 239.63
2017-12-02 15:00 | 268.94 | 263.64
2017-12-02 15:30 | 276.46 | 271.46
2017-12-02 16:00 | 276.3 | 271.23
2017-12-02 16:30 | 276.08 | 270.96
2017-12-02 17:00 | 277.97 | 272.91
2017-12-02 17:30 | 280.92 | 276.01
2017-12-02 18:00 | 280.43 | 275.57
2017-12-02 18:30 | 279.91 | 275.04
2017-12-02 19:00 | 279.87 | 274.74
2017-12-02 19:30 | 282.03 | 276.67
2017-12-02 20:00 | 284.85 | 279.43
2017-12-02 20:30 | 284.85 | 279.55
2017-12-02 21:00 | 285.45 | 280.07
2017-12-02 21:30 | 287.48 | 282
2017-12-02 22:00 | 289.77 | 284.21
2017-12-02 22:30 | 289.49 | 283.35
2017-12-02 23:00 | 282.73 | 276.28
2017-12-02 23:30 | 278.02 | 271.3
2017-12-03 | 277.56 | 271.07
2017-12-03 00:30 | 264.68 | 257.67
2017-12-03 01:00 | 253.29 | 245.69
2017-12-03 01:30 | 253.48 | 245.97
2017-12-03 02:00 | 253.1 | 245.74
2017-12-03 02:30 | 253.23 | 245.83
2017-12-03 03:00 | 253.85 | 246.46
2017-12-03 03:30 | 254.89 | 247.25
2017-12-03 04:00 | 251.3 | 243.59
2017-12-03 04:30 | 249.56 | 243.23
2017-12-03 05:00 | 248.6 | 242.25
2017-12-03 05:30 | 250.75 | 244.14
2017-12-03 06:00 | 251.15 | 244.39
2017-12-03 06:30 | 247.33 | 240.92
2017-12-03 07:00 | 241.71 | 235.81
2017-12-03 07:30 | 243.32 | 237.08
2017-12-03 08:00 | 241.7 | 235.48
2017-12-03 08:30 | 253.35 | 247.72
2017-12-03 09:00 | 268.16 | 263.92
2017-12-03 09:30 | 268.96 | 265.39
2017-12-03 10:00 | 273.93 | 270.36
2017-12-03 10:30 | 276.56 | 272.8
2017-12-03 11:00 | 270.05 | 266.34
2017-12-03 11:30 | 262.06 | 257.48
2017-12-03 12:00 | 255.23 | 249.6
2017-12-03 12:30 | 257.57 | 251.72
2017-12-03 13:00 | 256.84 | 251.14
2017-12-03 13:30 | 257.21 | 251.64
2017-12-03 14:00 | 255.11 | 249.99
2017-12-03 14:30 | 252.05 | 247.3
2017-12-03 15:00 | 252.56 | 247.7
2017-12-03 15:30 | 253.96 | 249.31
2017-12-03 16:00 | 250.86 | 246.66
2017-12-03 16:30 | 251.2 | 246.8
2017-12-03 17:00 | 252.58 | 248.05
2017-12-03 17:30 | 252.69 | 248.43
2017-12-03 18:00 | 252.11 | 247.88
2017-12-03 18:30 | 250.35 | 246.26
2017-12-03 19:00 | 250.75 | 246.93
2017-12-03 19:30 | 250.72 | 247.28
2017-12-03 20:00 | 253.89 | 250.65
2017-12-03 20:30 | 255.46 | 252.41
2017-12-03 21:00 | 261.25 | 258
2017-12-03 21:30 | 262.2 | 259.1
2017-12-03 22:00 | 264.18 | 260.69
2017-12-03 22:30 | 264.32 | 260.83
2017-12-03 23:00 | 264.16 | 260.73
2017-12-03 23:30 | 264.33 | 260.89
2017-12-04 | 262.59 | 259.35
2017-12-04 00:30 | 261.69 | 258.51
2017-12-04 01:00 | 261.48 | 258.37
2017-12-04 01:30 | 264.49 | 260.57
2017-12-04 02:00 | 266.4 | 262.38
2017-12-04 02:30 | 276.88 | 272.79
2017-12-04 03:00 | 280.39 | 275.86
2017-12-04 03:30 | 282.66 | 278.16
2017-12-04 04:00 | 283.84 | 279.25
2017-12-04 04:30 | 284.18 | 279.56
2017-12-04 05:00 | 283.51 | 278.94
2017-12-04 05:30 | 284.73 | 279.92
2017-12-04 06:00 | 284.23 | 279.32
2017-12-04 06:30 | 283 | 278.64
2017-12-04 07:00 | 281.9 | 278.08
2017-12-04 07:30 | 282.28 | 278.46
2017-12-04 08:00 | 278 | 274.98
2017-12-04 08:30 | 273.72 | 271.43
2017-12-04 09:00 | 273.02 | 270.81
2017-12-04 09:30 | 274.2 | 271.83
2017-12-04 10:00 | 274.57 | 272.13
2017-12-04 10:30 | 275.74 | 273.21
2017-12-04 11:00 | 279.45 | 276.62
2017-12-04 11:30 | 279.33 | 276.57
2017-12-04 12:00 | 279.74 | 276.95
2017-12-04 12:30 | 279.85 | 277.2
2017-12-04 13:00 | 278.78 | 276.22
2017-12-04 13:30 | 281.29 | 278.66
2017-12-04 14:00 | 282.01 | 279.34
2017-12-04 14:30 | 283.1 | 280.34
2017-12-04 15:00 | 280.76 | 278.12
2017-12-04 15:30 | 277.26 | 274.87
2017-12-04 16:00 | 276.48 | 274.13
2017-12-04 16:30 | 278.09 | 275.65
2017-12-04 17:00 | 279.39 | 276.85
2017-12-04 17:30 | 278.03 | 275.61
2017-12-04 18:00 | 279.78 | 276.78
2017-12-04 18:30 | 281.19 | 276.39
2017-12-04 19:00 | 281.55 | 276.79
2017-12-04 19:30 | 281.98 | 277.4
2017-12-04 20:00 | 283.56 | 278.91
2017-12-04 20:30 | 283.88 | 279.22
2017-12-04 21:00 | 279.77 | 275.16
2017-12-04 21:30 | 279.37 | 274.78
2017-12-04 22:00 | 279.36 | 274.3
2017-12-04 22:30 | 278.13 | 273.09
2017-12-04 23:00 | 267 | 263.16
2017-12-04 23:30 | 267.26 | 263.27
2017-12-05 | 267.56 | 263.46
2017-12-05 00:30 | 267.84 | 263.71
2017-12-05 01:00 | 268.7 | 264.41
2017-12-05 01:30 | 268.3 | 264.08
2017-12-05 02:00 | 266.61 | 262.47
2017-12-05 02:30 | 267.53 | 262.68
2017-12-05 03:00 | 268.85 | 263.79
2017-12-05 03:30 | 269.39 | 264.2
2017-12-05 04:00 | 268.86 | 263.7
2017-12-05 04:30 | 269.34 | 264.14
2017-12-05 05:00 | 269.73 | 264.49
2017-12-05 05:30 | 269.2 | 263.94
2017-12-05 06:00 | 269.2 | 263.78
2017-12-05 06:30 | 267.98 | 263.24
2017-12-05 07:00 | 266.52 | 262.05
2017-12-05 07:30 | 271.26 | 266.29
2017-12-05 08:00 | 274.07 | 268.5
2017-12-05 08:30 | 275.07 | 269.44
2017-12-05 09:00 | 274.74 | 269.4
2017-12-05 09:30 | 275.84 | 270.41
2017-12-05 10:00 | 276.51 | 270.94
2017-12-05 10:30 | 276.9 | 271.23
2017-12-05 11:00 | 277.03 | 271.34
2017-12-05 11:30 | 276.82 | 271.07
2017-12-05 12:00 | 277.87 | 272.01
2017-12-05 12:30 | 277.87 | 272
2017-12-05 13:00 | 278.07 | 272.31
2017-12-05 13:30 | 276.75 | 271.27
2017-12-05 14:00 | 279.58 | 274.32
2017-12-05 14:30 | 282.9 | 277.73
2017-12-05 15:00 | 282.8 | 277.47
2017-12-05 15:30 | 282.91 | 277.63
2017-12-05 16:00 | 283.62 | 278.06
2017-12-05 16:30 | 283.83 | 278.12
2017-12-05 17:00 | 283.27 | 277.38
2017-12-05 17:30 | 284.39 | 278.28
2017-12-05 18:00 | 284.89 | 278.72
2017-12-05 18:30 | 287.66 | 281.84
2017-12-05 19:00 | 290.2 | 284.14
2017-12-05 19:30 | 290.68 | 284.7
2017-12-05 20:00 | 291.31 | 285.33
2017-12-05 20:30 | 290.26 | 284.55
2017-12-05 21:00 | 290.83 | 285.18
2017-12-05 21:30 | 290.17 | 284.65
2017-12-05 22:00 | 289.58 | 284.23
2017-12-05 22:30 | 289.41 | 283.62
2017-12-05 23:00 | 290 | 284.2
2017-12-05 23:30 | 289.28 | 283.67
2017-12-06 | 289.89 | 284.49
2017-12-06 00:30 | 288.37 | 283.98
2017-12-06 01:00 | 289.04 | 284.61
2017-12-06 01:30 | 288.73 | 284.45
2017-12-06 02:00 | 290.17 | 285.75
2017-12-06 02:30 | 290.51 | 285.92
2017-12-06 03:00 | 291.18 | 286.58
2017-12-06 03:30 | 291.09 | 286.45
2017-12-06 04:00 | 291.01 | 286.26
2017-12-06 04:30 | 284.8 | 280.74
2017-12-06 05:00 | 284.38 | 280.34
2017-12-06 05:30 | 283.96 | 279.88
2017-12-06 06:00 | 283.9 | 279.68
2017-12-06 06:30 | 281.92 | 277.76
2017-12-06 07:00 | 280.57 | 276.92
2017-12-06 07:30 | 281.19 | 277.77
2017-12-06 08:00 | 278.64 | 275.59
2017-12-06 08:30 | 277.82 | 275.37
2017-12-06 09:00 | 275.76 | 273.58
2017-12-06 09:30 | 272.53 | 270.48
2017-12-06 10:00 | 270.97 | 268.56
2017-12-06 10:30 | 268.57 | 266.36
2017-12-06 11:00 | 266.28 | 263.41
2017-12-06 11:30 | 266.78 | 263.42
2017-12-06 12:00 | 267.82 | 263.64
2017-12-06 12:30 | 269.97 | 265.55
2017-12-06 13:00 | 269.45 | 265.09
2017-12-06 13:30 | 270.23 | 265.76
2017-12-06 14:00 | 272.3 | 267.79
2017-12-06 14:30 | 273.8 | 269.37
2017-12-06 15:00 | 272.53 | 267.84
2017-12-06 15:30 | 270.91 | 266.29
2017-12-06 16:00 | 269.87 | 265.31
2017-12-06 16:30 | 269.17 | 265.06
2017-12-06 17:00 | 270.12 | 265.87
2017-12-06 17:30 | 271.53 | 266.95
2017-12-06 18:00 | 272.13 | 267.42
2017-12-06 18:30 | 272.81 | 268.11
2017-12-06 19:00 | 274.95 | 270.16
2017-12-06 19:30 | 280.61 | 275.17
2017-12-06 20:00 | 281.28 | 276
2017-12-06 20:30 | 280.97 | 275.94
2017-12-06 21:00 | 281.95 | 276.52
2017-12-06 21:30 | 281.8 | 277.04
2017-12-06 22:00 | 279.97 | 276.19
2017-12-06 22:30 | 280.61 | 276.92
2017-12-06 23:00 | 282.58 | 278.48
2017-12-06 23:30 | 285.09 | 280.07
2017-12-07 | 285.57 | 280.44
2017-12-07 00:30 | 284.5 | 279.51
2017-12-07 01:00 | 281.4 | 276.85
2017-12-07 01:30 | 277.28 | 273.15
2017-12-07 02:00 | 280.33 | 275.94
2017-12-07 02:30 | 275.79 | 270.63
2017-12-07 03:00 | 268.28 | 262.81
2017-12-07 03:30 | 267.3 | 262
2017-12-07 04:00 | 267.93 | 262.56
2017-12-07 04:30 | 267.63 | 262.14
2017-12-07 05:00 | 267.59 | 262.12
2017-12-07 05:30 | 268.17 | 262.6
2017-12-07 06:00 | 265.08 | 259.7
2017-12-07 06:30 | 272.46 | 267.48
2017-12-07 07:00 | 282.22 | 277.49
2017-12-07 07:30 | 282.47 | 277.58
2017-12-07 08:00 | 276.34 | 273.16
2017-12-07 08:30 | 273.55 | 270.63
2017-12-07 09:00 | 273.94 | 270.94
2017-12-07 09:30 | 274.31 | 271.04
2017-12-07 10:00 | 277.64 | 273.81
2017-12-07 10:30 | 277.18 | 273.38
2017-12-07 11:00 | 272.65 | 269.3
2017-12-07 11:30 | 275.13 | 271.3
2017-12-07 12:00 | 273.93 | 270.21
2017-12-07 12:30 | 273.54 | 269.66
2017-12-07 13:00 | 269.34 | 266.07
2017-12-07 13:30 | 268.77 | 265.6
2017-12-07 14:00 | 265.51 | 262.45
2017-12-07 14:30 | 266.52 | 263.42
2017-12-07 15:00 | 272.25 | 268.42
2017-12-07 15:30 | 273.27 | 269.34
2017-12-07 16:00 | 274.87 | 270.89
2017-12-07 16:30 | 274.89 | 271.04
2017-12-07 17:00 | 276.3 | 272.28
2017-12-07 17:30 | 276.96 | 273.26
2017-12-07 18:00 | 278.23 | 274.85
2017-12-07 18:30 | 279.45 | 276.12
2017-12-07 19:00 | 282.17 | 278.33
2017-12-07 19:30 | 283.43 | 279.69
2017-12-07 20:00 | 282.49 | 279.05
2017-12-07 20:30 | 283.12 | 279.82
2017-12-07 21:00 | 284.12 | 280.52
2017-12-07 21:30 | 286.21 | 282.26
2017-12-07 22:00 | 285.38 | 281.42
2017-12-07 22:30 | 282.05 | 278.43
2017-12-07 23:00 | 284.5 | 280.7
2017-12-07 23:30 | 283.59 | 279.81
2017-12-08 | 283.45 | 279.69
2017-12-08 00:30 | 284.46 | 280.74
2017-12-08 01:00 | 284.54 | 280.72
2017-12-08 01:30 | 284 | 280.29
2017-12-08 02:00 | 278.97 | 275.1
2017-12-08 02:30 | 259.3 | 254.06
2017-12-08 03:00 | 259.97 | 254.35
2017-12-08 03:30 | 259.73 | 254.1
2017-12-08 04:00 | 260.62 | 254.9
2017-12-08 04:30 | 260.44 | 254.56
2017-12-08 05:00 | 261.64 | 255.63
2017-12-08 05:30 | 261.76 | 255.7
2017-12-08 06:00 | 262.18 | 256
2017-12-08 06:30 | 260.4 | 254.13
2017-12-08 07:00 | 259.85 | 253.49
2017-12-08 07:30 | 260.45 | 253.66
2017-12-08 08:00 | 260.43 | 253.19
2017-12-08 08:30 | 263.27 | 255.37
2017-12-08 09:00 | 276.79 | 272.33
2017-12-08 09:30 | 276.61 | 272.74
2017-12-08 10:00 | 275.26 | 271.4
2017-12-08 10:30 | 276.72 | 272.68
2017-12-08 11:00 | 275.64 | 271.72
2017-12-08 11:30 | 274.01 | 270.36
2017-12-08 12:00 | 276.81 | 272.94
2017-12-08 12:30 | 277.52 | 273.9
2017-12-08 13:00 | 279.82 | 276.37
2017-12-08 13:30 | 280.48 | 276.53
2017-12-08 14:00 | 276.34 | 272.62
2017-12-08 14:30 | 273.04 | 269.36
2017-12-08 15:00 | 270.54 | 266.88
2017-12-08 15:30 | 272.31 | 268.65
2017-12-08 16:00 | 272.93 | 269.39
2017-12-08 16:30 | 274.2 | 270.63
2017-12-08 17:00 | 276.28 | 272.61
2017-12-08 17:30 | 277.33 | 273.74
2017-12-08 18:00 | 278.15 | 274.63
2017-12-08 18:30 | 277.78 | 274.42
2017-12-08 19:00 | 277.72 | 274.54
2017-12-08 19:30 | 273.38 | 270.88
2017-12-08 20:00 | 273.98 | 271.43
2017-12-08 20:30 | 270.28 | 268.11
2017-12-08 21:00 | 271.37 | 269.22
2017-12-08 21:30 | 269.83 | 267.82
2017-12-08 22:00 | 271.42 | 269.33
2017-12-08 22:30 | 272.55 | 270.35
2017-12-08 23:00 | 274.91 | 272.65
2017-12-08 23:30 | 276.39 | 273.66
2017-12-09 | 272.86 | 269.9
2017-12-09 00:30 | 272.97 | 269.47
2017-12-09 01:00 | 273.72 | 269.88
2017-12-09 01:30 | 274.45 | 270.28
2017-12-09 02:00 | 274.48 | 270.19
2017-12-09 02:30 | 274.74 | 269.73
2017-12-09 03:00 | 275.97 | 270.35
2017-12-09 03:30 | 280.14 | 275.68
2017-12-09 04:00 | 277.51 | 273.52
2017-12-09 04:30 | 277.49 | 273.51
2017-12-09 05:00 | 279.7 | 275.55
2017-12-09 05:30 | 280.2 | 276.1
2017-12-09 06:00 | 281.13 | 277.08
2017-12-09 06:30 | 280.69 | 276.63
2017-12-09 07:00 | 281.19 | 277
2017-12-09 07:30 | 278.56 | 274.52
2017-12-09 08:00 | 272.94 | 269.68
2017-12-09 08:30 | 270.83 | 267.76
2017-12-09 09:00 | 271.96 | 268.72
2017-12-09 09:30 | 271.6 | 268.97
2017-12-09 10:00 | 269.46 | 267.08
2017-12-09 10:30 | 266.51 | 264.2
2017-12-09 11:00 | 270.56 | 267.73
2017-12-09 11:30 | 276.74 | 273.19
2017-12-09 12:00 | 278.14 | 274.54
2017-12-09 12:30 | 277.7 | 274.16
2017-12-09 13:00 | 277.8 | 274.24
2017-12-09 13:30 | 278.46 | 274.82
2017-12-09 14:00 | 280.61 | 276.83
2017-12-09 14:30 | 280.73 | 276.86
2017-12-09 15:00 | 281.02 | 276.91
2017-12-09 15:30 | 281.21 | 276.99
2017-12-09 16:00 | 283.79 | 279.25
2017-12-09 16:30 | 284.47 | 280.05
2017-12-09 17:00 | 284.56 | 280.22
2017-12-09 17:30 | 283.06 | 279.03
2017-12-09 18:00 | 283.08 | 279.12
2017-12-09 18:30 | 281.2 | 277.57
2017-12-09 19:00 | 280.74 | 277.13
2017-12-09 19:30 | 281.56 | 278
2017-12-09 20:00 | 282.93 | 279.34
2017-12-09 20:30 | 283.61 | 280.13
2017-12-09 21:00 | 284.7 | 281.25
2017-12-09 21:30 | 286.66 | 283.22
2017-12-09 22:00 | 287.25 | 283.76
2017-12-09 22:30 | 287.18 | 283.68
2017-12-09 23:00 | 286.94 | 283.46
2017-12-09 23:30 | 287.47 | 283.94
2017-12-10 | 289.07 | 284.75
2017-12-10 00:30 | 287.35 | 282.89
2017-12-10 01:00 | 286.27 | 281.94
2017-12-10 01:30 | 286.26 | 282.08
2017-12-10 02:00 | 285.21 | 280.94
2017-12-10 02:30 | 285.7 | 281.08
2017-12-10 03:00 | 287.14 | 282.44
2017-12-10 03:30 | 288.12 | 283.31
2017-12-10 04:00 | 286.01 | 281.42
2017-12-10 04:30 | 285.65 | 281.14
2017-12-10 05:00 | 283.61 | 279.06
2017-12-10 05:30 | 286.46 | 281.45
2017-12-10 06:00 | 286.54 | 281.55
2017-12-10 06:30 | 284.62 | 280.2
2017-12-10 07:00 | 285.34 | 280.95
2017-12-10 07:30 | 278.17 | 274.41
2017-12-10 08:00 | 273.82 | 270.36
2017-12-10 08:30 | 273.18 | 269.69
2017-12-10 09:00 | 273.38 | 269.81
2017-12-10 09:30 | 273.63 | 271.08
2017-12-10 10:00 | 277.24 | 274.47
2017-12-10 10:30 | 279.9 | 276.94
2017-12-10 11:00 | 278.62 | 275.62
2017-12-10 11:30 | 273.37 | 270.72
2017-12-10 12:00 | 273.96 | 271.21
2017-12-10 12:30 | 275.49 | 272.55
2017-12-10 13:00 | 274.95 | 272.02
2017-12-10 13:30 | 274.22 | 271.34
2017-12-10 14:00 | 276.83 | 274.15
2017-12-10 14:30 | 277.91 | 275.3
2017-12-10 15:00 | 281.2 | 278.39
2017-12-10 15:30 | 281.77 | 278.9
2017-12-10 16:00 | 282.53 | 279.6
2017-12-10 16:30 | 282.45 | 279.51
2017-12-10 17:00 | 283.51 | 280.56
2017-12-10 17:30 | 283.31 | 280.62
2017-12-10 18:00 | 284.33 | 281.71
2017-12-10 18:30 | 281.54 | 278.23
2017-12-10 19:00 | 286.55 | 282.54
2017-12-10 19:30 | 284.47 | 280.86
2017-12-10 20:00 | 286.68 | 282.91
2017-12-10 20:30 | 286.82 | 283.29
2017-12-10 21:00 | 289.61 | 285.93
2017-12-10 21:30 | 290.7 | 287.05
2017-12-10 22:00 | 290.87 | 287.34
2017-12-10 22:30 | 289.34 | 285.94
2017-12-10 23:00 | 287.66 | 284.31
2017-12-10 23:30 | 283.71 | 280.39
2017-12-11 | 278.71 | 275.63
2017-12-11 00:30 | 277.26 | 274.01
2017-12-11 01:00 | 282.57 | 278.67
2017-12-11 01:30 | 284.8 | 280.61
2017-12-11 02:00 | 284.62 | 280.58
2017-12-11 02:30 | 279.98 | 275.86
2017-12-11 03:00 | 271.49 | 267.41
2017-12-11 03:30 | 269.9 | 266
2017-12-11 04:00 | 270.35 | 266.35
2017-12-11 04:30 | 270.4 | 266.19
2017-12-11 05:00 | 270.64 | 266.27
2017-12-11 05:30 | 271.28 | 266.77
2017-12-11 06:00 | 271.45 | 266.77
2017-12-11 06:30 | 268.13 | 263.72
2017-12-11 07:00 | 265.09 | 261.93
2017-12-11 07:30 | 264.41 | 261.6
2017-12-11 08:00 | 264.49 | 261.42
2017-12-11 08:30 | 266.47 | 262.59
2017-12-11 09:00 | 269.76 | 266.13
2017-12-11 09:30 | 273.28 | 269.52
2017-12-11 10:00 | 275.35 | 271.54
2017-12-11 10:30 | 275.8 | 272.01
2017-12-11 11:00 | 274.1 | 270.49
2017-12-11 11:30 | 273.03 | 269.61
2017-12-11 12:00 | 272.11 | 269.15
2017-12-11 12:30 | 267.88 | 265.21
2017-12-11 13:00 | 268.33 | 265.75
2017-12-11 13:30 | 272.11 | 269.26
2017-12-11 14:00 | 276.48 | 273.15
2017-12-11 14:30 | 277.22 | 273.83
2017-12-11 15:00 | 277.73 | 274.26
2017-12-11 15:30 | 279.85 | 276.3
2017-12-11 16:00 | 280.65 | 277.28
2017-12-11 16:30 | 280.99 | 276.86
2017-12-11 17:00 | 281.14 | 276.86
2017-12-11 17:30 | 280.79 | 276.53
2017-12-11 18:00 | 280.51 | 276.44
2017-12-11 18:30 | 281.03 | 276.99
2017-12-11 19:00 | 281.32 | 277.16
2017-12-11 19:30 | 280.87 | 276.77
2017-12-11 20:00 | 281.21 | 277.08
2017-12-11 20:30 | 280.02 | 276.01
2017-12-11 21:00 | 280.73 | 276.28
2017-12-11 21:30 | 281.22 | 276.88
2017-12-11 22:00 | 281.52 | 277.22
2017-12-11 22:30 | 281.29 | 276.99
2017-12-11 23:00 | 281.66 | 277.35
2017-12-11 23:30 | 281.67 | 277.28
2017-12-12 | 283.38 | 278.73
2017-12-12 00:30 | 284.29 | 279.64
2017-12-12 01:00 | 285.1 | 279.67
2017-12-12 01:30 | 285.76 | 280.17
2017-12-12 02:00 | 285.53 | 279.89
2017-12-12 02:30 | 286.7 | 280.22
2017-12-12 03:00 | 286.54 | 281.86
2017-12-12 03:30 | 283.7 | 279.44
2017-12-12 04:00 | 280.02 | 276.15
2017-12-12 04:30 | 277.33 | 273.66
2017-12-12 05:00 | 278.87 | 275.07
2017-12-12 05:30 | 279.04 | 275.16
2017-12-12 06:00 | 279.77 | 275.68
2017-12-12 06:30 | 278.83 | 275.08
2017-12-12 07:00 | 277.27 | 274.51
2017-12-12 07:30 | 273.67 | 271.37
2017-12-12 08:00 | 273.05 | 270.68
2017-12-12 08:30 | 272.02 | 269.62
2017-12-12 09:00 | 272.5 | 269.93
2017-12-12 09:30 | 272.35 | 269.72
2017-12-12 10:00 | 271.8 | 269.2
2017-12-12 10:30 | 270.4 | 267.93
2017-12-12 11:00 | 270.13 | 267.65
2017-12-12 11:30 | 269.01 | 266.53
2017-12-12 12:00 | 267.8 | 265.3
2017-12-12 12:30 | 268.24 | 265.69
2017-12-12 13:00 | 268.48 | 265.84
2017-12-12 13:30 | 268.12 | 265.36
2017-12-12 14:00 | 267.58 | 264.64
2017-12-12 14:30 | 266.69 | 262.88
2017-12-12 15:00 | 267.77 | 263.43
2017-12-12 15:30 | 269.4 | 264.88
2017-12-12 16:00 | 273.55 | 268.67
2017-12-12 16:30 | 278.85 | 273.31
2017-12-12 17:00 | 280.25 | 274.5
2017-12-12 17:30 | 281.39 | 275.8
2017-12-12 18:00 | 281.56 | 276.12
2017-12-12 18:30 | 282.29 | 276.87
2017-12-12 19:00 | 281.32 | 275.98
2017-12-12 19:30 | 277.15 | 272.4
2017-12-12 20:00 | 274.62 | 270.09
2017-12-12 20:30 | 270.17 | 266.14
2017-12-12 21:00 | 267.08 | 263.47
2017-12-12 21:30 | 266.85 | 263.42
2017-12-12 22:00 | 266.95 | 263.68
2017-12-12 22:30 | 266.8 | 263.24
2017-12-12 23:00 | 269.88 | 265.94
2017-12-12 23:30 | 273.88 | 269.57
2017-12-13 | 279.29 | 274.38
2017-12-13 00:30 | 279.58 | 274.38
2017-12-13 01:00 | 278.76 | 273.67
2017-12-13 01:30 | 278.38 | 272.21
2017-12-13 02:00 | 270.52 | 263.72
2017-12-13 02:30 | 270.78 | 263.92
2017-12-13 03:00 | 270.67 | 263.86
2017-12-13 03:30 | 271.41 | 264.46
2017-12-13 04:00 | 270.75 | 263.85
2017-12-13 04:30 | 269.86 | 263.12
2017-12-13 05:00 | 269.55 | 262.77
2017-12-13 05:30 | 269.29 | 262.3
2017-12-13 06:00 | 267.49 | 262.35
2017-12-13 06:30 | 266.48 | 262.84
2017-12-13 07:00 | 266.47 | 262.69
2017-12-13 07:30 | 263.56 | 260.29
2017-12-13 08:00 | 261.95 | 258.93
2017-12-13 08:30 | 258.95 | 256.13
2017-12-13 09:00 | 258.17 | 255.41
2017-12-13 09:30 | 259.28 | 256.3
2017-12-13 10:00 | 259.64 | 256.69
2017-12-13 10:30 | 258.91 | 256.35
2017-12-13 11:00 | 258.94 | 255.09
2017-12-13 11:30 | 264.17 | 260.58
2017-12-13 12:00 | 268.74 | 265.32
2017-12-13 12:30 | 266.34 | 263.09
2017-12-13 13:00 | 266.27 | 262.91
2017-12-13 13:30 | 267.74 | 264.19
2017-12-13 14:00 | 271.65 | 268.19
2017-12-13 14:30 | 274.01 | 270.58
2017-12-13 15:00 | 273.93 | 270.49
2017-12-13 15:30 | 275.4 | 272.12
2017-12-13 16:00 | 277.95 | 274.45
2017-12-13 16:30 | 279.31 | 275.31
2017-12-13 17:00 | 279.48 | 275.41
2017-12-13 17:30 | 278.96 | 275.35
2017-12-13 18:00 | 279.45 | 275.76
2017-12-13 18:30 | 276.58 | 272.65
2017-12-13 19:00 | 265.59 | 261.11
2017-12-13 19:30 | 265.75 | 261.28
2017-12-13 20:00 | 265.43 | 260.97
2017-12-13 20:30 | 264.4 | 259.92
2017-12-13 21:00 | 267.19 | 262.24
2017-12-13 21:30 | 268.86 | 263.77
2017-12-13 22:00 | 270.52 | 264.81
2017-12-13 22:30 | 270.54 | 264.92
2017-12-13 23:00 | 262.95 | 258.4
2017-12-13 23:30 | 263.93 | 259.21
2017-12-14 | 262.33 | 257.17
2017-12-14 00:30 | 265.68 | 259.95
2017-12-14 01:00 | 268.4 | 262.3
2017-12-14 01:30 | 268.48 | 262.41
2017-12-14 02:00 | 268.18 | 262.35
2017-12-14 02:30 | 266.4 | 260.8
2017-12-14 03:00 | 262.41 | 257.3
2017-12-14 03:30 | 263.96 | 258.72
2017-12-14 04:00 | 264.96 | 259.52
2017-12-14 04:30 | 266.5 | 260.87
2017-12-14 05:00 | 267.22 | 261.48
2017-12-14 05:30 | 267 | 261.21
2017-12-14 06:00 | 267.15 | 261.19
2017-12-14 06:30 | 262.13 | 256.91
2017-12-14 07:00 | 259.78 | 255.21
2017-12-14 07:30 | 258.37 | 253.7
2017-12-14 08:00 | 257.82 | 253.12
2017-12-14 08:30 | 255.39 | 250.89
2017-12-14 09:00 | 252.01 | 247.87
2017-12-14 09:30 | 250.99 | 246.86
2017-12-14 10:00 | 249.36 | 245.32
2017-12-14 10:30 | 247.35 | 243.47
2017-12-14 11:00 | 247.53 | 243.53
2017-12-14 11:30 | 239.7 | 235.75
2017-12-14 12:00 | 228.24 | 223.94
2017-12-14 12:30 | 229.84 | 225.51
2017-12-14 13:00 | 229.63 | 225.49
2017-12-14 13:30 | 230.39 | 226.16
2017-12-14 14:00 | 233.56 | 228.91
2017-12-14 14:30 | 232.75 | 228.14
2017-12-14 15:00 | 234.15 | 229.37
2017-12-14 15:30 | 234.98 | 230.04
2017-12-14 16:00 | 234.78 | 229.97
2017-12-14 16:30 | 233.95 | 229.23
2017-12-14 17:00 | 238.85 | 234.5
2017-12-14 17:30 | 264.81 | 261.15
2017-12-14 18:00 | 253.96 | 249.95
2017-12-14 18:30 | 237.5 | 232.93
2017-12-14 19:00 | 238.28 | 233.59
2017-12-14 19:30 | 239.11 | 234.38
2017-12-14 20:00 | 237.81 | 233.48
2017-12-14 20:30 | 238.21 | 234.03
2017-12-14 21:00 | 227.58 | 223.32
2017-12-14 21:30 | 225.39 | 221.2
2017-12-14 22:00 | 225.31 | 220.72
2017-12-14 22:30 | 226.01 | 220.85
2017-12-14 23:00 | 224.8 | 220.17
2017-12-14 23:30 | 223.97 | 219.55
2017-12-15 | 223.43 | 218.86
2017-12-15 00:30 | 223.55 | 218.33
2017-12-15 01:00 | 224.1 | 218.83
2017-12-15 01:30 | 224.73 | 219.5
2017-12-15 02:00 | 226.13 | 220.01
2017-12-15 02:30 | 227.29 | 220.02
2017-12-15 03:00 | 225.66 | 219.41
2017-12-15 03:30 | 224.4 | 219.52
2017-12-15 04:00 | 221.76 | 217.41
2017-12-15 04:30 | 219.92 | 215.86
2017-12-15 05:00 | 220.33 | 216.3
2017-12-15 05:30 | 220.05 | 215.99
2017-12-15 06:00 | 219.24 | 215.53
2017-12-15 06:30 | 218.27 | 215.74
2017-12-15 07:00 | 217.65 | 215.22
2017-12-15 07:30 | 217.68 | 215.07
2017-12-15 08:00 | 217.38 | 215.25
2017-12-15 08:30 | 218.46 | 216.03
2017-12-15 09:00 | 219.18 | 216.09
2017-12-15 09:30 | 220 | 216.84
2017-12-15 10:00 | 219.46 | 216.35
2017-12-15 10:30 | 228.7 | 225.62
2017-12-15 11:00 | 258.62 | 256.32
2017-12-15 11:30 | 259.52 | 257.36
2017-12-15 12:00 | 257.01 | 254.95
2017-12-15 12:30 | 256.03 | 254.71
2017-12-15 13:00 | 255.38 | 254.11
2017-12-15 13:30 | 255.31 | 254.05
2017-12-15 14:00 | 255.95 | 254.67
2017-12-15 14:30 | 256.72 | 255.33
2017-12-15 15:00 | 258.27 | 256.74
2017-12-15 15:30 | 264.26 | 262.32
2017-12-15 16:00 | 265.46 | 262.81
2017-12-15 16:30 | 267.62 | 264.37
2017-12-15 17:00 | 268.29 | 265.03
2017-12-15 17:30 | 273.32 | 269.85
2017-12-15 18:00 | 275.13 | 271.65
2017-12-15 18:30 | 276.25 | 272.76
2017-12-15 19:00 | 275.85 | 272.41
2017-12-15 19:30 | 276.51 | 273.01
2017-12-15 20:00 | 275.63 | 272.29
2017-12-15 20:30 | 274.65 | 271.43
2017-12-15 21:00 | 278.4 | 274.16
2017-12-15 21:30 | 281.55 | 276.38
2017-12-15 22:00 | 283.2 | 277.31
2017-12-15 22:30 | 284.41 | 278.55
2017-12-15 23:00 | 284.84 | 278.89
2017-12-15 23:30 | 283.74 | 279.56
2017-12-16 | 283.97 | 279.75
2017-12-16 00:30 | 282.73 | 277.21
2017-12-16 01:00 | 283.03 | 277.51
2017-12-16 01:30 | 282.49 | 277.19
2017-12-16 02:00 | 282.5 | 277.26
2017-12-16 02:30 | 282.24 | 276.8
2017-12-16 03:00 | 281.95 | 276.57
2017-12-16 03:30 | 282.03 | 276.63
2017-12-16 04:00 | 282.77 | 277.22
2017-12-16 04:30 | 284.08 | 278.36
2017-12-16 05:00 | 281.92 | 276.51
2017-12-16 05:30 | 282.28 | 276.81
2017-12-16 06:00 | 282.48 | 276.84
2017-12-16 06:30 | 283.99 | 278.34
2017-12-16 07:00 | 288.09 | 282.15
2017-12-16 07:30 | 288.63 | 282.45
2017-12-16 08:00 | 286.11 | 280.09
2017-12-16 08:30 | 283.43 | 277.65
2017-12-16 09:00 | 282.83 | 277.05
2017-12-16 09:30 | 280.8 | 276.47
2017-12-16 10:00 | 280.91 | 276.38
2017-12-16 10:30 | 280.89 | 276.35
2017-12-16 11:00 | 280.13 | 275.73
2017-12-16 11:30 | 279.7 | 275.42
2017-12-16 12:00 | 278.92 | 274.66
2017-12-16 12:30 | 278.58 | 274.37
2017-12-16 13:00 | 279.15 | 275.1
2017-12-16 13:30 | 278.91 | 274.75
2017-12-16 14:00 | 277.73 | 273.68
2017-12-16 14:30 | 276.17 | 272.17
2017-12-16 15:00 | 275.17 | 271.19
2017-12-16 15:30 | 275.21 | 271.16
2017-12-16 16:00 | 276.12 | 272.14
2017-12-16 16:30 | 269.23 | 265.92
2017-12-16 17:00 | 267.54 | 264.45
2017-12-16 17:30 | 265.8 | 263.04
2017-12-16 18:00 | 268.02 | 265.32
2017-12-16 18:30 | 269.32 | 266.46
2017-12-16 19:00 | 269.61 | 266.77
2017-12-16 19:30 | 272.82 | 269.77
2017-12-16 20:00 | 271.48 | 268.49
2017-12-16 20:30 | 267.83 | 265.19
2017-12-16 21:00 | 268.44 | 265.87
2017-12-16 21:30 | 270.61 | 267.94
2017-12-16 22:00 | 275.88 | 272.25
2017-12-16 22:30 | 278.19 | 274.48
2017-12-16 23:00 | 278.39 | 274.71
2017-12-16 23:30 | 279.33 | 275.59
2017-12-17 | 278.75 | 275.16
2017-12-17 00:30 | 280.54 | 276.18
2017-12-17 01:00 | 282.09 | 277.55
2017-12-17 01:30 | 282.21 | 277.47
2017-12-17 02:00 | 278.44 | 273.52
2017-12-17 02:30 | 254.95 | 249.22
2017-12-17 03:00 | 245.77 | 239.93
2017-12-17 03:30 | 242.25 | 236.83
2017-12-17 04:00 | 238.07 | 232.96
2017-12-17 04:30 | 238.69 | 233.42
2017-12-17 05:00 | 236.64 | 231.74
2017-12-17 05:30 | 235.31 | 230.44
2017-12-17 06:00 | 238.55 | 233.32
2017-12-17 06:30 | 240.48 | 235.11
2017-12-17 07:00 | 240.24 | 234.82
2017-12-17 07:30 | 241.09 | 235.54
2017-12-17 08:00 | 240.58 | 235.09
2017-12-17 08:30 | 235.16 | 230.41
2017-12-17 09:00 | 251.16 | 247.27
2017-12-17 09:30 | 265.04 | 261.98
2017-12-17 10:00 | 264.07 | 260.93
2017-12-17 10:30 | 262.57 | 259.51
2017-12-17 11:00 | 261.93 | 258.84
2017-12-17 11:30 | 262.47 | 259.25
2017-12-17 12:00 | 266.04 | 262.33
2017-12-17 12:30 | 268.47 | 264.35
2017-12-17 13:00 | 271.55 | 267.16
2017-12-17 13:30 | 271.15 | 266.79
2017-12-17 14:00 | 271.62 | 266.91
2017-12-17 14:30 | 268.34 | 263.89
2017-12-17 15:00 | 266.41 | 262.67
2017-12-17 15:30 | 268.52 | 264.85
2017-12-17 16:00 | 269.49 | 265.62
2017-12-17 16:30 | 267.79 | 264.1
2017-12-17 17:00 | 268.35 | 264.71
2017-12-17 17:30 | 269.17 | 265.68
2017-12-17 18:00 | 268.7 | 265.27
2017-12-17 18:30 | 271.61 | 267.97
2017-12-17 19:00 | 273.18 | 269.41
2017-12-17 19:30 | 274.97 | 271.1
2017-12-17 20:00 | 274.07 | 270.41
2017-12-17 20:30 | 270.8 | 267.45
2017-12-17 21:00 | 273.17 | 269.7
2017-12-17 21:30 | 277.21 | 273.17
2017-12-17 22:00 | 277.8 | 273.38
2017-12-17 22:30 | 278.39 | 274.02
2017-12-17 23:00 | 271.36 | 268.13
2017-12-17 23:30 | 272.37 | 269.51
2017-12-18 | 278.32 | 274.32
2017-12-18 00:30 | 278.77 | 274.34
2017-12-18 01:00 | 278.27 | 273.39
2017-12-18 01:30 | 278.93 | 273.85
2017-12-18 02:00 | 278.25 | 273.27
2017-12-18 02:30 | 278.27 | 273.34
2017-12-18 03:00 | 277.02 | 273.8
2017-12-18 03:30 | 278.84 | 275.53
2017-12-18 04:00 | 278.91 | 275.53
2017-12-18 04:30 | 277.53 | 274.16
2017-12-18 05:00 | 278.99 | 275.48
2017-12-18 05:30 | 278.22 | 274.85
2017-12-18 06:00 | 278.49 | 275.57
2017-12-18 06:30 | 278.46 | 275.34
2017-12-18 07:00 | 279.8 | 276.49
2017-12-18 07:30 | 278.46 | 275.97
2017-12-18 08:00 | 278.86 | 276
2017-12-18 08:30 | 276.88 | 274.26
2017-12-18 09:00 | 276.65 | 274
2017-12-18 09:30 | 276.85 | 274.18
2017-12-18 10:00 | 276.63 | 273.91
2017-12-18 10:30 | 275.51 | 272.89
2017-12-18 11:00 | 270.73 | 268.31
2017-12-18 11:30 | 274.9 | 271.94
2017-12-18 12:00 | 275.03 | 272.01
2017-12-18 12:30 | 275.02 | 271.96
2017-12-18 13:00 | 273.18 | 270.37
2017-12-18 13:30 | 274.18 | 271.26
2017-12-18 14:00 | 280.72 | 277.24
2017-12-18 14:30 | 281.26 | 277.69
2017-12-18 15:00 | 281.27 | 277.82
2017-12-18 15:30 | 281.74 | 278.22
2017-12-18 16:00 | 281.87 | 278.43
2017-12-18 16:30 | 283 | 279.35
2017-12-18 17:00 | 282.87 | 279.27
2017-12-18 17:30 | 278.54 | 275.54
2017-12-18 18:00 | 278.65 | 275.76
2017-12-18 18:30 | 278.49 | 275.93
2017-12-18 19:00 | 281.02 | 277.9
2017-12-18 19:30 | 284.46 | 281.09
2017-12-18 20:00 | 283.89 | 280.67
2017-12-18 20:30 | 285.13 | 281.81
2017-12-18 21:00 | 287.95 | 284.44
2017-12-18 21:30 | 290.79 | 287.1
2017-12-18 22:00 | 290.38 | 286.85
2017-12-18 22:30 | 288.3 | 285.17
2017-12-18 23:00 | 289.23 | 285.94
2017-12-18 23:30 | 290.41 | 286.52
2017-12-19 | 290.7 | 286.82
2017-12-19 00:30 | 290.75 | 286.25
2017-12-19 01:00 | 290.84 | 286.48
2017-12-19 01:30 | 291.01 | 286.44
2017-12-19 02:00 | 290.95 | 286.23
2017-12-19 02:30 | 290.79 | 286.05
2017-12-19 03:00 | 291.38 | 286.53
2017-12-19 03:30 | 291.9 | 286.96
2017-12-19 04:00 | 290.71 | 285.97
2017-12-19 04:30 | 286.27 | 282.1
2017-12-19 05:00 | 286.43 | 282.28
2017-12-19 05:30 | 287.24 | 282.89
2017-12-19 06:00 | 286.83 | 282.91
2017-12-19 06:30 | 284.91 | 281.6
2017-12-19 07:00 | 284.59 | 281.29
2017-12-19 07:30 | 282.01 | 278.6
2017-12-19 08:00 | 276.23 | 272.65
2017-12-19 08:30 | 273.99 | 270.6
2017-12-19 09:00 | 260.31 | 256.8
2017-12-19 09:30 | 238.22 | 234.3
2017-12-19 10:00 | 237.86 | 234.22
2017-12-19 10:30 | 234.07 | 230.87
2017-12-19 11:00 | 233.83 | 230.63
2017-12-19 11:30 | 235.92 | 232.66
2017-12-19 12:00 | 237.1 | 233.64
2017-12-19 12:30 | 233.92 | 230.82
2017-12-19 13:00 | 237.18 | 234.3
2017-12-19 13:30 | 258.2 | 255.76
2017-12-19 14:00 | 263.36 | 260.91
2017-12-19 14:30 | 264.5 | 262.24
2017-12-19 15:00 | 264.74 | 262.92
2017-12-19 15:30 | 265.65 | 263.81
2017-12-19 16:00 | 265 | 263.22
2017-12-19 16:30 | 262.37 | 260.18
2017-12-19 17:00 | 268.93 | 265.6
2017-12-19 17:30 | 273.18 | 269.45
2017-12-19 18:00 | 272.65 | 269.09
2017-12-19 18:30 | 273.82 | 270.25
2017-12-19 19:00 | 276.33 | 272.41
2017-12-19 19:30 | 274.66 | 270.96
2017-12-19 20:00 | 277.13 | 273.25
2017-12-19 20:30 | 281.76 | 277.38
2017-12-19 21:00 | 281.01 | 276.88
2017-12-19 21:30 | 284.57 | 279.61
2017-12-19 22:00 | 286.51 | 280.65
2017-12-19 22:30 | 286.84 | 281.28
2017-12-19 23:00 | 287.58 | 282.22
2017-12-19 23:30 | 288.29 | 282.61
2017-12-20 | 289.97 | 283.65
2017-12-20 00:30 | 288.02 | 281.99
2017-12-20 01:00 | 285.6 | 280.05
2017-12-20 01:30 | 284.77 | 279.46
2017-12-20 02:00 | 284.67 | 279.37
2017-12-20 02:30 | 288.02 | 282.39
2017-12-20 03:00 | 287.66 | 282.18
2017-12-20 03:30 | 289.15 | 283.63
2017-12-20 04:00 | 289.33 | 283.84
2017-12-20 04:30 | 289.09 | 283.59
2017-12-20 05:00 | 288.72 | 283.28
2017-12-20 05:30 | 287.6 | 282.19
2017-12-20 06:00 | 287.68 | 282.03
2017-12-20 06:30 | 287.68 | 282.05
2017-12-20 07:00 | 286.27 | 281.11
2017-12-20 07:30 | 282.4 | 277.4
2017-12-20 08:00 | 281.92 | 276.59
2017-12-20 08:30 | 268.3 | 262.84
2017-12-20 09:00 | 256.21 | 250.33
2017-12-20 09:30 | 255.77 | 249.74
2017-12-20 10:00 | 256.75 | 250.42
2017-12-20 10:30 | 254.48 | 248.58
2017-12-20 11:00 | 253.68 | 247.78
2017-12-20 11:30 | 254.59 | 248.63
2017-12-20 12:00 | 254.02 | 248.25
2017-12-20 12:30 | 262.61 | 258.04
2017-12-20 13:00 | 262.34 | 257.39
2017-12-20 13:30 | 263.82 | 258.62
2017-12-20 14:00 | 263.6 | 258.48
2017-12-20 14:30 | 263.46 | 258.38
2017-12-20 15:00 | 259.68 | 255.13
2017-12-20 15:30 | 260.39 | 255.72
2017-12-20 16:00 | 262.68 | 257.5
2017-12-20 16:30 | 265.67 | 260.08
2017-12-20 17:00 | 271.56 | 265.92
2017-12-20 17:30 | 273.25 | 267.91
2017-12-20 18:00 | 275.27 | 269.95
2017-12-20 18:30 | 276.19 | 271.04
2017-12-20 19:00 | 278 | 272.6
2017-12-20 19:30 | 278.54 | 273.17
2017-12-20 20:00 | 280.02 | 274.68
2017-12-20 20:30 | 279.18 | 273.56
2017-12-20 21:00 | 278 | 272.54
2017-12-20 21:30 | 280.46 | 274.62
2017-12-20 22:00 | 281.84 | 276.15
2017-12-20 22:30 | 282.2 | 276.76
2017-12-20 23:00 | 283.95 | 278.14
2017-12-20 23:30 | 282.22 | 276.29
2017-12-21 | 274.07 | 267.5
2017-12-21 00:30 | 273.89 | 267.44
2017-12-21 01:00 | 271.85 | 265.06
2017-12-21 01:30 | 259.58 | 251.96
2017-12-21 02:00 | 256.21 | 248.59
2017-12-21 02:30 | 254.51 | 247.17
2017-12-21 03:00 | 253.85 | 246.62
2017-12-21 03:30 | 251.75 | 244.74
2017-12-21 04:00 | 253.42 | 246.29
2017-12-21 04:30 | 251.09 | 244.29
2017-12-21 05:00 | 251.69 | 244.82
2017-12-21 05:30 | 252.89 | 245.79
2017-12-21 06:00 | 252.83 | 245.52
2017-12-21 06:30 | 252.03 | 244.76
2017-12-21 07:00 | 251.02 | 243.85
2017-12-21 07:30 | 249.47 | 242.31
2017-12-21 08:00 | 249.62 | 242.21
2017-12-21 08:30 | 263.45 | 257.32
2017-12-21 09:00 | 271.46 | 265.94
2017-12-21 09:30 | 268.91 | 263.33
2017-12-21 10:00 | 267.67 | 262.29
2017-12-21 10:30 | 267.27 | 261.86
2017-12-21 11:00 | 268.69 | 263.16
2017-12-21 11:30 | 269.29 | 263.56
2017-12-21 12:00 | 268.88 | 263.15
2017-12-21 12:30 | 268.85 | 263.02
2017-12-21 13:00 | 268.7 | 262.76
2017-12-21 13:30 | 269.22 | 263.13
2017-12-21 14:00 | 269.35 | 263.19
2017-12-21 14:30 | 269.13 | 262.97
2017-12-21 15:00 | 268.3 | 262.58
2017-12-21 15:30 | 268.13 | 262.81
2017-12-21 16:00 | 267.67 | 262.27
2017-12-21 16:30 | 265.33 | 260.28
2017-12-21 17:00 | 264.72 | 259.46
2017-12-21 17:30 | 263.27 | 258.25
2017-12-21 18:00 | 266.26 | 260.87
2017-12-21 18:30 | 264.98 | 259.85
2017-12-21 19:00 | 264.16 | 259.19
2017-12-21 19:30 | 262.82 | 258.11
2017-12-21 20:00 | 265.79 | 261.08
2017-12-21 20:30 | 265.84 | 260.78
2017-12-21 21:00 | 277.31 | 272.13
2017-12-21 21:30 | 284.76 | 279.68
2017-12-21 22:00 | 286.5 | 281.45
2017-12-21 22:30 | 286.98 | 282.04
2017-12-21 23:00 | 287.67 | 282.92
2017-12-21 23:30 | 286.18 | 281.49
2017-12-22 | 287.17 | 282.25
2017-12-22 00:30 | 289.45 | 284.12
2017-12-22 01:00 | 289.25 | 283.84
2017-12-22 01:30 | 289.44 | 284.12
2017-12-22 02:00 | 289.93 | 284.7
2017-12-22 02:30 | 289.87 | 284.6
2017-12-22 03:00 | 290.68 | 285.39
2017-12-22 03:30 | 291.26 | 286.02
2017-12-22 04:00 | 292.68 | 287.36
2017-12-22 04:30 | 292.23 | 287.11
2017-12-22 05:00 | 293.22 | 288.2
2017-12-22 05:30 | 291.19 | 286.37
2017-12-22 06:00 | 291.09 | 286.14
2017-12-22 06:30 | 290.49 | 285.51
2017-12-22 07:00 | 286.37 | 281.6
2017-12-22 07:30 | 284.49 | 279.78
2017-12-22 08:00 | 285.67 | 280.62
2017-12-22 08:30 | 283.91 | 279.28
2017-12-22 09:00 | 284.2 | 279.9
2017-12-22 09:30 | 280.95 | 276.53
2017-12-22 10:00 | 273.45 | 269.82
2017-12-22 10:30 | 270.18 | 266.88
2017-12-22 11:00 | 270.26 | 266.73
2017-12-22 11:30 | 274.13 | 270.14
2017-12-22 12:00 | 271.03 | 267.26
2017-12-22 12:30 | 273.19 | 269.24
2017-12-22 13:00 | 272.99 | 269.1
2017-12-22 13:30 | 276.21 | 271.79
2017-12-22 14:00 | 275.83 | 271.34
2017-12-22 14:30 | 275.66 | 271.23
2017-12-22 15:00 | 276.34 | 271.54
2017-12-22 15:30 | 279.89 | 274.81
2017-12-22 16:00 | 280.47 | 275.44
2017-12-22 16:30 | 286.19 | 281.29
2017-12-22 17:00 | 287.46 | 282.45
2017-12-22 17:30 | 288.25 | 283.27
2017-12-22 18:00 | 288.55 | 283.58
2017-12-22 18:30 | 284.16 | 279.17
2017-12-22 19:00 | 284.98 | 279.88
2017-12-22 19:30 | 284.94 | 279.94
2017-12-22 20:00 | 285 | 280.02
2017-12-22 20:30 | 283.83 | 279.01
2017-12-22 21:00 | 278.74 | 274.48
2017-12-22 21:30 | 282.72 | 277.31
2017-12-22 22:00 | 287.68 | 282.1
2017-12-22 22:30 | 286.6 | 280.73
2017-12-22 23:00 | 287.08 | 280.86
2017-12-22 23:30 | 285.76 | 279.81
2017-12-23 | 282.27 | 276.73
2017-12-23 00:30 | 282.26 | 276.81
2017-12-23 01:00 | 283.03 | 277.66
2017-12-23 01:30 | 281.68 | 276.49
2017-12-23 02:00 | 282.21 | 276.21
2017-12-23 02:30 | 282.32 | 276.28
2017-12-23 03:00 | 282.72 | 276.64
2017-12-23 03:30 | 283.42 | 277.3
2017-12-23 04:00 | 280.97 | 275.23
2017-12-23 04:30 | 275.65 | 270.53
2017-12-23 05:00 | 275.24 | 270.55
2017-12-23 05:30 | 275.03 | 270.31
2017-12-23 06:00 | 274.98 | 270.08
2017-12-23 06:30 | 275.44 | 270.39
2017-12-23 07:00 | 274.38 | 269.31
2017-12-23 07:30 | 273.31 | 268.06
2017-12-23 08:00 | 275.33 | 269.57
2017-12-23 08:30 | 274.43 | 268.72
2017-12-23 09:00 | 272.33 | 266.78
2017-12-23 09:30 | 269.56 | 264.9
2017-12-23 10:00 | 265.57 | 261.54
2017-12-23 10:30 | 263.73 | 259.82
2017-12-23 11:00 | 262.67 | 258.82
2017-12-23 11:30 | 261.21 | 257.23
2017-12-23 12:00 | 261.97 | 257.83
2017-12-23 12:30 | 261.35 | 257.15
2017-12-23 13:00 | 262.75 | 258.29
2017-12-23 13:30 | 263.17 | 258.62
2017-12-23 14:00 | 264.76 | 259.93
2017-12-23 14:30 | 265.89 | 261.04
2017-12-23 15:00 | 267.12 | 262.83
2017-12-23 15:30 | 269.3 | 264.79
2017-12-23 16:00 | 271.48 | 266.71
2017-12-23 16:30 | 272.78 | 267.74
2017-12-23 17:00 | 276.4 | 270.9
2017-12-23 17:30 | 282.97 | 277.31
2017-12-23 18:00 | 279.49 | 273.76
2017-12-23 18:30 | 279.31 | 273.65
2017-12-23 19:00 | 285.59 | 279.92
2017-12-23 19:30 | 290.37 | 284.11
2017-12-23 20:00 | 287.52 | 281.19
2017-12-23 20:30 | 288.38 | 282.11
2017-12-23 21:00 | 288.09 | 282.01
2017-12-23 21:30 | 288.33 | 282.31
2017-12-23 22:00 | 288.62 | 282.51
2017-12-23 22:30 | 287.5 | 281.17
2017-12-23 23:00 | 288.59 | 282.26
2017-12-23 23:30 | 290.28 | 283.83
2017-12-24 | 290.13 | 283.79
2017-12-24 00:30 | 290.91 | 284.65
2017-12-24 01:00 | 291.39 | 284.83
2017-12-24 01:30 | 292 | 285.09
2017-12-24 02:00 | 273.9 | 266.34
2017-12-24 02:30 | 259.28 | 250.98
2017-12-24 03:00 | 259.55 | 251.28
2017-12-24 03:30 | 264.05 | 256.1
2017-12-24 04:00 | 268.65 | 260.45
2017-12-24 04:30 | 268.73 | 260.43
2017-12-24 05:00 | 278.03 | 269.93
2017-12-24 05:30 | 285.51 | 277.63
2017-12-24 06:00 | 282.92 | 276.92
2017-12-24 06:30 | 281.52 | 276.08
2017-12-24 07:00 | 281.92 | 276.45
2017-12-24 07:30 | 280.96 | 275.5
2017-12-24 08:00 | 279.23 | 273.85
2017-12-24 08:30 | 277.86 | 272.61
2017-12-24 09:00 | 285.01 | 280.24
2017-12-24 09:30 | 287.48 | 283.11
2017-12-24 10:00 | 287.74 | 283.3
2017-12-24 10:30 | 285 | 280.8
2017-12-24 11:00 | 282.11 | 277.98
2017-12-24 11:30 | 282.77 | 278.41
2017-12-24 12:00 | 283.71 | 279.13
2017-12-24 12:30 | 285.52 | 280.7
2017-12-24 13:00 | 287.03 | 282.1
2017-12-24 13:30 | 285.65 | 280.74
2017-12-24 14:00 | 286.14 | 281.03
2017-12-24 14:30 | 287.44 | 282.09
2017-12-24 15:00 | 287.27 | 281.92
2017-12-24 15:30 | 284.33 | 279.24
2017-12-24 16:00 | 282.83 | 278.12
2017-12-24 16:30 | 280.94 | 276.97
2017-12-24 17:00 | 281.07 | 277.19
2017-12-24 17:30 | 279.49 | 275.98
2017-12-24 18:00 | 280.94 | 277.58
2017-12-24 18:30 | 280.01 | 276.86
2017-12-24 19:00 | 278.77 | 275.34
2017-12-24 19:30 | 279.67 | 276.24
2017-12-24 20:00 | 281.72 | 278.13
2017-12-24 20:30 | 281.78 | 278.36
2017-12-24 21:00 | 281.07 | 277.74
2017-12-24 21:30 | 278.18 | 274.81
2017-12-24 22:00 | 277.59 | 274.31
2017-12-24 22:30 | 276.19 | 273.08
2017-12-24 23:00 | 280.1 | 275.84
2017-12-24 23:30 | 282.58 | 277.84
2017-12-25 | 279.68 | 275.07
2017-12-25 00:30 | 280.62 | 275.74
2017-12-25 01:00 | 281.61 | 276.01
2017-12-25 01:30 | 281.88 | 276.37
2017-12-25 02:00 | 280.85 | 275.62
2017-12-25 02:30 | 279.9 | 274.45
2017-12-25 03:00 | 280.97 | 275.24
2017-12-25 03:30 | 279.86 | 274.26
2017-12-25 04:00 | 280.28 | 274.66
2017-12-25 04:30 | 280.87 | 275.08
2017-12-25 05:00 | 281.42 | 275.56
2017-12-25 05:30 | 280.14 | 274.34
2017-12-25 06:00 | 279.73 | 273.73
2017-12-25 06:30 | 278.4 | 272.37
2017-12-25 07:00 | 279.9 | 273.72
2017-12-25 07:30 | 281.09 | 274.65
2017-12-25 08:00 | 280.4 | 273.9
2017-12-25 08:30 | 277.02 | 272.04
2017-12-25 09:00 | 279.04 | 274.29
2017-12-25 09:30 | 276.57 | 272.02
2017-12-25 10:00 | 274.4 | 270.06
2017-12-25 10:30 | 274.92 | 271.03
2017-12-25 11:00 | 276.1 | 272.24
2017-12-25 11:30 | 276.51 | 272.73
2017-12-25 12:00 | 277.78 | 273.94
2017-12-25 12:30 | 280.14 | 276.02
2017-12-25 13:00 | 281 | 276.5
2017-12-25 13:30 | 280.53 | 276.05
2017-12-25 14:00 | 281.48 | 276.84
2017-12-25 14:30 | 282.77 | 277.93
2017-12-25 15:00 | 285.08 | 279.92
2017-12-25 15:30 | 284.97 | 279.8
2017-12-25 16:00 | 278.24 | 274.09
2017-12-25 16:30 | 276.91 | 272.77
2017-12-25 17:00 | 278.57 | 274.24
2017-12-25 17:30 | 282.3 | 277.58
2017-12-25 18:00 | 283.6 | 278.88
2017-12-25 18:30 | 285.69 | 280.93
2017-12-25 19:00 | 287 | 282.32
2017-12-25 19:30 | 292.38 | 287.87
2017-12-25 20:00 | 292.45 | 288.06
2017-12-25 20:30 | 293.63 | 288.89
2017-12-25 21:00 | 293.51 | 288.68
2017-12-25 21:30 | 293.75 | 288.83
2017-12-25 22:00 | 293.32 | 288.52
2017-12-25 22:30 | 292.03 | 287.33
2017-12-25 23:00 | 291.93 | 287.21
2017-12-25 23:30 | 291.26 | 286.75
2017-12-26 | 290.91 | 286.64
2017-12-26 00:30 | 290.22 | 286.12
2017-12-26 01:00 | 290.03 | 285.65
2017-12-26 01:30 | 289.07 | 284.4
2017-12-26 02:00 | 289.16 | 284.57
2017-12-26 02:30 | 286.77 | 282.1
2017-12-26 03:00 | 284.39 | 279.65
2017-12-26 03:30 | 284.99 | 280.26
2017-12-26 04:00 | 286.16 | 281.35
2017-12-26 04:30 | 282.93 | 278.67
2017-12-26 05:00 | 277.99 | 274.4
2017-12-26 05:30 | 279.06 | 275.39
2017-12-26 06:00 | 278.34 | 274.53
2017-12-26 06:30 | 275.21 | 271.42
2017-12-26 07:00 | 277.34 | 273.29
2017-12-26 07:30 | 277.87 | 273.82
2017-12-26 08:00 | 277.75 | 274.12
2017-12-26 08:30 | 282.43 | 278.09
2017-12-26 09:00 | 282.99 | 278.48
2017-12-26 09:30 | 284 | 279.35
2017-12-26 10:00 | 285.64 | 280.78
2017-12-26 10:30 | 283.47 | 278.89
2017-12-26 11:00 | 284.3 | 279.71
2017-12-26 11:30 | 285.18 | 280.38
2017-12-26 12:00 | 284.33 | 279.44
2017-12-26 12:30 | 283.96 | 279
2017-12-26 13:00 | 282.54 | 277.6
2017-12-26 13:30 | 283 | 278.09
2017-12-26 14:00 | 284.78 | 279.98
2017-12-26 14:30 | 286.17 | 281.21
2017-12-26 15:00 | 284.9 | 280
2017-12-26 15:30 | 284.96 | 280
2017-12-26 16:00 | 285.57 | 280.55
2017-12-26 16:30 | 286.88 | 281.62
2017-12-26 17:00 | 284.77 | 279.66
2017-12-26 17:30 | 284.81 | 279.73
2017-12-26 18:00 | 286.43 | 281.16
2017-12-26 18:30 | 289.53 | 284.41
2017-12-26 19:00 | 291.61 | 286.63
2017-12-26 19:30 | 291.17 | 286.24
2017-12-26 20:00 | 290.44 | 285.76
2017-12-26 20:30 | 292 | 286.73
2017-12-26 21:00 | 290.64 | 285.64
2017-12-26 21:30 | 291.14 | 286.38
2017-12-26 22:00 | 291.15 | 286.63
2017-12-26 22:30 | 291.09 | 286.62
2017-12-26 23:00 | 291.11 | 286.72
2017-12-26 23:30 | 291.09 | 286.82
2017-12-27 | 285.41 | 281.41
2017-12-27 00:30 | 283.04 | 279.34
2017-12-27 01:00 | 270.75 | 266.22
2017-12-27 01:30 | 249.27 | 244.02
2017-12-27 02:00 | 249.61 | 244.24
2017-12-27 02:30 | 247.4 | 242.28
2017-12-27 03:00 | 248.45 | 243.18
2017-12-27 03:30 | 253.18 | 247.33
2017-12-27 04:00 | 255.38 | 249.27
2017-12-27 04:30 | 256.27 | 250.05
2017-12-27 05:00 | 255.49 | 249.33
2017-12-27 05:30 | 254.97 | 248.84
2017-12-27 06:00 | 252.63 | 246.55
2017-12-27 06:30 | 253.1 | 246.99
2017-12-27 07:00 | 252.95 | 246.88
2017-12-27 07:30 | 254.41 | 248.03
2017-12-27 08:00 | 250.8 | 244.83
2017-12-27 08:30 | 264.83 | 260.05
2017-12-27 09:00 | 269.8 | 265.19
2017-12-27 09:30 | 271.82 | 266.77
2017-12-27 10:00 | 272.01 | 267.04
2017-12-27 10:30 | 271.33 | 266.56
2017-12-27 11:00 | 271.25 | 266.46
2017-12-27 11:30 | 271.2 | 266.9
2017-12-27 12:00 | 271.77 | 267.56
2017-12-27 12:30 | 271.52 | 267.39
2017-12-27 13:00 | 272.06 | 267.99
2017-12-27 13:30 | 273.09 | 268.97
2017-12-27 14:00 | 273.29 | 269.14
2017-12-27 14:30 | 270.15 | 266.31
2017-12-27 15:00 | 269.78 | 265.97
2017-12-27 15:30 | 266.53 | 262.97
2017-12-27 16:00 | 265.07 | 261.81
2017-12-27 16:30 | 278.09 | 274.8
2017-12-27 17:00 | 279.06 | 275.83
2017-12-27 17:30 | 276.37 | 273.55
2017-12-27 18:00 | 274.79 | 272.33
2017-12-27 18:30 | 274.57 | 272.16
2017-12-27 19:00 | 276.04 | 273.48
2017-12-27 19:30 | 275.9 | 273.42
2017-12-27 20:00 | 277.29 | 274.55
2017-12-27 20:30 | 285.16 | 281.54
2017-12-27 21:00 | 286.21 | 282.49
2017-12-27 21:30 | 287.3 | 283.56
2017-12-27 22:00 | 288.64 | 284.86
2017-12-27 22:30 | 288.94 | 284.59
2017-12-27 23:00 | 288.91 | 284.61
2017-12-27 23:30 | 289.06 | 284.91
2017-12-28 | 289.42 | 285.24
2017-12-28 00:30 | 289.74 | 285.61
2017-12-28 01:00 | 289.58 | 284.98
2017-12-28 01:30 | 285.79 | 281.45
2017-12-28 02:00 | 284.98 | 280.53
2017-12-28 02:30 | 285.44 | 280.94
2017-12-28 03:00 | 283.96 | 279.68
2017-12-28 03:30 | 283.98 | 279.73
2017-12-28 04:00 | 271.24 | 266.39
2017-12-28 04:30 | 251.43 | 245.59
2017-12-28 05:00 | 252.21 | 246.21
2017-12-28 05:30 | 252.38 | 246.43
2017-12-28 06:00 | 248.2 | 242.82
2017-12-28 06:30 | 248.13 | 242.75
2017-12-28 07:00 | 247.92 | 242.97
2017-12-28 07:30 | 248.76 | 244.02
2017-12-28 08:00 | 248.32 | 243.68
2017-12-28 08:30 | 248.13 | 243.48
2017-12-28 09:00 | 248.06 | 243.1
2017-12-28 09:30 | 248.49 | 243.31
2017-12-28 10:00 | 249 | 243.74
2017-12-28 10:30 | 250 | 244.67
2017-12-28 11:00 | 250.49 | 245.23
2017-12-28 11:30 | 251.65 | 246.26
2017-12-28 12:00 | 251.53 | 246.13
2017-12-28 12:30 | 252.34 | 246.77
2017-12-28 13:00 | 252.62 | 246.92
2017-12-28 13:30 | 249.05 | 243.66
2017-12-28 14:00 | 241.8 | 237.38
2017-12-28 14:30 | 260.85 | 257.12
2017-12-28 15:00 | 259.93 | 256.84
2017-12-28 15:30 | 260.31 | 257.62
2017-12-28 16:00 | 260.68 | 257.89
2017-12-28 16:30 | 263.21 | 260.24
2017-12-28 17:00 | 265.53 | 262.61
2017-12-28 17:30 | 265.21 | 262.25
2017-12-28 18:00 | 265 | 262.03
2017-12-28 18:30 | 265.03 | 262.04
2017-12-28 19:00 | 264.76 | 261.85
2017-12-28 19:30 | 263.84 | 260.88
2017-12-28 20:00 | 264.08 | 261.03
2017-12-28 20:30 | 244.16 | 240.85
2017-12-28 21:00 | 244.1 | 240.79
2017-12-28 21:30 | 243.03 | 239.5
2017-12-28 22:00 | 242.57 | 238.92
2017-12-28 22:30 | 240.24 | 236.77
2017-12-28 23:00 | 240.99 | 237.31
2017-12-28 23:30 | 240.54 | 236.99
2017-12-29 | 240.69 | 237.16
2017-12-29 00:30 | 241.3 | 237.29
2017-12-29 01:00 | 242.06 | 237.92
2017-12-29 01:30 | 242.93 | 238.95
2017-12-29 02:00 | 251.99 | 248.3
2017-12-29 02:30 | 256.92 | 252.63
2017-12-29 03:00 | 257.02 | 252.66
2017-12-29 03:30 | 253.07 | 249.29
2017-12-29 04:00 | 253.76 | 250.02
2017-12-29 04:30 | 254.07 | 250.04
2017-12-29 05:00 | 252.51 | 248.58
2017-12-29 05:30 | 253.49 | 249.39
2017-12-29 06:00 | 254.25 | 250.19
2017-12-29 06:30 | 254.02 | 249.87
2017-12-29 07:00 | 254.5 | 250.17
2017-12-29 07:30 | 254.51 | 249.87
2017-12-29 08:00 | 254.52 | 249.51
2017-12-29 08:30 | 253.09 | 248.79
2017-12-29 09:00 | 251.06 | 247.68
2017-12-29 09:30 | 251.78 | 248.36
2017-12-29 10:00 | 268.77 | 265.67
2017-12-29 10:30 | 275.14 | 272.18
2017-12-29 11:00 | 274.53 | 271.73
2017-12-29 11:30 | 275.66 | 272.81
2017-12-29 12:00 | 275.27 | 272.44
2017-12-29 12:30 | 274.27 | 271.44
2017-12-29 13:00 | 273.92 | 271.12
2017-12-29 13:30 | 273.71 | 271.15
2017-12-29 14:00 | 268.4 | 266.24
2017-12-29 14:30 | 270.26 | 267.97
2017-12-29 15:00 | 270.07 | 267.6
2017-12-29 15:30 | 269.66 | 267.3
2017-12-29 16:00 | 271.57 | 269.05
2017-12-29 16:30 | 271.96 | 269.41
2017-12-29 17:00 | 269.67 | 267.3
2017-12-29 17:30 | 270.44 | 267.97
2017-12-29 18:00 | 271.95 | 269.38
2017-12-29 18:30 | 270.31 | 268.14
2017-12-29 19:00 | 272.44 | 270.09
2017-12-29 19:30 | 277.59 | 274.84
2017-12-29 20:00 | 278.25 | 275.51
2017-12-29 20:30 | 277.78 | 274.99
2017-12-29 21:00 | 276.57 | 273.82
2017-12-29 21:30 | 278.6 | 275.77
2017-12-29 22:00 | 280.3 | 277.37
2017-12-29 22:30 | 280.17 | 276.75
2017-12-29 23:00 | 280.2 | 276.2
2017-12-29 23:30 | 273.96 | 270.04
2017-12-30 | 269.62 | 266.02
2017-12-30 00:30 | 257.7 | 254.12
2017-12-30 01:00 | 256.44 | 252.91
2017-12-30 01:30 | 249.11 | 245.3
2017-12-30 02:00 | 249.24 | 245.17
2017-12-30 02:30 | 250.29 | 245.93
2017-12-30 03:00 | 251.36 | 246.91
2017-12-30 03:30 | 252.13 | 247.59
2017-12-30 04:00 | 251.48 | 247.04
2017-12-30 04:30 | 251.03 | 246.63
2017-12-30 05:00 | 254.65 | 250.02
2017-12-30 05:30 | 256.63 | 251.79
2017-12-30 06:00 | 256.11 | 251.21
2017-12-30 06:30 | 268.37 | 264.81
2017-12-30 07:00 | 276.28 | 272.87
2017-12-30 07:30 | 277.39 | 273.69
2017-12-30 08:00 | 275.02 | 271.23
2017-12-30 08:30 | 271.44 | 267.44
2017-12-30 09:00 | 255.12 | 250.81
2017-12-30 09:30 | 254.45 | 250.72
2017-12-30 10:00 | 255.32 | 251.51
2017-12-30 10:30 | 254.71 | 250.92
2017-12-30 11:00 | 254.34 | 250.47
2017-12-30 11:30 | 253.86 | 250.02
2017-12-30 12:00 | 252.12 | 248.37
2017-12-30 12:30 | 253.39 | 249.44
2017-12-30 13:00 | 254.18 | 250.14
2017-12-30 13:30 | 255.64 | 251.44
2017-12-30 14:00 | 256.34 | 252.07
2017-12-30 14:30 | 256.66 | 252.22
2017-12-30 15:00 | 256.41 | 251.88
2017-12-30 15:30 | 254.82 | 250.41
2017-12-30 16:00 | 255.27 | 250.75
2017-12-30 16:30 | 254.52 | 250.32
2017-12-30 17:00 | 267.52 | 264.29
2017-12-30 17:30 | 267.79 | 264.9
2017-12-30 18:00 | 267.56 | 264.7
2017-12-30 18:30 | 268.39 | 265.56
2017-12-30 19:00 | 269.71 | 266.8
2017-12-30 19:30 | 270.46 | 267.58
2017-12-30 20:00 | 269.79 | 267.03
2017-12-30 20:30 | 268.81 | 266.24
2017-12-30 21:00 | 269.26 | 266.85
2017-12-30 21:30 | 269.03 | 266.65
2017-12-30 22:00 | 268.68 | 266.43
2017-12-30 22:30 | 273.36 | 270.42
2017-12-30 23:00 | 273.17 | 270.02
2017-12-30 23:30 | 272.15 | 268.87
2017-12-31 | 272.84 | 269.57
2017-12-31 00:30 | 254.18 | 250.38
2017-12-31 01:00 | 248.89 | 244.93
2017-12-31 01:30 | 247.89 | 244.04
2017-12-31 02:00 | 246.39 | 242.76
2017-12-31 02:30 | 248.57 | 243.91
2017-12-31 03:00 | 248.28 | 243.59
2017-12-31 03:30 | 249.41 | 244.58
2017-12-31 04:00 | 247.65 | 242.98
2017-12-31 04:30 | 247.84 | 243.2
2017-12-31 05:00 | 248.8 | 244.12
2017-12-31 05:30 | 249.21 | 244.44
2017-12-31 06:00 | 248.66 | 243.84
2017-12-31 06:30 | 247.52 | 242.83
2017-12-31 07:00 | 246.26 | 241.66
2017-12-31 07:30 | 247.79 | 243.01
2017-12-31 08:00 | 247.18 | 243.08
2017-12-31 08:30 | 243.46 | 239.19
2017-12-31 09:00 | 243.58 | 239.1
2017-12-31 09:30 | 237.01 | 233.06
2017-12-31 10:00 | 239.99 | 235.78
2017-12-31 10:30 | 242.43 | 238.43
2017-12-31 11:00 | 246.07 | 241.82
2017-12-31 11:30 | 247.71 | 243.19
2017-12-31 12:00 | 247.75 | 243.1
2017-12-31 12:30 | 246.61 | 242.06
2017-12-31 13:00 | 246.27 | 241.91
2017-12-31 13:30 | 248.13 | 243.64
2017-12-31 14:00 | 250.89 | 246
2017-12-31 14:30 | 252.42 | 247.59
2017-12-31 15:00 | 251.15 | 246.54
2017-12-31 15:30 | 251.32 | 246.86
2017-12-31 16:00 | 249.78 | 245.54
2017-12-31 16:30 | 250.04 | 245.59
2017-12-31 17:00 | 248.91 | 244.35
2017-12-31 17:30 | 250.11 | 245.59
2017-12-31 18:00 | 250.8 | 246.26
2017-12-31 18:30 | 249.38 | 245.03
2017-12-31 19:00 | 248.93 | 244.63
2017-12-31 19:30 | 248.87 | 244.62
2017-12-31 20:00 | 248.85 | 244.62
2017-12-31 20:30 | 248.04 | 244.01
2017-12-31 21:00 | 246.98 | 243.06
2017-12-31 21:30 | 248.3 | 244.08
2017-12-31 22:00 | 248.42 | 244.27
2017-12-31 22:30 | 245.71 | 241.52
2017-12-31 23:00 | 242.55 | 238.15
2017-12-31 23:30 | 234.16 | 230.74
2018-01-01 | 233.21 | 230
2018-01-01 00:30 | 233.68 | 230.32
2018-01-01 01:00 | 233.88 | 230.46
2018-01-01 01:30 | 234.13 | 230.75
2018-01-01 02:00 | 234.35 | 231.16
2018-01-01 02:30 | 233.77 | 230.69
2018-01-01 03:00 | 233.26 | 230.25
2018-01-01 03:30 | 234.96 | 231.78
2018-01-01 04:00 | 234.42 | 231.27
2018-01-01 04:30 | 235.02 | 231.81
2018-01-01 05:00 | 235.25 | 231.99
2018-01-01 05:30 | 234.91 | 231.68
2018-01-01 06:00 | 235.35 | 232.07
2018-01-01 06:30 | 234.88 | 231.63
2018-01-01 07:00 | 234.89 | 231.55
2018-01-01 07:30 | 231.16 | 228.2
2018-01-01 08:00 | 231.27 | 228.3
2018-01-01 08:30 | 231.47 | 228.35
2018-01-01 09:00 | 235.33 | 231.78
2018-01-01 09:30 | 235.68 | 232.19
2018-01-01 10:00 | 235.96 | 232.88
2018-01-01 10:30 | 234.18 | 231.45
2018-01-01 11:00 | 232.59 | 228.96
2018-01-01 11:30 | 232.88 | 229.11
2018-01-01 12:00 | 232.08 | 228.36
2018-01-01 12:30 | 233.39 | 229.46
2018-01-01 13:00 | 237.08 | 232.77
2018-01-01 13:30 | 241.6 | 236.79
2018-01-01 14:00 | 242.44 | 237.47
2018-01-01 14:30 | 244.75 | 239.98
2018-01-01 15:00 | 246.32 | 241.47
2018-01-01 15:30 | 246.01 | 241.04
2018-01-01 16:00 | 250.22 | 244.53
2018-01-01 16:30 | 251.81 | 245.89
2018-01-01 17:00 | 251.66 | 245.82
2018-01-01 17:30 | 252.06 | 246.38
2018-01-01 18:00 | 251.92 | 246.28
2018-01-01 18:30 | 251.78 | 246.25
2018-01-01 19:00 | 252.9 | 247.15
2018-01-01 19:30 | 252.61 | 246.98
2018-01-01 20:00 | 252.95 | 247.42
2018-01-01 20:30 | 250.74 | 245.5
2018-01-01 21:00 | 240.72 | 236.56
2018-01-01 21:30 | 235.11 | 231.21
2018-01-01 22:00 | 231.96 | 228.21
2018-01-01 22:30 | 233.91 | 230.1
2018-01-01 23:00 | 234.34 | 230.54
2018-01-01 23:30 | 235.39 | 231.62
2018-01-02 | 235.73 | 232.07
2018-01-02 00:30 | 235.72 | 232.19
2018-01-02 01:00 | 234.36 | 231.04
2018-01-02 01:30 | 239.57 | 235.83
2018-01-02 02:00 | 238.52 | 234.95
2018-01-02 02:30 | 238.81 | 235.23
2018-01-02 03:00 | 240.04 | 236.36
2018-01-02 03:30 | 240.34 | 236.65
2018-01-02 04:00 | 238.84 | 235.18
2018-01-02 04:30 | 238.88 | 235.23
2018-01-02 05:00 | 238.86 | 235.15
2018-01-02 05:30 | 238.45 | 234.74
2018-01-02 06:00 | 237.88 | 234.13
2018-01-02 06:30 | 237.45 | 233.66
2018-01-02 07:00 | 236.1 | 232.47
2018-01-02 07:30 | 233.84 | 230.27
2018-01-02 08:00 | 234.81 | 231.03
2018-01-02 08:30 | 232.46 | 228.78
2018-01-02 09:00 | 226.8 | 223.51
2018-01-02 09:30 | 229 | 225.22
2018-01-02 10:00 | 233.53 | 229.69
2018-01-02 10:30 | 233.6 | 229.79
2018-01-02 11:00 | 234.75 | 230.86
2018-01-02 11:30 | 235.3 | 231.4
2018-01-02 12:00 | 235.78 | 231.78
2018-01-02 12:30 | 235.93 | 231.86
2018-01-02 13:00 | 235.99 | 231.92
2018-01-02 13:30 | 231.95 | 228.15
2018-01-02 14:00 | 229.64 | 226
2018-01-02 14:30 | 229.89 | 226.56
2018-01-02 15:00 | 232.41 | 228.75
2018-01-02 15:30 | 234.29 | 230.58
2018-01-02 16:00 | 234.57 | 231.09
2018-01-02 16:30 | 236.04 | 231.91
2018-01-02 17:00 | 238.46 | 233.8
2018-01-02 17:30 | 238.09 | 233.96
2018-01-02 18:00 | 237.73 | 233.66
2018-01-02 18:30 | 237.28 | 233.35
2018-01-02 19:00 | 233.36 | 230.16
2018-01-02 19:30 | 235.57 | 232.03
2018-01-02 20:00 | 243.67 | 239.31
2018-01-02 20:30 | 243.32 | 239.03
2018-01-02 21:00 | 248.33 | 243.59
2018-01-02 21:30 | 248.79 | 243.9
2018-01-02 22:00 | 246.88 | 242.35
2018-01-02 22:30 | 243.74 | 239.54
2018-01-02 23:00 | 241.28 | 237.21
2018-01-02 23:30 | 245.49 | 240.23
2018-01-03 | 248.38 | 242.69
2018-01-03 00:30 | 256.33 | 250.2
2018-01-03 01:00 | 278.45 | 273.22
2018-01-03 01:30 | 278.7 | 273.48
2018-01-03 02:00 | 279.35 | 274.19
2018-01-03 02:30 | 277.4 | 272.03
2018-01-03 03:00 | 277.1 | 271.59
2018-01-03 03:30 | 276.66 | 271.22
2018-01-03 04:00 | 276.99 | 271.51
2018-01-03 04:30 | 277.91 | 272.26
2018-01-03 05:00 | 277.83 | 272.22
2018-01-03 05:30 | 277.46 | 271.88
2018-01-03 06:00 | 277.49 | 271.83
2018-01-03 06:30 | 277.72 | 271.97
2018-01-03 07:00 | 280.4 | 274.57
2018-01-03 07:30 | 279.37 | 273.55
2018-01-03 08:00 | 277.12 | 272.8
2018-01-03 08:30 | 277.27 | 273.38
2018-01-03 09:00 | 274.1 | 270.55
2018-01-03 09:30 | 280.1 | 275.8
2018-01-03 10:00 | 278.71 | 274.47
2018-01-03 10:30 | 277.78 | 273.58
2018-01-03 11:00 | 273.03 | 269.3
2018-01-03 11:30 | 270.7 | 267.23
2018-01-03 12:00 | 266.98 | 263.65
2018-01-03 12:30 | 266.71 | 263.44
2018-01-03 13:00 | 262.81 | 259.93
2018-01-03 13:30 | 262.99 | 260.1
2018-01-03 14:00 | 263.24 | 260.28
2018-01-03 14:30 | 263.95 | 260.99
2018-01-03 15:00 | 264.8 | 261.68
2018-01-03 15:30 | 267.57 | 264.36
2018-01-03 16:00 | 266.37 | 263.19
2018-01-03 16:30 | 265.67 | 262.52
2018-01-03 17:00 | 266 | 262.91
2018-01-03 17:30 | 265.98 | 263.05
2018-01-03 18:00 | 265.12 | 262.35
2018-01-03 18:30 | 267.05 | 264.21
2018-01-03 19:00 | 268.97 | 266.09
2018-01-03 19:30 | 269.52 | 266.65
2018-01-03 20:00 | 268.22 | 265.56
2018-01-03 20:30 | 266.7 | 264.09
2018-01-03 21:00 | 274.91 | 271.76
2018-01-03 21:30 | 275.82 | 272.68
2018-01-03 22:00 | 276.31 | 272.53
2018-01-03 22:30 | 277.21 | 273.24
2018-01-03 23:00 | 278.03 | 274
2018-01-03 23:30 | 265.75 | 261.11
2018-01-04 | 254.37 | 249.15
2018-01-04 00:30 | 254.22 | 248.99
2018-01-04 01:00 | 255.26 | 250
2018-01-04 01:30 | 254.66 | 249.52
2018-01-04 02:00 | 253.51 | 248.38
2018-01-04 02:30 | 251.19 | 246.35
2018-01-04 03:00 | 251.32 | 246.37
2018-01-04 03:30 | 252.28 | 247.29
2018-01-04 04:00 | 249.75 | 245.2
2018-01-04 04:30 | 248.95 | 244.46
2018-01-04 05:00 | 249.49 | 244.95
2018-01-04 05:30 | 250.82 | 246.1
2018-01-04 06:00 | 260.69 | 256.13
2018-01-04 06:30 | 264.88 | 261.05
2018-01-04 07:00 | 264.93 | 261.24
2018-01-04 07:30 | 264.03 | 260.4
2018-01-04 08:00 | 263.83 | 260.24
2018-01-04 08:30 | 264.43 | 260.43
2018-01-04 09:00 | 269.28 | 265.13
2018-01-04 09:30 | 267.85 | 263.89
2018-01-04 10:00 | 267.54 | 263.86
2018-01-04 10:30 | 267.97 | 264.3
2018-01-04 11:00 | 269.89 | 265.96
2018-01-04 11:30 | 269.04 | 265.18
2018-01-04 12:00 | 266 | 261.82
2018-01-04 12:30 | 263.94 | 259.96
2018-01-04 13:00 | 261.6 | 257.74
2018-01-04 13:30 | 258.57 | 255.53
2018-01-04 14:00 | 259.23 | 255.94
2018-01-04 14:30 | 260.25 | 256.82
2018-01-04 15:00 | 260.1 | 256.66
2018-01-04 15:30 | 260.92 | 257.44
2018-01-04 16:00 | 262.19 | 258.59
2018-01-04 16:30 | 261.02 | 257.66
2018-01-04 17:00 | 260.93 | 257.65
2018-01-04 17:30 | 260.03 | 257
2018-01-04 18:00 | 261.02 | 258
2018-01-04 18:30 | 261.05 | 258
2018-01-04 19:00 | 263.9 | 260.52
2018-01-04 19:30 | 265.18 | 261.73
2018-01-04 20:00 | 264.02 | 260.71
2018-01-04 20:30 | 263.29 | 260.23
2018-01-04 21:00 | 264.17 | 261.09
2018-01-04 21:30 | 264.64 | 261.48
2018-01-04 22:00 | 263.86 | 260.44
2018-01-04 22:30 | 264.57 | 260.89
2018-01-04 23:00 | 272.91 | 268.16
2018-01-04 23:30 | 274.64 | 269.77
2018-01-05 | 275.89 | 270.87
2018-01-05 00:30 | 274.8 | 269.91
2018-01-05 01:00 | 275.94 | 271.01
2018-01-05 01:30 | 277.15 | 272.03
2018-01-05 02:00 | 278.87 | 273.5
2018-01-05 02:30 | 278.52 | 273.19
2018-01-05 03:00 | 278.66 | 273.01
2018-01-05 03:30 | 270.18 | 264.06
2018-01-05 04:00 | 271.02 | 264.92
2018-01-05 04:30 | 270.29 | 264.29
2018-01-05 05:00 | 270.35 | 264.42
2018-01-05 05:30 | 270.89 | 264.91
2018-01-05 06:00 | 271.8 | 265.6
2018-01-05 06:30 | 270.6 | 264.46
2018-01-05 07:00 | 270.08 | 264.37
2018-01-05 07:30 | 269.38 | 264.01
2018-01-05 08:00 | 271.22 | 265.64
2018-01-05 08:30 | 279.02 | 273.47
2018-01-05 09:00 | 285.52 | 280.15
2018-01-05 09:30 | 285.7 | 280.16
2018-01-05 10:00 | 286.43 | 280.76
2018-01-05 10:30 | 286.01 | 280.4
2018-01-05 11:00 | 285.89 | 280.44
2018-01-05 11:30 | 284.31 | 278.8
2018-01-05 12:00 | 283.88 | 278.31
2018-01-05 12:30 | 284.23 | 278.66
2018-01-05 13:00 | 277.64 | 272.76
2018-01-05 13:30 | 276.4 | 271.5
2018-01-05 14:00 | 277.72 | 272.71
2018-01-05 14:30 | 273.45 | 268.5
2018-01-05 15:00 | 278.62 | 273.09
2018-01-05 15:30 | 278.92 | 273.37
2018-01-05 16:00 | 280.4 | 274.72
2018-01-05 16:30 | 279.5 | 274.11
2018-01-05 17:00 | 273.09 | 268.47
2018-01-05 17:30 | 276 | 271.15
2018-01-05 18:00 | 279.71 | 274.6
2018-01-05 18:30 | 280.81 | 275.81
2018-01-05 19:00 | 281.36 | 276.34
2018-01-05 19:30 | 281.47 | 276.41
2018-01-05 20:00 | 282.09 | 276.98
2018-01-05 20:30 | 282.39 | 277.31
2018-01-05 21:00 | 284.15 | 278.92
2018-01-05 21:30 | 282.93 | 277.92
2018-01-05 22:00 | 283.03 | 277.71
2018-01-05 22:30 | 284.42 | 278.56
2018-01-05 23:00 | 286.03 | 279.93
2018-01-05 23:30 | 287.96 | 281.39
2018-01-06 | 288.33 | 281.63
2018-01-06 00:30 | 288.46 | 282.26
2018-01-06 01:00 | 287.22 | 281.87
2018-01-06 01:30 | 287.66 | 282.43
2018-01-06 02:00 | 288.65 | 283.57
2018-01-06 02:30 | 290.29 | 285.18
2018-01-06 03:00 | 279.34 | 273.66
2018-01-06 03:30 | 279.68 | 273.99
2018-01-06 04:00 | 284.1 | 278.51
2018-01-06 04:30 | 285.43 | 279.62
2018-01-06 05:00 | 284.51 | 278.71
2018-01-06 05:30 | 283.42 | 277.75
2018-01-06 06:00 | 290.55 | 285.22
2018-01-06 06:30 | 289.33 | 284.04
2018-01-06 07:00 | 289.24 | 283.85
2018-01-06 07:30 | 287.52 | 282.19
2018-01-06 08:00 | 283.79 | 278.74
2018-01-06 08:30 | 283.5 | 278.51
2018-01-06 09:00 | 281.83 | 277.09
2018-01-06 09:30 | 282.41 | 278
2018-01-06 10:00 | 282.15 | 277.73
2018-01-06 10:30 | 281.66 | 277.26
2018-01-06 11:00 | 279.7 | 275.62
2018-01-06 11:30 | 279.25 | 275.14
2018-01-06 12:00 | 277.3 | 273.3
2018-01-06 12:30 | 275.99 | 271.95
2018-01-06 13:00 | 274.59 | 270.5
2018-01-06 13:30 | 267.17 | 263.65
2018-01-06 14:00 | 266.57 | 263.2
2018-01-06 14:30 | 268.3 | 265.21
2018-01-06 15:00 | 271.83 | 268.8
2018-01-06 15:30 | 273.02 | 269.72
2018-01-06 16:00 | 272.64 | 269.4
2018-01-06 16:30 | 272.66 | 269.75
2018-01-06 17:00 | 276.14 | 272.86
2018-01-06 17:30 | 278.13 | 274.73
2018-01-06 18:00 | 279.01 | 275.54
2018-01-06 18:30 | 278.29 | 274.98
2018-01-06 19:00 | 280.57 | 277.18
2018-01-06 19:30 | 280.18 | 276.91
2018-01-06 20:00 | 281.04 | 277.68
2018-01-06 20:30 | 281.04 | 277.73
2018-01-06 21:00 | 280.41 | 277.33
2018-01-06 21:30 | 273.14 | 270.64
2018-01-06 22:00 | 271.85 | 269.41
2018-01-06 22:30 | 272.22 | 269.36
2018-01-06 23:00 | 272.24 | 269.39
2018-01-06 23:30 | 272.36 | 269.5
2018-01-07 | 273.11 | 270.08
2018-01-07 00:30 | 273.76 | 270.67
2018-01-07 01:00 | 274.85 | 271.57
2018-01-07 01:30 | 275.13 | 271.5
2018-01-07 02:00 | 271.37 | 267.67
2018-01-07 02:30 | 269.02 | 265.48
2018-01-07 03:00 | 266.83 | 263.11
2018-01-07 03:30 | 266.49 | 262.57
2018-01-07 04:00 | 266.76 | 262.79
2018-01-07 04:30 | 267.01 | 263.03
2018-01-07 05:00 | 265.93 | 262.08
2018-01-07 05:30 | 264.84 | 261.05
2018-01-07 06:00 | 264.85 | 260.96
2018-01-07 06:30 | 264.52 | 261.05
2018-01-07 07:00 | 264.41 | 261.19
2018-01-07 07:30 | 265.89 | 262.46
2018-01-07 08:00 | 266.17 | 262.61
2018-01-07 08:30 | 265.67 | 262.06
2018-01-07 09:00 | 258.19 | 254.35
2018-01-07 09:30 | 249.57 | 246.28
2018-01-07 10:00 | 246.67 | 243.52
2018-01-07 10:30 | 246.45 | 243.22
2018-01-07 11:00 | 245.97 | 242.78
2018-01-07 11:30 | 245.73 | 242.63
2018-01-07 12:00 | 248.21 | 244.74
2018-01-07 12:30 | 252.13 | 248.45
2018-01-07 13:00 | 252.15 | 248.6
2018-01-07 13:30 | 252.42 | 249.07
2018-01-07 14:00 | 258.61 | 255.14
2018-01-07 14:30 | 260.79 | 256.98
2018-01-07 15:00 | 256.4 | 252.52
2018-01-07 15:30 | 256.39 | 252.45
2018-01-07 16:00 | 255.53 | 251.67
2018-01-07 16:30 | 272.06 | 267.41
2018-01-07 17:00 | 281.04 | 276.37
2018-01-07 17:30 | 283.53 | 278.81
2018-01-07 18:00 | 283.56 | 278.95
2018-01-07 18:30 | 283.65 | 279.17
2018-01-07 19:00 | 284.96 | 280.41
2018-01-07 19:30 | 286.33 | 281.77
2018-01-07 20:00 | 286.58 | 282.19
2018-01-07 20:30 | 285.4 | 281.66
2018-01-07 21:00 | 285.36 | 281.71
2018-01-07 21:30 | 286.13 | 282.29
2018-01-07 22:00 | 285.76 | 282.01
2018-01-07 22:30 | 284.46 | 280.89
2018-01-07 23:00 | 284.01 | 280.56
2018-01-07 23:30 | 284.09 | 280.69
2018-01-08 | 285.82 | 281.56
2018-01-08 00:30 | 285.61 | 281.25
2018-01-08 01:00 | 286.08 | 281.52
2018-01-08 01:30 | 286.8 | 281.56
2018-01-08 02:00 | 286.29 | 281.25
2018-01-08 02:30 | 285.35 | 280.51
2018-01-08 03:00 | 286.13 | 281.25
2018-01-08 03:30 | 287.03 | 282.21
2018-01-08 04:00 | 288.2 | 283.3
2018-01-08 04:30 | 289.73 | 284.71
2018-01-08 05:00 | 290.82 | 285.74
2018-01-08 05:30 | 290.99 | 285.87
2018-01-08 06:00 | 289.62 | 284.5
2018-01-08 06:30 | 289.57 | 284.98
2018-01-08 07:00 | 290.4 | 286.1
2018-01-08 07:30 | 289.82 | 285.5
2018-01-08 08:00 | 288.18 | 283.81
2018-01-08 08:30 | 275.83 | 271.4
2018-01-08 09:00 | 285.09 | 281.22
2018-01-08 09:30 | 288.33 | 284.54
2018-01-08 10:00 | 285.04 | 281.41
2018-01-08 10:30 | 284.71 | 281.13
2018-01-08 11:00 | 285.42 | 281.87
2018-01-08 11:30 | 284.02 | 280.74
2018-01-08 12:00 | 283 | 279.62
2018-01-08 12:30 | 281.58 | 278.13
2018-01-08 13:00 | 286.02 | 282.16
2018-01-08 13:30 | 289.05 | 284.84
2018-01-08 14:00 | 283.69 | 280.6
2018-01-08 14:30 | 288.01 | 284.42
2018-01-08 15:00 | 288.31 | 283.83
2018-01-08 15:30 | 288.98 | 284.43
2018-01-08 16:00 | 288.91 | 284.13
2018-01-08 16:30 | 287.31 | 282.56
2018-01-08 17:00 | 287.18 | 282.31
2018-01-08 17:30 | 288.79 | 283.69
2018-01-08 18:00 | 286.42 | 281.19
2018-01-08 18:30 | 286.44 | 281.46
2018-01-08 19:00 | 287.54 | 282.54
2018-01-08 19:30 | 288.68 | 283.89
2018-01-08 20:00 | 287.11 | 283.07
2018-01-08 20:30 | 286.64 | 282.37
2018-01-08 21:00 | 285.72 | 281.39
2018-01-08 21:30 | 284.02 | 279.5
2018-01-08 22:00 | 275.19 | 271.01
2018-01-08 22:30 | 270.54 | 266.27
2018-01-08 23:00 | 274.93 | 271.02
2018-01-08 23:30 | 271.59 | 267.67
2018-01-09 | 270.2 | 265.55
2018-01-09 00:30 | 246.46 | 241
2018-01-09 01:00 | 245.31 | 239.97
2018-01-09 01:30 | 245.56 | 240.37
2018-01-09 02:00 | 242.47 | 237.63
2018-01-09 02:30 | 242.46 | 237.2
2018-01-09 03:00 | 242.18 | 236.95
2018-01-09 03:30 | 242.87 | 237.56
2018-01-09 04:00 | 242.48 | 237.25
2018-01-09 04:30 | 243.31 | 238.02
2018-01-09 05:00 | 243.95 | 238.56
2018-01-09 05:30 | 244.01 | 238.6
2018-01-09 06:00 | 245.72 | 239.96
2018-01-09 06:30 | 246.23 | 240.95
2018-01-09 07:00 | 249.28 | 243.68
2018-01-09 07:30 | 253.61 | 247.85
2018-01-09 08:00 | 250.72 | 245.63
2018-01-09 08:30 | 246.5 | 241.92
2018-01-09 09:00 | 247.43 | 242.63
2018-01-09 09:30 | 248.49 | 243.16
2018-01-09 10:00 | 249.9 | 244.36
2018-01-09 10:30 | 250.42 | 244.77
2018-01-09 11:00 | 248.81 | 243.26
2018-01-09 11:30 | 249.17 | 243.95
2018-01-09 12:00 | 257.71 | 252.8
2018-01-09 12:30 | 257.73 | 252.83
2018-01-09 13:00 | 257.33 | 252.41
2018-01-09 13:30 | 257.01 | 252.1
2018-01-09 14:00 | 255.53 | 251.23
2018-01-09 14:30 | 257.57 | 253.3
2018-01-09 15:00 | 259.17 | 254.86
2018-01-09 15:30 | 259.07 | 254.72
2018-01-09 16:00 | 259.18 | 254.64
2018-01-09 16:30 | 259.51 | 254.88
2018-01-09 17:00 | 261.56 | 256.67
2018-01-09 17:30 | 264.83 | 259.73
2018-01-09 18:00 | 270.64 | 265.36
2018-01-09 18:30 | 269.47 | 264.56
2018-01-09 19:00 | 269.57 | 264.68
2018-01-09 19:30 | 274.93 | 270.2
2018-01-09 20:00 | 280.87 | 276.3
2018-01-09 20:30 | 280.93 | 276.52
2018-01-09 21:00 | 280.87 | 276.6
2018-01-09 21:30 | 280.79 | 276.45
2018-01-09 22:00 | 282.26 | 277.06
2018-01-09 22:30 | 281.66 | 276.43
2018-01-09 23:00 | 282.41 | 277.19
2018-01-09 23:30 | 282.36 | 277.09
2018-01-10 | 282.08 | 276.84
2018-01-10 00:30 | 281.87 | 276.49
2018-01-10 01:00 | 281.4 | 275.85
2018-01-10 01:30 | 279.53 | 274.24
2018-01-10 02:00 | 279.33 | 274.23
2018-01-10 02:30 | 279.54 | 274.48
2018-01-10 03:00 | 271.95 | 266.55
2018-01-10 03:30 | 266.92 | 261.13
2018-01-10 04:00 | 269.78 | 264.07
2018-01-10 04:30 | 267.43 | 261.94
2018-01-10 05:00 | 268.43 | 262.82
2018-01-10 05:30 | 268.27 | 262.54
2018-01-10 06:00 | 268.05 | 262.11
2018-01-10 06:30 | 266.61 | 261.21
2018-01-10 07:00 | 264.66 | 259.91
2018-01-10 07:30 | 262.85 | 258.29
2018-01-10 08:00 | 262.4 | 257.9
2018-01-10 08:30 | 268.54 | 264.37
2018-01-10 09:00 | 275.79 | 271.58
2018-01-10 09:30 | 275.7 | 271.77
2018-01-10 10:00 | 274.3 | 270.82
2018-01-10 10:30 | 276.01 | 272.58
2018-01-10 11:00 | 273.65 | 270.45
2018-01-10 11:30 | 269.81 | 266.6
2018-01-10 12:00 | 270.22 | 266.88
2018-01-10 12:30 | 269.04 | 265.86
2018-01-10 13:00 | 268.41 | 265.38
2018-01-10 13:30 | 266.51 | 263.63
2018-01-10 14:00 | 268.12 | 265.04
2018-01-10 14:30 | 270.2 | 266.91
2018-01-10 15:00 | 269.63 | 266.54
2018-01-10 15:30 | 269.2 | 266.35
2018-01-10 16:00 | 267.91 | 265.15
2018-01-10 16:30 | 266.26 | 263.53
2018-01-10 17:00 | 268.09 | 265.13
2018-01-10 17:30 | 272.27 | 269.05
2018-01-10 18:00 | 273.11 | 270.02
2018-01-10 18:30 | 271.63 | 268.47
2018-01-10 19:00 | 264.06 | 260.75
2018-01-10 19:30 | 262.35 | 259.16
2018-01-10 20:00 | 250.85 | 247.48
2018-01-10 20:30 | 241.36 | 238.05
2018-01-10 21:00 | 241.13 | 237.94
2018-01-10 21:30 | 241.17 | 237.79
2018-01-10 22:00 | 243.26 | 238.7
2018-01-10 22:30 | 243.74 | 238.54
2018-01-10 23:00 | 244 | 238.15
2018-01-10 23:30 | 244.23 | 238.4
2018-01-11 | 245.2 | 239.21
2018-01-11 00:30 | 245.6 | 239.27
2018-01-11 01:00 | 245.51 | 239.26
2018-01-11 01:30 | 244.41 | 238.36
2018-01-11 02:00 | 243.96 | 238.07
2018-01-11 02:30 | 244.29 | 238.39
2018-01-11 03:00 | 244.57 | 238.68
2018-01-11 03:30 | 244.45 | 238.58
2018-01-11 04:00 | 244.14 | 238.27
2018-01-11 04:30 | 242.77 | 237.03
2018-01-11 05:00 | 241.9 | 236.3
2018-01-11 05:30 | 241.18 | 235.42
2018-01-11 06:00 | 242.56 | 236.35
2018-01-11 06:30 | 243.01 | 237.17
2018-01-11 07:00 | 241.65 | 236.06
2018-01-11 07:30 | 240.31 | 235.01
2018-01-11 08:00 | 238.21 | 233.07
2018-01-11 08:30 | 238.21 | 232.86
2018-01-11 09:00 | 239.83 | 234.37
2018-01-11 09:30 | 267.31 | 262.74
2018-01-11 10:00 | 265.52 | 260.62
2018-01-11 10:30 | 268.49 | 263.77
2018-01-11 11:00 | 269.79 | 264.95
2018-01-11 11:30 | 270.06 | 265.01
2018-01-11 12:00 | 269.67 | 264.98
2018-01-11 12:30 | 275.35 | 270.38
2018-01-11 13:00 | 275.74 | 270.67
2018-01-11 13:30 | 273.3 | 268.43
2018-01-11 14:00 | 274.51 | 269.6
2018-01-11 14:30 | 276.11 | 271.44
2018-01-11 15:00 | 277.48 | 273.27
2018-01-11 15:30 | 276.84 | 272.6
2018-01-11 16:00 | 278.6 | 273.99
2018-01-11 16:30 | 279.15 | 274.57
2018-01-11 17:00 | 279.81 | 275.21
2018-01-11 17:30 | 279.44 | 274.89
2018-01-11 18:00 | 280.75 | 276.15
2018-01-11 18:30 | 279.06 | 274.76
2018-01-11 19:00 | 278.92 | 274.63
2018-01-11 19:30 | 281.2 | 276.8
2018-01-11 20:00 | 280.38 | 276.16
2018-01-11 20:30 | 277.81 | 273.93
2018-01-11 21:00 | 274.65 | 271.09
2018-01-11 21:30 | 255.96 | 252.34
2018-01-11 22:00 | 206.27 | 199.86
2018-01-11 22:30 | 185.97 | 177.27
2018-01-11 23:00 | 185 | 175.98
2018-01-11 23:30 | 185.68 | 176.02
2018-01-12 | 185.03 | 175.52
2018-01-12 00:30 | 186.08 | 176.51
2018-01-12 01:00 | 186.5 | 176.41
2018-01-12 01:30 | 187.76 | 177
2018-01-12 02:00 | 186.02 | 175.65
2018-01-12 02:30 | 184.56 | 174.33
2018-01-12 03:00 | 186.07 | 176.46
2018-01-12 03:30 | 184.94 | 175.25
2018-01-12 04:00 | 182.61 | 172.81
2018-01-12 04:30 | 194.1 | 185.62
2018-01-12 05:00 | 229.33 | 222.4
2018-01-12 05:30 | 241.77 | 235.37
2018-01-12 06:00 | 242.54 | 236.03
2018-01-12 06:30 | 245.38 | 238.97
2018-01-12 07:00 | 271.77 | 266.87
2018-01-12 07:30 | 271.99 | 266.81
2018-01-12 08:00 | 271.6 | 266.3
2018-01-12 08:30 | 271.28 | 266.21
2018-01-12 09:00 | 274.48 | 270.18
2018-01-12 09:30 | 277.2 | 272.53
2018-01-12 10:00 | 277.01 | 272.22
2018-01-12 10:30 | 274.51 | 269.9
2018-01-12 11:00 | 273.11 | 268.66
2018-01-12 11:30 | 271.4 | 267.16
2018-01-12 12:00 | 271.34 | 267.24
2018-01-12 12:30 | 272.31 | 268.22
2018-01-12 13:00 | 273.4 | 269.27
2018-01-12 13:30 | 271.71 | 267.67
2018-01-12 14:00 | 271.15 | 266.92
2018-01-12 14:30 | 268.58 | 264.47
2018-01-12 15:00 | 266.26 | 262.41
2018-01-12 15:30 | 267.74 | 263.73
2018-01-12 16:00 | 268.84 | 264.9
2018-01-12 16:30 | 268.48 | 264.86
2018-01-12 17:00 | 273.22 | 269.76
2018-01-12 17:30 | 273.47 | 270.13
2018-01-12 18:00 | 274.31 | 271.05
2018-01-12 18:30 | 275.58 | 272.42
2018-01-12 19:00 | 275.16 | 272.12
2018-01-12 19:30 | 274.05 | 270.96
2018-01-12 20:00 | 272.47 | 269.36
2018-01-12 20:30 | 273.46 | 270.53
2018-01-12 21:00 | 274.25 | 271.52
2018-01-12 21:30 | 277.25 | 273.98
2018-01-12 22:00 | 278.78 | 274.83
2018-01-12 22:30 | 278.77 | 274.84
2018-01-12 23:00 | 279.08 | 275.2
2018-01-12 23:30 | 277.7 | 274.16
2018-01-13 | 279.19 | 274.94
2018-01-13 00:30 | 279.22 | 275.02
2018-01-13 01:00 | 279.25 | 275.12
2018-01-13 01:30 | 268.86 | 264.26
2018-01-13 02:00 | 248.33 | 242.26
2018-01-13 02:30 | 249.49 | 243.38
2018-01-13 03:00 | 249.01 | 242.97
2018-01-13 03:30 | 247.02 | 241.3
2018-01-13 04:00 | 247.17 | 241.34
2018-01-13 04:30 | 247.22 | 241.36
2018-01-13 05:00 | 247.36 | 241.51
2018-01-13 05:30 | 270.9 | 266.03
2018-01-13 06:00 | 274.81 | 270.19
2018-01-13 06:30 | 271.76 | 267.1
2018-01-13 07:00 | 267.05 | 262.82
2018-01-13 07:30 | 269.77 | 266.02
2018-01-13 08:00 | 270.57 | 267.19
2018-01-13 08:30 | 268.57 | 265.54
2018-01-13 09:00 | 267.15 | 264.11
2018-01-13 09:30 | 267.59 | 264.29
2018-01-13 10:00 | 267.68 | 264.19
2018-01-13 10:30 | 267.54 | 263.94
2018-01-13 11:00 | 266.85 | 263.16
2018-01-13 11:30 | 266.22 | 262.51
2018-01-13 12:00 | 267.94 | 263.91
2018-01-13 12:30 | 266.53 | 262.28
2018-01-13 13:00 | 265.96 | 262.57
2018-01-13 13:30 | 262.34 | 258.63
2018-01-13 14:00 | 261.07 | 257.27
2018-01-13 14:30 | 263.17 | 259.21
2018-01-13 15:00 | 266.63 | 262.06
2018-01-13 15:30 | 267.7 | 263.06
2018-01-13 16:00 | 268.76 | 264.18
2018-01-13 16:30 | 272.86 | 268.31
2018-01-13 17:00 | 272.8 | 268.36
2018-01-13 17:30 | 271.76 | 267.22
2018-01-13 18:00 | 274.71 | 269.89
2018-01-13 18:30 | 276.97 | 272.15
2018-01-13 19:00 | 280.28 | 275.21
2018-01-13 19:30 | 282.34 | 277.1
2018-01-13 20:00 | 280.65 | 275.72
2018-01-13 20:30 | 270.88 | 266.6
2018-01-13 21:00 | 269.84 | 265.91
2018-01-13 21:30 | 270.83 | 266.99
2018-01-13 22:00 | 270.13 | 266.55
2018-01-13 22:30 | 267.56 | 264.07
2018-01-13 23:00 | 267.87 | 264.15
2018-01-13 23:30 | 267.08 | 263.38
2018-01-14 | 267.46 | 263.56
2018-01-14 00:30 | 267.46 | 263.54
2018-01-14 01:00 | 267.4 | 263.32
2018-01-14 01:30 | 238.09 | 233.11
2018-01-14 02:00 | 237.32 | 232.48
2018-01-14 02:30 | 236.8 | 232.05
2018-01-14 03:00 | 237.37 | 232.51
2018-01-14 03:30 | 238.67 | 233.5
2018-01-14 04:00 | 237.73 | 232.56
2018-01-14 04:30 | 238.11 | 233.05
2018-01-14 05:00 | 238.86 | 233.77
2018-01-14 05:30 | 237.78 | 232.74
2018-01-14 06:00 | 237.02 | 231.91
2018-01-14 06:30 | 235.86 | 230.89
2018-01-14 07:00 | 234.98 | 229.99
2018-01-14 07:30 | 232.15 | 227.33
2018-01-14 08:00 | 231.38 | 226.51
2018-01-14 08:30 | 247.18 | 242.44
2018-01-14 09:00 | 264.01 | 259.78
2018-01-14 09:30 | 263.58 | 259.78
2018-01-14 10:00 | 262.34 | 258.59
2018-01-14 10:30 | 264.42 | 260.67
2018-01-14 11:00 | 265.49 | 261.7
2018-01-14 11:30 | 263.69 | 260.08
2018-01-14 12:00 | 262.13 | 258.1
2018-01-14 12:30 | 260.82 | 256.53
2018-01-14 13:00 | 258.62 | 254.27
2018-01-14 13:30 | 258.75 | 254.33
2018-01-14 14:00 | 259.79 | 255
2018-01-14 14:30 | 256.83 | 252.42
2018-01-14 15:00 | 253.87 | 249.69
2018-01-14 15:30 | 255.59 | 251.53
2018-01-14 16:00 | 258.86 | 254.47
2018-01-14 16:30 | 261 | 256.4
2018-01-14 17:00 | 260.59 | 256.21
2018-01-14 17:30 | 261.71 | 257.65
2018-01-14 18:00 | 264.57 | 260.46
2018-01-14 18:30 | 265.62 | 261.46
2018-01-14 19:00 | 266.8 | 262.46
2018-01-14 19:30 | 268.06 | 263.64
2018-01-14 20:00 | 268.49 | 264.11
2018-01-14 20:30 | 268.48 | 264.44
2018-01-14 21:00 | 267.64 | 263.88
2018-01-14 21:30 | 267.21 | 263.57
2018-01-14 22:00 | 269.6 | 265.34
2018-01-14 22:30 | 269.81 | 265.3
2018-01-14 23:00 | 268.74 | 264.4
2018-01-14 23:30 | 266.57 | 262.47
2018-01-15 | 267.96 | 263.62
2018-01-15 00:30 | 268.53 | 263.95
2018-01-15 01:00 | 268.88 | 264.33
2018-01-15 01:30 | 270.41 | 265.19
2018-01-15 02:00 | 268.84 | 263.65
2018-01-15 02:30 | 267.29 | 262.54
2018-01-15 03:00 | 247.84 | 242.42
2018-01-15 03:30 | 229.24 | 222.88
2018-01-15 04:00 | 222.41 | 215.55
2018-01-15 04:30 | 219.76 | 213.31
2018-01-15 05:00 | 215.87 | 210.17
2018-01-15 05:30 | 214.19 | 208.75
2018-01-15 06:00 | 213.19 | 207.68
2018-01-15 06:30 | 212.74 | 207.82
2018-01-15 07:00 | 212.67 | 207.95
2018-01-15 07:30 | 214.28 | 209.59
2018-01-15 08:00 | 259.34 | 255.78
2018-01-15 08:30 | 265 | 261.46
2018-01-15 09:00 | 264.69 | 261.19
2018-01-15 09:30 | 262.87 | 260.18
2018-01-15 10:00 | 264.15 | 261.48
2018-01-15 10:30 | 263.26 | 260.7
2018-01-15 11:00 | 261.71 | 259.06
2018-01-15 11:30 | 262.73 | 259.92
2018-01-15 12:00 | 260.73 | 258.04
2018-01-15 12:30 | 259.2 | 256.56
2018-01-15 13:00 | 262.42 | 259.53
2018-01-15 13:30 | 262.47 | 259.44
2018-01-15 14:00 | 262.73 | 259.63
2018-01-15 14:30 | 263.85 | 260.64
2018-01-15 15:00 | 264.67 | 261.38
2018-01-15 15:30 | 262.23 | 258.68
2018-01-15 16:00 | 253.7 | 249.96
2018-01-15 16:30 | 260.12 | 256.49
2018-01-15 17:00 | 264.29 | 260.57
2018-01-15 17:30 | 268.36 | 264.65
2018-01-15 18:00 | 268.3 | 264.67
2018-01-15 18:30 | 268.95 | 265.41
2018-01-15 19:00 | 270.36 | 266.7
2018-01-15 19:30 | 271.45 | 267.79
2018-01-15 20:00 | 271.55 | 268.07
2018-01-15 20:30 | 270.19 | 267.01
2018-01-15 21:00 | 270.55 | 267.47
2018-01-15 21:30 | 271.39 | 268.36
2018-01-15 22:00 | 273.57 | 270.1
2018-01-15 22:30 | 273.92 | 269.91
2018-01-15 23:00 | 272.33 | 268.39
2018-01-15 23:30 | 271.85 | 267.44
2018-01-16 | 267.97 | 264.02
2018-01-16 00:30 | 264.72 | 261.15
2018-01-16 01:00 | 263.6 | 260.2
2018-01-16 01:30 | 266.46 | 263.11
2018-01-16 02:00 | 265.73 | 262.65
2018-01-16 02:30 | 269.05 | 265.72
2018-01-16 03:00 | 269.9 | 266.52
2018-01-16 03:30 | 271.13 | 267.65
2018-01-16 04:00 | 270.53 | 267.13
2018-01-16 04:30 | 266.56 | 263.49
2018-01-16 05:00 | 267.25 | 264.12
2018-01-16 05:30 | 265.6 | 262.66
2018-01-16 06:00 | 265.69 | 262.57
2018-01-16 06:30 | 264.99 | 261.65
2018-01-16 07:00 | 264.18 | 260.74
2018-01-16 07:30 | 261.98 | 258.39
2018-01-16 08:00 | 262.92 | 259.58
2018-01-16 08:30 | 261.31 | 258.3
2018-01-16 09:00 | 255.65 | 253.11
2018-01-16 09:30 | 257.21 | 254.53
2018-01-16 10:00 | 259.58 | 257.06
2018-01-16 10:30 | 258.16 | 255.51
2018-01-16 11:00 | 263.45 | 260.18
2018-01-16 11:30 | 264.58 | 261.26
2018-01-16 12:00 | 264.02 | 260.78
2018-01-16 12:30 | 264.09 | 260.67
2018-01-16 13:00 | 259.95 | 257.02
2018-01-16 13:30 | 262.16 | 259.17
2018-01-16 14:00 | 266.6 | 263.14
2018-01-16 14:30 | 266.51 | 263.02
2018-01-16 15:00 | 265.82 | 262.41
2018-01-16 15:30 | 260.63 | 257.54
2018-01-16 16:00 | 260.48 | 257.45
2018-01-16 16:30 | 260.78 | 257.69
2018-01-16 17:00 | 261.52 | 258.41
2018-01-16 17:30 | 261.46 | 258.4
2018-01-16 18:00 | 259.49 | 256.74
2018-01-16 18:30 | 264.06 | 261.07
2018-01-16 19:00 | 263.99 | 261.24
2018-01-16 19:30 | 263.97 | 261.28
2018-01-16 20:00 | 264.62 | 262.02
2018-01-16 20:30 | 266.24 | 263.56
2018-01-16 21:00 | 268.21 | 265.37
2018-01-16 21:30 | 269.05 | 266.36
2018-01-16 22:00 | 270.79 | 267.58
2018-01-16 22:30 | 272.09 | 268.39
2018-01-16 23:00 | 253.14 | 247.41
2018-01-16 23:30 | 259.43 | 253.82
2018-01-17 | 273.71 | 269.47
2018-01-17 00:30 | 272.91 | 268.76
2018-01-17 01:00 | 272.35 | 268.24
2018-01-17 01:30 | 269.56 | 265.76
2018-01-17 02:00 | 251.36 | 246.4
2018-01-17 02:30 | 243.51 | 238.24
2018-01-17 03:00 | 242.46 | 237.43
2018-01-17 03:30 | 239.11 | 233.52
2018-01-17 04:00 | 240.42 | 233.83
2018-01-17 04:30 | 240.86 | 234.19
2018-01-17 05:00 | 241.23 | 234.51
2018-01-17 05:30 | 241.8 | 235
2018-01-17 06:00 | 240.23 | 233.68
2018-01-17 06:30 | 240.48 | 233.62
2018-01-17 07:00 | 241.44 | 234.51
2018-01-17 07:30 | 241.51 | 234.97
2018-01-17 08:00 | 239.28 | 232.69
2018-01-17 08:30 | 262.1 | 257.61
2018-01-17 09:00 | 272.27 | 268.34
2018-01-17 09:30 | 273.83 | 270.06
2018-01-17 10:00 | 273.46 | 269.62
2018-01-17 10:30 | 273.64 | 269.74
2018-01-17 11:00 | 268.35 | 264.87
2018-01-17 11:30 | 266.77 | 263.43
2018-01-17 12:00 | 267.94 | 264.51
2018-01-17 12:30 | 268.27 | 264.84
2018-01-17 13:00 | 268.48 | 264.96
2018-01-17 13:30 | 270.42 | 266.67
2018-01-17 14:00 | 271.22 | 267.24
2018-01-17 14:30 | 271.34 | 267.22
2018-01-17 15:00 | 277.66 | 272.73
2018-01-17 15:30 | 282.25 | 276.82
2018-01-17 16:00 | 281.92 | 276.4
2018-01-17 16:30 | 278.54 | 272.88
2018-01-17 17:00 | 279.94 | 274.55
2018-01-17 17:30 | 284.24 | 279.41
2018-01-17 18:00 | 285.79 | 280.91
2018-01-17 18:30 | 283.44 | 278.81
2018-01-17 19:00 | 286.03 | 281.28
2018-01-17 19:30 | 286.68 | 281.93
2018-01-17 20:00 | 285.38 | 280.87
2018-01-17 20:30 | 284.68 | 280.18
2018-01-17 21:00 | 277.92 | 273.5
2018-01-17 21:30 | 278.06 | 273.64
2018-01-17 22:00 | 277.39 | 273.05
2018-01-17 22:30 | 278.5 | 273.62
2018-01-17 23:00 | 283.43 | 278.22
2018-01-17 23:30 | 283.91 | 278.91
2018-01-18 | 283.38 | 278.71
2018-01-18 00:30 | 283.05 | 278.57
2018-01-18 01:00 | 284.14 | 278.83
2018-01-18 01:30 | 281.21 | 276.08
2018-01-18 02:00 | 275.87 | 270.85
2018-01-18 02:30 | 276.6 | 271.59
2018-01-18 03:00 | 276.75 | 271.74
2018-01-18 03:30 | 277.05 | 272.08
2018-01-18 04:00 | 275.79 | 270.98
2018-01-18 04:30 | 276.76 | 271.99
2018-01-18 05:00 | 276.61 | 271.68
2018-01-18 05:30 | 275.07 | 270.13
2018-01-18 06:00 | 274.12 | 269.46
2018-01-18 06:30 | 277.59 | 272.94
2018-01-18 07:00 | 280.1 | 275.27
2018-01-18 07:30 | 281.78 | 276.59
2018-01-18 08:00 | 282.07 | 276.98
2018-01-18 08:30 | 276.35 | 272.22
2018-01-18 09:00 | 251.27 | 246.75
2018-01-18 09:30 | 252.71 | 247
2018-01-18 10:00 | 254.18 | 247.83
2018-01-18 10:30 | 251.34 | 246.1
2018-01-18 11:00 | 255.82 | 250.03
2018-01-18 11:30 | 250.8 | 245.35
2018-01-18 12:00 | 265.46 | 260.95
2018-01-18 12:30 | 263.57 | 259.25
2018-01-18 13:00 | 260.21 | 256.52
2018-01-18 13:30 | 270.03 | 265.86
2018-01-18 14:00 | 272.6 | 268.19
2018-01-18 14:30 | 273.32 | 268.8
2018-01-18 15:00 | 274.47 | 270.06
2018-01-18 15:30 | 277.04 | 272.65
2018-01-18 16:00 | 278.82 | 274.16
2018-01-18 16:30 | 278.47 | 273.8
2018-01-18 17:00 | 276.97 | 272.97
2018-01-18 17:30 | 276.28 | 272.61
2018-01-18 18:00 | 276.78 | 273.17
2018-01-18 18:30 | 283.03 | 278.81
2018-01-18 19:00 | 283.45 | 279.27
2018-01-18 19:30 | 283.45 | 279.24
2018-01-18 20:00 | 278.82 | 274.97
2018-01-18 20:30 | 279.08 | 275.18
2018-01-18 21:00 | 282.43 | 277.86
2018-01-18 21:30 | 284.73 | 279.41
2018-01-18 22:00 | 285.61 | 280.06
2018-01-18 22:30 | 282 | 276.07
2018-01-18 23:00 | 279.75 | 274.34
2018-01-18 23:30 | 280.35 | 275.19
2018-01-19 | 284.31 | 278.98
2018-01-19 00:30 | 287.85 | 282.66
2018-01-19 01:00 | 289.36 | 283.61
2018-01-19 01:30 | 289.81 | 284.12
2018-01-19 02:00 | 289.37 | 283.75
2018-01-19 02:30 | 288.71 | 283.1
2018-01-19 03:00 | 287.42 | 281.77
2018-01-19 03:30 | 285.56 | 279.93
2018-01-19 04:00 | 286.24 | 280.5
2018-01-19 04:30 | 286.27 | 280.7
2018-01-19 05:00 | 285.69 | 280.14
2018-01-19 05:30 | 286.76 | 281.12
2018-01-19 06:00 | 283.99 | 279.2
2018-01-19 06:30 | 277.27 | 273.9
2018-01-19 07:00 | 277.12 | 273.57
2018-01-19 07:30 | 279.3 | 275.6
2018-01-19 08:00 | 278.42 | 274.91
2018-01-19 08:30 | 280.65 | 277.04
2018-01-19 09:00 | 282.28 | 278.93
2018-01-19 09:30 | 281.31 | 277.89
2018-01-19 10:00 | 279.27 | 275.95
2018-01-19 10:30 | 279.35 | 275.92
2018-01-19 11:00 | 279.99 | 276.37
2018-01-19 11:30 | 279.53 | 275.79
2018-01-19 12:00 | 278.7 | 274.82
2018-01-19 12:30 | 278.55 | 274.78
2018-01-19 13:00 | 282.23 | 278.11
2018-01-19 13:30 | 283.82 | 279.55
2018-01-19 14:00 | 276.92 | 273.16
2018-01-19 14:30 | 281.39 | 277.24
2018-01-19 15:00 | 281.63 | 277.71
2018-01-19 15:30 | 281.36 | 277.27
2018-01-19 16:00 | 282.47 | 278.56
2018-01-19 16:30 | 281.85 | 277.81
2018-01-19 17:00 | 279.24 | 275.27
2018-01-19 17:30 | 267.46 | 263.34
2018-01-19 18:00 | 249.32 | 245.28
2018-01-19 18:30 | 247.97 | 244.17
2018-01-19 19:00 | 250.6 | 246.5
2018-01-19 19:30 | 249.72 | 245.68
2018-01-19 20:00 | 248.37 | 244.57
2018-01-19 20:30 | 248.58 | 244.85
2018-01-19 21:00 | 249.29 | 243.9
2018-01-19 21:30 | 250.56 | 244.46
2018-01-19 22:00 | 251.84 | 245.53
2018-01-19 22:30 | 250.44 | 244.25
2018-01-19 23:00 | 250.94 | 244.87
2018-01-19 23:30 | 251.74 | 245.74
2018-01-20 | 251.77 | 245.67
2018-01-20 00:30 | 250.62 | 244.59
2018-01-20 01:00 | 250.33 | 244.48
2018-01-20 01:30 | 251.33 | 244.93
2018-01-20 02:00 | 250.92 | 244.57
2018-01-20 02:30 | 250.98 | 244.44
2018-01-20 03:00 | 251.85 | 244.59
2018-01-20 03:30 | 252.16 | 244.91
2018-01-20 04:00 | 250.62 | 243.57
2018-01-20 04:30 | 250.1 | 243.09
2018-01-20 05:00 | 250.25 | 242.77
2018-01-20 05:30 | 250.99 | 243.02
2018-01-20 06:00 | 251.08 | 243.03
2018-01-20 06:30 | 249.63 | 242.83
2018-01-20 07:00 | 249.05 | 243.21
2018-01-20 07:30 | 247.52 | 241.78
2018-01-20 08:00 | 247.06 | 241.38
2018-01-20 08:30 | 247.96 | 242.06
2018-01-20 09:00 | 249.66 | 243.37
2018-01-20 09:30 | 248.95 | 242.72
2018-01-20 10:00 | 244.9 | 239.24
2018-01-20 10:30 | 270.33 | 266.04
2018-01-20 11:00 | 268.87 | 264.68
2018-01-20 11:30 | 269.66 | 265.5
2018-01-20 12:00 | 274.73 | 269.9
2018-01-20 12:30 | 273.92 | 269.19
2018-01-20 13:00 | 271.37 | 267.66
2018-01-20 13:30 | 274.19 | 270.44
2018-01-20 14:00 | 277.29 | 273.22
2018-01-20 14:30 | 278.05 | 273.74
2018-01-20 15:00 | 278.64 | 274.28
2018-01-20 15:30 | 278.16 | 273.77
2018-01-20 16:00 | 278.36 | 273.85
2018-01-20 16:30 | 278.21 | 273.8
2018-01-20 17:00 | 278.71 | 274.26
2018-01-20 17:30 | 274.77 | 270.29
2018-01-20 18:00 | 251.01 | 245.62
2018-01-20 18:30 | 250.79 | 245.42
2018-01-20 19:00 | 249.56 | 244.23
2018-01-20 19:30 | 248.19 | 242.97
2018-01-20 20:00 | 248.33 | 243.17
2018-01-20 20:30 | 248.51 | 243.33
2018-01-20 21:00 | 248.36 | 243.28
2018-01-20 21:30 | 250 | 244.81
2018-01-20 22:00 | 250.66 | 245.45
2018-01-20 22:30 | 246.35 | 241.85
2018-01-20 23:00 | 244.87 | 240.63
2018-01-20 23:30 | 248.82 | 244.38
2018-01-21 | 247.9 | 243.6
2018-01-21 00:30 | 255.91 | 251.72
2018-01-21 01:00 | 263.1 | 258.79
2018-01-21 01:30 | 263.3 | 259.05
2018-01-21 02:00 | 264.21 | 260.08
2018-01-21 02:30 | 264.66 | 260.52
2018-01-21 03:00 | 264.99 | 260.85
2018-01-21 03:30 | 265.99 | 261.86
2018-01-21 04:00 | 266.8 | 262.54
2018-01-21 04:30 | 268.47 | 264.06
2018-01-21 05:00 | 269.72 | 265.18
2018-01-21 05:30 | 270.23 | 265.64
2018-01-21 06:00 | 268.92 | 264.35
2018-01-21 06:30 | 268.13 | 263.6
2018-01-21 07:00 | 272.52 | 267.95
2018-01-21 07:30 | 287.7 | 283.43
2018-01-21 08:00 | 285.53 | 281.45
2018-01-21 08:30 | 284.49 | 280.36
2018-01-21 09:00 | 282.41 | 278.4
2018-01-21 09:30 | 280 | 276.22
2018-01-21 10:00 | 278.9 | 274.8
2018-01-21 10:30 | 277.94 | 273.7
2018-01-21 11:00 | 278.23 | 274.35
2018-01-21 11:30 | 276.81 | 273.56
2018-01-21 12:00 | 276.74 | 273.43
2018-01-21 12:30 | 276.34 | 272.89
2018-01-21 13:00 | 274.29 | 270.87
2018-01-21 13:30 | 272.48 | 269.12
2018-01-21 14:00 | 272.83 | 269.3
2018-01-21 14:30 | 273.83 | 270.01
2018-01-21 15:00 | 273.81 | 270
2018-01-21 15:30 | 269.64 | 266.39
2018-01-21 16:00 | 270.07 | 266.88
2018-01-21 16:30 | 271 | 267.67
2018-01-21 17:00 | 271.63 | 268.27
2018-01-21 17:30 | 276 | 272.45
2018-01-21 18:00 | 281.01 | 277.61
2018-01-21 18:30 | 280.6 | 277.35
2018-01-21 19:00 | 280.57 | 277.46
2018-01-21 19:30 | 282.03 | 279.05
2018-01-21 20:00 | 281.27 | 278.69
2018-01-21 20:30 | 278.49 | 276.08
2018-01-21 21:00 | 275.31 | 272.95
2018-01-21 21:30 | 250.23 | 246.36
2018-01-21 22:00 | 244.43 | 238.96
2018-01-21 22:30 | 241.82 | 236.76
2018-01-21 23:00 | 240.25 | 235.54
2018-01-21 23:30 | 239.58 | 235.21
2018-01-22 | 238.97 | 234.74
2018-01-22 00:30 | 237.38 | 233.29
2018-01-22 01:00 | 237.6 | 232.34
2018-01-22 01:30 | 236.09 | 230.98
2018-01-22 02:00 | 232.73 | 228.16
2018-01-22 02:30 | 232.97 | 228.28
2018-01-22 03:00 | 233.27 | 228.5
2018-01-22 03:30 | 220.73 | 216.75
2018-01-22 04:00 | 217.5 | 213.23
2018-01-22 04:30 | 217.7 | 213.34
2018-01-22 05:00 | 207.51 | 203.97
2018-01-22 05:30 | 207.65 | 204.01
2018-01-22 06:00 | 207.94 | 204.25
2018-01-22 06:30 | 206.37 | 203.47
2018-01-22 07:00 | 204.09 | 201.69
2018-01-22 07:30 | 200.19 | 197.36
2018-01-22 08:00 | 200.36 | 197.5
2018-01-22 08:30 | 230.68 | 228.61
2018-01-22 09:00 | 239.17 | 237.13
2018-01-22 09:30 | 238.08 | 236.02
2018-01-22 10:00 | 235.48 | 233.56
2018-01-22 10:30 | 237.85 | 236.01
2018-01-22 11:00 | 237.15 | 235.3
2018-01-22 11:30 | 237.03 | 235.17
2018-01-22 12:00 | 237.14 | 235.27
2018-01-22 12:30 | 236.06 | 234.24
2018-01-22 13:00 | 236 | 234.27
2018-01-22 13:30 | 235.41 | 233.83
2018-01-22 14:00 | 236.34 | 234.65
2018-01-22 14:30 | 237 | 235.38
2018-01-22 15:00 | 237.14 | 235.53
2018-01-22 15:30 | 239.33 | 237.53
2018-01-22 16:00 | 241.43 | 239.76
2018-01-22 16:30 | 241.67 | 240.06
2018-01-22 17:00 | 241.63 | 240
2018-01-22 17:30 | 241.69 | 240.27
2018-01-22 18:00 | 242.65 | 241.29
2018-01-22 18:30 | 242.4 | 241.13
2018-01-22 19:00 | 242.35 | 241.12
2018-01-22 19:30 | 243.48 | 242.12
2018-01-22 20:00 | 243.52 | 242.06
2018-01-22 20:30 | 244.88 | 243.29
2018-01-22 21:00 | 250.18 | 248.3
2018-01-22 21:30 | 250.92 | 249.06
2018-01-22 22:00 | 252.96 | 250.47
2018-01-22 22:30 | 253.09 | 250.7
2018-01-22 23:00 | 253.51 | 251.33
2018-01-22 23:30 | 251.39 | 249.37
2018-01-23 | 250.18 | 247.72
2018-01-23 00:30 | 251.76 | 249.21
2018-01-23 01:00 | 252.96 | 250.42
2018-01-23 01:30 | 255.62 | 253.02
2018-01-23 02:00 | 256.94 | 254.48
2018-01-23 02:30 | 256.31 | 254.06
2018-01-23 03:00 | 257.59 | 255.26
2018-01-23 03:30 | 256.93 | 254.67
2018-01-23 04:00 | 256.1 | 253.86
2018-01-23 04:30 | 256.1 | 253.87
2018-01-23 05:00 | 256.4 | 254.1
2018-01-23 05:30 | 257.18 | 254.82
2018-01-23 06:00 | 256.81 | 254.44
2018-01-23 06:30 | 256.47 | 254.47
2018-01-23 07:00 | 255.55 | 253.9
2018-01-23 07:30 | 254.81 | 252.98
2018-01-23 08:00 | 252.44 | 250.52
2018-01-23 08:30 | 248.8 | 247.42
2018-01-23 09:00 | 248.18 | 246.81
2018-01-23 09:30 | 252.06 | 250.41
2018-01-23 10:00 | 253.16 | 251.38
2018-01-23 10:30 | 251.61 | 249.78
2018-01-23 11:00 | 251.72 | 249.8
2018-01-23 11:30 | 251.77 | 249.8
2018-01-23 12:00 | 252.05 | 249.99
2018-01-23 12:30 | 253.72 | 251.52
2018-01-23 13:00 | 254.89 | 252.66
2018-01-23 13:30 | 255.51 | 253.26
2018-01-23 14:00 | 254.19 | 252.09
2018-01-23 14:30 | 251.75 | 249.83
2018-01-23 15:00 | 251.68 | 249.77
2018-01-23 15:30 | 251.81 | 249.87
2018-01-23 16:00 | 253.01 | 250.9
2018-01-23 16:30 | 253.6 | 251.49
2018-01-23 17:00 | 253.28 | 251.23
2018-01-23 17:30 | 254.51 | 252.43
2018-01-23 18:00 | 255.8 | 253.7
2018-01-23 18:30 | 256.32 | 254.31
2018-01-23 19:00 | 259.5 | 257.13
2018-01-23 19:30 | 261.73 | 259.28
2018-01-23 20:00 | 261 | 258.82
2018-01-23 20:30 | 262.55 | 260.43
2018-01-23 21:00 | 264.99 | 262.76
2018-01-23 21:30 | 264.01 | 261.01
2018-01-23 22:00 | 265.9 | 262.75
2018-01-23 22:30 | 267.26 | 263.96
2018-01-23 23:00 | 268.62 | 264.99
2018-01-23 23:30 | 268.04 | 264.63
2018-01-24 | 273.26 | 269.34
2018-01-24 00:30 | 275.68 | 270.75
2018-01-24 01:00 | 276.48 | 271.64
2018-01-24 01:30 | 278.14 | 273.21
2018-01-24 02:00 | 279.42 | 274.41
2018-01-24 02:30 | 278.69 | 273.78
2018-01-24 03:00 | 278.4 | 273.53
2018-01-24 03:30 | 279.32 | 274.44
2018-01-24 04:00 | 283.61 | 278.03
2018-01-24 04:30 | 286.3 | 280.52
2018-01-24 05:00 | 285.97 | 280.32
2018-01-24 05:30 | 282.94 | 277.68
2018-01-24 06:00 | 283.42 | 278.19
2018-01-24 06:30 | 284.25 | 279.19
2018-01-24 07:00 | 283.37 | 278.33
2018-01-24 07:30 | 278.72 | 274.39
2018-01-24 08:00 | 278.85 | 274.77
2018-01-24 08:30 | 277.72 | 273.52
2018-01-24 09:00 | 276.2 | 271.94
2018-01-24 09:30 | 276.6 | 272.19
2018-01-24 10:00 | 277.09 | 272.44
2018-01-24 10:30 | 276.8 | 272.05
2018-01-24 11:00 | 276.22 | 271.47
2018-01-24 11:30 | 275.66 | 270.86
2018-01-24 12:00 | 274.05 | 270.06
2018-01-24 12:30 | 272.91 | 269.06
2018-01-24 13:00 | 272.04 | 268.26
2018-01-24 13:30 | 272.96 | 269.03
2018-01-24 14:00 | 274.32 | 270.37
2018-01-24 14:30 | 274.1 | 270.21
2018-01-24 15:00 | 272.14 | 268.37
2018-01-24 15:30 | 270.79 | 267.52
2018-01-24 16:00 | 270.52 | 267.36
2018-01-24 16:30 | 269.1 | 266.27
2018-01-24 17:00 | 268.52 | 266.29
2018-01-24 17:30 | 269.72 | 267.48
2018-01-24 18:00 | 270.48 | 268.31
2018-01-24 18:30 | 269.46 | 266.97
2018-01-24 19:00 | 269.77 | 266.83
2018-01-24 19:30 | 272.74 | 269.18
2018-01-24 20:00 | 272.16 | 268.85
2018-01-24 20:30 | 271.96 | 268.71
2018-01-24 21:00 | 272.47 | 269.18
2018-01-24 21:30 | 273.81 | 270.16
2018-01-24 22:00 | 273.87 | 270.31
2018-01-24 22:30 | 273.89 | 270.53
2018-01-24 23:00 | 274.11 | 270.77
2018-01-24 23:30 | 274.43 | 270.86
2018-01-25 | 274.71 | 270.93
2018-01-25 00:30 | 276.38 | 271.17
2018-01-25 01:00 | 279.91 | 274.51
2018-01-25 01:30 | 281.61 | 276.03
2018-01-25 02:00 | 282.3 | 276.92
2018-01-25 02:30 | 282.98 | 278.12
2018-01-25 03:00 | 282.36 | 278.14
2018-01-25 03:30 | 283.8 | 279.43
2018-01-25 04:00 | 282.88 | 278.55
2018-01-25 04:30 | 270.7 | 267.62
2018-01-25 05:00 | 267.68 | 264.87
2018-01-25 05:30 | 267.76 | 264.94
2018-01-25 06:00 | 267.9 | 265.23
2018-01-25 06:30 | 264.48 | 262.77
2018-01-25 07:00 | 265.27 | 263.3
2018-01-25 07:30 | 265.53 | 263.66
2018-01-25 08:00 | 264 | 262.16
2018-01-25 08:30 | 264.54 | 262.74
2018-01-25 09:00 | 264.22 | 262.36
2018-01-25 09:30 | 264.61 | 262.51
2018-01-25 10:00 | 263.57 | 261.41
2018-01-25 10:30 | 262.59 | 260.41
2018-01-25 11:00 | 253.72 | 251.24
2018-01-25 11:30 | 231.53 | 228.26
2018-01-25 12:00 | 230.3 | 226.86
2018-01-25 12:30 | 231.11 | 227.68
2018-01-25 13:00 | 231.84 | 228.28
2018-01-25 13:30 | 231.64 | 228.09
2018-01-25 14:00 | 230.62 | 227.25
2018-01-25 14:30 | 258.51 | 255.85
2018-01-25 15:00 | 265.1 | 262.59
2018-01-25 15:30 | 262.54 | 260.32
2018-01-25 16:00 | 263.66 | 261.35
2018-01-25 16:30 | 264 | 261.82
2018-01-25 17:00 | 267.73 | 265.19
2018-01-25 17:30 | 277.25 | 273.86
2018-01-25 18:00 | 280.3 | 276.85
2018-01-25 18:30 | 278.62 | 275.46
2018-01-25 19:00 | 279.74 | 276.4
2018-01-25 19:30 | 281.15 | 277.64
2018-01-25 20:00 | 281.67 | 278.16
2018-01-25 20:30 | 280.54 | 277.16
2018-01-25 21:00 | 277.41 | 274.1
2018-01-25 21:30 | 277.49 | 273.83
2018-01-25 22:00 | 280.86 | 276.5
2018-01-25 22:30 | 279.71 | 275.3
2018-01-25 23:00 | 279.78 | 275.47
2018-01-25 23:30 | 281.23 | 276.63
2018-01-26 | 282.26 | 277.16
2018-01-26 00:30 | 281.94 | 276.79
2018-01-26 01:00 | 281.13 | 276.16
2018-01-26 01:30 | 280.77 | 275.99
2018-01-26 02:00 | 281.81 | 276.72
2018-01-26 02:30 | 282.24 | 276.97
2018-01-26 03:00 | 281.62 | 276.35
2018-01-26 03:30 | 281.33 | 276.08
2018-01-26 04:00 | 282.23 | 276.84
2018-01-26 04:30 | 282.75 | 277.3
2018-01-26 05:00 | 282.94 | 277.44
2018-01-26 05:30 | 283.05 | 277.6
2018-01-26 06:00 | 282.72 | 277.21
2018-01-26 06:30 | 282.52 | 276.98
2018-01-26 07:00 | 282.85 | 277.27
2018-01-26 07:30 | 284.67 | 278.78
2018-01-26 08:00 | 283.99 | 278.18
2018-01-26 08:30 | 285.31 | 279.26
2018-01-26 09:00 | 280.03 | 273.42
2018-01-26 09:30 | 271.5 | 265.15
2018-01-26 10:00 | 270.5 | 264.03
2018-01-26 10:30 | 269.79 | 263.09
2018-01-26 11:00 | 268.01 | 261.38
2018-01-26 11:30 | 267.63 | 261.13
2018-01-26 12:00 | 267.48 | 260.91
2018-01-26 12:30 | 269.42 | 262.76
2018-01-26 13:00 | 274.42 | 268.04
2018-01-26 13:30 | 275.33 | 268.77
2018-01-26 14:00 | 274.27 | 267.49
2018-01-26 14:30 | 274.34 | 267.36
2018-01-26 15:00 | 275.95 | 269.39
2018-01-26 15:30 | 274.95 | 268.65
2018-01-26 16:00 | 276.6 | 270.11
2018-01-26 16:30 | 278.69 | 271.76
2018-01-26 17:00 | 279.28 | 272.22
2018-01-26 17:30 | 279.86 | 272.95
2018-01-26 18:00 | 280.68 | 273.72
2018-01-26 18:30 | 278.22 | 271.68
2018-01-26 19:00 | 274.59 | 268.67
2018-01-26 19:30 | 275.19 | 269.3
2018-01-26 20:00 | 274.59 | 268.74
2018-01-26 20:30 | 272.65 | 267.22
2018-01-26 21:00 | 273.33 | 267.95
2018-01-26 21:30 | 274.09 | 268.62
2018-01-26 22:00 | 275.02 | 269.6
2018-01-26 22:30 | 274.18 | 268.78
2018-01-26 23:00 | 273.99 | 268.81
2018-01-26 23:30 | 274.44 | 268.98
2018-01-27 | 275.49 | 270.2
2018-01-27 00:30 | 276.5 | 270.45
2018-01-27 01:00 | 275.55 | 269.8
2018-01-27 01:30 | 275.19 | 269.58
2018-01-27 02:00 | 269.71 | 263.95
2018-01-27 02:30 | 272.3 | 265.96
2018-01-27 03:00 | 276.05 | 269.1
2018-01-27 03:30 | 274.77 | 267.65
2018-01-27 04:00 | 275.74 | 268.53
2018-01-27 04:30 | 276.62 | 269.24
2018-01-27 05:00 | 276.73 | 269.36
2018-01-27 05:30 | 274.91 | 267.75
2018-01-27 06:00 | 269.79 | 263.17
2018-01-27 06:30 | 269.04 | 262.44
2018-01-27 07:00 | 270.29 | 263.99
2018-01-27 07:30 | 272.95 | 267.96
2018-01-27 08:00 | 274.97 | 270.33
2018-01-27 08:30 | 276.4 | 271.99
2018-01-27 09:00 | 277.69 | 273.08
2018-01-27 09:30 | 278.05 | 273.49
2018-01-27 10:00 | 277.22 | 272.61
2018-01-27 10:30 | 276.11 | 271.43
2018-01-27 11:00 | 278.67 | 273.88
2018-01-27 11:30 | 281.79 | 277.05
2018-01-27 12:00 | 282.43 | 277.5
2018-01-27 12:30 | 281.75 | 276.82
2018-01-27 13:00 | 282.95 | 277.94
2018-01-27 13:30 | 282.84 | 277.76
2018-01-27 14:00 | 282.27 | 277.89
2018-01-27 14:30 | 281.57 | 277.58
2018-01-27 15:00 | 282.77 | 278.65
2018-01-27 15:30 | 282.51 | 278.47
2018-01-27 16:00 | 282.91 | 278.82
2018-01-27 16:30 | 285.05 | 280.76
2018-01-27 17:00 | 286.89 | 282.56
2018-01-27 17:30 | 286.43 | 282.35
2018-01-27 18:00 | 283.91 | 280.27
2018-01-27 18:30 | 277.54 | 274.82
2018-01-27 19:00 | 275.7 | 273.46
2018-01-27 19:30 | 276.75 | 274.49
2018-01-27 20:00 | 277.96 | 275.39
2018-01-27 20:30 | 279.84 | 276.19
2018-01-27 21:00 | 280 | 276.5
2018-01-27 21:30 | 280.86 | 277.12
2018-01-27 22:00 | 280.82 | 276.71
2018-01-27 22:30 | 278.17 | 274.16
2018-01-27 23:00 | 277.85 | 273.8
2018-01-27 23:30 | 278.78 | 274.8
2018-01-28 | 279.72 | 275.04
2018-01-28 00:30 | 277.4 | 272.25
2018-01-28 01:00 | 280.91 | 275.38
2018-01-28 01:30 | 288.23 | 281.86
2018-01-28 02:00 | 290.12 | 283.55
2018-01-28 02:30 | 290.19 | 283.95
2018-01-28 03:00 | 289.25 | 284.18
2018-01-28 03:30 | 289.62 | 284.5
2018-01-28 04:00 | 290.2 | 285.06
2018-01-28 04:30 | 289.23 | 284.2
2018-01-28 05:00 | 289.67 | 284.61
2018-01-28 05:30 | 289.33 | 284.27
2018-01-28 06:00 | 288.6 | 283.52
2018-01-28 06:30 | 287.96 | 282.82
2018-01-28 07:00 | 287.94 | 282.69
2018-01-28 07:30 | 287.69 | 282.3
2018-01-28 08:00 | 285.93 | 280.56
2018-01-28 08:30 | 278.11 | 273.74
2018-01-28 09:00 | 278.23 | 274.22
2018-01-28 09:30 | 277.94 | 273.91
2018-01-28 10:00 | 278.17 | 274.14
2018-01-28 10:30 | 277.79 | 273.74
2018-01-28 11:00 | 277.48 | 273.03
2018-01-28 11:30 | 275.42 | 270.68
2018-01-28 12:00 | 275.46 | 270.79
2018-01-28 12:30 | 275.54 | 270.59
2018-01-28 13:00 | 275.79 | 270.58
2018-01-28 13:30 | 275.82 | 270.96
2018-01-28 14:00 | 275.12 | 270.94
2018-01-28 14:30 | 275.19 | 271.28
2018-01-28 15:00 | 275.59 | 271.79
2018-01-28 15:30 | 277.43 | 273.72
2018-01-28 16:00 | 279.76 | 275.76
2018-01-28 16:30 | 279.49 | 275.45
2018-01-28 17:00 | 279.71 | 275.53
2018-01-28 17:30 | 280 | 276
2018-01-28 18:00 | 279.05 | 275.23
2018-01-28 18:30 | 279.61 | 275.64
2018-01-28 19:00 | 280.16 | 276.26
2018-01-28 19:30 | 280.72 | 276.86
2018-01-28 20:00 | 281.23 | 277.47
2018-01-28 20:30 | 280.67 | 277.1
2018-01-28 21:00 | 280.08 | 276.76
2018-01-28 21:30 | 280.34 | 277.09
2018-01-28 22:00 | 280.49 | 277.19
2018-01-28 22:30 | 281.49 | 278.22
2018-01-28 23:00 | 281.42 | 278.32
2018-01-28 23:30 | 282.9 | 279.57
2018-01-29 | 283.95 | 280.09
2018-01-29 00:30 | 284.06 | 279.99
2018-01-29 01:00 | 283.47 | 279.5
2018-01-29 01:30 | 279.87 | 275.85
2018-01-29 02:00 | 278.98 | 275.02
2018-01-29 02:30 | 278.73 | 274.89
2018-01-29 03:00 | 279.07 | 275.18
2018-01-29 03:30 | 279.25 | 275.36
2018-01-29 04:00 | 277.15 | 273.45
2018-01-29 04:30 | 274.72 | 271.19
2018-01-29 05:00 | 273.94 | 270.43
2018-01-29 05:30 | 273.41 | 269.85
2018-01-29 06:00 | 273.56 | 269.83
2018-01-29 06:30 | 272.99 | 270.07
2018-01-29 07:00 | 271.7 | 269.39
2018-01-29 07:30 | 270.81 | 268.22
2018-01-29 08:00 | 271.97 | 269.06
2018-01-29 08:30 | 273.69 | 270.9
2018-01-29 09:00 | 274.9 | 271.85
2018-01-29 09:30 | 272.49 | 269.62
2018-01-29 10:00 | 268.01 | 265.57
2018-01-29 10:30 | 267.8 | 265.22
2018-01-29 11:00 | 266.28 | 263.69
2018-01-29 11:30 | 263.44 | 260.98
2018-01-29 12:00 | 263.36 | 260.79
2018-01-29 12:30 | 263.01 | 260.62
2018-01-29 13:00 | 264.02 | 261.58
2018-01-29 13:30 | 262.35 | 259.88
2018-01-29 14:00 | 260.13 | 257.77
2018-01-29 14:30 | 260.02 | 257.9
2018-01-29 15:00 | 260.83 | 258.92
2018-01-29 15:30 | 261.87 | 259.93
2018-01-29 16:00 | 260.2 | 258.37
2018-01-29 16:30 | 263.47 | 261.64
2018-01-29 17:00 | 265.07 | 262.59
2018-01-29 17:30 | 265.11 | 261.77
2018-01-29 18:00 | 269.16 | 265.43
2018-01-29 18:30 | 270.65 | 266.9
2018-01-29 19:00 | 270.44 | 266.62
2018-01-29 19:30 | 268.98 | 264.98
2018-01-29 20:00 | 268.85 | 265.01
2018-01-29 20:30 | 268.21 | 264.39
2018-01-29 21:00 | 268.6 | 264.65
2018-01-29 21:30 | 267.56 | 263.77
2018-01-29 22:00 | 268.05 | 264.21
2018-01-29 22:30 | 269.58 | 265.18
2018-01-29 23:00 | 270.14 | 265.62
2018-01-29 23:30 | 270.91 | 266.35
2018-01-30 | 269.95 | 265.6
2018-01-30 00:30 | 269.86 | 265.5
2018-01-30 01:00 | 269.9 | 265.18
2018-01-30 01:30 | 268.8 | 264.27
2018-01-30 02:00 | 268.64 | 264.25
2018-01-30 02:30 | 268.88 | 264.47
2018-01-30 03:00 | 269.86 | 265.18
2018-01-30 03:30 | 270.39 | 265.68
2018-01-30 04:00 | 270.03 | 265.33
2018-01-30 04:30 | 267.56 | 263.07
2018-01-30 05:00 | 267.79 | 263.28
2018-01-30 05:30 | 268.81 | 264.23
2018-01-30 06:00 | 269.06 | 264.76
2018-01-30 06:30 | 266.56 | 263.08
2018-01-30 07:00 | 264.04 | 261.36
2018-01-30 07:30 | 264.39 | 261.76
2018-01-30 08:00 | 264.61 | 261.75
2018-01-30 08:30 | 263.77 | 260.78
2018-01-30 09:00 | 265.78 | 262.8
2018-01-30 09:30 | 267.64 | 264.78
2018-01-30 10:00 | 267.07 | 264.11
2018-01-30 10:30 | 265.8 | 263.04
2018-01-30 11:00 | 263.88 | 261.42
2018-01-30 11:30 | 262.72 | 260.24
2018-01-30 12:00 | 261.83 | 259.25
2018-01-30 12:30 | 261.31 | 258.83
2018-01-30 13:00 | 258.73 | 256.28
2018-01-30 13:30 | 259.42 | 256.91
2018-01-30 14:00 | 260.09 | 257.48
2018-01-30 14:30 | 259.23 | 256.39
2018-01-30 15:00 | 260.44 | 257.47
2018-01-30 15:30 | 264.29 | 260.89
2018-01-30 16:00 | 266.49 | 263.03
2018-01-30 16:30 | 272.91 | 269.26
2018-01-30 17:00 | 273.24 | 269.69
2018-01-30 17:30 | 268.68 | 265.84
2018-01-30 18:00 | 271.31 | 268.02
2018-01-30 18:30 | 273.34 | 269.92
2018-01-30 19:00 | 276.06 | 272.37
2018-01-30 19:30 | 280.81 | 277.34
2018-01-30 20:00 | 279.66 | 276.57
2018-01-30 20:30 | 277.19 | 274.35
2018-01-30 21:00 | 279.5 | 276.61
2018-01-30 21:30 | 281.38 | 277.59
2018-01-30 22:00 | 281.14 | 277.99
2018-01-30 22:30 | 281.06 | 277.79
2018-01-30 23:00 | 282.35 | 278.68
2018-01-30 23:30 | 281.07 | 277.48
2018-01-31 | 279.86 | 276.38
2018-01-31 00:30 | 280.37 | 276.91
2018-01-31 01:00 | 281.5 | 277.83
2018-01-31 01:30 | 281.67 | 277.92
2018-01-31 02:00 | 281.25 | 277.43
2018-01-31 02:30 | 279.96 | 276.21
2018-01-31 03:00 | 280.47 | 276.66
2018-01-31 03:30 | 280.5 | 276.67
2018-01-31 04:00 | 279.59 | 275.86
2018-01-31 04:30 | 280.34 | 276.59
2018-01-31 05:00 | 279.73 | 276
2018-01-31 05:30 | 279.48 | 275.74
2018-01-31 06:00 | 279.51 | 275.94
2018-01-31 06:30 | 277.69 | 274.24
2018-01-31 07:00 | 275.12 | 271.99
2018-01-31 07:30 | 275.87 | 272.83
2018-01-31 08:00 | 274.9 | 271.87
2018-01-31 08:30 | 274 | 270.72
2018-01-31 09:00 | 272.27 | 269.08
2018-01-31 09:30 | 271.65 | 268.53
2018-01-31 10:00 | 272.2 | 268.87
2018-01-31 10:30 | 271.13 | 267.91
2018-01-31 11:00 | 269.94 | 266.54
2018-01-31 11:30 | 269.61 | 266.17
2018-01-31 12:00 | 267.85 | 264.1
2018-01-31 12:30 | 267.55 | 264.1
2018-01-31 13:00 | 273.61 | 269.53
2018-01-31 13:30 | 276.74 | 272.28
2018-01-31 14:00 | 277.03 | 272.57
2018-01-31 14:30 | 275.52 | 271.09
2018-01-31 15:00 | 274.95 | 270.68
2018-01-31 15:30 | 273.28 | 269.1
2018-01-31 16:00 | 273.08 | 268.81
2018-01-31 16:30 | 274.3 | 270.04
2018-01-31 17:00 | 273.48 | 269.84
2018-01-31 17:30 | 270.72 | 267.64
2018-01-31 18:00 | 271.46 | 268.29
2018-01-31 18:30 | 272.93 | 269.68
2018-01-31 19:00 | 273.71 | 270.41
2018-01-31 19:30 | 275.31 | 272.03
2018-01-31 20:00 | 278.27 | 274.7
2018-01-31 20:30 | 281.65 | 277.85
2018-01-31 21:00 | 281.3 | 277.54
2018-01-31 21:30 | 281.61 | 277.78
2018-01-31 22:00 | 282.04 | 278.28
2018-01-31 22:30 | 283.23 | 279.42
2018-01-31 23:00 | 283.95 | 280.17
2018-01-31 23:30 | 284.57 | 280.77
2018-02-01 | 285.03 | 281.13
2018-02-01 00:30 | 285.85 | 281.56
2018-02-01 01:00 | 288.08 | 283.13
2018-02-01 01:30 | 289.29 | 284.33
2018-02-01 02:00 | 289.28 | 284.43
2018-02-01 02:30 | 288.81 | 284.06
2018-02-01 03:00 | 288.96 | 283.6
2018-02-01 03:30 | 289.85 | 284.03
2018-02-01 04:00 | 289.8 | 283.98
2018-02-01 04:30 | 288.84 | 283.16
2018-02-01 05:00 | 288.44 | 283.34
2018-02-01 05:30 | 287.89 | 282.89
2018-02-01 06:00 | 288.38 | 283.25
2018-02-01 06:30 | 286.96 | 282.42
2018-02-01 07:00 | 286.7 | 282.28
2018-02-01 07:30 | 288.33 | 283.45
2018-02-01 08:00 | 289.51 | 284.44
2018-02-01 08:30 | 288.43 | 283.44
2018-02-01 09:00 | 284.72 | 280.09
2018-02-01 09:30 | 280.57 | 276.4
2018-02-01 10:00 | 278.6 | 274.58
2018-02-01 10:30 | 278.15 | 274.1
2018-02-01 11:00 | 277.85 | 273.75
2018-02-01 11:30 | 277.72 | 273.52
2018-02-01 12:00 | 277.98 | 273.72
2018-02-01 12:30 | 278.46 | 274.3
2018-02-01 13:00 | 278.85 | 274.65
2018-02-01 13:30 | 277.68 | 273.56
2018-02-01 14:00 | 273.94 | 270.25
2018-02-01 14:30 | 270.85 | 267.48
2018-02-01 15:00 | 275.01 | 271.19
2018-02-01 15:30 | 277.02 | 273
2018-02-01 16:00 | 277.85 | 274.17
2018-02-01 16:30 | 279.78 | 275.92
2018-02-01 17:00 | 280.46 | 276.62
2018-02-01 17:30 | 282.35 | 278.53
2018-02-01 18:00 | 283.73 | 279.96
2018-02-01 18:30 | 283.16 | 279.41
2018-02-01 19:00 | 284.84 | 280.84
2018-02-01 19:30 | 288.99 | 284.58
2018-02-01 20:00 | 289.36 | 284.93
2018-02-01 20:30 | 290.45 | 286.13
2018-02-01 21:00 | 290.85 | 286.71
2018-02-01 21:30 | 286.38 | 282.66
2018-02-01 22:00 | 291.29 | 286.52
2018-02-01 22:30 | 290.82 | 286.11
2018-02-01 23:00 | 291.89 | 287.17
2018-02-01 23:30 | 292.85 | 288.08
2018-02-02 | 293.98 | 289.12
2018-02-02 00:30 | 294.2 | 289.34
2018-02-02 01:00 | 294.31 | 289.48
2018-02-02 01:30 | 294.15 | 289.48
2018-02-02 02:00 | 293.95 | 289.4
2018-02-02 02:30 | 293.66 | 289.1
2018-02-02 03:00 | 293.09 | 288.53
2018-02-02 03:30 | 292.98 | 288.14
2018-02-02 04:00 | 293.5 | 288.11
2018-02-02 04:30 | 287.83 | 283.03
2018-02-02 05:00 | 281.47 | 277.17
2018-02-02 05:30 | 279.64 | 276.15
2018-02-02 06:00 | 281.25 | 277.52
2018-02-02 06:30 | 280.7 | 276.92
2018-02-02 07:00 | 277.43 | 273.9
2018-02-02 07:30 | 277.62 | 274.08
2018-02-02 08:00 | 278.74 | 274.92
2018-02-02 08:30 | 278.41 | 274.53
2018-02-02 09:00 | 276.91 | 273.06
2018-02-02 09:30 | 277.37 | 273.47
2018-02-02 10:00 | 276.56 | 273.35
2018-02-02 10:30 | 274.94 | 271.69
2018-02-02 11:00 | 273.48 | 270.4
2018-02-02 11:30 | 273.17 | 270.22
2018-02-02 12:00 | 273.32 | 270.42
2018-02-02 12:30 | 270.52 | 267.88
2018-02-02 13:00 | 270.28 | 267.64
2018-02-02 13:30 | 267.96 | 265.48
2018-02-02 14:00 | 266.39 | 264.04
2018-02-02 14:30 | 266.3 | 264.2
2018-02-02 15:00 | 266.98 | 265.14
2018-02-02 15:30 | 271.03 | 268.29
2018-02-02 16:00 | 275.21 | 271.9
2018-02-02 16:30 | 276.44 | 272.97
2018-02-02 17:00 | 275.62 | 272.25
2018-02-02 17:30 | 276.81 | 273.44
2018-02-02 18:00 | 277.81 | 274.44
2018-02-02 18:30 | 277.67 | 274.3
2018-02-02 19:00 | 273.61 | 270.44
2018-02-02 19:30 | 277.81 | 274.24
2018-02-02 20:00 | 278.01 | 274.41
2018-02-02 20:30 | 279.29 | 275.84
2018-02-02 21:00 | 275.71 | 272.78
2018-02-02 21:30 | 277.4 | 274.28
2018-02-02 22:00 | 280.63 | 276.69
2018-02-02 22:30 | 279.07 | 274.99
2018-02-02 23:00 | 275.34 | 271.36
2018-02-02 23:30 | 276.67 | 272.69
2018-02-03 | 276.23 | 272.27
2018-02-03 00:30 | 276 | 271.59
2018-02-03 01:00 | 275.18 | 270.89
2018-02-03 01:30 | 278.32 | 273.23
2018-02-03 02:00 | 280.38 | 275.06
2018-02-03 02:30 | 281.5 | 276.1
2018-02-03 03:00 | 281.45 | 276.08
2018-02-03 03:30 | 284.65 | 278.33
2018-02-03 04:00 | 285.94 | 279.53
2018-02-03 04:30 | 283.89 | 279.28
2018-02-03 05:00 | 282.92 | 278.32
2018-02-03 05:30 | 282.02 | 277.41
2018-02-03 06:00 | 282.13 | 277.47
2018-02-03 06:30 | 282.35 | 277.67
2018-02-03 07:00 | 282.38 | 277.97
2018-02-03 07:30 | 282.2 | 277.94
2018-02-03 08:00 | 282.56 | 278.12
2018-02-03 08:30 | 281.8 | 277.51
2018-02-03 09:00 | 282.17 | 278.1
2018-02-03 09:30 | 280.83 | 277.47
2018-02-03 10:00 | 278.73 | 275.65
2018-02-03 10:30 | 278.48 | 275.38
2018-02-03 11:00 | 276.91 | 274.02
2018-02-03 11:30 | 264.8 | 262.26
2018-02-03 12:00 | 255.4 | 253.03
2018-02-03 12:30 | 258.05 | 255.48
2018-02-03 13:00 | 262.03 | 259.11
2018-02-03 13:30 | 264.22 | 261.1
2018-02-03 14:00 | 263.89 | 260.85
2018-02-03 14:30 | 265.8 | 262.73
2018-02-03 15:00 | 270.04 | 266.97
2018-02-03 15:30 | 269.58 | 266.58
2018-02-03 16:00 | 268.07 | 265.26
2018-02-03 16:30 | 268.23 | 265.41
2018-02-03 17:00 | 269.97 | 266.98
2018-02-03 17:30 | 269.9 | 266.64
2018-02-03 18:00 | 268.76 | 265.56
2018-02-03 18:30 | 267.91 | 264.79
2018-02-03 19:00 | 268.34 | 265.09
2018-02-03 19:30 | 272.08 | 268.49
2018-02-03 20:00 | 272.47 | 268.85
2018-02-03 20:30 | 270.81 | 267.38
2018-02-03 21:00 | 271.96 | 268.57
2018-02-03 21:30 | 272.81 | 269.43
2018-02-03 22:00 | 272.48 | 268.79
2018-02-03 22:30 | 269.29 | 265.56
2018-02-03 23:00 | 273.3 | 269.16
2018-02-03 23:30 | 272.95 | 268.91
2018-02-04 | 274.01 | 269.72
2018-02-04 00:30 | 273.31 | 268.88
2018-02-04 01:00 | 282.93 | 278.76
2018-02-04 01:30 | 284.51 | 280.31
2018-02-04 02:00 | 281.63 | 277.81
2018-02-04 02:30 | 288.26 | 284.21
2018-02-04 03:00 | 288.36 | 284.3
2018-02-04 03:30 | 289.54 | 285.27
2018-02-04 04:00 | 289.83 | 285.48
2018-02-04 04:30 | 289.24 | 285.02
2018-02-04 05:00 | 289.63 | 285.38
2018-02-04 05:30 | 290.31 | 285.98
2018-02-04 06:00 | 290.42 | 286.02
2018-02-04 06:30 | 283.9 | 280.09
2018-02-04 07:00 | 282.57 | 278.98
2018-02-04 07:30 | 283.1 | 279.37
2018-02-04 08:00 | 286.84 | 282.64
2018-02-04 08:30 | 285.96 | 281.99
2018-02-04 09:00 | 285.33 | 281.44
2018-02-04 09:30 | 282.13 | 278.43
2018-02-04 10:00 | 278.05 | 274.41
2018-02-04 10:30 | 281.75 | 277.57
2018-02-04 11:00 | 281.22 | 277.08
2018-02-04 11:30 | 280.56 | 276.49
2018-02-04 12:00 | 279.46 | 275.44
2018-02-04 12:30 | 276.3 | 272.52
2018-02-04 13:00 | 271.62 | 268.4
2018-02-04 13:30 | 270.97 | 267.97
2018-02-04 14:00 | 275.09 | 271.64
2018-02-04 14:30 | 277.81 | 274.09
2018-02-04 15:00 | 279.99 | 276.48
2018-02-04 15:30 | 282.7 | 279.32
2018-02-04 16:00 | 283.09 | 279.6
2018-02-04 16:30 | 284.64 | 280.85
2018-02-04 17:00 | 283.12 | 279.24
2018-02-04 17:30 | 278.17 | 274.65
2018-02-04 18:00 | 281.72 | 277.92
2018-02-04 18:30 | 285.14 | 281.06
2018-02-04 19:00 | 285.57 | 281.46
2018-02-04 19:30 | 286.6 | 282.53
2018-02-04 20:00 | 289.95 | 285.48
2018-02-04 20:30 | 289.31 | 284.96
2018-02-04 21:00 | 288.59 | 284.39
2018-02-04 21:30 | 287.77 | 283.71
2018-02-04 22:00 | 252.9 | 247.72
2018-02-04 22:30 | 247.19 | 241.9
2018-02-04 23:00 | 248 | 242.64
2018-02-04 23:30 | 248.44 | 242.98
2018-02-05 | 247.22 | 241.2
2018-02-05 00:30 | 247.67 | 241.52
2018-02-05 01:00 | 248.65 | 242.5
2018-02-05 01:30 | 248.94 | 242.83
2018-02-05 02:00 | 248.5 | 242.57
2018-02-05 02:30 | 247.6 | 241.76
2018-02-05 03:00 | 248.75 | 242.78
2018-02-05 03:30 | 249.39 | 243.39
2018-02-05 04:00 | 243.63 | 238.37
2018-02-05 04:30 | 244.64 | 239.12
2018-02-05 05:00 | 244.07 | 238.49
2018-02-05 05:30 | 244.01 | 238.23
2018-02-05 06:00 | 245.15 | 239.05
2018-02-05 06:30 | 242.4 | 238.2
2018-02-05 07:00 | 237.36 | 233.78
2018-02-05 07:30 | 238.56 | 234.67
2018-02-05 08:00 | 239.39 | 235.51
2018-02-05 08:30 | 243.93 | 240.05
2018-02-05 09:00 | 245.12 | 241.19
2018-02-05 09:30 | 244.14 | 240.2
2018-02-05 10:00 | 237.83 | 233.93
2018-02-05 10:30 | 237.5 | 233.71
2018-02-05 11:00 | 238.03 | 234.21
2018-02-05 11:30 | 237.65 | 233.96
2018-02-05 12:00 | 235.75 | 232.4
2018-02-05 12:30 | 237.52 | 233.96
2018-02-05 13:00 | 236.38 | 232.81
2018-02-05 13:30 | 231.6 | 228.48
2018-02-05 14:00 | 230.97 | 227.9
2018-02-05 14:30 | 230.92 | 227.8
2018-02-05 15:00 | 230.72 | 227.59
2018-02-05 15:30 | 230.36 | 227.17
2018-02-05 16:00 | 230.81 | 227.58
2018-02-05 16:30 | 235.9 | 232.14
2018-02-05 17:00 | 236.71 | 232.84
2018-02-05 17:30 | 238.48 | 234.1
2018-02-05 18:00 | 238.15 | 233.97
2018-02-05 18:30 | 237.57 | 233.56
2018-02-05 19:00 | 236.75 | 232.74
2018-02-05 19:30 | 236.11 | 232.09
2018-02-05 20:00 | 234.49 | 230.81
2018-02-05 20:30 | 229.33 | 226.35
2018-02-05 21:00 | 229.91 | 226.94
2018-02-05 21:30 | 229.82 | 226.99
2018-02-05 22:00 | 229.47 | 226.21
2018-02-05 22:30 | 230.32 | 226.64
2018-02-05 23:00 | 231.01 | 227.45
2018-02-05 23:30 | 240.5 | 237.08
2018-02-06 | 245.05 | 241.13
2018-02-06 00:30 | 246.03 | 241.98
2018-02-06 01:00 | 239.11 | 235.02
2018-02-06 01:30 | 230.02 | 226.39
2018-02-06 02:00 | 224.75 | 221.48
2018-02-06 02:30 | 225.58 | 221.81
2018-02-06 03:00 | 225.5 | 221.89
2018-02-06 03:30 | 225.05 | 221.44
2018-02-06 04:00 | 221.14 | 217.85
2018-02-06 04:30 | 215.06 | 211.87
2018-02-06 05:00 | 215.81 | 212.38
2018-02-06 05:30 | 218.69 | 214.97
2018-02-06 06:00 | 219.08 | 215.32
2018-02-06 06:30 | 219.14 | 215.49
2018-02-06 07:00 | 218.23 | 215.13
2018-02-06 07:30 | 215.76 | 212.72
2018-02-06 08:00 | 216.02 | 212.92
2018-02-06 08:30 | 214.56 | 211.71
2018-02-06 09:00 | 215.57 | 212.85
2018-02-06 09:30 | 216.37 | 213.56
2018-02-06 10:00 | 216.85 | 213.91
2018-02-06 10:30 | 216.28 | 213.44
2018-02-06 11:00 | 215.43 | 212.69
2018-02-06 11:30 | 215.49 | 212.7
2018-02-06 12:00 | 215.69 | 212.94
2018-02-06 12:30 | 215.44 | 212.77
2018-02-06 13:00 | 215.51 | 212.9
2018-02-06 13:30 | 215.38 | 212.7
2018-02-06 14:00 | 214.87 | 212.21
2018-02-06 14:30 | 214.85 | 212.2
2018-02-06 15:00 | 213.69 | 210.97
2018-02-06 15:30 | 210.86 | 208.76
2018-02-06 16:00 | 236.43 | 233.91
2018-02-06 16:30 | 246.03 | 244.08
2018-02-06 17:00 | 251.61 | 249.7
2018-02-06 17:30 | 254.5 | 252.12
2018-02-06 18:00 | 255.56 | 253.09
2018-02-06 18:30 | 254.18 | 251.97
2018-02-06 19:00 | 255.72 | 253.41
2018-02-06 19:30 | 257.07 | 254.64
2018-02-06 20:00 | 257.26 | 254.82
2018-02-06 20:30 | 255.96 | 253.61
2018-02-06 21:00 | 256.18 | 253.96
2018-02-06 21:30 | 257.46 | 255.1
2018-02-06 22:00 | 258.29 | 255.45
2018-02-06 22:30 | 257.41 | 254.67
2018-02-06 23:00 | 255.15 | 252.64
2018-02-06 23:30 | 254.55 | 252.42
2018-02-07 | 255.6 | 253.14
2018-02-07 00:30 | 254.68 | 252.23
2018-02-07 01:00 | 256.36 | 253.49
2018-02-07 01:30 | 255.76 | 253.02
2018-02-07 02:00 | 253.92 | 251.45
2018-02-07 02:30 | 255.62 | 252.77
2018-02-07 03:00 | 254.24 | 251.4
2018-02-07 03:30 | 254.23 | 251.38
2018-02-07 04:00 | 253 | 250.26
2018-02-07 04:30 | 254.81 | 251.89
2018-02-07 05:00 | 253.95 | 250.96
2018-02-07 05:30 | 254.97 | 251.74
2018-02-07 06:00 | 254.34 | 251.08
2018-02-07 06:30 | 252.91 | 250.21
2018-02-07 07:00 | 251.95 | 249.67
2018-02-07 07:30 | 251.06 | 248.8
2018-02-07 08:00 | 250.94 | 248.64
2018-02-07 08:30 | 249.88 | 247.45
2018-02-07 09:00 | 249.99 | 247.55
2018-02-07 09:30 | 249.89 | 247.44
2018-02-07 10:00 | 249.11 | 246.62
2018-02-07 10:30 | 249.08 | 246.49
2018-02-07 11:00 | 250.06 | 247.45
2018-02-07 11:30 | 248.65 | 246.05
2018-02-07 12:00 | 247.57 | 245.09
2018-02-07 12:30 | 247.06 | 244.62
2018-02-07 13:00 | 246.29 | 243.6
2018-02-07 13:30 | 245.87 | 243.2
2018-02-07 14:00 | 244.53 | 242.02
2018-02-07 14:30 | 245.71 | 243.05
2018-02-07 15:00 | 245.38 | 242.65
2018-02-07 15:30 | 245.93 | 243.19
2018-02-07 16:00 | 253.12 | 249.61
2018-02-07 16:30 | 257.28 | 253.2
2018-02-07 17:00 | 261.55 | 257.06
2018-02-07 17:30 | 263.19 | 258.74
2018-02-07 18:00 | 263.44 | 259.28
2018-02-07 18:30 | 262.19 | 258.25
2018-02-07 19:00 | 263.19 | 259.24
2018-02-07 19:30 | 265 | 261.01
2018-02-07 20:00 | 237 | 232.18
2018-02-07 20:30 | 230.96 | 226.16
2018-02-07 21:00 | 232.81 | 227.93
2018-02-07 21:30 | 233.42 | 228.66
2018-02-07 22:00 | 232.27 | 227.04
2018-02-07 22:30 | 228.44 | 223.49
2018-02-07 23:00 | 232.29 | 226.91
2018-02-07 23:30 | 233.16 | 227.83
2018-02-08 | 232.62 | 227.52
2018-02-08 00:30 | 224.66 | 220.51
2018-02-08 01:00 | 223 | 218.4
2018-02-08 01:30 | 222.55 | 217.78
2018-02-08 02:00 | 222.22 | 217.62
2018-02-08 02:30 | 222.59 | 218
2018-02-08 03:00 | 221.41 | 216.95
2018-02-08 03:30 | 221.92 | 217.27
2018-02-08 04:00 | 221.63 | 216.94
2018-02-08 04:30 | 221.44 | 216.74
2018-02-08 05:00 | 221.85 | 217.09
2018-02-08 05:30 | 222.81 | 218.12
2018-02-08 06:00 | 222.39 | 217.62
2018-02-08 06:30 | 221.74 | 216.9
2018-02-08 07:00 | 221.04 | 216.03
2018-02-08 07:30 | 219.22 | 214.55
2018-02-08 08:00 | 217.52 | 213.13
2018-02-08 08:30 | 217.24 | 212.83
2018-02-08 09:00 | 218.3 | 213.69
2018-02-08 09:30 | 218.33 | 214.52
2018-02-08 10:00 | 223.35 | 219.59
2018-02-08 10:30 | 249.25 | 246.23
2018-02-08 11:00 | 248.91 | 246.03
2018-02-08 11:30 | 247.98 | 245.07
2018-02-08 12:00 | 247.97 | 245
2018-02-08 12:30 | 247.12 | 244.22
2018-02-08 13:00 | 252.53 | 249.57
2018-02-08 13:30 | 253.92 | 250.62
2018-02-08 14:00 | 252.08 | 248.9
2018-02-08 14:30 | 251.37 | 248.05
2018-02-08 15:00 | 251.54 | 247.75
2018-02-08 15:30 | 252.82 | 249.44
2018-02-08 16:00 | 254.46 | 251.42
2018-02-08 16:30 | 255.47 | 252.7
2018-02-08 17:00 | 256.47 | 253.49
2018-02-08 17:30 | 253.14 | 250.61
2018-02-08 18:00 | 253.33 | 250.76
2018-02-08 18:30 | 253.33 | 250.87
2018-02-08 19:00 | 262.22 | 259.29
2018-02-08 19:30 | 263.17 | 260.38
2018-02-08 20:00 | 266.5 | 263.38
2018-02-08 20:30 | 266.97 | 263.65
2018-02-08 21:00 | 267.33 | 264.29
2018-02-08 21:30 | 267.52 | 264.61
2018-02-08 22:00 | 267.94 | 264.26
2018-02-08 22:30 | 268.46 | 263.96
2018-02-08 23:00 | 268.11 | 263.77
2018-02-08 23:30 | 267.74 | 263.63
2018-02-09 | 267.87 | 263.96
2018-02-09 00:30 | 268.33 | 264.38
2018-02-09 01:00 | 268.6 | 264.63
2018-02-09 01:30 | 270.18 | 266.21
2018-02-09 02:00 | 269.92 | 265.95
2018-02-09 02:30 | 260.47 | 257.25
2018-02-09 03:00 | 260.71 | 257.46
2018-02-09 03:30 | 260.88 | 257.73
2018-02-09 04:00 | 262.92 | 259.6
2018-02-09 04:30 | 263.47 | 260.21
2018-02-09 05:00 | 263.41 | 260.29
2018-02-09 05:30 | 263.33 | 260.16
2018-02-09 06:00 | 263.09 | 259.88
2018-02-09 06:30 | 263.3 | 260.75
2018-02-09 07:00 | 262.52 | 260.35
2018-02-09 07:30 | 264.34 | 261.96
2018-02-09 08:00 | 264.39 | 261.7
2018-02-09 08:30 | 261.85 | 259.17
2018-02-09 09:00 | 259.21 | 256.57
2018-02-09 09:30 | 261 | 258.09
2018-02-09 10:00 | 262.44 | 259.25
2018-02-09 10:30 | 260.04 | 256.92
2018-02-09 11:00 | 260.16 | 257.07
2018-02-09 11:30 | 258.57 | 255.59
2018-02-09 12:00 | 257.92 | 254.94
2018-02-09 12:30 | 256.96 | 254.01
2018-02-09 13:00 | 257.23 | 254.23
2018-02-09 13:30 | 258.55 | 255.41
2018-02-09 14:00 | 260.14 | 257.3
2018-02-09 14:30 | 266.5 | 263.39
2018-02-09 15:00 | 266.48 | 263.42
2018-02-09 15:30 | 267.69 | 264.26
2018-02-09 16:00 | 267.11 | 263.74
2018-02-09 16:30 | 266.39 | 262.74
2018-02-09 17:00 | 268.16 | 264.26
2018-02-09 17:30 | 267.95 | 264.23
2018-02-09 18:00 | 269.11 | 265.5
2018-02-09 18:30 | 269.73 | 266.21
2018-02-09 19:00 | 270.78 | 267.16
2018-02-09 19:30 | 271.62 | 268.04
2018-02-09 20:00 | 272.53 | 268.98
2018-02-09 20:30 | 272.53 | 269.07
2018-02-09 21:00 | 273.56 | 270.05
2018-02-09 21:30 | 275.27 | 271.7
2018-02-09 22:00 | 277.46 | 273.21
2018-02-09 22:30 | 277.86 | 273.54
2018-02-09 23:00 | 279.2 | 274.84
2018-02-09 23:30 | 279.75 | 275.47
2018-02-10 | 278.97 | 274.84
2018-02-10 00:30 | 277.91 | 273.76
2018-02-10 01:00 | 277.48 | 273.24
2018-02-10 01:30 | 277.72 | 273.36
2018-02-10 02:00 | 278.2 | 273.76
2018-02-10 02:30 | 278.36 | 273.82
2018-02-10 03:00 | 280.28 | 275.23
2018-02-10 03:30 | 281.87 | 276.74
2018-02-10 04:00 | 282.84 | 277.71
2018-02-10 04:30 | 282.54 | 277.53
2018-02-10 05:00 | 281.84 | 277.06
2018-02-10 05:30 | 281.48 | 276.73
2018-02-10 06:00 | 282.31 | 277.28
2018-02-10 06:30 | 283.08 | 277.91
2018-02-10 07:00 | 282.72 | 277.4
2018-02-10 07:30 | 282.4 | 276.68
2018-02-10 08:00 | 281.54 | 275.77
2018-02-10 08:30 | 259.44 | 252.25
2018-02-10 09:00 | 244.46 | 236.71
2018-02-10 09:30 | 240.68 | 233.55
2018-02-10 10:00 | 245.68 | 238.16
2018-02-10 10:30 | 244.88 | 237.47
2018-02-10 11:00 | 245.43 | 237.93
2018-02-10 11:30 | 247.14 | 239.11
2018-02-10 12:00 | 249.99 | 241.54
2018-02-10 12:30 | 250.96 | 242.44
2018-02-10 13:00 | 254.11 | 244.9
2018-02-10 13:30 | 258.12 | 249.25
2018-02-10 14:00 | 277.9 | 270.21
2018-02-10 14:30 | 275.59 | 267.88
2018-02-10 15:00 | 278.06 | 269.91
2018-02-10 15:30 | 279.88 | 271.63
2018-02-10 16:00 | 279.22 | 271.53
2018-02-10 16:30 | 278.98 | 271.36
2018-02-10 17:00 | 278.64 | 270.71
2018-02-10 17:30 | 278.98 | 271.25
2018-02-10 18:00 | 277.34 | 270.16
2018-02-10 18:30 | 278.29 | 271.24
2018-02-10 19:00 | 279.99 | 272.96
2018-02-10 19:30 | 279.97 | 273.17
2018-02-10 20:00 | 283.26 | 276.23
2018-02-10 20:30 | 282.03 | 275.46
2018-02-10 21:00 | 280.8 | 274.12
2018-02-10 21:30 | 280.38 | 273.82
2018-02-10 22:00 | 282.51 | 275.65
2018-02-10 22:30 | 283.24 | 276.35
2018-02-10 23:00 | 283.72 | 276.95
2018-02-10 23:30 | 284.08 | 277.39
2018-02-11 | 284.4 | 277.79
2018-02-11 00:30 | 284.45 | 277.86
2018-02-11 01:00 | 284.98 | 278.35
2018-02-11 01:30 | 285.98 | 279.21
2018-02-11 02:00 | 287.11 | 280.15
2018-02-11 02:30 | 286.78 | 279.9
2018-02-11 03:00 | 288.07 | 281.14
2018-02-11 03:30 | 287.41 | 280.68
2018-02-11 04:00 | 289.81 | 282.85
2018-02-11 04:30 | 290.2 | 282.49
2018-02-11 05:00 | 289.83 | 283.58
2018-02-11 05:30 | 288.95 | 283.39
2018-02-11 06:00 | 289.27 | 283.69
2018-02-11 06:30 | 287.43 | 281.92
2018-02-11 07:00 | 285.15 | 279.66
2018-02-11 07:30 | 284.51 | 278.86
2018-02-11 08:00 | 281.48 | 276.03
2018-02-11 08:30 | 281.07 | 275.32
2018-02-11 09:00 | 256.77 | 251.03
2018-02-11 09:30 | 241.59 | 236.53
2018-02-11 10:00 | 242.61 | 237.47
2018-02-11 10:30 | 244.43 | 239.08
2018-02-11 11:00 | 249.78 | 243.77
2018-02-11 11:30 | 248.62 | 243.05
2018-02-11 12:00 | 250.14 | 244.26
2018-02-11 12:30 | 248.52 | 242.62
2018-02-11 13:00 | 249.86 | 243.56
2018-02-11 13:30 | 255.1 | 248.87
2018-02-11 14:00 | 268.65 | 263.5
2018-02-11 14:30 | 266.42 | 261.58
2018-02-11 15:00 | 264.81 | 260.26
2018-02-11 15:30 | 268.09 | 263.22
2018-02-11 16:00 | 272.5 | 266.95
2018-02-11 16:30 | 276.46 | 270.39
2018-02-11 17:00 | 278.47 | 272.32
2018-02-11 17:30 | 280.42 | 274.6
2018-02-11 18:00 | 281.94 | 276.39
2018-02-11 18:30 | 281.57 | 276.41
2018-02-11 19:00 | 284.17 | 279.09
2018-02-11 19:30 | 284.72 | 279.74
2018-02-11 20:00 | 285.09 | 280.24
2018-02-11 20:30 | 284.51 | 279.7
2018-02-11 21:00 | 285.13 | 280.38
2018-02-11 21:30 | 286.42 | 281.67
2018-02-11 22:00 | 284.38 | 279.61
2018-02-11 22:30 | 285.97 | 281.03
2018-02-11 23:00 | 285.02 | 280.18
2018-02-11 23:30 | 284.45 | 279.78
2018-02-12 | 286.51 | 281.39
2018-02-12 00:30 | 287.73 | 282.13
2018-02-12 01:00 | 288.73 | 282.82
2018-02-12 01:30 | 288.37 | 282.57
2018-02-12 02:00 | 288.72 | 283.07
2018-02-12 02:30 | 286.49 | 281.15
2018-02-12 03:00 | 285.85 | 280.57
2018-02-12 03:30 | 286.01 | 280.59
2018-02-12 04:00 | 283.3 | 277.58
2018-02-12 04:30 | 284.67 | 278.7
2018-02-12 05:00 | 284.48 | 278.61
2018-02-12 05:30 | 287 | 281.33
2018-02-12 06:00 | 287.99 | 282.5
2018-02-12 06:30 | 287.11 | 281.74
2018-02-12 07:00 | 285.92 | 281.71
2018-02-12 07:30 | 284.96 | 280.82
2018-02-12 08:00 | 284.73 | 280.5
2018-02-12 08:30 | 280.95 | 276.34
2018-02-12 09:00 | 282.35 | 277.29
2018-02-12 09:30 | 283.46 | 278.05
2018-02-12 10:00 | 281.75 | 277
2018-02-12 10:30 | 282.21 | 277.38
2018-02-12 11:00 | 281.76 | 276.87
2018-02-12 11:30 | 281.51 | 276.57
2018-02-12 12:00 | 280.76 | 275.48
2018-02-12 12:30 | 274.88 | 269.97
2018-02-12 13:00 | 274.99 | 270.29
2018-02-12 13:30 | 282.63 | 278.04
2018-02-12 14:00 | 279.29 | 274.5
2018-02-12 14:30 | 272.13 | 267.23
2018-02-12 15:00 | 275.5 | 270.68
2018-02-12 15:30 | 278.75 | 273.97
2018-02-12 16:00 | 273.73 | 268.82
2018-02-12 16:30 | 275.32 | 270.38
2018-02-12 17:00 | 276.3 | 271.35
2018-02-12 17:30 | 275.58 | 270.98
2018-02-12 18:00 | 276.07 | 271.68
2018-02-12 18:30 | 278.25 | 274.04
2018-02-12 19:00 | 277.8 | 273.73
2018-02-12 19:30 | 280.58 | 276.41
2018-02-12 20:00 | 281.31 | 277.3
2018-02-12 20:30 | 282.59 | 278.6
2018-02-12 21:00 | 282.42 | 278.61
2018-02-12 21:30 | 280.92 | 277.2
2018-02-12 22:00 | 281.28 | 277.35
2018-02-12 22:30 | 282.38 | 278.69
2018-02-12 23:00 | 283.11 | 279.59
2018-02-12 23:30 | 284.63 | 280.39
2018-02-13 | 283.73 | 279.56
2018-02-13 00:30 | 283.2 | 279.17
2018-02-13 01:00 | 283.67 | 279.7
2018-02-13 01:30 | 283.77 | 279.69
2018-02-13 02:00 | 284.81 | 280.3
2018-02-13 02:30 | 286.45 | 281.58
2018-02-13 03:00 | 286.7 | 281.79
2018-02-13 03:30 | 276.64 | 271.42
2018-02-13 04:00 | 262.11 | 256.24
2018-02-13 04:30 | 262.02 | 256.04
2018-02-13 05:00 | 260.81 | 254.92
2018-02-13 05:30 | 258.6 | 252.3
2018-02-13 06:00 | 258.05 | 251.54
2018-02-13 06:30 | 256.67 | 251.65
2018-02-13 07:00 | 257.88 | 253.05
2018-02-13 07:30 | 259.02 | 254.11
2018-02-13 08:00 | 257.04 | 251.92
2018-02-13 08:30 | 255.96 | 250.13
2018-02-13 09:00 | 269.46 | 264.11
2018-02-13 09:30 | 282.24 | 276.81
2018-02-13 10:00 | 281.23 | 275.43
2018-02-13 10:30 | 279.69 | 273.86
2018-02-13 11:00 | 280.29 | 274.24
2018-02-13 11:30 | 280.14 | 274.11
2018-02-13 12:00 | 280.99 | 274.74
2018-02-13 12:30 | 279.72 | 273.68
2018-02-13 13:00 | 278.25 | 272.33
2018-02-13 13:30 | 279.26 | 273.17
2018-02-13 14:00 | 280.49 | 274.41
2018-02-13 14:30 | 277.77 | 271.99
2018-02-13 15:00 | 278.7 | 273.17
2018-02-13 15:30 | 280.41 | 274.78
2018-02-13 16:00 | 276.01 | 271.27
2018-02-13 16:30 | 271.18 | 267.12
2018-02-13 17:00 | 275.42 | 270.74
2018-02-13 17:30 | 274.37 | 270
2018-02-13 18:00 | 273.63 | 269.53
2018-02-13 18:30 | 274.81 | 270.81
2018-02-13 19:00 | 275.9 | 271.72
2018-02-13 19:30 | 278.47 | 274.22
2018-02-13 20:00 | 279.09 | 274.98
2018-02-13 20:30 | 282.4 | 277.27
2018-02-13 21:00 | 286.8 | 281.19
2018-02-13 21:30 | 288.19 | 282.48
2018-02-13 22:00 | 289.72 | 284.06
2018-02-13 22:30 | 289.15 | 283.67
2018-02-13 23:00 | 287.68 | 282.44
2018-02-13 23:30 | 284.59 | 279.79
2018-02-14 | 284.52 | 279.86
2018-02-14 00:30 | 284.01 | 279.55
2018-02-14 01:00 | 281.56 | 277.29
2018-02-14 01:30 | 279.4 | 275.55
2018-02-14 02:00 | 283.6 | 279.49
2018-02-14 02:30 | 287.55 | 283.08
2018-02-14 03:00 | 287.51 | 282.9
2018-02-14 03:30 | 286.92 | 282.39
2018-02-14 04:00 | 287.01 | 282.53
2018-02-14 04:30 | 288.34 | 283.74
2018-02-14 05:00 | 289 | 284.36
2018-02-14 05:30 | 288.68 | 283.92
2018-02-14 06:00 | 288.51 | 283.65
2018-02-14 06:30 | 286.85 | 282.04
2018-02-14 07:00 | 288.98 | 283.64
2018-02-14 07:30 | 288.62 | 282.94
2018-02-14 08:00 | 285.88 | 280.88
2018-02-14 08:30 | 279.82 | 275.59
2018-02-14 09:00 | 277.29 | 272.99
2018-02-14 09:30 | 278.51 | 273.86
2018-02-14 10:00 | 274.36 | 269.77
2018-02-14 10:30 | 274.84 | 270.04
2018-02-14 11:00 | 277.16 | 272.05
2018-02-14 11:30 | 275.96 | 270.76
2018-02-14 12:00 | 271 | 266.39
2018-02-14 12:30 | 270.74 | 266.01
2018-02-14 13:00 | 271.69 | 267.12
2018-02-14 13:30 | 271.84 | 267.18
2018-02-14 14:00 | 270.95 | 266.12
2018-02-14 14:30 | 265.19 | 260.98
2018-02-14 15:00 | 265.09 | 261.04
2018-02-14 15:30 | 275.3 | 270.05
2018-02-14 16:00 | 282.08 | 275.66
2018-02-14 16:30 | 286.38 | 280.15
2018-02-14 17:00 | 288.16 | 283.12
2018-02-14 17:30 | 285.86 | 281.38
2018-02-14 18:00 | 284.67 | 280.27
2018-02-14 18:30 | 279.86 | 275.81
2018-02-14 19:00 | 280.38 | 276.3
2018-02-14 19:30 | 281.34 | 277.25
2018-02-14 20:00 | 281.77 | 278.04
2018-02-14 20:30 | 281.76 | 277.58
2018-02-14 21:00 | 281.93 | 277.5
2018-02-14 21:30 | 282.97 | 278.72
2018-02-14 22:00 | 282.61 | 278.71
2018-02-14 22:30 | 281.92 | 278.17
2018-02-14 23:00 | 280.43 | 276.79
2018-02-14 23:30 | 282.99 | 278.45
2018-02-15 | 280.87 | 275.94
2018-02-15 00:30 | 279.75 | 274.88
2018-02-15 01:00 | 280.39 | 275.56
2018-02-15 01:30 | 280.95 | 276.19
2018-02-15 02:00 | 279.65 | 275.07
2018-02-15 02:30 | 276.13 | 271.51
2018-02-15 03:00 | 277.78 | 272.11
2018-02-15 03:30 | 276.14 | 271.8
2018-02-15 04:00 | 276.85 | 272.83
2018-02-15 04:30 | 276.87 | 272.72
2018-02-15 05:00 | 279.21 | 274.91
2018-02-15 05:30 | 279.9 | 275.52
2018-02-15 06:00 | 279.13 | 275.26
2018-02-15 06:30 | 278.3 | 275.03
2018-02-15 07:00 | 277.48 | 274.18
2018-02-15 07:30 | 276.52 | 273.8
2018-02-15 08:00 | 276.33 | 273.54
2018-02-15 08:30 | 268.27 | 265.44
2018-02-15 09:00 | 269.36 | 265.21
2018-02-15 09:30 | 267.46 | 263.32
2018-02-15 10:00 | 273.36 | 269.07
2018-02-15 10:30 | 273.48 | 269.25
2018-02-15 11:00 | 274.47 | 269.93
2018-02-15 11:30 | 271.89 | 267.75
2018-02-15 12:00 | 273.79 | 269.38
2018-02-15 12:30 | 273.35 | 268.22
2018-02-15 13:00 | 274.75 | 269.53
2018-02-15 13:30 | 278.92 | 273.91
2018-02-15 14:00 | 284.96 | 279.92
2018-02-15 14:30 | 283.75 | 278.52
2018-02-15 15:00 | 283.76 | 278.32
2018-02-15 15:30 | 285.98 | 280.21
2018-02-15 16:00 | 285.81 | 280.15
2018-02-15 16:30 | 288.49 | 283
2018-02-15 17:00 | 289.48 | 283.52
2018-02-15 17:30 | 288.89 | 283.07
2018-02-15 18:00 | 289.47 | 283.87
2018-02-15 18:30 | 290.24 | 284.84
2018-02-15 19:00 | 290.11 | 284.7
2018-02-15 19:30 | 289.94 | 284.55
2018-02-15 20:00 | 288.36 | 283.23
2018-02-15 20:30 | 289.56 | 284.22
2018-02-15 21:00 | 290.19 | 283.67
2018-02-15 21:30 | 289.69 | 282.63
2018-02-15 22:00 | 290.01 | 282.56
2018-02-15 22:30 | 288.88 | 281.6
2018-02-15 23:00 | 290.29 | 282.92
2018-02-15 23:30 | 291.92 | 284.41
2018-02-16 | 295.21 | 287.3
2018-02-16 00:30 | 295.35 | 286.89
2018-02-16 01:00 | 295.5 | 286.69
2018-02-16 01:30 | 296.78 | 288.09
2018-02-16 02:00 | 297.14 | 288.34
2018-02-16 02:30 | 298 | 289.2
2018-02-16 03:00 | 297.62 | 288.93
2018-02-16 03:30 | 298.03 | 289.43
2018-02-16 04:00 | 297.23 | 288.74
2018-02-16 04:30 | 297.58 | 289.01
2018-02-16 05:00 | 295.77 | 287.48
2018-02-16 05:30 | 289.97 | 282.5
2018-02-16 06:00 | 288.83 | 281.8
2018-02-16 06:30 | 287.58 | 280.76
2018-02-16 07:00 | 288.96 | 282.01
2018-02-16 07:30 | 288.85 | 282.38
2018-02-16 08:00 | 287.83 | 281.44
2018-02-16 08:30 | 286.78 | 280.48
2018-02-16 09:00 | 282.87 | 276.94
2018-02-16 09:30 | 282.28 | 276.55
2018-02-16 10:00 | 284.45 | 278.76
2018-02-16 10:30 | 283.89 | 278.34
2018-02-16 11:00 | 283.44 | 277.88
2018-02-16 11:30 | 282.69 | 277.13
2018-02-16 12:00 | 282.95 | 277.39
2018-02-16 12:30 | 282.83 | 277.43
2018-02-16 13:00 | 283.96 | 278.34
2018-02-16 13:30 | 283.34 | 277.8
2018-02-16 14:00 | 284.73 | 278.98
2018-02-16 14:30 | 284.06 | 278.44
2018-02-16 15:00 | 282.46 | 276.97
2018-02-16 15:30 | 282.92 | 277.31
2018-02-16 16:00 | 290.61 | 283.95
2018-02-16 16:30 | 292.46 | 285.9
2018-02-16 17:00 | 293.88 | 287.1
2018-02-16 17:30 | 289.87 | 283.48
2018-02-16 18:00 | 286.97 | 281.07
2018-02-16 18:30 | 286.67 | 281.01
2018-02-16 19:00 | 288.58 | 282.9
2018-02-16 19:30 | 289.79 | 284.27
2018-02-16 20:00 | 290.33 | 284.98
2018-02-16 20:30 | 290.21 | 285.08
2018-02-16 21:00 | 289.59 | 284.54
2018-02-16 21:30 | 282.95 | 278.54
2018-02-16 22:00 | 288.66 | 281.93
2018-02-16 22:30 | 287.97 | 281.95
2018-02-16 23:00 | 285.65 | 280.67
2018-02-16 23:30 | 287.36 | 281.98
2018-02-17 | 288.27 | 282.47
2018-02-17 00:30 | 288 | 282.04
2018-02-17 01:00 | 287.34 | 281.79
2018-02-17 01:30 | 290.1 | 283.71
2018-02-17 02:00 | 282.32 | 276.76
2018-02-17 02:30 | 282.23 | 276.44
2018-02-17 03:00 | 281.18 | 275.49
2018-02-17 03:30 | 281.99 | 276.34
2018-02-17 04:00 | 276.86 | 271.85
2018-02-17 04:30 | 277.65 | 272.57
2018-02-17 05:00 | 279.49 | 274.14
2018-02-17 05:30 | 278.13 | 273.07
2018-02-17 06:00 | 279.88 | 274.5
2018-02-17 06:30 | 279.27 | 273.89
2018-02-17 07:00 | 279.42 | 273.86
2018-02-17 07:30 | 279.05 | 273.27
2018-02-17 08:00 | 277.28 | 271.83
2018-02-17 08:30 | 274.36 | 269.15
2018-02-17 09:00 | 253.44 | 247.18
2018-02-17 09:30 | 241.97 | 235.13
2018-02-17 10:00 | 243.27 | 236.19
2018-02-17 10:30 | 239.56 | 233.09
2018-02-17 11:00 | 239.03 | 232.73
2018-02-17 11:30 | 233.2 | 227.7
2018-02-17 12:00 | 239.01 | 233.28
2018-02-17 12:30 | 241.84 | 235.78
2018-02-17 13:00 | 241.94 | 235.89
2018-02-17 13:30 | 241.58 | 235.55
2018-02-17 14:00 | 241.78 | 235.79
2018-02-17 14:30 | 260.07 | 254.75
2018-02-17 15:00 | 267.19 | 261.95
2018-02-17 15:30 | 275.59 | 270.77
2018-02-17 16:00 | 274.97 | 270.28
2018-02-17 16:30 | 270.52 | 266.04
2018-02-17 17:00 | 263.69 | 259.73
2018-02-17 17:30 | 267.09 | 263.24
2018-02-17 18:00 | 267.77 | 263.99
2018-02-17 18:30 | 273.65 | 269.38
2018-02-17 19:00 | 274.06 | 269.68
2018-02-17 19:30 | 274.17 | 269.77
2018-02-17 20:00 | 273.25 | 268.84
2018-02-17 20:30 | 270.86 | 266.27
2018-02-17 21:00 | 266.09 | 260.6
2018-02-17 21:30 | 264.96 | 259.41
2018-02-17 22:00 | 264.87 | 259.1
2018-02-17 22:30 | 263.8 | 258.51
2018-02-17 23:00 | 264.61 | 259.41
2018-02-17 23:30 | 265.26 | 259.68
2018-02-18 | 265.52 | 259.76
2018-02-18 00:30 | 265.83 | 259.86
2018-02-18 01:00 | 265.94 | 259.47
2018-02-18 01:30 | 266.11 | 259.66
2018-02-18 02:00 | 266.32 | 259.92
2018-02-18 02:30 | 266.49 | 260.09
2018-02-18 03:00 | 265.95 | 259.64
2018-02-18 03:30 | 266.13 | 259.87
2018-02-18 04:00 | 263.8 | 257.92
2018-02-18 04:30 | 265.4 | 259.29
2018-02-18 05:00 | 265.69 | 259.53
2018-02-18 05:30 | 264.97 | 258.88
2018-02-18 06:00 | 264.09 | 258.09
2018-02-18 06:30 | 264.46 | 258.21
2018-02-18 07:00 | 268.48 | 261.62
2018-02-18 07:30 | 270.02 | 262.87
2018-02-18 08:00 | 271.49 | 264.07
2018-02-18 08:30 | 271.81 | 264.37
2018-02-18 09:00 | 272.89 | 265.21
2018-02-18 09:30 | 273.76 | 265.98
2018-02-18 10:00 | 273.01 | 265.34
2018-02-18 10:30 | 274.29 | 266.4
2018-02-18 11:00 | 273.4 | 267.08
2018-02-18 11:30 | 273.6 | 267.54
2018-02-18 12:00 | 273.48 | 267.44
2018-02-18 12:30 | 274.36 | 267.91
2018-02-18 13:00 | 275.73 | 268.51
2018-02-18 13:30 | 276.86 | 269.46
2018-02-18 14:00 | 278.41 | 270.79
2018-02-18 14:30 | 272.44 | 265.55
2018-02-18 15:00 | 274.8 | 267.34
2018-02-18 15:30 | 278 | 270.07
2018-02-18 16:00 | 277.97 | 270.16
2018-02-18 16:30 | 279.7 | 271.66
2018-02-18 17:00 | 281.35 | 273.2
2018-02-18 17:30 | 287.87 | 280.32
2018-02-18 18:00 | 291.83 | 284.95
2018-02-18 18:30 | 292.32 | 285.58
2018-02-18 19:00 | 266.93 | 260.06
2018-02-18 19:30 | 254.27 | 245.75
2018-02-18 20:00 | 251.53 | 243.17
2018-02-18 20:30 | 251.41 | 243.34
2018-02-18 21:00 | 252.56 | 244.39
2018-02-18 21:30 | 254.49 | 246.05
2018-02-18 22:00 | 250.38 | 242.82
2018-02-18 22:30 | 243.49 | 237.11
2018-02-18 23:00 | 243.53 | 237.2
2018-02-18 23:30 | 243.79 | 237.19
2018-02-19 | 243.77 | 237.19
2018-02-19 00:30 | 243.52 | 236.43
2018-02-19 01:00 | 246.43 | 238.5
2018-02-19 01:30 | 252.8 | 243.64
2018-02-19 02:00 | 257.15 | 247.18
2018-02-19 02:30 | 257.29 | 247.48
2018-02-19 03:00 | 259.18 | 249.19
2018-02-19 03:30 | 258.62 | 248.72
2018-02-19 04:00 | 257.73 | 247.92
2018-02-19 04:30 | 257.86 | 248.09
2018-02-19 05:00 | 259.61 | 249.53
2018-02-19 05:30 | 259.78 | 249.6
2018-02-19 06:00 | 259.95 | 249.78
2018-02-19 06:30 | 259.36 | 249.02
2018-02-19 07:00 | 259.58 | 248.97
2018-02-19 07:30 | 260.98 | 249.78
2018-02-19 08:00 | 260.88 | 249.62
2018-02-19 08:30 | 269.73 | 261.59
2018-02-19 09:00 | 289.76 | 282.97
2018-02-19 09:30 | 286.37 | 280.47
2018-02-19 10:00 | 281.77 | 276.84
2018-02-19 10:30 | 276.16 | 271.77
2018-02-19 11:00 | 271.96 | 267.87
2018-02-19 11:30 | 270.91 | 266.85
2018-02-19 12:00 | 269.71 | 265.47
2018-02-19 12:30 | 266.29 | 262.3
2018-02-19 13:00 | 267.15 | 262.86
2018-02-19 13:30 | 268.62 | 264.23
2018-02-19 14:00 | 270.44 | 266.01
2018-02-19 14:30 | 270.27 | 265.86
2018-02-19 15:00 | 271.76 | 267.14
2018-02-19 15:30 | 269.64 | 265.26
2018-02-19 16:00 | 271.54 | 266.88
2018-02-19 16:30 | 270.33 | 266.37
2018-02-19 17:00 | 270.77 | 266.84
2018-02-19 17:30 | 269.54 | 265.92
2018-02-19 18:00 | 270.47 | 267.11
2018-02-19 18:30 | 270.57 | 267.36
2018-02-19 19:00 | 271.15 | 267.74
2018-02-19 19:30 | 273.72 | 270.12
2018-02-19 20:00 | 274.98 | 271.37
2018-02-19 20:30 | 275.71 | 272.18
2018-02-19 21:00 | 276.7 | 273.23
2018-02-19 21:30 | 254.35 | 250.29
2018-02-19 22:00 | 251.63 | 246.17
2018-02-19 22:30 | 253.53 | 246.71
2018-02-19 23:00 | 255.49 | 247.74
2018-02-19 23:30 | 253.7 | 246.29
2018-02-20 | 253.55 | 246.23
2018-02-20 00:30 | 254.39 | 246.73
2018-02-20 01:00 | 254.86 | 247.25
2018-02-20 01:30 | 255.2 | 247.7
2018-02-20 02:00 | 255.13 | 247.65
2018-02-20 02:30 | 255.64 | 248.12
2018-02-20 03:00 | 256.48 | 248.96
2018-02-20 03:30 | 258.55 | 250.68
2018-02-20 04:00 | 257.82 | 250.09
2018-02-20 04:30 | 257.51 | 249.87
2018-02-20 05:00 | 257.8 | 250.11
2018-02-20 05:30 | 256.97 | 249.35
2018-02-20 06:00 | 256.77 | 249.21
2018-02-20 06:30 | 256.73 | 249.05
2018-02-20 07:00 | 254.43 | 246.88
2018-02-20 07:30 | 254.16 | 246.52
2018-02-20 08:00 | 253.79 | 245.82
2018-02-20 08:30 | 261.68 | 254.65
2018-02-20 09:00 | 281.25 | 274.66
2018-02-20 09:30 | 282.25 | 275.67
2018-02-20 10:00 | 282.53 | 275.79
2018-02-20 10:30 | 283.42 | 276.3
2018-02-20 11:00 | 283.4 | 276.15
2018-02-20 11:30 | 283.77 | 276.49
2018-02-20 12:00 | 282.31 | 275.26
2018-02-20 12:30 | 280.21 | 273.14
2018-02-20 13:00 | 273.66 | 266.26
2018-02-20 13:30 | 274.32 | 266.81
2018-02-20 14:00 | 274.49 | 267.03
2018-02-20 14:30 | 272.88 | 265.64
2018-02-20 15:00 | 273.7 | 266.13
2018-02-20 15:30 | 273.5 | 265.89
2018-02-20 16:00 | 277.7 | 269.6
2018-02-20 16:30 | 278 | 269.62
2018-02-20 17:00 | 278.06 | 269.57
2018-02-20 17:30 | 278.07 | 269.81
2018-02-20 18:00 | 275.65 | 267.89
2018-02-20 18:30 | 272.76 | 265.54
2018-02-20 19:00 | 270.8 | 263.8
2018-02-20 19:30 | 270.95 | 263.97
2018-02-20 20:00 | 271.07 | 264.07
2018-02-20 20:30 | 269.38 | 262.58
2018-02-20 21:00 | 265.56 | 259.43
2018-02-20 21:30 | 270.71 | 263.81
2018-02-20 22:00 | 271.17 | 264.39
2018-02-20 22:30 | 274.99 | 267.66
2018-02-20 23:00 | 277.02 | 269.04
2018-02-20 23:30 | 279.27 | 270.51
2018-02-21 | 279.3 | 270.57
2018-02-21 00:30 | 275.95 | 268.39
2018-02-21 01:00 | 269.09 | 263.33
2018-02-21 01:30 | 266.63 | 261.05
2018-02-21 02:00 | 268.83 | 262.93
2018-02-21 02:30 | 266.2 | 260.81
2018-02-21 03:00 | 265.73 | 260.64
2018-02-21 03:30 | 265.29 | 260.27
2018-02-21 04:00 | 266.91 | 261.84
2018-02-21 04:30 | 270.49 | 265.25
2018-02-21 05:00 | 270.96 | 265.48
2018-02-21 05:30 | 280.36 | 275.2
2018-02-21 06:00 | 284.77 | 280.01
2018-02-21 06:30 | 283.68 | 278.97
2018-02-21 07:00 | 282.72 | 277.82
2018-02-21 07:30 | 280.64 | 275.77
2018-02-21 08:00 | 281.4 | 276.6
2018-02-21 08:30 | 280.3 | 275.83
2018-02-21 09:00 | 279.23 | 274.8
2018-02-21 09:30 | 278.12 | 273.77
2018-02-21 10:00 | 270.98 | 267.36
2018-02-21 10:30 | 271.93 | 268.38
2018-02-21 11:00 | 269.79 | 266.15
2018-02-21 11:30 | 269.36 | 265.7
2018-02-21 12:00 | 265.04 | 261.69
2018-02-21 12:30 | 265.21 | 261.78
2018-02-21 13:00 | 263.1 | 259.84
2018-02-21 13:30 | 263.27 | 260.01
2018-02-21 14:00 | 263.87 | 260.62
2018-02-21 14:30 | 269.69 | 265.91
2018-02-21 15:00 | 271.81 | 267.81
2018-02-21 15:30 | 272.83 | 268.81
2018-02-21 16:00 | 276.12 | 272.16
2018-02-21 16:30 | 280.75 | 276.75
2018-02-21 17:00 | 286.05 | 281.46
2018-02-21 17:30 | 287.69 | 282.85
2018-02-21 18:00 | 289.72 | 284.67
2018-02-21 18:30 | 289.62 | 284.69
2018-02-21 19:00 | 291.66 | 286.45
2018-02-21 19:30 | 291.4 | 286.31
2018-02-21 20:00 | 291.36 | 286.36
2018-02-21 20:30 | 292.78 | 287.83
2018-02-21 21:00 | 290.65 | 286
2018-02-21 21:30 | 291.6 | 286.88
2018-02-21 22:00 | 291.79 | 287.2
2018-02-21 22:30 | 288.43 | 283.87
2018-02-21 23:00 | 287.53 | 282.85
2018-02-21 23:30 | 289.29 | 284.5
2018-02-22 | 289.72 | 284.94
2018-02-22 00:30 | 289.24 | 284.65
2018-02-22 01:00 | 289.64 | 284.93
2018-02-22 01:30 | 288.3 | 283.44
2018-02-22 02:00 | 286.83 | 281.87
2018-02-22 02:30 | 277.64 | 272.34
2018-02-22 03:00 | 275.09 | 269.53
2018-02-22 03:30 | 261.56 | 255.45
2018-02-22 04:00 | 260.44 | 254.43
2018-02-22 04:30 | 258.01 | 252.3
2018-02-22 05:00 | 256.95 | 251.33
2018-02-22 05:30 | 245.38 | 241.04
2018-02-22 06:00 | 243.97 | 239.73
2018-02-22 06:30 | 261.04 | 257.84
2018-02-22 07:00 | 258.27 | 255.28
2018-02-22 07:30 | 257.76 | 254.79
2018-02-22 08:00 | 259.3 | 256.16
2018-02-22 08:30 | 263.48 | 260.69
2018-02-22 09:00 | 264.31 | 261.37
2018-02-22 09:30 | 265.64 | 262.48
2018-02-22 10:00 | 269.3 | 265.86
2018-02-22 10:30 | 270.33 | 266.83
2018-02-22 11:00 | 271.06 | 267.47
2018-02-22 11:30 | 263.12 | 259.26
2018-02-22 12:00 | 256.3 | 252.52
2018-02-22 12:30 | 252.34 | 249
2018-02-22 13:00 | 254.35 | 250.78
2018-02-22 13:30 | 255.7 | 252.05
2018-02-22 14:00 | 256.85 | 252.89
2018-02-22 14:30 | 246.49 | 242.65
2018-02-22 15:00 | 239 | 235.41
2018-02-22 15:30 | 240.81 | 237.67
2018-02-22 16:00 | 242.33 | 238.97
2018-02-22 16:30 | 241.82 | 238.33
2018-02-22 17:00 | 243.09 | 239.57
2018-02-22 17:30 | 242.96 | 239.42
2018-02-22 18:00 | 241.61 | 238.15
2018-02-22 18:30 | 235.34 | 232.67
2018-02-22 19:00 | 234.08 | 231.48
2018-02-22 19:30 | 213.67 | 210.95
2018-02-22 20:00 | 205.5 | 202.82
2018-02-22 20:30 | 204.4 | 201.41
2018-02-22 21:00 | 206.59 | 204.02
2018-02-22 21:30 | 232.77 | 231.16
2018-02-22 22:00 | 238.63 | 237.26
2018-02-22 22:30 | 237.19 | 235.9
2018-02-22 23:00 | 235.92 | 234.7
2018-02-22 23:30 | 235.89 | 234.75
2018-02-23 | 237.35 | 236.23
2018-02-23 00:30 | 237.62 | 236.43
2018-02-23 01:00 | 238.21 | 236.62
2018-02-23 01:30 | 238.94 | 237.18
2018-02-23 02:00 | 241.07 | 239.11
2018-02-23 02:30 | 246.81 | 244.32
2018-02-23 03:00 | 248.65 | 246.02
2018-02-23 03:30 | 249.07 | 246.46
2018-02-23 04:00 | 251.44 | 248.66
2018-02-23 04:30 | 251.24 | 248.42
2018-02-23 05:00 | 249.04 | 246.34
2018-02-23 05:30 | 246.06 | 243.56
2018-02-23 06:00 | 244.28 | 241.83
2018-02-23 06:30 | 242.96 | 240.38
2018-02-23 07:00 | 246.36 | 243.96
2018-02-23 07:30 | 246.04 | 243.67
2018-02-23 08:00 | 245.08 | 242.62
2018-02-23 08:30 | 247.75 | 244.87
2018-02-23 09:00 | 248.66 | 245.53
2018-02-23 09:30 | 248.98 | 246.04
2018-02-23 10:00 | 251.41 | 248.85
2018-02-23 10:30 | 250.56 | 248.16
2018-02-23 11:00 | 252.79 | 250.23
2018-02-23 11:30 | 254.43 | 251.71
2018-02-23 12:00 | 254.47 | 251.72
2018-02-23 12:30 | 253.16 | 250.45
2018-02-23 13:00 | 250.64 | 248.16
2018-02-23 13:30 | 246.7 | 244.42
2018-02-23 14:00 | 246.65 | 244.32
2018-02-23 14:30 | 247.94 | 245.47
2018-02-23 15:00 | 249.04 | 246.49
2018-02-23 15:30 | 250.5 | 247.8
2018-02-23 16:00 | 251.37 | 248.63
2018-02-23 16:30 | 255.95 | 252.78
2018-02-23 17:00 | 259.99 | 256.63
2018-02-23 17:30 | 259.77 | 256.46
2018-02-23 18:00 | 257.7 | 254.75
2018-02-23 18:30 | 257.77 | 254.46
2018-02-23 19:00 | 260.02 | 256.64
2018-02-23 19:30 | 259.41 | 256.32
2018-02-23 20:00 | 256.54 | 253.82
2018-02-23 20:30 | 251.78 | 249.33
2018-02-23 21:00 | 243.77 | 241.27
2018-02-23 21:30 | 241.03 | 238.61
2018-02-23 22:00 | 239.87 | 237.32
2018-02-23 22:30 | 235.36 | 232.61
2018-02-23 23:00 | 233.51 | 230.92
2018-02-23 23:30 | 231.92 | 229.56
2018-02-24 | 233.63 | 231.23
2018-02-24 00:30 | 235.44 | 232.59
2018-02-24 01:00 | 236.17 | 232.44
2018-02-24 01:30 | 235.34 | 231.45
2018-02-24 02:00 | 239.88 | 235.66
2018-02-24 02:30 | 245.39 | 240.56
2018-02-24 03:00 | 242.47 | 237.5
2018-02-24 03:30 | 239.92 | 235.03
2018-02-24 04:00 | 240.64 | 235.64
2018-02-24 04:30 | 240.43 | 235.44
2018-02-24 05:00 | 235.95 | 231.43
2018-02-24 05:30 | 237.45 | 232.77
2018-02-24 06:00 | 239.52 | 234.56
2018-02-24 06:30 | 238.88 | 233.94
2018-02-24 07:00 | 239.97 | 234.82
2018-02-24 07:30 | 236.8 | 231.6
2018-02-24 08:00 | 244.95 | 238.6
2018-02-24 08:30 | 246.23 | 239.97
2018-02-24 09:00 | 256.56 | 251.51
2018-02-24 09:30 | 266.41 | 261.76
2018-02-24 10:00 | 266.77 | 262.36
2018-02-24 10:30 | 271.15 | 266.47
2018-02-24 11:00 | 269.96 | 265.32
2018-02-24 11:30 | 267.97 | 263.5
2018-02-24 12:00 | 268.93 | 264.21
2018-02-24 12:30 | 267.89 | 263.12
2018-02-24 13:00 | 264.28 | 259.82
2018-02-24 13:30 | 265.66 | 261.12
2018-02-24 14:00 | 268.1 | 263.49
2018-02-24 14:30 | 269.67 | 264.86
2018-02-24 15:00 | 268.54 | 263.81
2018-02-24 15:30 | 265.55 | 261.04
2018-02-24 16:00 | 263.9 | 259.53
2018-02-24 16:30 | 261.92 | 257.51
2018-02-24 17:00 | 264.13 | 259.43
2018-02-24 17:30 | 269.61 | 264.33
2018-02-24 18:00 | 263.57 | 259.04
2018-02-24 18:30 | 262.48 | 258.02
2018-02-24 19:00 | 261.9 | 257.4
2018-02-24 19:30 | 260.41 | 257.11
2018-02-24 20:00 | 259.51 | 256.96
2018-02-24 20:30 | 258.68 | 256.2
2018-02-24 21:00 | 258.73 | 256.44
2018-02-24 21:30 | 260.67 | 258.28
2018-02-24 22:00 | 261.25 | 258.97
2018-02-24 22:30 | 261.89 | 259.37
2018-02-24 23:00 | 260.55 | 258.19
2018-02-24 23:30 | 260.24 | 257.99
2018-02-25 | 260.96 | 258.45
2018-02-25 00:30 | 262.02 | 259.03
2018-02-25 01:00 | 260.59 | 257.77
2018-02-25 01:30 | 258.67 | 255.85
2018-02-25 02:00 | 258.36 | 255.49
2018-02-25 02:30 | 258.98 | 255.99
2018-02-25 03:00 | 258.45 | 255.46
2018-02-25 03:30 | 258.35 | 255.18
2018-02-25 04:00 | 255.3 | 252.4
2018-02-25 04:30 | 255.46 | 252.37
2018-02-25 05:00 | 259.21 | 255.87
2018-02-25 05:30 | 258.85 | 255.38
2018-02-25 06:00 | 258.44 | 254.96
2018-02-25 06:30 | 258.64 | 255.17
2018-02-25 07:00 | 257.86 | 254.31
2018-02-25 07:30 | 258.79 | 254.96
2018-02-25 08:00 | 258.85 | 254.89
2018-02-25 08:30 | 257.6 | 253.57
2018-02-25 09:00 | 257.86 | 253.54
2018-02-25 09:30 | 254.03 | 251.27
2018-02-25 10:00 | 255.8 | 253.23
2018-02-25 10:30 | 254.84 | 252.31
2018-02-25 11:00 | 256.57 | 253.97
2018-02-25 11:30 | 257.65 | 254.95
2018-02-25 12:00 | 257.61 | 254.93
2018-02-25 12:30 | 256.49 | 253.77
2018-02-25 13:00 | 255.6 | 252.64
2018-02-25 13:30 | 256.99 | 253.95
2018-02-25 14:00 | 256.17 | 253.08
2018-02-25 14:30 | 255.26 | 252.19
2018-02-25 15:00 | 256.89 | 253.74
2018-02-25 15:30 | 257.51 | 254.15
2018-02-25 16:00 | 257.36 | 253.86
2018-02-25 16:30 | 257.07 | 253.86
2018-02-25 17:00 | 257.91 | 254.76
2018-02-25 17:30 | 258.54 | 255.38
2018-02-25 18:00 | 260.06 | 256.76
2018-02-25 18:30 | 259.93 | 256.66
2018-02-25 19:00 | 260.58 | 257.22
2018-02-25 19:30 | 261.89 | 258.56
2018-02-25 20:00 | 262.91 | 259.63
2018-02-25 20:30 | 262.47 | 259.4
2018-02-25 21:00 | 260.27 | 257.23
2018-02-25 21:30 | 207.9 | 203.29
2018-02-25 22:00 | 184.53 | 179.55
2018-02-25 22:30 | 181.52 | 176.93
2018-02-25 23:00 | 179.14 | 175.24
2018-02-25 23:30 | 177.47 | 173.8
2018-02-26 | 175.75 | 172.32
2018-02-26 00:30 | 178.89 | 174.46
2018-02-26 01:00 | 183.31 | 177.88
2018-02-26 01:30 | 183.89 | 178.34
2018-02-26 02:00 | 184.7 | 179.12
2018-02-26 02:30 | 186.39 | 180.79
2018-02-26 03:00 | 185.35 | 179.94
2018-02-26 03:30 | 183.17 | 177.99
2018-02-26 04:00 | 181.58 | 176.52
2018-02-26 04:30 | 181.16 | 176.13
2018-02-26 05:00 | 181.79 | 176.64
2018-02-26 05:30 | 181.64 | 176.38
2018-02-26 06:00 | 177.4 | 172.45
2018-02-26 06:30 | 176.99 | 172.18
2018-02-26 07:00 | 176.77 | 173.2
2018-02-26 07:30 | 178.8 | 174.94
2018-02-26 08:00 | 177.19 | 173.65
2018-02-26 08:30 | 180.5 | 176.63
2018-02-26 09:00 | 194.39 | 190.3
2018-02-26 09:30 | 184.96 | 180.61
2018-02-26 10:00 | 184.81 | 180.59
2018-02-26 10:30 | 186.59 | 182.21
2018-02-26 11:00 | 189.21 | 184.49
2018-02-26 11:30 | 189.28 | 184.86
2018-02-26 12:00 | 189.6 | 185.3
2018-02-26 12:30 | 189.02 | 184.92
2018-02-26 13:00 | 188.66 | 184.7
2018-02-26 13:30 | 188.32 | 184.35
2018-02-26 14:00 | 186.67 | 182.69
2018-02-26 14:30 | 186.59 | 182.71
2018-02-26 15:00 | 187.31 | 182.38
2018-02-26 15:30 | 187.61 | 182.03
2018-02-26 16:00 | 185.62 | 180.09
2018-02-26 16:30 | 190 | 183.25
2018-02-26 17:00 | 192.89 | 185.68
2018-02-26 17:30 | 190.5 | 183.68
2018-02-26 18:00 | 188.77 | 182.44
2018-02-26 18:30 | 193.16 | 186.13
2018-02-26 19:00 | 195.42 | 188.07
2018-02-26 19:30 | 222.67 | 216.81
2018-02-26 20:00 | 227.72 | 222.47
2018-02-26 20:30 | 220.77 | 215.83
2018-02-26 21:00 | 221.71 | 216.16
2018-02-26 21:30 | 222.38 | 216.89
2018-02-26 22:00 | 234.07 | 229.47
2018-02-26 22:30 | 260.96 | 256.48
2018-02-26 23:00 | 262.01 | 257.4
2018-02-26 23:30 | 262.49 | 257.85
2018-02-27 | 262.71 | 257.99
2018-02-27 00:30 | 265.06 | 259.59
2018-02-27 01:00 | 267.24 | 261.51
2018-02-27 01:30 | 267.08 | 261.34
2018-02-27 02:00 | 266.2 | 260.55
2018-02-27 02:30 | 264.84 | 259.41
2018-02-27 03:00 | 265.88 | 260.46
2018-02-27 03:30 | 263.44 | 258.31
2018-02-27 04:00 | 262.84 | 257.73
2018-02-27 04:30 | 264.65 | 259.22
2018-02-27 05:00 | 267.61 | 262.22
2018-02-27 05:30 | 269.86 | 264.58
2018-02-27 06:00 | 271.71 | 266.26
2018-02-27 06:30 | 271.17 | 265.6
2018-02-27 07:00 | 272.04 | 267.04
2018-02-27 07:30 | 271.09 | 266.6
2018-02-27 08:00 | 271.75 | 266.95
2018-02-27 08:30 | 269.91 | 265.22
2018-02-27 09:00 | 265.4 | 261.29
2018-02-27 09:30 | 264.91 | 261.05
2018-02-27 10:00 | 265 | 261.09
2018-02-27 10:30 | 265.97 | 262.03
2018-02-27 11:00 | 268.56 | 264.37
2018-02-27 11:30 | 266.66 | 262.75
2018-02-27 12:00 | 271.74 | 267.39
2018-02-27 12:30 | 272.37 | 267.8
2018-02-27 13:00 | 270.53 | 266.24
2018-02-27 13:30 | 271.25 | 266.79
2018-02-27 14:00 | 276.05 | 271.22
2018-02-27 14:30 | 275.58 | 270.83
2018-02-27 15:00 | 271.76 | 267.32
2018-02-27 15:30 | 273.95 | 269.34
2018-02-27 16:00 | 275.17 | 270.21
2018-02-27 16:30 | 280.16 | 274.5
2018-02-27 17:00 | 280.63 | 274.84
2018-02-27 17:30 | 279.67 | 274.09
2018-02-27 18:00 | 280.01 | 274.52
2018-02-27 18:30 | 279.54 | 274.15
2018-02-27 19:00 | 275.51 | 270.49
2018-02-27 19:30 | 274.06 | 269.34
2018-02-27 20:00 | 276.35 | 271.4
2018-02-27 20:30 | 281 | 275.69
2018-02-27 21:00 | 283.44 | 278.01
2018-02-27 21:30 | 284.2 | 278.81
2018-02-27 22:00 | 284.3 | 279.04
2018-02-27 22:30 | 284.5 | 278.35
2018-02-27 23:00 | 285.02 | 278.82
2018-02-27 23:30 | 285.41 | 279.31
2018-02-28 | 284.84 | 278.8
2018-02-28 00:30 | 284.05 | 278.12
2018-02-28 01:00 | 283.62 | 277.61
2018-02-28 01:30 | 283.08 | 276.67
2018-02-28 02:00 | 281.64 | 275.55
2018-02-28 02:30 | 279.23 | 272.87
2018-02-28 03:00 | 278.16 | 271.62
2018-02-28 03:30 | 277.93 | 271.35
2018-02-28 04:00 | 277.16 | 270.57
2018-02-28 04:30 | 276.97 | 270.16
2018-02-28 05:00 | 276.55 | 270.42
2018-02-28 05:30 | 275.15 | 270.39
2018-02-28 06:00 | 275 | 270.07
2018-02-28 06:30 | 274.33 | 269.8
2018-02-28 07:00 | 273.89 | 269.43
2018-02-28 07:30 | 272.7 | 268.94
2018-02-28 08:00 | 271.44 | 267.99
2018-02-28 08:30 | 271.72 | 268.64
2018-02-28 09:00 | 269.61 | 267.14
2018-02-28 09:30 | 266.4 | 264.11
2018-02-28 10:00 | 268.27 | 265.84
2018-02-28 10:30 | 269.67 | 267.07
2018-02-28 11:00 | 271.15 | 268.28
2018-02-28 11:30 | 270.68 | 267.86
2018-02-28 12:00 | 270.73 | 267.92
2018-02-28 12:30 | 267.23 | 264.63
2018-02-28 13:00 | 258.19 | 254.9
2018-02-28 13:30 | 263.58 | 259.22
2018-02-28 14:00 | 265.86 | 261.12
2018-02-28 14:30 | 266.65 | 261.9
2018-02-28 15:00 | 265.24 | 260.57
2018-02-28 15:30 | 266.58 | 261.79
2018-02-28 16:00 | 270.38 | 265.82
2018-02-28 16:30 | 267.21 | 263.05
2018-02-28 17:00 | 264.75 | 260.79
2018-02-28 17:30 | 265.12 | 261.24
2018-02-28 18:00 | 266.3 | 262.36
2018-02-28 18:30 | 265.62 | 261.76
2018-02-28 19:00 | 266.6 | 262.58
2018-02-28 19:30 | 271.25 | 266.82
2018-02-28 20:00 | 274.38 | 269.74
2018-02-28 20:30 | 273.45 | 268.97
2018-02-28 21:00 | 268.47 | 264.87
2018-02-28 21:30 | 271.06 | 267.28
2018-02-28 22:00 | 271.88 | 267.62
2018-02-28 22:30 | 271.24 | 266.86
2018-02-28 23:00 | 267.52 | 263.56
2018-02-28 23:30 | 268.36 | 264.11
2018-03-01 | 269.68 | 264.97
2018-03-01 00:30 | 270.29 | 265.18
2018-03-01 01:00 | 273.24 | 267.75
2018-03-01 01:30 | 270.64 | 267.14
2018-03-01 02:00 | 270.67 | 267.34
2018-03-01 02:30 | 269.87 | 266.65
2018-03-01 03:00 | 269.96 | 266.71
2018-03-01 03:30 | 272.24 | 268.75
2018-03-01 04:00 | 273 | 269.49
2018-03-01 04:30 | 274.44 | 270.81
2018-03-01 05:00 | 274.67 | 271.03
2018-03-01 05:30 | 273.71 | 269.99
2018-03-01 06:00 | 273.05 | 269.29
2018-03-01 06:30 | 272.04 | 268.72
2018-03-01 07:00 | 271.76 | 268.54
2018-03-01 07:30 | 269.52 | 266.85
2018-03-01 08:00 | 267.83 | 265.1
2018-03-01 08:30 | 266.92 | 264.49
2018-03-01 09:00 | 264.99 | 262.64
2018-03-01 09:30 | 263.95 | 261.01
2018-03-01 10:00 | 262.65 | 259.61
2018-03-01 10:30 | 260.8 | 257.76
2018-03-01 11:00 | 257.99 | 255.05
2018-03-01 11:30 | 254.24 | 251.46
2018-03-01 12:00 | 250.78 | 247.97
2018-03-01 12:30 | 249.68 | 246.71
2018-03-01 13:00 | 245.06 | 242.43
2018-03-01 13:30 | 244.54 | 241.94
2018-03-01 14:00 | 243.51 | 240.98
2018-03-01 14:30 | 246.5 | 244.11
2018-03-01 15:00 | 247.36 | 245.03
2018-03-01 15:30 | 249.32 | 246.83
2018-03-01 16:00 | 249.66 | 247.16
2018-03-01 16:30 | 250.08 | 247.85
2018-03-01 17:00 | 248.97 | 246.53
2018-03-01 17:30 | 252.24 | 249.76
2018-03-01 18:00 | 253.57 | 251.19
2018-03-01 18:30 | 255.28 | 252.93
2018-03-01 19:00 | 257.84 | 255.17
2018-03-01 19:30 | 256.15 | 253.79
2018-03-01 20:00 | 258.77 | 256.34
2018-03-01 20:30 | 257.69 | 255.24
2018-03-01 21:00 | 253.5 | 250.6
2018-03-01 21:30 | 228.56 | 223.7
2018-03-01 22:00 | 229.95 | 224.64
2018-03-01 22:30 | 234.34 | 227.63
2018-03-01 23:00 | 234.24 | 227.46
2018-03-01 23:30 | 236.88 | 229.83
2018-03-02 | 237.54 | 230.52
2018-03-02 00:30 | 238.04 | 230.94
2018-03-02 01:00 | 243.76 | 235.71
2018-03-02 01:30 | 240.67 | 233.38
2018-03-02 02:00 | 241.07 | 233.89
2018-03-02 02:30 | 242.1 | 234.83
2018-03-02 03:00 | 241.18 | 233.99
2018-03-02 03:30 | 240.71 | 233.55
2018-03-02 04:00 | 239.96 | 232.87
2018-03-02 04:30 | 239.7 | 232.52
2018-03-02 05:00 | 239.14 | 231.92
2018-03-02 05:30 | 237.97 | 230.76
2018-03-02 06:00 | 236.44 | 229.18
2018-03-02 06:30 | 239.45 | 232.95
2018-03-02 07:00 | 246.37 | 240.66
2018-03-02 07:30 | 247.15 | 241.05
2018-03-02 08:00 | 247.85 | 241.5
2018-03-02 08:30 | 267.15 | 261.56
2018-03-02 09:00 | 271.87 | 266.55
2018-03-02 09:30 | 270.45 | 265.04
2018-03-02 10:00 | 269.2 | 263.92
2018-03-02 10:30 | 271.25 | 266.11
2018-03-02 11:00 | 271.23 | 266.05
2018-03-02 11:30 | 271.47 | 266.24
2018-03-02 12:00 | 269.03 | 263.95
2018-03-02 12:30 | 266.94 | 262.16
2018-03-02 13:00 | 267.34 | 262.45
2018-03-02 13:30 | 266.23 | 261.45
2018-03-02 14:00 | 265.74 | 261.03
2018-03-02 14:30 | 266.69 | 261.87
2018-03-02 15:00 | 257 | 251.81
2018-03-02 15:30 | 251.99 | 246.55
2018-03-02 16:00 | 254.13 | 248.43
2018-03-02 16:30 | 254.99 | 249.06
2018-03-02 17:00 | 255.72 | 249.73
2018-03-02 17:30 | 255.95 | 250.03
2018-03-02 18:00 | 254.41 | 248.6
2018-03-02 18:30 | 239.48 | 233.17
2018-03-02 19:00 | 238.66 | 232.38
2018-03-02 19:30 | 239.98 | 233.74
2018-03-02 20:00 | 240.69 | 234.44
2018-03-02 20:30 | 240.88 | 234.85
2018-03-02 21:00 | 240.7 | 234.78
2018-03-02 21:30 | 242.23 | 236.11
2018-03-02 22:00 | 243.58 | 236.97
2018-03-02 22:30 | 243.96 | 236.66
2018-03-02 23:00 | 244.66 | 237.2
2018-03-02 23:30 | 249.8 | 242.73
2018-03-03 | 249.95 | 243.16
2018-03-03 00:30 | 250.48 | 243.78
2018-03-03 01:00 | 258.55 | 252.25
2018-03-03 01:30 | 258.74 | 252.57
2018-03-03 02:00 | 258.67 | 252.4
2018-03-03 02:30 | 259.06 | 252.48
2018-03-03 03:00 | 259.64 | 252.6
2018-03-03 03:30 | 261.62 | 254.11
2018-03-03 04:00 | 262.23 | 254.62
2018-03-03 04:30 | 262.85 | 255.11
2018-03-03 05:00 | 261.69 | 254.11
2018-03-03 05:30 | 261.47 | 253.86
2018-03-03 06:00 | 263.02 | 255.12
2018-03-03 06:30 | 261.86 | 253.98
2018-03-03 07:00 | 262.65 | 254.84
2018-03-03 07:30 | 262.1 | 256.42
2018-03-03 08:00 | 262.32 | 256.29
2018-03-03 08:30 | 261.41 | 255.33
2018-03-03 09:00 | 260.41 | 255.41
2018-03-03 09:30 | 259.72 | 254.88
2018-03-03 10:00 | 255.95 | 251.2
2018-03-03 10:30 | 256.17 | 251.3
2018-03-03 11:00 | 256.84 | 251.82
2018-03-03 11:30 | 258.2 | 252.98
2018-03-03 12:00 | 256.87 | 251.94
2018-03-03 12:30 | 257.18 | 252.4
2018-03-03 13:00 | 257.11 | 252.43
2018-03-03 13:30 | 254.93 | 250.48
2018-03-03 14:00 | 254.65 | 250.28
2018-03-03 14:30 | 253.7 | 249.27
2018-03-03 15:00 | 253.02 | 248.75
2018-03-03 15:30 | 253.7 | 249.44
2018-03-03 16:00 | 276.4 | 272.56
2018-03-03 16:30 | 283.94 | 279.77
2018-03-03 17:00 | 284.16 | 279.99
2018-03-03 17:30 | 284.02 | 279.93
2018-03-03 18:00 | 287.02 | 282.89
2018-03-03 18:30 | 286.72 | 282.64
2018-03-03 19:00 | 285.39 | 281.06
2018-03-03 19:30 | 284.08 | 279.82
2018-03-03 20:00 | 283.46 | 279.28
2018-03-03 20:30 | 278.24 | 274.12
2018-03-03 21:00 | 276.14 | 272.21
2018-03-03 21:30 | 276.07 | 272.16
2018-03-03 22:00 | 276.59 | 272.74
2018-03-03 22:30 | 273.2 | 269.56
2018-03-03 23:00 | 279.75 | 275.61
2018-03-03 23:30 | 282.61 | 278.15
2018-03-04 | 282.86 | 278.41
2018-03-04 00:30 | 283.38 | 279.01
2018-03-04 01:00 | 283.42 | 279.16
2018-03-04 01:30 | 280.26 | 276.46
2018-03-04 02:00 | 282.58 | 278.68
2018-03-04 02:30 | 280.69 | 277.02
2018-03-04 03:00 | 280.02 | 276.39
2018-03-04 03:30 | 283.88 | 279.87
2018-03-04 04:00 | 284.55 | 280.51
2018-03-04 04:30 | 283.05 | 279.11
2018-03-04 05:00 | 284.08 | 280.09
2018-03-04 05:30 | 285.15 | 281.05
2018-03-04 06:00 | 285.7 | 281.45
2018-03-04 06:30 | 285.03 | 280.81
2018-03-04 07:00 | 284.47 | 280.2
2018-03-04 07:30 | 281.19 | 277.28
2018-03-04 08:00 | 276.2 | 272.74
2018-03-04 08:30 | 271.29 | 268.17
2018-03-04 09:00 | 276.15 | 272.13
2018-03-04 09:30 | 268.31 | 265.22
2018-03-04 10:00 | 262.63 | 259.21
2018-03-04 10:30 | 258.2 | 254.79
2018-03-04 11:00 | 257.99 | 254.58
2018-03-04 11:30 | 258.83 | 255.38
2018-03-04 12:00 | 257.94 | 254.49
2018-03-04 12:30 | 255.62 | 251.91
2018-03-04 13:00 | 255.19 | 251.43
2018-03-04 13:30 | 256.29 | 252.42
2018-03-04 14:00 | 256.11 | 252.16
2018-03-04 14:30 | 256.66 | 252.48
2018-03-04 15:00 | 246.24 | 242.89
2018-03-04 15:30 | 252.12 | 248.83
2018-03-04 16:00 | 259.39 | 256.09
2018-03-04 16:30 | 261.66 | 258.48
2018-03-04 17:00 | 263.78 | 260.72
2018-03-04 17:30 | 268.08 | 265.09
2018-03-04 18:00 | 270.9 | 267.84
2018-03-04 18:30 | 270.77 | 267.75
2018-03-04 19:00 | 276.26 | 271.92
2018-03-04 19:30 | 284.44 | 279.21
2018-03-04 20:00 | 286.12 | 280.57
2018-03-04 20:30 | 286.06 | 280.71
2018-03-04 21:00 | 286.76 | 281.51
2018-03-04 21:30 | 287.84 | 281.7
2018-03-04 22:00 | 286.85 | 281.09
2018-03-04 22:30 | 288.23 | 282.46
2018-03-04 23:00 | 288.14 | 282.33
2018-03-04 23:30 | 288.56 | 282.01
2018-03-05 | 288.79 | 282.12
2018-03-05 00:30 | 288.25 | 281.55
2018-03-05 01:00 | 289.8 | 282.91
2018-03-05 01:30 | 279.68 | 273.96
2018-03-05 02:00 | 278.51 | 272.74
2018-03-05 02:30 | 278.76 | 272.82
2018-03-05 03:00 | 276 | 270.41
2018-03-05 03:30 | 274.84 | 269.45
2018-03-05 04:00 | 274.33 | 269.11
2018-03-05 04:30 | 273.76 | 268.69
2018-03-05 05:00 | 273.21 | 268.18
2018-03-05 05:30 | 275.05 | 269.51
2018-03-05 06:00 | 274.91 | 269.8
2018-03-05 06:30 | 274.13 | 270.07
2018-03-05 07:00 | 274.1 | 269.91
2018-03-05 07:30 | 275.61 | 271.28
2018-03-05 08:00 | 278.11 | 273.91
2018-03-05 08:30 | 278.42 | 274.11
2018-03-05 09:00 | 279.01 | 274.53
2018-03-05 09:30 | 277.33 | 273.75
2018-03-05 10:00 | 269.81 | 266.76
2018-03-05 10:30 | 265.51 | 262.68
2018-03-05 11:00 | 262.27 | 259.53
2018-03-05 11:30 | 265 | 262.05
2018-03-05 12:00 | 269.36 | 266.49
2018-03-05 12:30 | 265.19 | 262.17
2018-03-05 13:00 | 263.73 | 260.72
2018-03-05 13:30 | 263.39 | 260.3
2018-03-05 14:00 | 263.49 | 260.37
2018-03-05 14:30 | 262.34 | 259.38
2018-03-05 15:00 | 260.7 | 258.01
2018-03-05 15:30 | 261.97 | 259.26
2018-03-05 16:00 | 262.75 | 259.89
2018-03-05 16:30 | 263.81 | 260.92
2018-03-05 17:00 | 263.81 | 260.85
2018-03-05 17:30 | 264.35 | 261.43
2018-03-05 18:00 | 266.1 | 263.16
2018-03-05 18:30 | 266.33 | 263.42
2018-03-05 19:00 | 267.58 | 264.53
2018-03-05 19:30 | 267.65 | 264.81
2018-03-05 20:00 | 267.66 | 265.03
2018-03-05 20:30 | 266.67 | 264.17
2018-03-05 21:00 | 266.27 | 263.8
2018-03-05 21:30 | 267.53 | 264.98
2018-03-05 22:00 | 267.16 | 264.69
2018-03-05 22:30 | 269.06 | 265.71
2018-03-05 23:00 | 269.25 | 265.83
2018-03-05 23:30 | 268.42 | 265.12
2018-03-06 | 268.83 | 265.58
2018-03-06 00:30 | 269.64 | 266.37
2018-03-06 01:00 | 269.49 | 266.32
2018-03-06 01:30 | 269.8 | 266.7
2018-03-06 02:00 | 263.46 | 260.22
2018-03-06 02:30 | 242.89 | 239
2018-03-06 03:00 | 235.23 | 230.35
2018-03-06 03:30 | 234.68 | 229.71
2018-03-06 04:00 | 234.32 | 229.44
2018-03-06 04:30 | 234.06 | 229.95
2018-03-06 05:00 | 251.32 | 247.8
2018-03-06 05:30 | 255.26 | 251.6
2018-03-06 06:00 | 255 | 251.29
2018-03-06 06:30 | 254.98 | 251.39
2018-03-06 07:00 | 254.37 | 251.13
2018-03-06 07:30 | 254.72 | 250.88
2018-03-06 08:00 | 255.04 | 249.95
2018-03-06 08:30 | 251.72 | 248.63
2018-03-06 09:00 | 253.39 | 250.62
2018-03-06 09:30 | 251.84 | 249.22
2018-03-06 10:00 | 251.2 | 248.77
2018-03-06 10:30 | 251.23 | 248.8
2018-03-06 11:00 | 251.99 | 249.65
2018-03-06 11:30 | 252.32 | 250.1
2018-03-06 12:00 | 246.29 | 243.88
2018-03-06 12:30 | 243.55 | 240.85
2018-03-06 13:00 | 242.42 | 239.77
2018-03-06 13:30 | 241.71 | 239
2018-03-06 14:00 | 241.91 | 239.11
2018-03-06 14:30 | 242.41 | 239.5
2018-03-06 15:00 | 241.62 | 238.77
2018-03-06 15:30 | 243.35 | 240.23
2018-03-06 16:00 | 252.05 | 248.24
2018-03-06 16:30 | 260.12 | 256.36
2018-03-06 17:00 | 260.49 | 256.66
2018-03-06 17:30 | 262.06 | 258.06
2018-03-06 18:00 | 262.62 | 258.63
2018-03-06 18:30 | 262.12 | 258.21
2018-03-06 19:00 | 262.89 | 258.86
2018-03-06 19:30 | 262.49 | 258.68
2018-03-06 20:00 | 260.77 | 257.32
2018-03-06 20:30 | 265.07 | 261.37
2018-03-06 21:00 | 263.46 | 260.04
2018-03-06 21:30 | 264.95 | 260.73
2018-03-06 22:00 | 265.97 | 261.48
2018-03-06 22:30 | 265.92 | 261.61
2018-03-06 23:00 | 265.52 | 261.32
2018-03-06 23:30 | 266.48 | 262.25
2018-03-07 | 265.99 | 261.77
2018-03-07 00:30 | 253.41 | 248.57
2018-03-07 01:00 | 252.17 | 246.45
2018-03-07 01:30 | 249.41 | 244.03
2018-03-07 02:00 | 248.74 | 243.9
2018-03-07 02:30 | 247.5 | 242.91
2018-03-07 03:00 | 243.9 | 239.27
2018-03-07 03:30 | 244.51 | 239.85
2018-03-07 04:00 | 245.1 | 240.37
2018-03-07 04:30 | 246.24 | 241.28
2018-03-07 05:00 | 246.73 | 241.94
2018-03-07 05:30 | 246.54 | 241.95
2018-03-07 06:00 | 245.16 | 241.45
2018-03-07 06:30 | 243.29 | 240.68
2018-03-07 07:00 | 240.17 | 238.01
2018-03-07 07:30 | 237.68 | 235.24
2018-03-07 08:00 | 242.32 | 238.51
2018-03-07 08:30 | 245.56 | 242.38
2018-03-07 09:00 | 254.59 | 252.81
2018-03-07 09:30 | 256.09 | 254.43
2018-03-07 10:00 | 261 | 259.3
2018-03-07 10:30 | 255.4 | 253.7
2018-03-07 11:00 | 254.3 | 252.74
2018-03-07 11:30 | 254.89 | 253.41
2018-03-07 12:00 | 254.09 | 252.62
2018-03-07 12:30 | 254.18 | 252.71
2018-03-07 13:00 | 252.22 | 250.72
2018-03-07 13:30 | 251.21 | 249.77
2018-03-07 14:00 | 252.6 | 251.19
2018-03-07 14:30 | 252.89 | 251.4
2018-03-07 15:00 | 252.58 | 251.04
2018-03-07 15:30 | 254.26 | 252.66
2018-03-07 16:00 | 255.29 | 253.72
2018-03-07 16:30 | 257.46 | 255.93
2018-03-07 17:00 | 259.06 | 257.27
2018-03-07 17:30 | 263.38 | 261.18
2018-03-07 18:00 | 266.38 | 263.95
2018-03-07 18:30 | 264.62 | 262.06
2018-03-07 19:00 | 265.93 | 263.15
2018-03-07 19:30 | 264.4 | 261.82
2018-03-07 20:00 | 262.55 | 260.12
2018-03-07 20:30 | 265.72 | 263.15
2018-03-07 21:00 | 266.72 | 264.28
2018-03-07 21:30 | 269.07 | 266.51
2018-03-07 22:00 | 270.88 | 267.72
2018-03-07 22:30 | 271.68 | 268.27
2018-03-07 23:00 | 271.66 | 268.28
2018-03-07 23:30 | 271.51 | 268.28
2018-03-08 | 271.33 | 268.21
2018-03-08 00:30 | 251.16 | 247.76
2018-03-08 01:00 | 234.19 | 230.41
2018-03-08 01:30 | 235.28 | 230.69
2018-03-08 02:00 | 235.16 | 230.38
2018-03-08 02:30 | 234.49 | 229.83
2018-03-08 03:00 | 233.72 | 229.17
2018-03-08 03:30 | 232.36 | 227.87
2018-03-08 04:00 | 234.74 | 229.94
2018-03-08 04:30 | 235.48 | 230.59
2018-03-08 05:00 | 235.06 | 230.04
2018-03-08 05:30 | 235.08 | 230.05
2018-03-08 06:00 | 234.68 | 229.66
2018-03-08 06:30 | 240.53 | 236.96
2018-03-08 07:00 | 262.94 | 260.36
2018-03-08 07:30 | 263.01 | 260.33
2018-03-08 08:00 | 264.08 | 261.2
2018-03-08 08:30 | 264.14 | 261.2
2018-03-08 09:00 | 262.63 | 259.83
2018-03-08 09:30 | 268.71 | 266.14
2018-03-08 10:00 | 268.47 | 266.16
2018-03-08 10:30 | 268.72 | 266.4
2018-03-08 11:00 | 268.98 | 266.66
2018-03-08 11:30 | 269.8 | 267.43
2018-03-08 12:00 | 270.99 | 268.55
2018-03-08 12:30 | 270.06 | 267.77
2018-03-08 13:00 | 269.22 | 266.91
2018-03-08 13:30 | 270.11 | 267.72
2018-03-08 14:00 | 269.62 | 267.27
2018-03-08 14:30 | 271.3 | 268.65
2018-03-08 15:00 | 277.24 | 273.97
2018-03-08 15:30 | 277.99 | 274.87
2018-03-08 16:00 | 277.19 | 274.44
2018-03-08 16:30 | 278.9 | 275.98
2018-03-08 17:00 | 279.59 | 276.62
2018-03-08 17:30 | 277.01 | 274.36
2018-03-08 18:00 | 277.26 | 274.64
2018-03-08 18:30 | 277.35 | 274.76
2018-03-08 19:00 | 277.46 | 274.81
2018-03-08 19:30 | 281.69 | 278.73
2018-03-08 20:00 | 279.73 | 276.64
2018-03-08 20:30 | 279.01 | 276.25
2018-03-08 21:00 | 276.98 | 274.21
2018-03-08 21:30 | 279.22 | 276.29
2018-03-08 22:00 | 279.79 | 276.61
2018-03-08 22:30 | 279.64 | 275.61
2018-03-08 23:00 | 274.39 | 270.75
2018-03-08 23:30 | 275.14 | 271.04
2018-03-09 | 276.94 | 271.9
2018-03-09 00:30 | 278.28 | 273.02
2018-03-09 01:00 | 277.39 | 272.16
2018-03-09 01:30 | 274.64 | 269.62
2018-03-09 02:00 | 282.07 | 276.18
2018-03-09 02:30 | 282.89 | 276.98
2018-03-09 03:00 | 283.2 | 277.36
2018-03-09 03:30 | 283.15 | 277.31
2018-03-09 04:00 | 281.41 | 275.69
2018-03-09 04:30 | 281.12 | 275.4
2018-03-09 05:00 | 280.8 | 275.09
2018-03-09 05:30 | 280.68 | 274.85
2018-03-09 06:00 | 281.48 | 275.37
2018-03-09 06:30 | 280.21 | 274.41
2018-03-09 07:00 | 278.96 | 273.91
2018-03-09 07:30 | 279.3 | 274.01
2018-03-09 08:00 | 282.33 | 277.18
2018-03-09 08:30 | 283.82 | 278.97
2018-03-09 09:00 | 283.35 | 278.47
2018-03-09 09:30 | 283.49 | 278.5
2018-03-09 10:00 | 282.51 | 277.93
2018-03-09 10:30 | 281.88 | 277.47
2018-03-09 11:00 | 277.28 | 273.02
2018-03-09 11:30 | 276.95 | 272.76
2018-03-09 12:00 | 277.23 | 272.96
2018-03-09 12:30 | 279.54 | 275.23
2018-03-09 13:00 | 279.31 | 275.02
2018-03-09 13:30 | 279.93 | 275.8
2018-03-09 14:00 | 276.3 | 272.25
2018-03-09 14:30 | 276.15 | 272.18
2018-03-09 15:00 | 277.66 | 273.72
2018-03-09 15:30 | 277.55 | 273.42
2018-03-09 16:00 | 277.45 | 273.45
2018-03-09 16:30 | 278.13 | 274.17
2018-03-09 17:00 | 278.7 | 274.68
2018-03-09 17:30 | 278.89 | 274.87
2018-03-09 18:00 | 279.46 | 275.49
2018-03-09 18:30 | 280.17 | 276.19
2018-03-09 19:00 | 280.26 | 276.23
2018-03-09 19:30 | 280.42 | 276.56
2018-03-09 20:00 | 280.62 | 276.79
2018-03-09 20:30 | 279.2 | 275.71
2018-03-09 21:00 | 285.25 | 281.19
2018-03-09 21:30 | 286.87 | 282.61
2018-03-09 22:00 | 283.04 | 279.42
2018-03-09 22:30 | 283.65 | 279.75
2018-03-09 23:00 | 283.91 | 279.76
2018-03-09 23:30 | 284.22 | 280.06
2018-03-10 | 284.88 | 280.65
2018-03-10 00:30 | 285.9 | 280.77
2018-03-10 01:00 | 285.86 | 280.5
2018-03-10 01:30 | 284.83 | 279.65
2018-03-10 02:00 | 280.48 | 276
2018-03-10 02:30 | 283.57 | 278.55
2018-03-10 03:00 | 285.1 | 279.28
2018-03-10 03:30 | 287.38 | 281.23
2018-03-10 04:00 | 281.67 | 275.88
2018-03-10 04:30 | 266.9 | 260.97
2018-03-10 05:00 | 265.54 | 259.56
2018-03-10 05:30 | 269.42 | 262.74
2018-03-10 06:00 | 270.21 | 263.6
2018-03-10 06:30 | 269.07 | 262.98
2018-03-10 07:00 | 269.19 | 263.04
2018-03-10 07:30 | 271.06 | 264.96
2018-03-10 08:00 | 273.39 | 267.28
2018-03-10 08:30 | 283.5 | 277.91
2018-03-10 09:00 | 286.16 | 280.47
2018-03-10 09:30 | 286.96 | 281.07
2018-03-10 10:00 | 285.8 | 280.95
2018-03-10 10:30 | 286.38 | 281.39
2018-03-10 11:00 | 285.38 | 280.45
2018-03-10 11:30 | 285.77 | 280.7
2018-03-10 12:00 | 286.24 | 281.11
2018-03-10 12:30 | 284.86 | 279.8
2018-03-10 13:00 | 281.8 | 277.01
2018-03-10 13:30 | 282.35 | 277.54
2018-03-10 14:00 | 282.68 | 277.76
2018-03-10 14:30 | 283.4 | 278.34
2018-03-10 15:00 | 283.47 | 278.47
2018-03-10 15:30 | 283.85 | 278.89
2018-03-10 16:00 | 284.06 | 279.02
2018-03-10 16:30 | 284.75 | 279.76
2018-03-10 17:00 | 283.32 | 278.49
2018-03-10 17:30 | 284.84 | 279.93
2018-03-10 18:00 | 286.56 | 281.48
2018-03-10 18:30 | 283.06 | 278.03
2018-03-10 19:00 | 264.81 | 258.69
2018-03-10 19:30 | 263.74 | 258.08
2018-03-10 20:00 | 263.73 | 258.25
2018-03-10 20:30 | 284.59 | 280.2
2018-03-10 21:00 | 291.71 | 287.59
2018-03-10 21:30 | 292.03 | 287.93
2018-03-10 22:00 | 292.12 | 287.68
2018-03-10 22:30 | 293.6 | 288.5
2018-03-10 23:00 | 292.04 | 287.01
2018-03-10 23:30 | 265.16 | 259.01
2018-03-11 | 265.89 | 259.57
2018-03-11 00:30 | 266.25 | 259.08
2018-03-11 01:00 | 265.09 | 258.03
2018-03-11 01:30 | 265.5 | 258.45
2018-03-11 02:00 | 265.35 | 258.39
2018-03-11 02:30 | 260.37 | 254.14
2018-03-11 03:00 | 252.57 | 247.44
2018-03-11 03:30 | 251.75 | 246.69
2018-03-11 04:00 | 253.36 | 248.14
2018-03-11 04:30 | 252.32 | 247.27
2018-03-11 05:00 | 252.31 | 247.24
2018-03-11 05:30 | 252.4 | 247.25
2018-03-11 06:00 | 248.41 | 243.05
2018-03-11 06:30 | 241.99 | 236.41
2018-03-11 07:00 | 241.57 | 236
2018-03-11 07:30 | 242.6 | 236.85
2018-03-11 08:00 | 239.7 | 234.18
2018-03-11 08:30 | 255.81 | 251.34
2018-03-11 09:00 | 269.19 | 265.74
2018-03-11 09:30 | 269.04 | 265.89
2018-03-11 10:00 | 266.53 | 264.13
2018-03-11 10:30 | 264.12 | 261.84
2018-03-11 11:00 | 265.66 | 263.3
2018-03-11 11:30 | 265.11 | 262.75
2018-03-11 12:00 | 264.63 | 262.34
2018-03-11 12:30 | 264.9 | 262.58
2018-03-11 13:00 | 266.68 | 264.37
2018-03-11 13:30 | 266.96 | 264.22
2018-03-11 14:00 | 265.03 | 262.15
2018-03-11 14:30 | 265.44 | 262.58
2018-03-11 15:00 | 268.16 | 265.39
2018-03-11 15:30 | 267.99 | 265.27
2018-03-11 16:00 | 266.79 | 264.04
2018-03-11 16:30 | 266.93 | 264.24
2018-03-11 17:00 | 268.38 | 265.28
2018-03-11 17:30 | 270.98 | 267.21
2018-03-11 18:00 | 271.22 | 267.3
2018-03-11 18:30 | 270.95 | 266.98
2018-03-11 19:00 | 272.86 | 268.69
2018-03-11 19:30 | 271.81 | 267.97
2018-03-11 20:00 | 272.05 | 268.44
2018-03-11 20:30 | 271.13 | 267.71
2018-03-11 21:00 | 265.68 | 262.4
2018-03-11 21:30 | 237.95 | 233.98
2018-03-11 22:00 | 236.8 | 232.94
2018-03-11 22:30 | 235.95 | 232.15
2018-03-11 23:00 | 235.65 | 231.95
2018-03-11 23:30 | 237.41 | 233.23
2018-03-12 | 246.97 | 240.86
2018-03-12 00:30 | 247.05 | 240.96
2018-03-12 01:00 | 249.58 | 242.96
2018-03-12 01:30 | 253.24 | 246.24
2018-03-12 02:00 | 253.86 | 246.07
2018-03-12 02:30 | 253.26 | 245.48
2018-03-12 03:00 | 252.81 | 245.1
2018-03-12 03:30 | 252.13 | 244.49
2018-03-12 04:00 | 252.52 | 244.78
2018-03-12 04:30 | 252.84 | 245.12
2018-03-12 05:00 | 266.71 | 259.68
2018-03-12 05:30 | 283.55 | 277.32
2018-03-12 06:00 | 282.7 | 277.14
2018-03-12 06:30 | 282.1 | 276.77
2018-03-12 07:00 | 280.72 | 276.6
2018-03-12 07:30 | 278.66 | 274.69
2018-03-12 08:00 | 275.42 | 271.71
2018-03-12 08:30 | 275.4 | 271.88
2018-03-12 09:00 | 274.85 | 271.37
2018-03-12 09:30 | 260.45 | 256.33
2018-03-12 10:00 | 249.43 | 244.83
2018-03-12 10:30 | 240.13 | 235.18
2018-03-12 11:00 | 238.74 | 233.72
2018-03-12 11:30 | 239.66 | 234.8
2018-03-12 12:00 | 254.94 | 250.28
2018-03-12 12:30 | 275.08 | 270.97
2018-03-12 13:00 | 282.93 | 278.97
2018-03-12 13:30 | 284.1 | 279.89
2018-03-12 14:00 | 285.23 | 280.89
2018-03-12 14:30 | 287.05 | 282.65
2018-03-12 15:00 | 285.65 | 281.58
2018-03-12 15:30 | 286.67 | 282.76
2018-03-12 16:00 | 286.13 | 282.33
2018-03-12 16:30 | 284.27 | 280.57
2018-03-12 17:00 | 283.59 | 279.82
2018-03-12 17:30 | 285.62 | 281.73
2018-03-12 18:00 | 285.75 | 281.9
2018-03-12 18:30 | 285.87 | 282
2018-03-12 19:00 | 287.8 | 283.79
2018-03-12 19:30 | 288.25 | 284.39
2018-03-12 20:00 | 289.34 | 285.38
2018-03-12 20:30 | 285.95 | 282.1
2018-03-12 21:00 | 288.54 | 284.69
2018-03-12 21:30 | 289.7 | 286.02
2018-03-12 22:00 | 289.96 | 285.63
2018-03-12 22:30 | 290.86 | 286.54
2018-03-12 23:00 | 291.92 | 287.48
2018-03-12 23:30 | 292.22 | 287.78
2018-03-13 | 292.99 | 288.36
2018-03-13 00:30 | 294.26 | 288.79
2018-03-13 01:00 | 296.11 | 290.27
2018-03-13 01:30 | 294.9 | 289.16
2018-03-13 02:00 | 291.96 | 286.41
2018-03-13 02:30 | 292.53 | 286.35
2018-03-13 03:00 | 289.56 | 282.99
2018-03-13 03:30 | 288.07 | 281.55
2018-03-13 04:00 | 288.25 | 281.91
2018-03-13 04:30 | 288.77 | 282.34
2018-03-13 05:00 | 289.83 | 283.29
2018-03-13 05:30 | 290.29 | 283.5
2018-03-13 06:00 | 290.01 | 282.99
2018-03-13 06:30 | 286.85 | 280.89
2018-03-13 07:00 | 284.54 | 278.78
2018-03-13 07:30 | 283.28 | 277.22
2018-03-13 08:00 | 281.95 | 276.04
2018-03-13 08:30 | 283.07 | 277.39
2018-03-13 09:00 | 285.36 | 279.85
2018-03-13 09:30 | 287.01 | 281.81
2018-03-13 10:00 | 284.23 | 280.27
2018-03-13 10:30 | 284.36 | 280.31
2018-03-13 11:00 | 284.17 | 280.05
2018-03-13 11:30 | 285.81 | 281.48
2018-03-13 12:00 | 284.2 | 280.07
2018-03-13 12:30 | 282.68 | 278.69
2018-03-13 13:00 | 282.64 | 278.7
2018-03-13 13:30 | 282.2 | 278.22
2018-03-13 14:00 | 280.74 | 276.92
2018-03-13 14:30 | 280.64 | 276.76
2018-03-13 15:00 | 281.46 | 277.49
2018-03-13 15:30 | 281.99 | 277.89
2018-03-13 16:00 | 285.14 | 280.43
2018-03-13 16:30 | 287.96 | 282.89
2018-03-13 17:00 | 287.21 | 282.13
2018-03-13 17:30 | 288.97 | 283.68
2018-03-13 18:00 | 288.61 | 283.64
2018-03-13 18:30 | 288.34 | 283.48
2018-03-13 19:00 | 288.99 | 283.98
2018-03-13 19:30 | 288.09 | 283.06
2018-03-13 20:00 | 287.69 | 282.86
2018-03-13 20:30 | 285.94 | 281.51
2018-03-13 21:00 | 280.8 | 277.11
2018-03-13 21:30 | 282.66 | 279
2018-03-13 22:00 | 282.51 | 279.06
2018-03-13 22:30 | 283.93 | 280.22
2018-03-13 23:00 | 282.56 | 278.76
2018-03-13 23:30 | 283.99 | 280.09
2018-03-14 | 285.05 | 280.4
2018-03-14 00:30 | 284.6 | 279.15
2018-03-14 01:00 | 285.79 | 280.04
2018-03-14 01:30 | 290.31 | 284.07
2018-03-14 02:00 | 287.37 | 281.06
2018-03-14 02:30 | 285.31 | 278.94
2018-03-14 03:00 | 285.81 | 279.35
2018-03-14 03:30 | 285.66 | 279.24
2018-03-14 04:00 | 285.95 | 279.51
2018-03-14 04:30 | 286.88 | 280.34
2018-03-14 05:00 | 285.57 | 279.19
2018-03-14 05:30 | 286.02 | 279.43
2018-03-14 06:00 | 284.98 | 278.84
2018-03-14 06:30 | 284.02 | 278.64
2018-03-14 07:00 | 284.84 | 279.39
2018-03-14 07:30 | 285.74 | 279.93
2018-03-14 08:00 | 282.33 | 276.83
2018-03-14 08:30 | 281.23 | 276.24
2018-03-14 09:00 | 285.55 | 280.55
2018-03-14 09:30 | 285.97 | 281.42
2018-03-14 10:00 | 290.63 | 286.08
2018-03-14 10:30 | 290.67 | 286.03
2018-03-14 11:00 | 287.96 | 283.57
2018-03-14 11:30 | 285.73 | 281.77
2018-03-14 12:00 | 285.36 | 281.29
2018-03-14 12:30 | 286.52 | 282.31
2018-03-14 13:00 | 288.03 | 283.57
2018-03-14 13:30 | 287.18 | 282.76
2018-03-14 14:00 | 285.94 | 281.54
2018-03-14 14:30 | 286.23 | 281.75
2018-03-14 15:00 | 287.06 | 282.39
2018-03-14 15:30 | 289.09 | 283.89
2018-03-14 16:00 | 290.4 | 285.48
2018-03-14 16:30 | 289.51 | 284.96
2018-03-14 17:00 | 288.53 | 284.22
2018-03-14 17:30 | 287.67 | 283.59
2018-03-14 18:00 | 287.58 | 283.56
2018-03-14 18:30 | 287.51 | 283.58
2018-03-14 19:00 | 290.88 | 286.51
2018-03-14 19:30 | 290.36 | 286.2
2018-03-14 20:00 | 288.57 | 284.68
2018-03-14 20:30 | 289.13 | 285.27
2018-03-14 21:00 | 290.03 | 286.25
2018-03-14 21:30 | 290.51 | 286.72
2018-03-14 22:00 | 292.14 | 288.23
2018-03-14 22:30 | 293.68 | 289.06
2018-03-14 23:00 | 291.68 | 286.74
2018-03-14 23:30 | 292.56 | 287.15
2018-03-15 | 290.04 | 284.71
2018-03-15 00:30 | 289.41 | 284.13
2018-03-15 01:00 | 287.53 | 282.18
2018-03-15 01:30 | 273.73 | 266.9
2018-03-15 02:00 | 273.83 | 266.9
2018-03-15 02:30 | 265.66 | 258.2
2018-03-15 03:00 | 262.36 | 255.4
2018-03-15 03:30 | 260.46 | 254.23
2018-03-15 04:00 | 275.29 | 269.71
2018-03-15 04:30 | 277.81 | 272.34
2018-03-15 05:00 | 278.07 | 272.49
2018-03-15 05:30 | 278.23 | 272.52
2018-03-15 06:00 | 277.26 | 271.88
2018-03-15 06:30 | 271.61 | 267.49
2018-03-15 07:00 | 269.83 | 266.38
2018-03-15 07:30 | 269.96 | 267.24
2018-03-15 08:00 | 269.48 | 266.71
2018-03-15 08:30 | 268.53 | 265.81
2018-03-15 09:00 | 261.65 | 258.47
2018-03-15 09:30 | 256.04 | 251.94
2018-03-15 10:00 | 256.6 | 252.08
2018-03-15 10:30 | 257.08 | 252.42
2018-03-15 11:00 | 256.82 | 252.19
2018-03-15 11:30 | 255.31 | 250.9
2018-03-15 12:00 | 256.72 | 252.12
2018-03-15 12:30 | 255.13 | 250.66
2018-03-15 13:00 | 254.82 | 250.27
2018-03-15 13:30 | 255.48 | 250.56
2018-03-15 14:00 | 255.73 | 250.28
2018-03-15 14:30 | 258.12 | 252.68
2018-03-15 15:00 | 255.19 | 250.04
2018-03-15 15:30 | 256.55 | 251.74
2018-03-15 16:00 | 268.72 | 264.45
2018-03-15 16:30 | 271.48 | 267.83
2018-03-15 17:00 | 276.91 | 272.64
2018-03-15 17:30 | 276.7 | 272.58
2018-03-15 18:00 | 273.8 | 270.04
2018-03-15 18:30 | 272.69 | 269.03
2018-03-15 19:00 | 271.93 | 268.27
2018-03-15 19:30 | 272.43 | 268.97
2018-03-15 20:00 | 272.13 | 268.89
2018-03-15 20:30 | 272.56 | 269.38
2018-03-15 21:00 | 270.19 | 267.3
2018-03-15 21:30 | 270.28 | 267.47
2018-03-15 22:00 | 275.48 | 271.84
2018-03-15 22:30 | 272.84 | 269.63
2018-03-15 23:00 | 266.7 | 264.13
2018-03-15 23:30 | 270.29 | 267.57
2018-03-16 | 272.84 | 269.84
2018-03-16 00:30 | 273.12 | 269.65
2018-03-16 01:00 | 272.74 | 269.32
2018-03-16 01:30 | 273.53 | 270.08
2018-03-16 02:00 | 276.42 | 272.65
2018-03-16 02:30 | 261.47 | 256.29
2018-03-16 03:00 | 262.24 | 256.89
2018-03-16 03:30 | 264.55 | 258.87
2018-03-16 04:00 | 266.78 | 260.74
2018-03-16 04:30 | 258.55 | 251.98
2018-03-16 05:00 | 256.79 | 250.37
2018-03-16 05:30 | 257.14 | 250.55
2018-03-16 06:00 | 257.65 | 251.02
2018-03-16 06:30 | 255.81 | 249.82
2018-03-16 07:00 | 256.02 | 250.59
2018-03-16 07:30 | 256.55 | 250.98
2018-03-16 08:00 | 257.21 | 251.4
2018-03-16 08:30 | 254.54 | 248.99
2018-03-16 09:00 | 252.59 | 247.38
2018-03-16 09:30 | 255.19 | 249.58
2018-03-16 10:00 | 256.64 | 250.75
2018-03-16 10:30 | 255.53 | 249.72
2018-03-16 11:00 | 261.69 | 255.05
2018-03-16 11:30 | 261.8 | 255.37
2018-03-16 12:00 | 262.78 | 256.1
2018-03-16 12:30 | 264.35 | 257.42
2018-03-16 13:00 | 267.42 | 259.77
2018-03-16 13:30 | 266.6 | 258.94
2018-03-16 14:00 | 266.81 | 259.32
2018-03-16 14:30 | 267.91 | 260.32
2018-03-16 15:00 | 266.76 | 259.29
2018-03-16 15:30 | 266.45 | 259.04
2018-03-16 16:00 | 267.32 | 259.82
2018-03-16 16:30 | 267.36 | 259.71
2018-03-16 17:00 | 266.37 | 258.91
2018-03-16 17:30 | 265.85 | 258.51
2018-03-16 18:00 | 265.95 | 258.71
2018-03-16 18:30 | 260.66 | 253
2018-03-16 19:00 | 256.85 | 248.92
2018-03-16 19:30 | 258.07 | 250.07
2018-03-16 20:00 | 256.49 | 248.77
2018-03-16 20:30 | 254.35 | 246.93
2018-03-16 21:00 | 255.72 | 248.35
2018-03-16 21:30 | 255.77 | 248.5
2018-03-16 22:00 | 253.88 | 246.92
2018-03-16 22:30 | 253.03 | 246.44
2018-03-16 23:00 | 254.31 | 247.65
2018-03-16 23:30 | 253.47 | 246.84
2018-03-17 | 254.15 | 246.88
2018-03-17 00:30 | 255.99 | 247.76
2018-03-17 01:00 | 256.5 | 248.22
2018-03-17 01:30 | 253.44 | 245.44
2018-03-17 02:00 | 254.18 | 246.2
2018-03-17 02:30 | 253.68 | 245.78
2018-03-17 03:00 | 254.22 | 246.15
2018-03-17 03:30 | 254.33 | 246.2
2018-03-17 04:00 | 254.35 | 246.21
2018-03-17 04:30 | 255.57 | 247.54
2018-03-17 05:00 | 254.45 | 246.59
2018-03-17 05:30 | 244.74 | 238.26
2018-03-17 06:00 | 243.54 | 237.11
2018-03-17 06:30 | 242.83 | 236.49
2018-03-17 07:00 | 241.81 | 235.58
2018-03-17 07:30 | 241.04 | 234.7
2018-03-17 08:00 | 240.13 | 234.8
2018-03-17 08:30 | 238.53 | 233.3
2018-03-17 09:00 | 238.94 | 233.49
2018-03-17 09:30 | 239.16 | 233.68
2018-03-17 10:00 | 239.04 | 233.76
2018-03-17 10:30 | 237.15 | 232.12
2018-03-17 11:00 | 236.22 | 231.3
2018-03-17 11:30 | 237.71 | 232.61
2018-03-17 12:00 | 238.99 | 233.71
2018-03-17 12:30 | 239.27 | 233.91
2018-03-17 13:00 | 238.65 | 233.24
2018-03-17 13:30 | 239.54 | 233.77
2018-03-17 14:00 | 241.12 | 235.19
2018-03-17 14:30 | 241.36 | 235.21
2018-03-17 15:00 | 240.26 | 235.09
2018-03-17 15:30 | 239.77 | 234.97
2018-03-17 16:00 | 263.8 | 259.94
2018-03-17 16:30 | 266.91 | 263.27
2018-03-17 17:00 | 269.92 | 266.29
2018-03-17 17:30 | 272.56 | 268.99
2018-03-17 18:00 | 249.67 | 245.59
2018-03-17 18:30 | 239.32 | 234.92
2018-03-17 19:00 | 240.98 | 236.09
2018-03-17 19:30 | 240.85 | 236.16
2018-03-17 20:00 | 241.01 | 236.44
2018-03-17 20:30 | 240.54 | 236.18
2018-03-17 21:00 | 240.08 | 236.02
2018-03-17 21:30 | 241.3 | 237.29
2018-03-17 22:00 | 242.95 | 238.69
2018-03-17 22:30 | 243.84 | 238.83
2018-03-17 23:00 | 245.87 | 240.23
2018-03-17 23:30 | 242.94 | 238.06
2018-03-18 | 245.16 | 239.41
2018-03-18 00:30 | 245.31 | 239.28
2018-03-18 01:00 | 245.14 | 239.26
2018-03-18 01:30 | 244.85 | 239.04
2018-03-18 02:00 | 245.42 | 239.34
2018-03-18 02:30 | 245.48 | 238.91
2018-03-18 03:00 | 245.77 | 239.22
2018-03-18 03:30 | 246.56 | 239.87
2018-03-18 04:00 | 245.68 | 239.07
2018-03-18 04:30 | 244.32 | 237.97
2018-03-18 05:00 | 243.83 | 237.49
2018-03-18 05:30 | 243.71 | 237.4
2018-03-18 06:00 | 242.99 | 236.6
2018-03-18 06:30 | 241.57 | 235.26
2018-03-18 07:00 | 240.43 | 234.2
2018-03-18 07:30 | 239.37 | 234.07
2018-03-18 08:00 | 239.78 | 234.37
2018-03-18 08:30 | 239.58 | 234.15
2018-03-18 09:00 | 239.06 | 233.95
2018-03-18 09:30 | 238.79 | 234.02
2018-03-18 10:00 | 239.19 | 234.39
2018-03-18 10:30 | 239.37 | 234.54
2018-03-18 11:00 | 240.09 | 235.71
2018-03-18 11:30 | 239.16 | 235.24
2018-03-18 12:00 | 238.21 | 234.47
2018-03-18 12:30 | 237.03 | 233.46
2018-03-18 13:00 | 234.51 | 230.57
2018-03-18 13:30 | 235.71 | 231.38
2018-03-18 14:00 | 237.14 | 232.46
2018-03-18 14:30 | 238.27 | 232.55
2018-03-18 15:00 | 239.7 | 233.26
2018-03-18 15:30 | 261.16 | 255.54
2018-03-18 16:00 | 267.87 | 262.28
2018-03-18 16:30 | 269.36 | 263.41
2018-03-18 17:00 | 269.83 | 264.2
2018-03-18 17:30 | 268.43 | 263.17
2018-03-18 18:00 | 268.36 | 263.54
2018-03-18 18:30 | 273.76 | 268.88
2018-03-18 19:00 | 276.11 | 271.16
2018-03-18 19:30 | 276.28 | 271.52
2018-03-18 20:00 | 276.63 | 271.88
2018-03-18 20:30 | 275.03 | 270.66
2018-03-18 21:00 | 274.63 | 270.51
2018-03-18 21:30 | 270.68 | 266.47
2018-03-18 22:00 | 270.26 | 265.83
2018-03-18 22:30 | 271.91 | 266.45
2018-03-18 23:00 | 272.96 | 267.23
2018-03-18 23:30 | 274.79 | 269.31
2018-03-19 | 277.11 | 271.87
2018-03-19 00:30 | 278.4 | 273.09
2018-03-19 01:00 | 279.82 | 274.43
2018-03-19 01:30 | 279.38 | 274.05
2018-03-19 02:00 | 279.16 | 273.99
2018-03-19 02:30 | 279.76 | 274.55
2018-03-19 03:00 | 280.94 | 275.6
2018-03-19 03:30 | 279.87 | 274.64
2018-03-19 04:00 | 275.1 | 269.75
2018-03-19 04:30 | 275.39 | 269.89
2018-03-19 05:00 | 278.29 | 272.74
2018-03-19 05:30 | 280.56 | 274.84
2018-03-19 06:00 | 278.84 | 273.66
2018-03-19 06:30 | 275.9 | 271.8
2018-03-19 07:00 | 275.71 | 271.84
2018-03-19 07:30 | 277.31 | 273.02
2018-03-19 08:00 | 278.87 | 274.4
2018-03-19 08:30 | 277.31 | 274.01
2018-03-19 09:00 | 274.61 | 271.46
2018-03-19 09:30 | 272.08 | 269.12
2018-03-19 10:00 | 270.66 | 267.84
2018-03-19 10:30 | 268.12 | 265.45
2018-03-19 11:00 | 268.54 | 265.76
2018-03-19 11:30 | 267.66 | 264.78
2018-03-19 12:00 | 267.68 | 264.71
2018-03-19 12:30 | 266.66 | 263.93
2018-03-19 13:00 | 266.87 | 264.09
2018-03-19 13:30 | 267.11 | 264.29
2018-03-19 14:00 | 267 | 264.15
2018-03-19 14:30 | 268.97 | 265.98
2018-03-19 15:00 | 270.54 | 267.55
2018-03-19 15:30 | 271.85 | 268.87
2018-03-19 16:00 | 272.18 | 269.22
2018-03-19 16:30 | 272.39 | 269.36
2018-03-19 17:00 | 272.64 | 269.62
2018-03-19 17:30 | 271.97 | 269.06
2018-03-19 18:00 | 272.03 | 269.32
2018-03-19 18:30 | 273 | 270.29
2018-03-19 19:00 | 274.98 | 272.15
2018-03-19 19:30 | 275.72 | 273
2018-03-19 20:00 | 275.68 | 273.1
2018-03-19 20:30 | 276.08 | 273.61
2018-03-19 21:00 | 274.18 | 271.83
2018-03-19 21:30 | 277.54 | 274.89
2018-03-19 22:00 | 278.9 | 276.02
2018-03-19 22:30 | 280.05 | 276.66
2018-03-19 23:00 | 280.86 | 277.5
2018-03-19 23:30 | 280.97 | 276.96
2018-03-20 | 281.32 | 277.35
2018-03-20 00:30 | 282.08 | 277.92
2018-03-20 01:00 | 281.11 | 277.09
2018-03-20 01:30 | 280.49 | 276.52
2018-03-20 02:00 | 280.57 | 276.72
2018-03-20 02:30 | 281.48 | 277.5
2018-03-20 03:00 | 282.41 | 278.41
2018-03-20 03:30 | 281.47 | 277.55
2018-03-20 04:00 | 281.82 | 277.78
2018-03-20 04:30 | 282.98 | 278.86
2018-03-20 05:00 | 282.75 | 278.57
2018-03-20 05:30 | 281.2 | 277.24
2018-03-20 06:00 | 281.26 | 277.12
2018-03-20 06:30 | 282.46 | 277.73
2018-03-20 07:00 | 283.16 | 278.29
2018-03-20 07:30 | 281.59 | 278.11
2018-03-20 08:00 | 280.38 | 277.46
2018-03-20 08:30 | 279.49 | 276.01
2018-03-20 09:00 | 276.28 | 272.55
2018-03-20 09:30 | 275.25 | 271.29
2018-03-20 10:00 | 273.93 | 270.36
2018-03-20 10:30 | 273.82 | 270.48
2018-03-20 11:00 | 276.08 | 272.35
2018-03-20 11:30 | 278.15 | 273.92
2018-03-20 12:00 | 276.52 | 271.85
2018-03-20 12:30 | 274.92 | 270.17
2018-03-20 13:00 | 271.73 | 267.25
2018-03-20 13:30 | 273.24 | 268.68
2018-03-20 14:00 | 274.51 | 269.99
2018-03-20 14:30 | 274.54 | 270
2018-03-20 15:00 | 272.85 | 268.46
2018-03-20 15:30 | 272.8 | 268.61
2018-03-20 16:00 | 273.5 | 269.55
2018-03-20 16:30 | 273.67 | 269.87
2018-03-20 17:00 | 275.22 | 271.42
2018-03-20 17:30 | 274.8 | 271.11
2018-03-20 18:00 | 277.17 | 273.32
2018-03-20 18:30 | 277.12 | 273.04
2018-03-20 19:00 | 275.12 | 270.84
2018-03-20 19:30 | 276.16 | 271.94
2018-03-20 20:00 | 278.58 | 274.1
2018-03-20 20:30 | 279.62 | 275.24
2018-03-20 21:00 | 284.14 | 279.6
2018-03-20 21:30 | 284.33 | 279.8
2018-03-20 22:00 | 284.67 | 280.18
2018-03-20 22:30 | 285.07 | 280.65
2018-03-20 23:00 | 284.48 | 280.21
2018-03-20 23:30 | 284.77 | 279.98
2018-03-21 | 286.11 | 281.1
2018-03-21 00:30 | 287.28 | 282.27
2018-03-21 01:00 | 288.33 | 283.29
2018-03-21 01:30 | 288.13 | 283.11
2018-03-21 02:00 | 288.86 | 283.73
2018-03-21 02:30 | 290.07 | 284.8
2018-03-21 03:00 | 290.08 | 284.89
2018-03-21 03:30 | 288.75 | 283.68
2018-03-21 04:00 | 288.6 | 283.51
2018-03-21 04:30 | 288.4 | 283.36
2018-03-21 05:00 | 290.16 | 284.84
2018-03-21 05:30 | 289.77 | 284.65
2018-03-21 06:00 | 288.98 | 285.29
2018-03-21 06:30 | 289.29 | 285.67
2018-03-21 07:00 | 289.54 | 285.74
2018-03-21 07:30 | 289.08 | 285.21
2018-03-21 08:00 | 287.72 | 284
2018-03-21 08:30 | 287.26 | 283.55
2018-03-21 09:00 | 288.25 | 284.6
2018-03-21 09:30 | 288.86 | 285.18
2018-03-21 10:00 | 288.96 | 285.17
2018-03-21 10:30 | 288.18 | 283.76
2018-03-21 11:00 | 288.23 | 283.7
2018-03-21 11:30 | 290.06 | 285.48
2018-03-21 12:00 | 290.75 | 286.28
2018-03-21 12:30 | 289.52 | 285.06
2018-03-21 13:00 | 288.68 | 284.3
2018-03-21 13:30 | 286.74 | 282.47
2018-03-21 14:00 | 285.98 | 281.58
2018-03-21 14:30 | 284.1 | 279.81
2018-03-21 15:00 | 284.03 | 279.84
2018-03-21 15:30 | 284.41 | 280.05
2018-03-21 16:00 | 286.16 | 281.53
2018-03-21 16:30 | 284.18 | 279.64
2018-03-21 17:00 | 280.14 | 276.08
2018-03-21 17:30 | 280.68 | 276.81
2018-03-21 18:00 | 281.41 | 277.5
2018-03-21 18:30 | 279.95 | 276.08
2018-03-21 19:00 | 280.1 | 276.36
2018-03-21 19:30 | 279.11 | 275.61
2018-03-21 20:00 | 277.43 | 274.19
2018-03-21 20:30 | 277.73 | 274.61
2018-03-21 21:00 | 275.04 | 272.32
2018-03-21 21:30 | 275.21 | 272.42
2018-03-21 22:00 | 275.19 | 272.06
2018-03-21 22:30 | 272.52 | 269.74
2018-03-21 23:00 | 273.87 | 270.8
2018-03-21 23:30 | 274.55 | 270.86
2018-03-22 | 273.83 | 270.13
2018-03-22 00:30 | 274.43 | 270.55
2018-03-22 01:00 | 273.65 | 269.59
2018-03-22 01:30 | 274.81 | 270.4
2018-03-22 02:00 | 275.14 | 270.8
2018-03-22 02:30 | 275.26 | 271.04
2018-03-22 03:00 | 273.97 | 269.77
2018-03-22 03:30 | 273.84 | 269.53
2018-03-22 04:00 | 275.01 | 270.56
2018-03-22 04:30 | 276.29 | 271.73
2018-03-22 05:00 | 276.64 | 272.07
2018-03-22 05:30 | 275.68 | 271.08
2018-03-22 06:00 | 275.11 | 270.68
2018-03-22 06:30 | 273.96 | 270.23
2018-03-22 07:00 | 274.2 | 270.92
2018-03-22 07:30 | 273.53 | 270.11
2018-03-22 08:00 | 272.01 | 268.79
2018-03-22 08:30 | 271.43 | 268.11
2018-03-22 09:00 | 272.01 | 268.3
2018-03-22 09:30 | 272.05 | 268.29
2018-03-22 10:00 | 275.23 | 270.94
2018-03-22 10:30 | 277.6 | 272.71
2018-03-22 11:00 | 273.95 | 269.67
2018-03-22 11:30 | 277.4 | 272.72
2018-03-22 12:00 | 276.37 | 271.72
2018-03-22 12:30 | 274.26 | 269.78
2018-03-22 13:00 | 273.22 | 268.81
2018-03-22 13:30 | 273.03 | 268.7
2018-03-22 14:00 | 272.43 | 268.15
2018-03-22 14:30 | 272.06 | 267.76
2018-03-22 15:00 | 273 | 268.83
2018-03-22 15:30 | 274.86 | 270.6
2018-03-22 16:00 | 276.04 | 272.75
2018-03-22 16:30 | 276.37 | 273
2018-03-22 17:00 | 273.08 | 270.04
2018-03-22 17:30 | 271.56 | 268.74
2018-03-22 18:00 | 272.23 | 269.39
2018-03-22 18:30 | 273.75 | 270.75
2018-03-22 19:00 | 274.85 | 271.85
2018-03-22 19:30 | 280.29 | 276.94
2018-03-22 20:00 | 280.7 | 277.42
2018-03-22 20:30 | 280.07 | 276.97
2018-03-22 21:00 | 280.95 | 277.92
2018-03-22 21:30 | 280.56 | 277.6
2018-03-22 22:00 | 281.23 | 278.33
2018-03-22 22:30 | 281.64 | 278.8
2018-03-22 23:00 | 281.81 | 278.94
2018-03-22 23:30 | 281.19 | 278.27
2018-03-23 | 282.05 | 278.58
2018-03-23 00:30 | 283.45 | 279.9
2018-03-23 01:00 | 283.08 | 279.1
2018-03-23 01:30 | 269.47 | 265.24
2018-03-23 02:00 | 250.08 | 245.19
2018-03-23 02:30 | 249.78 | 244.96
2018-03-23 03:00 | 248.34 | 243.67
2018-03-23 03:30 | 247.37 | 242.8
2018-03-23 04:00 | 246.24 | 241.78
2018-03-23 04:30 | 265.31 | 261.35
2018-03-23 05:00 | 280.87 | 277.07
2018-03-23 05:30 | 281.59 | 277.66
2018-03-23 06:00 | 281.51 | 277.51
2018-03-23 06:30 | 281.52 | 277.37
2018-03-23 07:00 | 280.2 | 276.66
2018-03-23 07:30 | 278.94 | 275.52
2018-03-23 08:00 | 280.12 | 276.65
2018-03-23 08:30 | 281.35 | 277.72
2018-03-23 09:00 | 281.85 | 278.19
2018-03-23 09:30 | 282.26 | 278.51
2018-03-23 10:00 | 281.32 | 277.6
2018-03-23 10:30 | 280.62 | 276.9
2018-03-23 11:00 | 280.47 | 276.47
2018-03-23 11:30 | 279.58 | 275.79
2018-03-23 12:00 | 279.13 | 275.33
2018-03-23 12:30 | 279.21 | 275.48
2018-03-23 13:00 | 279.66 | 275.85
2018-03-23 13:30 | 275.64 | 271.56
2018-03-23 14:00 | 274.84 | 270.52
2018-03-23 14:30 | 273.27 | 269.52
2018-03-23 15:00 | 274.2 | 270.39
2018-03-23 15:30 | 269.65 | 265.93
2018-03-23 16:00 | 253.55 | 249.44
2018-03-23 16:30 | 259.87 | 255.88
2018-03-23 17:00 | 259.24 | 255.31
2018-03-23 17:30 | 259.7 | 255.76
2018-03-23 18:00 | 259.82 | 255.92
2018-03-23 18:30 | 259.78 | 255.81
2018-03-23 19:00 | 260.2 | 256.19
2018-03-23 19:30 | 260.72 | 256.69
2018-03-23 20:00 | 260.88 | 256.94
2018-03-23 20:30 | 262.34 | 258.57
2018-03-23 21:00 | 269.77 | 266.11
2018-03-23 21:30 | 277.55 | 274.06
2018-03-23 22:00 | 274.98 | 271.92
2018-03-23 22:30 | 276.41 | 273.27
2018-03-23 23:00 | 276.12 | 272.48
2018-03-23 23:30 | 275.61 | 272.18
2018-03-24 | 278.57 | 274.23
2018-03-24 00:30 | 279.97 | 275.48
2018-03-24 01:00 | 279.13 | 274.76
2018-03-24 01:30 | 279.28 | 274.95
2018-03-24 02:00 | 279.73 | 275.46
2018-03-24 02:30 | 279.03 | 274.82
2018-03-24 03:00 | 276.66 | 272.64
2018-03-24 03:30 | 276.7 | 272.72
2018-03-24 04:00 | 275.08 | 271.25
2018-03-24 04:30 | 276.67 | 272.64
2018-03-24 05:00 | 277.08 | 273.05
2018-03-24 05:30 | 277.3 | 273.15
2018-03-24 06:00 | 277.05 | 272.83
2018-03-24 06:30 | 277.16 | 272.85
2018-03-24 07:00 | 276.08 | 271.77
2018-03-24 07:30 | 274.88 | 270.64
2018-03-24 08:00 | 273.79 | 270.14
2018-03-24 08:30 | 274.03 | 270.09
2018-03-24 09:00 | 273.48 | 269.87
2018-03-24 09:30 | 273.93 | 270.56
2018-03-24 10:00 | 273.68 | 270.31
2018-03-24 10:30 | 273.68 | 270.29
2018-03-24 11:00 | 273.69 | 270.27
2018-03-24 11:30 | 272.06 | 268.68
2018-03-24 12:00 | 272.58 | 269.22
2018-03-24 12:30 | 272.14 | 268.75
2018-03-24 13:00 | 273.56 | 270.03
2018-03-24 13:30 | 274.57 | 271.13
2018-03-24 14:00 | 274.76 | 271.31
2018-03-24 14:30 | 275.5 | 271.98
2018-03-24 15:00 | 275.87 | 272.24
2018-03-24 15:30 | 275.99 | 272.35
2018-03-24 16:00 | 277.22 | 273.32
2018-03-24 16:30 | 278.22 | 274.27
2018-03-24 17:00 | 280.29 | 276.08
2018-03-24 17:30 | 279.94 | 275.85
2018-03-24 18:00 | 279.55 | 275.57
2018-03-24 18:30 | 280.31 | 276.12
2018-03-24 19:00 | 281.77 | 277.45
2018-03-24 19:30 | 282.21 | 277.99
2018-03-24 20:00 | 282.49 | 278.42
2018-03-24 20:30 | 281.84 | 277.89
2018-03-24 21:00 | 279.84 | 276.15
2018-03-24 21:30 | 280.72 | 277.03
2018-03-24 22:00 | 281.46 | 277.73
2018-03-24 22:30 | 283.9 | 280.11
2018-03-24 23:00 | 284.4 | 280.66
2018-03-24 23:30 | 285.48 | 281.64
2018-03-25 | 287.11 | 282.89
2018-03-25 00:30 | 286.71 | 282.01
2018-03-25 01:00 | 283.53 | 278.77
2018-03-25 01:30 | 283.49 | 278.47
2018-03-25 02:00 | 284.07 | 279.15
2018-03-25 02:30 | 285.25 | 279.84
2018-03-25 03:00 | 281.49 | 275.63
2018-03-25 03:30 | 280.12 | 274.39
2018-03-25 04:00 | 283.24 | 277.79
2018-03-25 04:30 | 283.89 | 278.32
2018-03-25 05:00 | 283.27 | 277.77
2018-03-25 05:30 | 283.78 | 278.22
2018-03-25 06:00 | 283.34 | 277.8
2018-03-25 06:30 | 281.8 | 277.19
2018-03-25 07:00 | 282.46 | 277.73
2018-03-25 07:30 | 283.29 | 278.39
2018-03-25 08:00 | 283.14 | 278.14
2018-03-25 08:30 | 280.94 | 276.09
2018-03-25 09:00 | 279.2 | 274.43
2018-03-25 09:30 | 281.56 | 277.62
2018-03-25 10:00 | 278.07 | 274.29
2018-03-25 10:30 | 276.87 | 273.11
2018-03-25 11:00 | 278.93 | 274.93
2018-03-25 11:30 | 279.87 | 275.75
2018-03-25 12:00 | 279.11 | 274.89
2018-03-25 12:30 | 278.53 | 274.3
2018-03-25 13:00 | 280.88 | 276.51
2018-03-25 13:30 | 280.01 | 275.77
2018-03-25 14:00 | 278.02 | 273.89
2018-03-25 14:30 | 278.49 | 274.2
2018-03-25 15:00 | 278.38 | 274.19
2018-03-25 15:30 | 270.96 | 267.66
2018-03-25 16:00 | 269.74 | 266.51
2018-03-25 16:30 | 268.42 | 265.08
2018-03-25 17:00 | 266.75 | 263.23
2018-03-25 17:30 | 268.05 | 264.4
2018-03-25 18:00 | 267.63 | 264.36
2018-03-25 18:30 | 267.07 | 263.84
2018-03-25 19:00 | 268.2 | 265.49
2018-03-25 19:30 | 268.45 | 266.03
2018-03-25 20:00 | 268.87 | 266.67
2018-03-25 20:30 | 268.11 | 266.04
2018-03-25 21:00 | 267.3 | 265.44
2018-03-25 21:30 | 267.35 | 265.53
2018-03-25 22:00 | 268.1 | 265.7
2018-03-25 22:30 | 269.26 | 266.77
2018-03-25 23:00 | 268.58 | 266.08
2018-03-25 23:30 | 268.99 | 266.48
2018-03-26 | 268.68 | 266.3
2018-03-26 00:30 | 267.88 | 265.19
2018-03-26 01:00 | 264.87 | 262.37
2018-03-26 01:30 | 266.22 | 263.45
2018-03-26 02:00 | 262.51 | 260.15
2018-03-26 02:30 | 260.24 | 258.03
2018-03-26 03:00 | 260.15 | 257.88
2018-03-26 03:30 | 258.94 | 256.72
2018-03-26 04:00 | 258.19 | 255.97
2018-03-26 04:30 | 260.08 | 257.64
2018-03-26 05:00 | 260.18 | 257.76
2018-03-26 05:30 | 259.33 | 256.73
2018-03-26 06:00 | 265.1 | 262.21
2018-03-26 06:30 | 265.21 | 262.31
2018-03-26 07:00 | 265.85 | 262.54
2018-03-26 07:30 | 266.21 | 262.68
2018-03-26 08:00 | 265.76 | 262.21
2018-03-26 08:30 | 266.89 | 263.21
2018-03-26 09:00 | 266.88 | 263.41
2018-03-26 09:30 | 265.15 | 261.83
2018-03-26 10:00 | 238.94 | 234.88
2018-03-26 10:30 | 234.25 | 230.15
2018-03-26 11:00 | 238.12 | 233.82
2018-03-26 11:30 | 237.54 | 233.43
2018-03-26 12:00 | 237.7 | 233.86
2018-03-26 12:30 | 226.5 | 222.85
2018-03-26 13:00 | 223.27 | 219.9
2018-03-26 13:30 | 224.56 | 221.01
2018-03-26 14:00 | 228.4 | 224.57
2018-03-26 14:30 | 229.29 | 225.4
2018-03-26 15:00 | 229.98 | 226
2018-03-26 15:30 | 229.12 | 225.25
2018-03-26 16:00 | 228.57 | 224.78
2018-03-26 16:30 | 228.19 | 224.44
2018-03-26 17:00 | 229.26 | 225.29
2018-03-26 17:30 | 228.73 | 224.72
2018-03-26 18:00 | 246.31 | 242.77
2018-03-26 18:30 | 258.67 | 255.46
2018-03-26 19:00 | 257.94 | 254.88
2018-03-26 19:30 | 257.42 | 254.58
2018-03-26 20:00 | 252.23 | 249.82
2018-03-26 20:30 | 259.41 | 257.2
2018-03-26 21:00 | 267.75 | 265.45
2018-03-26 21:30 | 273.39 | 270.84
2018-03-26 22:00 | 273.5 | 271.18
2018-03-26 22:30 | 267.48 | 265.64
2018-03-26 23:00 | 263.37 | 261.65
2018-03-26 23:30 | 260.74 | 258.93
2018-03-27 | 257.68 | 255.64
2018-03-27 00:30 | 252.91 | 250.14
2018-03-27 01:00 | 249.51 | 246.71
2018-03-27 01:30 | 248.4 | 245.69
2018-03-27 02:00 | 249.08 | 246.36
2018-03-27 02:30 | 249.11 | 246.42
2018-03-27 03:00 | 248.37 | 245.83
2018-03-27 03:30 | 248.39 | 245.89
2018-03-27 04:00 | 249.05 | 246.49
2018-03-27 04:30 | 249.81 | 247.2
2018-03-27 05:00 | 250.62 | 247.9
2018-03-27 05:30 | 250.86 | 247.9
2018-03-27 06:00 | 250.98 | 247.7
2018-03-27 06:30 | 251.22 | 247.93
2018-03-27 07:00 | 247.84 | 245.62
2018-03-27 07:30 | 246.06 | 244.35
2018-03-27 08:00 | 246.93 | 245.38
2018-03-27 08:30 | 227.79 | 224.99
2018-03-27 09:00 | 220.16 | 216.58
2018-03-27 09:30 | 220.12 | 216.5
2018-03-27 10:00 | 220.06 | 216.44
2018-03-27 10:30 | 219.45 | 216.02
2018-03-27 11:00 | 221 | 217.49
2018-03-27 11:30 | 220.09 | 216.65
2018-03-27 12:00 | 219.4 | 216.02
2018-03-27 12:30 | 217.85 | 214.43
2018-03-27 13:00 | 218.18 | 214.42
2018-03-27 13:30 | 218.95 | 215.18
2018-03-27 14:00 | 217.84 | 214.22
2018-03-27 14:30 | 216.78 | 213.01
2018-03-27 15:00 | 215.91 | 212.15
2018-03-27 15:30 | 218.74 | 214.38
2018-03-27 16:00 | 224.5 | 219.7
2018-03-27 16:30 | 252.02 | 248.63
2018-03-27 17:00 | 246.95 | 243.33
2018-03-27 17:30 | 245.86 | 242.2
2018-03-27 18:00 | 240.49 | 236.56
2018-03-27 18:30 | 235.57 | 231.62
2018-03-27 19:00 | 234.53 | 230.75
2018-03-27 19:30 | 235.17 | 231.42
2018-03-27 20:00 | 235.78 | 232.04
2018-03-27 20:30 | 231.41 | 227.79
2018-03-27 21:00 | 228.85 | 225.02
2018-03-27 21:30 | 225.07 | 221.78
2018-03-27 22:00 | 226.56 | 222.69
2018-03-27 22:30 | 227.61 | 221.61
2018-03-27 23:00 | 225.78 | 220.33
2018-03-27 23:30 | 223.95 | 219.2
2018-03-28 | 224.91 | 220.02
2018-03-28 00:30 | 225.17 | 219.97
2018-03-28 01:00 | 224.82 | 220.01
2018-03-28 01:30 | 224.76 | 220.15
2018-03-28 02:00 | 224.75 | 220.06
2018-03-28 02:30 | 224.55 | 219.94
2018-03-28 03:00 | 226.05 | 221.35
2018-03-28 03:30 | 227.14 | 222.39
2018-03-28 04:00 | 227.7 | 222.84
2018-03-28 04:30 | 226.56 | 221.75
2018-03-28 05:00 | 227.71 | 222.77
2018-03-28 05:30 | 231.43 | 226.16
2018-03-28 06:00 | 233.32 | 228.67
2018-03-28 06:30 | 231.29 | 227.8
2018-03-28 07:00 | 230.22 | 226.99
2018-03-28 07:30 | 229.63 | 226.87
2018-03-28 08:00 | 227.07 | 224.6
2018-03-28 08:30 | 220.89 | 218.51
2018-03-28 09:00 | 222.4 | 219.77
2018-03-28 09:30 | 223.31 | 220.12
2018-03-28 10:00 | 225.46 | 222.07
2018-03-28 10:30 | 225.68 | 222.34
2018-03-28 11:00 | 226.34 | 222.95
2018-03-28 11:30 | 227.6 | 224.03
2018-03-28 12:00 | 228.74 | 225.08
2018-03-28 12:30 | 227.91 | 224.33
2018-03-28 13:00 | 229.2 | 225.48
2018-03-28 13:30 | 230.83 | 226.79
2018-03-28 14:00 | 229.79 | 225.77
2018-03-28 14:30 | 225.56 | 221.88
2018-03-28 15:00 | 228.96 | 224.73
2018-03-28 15:30 | 229.11 | 224.54
2018-03-28 16:00 | 232.06 | 227.2
2018-03-28 16:30 | 236.83 | 231.75
2018-03-28 17:00 | 267.11 | 263.15
2018-03-28 17:30 | 274.61 | 270.34
2018-03-28 18:00 | 276.17 | 271.89
2018-03-28 18:30 | 277.44 | 273.22
2018-03-28 19:00 | 277.45 | 273.35
2018-03-28 19:30 | 278.2 | 274.2
2018-03-28 20:00 | 278.21 | 274.27
2018-03-28 20:30 | 278.72 | 274.81
2018-03-28 21:00 | 279.16 | 275.25
2018-03-28 21:30 | 279.32 | 274.5
2018-03-28 22:00 | 277.9 | 273.42
2018-03-28 22:30 | 278.7 | 274.04
2018-03-28 23:00 | 277.26 | 272.74
2018-03-28 23:30 | 272.34 | 268.4
2018-03-29 | 275.61 | 270.97
2018-03-29 00:30 | 273.69 | 269.21
2018-03-29 01:00 | 272.95 | 269.11
2018-03-29 01:30 | 275.75 | 271.74
2018-03-29 02:00 | 276.36 | 272.45
2018-03-29 02:30 | 276.07 | 272.15
2018-03-29 03:00 | 275.21 | 271.31
2018-03-29 03:30 | 274.99 | 271.02
2018-03-29 04:00 | 276.26 | 272.13
2018-03-29 04:30 | 281.66 | 277.03
2018-03-29 05:00 | 282.29 | 277.67
2018-03-29 05:30 | 276.29 | 271.98
2018-03-29 06:00 | 263.17 | 259.33
2018-03-29 06:30 | 257.77 | 254.43
2018-03-29 07:00 | 257.69 | 254.31
2018-03-29 07:30 | 258.55 | 254.76
2018-03-29 08:00 | 255.31 | 251.7
2018-03-29 08:30 | 257.08 | 254.19
2018-03-29 09:00 | 256.38 | 254.1
2018-03-29 09:30 | 262.93 | 260.73
2018-03-29 10:00 | 266.79 | 264.66
2018-03-29 10:30 | 268 | 265.84
2018-03-29 11:00 | 268.03 | 265.92
2018-03-29 11:30 | 267.8 | 265.85
2018-03-29 12:00 | 268.38 | 266.46
2018-03-29 12:30 | 268.37 | 266.32
2018-03-29 13:00 | 268.78 | 266.15
2018-03-29 13:30 | 268.36 | 265.75
2018-03-29 14:00 | 266.92 | 264.42
2018-03-29 14:30 | 267.83 | 265.17
2018-03-29 15:00 | 269.64 | 266.81
2018-03-29 15:30 | 269.59 | 266.89
2018-03-29 16:00 | 269.96 | 267.29
2018-03-29 16:30 | 269.65 | 266.85
2018-03-29 17:00 | 271.25 | 267.89
2018-03-29 17:30 | 270.93 | 267.58
2018-03-29 18:00 | 271.11 | 267.68
2018-03-29 18:30 | 271.94 | 268.54
2018-03-29 19:00 | 272.65 | 269.19
2018-03-29 19:30 | 274.35 | 270.8
2018-03-29 20:00 | 274.43 | 270.92
2018-03-29 20:30 | 274.42 | 271.15
2018-03-29 21:00 | 272.89 | 269.78
2018-03-29 21:30 | 272.98 | 269.71
2018-03-29 22:00 | 273.43 | 270
2018-03-29 22:30 | 273.95 | 270.08
2018-03-29 23:00 | 273.88 | 270.12
2018-03-29 23:30 | 273.38 | 269.78
2018-03-30 | 273.94 | 270.38
2018-03-30 00:30 | 272.83 | 269.4
2018-03-30 01:00 | 273.9 | 270.37
2018-03-30 01:30 | 275.85 | 271.45
2018-03-30 02:00 | 275.89 | 271.46
2018-03-30 02:30 | 275.85 | 271.39
2018-03-30 03:00 | 274.71 | 270.48
2018-03-30 03:30 | 258.09 | 253.25
2018-03-30 04:00 | 239.12 | 233.5
2018-03-30 04:30 | 238.48 | 232.89
2018-03-30 05:00 | 237.14 | 231.4
2018-03-30 05:30 | 235.04 | 229.11
2018-03-30 06:00 | 235.91 | 229.78
2018-03-30 06:30 | 231.81 | 225.58
2018-03-30 07:00 | 225 | 219.06
2018-03-30 07:30 | 217.26 | 211.66
2018-03-30 08:00 | 214.1 | 208.4
2018-03-30 08:30 | 241.54 | 237.04
2018-03-30 09:00 | 240.95 | 236.2
2018-03-30 09:30 | 239.28 | 234.47
2018-03-30 10:00 | 240.03 | 235.19
2018-03-30 10:30 | 239.91 | 235.98
2018-03-30 11:00 | 238.89 | 235.05
2018-03-30 11:30 | 236.53 | 233.12
2018-03-30 12:00 | 237.04 | 233.64
2018-03-30 12:30 | 237.83 | 234.38
2018-03-30 13:00 | 234.39 | 230.8
2018-03-30 13:30 | 233.46 | 229.93
2018-03-30 14:00 | 236.61 | 233.17
2018-03-30 14:30 | 237.91 | 234.47
2018-03-30 15:00 | 238.53 | 234.95
2018-03-30 15:30 | 240.01 | 236.12
2018-03-30 16:00 | 239.1 | 235.25
2018-03-30 16:30 | 238.76 | 234.82
2018-03-30 17:00 | 243.04 | 238.41
2018-03-30 17:30 | 244.16 | 239.41
2018-03-30 18:00 | 244.53 | 239.65
2018-03-30 18:30 | 245.36 | 240.29
2018-03-30 19:00 | 243.3 | 238.03
2018-03-30 19:30 | 247.08 | 241.87
2018-03-30 20:00 | 247.52 | 242.31
2018-03-30 20:30 | 247.43 | 242.38
2018-03-30 21:00 | 249.19 | 244.33
2018-03-30 21:30 | 245.39 | 240.32
2018-03-30 22:00 | 235.79 | 230.82
2018-03-30 22:30 | 240.34 | 235.65
2018-03-30 23:00 | 250.28 | 244.88
2018-03-30 23:30 | 250.33 | 244.95
2018-03-31 | 250.97 | 245.63
2018-03-31 00:30 | 245.93 | 240.35
2018-03-31 01:00 | 237.78 | 231.79
2018-03-31 01:30 | 237.36 | 231.5
2018-03-31 02:00 | 238.26 | 232.24
2018-03-31 02:30 | 237.93 | 231.37
2018-03-31 03:00 | 246.44 | 240.29
2018-03-31 03:30 | 250.83 | 245.03
2018-03-31 04:00 | 251.52 | 245.66
2018-03-31 04:30 | 252.31 | 246.36
2018-03-31 05:00 | 252.84 | 246.83
2018-03-31 05:30 | 250.14 | 245.56
2018-03-31 06:00 | 251.67 | 247.83
2018-03-31 06:30 | 263.94 | 260.49
2018-03-31 07:00 | 261.27 | 258.72
2018-03-31 07:30 | 262.67 | 259.52
2018-03-31 08:00 | 261.84 | 258.66
2018-03-31 08:30 | 265.26 | 262.36
2018-03-31 09:00 | 267.45 | 264.65
2018-03-31 09:30 | 266.1 | 264
2018-03-31 10:00 | 267.14 | 265.12
2018-03-31 10:30 | 267.09 | 265.11
2018-03-31 11:00 | 265.47 | 263.69
2018-03-31 11:30 | 260.43 | 258.94
2018-03-31 12:00 | 263.53 | 261.9
2018-03-31 12:30 | 266.23 | 264.34
2018-03-31 13:00 | 266.39 | 264.44
2018-03-31 13:30 | 266.47 | 264.52
2018-03-31 14:00 | 266.41 | 264.45
2018-03-31 14:30 | 266.56 | 264.63
2018-03-31 15:00 | 265.93 | 263.92
2018-03-31 15:30 | 265.85 | 263.7
2018-03-31 16:00 | 265.91 | 263.62
2018-03-31 16:30 | 266.83 | 264.32
2018-03-31 17:00 | 269.46 | 266.77
2018-03-31 17:30 | 269.94 | 267.15
2018-03-31 18:00 | 271.11 | 268.45
2018-03-31 18:30 | 271.26 | 268.42
2018-03-31 19:00 | 271.83 | 268.9
2018-03-31 19:30 | 272.38 | 269.55
2018-03-31 20:00 | 272.95 | 270.2
2018-03-31 20:30 | 270.26 | 267.95
2018-03-31 21:00 | 273.12 | 270.6
2018-03-31 21:30 | 274.19 | 271.65
2018-03-31 22:00 | 273.94 | 271.42
2018-03-31 22:30 | 274.01 | 271.37
2018-03-31 23:00 | 273.97 | 271.01
2018-03-31 23:30 | 274.31 | 271.44
2018-04-01 | 275.09 | 272.26
2018-04-01 00:30 | 276.25 | 273.34
2018-04-01 01:00 | 275.99 | 273.19
2018-04-01 01:30 | 276.41 | 272.82
2018-04-01 02:00 | 276.68 | 272.96
2018-04-01 02:30 | 276.35 | 272.67
2018-04-01 03:00 | 272.81 | 268.99
2018-04-01 03:30 | 272.26 | 268.17
2018-04-01 04:00 | 272.78 | 268.74
2018-04-01 04:30 | 273.04 | 269.02
2018-04-01 05:00 | 272.41 | 268.41
2018-04-01 05:30 | 271.55 | 267.64
2018-04-01 06:00 | 268.88 | 264.85
2018-04-01 06:30 | 259.21 | 255.1
2018-04-01 07:00 | 257.93 | 253.74
2018-04-01 07:30 | 258.93 | 254.62
2018-04-01 08:00 | 259.83 | 255.3
2018-04-01 08:30 | 268.9 | 264.68
2018-04-01 09:00 | 270.5 | 266.27
2018-04-01 09:30 | 272.26 | 267.99
2018-04-01 10:00 | 272.48 | 268.25
2018-04-01 10:30 | 272.34 | 268.09
2018-04-01 11:00 | 272.49 | 268.19
2018-04-01 11:30 | 273.31 | 268.85
2018-04-01 12:00 | 276.58 | 272.25
2018-04-01 12:30 | 276.07 | 271.85
2018-04-01 13:00 | 276.12 | 272.02
2018-04-01 13:30 | 276.87 | 272.72
2018-04-01 14:00 | 275.44 | 271.39
2018-04-01 14:30 | 273.58 | 269.55
2018-04-01 15:00 | 273.86 | 269.65
2018-04-01 15:30 | 274.17 | 269.84
2018-04-01 16:00 | 273.46 | 269.66
2018-04-01 16:30 | 273.3 | 269.38
2018-04-01 17:00 | 273.24 | 269.31
2018-04-01 17:30 | 272.13 | 268.66
2018-04-01 18:00 | 273.55 | 270.09
2018-04-01 18:30 | 273.89 | 270.29
2018-04-01 19:00 | 273.6 | 269.89
2018-04-01 19:30 | 271.79 | 268.73
2018-04-01 20:00 | 271.17 | 268.34
2018-04-01 20:30 | 271.34 | 268.76
2018-04-01 21:00 | 272.67 | 270.06
2018-04-01 21:30 | 273.71 | 271.09
2018-04-01 22:00 | 274.4 | 271.83
2018-04-01 22:30 | 274.34 | 271.25
2018-04-01 23:00 | 273.14 | 270.18
2018-04-01 23:30 | 274.3 | 271.22
2018-04-02 | 274.19 | 271.23
2018-04-02 00:30 | 273.56 | 270.32
2018-04-02 01:00 | 272.83 | 269.6
2018-04-02 01:30 | 273.1 | 269.91
2018-04-02 02:00 | 272.64 | 269.38
2018-04-02 02:30 | 272.09 | 268.91
2018-04-02 03:00 | 270.53 | 267.44
2018-04-02 03:30 | 270.01 | 266.98
2018-04-02 04:00 | 270.51 | 267.52
2018-04-02 04:30 | 269.42 | 266.5
2018-04-02 05:00 | 271.41 | 268.34
2018-04-02 05:30 | 271.44 | 268.13
2018-04-02 06:00 | 269.72 | 266.23
2018-04-02 06:30 | 271.45 | 268.09
2018-04-02 07:00 | 270.68 | 267.38
2018-04-02 07:30 | 270.25 | 266.77
2018-04-02 08:00 | 270.4 | 266.85
2018-04-02 08:30 | 270.02 | 266.59
2018-04-02 09:00 | 258.69 | 255.58
2018-04-02 09:30 | 255.79 | 252.89
2018-04-02 10:00 | 257.94 | 254.95
2018-04-02 10:30 | 259.94 | 256.91
2018-04-02 11:00 | 260.94 | 257.82
2018-04-02 11:30 | 260.5 | 257.44
2018-04-02 12:00 | 260.82 | 257.73
2018-04-02 12:30 | 261.34 | 258.3
2018-04-02 13:00 | 261.62 | 258.7
2018-04-02 13:30 | 262.27 | 259.26
2018-04-02 14:00 | 262.5 | 259.34
2018-04-02 14:30 | 260.79 | 257.68
2018-04-02 15:00 | 263.31 | 260.11
2018-04-02 15:30 | 264.48 | 261.19
2018-04-02 16:00 | 267.24 | 263.65
2018-04-02 16:30 | 267.31 | 263.64
2018-04-02 17:00 | 266.97 | 263.57
2018-04-02 17:30 | 271.77 | 268.56
2018-04-02 18:00 | 272.5 | 269.18
2018-04-02 18:30 | 272.58 | 269.27
2018-04-02 19:00 | 271.11 | 268.16
2018-04-02 19:30 | 268.92 | 266.43
2018-04-02 20:00 | 270.35 | 267.76
2018-04-02 20:30 | 269.67 | 267.24
2018-04-02 21:00 | 269.42 | 267.1
2018-04-02 21:30 | 268.83 | 266.82
2018-04-02 22:00 | 268.96 | 267.07
2018-04-02 22:30 | 268.88 | 266.96
2018-04-02 23:00 | 268.66 | 266.74
2018-04-02 23:30 | 268.29 | 266.31
2018-04-03 | 267.77 | 265.88
2018-04-03 00:30 | 258.19 | 256.18
2018-04-03 01:00 | 253.37 | 251.39
2018-04-03 01:30 | 253.78 | 251.93
2018-04-03 02:00 | 253.86 | 251.68
2018-04-03 02:30 | 249.75 | 247.74
2018-04-03 03:00 | 249.52 | 247.33
2018-04-03 03:30 | 250.15 | 247.5
2018-04-03 04:00 | 250.34 | 247.74
2018-04-03 04:30 | 250.66 | 248.33
2018-04-03 05:00 | 250.03 | 247.77
2018-04-03 05:30 | 249.7 | 247.38
2018-04-03 06:00 | 249.19 | 246.64
2018-04-03 06:30 | 248.02 | 245.38
2018-04-03 07:00 | 247.5 | 245.49
2018-04-03 07:30 | 247.74 | 245.72
2018-04-03 08:00 | 248.63 | 246.34
2018-04-03 08:30 | 248.47 | 246.21
2018-04-03 09:00 | 257.67 | 255.51
2018-04-03 09:30 | 257.83 | 255.73
2018-04-03 10:00 | 258.51 | 256.48
2018-04-03 10:30 | 259.75 | 257.65
2018-04-03 11:00 | 259.95 | 257.87
2018-04-03 11:30 | 258.6 | 256.54
2018-04-03 12:00 | 252.94 | 250.94
2018-04-03 12:30 | 251.86 | 249.97
2018-04-03 13:00 | 249.48 | 247.83
2018-04-03 13:30 | 249.02 | 247.49
2018-04-03 14:00 | 249.85 | 248.19
2018-04-03 14:30 | 249.39 | 247.79
2018-04-03 15:00 | 249.51 | 248
2018-04-03 15:30 | 249.47 | 247.94
2018-04-03 16:00 | 249.53 | 247.92
2018-04-03 16:30 | 249.44 | 247.77
2018-04-03 17:00 | 248.9 | 247.31
2018-04-03 17:30 | 249.51 | 247.94
2018-04-03 18:00 | 250.52 | 248.83
2018-04-03 18:30 | 251.37 | 249.56
2018-04-03 19:00 | 251.58 | 249.88
2018-04-03 19:30 | 250.54 | 249.1
2018-04-03 20:00 | 250.29 | 248.93
2018-04-03 20:30 | 250.72 | 249.32
2018-04-03 21:00 | 250.99 | 249.53
2018-04-03 21:30 | 252.42 | 250.79
2018-04-03 22:00 | 257.9 | 255.93
2018-04-03 22:30 | 267.37 | 264.41
2018-04-03 23:00 | 270.27 | 267.15
2018-04-03 23:30 | 271.39 | 268.25
2018-04-04 | 272.6 | 268.66
2018-04-04 00:30 | 263.95 | 259.47
2018-04-04 01:00 | 264.65 | 260.23
2018-04-04 01:30 | 266.75 | 262.18
2018-04-04 02:00 | 267.98 | 263.14
2018-04-04 02:30 | 267.88 | 262.73
2018-04-04 03:00 | 266.17 | 260.52
2018-04-04 03:30 | 265.35 | 259.57
2018-04-04 04:00 | 263.24 | 257.09
2018-04-04 04:30 | 258.07 | 251.46
2018-04-04 05:00 | 255.82 | 249.24
2018-04-04 05:30 | 256.7 | 249.96
2018-04-04 06:00 | 256.46 | 249.74
2018-04-04 06:30 | 255.37 | 248.69
2018-04-04 07:00 | 253.2 | 247.53
2018-04-04 07:30 | 252.18 | 246.72
2018-04-04 08:00 | 251.07 | 245.41
2018-04-04 08:30 | 251.06 | 245.16
2018-04-04 09:00 | 251.85 | 245.59
2018-04-04 09:30 | 269.04 | 263.64
2018-04-04 10:00 | 272.41 | 267.51
2018-04-04 10:30 | 258.63 | 253.36
2018-04-04 11:00 | 270.9 | 266.28
2018-04-04 11:30 | 274.62 | 270.27
2018-04-04 12:00 | 275.95 | 271.26
2018-04-04 12:30 | 278.79 | 273.88
2018-04-04 13:00 | 279.41 | 274.44
2018-04-04 13:30 | 280.02 | 274.8
2018-04-04 14:00 | 279.79 | 274.49
2018-04-04 14:30 | 279.06 | 273.86
2018-04-04 15:00 | 278.2 | 273.19
2018-04-04 15:30 | 277.27 | 272.46
2018-04-04 16:00 | 277.82 | 272.92
2018-04-04 16:30 | 257.57 | 251.86
2018-04-04 17:00 | 256.3 | 250.58
2018-04-04 17:30 | 274.32 | 268.71
2018-04-04 18:00 | 272.36 | 266.49
2018-04-04 18:30 | 262.46 | 256.28
2018-04-04 19:00 | 259.9 | 253.58
2018-04-04 19:30 | 253.48 | 247.18
2018-04-04 20:00 | 247.6 | 241.49
2018-04-04 20:30 | 244.08 | 238.28
2018-04-04 21:00 | 245.47 | 239.39
2018-04-04 21:30 | 245.89 | 239.81
2018-04-04 22:00 | 246.01 | 239.51
2018-04-04 22:30 | 246.79 | 240
2018-04-04 23:00 | 245.11 | 238.8
2018-04-04 23:30 | 248.78 | 242.01
2018-04-05 | 248.93 | 242.34
2018-04-05 00:30 | 248.86 | 241.59
2018-04-05 01:00 | 248.33 | 241.05
2018-04-05 01:30 | 248.23 | 240.89
2018-04-05 02:00 | 247.52 | 240.27
2018-04-05 02:30 | 247.09 | 239.6
2018-04-05 03:00 | 248.43 | 240.7
2018-04-05 03:30 | 248.12 | 240.46
2018-04-05 04:00 | 247.76 | 240.17
2018-04-05 04:30 | 262.86 | 255.99
2018-04-05 05:00 | 282.2 | 276.01
2018-04-05 05:30 | 280.87 | 274.68
2018-04-05 06:00 | 281.05 | 274.93
2018-04-05 06:30 | 278.03 | 272.2
2018-04-05 07:00 | 275.95 | 270.61
2018-04-05 07:30 | 269.79 | 265.78
2018-04-05 08:00 | 269.49 | 265.88
2018-04-05 08:30 | 269.53 | 265.91
2018-04-05 09:00 | 268.95 | 265.4
2018-04-05 09:30 | 267.33 | 263.95
2018-04-05 10:00 | 266.61 | 263.21
2018-04-05 10:30 | 268.89 | 265.31
2018-04-05 11:00 | 269.91 | 266.22
2018-04-05 11:30 | 270.51 | 266.7
2018-04-05 12:00 | 269.53 | 265.88
2018-04-05 12:30 | 270.95 | 267.19
2018-04-05 13:00 | 271.34 | 267.62
2018-04-05 13:30 | 275.36 | 270.98
2018-04-05 14:00 | 279.29 | 274.44
2018-04-05 14:30 | 279.6 | 274.53
2018-04-05 15:00 | 279.96 | 274.72
2018-04-05 15:30 | 280.38 | 274.91
2018-04-05 16:00 | 280.32 | 274.74
2018-04-05 16:30 | 279.56 | 274.1
2018-04-05 17:00 | 280.41 | 274.85
2018-04-05 17:30 | 279.49 | 274.01
2018-04-05 18:00 | 281.27 | 275.64
2018-04-05 18:30 | 280.8 | 275.12
2018-04-05 19:00 | 280.5 | 274.74
2018-04-05 19:30 | 281.23 | 275.53
2018-04-05 20:00 | 279.38 | 273.93
2018-04-05 20:30 | 275.58 | 270.66
2018-04-05 21:00 | 276.46 | 271.47
2018-04-05 21:30 | 278.09 | 272.95
2018-04-05 22:00 | 277.67 | 272.78
2018-04-05 22:30 | 276.59 | 271.93
2018-04-05 23:00 | 276.47 | 271.87
2018-04-05 23:30 | 275.38 | 270.96
2018-04-06 | 274.08 | 269.11
2018-04-06 00:30 | 254.67 | 248.09
2018-04-06 01:00 | 254.09 | 247.98
2018-04-06 01:30 | 254.28 | 248.16
2018-04-06 02:00 | 254.08 | 247.99
2018-04-06 02:30 | 253.73 | 247.44
2018-04-06 03:00 | 254.86 | 247.59
2018-04-06 03:30 | 254.7 | 247.4
2018-04-06 04:00 | 252.76 | 245.67
2018-04-06 04:30 | 256.06 | 248.91
2018-04-06 05:00 | 258.97 | 251.85
2018-04-06 05:30 | 261.39 | 254.2
2018-04-06 06:00 | 264.22 | 257.38
2018-04-06 06:30 | 262.74 | 256.56
2018-04-06 07:00 | 262.25 | 256.66
2018-04-06 07:30 | 262.02 | 256.63
2018-04-06 08:00 | 262.09 | 256.6
2018-04-06 08:30 | 279.59 | 274.67
2018-04-06 09:00 | 286.51 | 281.71
2018-04-06 09:30 | 286.55 | 281.98
2018-04-06 10:00 | 285.89 | 281.34
2018-04-06 10:30 | 285.39 | 280.89
2018-04-06 11:00 | 285.68 | 281.23
2018-04-06 11:30 | 286.27 | 281.79
2018-04-06 12:00 | 287.14 | 282.61
2018-04-06 12:30 | 288.34 | 283.75
2018-04-06 13:00 | 283.45 | 278.64
2018-04-06 13:30 | 282.75 | 277.95
2018-04-06 14:00 | 283.28 | 278.39
2018-04-06 14:30 | 282.45 | 277.82
2018-04-06 15:00 | 282.1 | 277.16
2018-04-06 15:30 | 284.3 | 278.8
2018-04-06 16:00 | 288.95 | 283.48
2018-04-06 16:30 | 292.66 | 287.53
2018-04-06 17:00 | 289.47 | 284.15
2018-04-06 17:30 | 289.64 | 284.43
2018-04-06 18:00 | 289.23 | 284.11
2018-04-06 18:30 | 290.5 | 285.21
2018-04-06 19:00 | 290.24 | 285.12
2018-04-06 19:30 | 288.71 | 283.9
2018-04-06 20:00 | 288.66 | 283.76
2018-04-06 20:30 | 288.83 | 284.01
2018-04-06 21:00 | 289.5 | 284.7
2018-04-06 21:30 | 290.56 | 285.73
2018-04-06 22:00 | 291.15 | 286.44
2018-04-06 22:30 | 291.04 | 286.53
2018-04-06 23:00 | 291.54 | 287.01
2018-04-06 23:30 | 292.12 | 287.62
2018-04-07 | 292.43 | 287.15
2018-04-07 00:30 | 290.8 | 285.69
2018-04-07 01:00 | 290.48 | 285.58
2018-04-07 01:30 | 290.63 | 285.71
2018-04-07 02:00 | 289.88 | 285.15
2018-04-07 02:30 | 289.92 | 285.22
2018-04-07 03:00 | 289.82 | 285.12
2018-04-07 03:30 | 290.29 | 285.55
2018-04-07 04:00 | 290.51 | 285.69
2018-04-07 04:30 | 291.87 | 286.88
2018-04-07 05:00 | 289.93 | 285.12
2018-04-07 05:30 | 290.76 | 285.86
2018-04-07 06:00 | 290.79 | 285.9
2018-04-07 06:30 | 289.87 | 284.98
2018-04-07 07:00 | 290.65 | 285.7
2018-04-07 07:30 | 292.03 | 286.82
2018-04-07 08:00 | 290.48 | 285.41
2018-04-07 08:30 | 287.94 | 283.01
2018-04-07 09:00 | 286.23 | 282.01
2018-04-07 09:30 | 286.83 | 282.67
2018-04-07 10:00 | 286.93 | 282.65
2018-04-07 10:30 | 288.16 | 283.67
2018-04-07 11:00 | 288.34 | 283.85
2018-04-07 11:30 | 287.51 | 283.13
2018-04-07 12:00 | 287.54 | 283.22
2018-04-07 12:30 | 286 | 281.82
2018-04-07 13:00 | 286.78 | 282.43
2018-04-07 13:30 | 286.63 | 282.3
2018-04-07 14:00 | 286.39 | 282.01
2018-04-07 14:30 | 288.88 | 284.35
2018-04-07 15:00 | 289.81 | 285.15
2018-04-07 15:30 | 288.06 | 283.49
2018-04-07 16:00 | 288.2 | 283.7
2018-04-07 16:30 | 289.5 | 284.87
2018-04-07 17:00 | 290.08 | 285.36
2018-04-07 17:30 | 288.72 | 285.04
2018-04-07 18:00 | 289.65 | 285.9
2018-04-07 18:30 | 290.74 | 286.86
2018-04-07 19:00 | 291.49 | 287.7
2018-04-07 19:30 | 290.48 | 286.97
2018-04-07 20:00 | 290.5 | 287.18
2018-04-07 20:30 | 282.88 | 280.44
2018-04-07 21:00 | 281.59 | 279
2018-04-07 21:30 | 282.2 | 279.45
2018-04-07 22:00 | 281.94 | 279.19
2018-04-07 22:30 | 283.95 | 281.13
2018-04-07 23:00 | 283.68 | 280.89
2018-04-07 23:30 | 282.42 | 279.85
2018-04-08 | 278.75 | 276.63
2018-04-08 00:30 | 280.38 | 277.7
2018-04-08 01:00 | 282.25 | 279.02
2018-04-08 01:30 | 266.39 | 262.58
2018-04-08 02:00 | 254.85 | 250.52
2018-04-08 02:30 | 255.88 | 250.99
2018-04-08 03:00 | 256.96 | 251.87
2018-04-08 03:30 | 256.17 | 251.16
2018-04-08 04:00 | 255.35 | 250.5
2018-04-08 04:30 | 255.02 | 250.23
2018-04-08 05:00 | 255.05 | 250.26
2018-04-08 05:30 | 253.17 | 248.23
2018-04-08 06:00 | 247.01 | 241.8
2018-04-08 06:30 | 245.71 | 240.85
2018-04-08 07:00 | 246.39 | 241.54
2018-04-08 07:30 | 246.15 | 241.24
2018-04-08 08:00 | 244.31 | 239.55
2018-04-08 08:30 | 265.68 | 261.93
2018-04-08 09:00 | 272.17 | 268.94
2018-04-08 09:30 | 270.86 | 268.44
2018-04-08 10:00 | 270.18 | 267.83
2018-04-08 10:30 | 247.59 | 244.69
2018-04-08 11:00 | 238.48 | 235.28
2018-04-08 11:30 | 238.05 | 234.9
2018-04-08 12:00 | 239.07 | 235.77
2018-04-08 12:30 | 240.47 | 237.07
2018-04-08 13:00 | 240.05 | 236.8
2018-04-08 13:30 | 242.18 | 238.53
2018-04-08 14:00 | 244.87 | 240.82
2018-04-08 14:30 | 266.23 | 263.22
2018-04-08 15:00 | 268.81 | 265.92
2018-04-08 15:30 | 272.45 | 269.16
2018-04-08 16:00 | 277.89 | 275.02
2018-04-08 16:30 | 277.99 | 275.24
2018-04-08 17:00 | 278.11 | 275.4
2018-04-08 17:30 | 277.27 | 275.09
2018-04-08 18:00 | 277.23 | 275.11
2018-04-08 18:30 | 278.87 | 276.75
2018-04-08 19:00 | 280.13 | 278
2018-04-08 19:30 | 279.43 | 277.27
2018-04-08 20:00 | 278.19 | 276.01
2018-04-08 20:30 | 278.66 | 276.47
2018-04-08 21:00 | 279.01 | 276.74
2018-04-08 21:30 | 278.79 | 276.5
2018-04-08 22:00 | 278.59 | 276.37
2018-04-08 22:30 | 278.84 | 276.78
2018-04-08 23:00 | 279.4 | 277.36
2018-04-08 23:30 | 278.81 | 276.76
2018-04-09 | 279.76 | 277.23
2018-04-09 00:30 | 280.28 | 277.44
2018-04-09 01:00 | 279.98 | 277.01
2018-04-09 01:30 | 279.01 | 275.98
2018-04-09 02:00 | 239.7 | 235.6
2018-04-09 02:30 | 230.4 | 226.06
2018-04-09 03:00 | 231.22 | 226.69
2018-04-09 03:30 | 230.21 | 225.77
2018-04-09 04:00 | 229.55 | 225.22
2018-04-09 04:30 | 226.97 | 222.87
2018-04-09 05:00 | 228.34 | 224.09
2018-04-09 05:30 | 230.76 | 226.34
2018-04-09 06:00 | 230.41 | 226.11
2018-04-09 06:30 | 236.5 | 232.44
2018-04-09 07:00 | 247.55 | 243.87
2018-04-09 07:30 | 247.36 | 243.51
2018-04-09 08:00 | 242.99 | 238.82
2018-04-09 08:30 | 267.58 | 263.96
2018-04-09 09:00 | 277.4 | 273.96
2018-04-09 09:30 | 275.17 | 272.45
2018-04-09 10:00 | 274.22 | 271.58
2018-04-09 10:30 | 273.48 | 270.8
2018-04-09 11:00 | 272.59 | 269.89
2018-04-09 11:30 | 273.09 | 270.32
2018-04-09 12:00 | 272.22 | 269.55
2018-04-09 12:30 | 270.54 | 267.85
2018-04-09 13:00 | 270.21 | 267.49
2018-04-09 13:30 | 269.86 | 267.17
2018-04-09 14:00 | 269.17 | 266.58
2018-04-09 14:30 | 268.48 | 266.01
2018-04-09 15:00 | 268.47 | 265.95
2018-04-09 15:30 | 269.48 | 266.81
2018-04-09 16:00 | 269.54 | 266.86
2018-04-09 16:30 | 275.73 | 272.54
2018-04-09 17:00 | 280.37 | 277.16
2018-04-09 17:30 | 279.9 | 276.92
2018-04-09 18:00 | 279.94 | 276.98
2018-04-09 18:30 | 280.41 | 277.41
2018-04-09 19:00 | 282.15 | 279.11
2018-04-09 19:30 | 286.89 | 283.55
2018-04-09 20:00 | 288.33 | 284.86
2018-04-09 20:30 | 289.47 | 286.04
2018-04-09 21:00 | 288.88 | 285.63
2018-04-09 21:30 | 288.77 | 285.32
2018-04-09 22:00 | 287.91 | 284.26
2018-04-09 22:30 | 286.93 | 283.47
2018-04-09 23:00 | 288.24 | 284.68
2018-04-09 23:30 | 288.22 | 284.67
2018-04-10 | 287.51 | 283.77
2018-04-10 00:30 | 286.18 | 282.28
2018-04-10 01:00 | 286.89 | 282.63
2018-04-10 01:30 | 286.36 | 281.82
2018-04-10 02:00 | 279.83 | 276.02
2018-04-10 02:30 | 278.99 | 275.27
2018-04-10 03:00 | 277.27 | 273.75
2018-04-10 03:30 | 275.76 | 272.32
2018-04-10 04:00 | 275.92 | 272.38
2018-04-10 04:30 | 272.28 | 269.18
2018-04-10 05:00 | 270.34 | 267.43
2018-04-10 05:30 | 270.01 | 267.12
2018-04-10 06:00 | 267.53 | 265.08
2018-04-10 06:30 | 265.91 | 263.67
2018-04-10 07:00 | 262.9 | 261.02
2018-04-10 07:30 | 259.77 | 258.35
2018-04-10 08:00 | 256.24 | 254.89
2018-04-10 08:30 | 252.9 | 251.45
2018-04-10 09:00 | 251.82 | 250.38
2018-04-10 09:30 | 254.12 | 252.9
2018-04-10 10:00 | 250.71 | 249.49
2018-04-10 10:30 | 252.7 | 251.5
2018-04-10 11:00 | 254.72 | 253.52
2018-04-10 11:30 | 253.03 | 251.87
2018-04-10 12:00 | 257.75 | 256.57
2018-04-10 12:30 | 257.86 | 256.63
2018-04-10 13:00 | 257.83 | 256.61
2018-04-10 13:30 | 257.92 | 256.71
2018-04-10 14:00 | 257.72 | 256.53
2018-04-10 14:30 | 257.71 | 256.63
2018-04-10 15:00 | 256.84 | 255.85
2018-04-10 15:30 | 258.14 | 257.08
2018-04-10 16:00 | 257.91 | 256.79
2018-04-10 16:30 | 259.01 | 257.85
2018-04-10 17:00 | 265.52 | 263.93
2018-04-10 17:30 | 269.03 | 267.25
2018-04-10 18:00 | 268.86 | 267.07
2018-04-10 18:30 | 269.12 | 267.26
2018-04-10 19:00 | 270.52 | 268.46
2018-04-10 19:30 | 270.61 | 268.69
2018-04-10 20:00 | 271.9 | 270
2018-04-10 20:30 | 271.2 | 269.48
2018-04-10 21:00 | 270.86 | 269.18
2018-04-10 21:30 | 272.15 | 270.35
2018-04-10 22:00 | 273.09 | 271.05
2018-04-10 22:30 | 273.08 | 271.06
2018-04-10 23:00 | 273.73 | 271.62
2018-04-10 23:30 | 275.28 | 273.05
2018-04-11 | 275.9 | 273.59
2018-04-11 00:30 | 277.79 | 275.31
2018-04-11 01:00 | 284.93 | 281.61
2018-04-11 01:30 | 285.26 | 281.92
2018-04-11 02:00 | 284.85 | 281.75
2018-04-11 02:30 | 285.03 | 281.55
2018-04-11 03:00 | 284.73 | 280.95
2018-04-11 03:30 | 281.15 | 277.17
2018-04-11 04:00 | 280.24 | 276.28
2018-04-11 04:30 | 280.7 | 276.67
2018-04-11 05:00 | 280.14 | 276.14
2018-04-11 05:30 | 281.77 | 277.44
2018-04-11 06:00 | 282.59 | 277.97
2018-04-11 06:30 | 281.17 | 276.65
2018-04-11 07:00 | 280.7 | 276.56
2018-04-11 07:30 | 279.09 | 275.47
2018-04-11 08:00 | 271.02 | 268.29
2018-04-11 08:30 | 276.37 | 272.96
2018-04-11 09:00 | 257.59 | 253.62
2018-04-11 09:30 | 253.33 | 249.09
2018-04-11 10:00 | 247.84 | 244.27
2018-04-11 10:30 | 245.1 | 241.8
2018-04-11 11:00 | 245.44 | 242.18
2018-04-11 11:30 | 246.02 | 242.59
2018-04-11 12:00 | 245.33 | 242.05
2018-04-11 12:30 | 253.88 | 251.08
2018-04-11 13:00 | 255.18 | 252.14
2018-04-11 13:30 | 255.03 | 251.81
2018-04-11 14:00 | 253.09 | 249.69
2018-04-11 14:30 | 253.65 | 250.17
2018-04-11 15:00 | 254.96 | 251.28
2018-04-11 15:30 | 253.88 | 250.94
2018-04-11 16:00 | 259.03 | 255.72
2018-04-11 16:30 | 267.51 | 264.39
2018-04-11 17:00 | 268.74 | 265.53
2018-04-11 17:30 | 268.06 | 265
2018-04-11 18:00 | 268.36 | 265.25
2018-04-11 18:30 | 267.13 | 264.08
2018-04-11 19:00 | 266.77 | 263.83
2018-04-11 19:30 | 267.11 | 264.45
2018-04-11 20:00 | 267.88 | 265.2
2018-04-11 20:30 | 267.31 | 264.87
2018-04-11 21:00 | 267.48 | 265.12
2018-04-11 21:30 | 268.37 | 265.57
2018-04-11 22:00 | 268.23 | 265.28
2018-04-11 22:30 | 267.77 | 264.91
2018-04-11 23:00 | 267.61 | 264.74
2018-04-11 23:30 | 269.72 | 265.99
2018-04-12 | 269.31 | 265.75
2018-04-12 00:30 | 255.33 | 251.55
2018-04-12 01:00 | 253.14 | 249.38
2018-04-12 01:30 | 255.13 | 250.44
2018-04-12 02:00 | 256.9 | 251.96
2018-04-12 02:30 | 255.63 | 250.79
2018-04-12 03:00 | 256.16 | 251.42
2018-04-12 03:30 | 258.47 | 253.51
2018-04-12 04:00 | 256.96 | 251.85
2018-04-12 04:30 | 257.71 | 252.34
2018-04-12 05:00 | 257.81 | 252.28
2018-04-12 05:30 | 258.59 | 253.02
2018-04-12 06:00 | 259.82 | 254.13
2018-04-12 06:30 | 260.29 | 254.46
2018-04-12 07:00 | 260.86 | 255.09
2018-04-12 07:30 | 259.22 | 255.21
2018-04-12 08:00 | 258.36 | 254.56
2018-04-12 08:30 | 248.74 | 245.68
2018-04-12 09:00 | 238.33 | 234.36
2018-04-12 09:30 | 235.68 | 232.37
2018-04-12 10:00 | 233.56 | 230.65
2018-04-12 10:30 | 233.31 | 230.5
2018-04-12 11:00 | 235.38 | 233.31
2018-04-12 11:30 | 237.51 | 235.31
2018-04-12 12:00 | 241.63 | 239.13
2018-04-12 12:30 | 235.64 | 233.76
2018-04-12 13:00 | 235.29 | 233.35
2018-04-12 13:30 | 243.7 | 241.01
2018-04-12 14:00 | 245.16 | 242.24
2018-04-12 14:30 | 249.44 | 246.11
2018-04-12 15:00 | 250.8 | 247.44
2018-04-12 15:30 | 261.71 | 258.36
2018-04-12 16:00 | 262.58 | 259.03
2018-04-12 16:30 | 262.58 | 258.87
2018-04-12 17:00 | 262.51 | 258.71
2018-04-12 17:30 | 262.66 | 258.9
2018-04-12 18:00 | 263.17 | 259.43
2018-04-12 18:30 | 262.98 | 259.21
2018-04-12 19:00 | 263 | 259.34
2018-04-12 19:30 | 262.69 | 259.31
2018-04-12 20:00 | 260.86 | 257.58
2018-04-12 20:30 | 264.39 | 261.21
2018-04-12 21:00 | 266.5 | 263.31
2018-04-12 21:30 | 267.77 | 264.62
2018-04-12 22:00 | 267.36 | 263.96
2018-04-12 22:30 | 270.16 | 266.65
2018-04-12 23:00 | 270.81 | 267.44
2018-04-12 23:30 | 270.78 | 267.39
2018-04-13 | 270.99 | 267.06
2018-04-13 00:30 | 268.01 | 264.38
2018-04-13 01:00 | 269.22 | 265.65
2018-04-13 01:30 | 273.04 | 269.46
2018-04-13 02:00 | 269.89 | 266.75
2018-04-13 02:30 | 270.32 | 267.13
2018-04-13 03:00 | 273.05 | 269.63
2018-04-13 03:30 | 273.49 | 270.14
2018-04-13 04:00 | 278.66 | 275.25
2018-04-13 04:30 | 280.31 | 276.75
2018-04-13 05:00 | 281.29 | 277.72
2018-04-13 05:30 | 281.98 | 278.4
2018-04-13 06:00 | 283.48 | 279.86
2018-04-13 06:30 | 282.69 | 279.16
2018-04-13 07:00 | 282.46 | 278.8
2018-04-13 07:30 | 282.49 | 279.39
2018-04-13 08:00 | 282.17 | 279.08
2018-04-13 08:30 | 282.71 | 279.59
2018-04-13 09:00 | 283.37 | 280.11
2018-04-13 09:30 | 283.16 | 280.01
2018-04-13 10:00 | 283.46 | 280.38
2018-04-13 10:30 | 285.09 | 281.91
2018-04-13 11:00 | 285.13 | 281.94
2018-04-13 11:30 | 282.86 | 279.86
2018-04-13 12:00 | 281.09 | 278.31
2018-04-13 12:30 | 280.75 | 278.06
2018-04-13 13:00 | 280.24 | 277.59
2018-04-13 13:30 | 281.11 | 278.22
2018-04-13 14:00 | 283.94 | 280.59
2018-04-13 14:30 | 282.9 | 279.37
2018-04-13 15:00 | 259.06 | 254.63
2018-04-13 15:30 | 243.24 | 238.27
2018-04-13 16:00 | 243.29 | 238.25
2018-04-13 16:30 | 253.37 | 248.54
2018-04-13 17:00 | 263.44 | 258.78
2018-04-13 17:30 | 276.8 | 272.53
2018-04-13 18:00 | 280.77 | 276.28
2018-04-13 18:30 | 280.07 | 276.01
2018-04-13 19:00 | 280.05 | 276.14
2018-04-13 19:30 | 279.78 | 276.15
2018-04-13 20:00 | 280.21 | 276.31
2018-04-13 20:30 | 270.29 | 265.82
2018-04-13 21:00 | 268.02 | 263.66
2018-04-13 21:30 | 263.97 | 259.43
2018-04-13 22:00 | 263.97 | 259.57
2018-04-13 22:30 | 258.28 | 254.5
2018-04-13 23:00 | 256.52 | 252.2
2018-04-13 23:30 | 257.36 | 253.11
2018-04-14 | 253.01 | 248.74
2018-04-14 00:30 | 246.02 | 241.78
2018-04-14 01:00 | 239.57 | 234.83
2018-04-14 01:30 | 238.55 | 233.91
2018-04-14 02:00 | 238.58 | 234.05
2018-04-14 02:30 | 239.65 | 234.82
2018-04-14 03:00 | 237.33 | 232.27
2018-04-14 03:30 | 233.67 | 228.74
2018-04-14 04:00 | 234.29 | 229.45
2018-04-14 04:30 | 259.08 | 255.12
2018-04-14 05:00 | 267.62 | 263.95
2018-04-14 05:30 | 267.47 | 263.8
2018-04-14 06:00 | 266.77 | 263.09
2018-04-14 06:30 | 265.97 | 262.46
2018-04-14 07:00 | 270.11 | 267.26
2018-04-14 07:30 | 269.59 | 266.7
2018-04-14 08:00 | 267.93 | 264.99
2018-04-14 08:30 | 268.75 | 265.47
2018-04-14 09:00 | 267.67 | 264.35
2018-04-14 09:30 | 266.15 | 263.31
2018-04-14 10:00 | 267.3 | 264.59
2018-04-14 10:30 | 267.81 | 265.28
2018-04-14 11:00 | 268.67 | 265.96
2018-04-14 11:30 | 269.07 | 266.33
2018-04-14 12:00 | 269.2 | 266.49
2018-04-14 12:30 | 270.15 | 267.49
2018-04-14 13:00 | 270.95 | 268.28
2018-04-14 13:30 | 269.29 | 266.7
2018-04-14 14:00 | 268.31 | 265.81
2018-04-14 14:30 | 265.45 | 262.93
2018-04-14 15:00 | 265.7 | 263.12
2018-04-14 15:30 | 258.19 | 256.07
2018-04-14 16:00 | 258.82 | 256.58
2018-04-14 16:30 | 266.87 | 263.9
2018-04-14 17:00 | 268.46 | 265.31
2018-04-14 17:30 | 270.29 | 267.19
2018-04-14 18:00 | 272.31 | 269
2018-04-14 18:30 | 269.47 | 266.72
2018-04-14 19:00 | 266.61 | 264.33
2018-04-14 19:30 | 271.33 | 268.75
2018-04-14 20:00 | 273.96 | 271.26
2018-04-14 20:30 | 275.05 | 272.34
2018-04-14 21:00 | 275.36 | 272.71
2018-04-14 21:30 | 275.96 | 273.32
2018-04-14 22:00 | 276.68 | 273.9
2018-04-14 22:30 | 275.64 | 272.76
2018-04-14 23:00 | 275.09 | 272.17
2018-04-14 23:30 | 270.69 | 267.63
2018-04-15 | 269.79 | 266.49
2018-04-15 00:30 | 270.59 | 266.67
2018-04-15 01:00 | 272.3 | 268.32
2018-04-15 01:30 | 270.46 | 265.87
2018-04-15 02:00 | 270.58 | 265.39
2018-04-15 02:30 | 271.08 | 265.84
2018-04-15 03:00 | 271.7 | 266.41
2018-04-15 03:30 | 270.61 | 265.5
2018-04-15 04:00 | 278.56 | 273.79
2018-04-15 04:30 | 278.96 | 274.69
2018-04-15 05:00 | 277.97 | 273.76
2018-04-15 05:30 | 278.46 | 274.14
2018-04-15 06:00 | 277.33 | 272.98
2018-04-15 06:30 | 276.33 | 272.14
2018-04-15 07:00 | 277.06 | 272.77
2018-04-15 07:30 | 277.71 | 273.28
2018-04-15 08:00 | 277.81 | 273.13
2018-04-15 08:30 | 278.73 | 273.69
2018-04-15 09:00 | 275.25 | 271.01
2018-04-15 09:30 | 274.33 | 270.18
2018-04-15 10:00 | 275.12 | 270.76
2018-04-15 10:30 | 275.37 | 270.8
2018-04-15 11:00 | 274.4 | 269.66
2018-04-15 11:30 | 250.71 | 245.67
2018-04-15 12:00 | 246.42 | 241.56
2018-04-15 12:30 | 246.9 | 241.9
2018-04-15 13:00 | 247.23 | 242.2
2018-04-15 13:30 | 247.23 | 242.17
2018-04-15 14:00 | 247.59 | 242.47
2018-04-15 14:30 | 245.93 | 240.99
2018-04-15 15:00 | 242.75 | 238.23
2018-04-15 15:30 | 245.62 | 240.58
2018-04-15 16:00 | 245.23 | 240.2
2018-04-15 16:30 | 246.23 | 240.96
2018-04-15 17:00 | 247.99 | 242.46
2018-04-15 17:30 | 248.52 | 242.99
2018-04-15 18:00 | 249.66 | 243.96
2018-04-15 18:30 | 256.61 | 251.35
2018-04-15 19:00 | 257.1 | 251.99
2018-04-15 19:30 | 257.29 | 252.28
2018-04-15 20:00 | 258.61 | 253.75
2018-04-15 20:30 | 265.36 | 261.06
2018-04-15 21:00 | 268.35 | 264.34
2018-04-15 21:30 | 278.73 | 274.9
2018-04-15 22:00 | 279.64 | 275.8
2018-04-15 22:30 | 278.55 | 274.88
2018-04-15 23:00 | 278.22 | 274.66
2018-04-15 23:30 | 280.99 | 276.65
2018-04-16 | 283.18 | 278.59
2018-04-16 00:30 | 281.94 | 277.58
2018-04-16 01:00 | 281.95 | 277.58
2018-04-16 01:30 | 281.67 | 277.28
2018-04-16 02:00 | 278.07 | 273.85
2018-04-16 02:30 | 278.4 | 274.47
2018-04-16 03:00 | 280.43 | 276.39
2018-04-16 03:30 | 279.93 | 275.91
2018-04-16 04:00 | 280.23 | 276.19
2018-04-16 04:30 | 280.35 | 276.3
2018-04-16 05:00 | 281.24 | 277.07
2018-04-16 05:30 | 281.58 | 277.22
2018-04-16 06:00 | 281.31 | 276.91
2018-04-16 06:30 | 280.57 | 276.14
2018-04-16 07:00 | 279.91 | 275.51
2018-04-16 07:30 | 279.25 | 275.42
2018-04-16 08:00 | 277.68 | 273.87
2018-04-16 08:30 | 276.36 | 272.54
2018-04-16 09:00 | 275.19 | 271.41
2018-04-16 09:30 | 275.83 | 272.98
2018-04-16 10:00 | 278.6 | 275.73
2018-04-16 10:30 | 277.02 | 274.05
2018-04-16 11:00 | 275.41 | 272.36
2018-04-16 11:30 | 275.54 | 272.35
2018-04-16 12:00 | 273.24 | 270.23
2018-04-16 12:30 | 266.98 | 264.49
2018-04-16 13:00 | 271.45 | 268.48
2018-04-16 13:30 | 273.54 | 270.35
2018-04-16 14:00 | 270.86 | 267.49
2018-04-16 14:30 | 268.57 | 265.28
2018-04-16 15:00 | 268.24 | 265.03
2018-04-16 15:30 | 269.94 | 266.7
2018-04-16 16:00 | 271.64 | 268.27
2018-04-16 16:30 | 272.39 | 268.92
2018-04-16 17:00 | 271.8 | 268.54
2018-04-16 17:30 | 272.38 | 269.47
2018-04-16 18:00 | 274.4 | 271.25
2018-04-16 18:30 | 274.58 | 271.5
2018-04-16 19:00 | 274.88 | 272.03
2018-04-16 19:30 | 276.84 | 274.29
2018-04-16 20:00 | 280.59 | 277.79
2018-04-16 20:30 | 280.57 | 277.89
2018-04-16 21:00 | 280.32 | 277.73
2018-04-16 21:30 | 278.69 | 276.23
2018-04-16 22:00 | 277.63 | 275.18
2018-04-16 22:30 | 278.57 | 275.55
2018-04-16 23:00 | 276.11 | 272.95
2018-04-16 23:30 | 275.35 | 272.3
2018-04-17 | 275.59 | 272.63
2018-04-17 00:30 | 276.64 | 273.66
2018-04-17 01:00 | 276.32 | 273.39
2018-04-17 01:30 | 276.06 | 273.25
2018-04-17 02:00 | 273.7 | 271.13
2018-04-17 02:30 | 270.77 | 268.48
2018-04-17 03:00 | 271.03 | 268.71
2018-04-17 03:30 | 270.28 | 268.02
2018-04-17 04:00 | 273.08 | 270.98
2018-04-17 04:30 | 279.29 | 277.04
2018-04-17 05:00 | 279.69 | 277.36
2018-04-17 05:30 | 279.59 | 277.26
2018-04-17 06:00 | 281.39 | 278.89
2018-04-17 06:30 | 285.81 | 282.75
2018-04-17 07:00 | 283.08 | 280.52
2018-04-17 07:30 | 282.5 | 280.15
2018-04-17 08:00 | 280.67 | 278.44
2018-04-17 08:30 | 280.67 | 278.5
2018-04-17 09:00 | 280.19 | 278.1
2018-04-17 09:30 | 280.32 | 278.19
2018-04-17 10:00 | 280.44 | 278.24
2018-04-17 10:30 | 279.67 | 277.37
2018-04-17 11:00 | 277.86 | 275.53
2018-04-17 11:30 | 275.8 | 273.44
2018-04-17 12:00 | 274.92 | 272.52
2018-04-17 12:30 | 275.38 | 272.86
2018-04-17 13:00 | 274 | 271.59
2018-04-17 13:30 | 273.64 | 269.73
2018-04-17 14:00 | 274.85 | 270.3
2018-04-17 14:30 | 273.67 | 269.77
2018-04-17 15:00 | 274.13 | 270.18
2018-04-17 15:30 | 274.27 | 270.13
2018-04-17 16:00 | 271.67 | 267.44
2018-04-17 16:30 | 271.27 | 267.05
2018-04-17 17:00 | 272.8 | 268.67
2018-04-17 17:30 | 274.21 | 270.11
2018-04-17 18:00 | 275.92 | 271.82
2018-04-17 18:30 | 276.19 | 272.31
2018-04-17 19:00 | 274.48 | 270.79
2018-04-17 19:30 | 275.48 | 271.67
2018-04-17 20:00 | 277.46 | 273.3
2018-04-17 20:30 | 275.32 | 271.28
2018-04-17 21:00 | 278.39 | 274.03
2018-04-17 21:30 | 279.49 | 275.16
2018-04-17 22:00 | 284.43 | 280.04
2018-04-17 22:30 | 286.04 | 280.87
2018-04-17 23:00 | 284.29 | 279.32
2018-04-17 23:30 | 280.43 | 275.44
2018-04-18 | 280.32 | 275.22
2018-04-18 00:30 | 278.97 | 274.1
2018-04-18 01:00 | 279.82 | 274.74
2018-04-18 01:30 | 271.62 | 266.04
2018-04-18 02:00 | 263.44 | 257.45
2018-04-18 02:30 | 263.39 | 257.4
2018-04-18 03:00 | 262.15 | 256.28
2018-04-18 03:30 | 261.94 | 256.13
2018-04-18 04:00 | 262.38 | 256.65
2018-04-18 04:30 | 263.73 | 257.09
2018-04-18 05:00 | 272.43 | 266.13
2018-04-18 05:30 | 283.55 | 277.6
2018-04-18 06:00 | 283.33 | 277.25
2018-04-18 06:30 | 268.19 | 261.47
2018-04-18 07:00 | 265.57 | 260.04
2018-04-18 07:30 | 267.29 | 262.79
2018-04-18 08:00 | 270.53 | 266.04
2018-04-18 08:30 | 270.02 | 265.62
2018-04-18 09:00 | 269.86 | 265.73
2018-04-18 09:30 | 268.32 | 265.69
2018-04-18 10:00 | 268.24 | 265.7
2018-04-18 10:30 | 268.14 | 265.59
2018-04-18 11:00 | 266.24 | 263.79
2018-04-18 11:30 | 267.03 | 264.52
2018-04-18 12:00 | 268.29 | 265.63
2018-04-18 12:30 | 268.37 | 265.73
2018-04-18 13:00 | 262.32 | 260.29
2018-04-18 13:30 | 262.54 | 260.54
2018-04-18 14:00 | 262.27 | 260.28
2018-04-18 14:30 | 260.52 | 257.91
2018-04-18 15:00 | 262.79 | 259.37
2018-04-18 15:30 | 263.64 | 259.98
2018-04-18 16:00 | 265.19 | 261.02
2018-04-18 16:30 | 266.57 | 262.37
2018-04-18 17:00 | 267.49 | 263.11
2018-04-18 17:30 | 268.65 | 264.08
2018-04-18 18:00 | 274.14 | 268.72
2018-04-18 18:30 | 274.2 | 268.99
2018-04-18 19:00 | 271.69 | 267.04
2018-04-18 19:30 | 274.64 | 269.58
2018-04-18 20:00 | 272.7 | 267.91
2018-04-18 20:30 | 274.52 | 269.46
2018-04-18 21:00 | 271.74 | 266.87
2018-04-18 21:30 | 270.81 | 265.97
2018-04-18 22:00 | 270.24 | 264.7
2018-04-18 22:30 | 271.63 | 265.8
2018-04-18 23:00 | 274.99 | 268.66
2018-04-18 23:30 | 273.94 | 267.77
2018-04-19 | 269.35 | 263.79
2018-04-19 00:30 | 253.3 | 248.3
2018-04-19 01:00 | 244.48 | 239.21
2018-04-19 01:30 | 251.68 | 246.42
2018-04-19 02:00 | 276.74 | 272.43
2018-04-19 02:30 | 281.23 | 277.03
2018-04-19 03:00 | 283.51 | 279.09
2018-04-19 03:30 | 281.59 | 276.97
2018-04-19 04:00 | 278.61 | 274.31
2018-04-19 04:30 | 280.82 | 276.07
2018-04-19 05:00 | 284.6 | 279.22
2018-04-19 05:30 | 284.62 | 279.14
2018-04-19 06:00 | 285.43 | 279.77
2018-04-19 06:30 | 284.26 | 278.74
2018-04-19 07:00 | 284.86 | 279.11
2018-04-19 07:30 | 282.47 | 277
2018-04-19 08:00 | 285.81 | 280.55
2018-04-19 08:30 | 282.17 | 276.83
2018-04-19 09:00 | 271.69 | 266.12
2018-04-19 09:30 | 270.27 | 264.81
2018-04-19 10:00 | 264.79 | 259.95
2018-04-19 10:30 | 267.45 | 262.27
2018-04-19 11:00 | 268.1 | 262.99
2018-04-19 11:30 | 267.58 | 262.67
2018-04-19 12:00 | 268.6 | 263.48
2018-04-19 12:30 | 267.65 | 262.49
2018-04-19 13:00 | 266.86 | 261.71
2018-04-19 13:30 | 274.85 | 270.77
2018-04-19 14:00 | 278.03 | 274.13
2018-04-19 14:30 | 275.7 | 271.61
2018-04-19 15:00 | 277.15 | 273.16
2018-04-19 15:30 | 282.14 | 277.22
2018-04-19 16:00 | 282.32 | 277.41
2018-04-19 16:30 | 283.68 | 278.56
2018-04-19 17:00 | 286.62 | 281.01
2018-04-19 17:30 | 287.73 | 282.28
2018-04-19 18:00 | 289.46 | 283.91
2018-04-19 18:30 | 288.18 | 282.77
2018-04-19 19:00 | 286.99 | 282.17
2018-04-19 19:30 | 284.86 | 280.75
2018-04-19 20:00 | 282.84 | 278.51
2018-04-19 20:30 | 282.33 | 277.93
2018-04-19 21:00 | 281.07 | 276.69
2018-04-19 21:30 | 281.04 | 276.68
2018-04-19 22:00 | 280.85 | 276.48
2018-04-19 22:30 | 280.75 | 276.88
2018-04-19 23:00 | 279.82 | 276.43
2018-04-19 23:30 | 279.47 | 276.3
2018-04-20 | 253.56 | 249.59
2018-04-20 00:30 | 234.19 | 229.2
2018-04-20 01:00 | 235.27 | 229.99
2018-04-20 01:30 | 238.9 | 233.57
2018-04-20 02:00 | 246.42 | 241.6
2018-04-20 02:30 | 248.48 | 243.97
2018-04-20 03:00 | 247.94 | 244.07
2018-04-20 03:30 | 246.95 | 243.33
2018-04-20 04:00 | 258.64 | 255.49
2018-04-20 04:30 | 275.64 | 272.97
2018-04-20 05:00 | 274.96 | 272.32
2018-04-20 05:30 | 275.18 | 272.42
2018-04-20 06:00 | 276.01 | 273.24
2018-04-20 06:30 | 275.78 | 273.67
2018-04-20 07:00 | 274.84 | 272.66
2018-04-20 07:30 | 268.32 | 266.69
2018-04-20 08:00 | 267.4 | 265.58
2018-04-20 08:30 | 267.49 | 265.56
2018-04-20 09:00 | 267.29 | 265.52
2018-04-20 09:30 | 268.18 | 266.38
2018-04-20 10:00 | 269.39 | 267.67
2018-04-20 10:30 | 261.21 | 259.78
2018-04-20 11:00 | 263.76 | 261.99
2018-04-20 11:30 | 271.3 | 268.7
2018-04-20 12:00 | 272.44 | 269.62
2018-04-20 12:30 | 271.5 | 268.68
2018-04-20 13:00 | 271.36 | 268.59
2018-04-20 13:30 | 267.67 | 265.32
2018-04-20 14:00 | 272.11 | 269.31
2018-04-20 14:30 | 273.27 | 270.35
2018-04-20 15:00 | 274.4 | 271.36
2018-04-20 15:30 | 274.69 | 271.7
2018-04-20 16:00 | 275.04 | 272.01
2018-04-20 16:30 | 276.09 | 273.07
2018-04-20 17:00 | 277.1 | 273.91
2018-04-20 17:30 | 277.11 | 273.98
2018-04-20 18:00 | 277.12 | 273.95
2018-04-20 18:30 | 277.51 | 274.48
2018-04-20 19:00 | 278.27 | 275.38
2018-04-20 19:30 | 278.18 | 275.44
2018-04-20 20:00 | 277.34 | 274.7
2018-04-20 20:30 | 279.59 | 276.85
2018-04-20 21:00 | 281.33 | 278.43
2018-04-20 21:30 | 280.72 | 277.35
2018-04-20 22:00 | 277.83 | 274.44
2018-04-20 22:30 | 277.54 | 273.91
2018-04-20 23:00 | 269.76 | 265.28
2018-04-20 23:30 | 269.96 | 265.46
2018-04-21 | 268.52 | 264.3
2018-04-21 00:30 | 269.07 | 264.88
2018-04-21 01:00 | 270.16 | 265.87
2018-04-21 01:30 | 266.47 | 261.89
2018-04-21 02:00 | 267.7 | 262.5
2018-04-21 02:30 | 268.32 | 262.93
2018-04-21 03:00 | 270.19 | 264.54
2018-04-21 03:30 | 270.67 | 265.03
2018-04-21 04:00 | 270.3 | 264.68
2018-04-21 04:30 | 267.9 | 262.48
2018-04-21 05:00 | 267.29 | 261.67
2018-04-21 05:30 | 264.13 | 258.31
2018-04-21 06:00 | 264.01 | 257.97
2018-04-21 06:30 | 256.73 | 250.31
2018-04-21 07:00 | 254.72 | 248.4
2018-04-21 07:30 | 252.73 | 247.11
2018-04-21 08:00 | 252.89 | 247.24
2018-04-21 08:30 | 253.2 | 247.46
2018-04-21 09:00 | 256.24 | 250.65
2018-04-21 09:30 | 264.46 | 259.14
2018-04-21 10:00 | 258.57 | 253.15
2018-04-21 10:30 | 257.46 | 252.06
2018-04-21 11:00 | 255.56 | 250.3
2018-04-21 11:30 | 251.78 | 246.48
2018-04-21 12:00 | 251.61 | 246.32
2018-04-21 12:30 | 251.4 | 245.98
2018-04-21 13:00 | 248.77 | 243.18
2018-04-21 13:30 | 248.72 | 243.01
2018-04-21 14:00 | 254.93 | 249.16
2018-04-21 14:30 | 263.82 | 258.32
2018-04-21 15:00 | 264.84 | 259.25
2018-04-21 15:30 | 265.19 | 259.38
2018-04-21 16:00 | 264.45 | 258.8
2018-04-21 16:30 | 263.24 | 257.79
2018-04-21 17:00 | 264.66 | 258.96
2018-04-21 17:30 | 265.45 | 259.72
2018-04-21 18:00 | 266.2 | 260.17
2018-04-21 18:30 | 266.25 | 260.31
2018-04-21 19:00 | 266.16 | 260.3
2018-04-21 19:30 | 266.26 | 260.45
2018-04-21 20:00 | 267.16 | 261.23
2018-04-21 20:30 | 266.62 | 260.81
2018-04-21 21:00 | 266.55 | 260.81
2018-04-21 21:30 | 265.85 | 260.27
2018-04-21 22:00 | 264.8 | 259.42
2018-04-21 22:30 | 265.96 | 260.43
2018-04-21 23:00 | 265.52 | 260.05
2018-04-21 23:30 | 265.7 | 260.19
2018-04-22 | 266.41 | 261.05
2018-04-22 00:30 | 266.24 | 260.71
2018-04-22 01:00 | 266.72 | 261.15
2018-04-22 01:30 | 266.62 | 261.13
2018-04-22 02:00 | 266.18 | 260.95
2018-04-22 02:30 | 262.08 | 256.5
2018-04-22 03:00 | 262.5 | 255.97
2018-04-22 03:30 | 261.2 | 254.79
2018-04-22 04:00 | 248.15 | 243.51
2018-04-22 04:30 | 251.22 | 246.99
2018-04-22 05:00 | 251.9 | 247.55
2018-04-22 05:30 | 252.43 | 247.94
2018-04-22 06:00 | 252.83 | 248.19
2018-04-22 06:30 | 252.08 | 247.65
2018-04-22 07:00 | 252.07 | 247.58
2018-04-22 07:30 | 252.69 | 248.31
2018-04-22 08:00 | 253.18 | 249.2
2018-04-22 08:30 | 241.85 | 237.28
2018-04-22 09:00 | 240.27 | 235.55
2018-04-22 09:30 | 239.39 | 235.25
2018-04-22 10:00 | 229.35 | 225.6
2018-04-22 10:30 | 226.87 | 223
2018-04-22 11:00 | 227.53 | 223.67
2018-04-22 11:30 | 228.86 | 224.87
2018-04-22 12:00 | 227.89 | 224
2018-04-22 12:30 | 228.38 | 224.41
2018-04-22 13:00 | 233.27 | 229.39
2018-04-22 13:30 | 239.31 | 235.5
2018-04-22 14:00 | 239.52 | 235.74
2018-04-22 14:30 | 239.17 | 235.35
2018-04-22 15:00 | 245.31 | 241.56
2018-04-22 15:30 | 249.01 | 245.23
2018-04-22 16:00 | 249.5 | 245.47
2018-04-22 16:30 | 250.09 | 245.94
2018-04-22 17:00 | 249.44 | 245.33
2018-04-22 17:30 | 249.07 | 244.99
2018-04-22 18:00 | 248.44 | 244.26
2018-04-22 18:30 | 248.04 | 243.93
2018-04-22 19:00 | 247.95 | 244.02
2018-04-22 19:30 | 242.32 | 239.03
2018-04-22 20:00 | 241.36 | 238.34
2018-04-22 20:30 | 240.52 | 237.68
2018-04-22 21:00 | 240.74 | 238
2018-04-22 21:30 | 239.91 | 237.04
2018-04-22 22:00 | 241.42 | 238.37
2018-04-22 22:30 | 245.07 | 241.25
2018-04-22 23:00 | 245.17 | 241.33
2018-04-22 23:30 | 246.56 | 242.61
2018-04-23 | 245.45 | 241.57
2018-04-23 00:30 | 244.63 | 240.81
2018-04-23 01:00 | 242.71 | 238.91
2018-04-23 01:30 | 242.54 | 238.75
2018-04-23 02:00 | 240.31 | 235.87
2018-04-23 02:30 | 241.34 | 236.9
2018-04-23 03:00 | 241.29 | 236.71
2018-04-23 03:30 | 240.56 | 235.94
2018-04-23 04:00 | 240.83 | 236.12
2018-04-23 04:30 | 240.76 | 235.98
2018-04-23 05:00 | 241.03 | 236.23
2018-04-23 05:30 | 240.95 | 235.84
2018-04-23 06:00 | 239.7 | 236.06
2018-04-23 06:30 | 239.03 | 235.48
2018-04-23 07:00 | 237.91 | 234.36
2018-04-23 07:30 | 237.44 | 234.33
2018-04-23 08:00 | 262.99 | 260.51
2018-04-23 08:30 | 269.36 | 267.01
2018-04-23 09:00 | 268.42 | 266.17
2018-04-23 09:30 | 267.83 | 265.58
2018-04-23 10:00 | 267.89 | 265.6
2018-04-23 10:30 | 266.2 | 263.94
2018-04-23 11:00 | 265.39 | 263.1
2018-04-23 11:30 | 267.6 | 265.29
2018-04-23 12:00 | 265.12 | 262.71
2018-04-23 12:30 | 265.6 | 263.16
2018-04-23 13:00 | 263.87 | 261.43
2018-04-23 13:30 | 263.19 | 260.65
2018-04-23 14:00 | 263.67 | 261.15
2018-04-23 14:30 | 246.67 | 243.66
2018-04-23 15:00 | 230.57 | 227.59
2018-04-23 15:30 | 231.7 | 228.61
2018-04-23 16:00 | 234.55 | 231.23
2018-04-23 16:30 | 264.36 | 261.82
2018-04-23 17:00 | 268.74 | 266.23
2018-04-23 17:30 | 270.43 | 267.99
2018-04-23 18:00 | 272.79 | 270.27
2018-04-23 18:30 | 273.83 | 271.47
2018-04-23 19:00 | 272.46 | 270.53
2018-04-23 19:30 | 264.07 | 262.39
2018-04-23 20:00 | 264.29 | 262.51
2018-04-23 20:30 | 263.8 | 262.1
2018-04-23 21:00 | 262.49 | 260.83
2018-04-23 21:30 | 262.15 | 260.28
2018-04-23 22:00 | 263.57 | 261.67
2018-04-23 22:30 | 264.78 | 262.08
2018-04-23 23:00 | 266.21 | 263.44
2018-04-23 23:30 | 267.45 | 264.6
2018-04-24 | 268.2 | 265.29
2018-04-24 00:30 | 267.91 | 265.04
2018-04-24 01:00 | 269.88 | 265.63
2018-04-24 01:30 | 270.3 | 266
2018-04-24 02:00 | 270.65 | 266.43
2018-04-24 02:30 | 270.89 | 266.64
2018-04-24 03:00 | 271.18 | 266.97
2018-04-24 03:30 | 270.27 | 266.32
2018-04-24 04:00 | 272.34 | 268.32
2018-04-24 04:30 | 273.16 | 269.56
2018-04-24 05:00 | 273.01 | 269.39
2018-04-24 05:30 | 272.39 | 268.84
2018-04-24 06:00 | 272.68 | 269.32
2018-04-24 06:30 | 271.67 | 268.66
2018-04-24 07:00 | 271.36 | 268.43
2018-04-24 07:30 | 271.81 | 268.75
2018-04-24 08:00 | 273.11 | 269.75
2018-04-24 08:30 | 269.87 | 267.01
2018-04-24 09:00 | 267.32 | 264.57
2018-04-24 09:30 | 266.85 | 264.14
2018-04-24 10:00 | 267.68 | 264.87
2018-04-24 10:30 | 266.25 | 263.46
2018-04-24 11:00 | 265.17 | 262.38
2018-04-24 11:30 | 264 | 261.67
2018-04-24 12:00 | 263.59 | 261.91
2018-04-24 12:30 | 262.71 | 261.05
2018-04-24 13:00 | 262.93 | 261.14
2018-04-24 13:30 | 262.12 | 260.25
2018-04-24 14:00 | 263.75 | 261.69
2018-04-24 14:30 | 265.54 | 263.47
2018-04-24 15:00 | 268.8 | 266.58
2018-04-24 15:30 | 269.9 | 267.68
2018-04-24 16:00 | 269.68 | 267.6
2018-04-24 16:30 | 270.96 | 268.51
2018-04-24 17:00 | 274.79 | 272.16
2018-04-24 17:30 | 278.24 | 275.36
2018-04-24 18:00 | 280.44 | 277.2
2018-04-24 18:30 | 280.34 | 277.19
2018-04-24 19:00 | 280.26 | 277.28
2018-04-24 19:30 | 279.91 | 277.34
2018-04-24 20:00 | 279.44 | 277.08
2018-04-24 20:30 | 257.83 | 255.01
2018-04-24 21:00 | 247 | 243.79
2018-04-24 21:30 | 250.1 | 245.81
2018-04-24 22:00 | 251.79 | 247.02
2018-04-24 22:30 | 250.71 | 246.03
2018-04-24 23:00 | 247.45 | 242.73
2018-04-24 23:30 | 242.33 | 237.18
2018-04-25 | 241.51 | 236.03
2018-04-25 00:30 | 242.71 | 236.44
2018-04-25 01:00 | 243.28 | 236.93
2018-04-25 01:30 | 243.88 | 237.58
2018-04-25 02:00 | 243.37 | 237.24
2018-04-25 02:30 | 241.48 | 235.65
2018-04-25 03:00 | 241.35 | 235.67
2018-04-25 03:30 | 241.12 | 235.45
2018-04-25 04:00 | 240.41 | 234.74
2018-04-25 04:30 | 241.08 | 235.31
2018-04-25 05:00 | 240.61 | 234.85
2018-04-25 05:30 | 259.96 | 254.83
2018-04-25 06:00 | 277.55 | 272.88
2018-04-25 06:30 | 275.17 | 270.77
2018-04-25 07:00 | 275.45 | 270.96
2018-04-25 07:30 | 274.28 | 269.88
2018-04-25 08:00 | 272.13 | 268.02
2018-04-25 08:30 | 271.65 | 267.68
2018-04-25 09:00 | 271.88 | 267.89
2018-04-25 09:30 | 271.84 | 267.81
2018-04-25 10:00 | 272.12 | 267.98
2018-04-25 10:30 | 270.81 | 267.34
2018-04-25 11:00 | 269.96 | 266.64
2018-04-25 11:30 | 269.64 | 266.36
2018-04-25 12:00 | 270.22 | 267.07
2018-04-25 12:30 | 270.51 | 267.48
2018-04-25 13:00 | 263.07 | 259.54
2018-04-25 13:30 | 262.63 | 259.22
2018-04-25 14:00 | 263.14 | 259.6
2018-04-25 14:30 | 262.82 | 259.24
2018-04-25 15:00 | 262.03 | 258.45
2018-04-25 15:30 | 262.8 | 259.03
2018-04-25 16:00 | 267.01 | 263.06
2018-04-25 16:30 | 276.16 | 272.76
2018-04-25 17:00 | 280 | 276.5
2018-04-25 17:30 | 278.39 | 274.65
2018-04-25 18:00 | 280.21 | 276.16
2018-04-25 18:30 | 280.77 | 277.41
2018-04-25 19:00 | 280.15 | 277.41
2018-04-25 19:30 | 282.14 | 279.82
2018-04-25 20:00 | 285.07 | 282.54
2018-04-25 20:30 | 286.09 | 283.55
2018-04-25 21:00 | 280.43 | 277.94
2018-04-25 21:30 | 281.95 | 279.15
2018-04-25 22:00 | 282.47 | 279.12
2018-04-25 22:30 | 283.15 | 279.73
2018-04-25 23:00 | 284.13 | 280.61
2018-04-25 23:30 | 284.47 | 280.89
2018-04-26 | 283.66 | 280.07
2018-04-26 00:30 | 284.18 | 280.6
2018-04-26 01:00 | 284.84 | 280.64
2018-04-26 01:30 | 285.37 | 281.12
2018-04-26 02:00 | 284.68 | 280.55
2018-04-26 02:30 | 284.84 | 280.58
2018-04-26 03:00 | 278.35 | 273.86
2018-04-26 03:30 | 278.39 | 273.83
2018-04-26 04:00 | 271.75 | 266.9
2018-04-26 04:30 | 268.84 | 263.8
2018-04-26 05:00 | 268.67 | 263.7
2018-04-26 05:30 | 268.76 | 264.09
2018-04-26 06:00 | 272.4 | 268.33
2018-04-26 06:30 | 284.33 | 280.54
2018-04-26 07:00 | 282.61 | 278.63
2018-04-26 07:30 | 282.17 | 278.16
2018-04-26 08:00 | 284.12 | 280.6
2018-04-26 08:30 | 282.44 | 279.98
2018-04-26 09:00 | 283.64 | 280.2
2018-04-26 09:30 | 283.08 | 279.41
2018-04-26 10:00 | 279.39 | 275.78
2018-04-26 10:30 | 279.19 | 275.43
2018-04-26 11:00 | 277.78 | 273.97
2018-04-26 11:30 | 277.46 | 273.43
2018-04-26 12:00 | 275.14 | 271.2
2018-04-26 12:30 | 270.92 | 267.14
2018-04-26 13:00 | 272.75 | 267.98
2018-04-26 13:30 | 273.67 | 269.55
2018-04-26 14:00 | 274.37 | 270.36
2018-04-26 14:30 | 273.84 | 269.67
2018-04-26 15:00 | 272.46 | 267.96
2018-04-26 15:30 | 273.52 | 268.89
2018-04-26 16:00 | 275.84 | 270.92
2018-04-26 16:30 | 276.25 | 271.34
2018-04-26 17:00 | 281.87 | 276.98
2018-04-26 17:30 | 283.04 | 278.11
2018-04-26 18:00 | 282.78 | 278.05
2018-04-26 18:30 | 282.65 | 278.84
2018-04-26 19:00 | 283.06 | 279.53
2018-04-26 19:30 | 285.16 | 281.77
2018-04-26 20:00 | 285.75 | 282.36
2018-04-26 20:30 | 286.06 | 282.67
2018-04-26 21:00 | 288.02 | 284.23
2018-04-26 21:30 | 288.68 | 284.92
2018-04-26 22:00 | 288.59 | 284.82
2018-04-26 22:30 | 287.84 | 283.93
2018-04-26 23:00 | 287.93 | 284.08
2018-04-26 23:30 | 289.19 | 285.18
2018-04-27 | 255.75 | 250.47
2018-04-27 00:30 | 252.16 | 246.29
2018-04-27 01:00 | 250.63 | 244.74
2018-04-27 01:30 | 248.59 | 242.87
2018-04-27 02:00 | 247.42 | 241.9
2018-04-27 02:30 | 250.18 | 244.45
2018-04-27 03:00 | 250.47 | 244.73
2018-04-27 03:30 | 250.2 | 244.41
2018-04-27 04:00 | 250.95 | 245.02
2018-04-27 04:30 | 250.23 | 244.46
2018-04-27 05:00 | 249.33 | 243.6
2018-04-27 05:30 | 252.25 | 246.56
2018-04-27 06:00 | 283.37 | 279.27
2018-04-27 06:30 | 288.11 | 284.55
2018-04-27 07:00 | 288.78 | 285.01
2018-04-27 07:30 | 286.53 | 282.6
2018-04-27 08:00 | 285.47 | 281.33
2018-04-27 08:30 | 276.69 | 272.11
2018-04-27 09:00 | 267.1 | 262.2
2018-04-27 09:30 | 267.72 | 263.36
2018-04-27 10:00 | 267.91 | 263.37
2018-04-27 10:30 | 268.78 | 264.3
2018-04-27 11:00 | 269.47 | 264.94
2018-04-27 11:30 | 268.98 | 264.57
2018-04-27 12:00 | 269.16 | 264.71
2018-04-27 12:30 | 268.4 | 264.07
2018-04-27 13:00 | 269.52 | 265.04
2018-04-27 13:30 | 266 | 261.94
2018-04-27 14:00 | 265.64 | 261.58
2018-04-27 14:30 | 266.27 | 262.18
2018-04-27 15:00 | 266 | 261.94
2018-04-27 15:30 | 266.72 | 262.68
2018-04-27 16:00 | 269.03 | 264.86
2018-04-27 16:30 | 267.26 | 262.94
2018-04-27 17:00 | 266.95 | 262.62
2018-04-27 17:30 | 267.72 | 263.39
2018-04-27 18:00 | 267.91 | 263.38
2018-04-27 18:30 | 265.6 | 261.45
2018-04-27 19:00 | 265.28 | 261.49
2018-04-27 19:30 | 248.57 | 245.44
2018-04-27 20:00 | 244.96 | 241.76
2018-04-27 20:30 | 243.11 | 240.18
2018-04-27 21:00 | 245.19 | 242.13
2018-04-27 21:30 | 247.28 | 244.11
2018-04-27 22:00 | 248.27 | 244.96
2018-04-27 22:30 | 249.66 | 245.93
2018-04-27 23:00 | 247.79 | 244.25
2018-04-27 23:30 | 247.96 | 244.4
2018-04-28 | 247.26 | 243.98
2018-04-28 00:30 | 248.22 | 244.77
2018-04-28 01:00 | 249.18 | 245.02
2018-04-28 01:30 | 247.38 | 243.71
2018-04-28 02:00 | 249.34 | 246.1
2018-04-28 02:30 | 255.37 | 252.31
2018-04-28 03:00 | 256.28 | 252.92
2018-04-28 03:30 | 254.94 | 251.35
2018-04-28 04:00 | 263.34 | 260.1
2018-04-28 04:30 | 262.76 | 259.57
2018-04-28 05:00 | 259.69 | 256.94
2018-04-28 05:30 | 262.64 | 259.8
2018-04-28 06:00 | 265.84 | 262.89
2018-04-28 06:30 | 266.75 | 263.68
2018-04-28 07:00 | 269.74 | 266.36
2018-04-28 07:30 | 268.79 | 265.75
2018-04-28 08:00 | 269 | 266
2018-04-28 08:30 | 267.85 | 265.23
2018-04-28 09:00 | 263.56 | 260.45
2018-04-28 09:30 | 248.66 | 245
2018-04-28 10:00 | 246.79 | 243.63
2018-04-28 10:30 | 247.55 | 244.47
2018-04-28 11:00 | 247.64 | 244.55
2018-04-28 11:30 | 247 | 243.97
2018-04-28 12:00 | 247.85 | 244.71
2018-04-28 12:30 | 248.25 | 245.08
2018-04-28 13:00 | 254.03 | 250.26
2018-04-28 13:30 | 253.74 | 250.07
2018-04-28 14:00 | 250.6 | 247.32
2018-04-28 14:30 | 254.81 | 251.04
2018-04-28 15:00 | 255.64 | 251.75
2018-04-28 15:30 | 256.31 | 252.23
2018-04-28 16:00 | 256.96 | 252.84
2018-04-28 16:30 | 253.61 | 249.88
2018-04-28 17:00 | 254.04 | 250.12
2018-04-28 17:30 | 259.13 | 254.39
2018-04-28 18:00 | 260.61 | 255.69
2018-04-28 18:30 | 262.37 | 257.91
2018-04-28 19:00 | 263.33 | 259.04
2018-04-28 19:30 | 262.67 | 258.45
2018-04-28 20:00 | 262.89 | 258.27
2018-04-28 20:30 | 262.82 | 258.27
2018-04-28 21:00 | 262.94 | 258.48
2018-04-28 21:30 | 263.01 | 258.7
2018-04-28 22:00 | 262.2 | 258.09
2018-04-28 22:30 | 266.25 | 262.17
2018-04-28 23:00 | 273.48 | 269.28
2018-04-28 23:30 | 275.39 | 271.01
2018-04-29 | 276.52 | 272.09
2018-04-29 00:30 | 276.04 | 271.8
2018-04-29 01:00 | 274.3 | 270.31
2018-04-29 01:30 | 274.02 | 270.17
2018-04-29 02:00 | 275.79 | 270.71
2018-04-29 02:30 | 276.27 | 270.13
2018-04-29 03:00 | 275.91 | 269.87
2018-04-29 03:30 | 276.41 | 270.37
2018-04-29 04:00 | 277.44 | 271.3
2018-04-29 04:30 | 275.37 | 269.58
2018-04-29 05:00 | 274.68 | 269.04
2018-04-29 05:30 | 278.86 | 273.05
2018-04-29 06:00 | 285.85 | 280.14
2018-04-29 06:30 | 284.78 | 279.2
2018-04-29 07:00 | 283.67 | 278.12
2018-04-29 07:30 | 275.46 | 269.75
2018-04-29 08:00 | 272.86 | 266.6
2018-04-29 08:30 | 277.8 | 272.62
2018-04-29 09:00 | 277.45 | 272.8
2018-04-29 09:30 | 273.49 | 268.65
2018-04-29 10:00 | 273.26 | 268.43
2018-04-29 10:30 | 274.11 | 269.31
2018-04-29 11:00 | 274.86 | 269.93
2018-04-29 11:30 | 273.25 | 268.61
2018-04-29 12:00 | 272.6 | 267.89
2018-04-29 12:30 | 273.03 | 268.19
2018-04-29 13:00 | 274 | 268.99
2018-04-29 13:30 | 275.6 | 270.71
2018-04-29 14:00 | 277.74 | 272.64
2018-04-29 14:30 | 278.31 | 273.24
2018-04-29 15:00 | 277.58 | 272.57
2018-04-29 15:30 | 277.45 | 272.7
2018-04-29 16:00 | 280.25 | 275.29
2018-04-29 16:30 | 274.85 | 270.44
2018-04-29 17:00 | 272.97 | 268.52
2018-04-29 17:30 | 273.47 | 269.56
2018-04-29 18:00 | 277.02 | 273.08
2018-04-29 18:30 | 277.17 | 273.26
2018-04-29 19:00 | 271.9 | 268.75
2018-04-29 19:30 | 273.84 | 270.73
2018-04-29 20:00 | 283.06 | 279.16
2018-04-29 20:30 | 273.21 | 268.95
2018-04-29 21:00 | 265.7 | 261.5
2018-04-29 21:30 | 263.97 | 259.78
2018-04-29 22:00 | 262.92 | 258.88
2018-04-29 22:30 | 260.96 | 256
2018-04-29 23:00 | 260.32 | 254.37
2018-04-29 23:30 | 259.81 | 253.86
2018-04-30 | 260.1 | 254.22
2018-04-30 00:30 | 257.8 | 251.99
2018-04-30 01:00 | 253.5 | 247.59
2018-04-30 01:30 | 251.88 | 245.98
2018-04-30 02:00 | 262.35 | 256.61
2018-04-30 02:30 | 273.87 | 267.69
2018-04-30 03:00 | 272.86 | 266.8
2018-04-30 03:30 | 269.83 | 264.11
2018-04-30 04:00 | 267 | 261.66
2018-04-30 04:30 | 266.3 | 261
2018-04-30 05:00 | 266.6 | 261.17
2018-04-30 05:30 | 266.27 | 261.01
2018-04-30 06:00 | 265.56 | 261.01
2018-04-30 06:30 | 265.25 | 261.41
2018-04-30 07:00 | 266.85 | 263.1
2018-04-30 07:30 | 266.53 | 262.89
2018-04-30 08:00 | 266.02 | 262.39
2018-04-30 08:30 | 268.99 | 265.3
2018-04-30 09:00 | 274.41 | 270.87
2018-04-30 09:30 | 272.96 | 270.35
2018-04-30 10:00 | 275.34 | 272.92
2018-04-30 10:30 | 275.58 | 273.52
2018-04-30 11:00 | 274.46 | 272.45
2018-04-30 11:30 | 274.07 | 272
2018-04-30 12:00 | 273.08 | 271.06
2018-04-30 12:30 | 272.83 | 270.85
2018-04-30 13:00 | 271 | 269.03
2018-04-30 13:30 | 271.82 | 269.79
2018-04-30 14:00 | 270.94 | 268.91
2018-04-30 14:30 | 272.39 | 270.29
2018-04-30 15:00 | 271.67 | 269.67
2018-04-30 15:30 | 275.02 | 272.8
2018-04-30 16:00 | 276.24 | 273.94
2018-04-30 16:30 | 276.72 | 274.28
2018-04-30 17:00 | 276.17 | 273.82
2018-04-30 17:30 | 277.97 | 275.57
2018-04-30 18:00 | 278.45 | 275.98
2018-04-30 18:30 | 279.52 | 277.17
2018-04-30 19:00 | 279.31 | 276.99
2018-04-30 19:30 | 278.86 | 276.67
2018-04-30 20:00 | 281.21 | 278.79
2018-04-30 20:30 | 279.63 | 277.29
2018-04-30 21:00 | 279.78 | 277.61
2018-04-30 21:30 | 279.81 | 277.69
2018-04-30 22:00 | 282.01 | 279.29
2018-04-30 22:30 | 282.47 | 279.43
2018-04-30 23:00 | 282.7 | 279.85
2018-04-30 23:30 | 284.08 | 280.87
2018-05-01 | 284.41 | 280.95
2018-05-01 00:30 | 283.89 | 280.44
2018-05-01 01:00 | 284.02 | 280.59
2018-05-01 01:30 | 283.94 | 280.6
2018-05-01 02:00 | 285 | 281.13
2018-05-01 02:30 | 285.65 | 281.44
2018-05-01 03:00 | 285.33 | 281.12
2018-05-01 03:30 | 288.28 | 283.81
2018-05-01 04:00 | 290.42 | 285.88
2018-05-01 04:30 | 291.72 | 287.12
2018-05-01 05:00 | 291.68 | 287.04
2018-05-01 05:30 | 292.8 | 287.95
2018-05-01 06:00 | 293.03 | 288.15
2018-05-01 06:30 | 288.7 | 284.53
2018-05-01 07:00 | 288.45 | 284.28
2018-05-01 07:30 | 288.29 | 284.28
2018-05-01 08:00 | 286.76 | 283.4
2018-05-01 08:30 | 285.71 | 282.33
2018-05-01 09:00 | 285.96 | 282.56
2018-05-01 09:30 | 285.43 | 281.79
2018-05-01 10:00 | 284.7 | 281.68
2018-05-01 10:30 | 283.82 | 281.09
2018-05-01 11:00 | 283.21 | 280.3
2018-05-01 11:30 | 281.47 | 278.62
2018-05-01 12:00 | 271.39 | 268.9
2018-05-01 12:30 | 268.59 | 266.14
2018-05-01 13:00 | 267.85 | 265.24
2018-05-01 13:30 | 272.06 | 268.1
2018-05-01 14:00 | 276.03 | 270.2
2018-05-01 14:30 | 274.43 | 269.01
2018-05-01 15:00 | 276.36 | 270.97
2018-05-01 15:30 | 276.41 | 271.02
2018-05-01 16:00 | 277.11 | 271.51
2018-05-01 16:30 | 280.2 | 274.4
2018-05-01 17:00 | 285.48 | 279.24
2018-05-01 17:30 | 281.82 | 275.93
2018-05-01 18:00 | 286.46 | 280.84
2018-05-01 18:30 | 285.83 | 280.58
2018-05-01 19:00 | 285.58 | 280.47
2018-05-01 19:30 | 284.97 | 279.84
2018-05-01 20:00 | 285.1 | 278.8
2018-05-01 20:30 | 282.92 | 277
2018-05-01 21:00 | 280.83 | 275.16
2018-05-01 21:30 | 279.54 | 274.35
2018-05-01 22:00 | 284.65 | 279.22
2018-05-01 22:30 | 284.86 | 279.31
2018-05-01 23:00 | 284.77 | 279.8
2018-05-01 23:30 | 284.84 | 280.04
2018-05-02 | 285.06 | 280.2
2018-05-02 00:30 | 284.54 | 279.98
2018-05-02 01:00 | 283.55 | 278.65
2018-05-02 01:30 | 283.6 | 278.27
2018-05-02 02:00 | 283.59 | 278.36
2018-05-02 02:30 | 283.71 | 278.55
2018-05-02 03:00 | 282.33 | 277.3
2018-05-02 03:30 | 282.37 | 277.27
2018-05-02 04:00 | 282.69 | 277.62
2018-05-02 04:30 | 282.69 | 277.65
2018-05-02 05:00 | 282.85 | 277.72
2018-05-02 05:30 | 282.64 | 277.48
2018-05-02 06:00 | 281.23 | 276.53
2018-05-02 06:30 | 277.53 | 273.37
2018-05-02 07:00 | 274.07 | 270.75
2018-05-02 07:30 | 274.8 | 271.6
2018-05-02 08:00 | 276.91 | 273.55
2018-05-02 08:30 | 277.78 | 274.71
2018-05-02 09:00 | 279.42 | 276.47
2018-05-02 09:30 | 277.24 | 274.38
2018-05-02 10:00 | 277.52 | 274.57
2018-05-02 10:30 | 277.52 | 274.45
2018-05-02 11:00 | 275.58 | 272.55
2018-05-02 11:30 | 275.67 | 272.52
2018-05-02 12:00 | 276.54 | 273.21
2018-05-02 12:30 | 273.09 | 269.92
2018-05-02 13:00 | 274.4 | 271.18
2018-05-02 13:30 | 273.56 | 270.41
2018-05-02 14:00 | 275.54 | 272.17
2018-05-02 14:30 | 277.13 | 273.64
2018-05-02 15:00 | 277.43 | 273.87
2018-05-02 15:30 | 277.32 | 273.73
2018-05-02 16:00 | 277.48 | 273.72
2018-05-02 16:30 | 276.58 | 272.82
2018-05-02 17:00 | 282.44 | 278.1
2018-05-02 17:30 | 281.89 | 277.86
2018-05-02 18:00 | 281.98 | 278.25
2018-05-02 18:30 | 281.16 | 277.71
2018-05-02 19:00 | 280.18 | 276.99
2018-05-02 19:30 | 279.55 | 276.77
2018-05-02 20:00 | 280.5 | 277.74
2018-05-02 20:30 | 281.75 | 278.94
2018-05-02 21:00 | 281.76 | 279.17
2018-05-02 21:30 | 283.54 | 280.95
2018-05-02 22:00 | 284.46 | 281.66
2018-05-02 22:30 | 285.78 | 281.81
2018-05-02 23:00 | 285.03 | 281.05
2018-05-02 23:30 | 283.28 | 279.42
2018-05-03 | 283.93 | 280.2
2018-05-03 00:30 | 283.74 | 280.09
2018-05-03 01:00 | 284.35 | 280.64
2018-05-03 01:30 | 285.75 | 281.04
2018-05-03 02:00 | 289.78 | 284.63
2018-05-03 02:30 | 290.7 | 285.47
2018-05-03 03:00 | 290.62 | 285.38
2018-05-03 03:30 | 285.4 | 280.85
2018-05-03 04:00 | 285.92 | 281.35
2018-05-03 04:30 | 283.64 | 279.38
2018-05-03 05:00 | 283.42 | 279.2
2018-05-03 05:30 | 284.33 | 280.05
2018-05-03 06:00 | 283.66 | 279.82
2018-05-03 06:30 | 281.15 | 277.91
2018-05-03 07:00 | 282.52 | 279.43
2018-05-03 07:30 | 282.49 | 279.41
2018-05-03 08:00 | 281.85 | 278.86
2018-05-03 08:30 | 281.9 | 278.8
2018-05-03 09:00 | 279.03 | 276.13
2018-05-03 09:30 | 277.18 | 274.74
2018-05-03 10:00 | 274.77 | 272.84
2018-05-03 10:30 | 274.85 | 272.84
2018-05-03 11:00 | 274.67 | 272.64
2018-05-03 11:30 | 273.9 | 271.88
2018-05-03 12:00 | 273.48 | 271.38
2018-05-03 12:30 | 273.23 | 271.17
2018-05-03 13:00 | 272.75 | 270.8
2018-05-03 13:30 | 273.19 | 271.15
2018-05-03 14:00 | 274.92 | 272.68
2018-05-03 14:30 | 274.48 | 272.26
2018-05-03 15:00 | 274.49 | 272.29
2018-05-03 15:30 | 276.04 | 273.69
2018-05-03 16:00 | 276.82 | 274.15
2018-05-03 16:30 | 275.88 | 273.25
2018-05-03 17:00 | 278.59 | 275.82
2018-05-03 17:30 | 278.1 | 275.28
2018-05-03 18:00 | 282.59 | 279.2
2018-05-03 18:30 | 281.14 | 277.92
2018-05-03 19:00 | 281.75 | 278.64
2018-05-03 19:30 | 281.81 | 278.93
2018-05-03 20:00 | 282.94 | 280
2018-05-03 20:30 | 282.46 | 279.69
2018-05-03 21:00 | 282.66 | 280.08
2018-05-03 21:30 | 283.47 | 280.8
2018-05-03 22:00 | 284.93 | 281.43
2018-05-03 22:30 | 283.76 | 280.21
2018-05-03 23:00 | 284.41 | 280.75
2018-05-03 23:30 | 284.11 | 280.39
2018-05-04 | 284.58 | 280.97
2018-05-04 00:30 | 284.69 | 280.39
2018-05-04 01:00 | 285.6 | 281.44
2018-05-04 01:30 | 286.79 | 282.67
2018-05-04 02:00 | 285.78 | 281.56
2018-05-04 02:30 | 284.45 | 280.33
2018-05-04 03:00 | 282.78 | 278.88
2018-05-04 03:30 | 286.67 | 282.25
2018-05-04 04:00 | 286.18 | 281.88
2018-05-04 04:30 | 286.18 | 281.86
2018-05-04 05:00 | 285.29 | 280.69
2018-05-04 05:30 | 286.43 | 281.58
2018-05-04 06:00 | 285.73 | 281.2
2018-05-04 06:30 | 284.91 | 280.71
2018-05-04 07:00 | 285.23 | 280.73
2018-05-04 07:30 | 285.83 | 281.92
2018-05-04 08:00 | 285.25 | 281.45
2018-05-04 08:30 | 286.55 | 282.58
2018-05-04 09:00 | 284.68 | 280.96
2018-05-04 09:30 | 282.66 | 279.2
2018-05-04 10:00 | 283 | 279.41
2018-05-04 10:30 | 280.36 | 276.88
2018-05-04 11:00 | 282.86 | 279.39
2018-05-04 11:30 | 282.22 | 278.42
2018-05-04 12:00 | 283.4 | 279.37
2018-05-04 12:30 | 283.26 | 279.26
2018-05-04 13:00 | 283.85 | 279.95
2018-05-04 13:30 | 282.23 | 278.48
2018-05-04 14:00 | 282.66 | 279.04
2018-05-04 14:30 | 282.8 | 279.2
2018-05-04 15:00 | 282.15 | 278.59
2018-05-04 15:30 | 281.56 | 277.97
2018-05-04 16:00 | 283.14 | 279.35
2018-05-04 16:30 | 283.93 | 280.1
2018-05-04 17:00 | 282.87 | 278.9
2018-05-04 17:30 | 284.51 | 280.3
2018-05-04 18:00 | 285.62 | 281.09
2018-05-04 18:30 | 286.24 | 281.91
2018-05-04 19:00 | 285.74 | 281.99
2018-05-04 19:30 | 284.57 | 281.15
2018-05-04 20:00 | 281.72 | 278.73
2018-05-04 20:30 | 280.87 | 277.96
2018-05-04 21:00 | 282.23 | 279.09
2018-05-04 21:30 | 283.11 | 279.89
2018-05-04 22:00 | 284.16 | 280.93
2018-05-04 22:30 | 284.61 | 281.32
2018-05-04 23:00 | 284.39 | 280.97
2018-05-04 23:30 | 285.62 | 282.18
2018-05-05 | 286.95 | 282.73
2018-05-05 00:30 | 287.52 | 283.31
2018-05-05 01:00 | 288.72 | 283.73
2018-05-05 01:30 | 289.2 | 284.11
2018-05-05 02:00 | 284.13 | 279.45
2018-05-05 02:30 | 282.21 | 277.71
2018-05-05 03:00 | 282.46 | 278.04
2018-05-05 03:30 | 283.42 | 278.88
2018-05-05 04:00 | 281.63 | 277.28
2018-05-05 04:30 | 282.04 | 277.64
2018-05-05 05:00 | 283.29 | 278.83
2018-05-05 05:30 | 283.5 | 279.07
2018-05-05 06:00 | 284.69 | 280.62
2018-05-05 06:30 | 283.64 | 279.76
2018-05-05 07:00 | 284.75 | 280.73
2018-05-05 07:30 | 284.96 | 281.48
2018-05-05 08:00 | 288.07 | 284.34
2018-05-05 08:30 | 289.22 | 285.31
2018-05-05 09:00 | 288 | 284.05
2018-05-05 09:30 | 283.86 | 280.05
2018-05-05 10:00 | 281.57 | 277.98
2018-05-05 10:30 | 279.52 | 276.05
2018-05-05 11:00 | 278.5 | 274.95
2018-05-05 11:30 | 278.46 | 274.9
2018-05-05 12:00 | 281.24 | 277.25
2018-05-05 12:30 | 282.03 | 277.98
2018-05-05 13:00 | 279.52 | 275.68
2018-05-05 13:30 | 277.09 | 273.64
2018-05-05 14:00 | 277.29 | 273.8
2018-05-05 14:30 | 277.23 | 273.9
2018-05-05 15:00 | 277.03 | 273.45
2018-05-05 15:30 | 274.33 | 270.22
2018-05-05 16:00 | 275.49 | 271.16
2018-05-05 16:30 | 276.04 | 271.6
2018-05-05 17:00 | 275.88 | 271.36
2018-05-05 17:30 | 272.07 | 267.9
2018-05-05 18:00 | 274.8 | 270.07
2018-05-05 18:30 | 276.6 | 272.06
2018-05-05 19:00 | 274.68 | 270.88
2018-05-05 19:30 | 275.34 | 271.69
2018-05-05 20:00 | 276.62 | 272.85
2018-05-05 20:30 | 276.2 | 272.62
2018-05-05 21:00 | 274.65 | 271.28
2018-05-05 21:30 | 275.58 | 272.01
2018-05-05 22:00 | 276.12 | 272.5
2018-05-05 22:30 | 275.2 | 271.45
2018-05-05 23:00 | 274.34 | 270.68
2018-05-05 23:30 | 273.22 | 269.64
2018-05-06 | 273.58 | 269.74
2018-05-06 00:30 | 272.7 | 268.91
2018-05-06 01:00 | 273.37 | 269.02
2018-05-06 01:30 | 273.81 | 268.51
2018-05-06 02:00 | 274.55 | 268.97
2018-05-06 02:30 | 273.49 | 267.97
2018-05-06 03:00 | 274.04 | 268.39
2018-05-06 03:30 | 273.46 | 267.82
2018-05-06 04:00 | 274.05 | 268.29
2018-05-06 04:30 | 284.9 | 279.27
2018-05-06 05:00 | 285.1 | 280.75
2018-05-06 05:30 | 282.82 | 279.27
2018-05-06 06:00 | 282.74 | 279.43
2018-05-06 06:30 | 282.17 | 279.52
2018-05-06 07:00 | 283.23 | 280.51
2018-05-06 07:30 | 282.59 | 279.85
2018-05-06 08:00 | 278.08 | 275.6
2018-05-06 08:30 | 275.56 | 273.14
2018-05-06 09:00 | 280.07 | 277.65
2018-05-06 09:30 | 281.63 | 278.89
2018-05-06 10:00 | 280.74 | 277.84
2018-05-06 10:30 | 281.37 | 278.58
2018-05-06 11:00 | 279.47 | 276.71
2018-05-06 11:30 | 279.82 | 276.41
2018-05-06 12:00 | 280.49 | 277.14
2018-05-06 12:30 | 280.32 | 276.96
2018-05-06 13:00 | 278.97 | 275.81
2018-05-06 13:30 | 278.27 | 275.12
2018-05-06 14:00 | 276.91 | 273.8
2018-05-06 14:30 | 276.96 | 273.83
2018-05-06 15:00 | 277.35 | 274.18
2018-05-06 15:30 | 278.55 | 275.28
2018-05-06 16:00 | 279.18 | 275.87
2018-05-06 16:30 | 279.39 | 276.19
2018-05-06 17:00 | 279.68 | 276.5
2018-05-06 17:30 | 279.95 | 276.68
2018-05-06 18:00 | 280.92 | 277.54
2018-05-06 18:30 | 278.7 | 275.82
2018-05-06 19:00 | 280.24 | 277.48
2018-05-06 19:30 | 280.57 | 277.95
2018-05-06 20:00 | 280.79 | 278.45
2018-05-06 20:30 | 281.4 | 278.48
2018-05-06 21:00 | 281.95 | 278.68
2018-05-06 21:30 | 282.97 | 279.55
2018-05-06 22:00 | 282.76 | 279.4
2018-05-06 22:30 | 282.31 | 279.08
2018-05-06 23:00 | 281.28 | 278.13
2018-05-06 23:30 | 280.67 | 277.64
2018-05-07 | 281.75 | 278.65
2018-05-07 00:30 | 282.65 | 279.13
2018-05-07 01:00 | 283.74 | 279.56
2018-05-07 01:30 | 283.92 | 279.7
2018-05-07 02:00 | 284.34 | 280.14
2018-05-07 02:30 | 283.14 | 279.27
2018-05-07 03:00 | 282.04 | 278.03
2018-05-07 03:30 | 283.64 | 279.3
2018-05-07 04:00 | 283.79 | 279.51
2018-05-07 04:30 | 283.47 | 279.25
2018-05-07 05:00 | 283.98 | 279.67
2018-05-07 05:30 | 284.42 | 280.04
2018-05-07 06:00 | 284.78 | 280.32
2018-05-07 06:30 | 283.22 | 279.66
2018-05-07 07:00 | 283.15 | 279.81
2018-05-07 07:30 | 282.8 | 279.51
2018-05-07 08:00 | 281.95 | 278.65
2018-05-07 08:30 | 281.03 | 277.73
2018-05-07 09:00 | 281.31 | 277.91
2018-05-07 09:30 | 280.36 | 277
2018-05-07 10:00 | 280.28 | 277.29
2018-05-07 10:30 | 280.59 | 277.57
2018-05-07 11:00 | 279.86 | 276.94
2018-05-07 11:30 | 279.74 | 276.68
2018-05-07 12:00 | 278.4 | 275.48
2018-05-07 12:30 | 278.47 | 275.53
2018-05-07 13:00 | 278.54 | 275.53
2018-05-07 13:30 | 284.92 | 281.15
2018-05-07 14:00 | 287.28 | 283.44
2018-05-07 14:30 | 288.36 | 284.55
2018-05-07 15:00 | 289.06 | 285.26
2018-05-07 15:30 | 289.86 | 285.95
2018-05-07 16:00 | 289.23 | 285.39
2018-05-07 16:30 | 288.15 | 284.4
2018-05-07 17:00 | 287.81 | 284.1
2018-05-07 17:30 | 287.69 | 283.99
2018-05-07 18:00 | 288.68 | 284.96
2018-05-07 18:30 | 289.83 | 286.02
2018-05-07 19:00 | 290.83 | 287.25
2018-05-07 19:30 | 290.65 | 287.49
2018-05-07 20:00 | 290.06 | 287.08
2018-05-07 20:30 | 289.94 | 286.94
2018-05-07 21:00 | 290.74 | 287.74
2018-05-07 21:30 | 290.93 | 287.93
2018-05-07 22:00 | 290.46 | 287.56
2018-05-07 22:30 | 290.01 | 287.05
2018-05-07 23:00 | 288.1 | 285.11
2018-05-07 23:30 | 286.91 | 284.01
2018-05-08 | 288.04 | 284.42
2018-05-08 00:30 | 288.99 | 285.38
2018-05-08 01:00 | 290.56 | 286.6
2018-05-08 01:30 | 292.09 | 287.85
2018-05-08 02:00 | 291.06 | 287.01
2018-05-08 02:30 | 290.3 | 286.35
2018-05-08 03:00 | 289.23 | 285.46
2018-05-08 03:30 | 289.28 | 285.46
2018-05-08 04:00 | 290.12 | 286.09
2018-05-08 04:30 | 290.71 | 286.59
2018-05-08 05:00 | 291.06 | 286.99
2018-05-08 05:30 | 291.56 | 287.41
2018-05-08 06:00 | 291.34 | 287.15
2018-05-08 06:30 | 291.84 | 287.46
2018-05-08 07:00 | 292.52 | 287.87
2018-05-08 07:30 | 290.36 | 286.54
2018-05-08 08:00 | 292.16 | 288.17
2018-05-08 08:30 | 292.95 | 288.9
2018-05-08 09:00 | 294.64 | 290.4
2018-05-08 09:30 | 296.09 | 291.51
2018-05-08 10:00 | 295.79 | 291.05
2018-05-08 10:30 | 295.77 | 291.03
2018-05-08 11:00 | 294.85 | 290.16
2018-05-08 11:30 | 294.2 | 289.66
2018-05-08 12:00 | 291.46 | 286.8
2018-05-08 12:30 | 287.15 | 282.09
2018-05-08 13:00 | 285.97 | 281.15
2018-05-08 13:30 | 285.9 | 280.95
2018-05-08 14:00 | 285.02 | 280.49
2018-05-08 14:30 | 284.87 | 279.94
2018-05-08 15:00 | 282.05 | 276.85
2018-05-08 15:30 | 280.01 | 275.06
2018-05-08 16:00 | 278.36 | 273.57
2018-05-08 16:30 | 276.26 | 271.94
2018-05-08 17:00 | 276.29 | 271.95
2018-05-08 17:30 | 270.55 | 265.69
2018-05-08 18:00 | 268.81 | 263.41
2018-05-08 18:30 | 267.94 | 262.97
2018-05-08 19:00 | 260.97 | 255.9
2018-05-08 19:30 | 259.82 | 255.16
2018-05-08 20:00 | 257.38 | 253.02
2018-05-08 20:30 | 257.71 | 253.37
2018-05-08 21:00 | 255.97 | 251.91
2018-05-08 21:30 | 255.76 | 251.57
2018-05-08 22:00 | 254.94 | 250.72
2018-05-08 22:30 | 256.83 | 252.34
2018-05-08 23:00 | 254.4 | 250.04
2018-05-08 23:30 | 252.99 | 248.99
2018-05-09 | 251.75 | 248.09
2018-05-09 00:30 | 248.68 | 244.87
2018-05-09 01:00 | 245.97 | 242.34
2018-05-09 01:30 | 245 | 241.5
2018-05-09 02:00 | 243.66 | 240.36
2018-05-09 02:30 | 251.85 | 248.52
2018-05-09 03:00 | 253.47 | 250.25
2018-05-09 03:30 | 260.93 | 257.92
2018-05-09 04:00 | 260.55 | 257.5
2018-05-09 04:30 | 258.95 | 255.98
2018-05-09 05:00 | 259.15 | 256.12
2018-05-09 05:30 | 257.65 | 254.62
2018-05-09 06:00 | 257.96 | 255.29
2018-05-09 06:30 | 252.11 | 249.78
2018-05-09 07:00 | 251.44 | 248.97
2018-05-09 07:30 | 257.06 | 253.98
2018-05-09 08:00 | 262.36 | 259.93
2018-05-09 08:30 | 260.71 | 259.06
2018-05-09 09:00 | 259.93 | 257.9
2018-05-09 09:30 | 261.53 | 259.37
2018-05-09 10:00 | 258.48 | 256.51
2018-05-09 10:30 | 257.56 | 255.63
2018-05-09 11:00 | 257.97 | 255.98
2018-05-09 11:30 | 256.82 | 255.25
2018-05-09 12:00 | 258.07 | 256.65
2018-05-09 12:30 | 257.5 | 256.12
2018-05-09 13:00 | 257.3 | 255.84
2018-05-09 13:30 | 259.59 | 257.77
2018-05-09 14:00 | 261.56 | 259.65
2018-05-09 14:30 | 264.99 | 263.1
2018-05-09 15:00 | 266.1 | 264.14
2018-05-09 15:30 | 267.22 | 265.05
2018-05-09 16:00 | 268.25 | 266
2018-05-09 16:30 | 268.33 | 266.13
2018-05-09 17:00 | 269.59 | 267.38
2018-05-09 17:30 | 270.2 | 267.93
2018-05-09 18:00 | 270.74 | 268.33
2018-05-09 18:30 | 271.19 | 268.95
2018-05-09 19:00 | 272.23 | 269.87
2018-05-09 19:30 | 269.77 | 267.65
2018-05-09 20:00 | 269.44 | 267.43
2018-05-09 20:30 | 269.56 | 267.68
2018-05-09 21:00 | 270.14 | 268.31
2018-05-09 21:30 | 269.92 | 268.31
2018-05-09 22:00 | 269.87 | 268.3
2018-05-09 22:30 | 270.28 | 268.15
2018-05-09 23:00 | 271.38 | 269.01
2018-05-09 23:30 | 271.21 | 268.88
2018-05-10 | 271.61 | 269.3
2018-05-10 00:30 | 272.35 | 269.98
2018-05-10 01:00 | 266.9 | 265.26
2018-05-10 01:30 | 264.37 | 262.71
2018-05-10 02:00 | 264.56 | 262.67
2018-05-10 02:30 | 264.27 | 262.46
2018-05-10 03:00 | 264 | 261.96
2018-05-10 03:30 | 254.64 | 251.96
2018-05-10 04:00 | 254.66 | 251.88
2018-05-10 04:30 | 253.82 | 251.12
2018-05-10 05:00 | 244.41 | 241.82
2018-05-10 05:30 | 243.76 | 241.14
2018-05-10 06:00 | 244.16 | 241.47
2018-05-10 06:30 | 238.23 | 235.93
2018-05-10 07:00 | 238.54 | 235.98
2018-05-10 07:30 | 250.23 | 247.93
2018-05-10 08:00 | 252.33 | 250.68
2018-05-10 08:30 | 264.33 | 263.03
2018-05-10 09:00 | 263.58 | 262.36
2018-05-10 09:30 | 237.57 | 235.98
2018-05-10 10:00 | 232.25 | 230.56
2018-05-10 10:30 | 228.02 | 226.21
2018-05-10 11:00 | 224.16 | 222.22
2018-05-10 11:30 | 224.7 | 222.91
2018-05-10 12:00 | 225.57 | 223.63
2018-05-10 12:30 | 225.67 | 223.61
2018-05-10 13:00 | 225.91 | 223.89
2018-05-10 13:30 | 226.06 | 223.88
2018-05-10 14:00 | 225.66 | 223.66
2018-05-10 14:30 | 225.5 | 223.45
2018-05-10 15:00 | 227.06 | 224.78
2018-05-10 15:30 | 227.38 | 224.99
2018-05-10 16:00 | 228.32 | 225.79
2018-05-10 16:30 | 235 | 231.87
2018-05-10 17:00 | 236.52 | 233.23
2018-05-10 17:30 | 237.79 | 234.54
2018-05-10 18:00 | 246.95 | 243.75
2018-05-10 18:30 | 246.22 | 243.16
2018-05-10 19:00 | 250.32 | 247.35
2018-05-10 19:30 | 257.58 | 254.6
2018-05-10 20:00 | 256.75 | 253.91
2018-05-10 20:30 | 261.27 | 258.33
2018-05-10 21:00 | 278.69 | 275.97
2018-05-10 21:30 | 276.89 | 274.42
2018-05-10 22:00 | 284.86 | 281.64
2018-05-10 22:30 | 277.77 | 273.69
2018-05-10 23:00 | 275.03 | 271.06
2018-05-10 23:30 | 274.26 | 270.47
2018-05-11 | 276.93 | 272.98
2018-05-11 00:30 | 278.13 | 273.74
2018-05-11 01:00 | 276.86 | 272.69
2018-05-11 01:30 | 277.29 | 273
2018-05-11 02:00 | 279.78 | 275.77
2018-05-11 02:30 | 282.84 | 279.28
2018-05-11 03:00 | 283.65 | 280.07
2018-05-11 03:30 | 273.31 | 269.3
2018-05-11 04:00 | 263.59 | 259.2
2018-05-11 04:30 | 263.33 | 258.97
2018-05-11 05:00 | 263.9 | 259.45
2018-05-11 05:30 | 262.73 | 258.03
2018-05-11 06:00 | 259.19 | 254.11
2018-05-11 06:30 | 259.34 | 254.59
2018-05-11 07:00 | 267.08 | 262.97
2018-05-11 07:30 | 264.07 | 260.97
2018-05-11 08:00 | 262.88 | 259.8
2018-05-11 08:30 | 263.71 | 260.63
2018-05-11 09:00 | 266.91 | 264.07
2018-05-11 09:30 | 277.42 | 274.72
2018-05-11 10:00 | 277.42 | 274.81
2018-05-11 10:30 | 277.44 | 274.84
2018-05-11 11:00 | 278.03 | 275.34
2018-05-11 11:30 | 277.38 | 274.55
2018-05-11 12:00 | 268.81 | 266.3
2018-05-11 12:30 | 266.79 | 264.37
2018-05-11 13:00 | 266.01 | 263.6
2018-05-11 13:30 | 268.62 | 265.93
2018-05-11 14:00 | 270.7 | 267.8
2018-05-11 14:30 | 270.79 | 267.87
2018-05-11 15:00 | 269.19 | 266.41
2018-05-11 15:30 | 270.52 | 267.5
2018-05-11 16:00 | 279.96 | 276.06
2018-05-11 16:30 | 280.68 | 276.77
2018-05-11 17:00 | 282.31 | 278.14
2018-05-11 17:30 | 283.79 | 279.93
2018-05-11 18:00 | 284.24 | 280.45
2018-05-11 18:30 | 283.88 | 280.2
2018-05-11 19:00 | 284.27 | 280.71
2018-05-11 19:30 | 283.29 | 280.15
2018-05-11 20:00 | 283.26 | 280.1
2018-05-11 20:30 | 283.15 | 280.05
2018-05-11 21:00 | 283.56 | 280.52
2018-05-11 21:30 | 284.43 | 281.37
2018-05-11 22:00 | 283.44 | 280.52
2018-05-11 22:30 | 284.66 | 280.89
2018-05-11 23:00 | 275.51 | 272.57
2018-05-11 23:30 | 274.37 | 271.36
2018-05-12 | 274.37 | 271.46
2018-05-12 00:30 | 278.18 | 274.82
2018-05-12 01:00 | 280.8 | 277.31
2018-05-12 01:30 | 281.17 | 277.58
2018-05-12 02:00 | 281.83 | 278.44
2018-05-12 02:30 | 286.35 | 282.48
2018-05-12 03:00 | 287.34 | 283.32
2018-05-12 03:30 | 287.79 | 283.71
2018-05-12 04:00 | 289.63 | 285.44
2018-05-12 04:30 | 290.68 | 286.43
2018-05-12 05:00 | 292.13 | 287.72
2018-05-12 05:30 | 292.61 | 288.1
2018-05-12 06:00 | 292.32 | 287.77
2018-05-12 06:30 | 292.44 | 287.94
2018-05-12 07:00 | 292.55 | 288.22
2018-05-12 07:30 | 291.1 | 287.64
2018-05-12 08:00 | 289.74 | 286
2018-05-12 08:30 | 286.56 | 282.95
2018-05-12 09:00 | 286.6 | 282.87
2018-05-12 09:30 | 285.32 | 281.81
2018-05-12 10:00 | 284.38 | 281.03
2018-05-12 10:30 | 283.53 | 280.03
2018-05-12 11:00 | 282.01 | 278.57
2018-05-12 11:30 | 281.66 | 278.15
2018-05-12 12:00 | 281.29 | 277.58
2018-05-12 12:30 | 281.04 | 276.99
2018-05-12 13:00 | 279.27 | 275.18
2018-05-12 13:30 | 276.87 | 273.15
2018-05-12 14:00 | 277.45 | 273.65
2018-05-12 14:30 | 277.17 | 273.32
2018-05-12 15:00 | 276.84 | 272.87
2018-05-12 15:30 | 276.2 | 272.17
2018-05-12 16:00 | 276.78 | 272.83
2018-05-12 16:30 | 277.36 | 273.59
2018-05-12 17:00 | 276.9 | 273.86
2018-05-12 17:30 | 276.78 | 274.29
2018-05-12 18:00 | 278.98 | 276.48
2018-05-12 18:30 | 279.95 | 277.67
2018-05-12 19:00 | 276.08 | 274.37
2018-05-12 19:30 | 280.61 | 278.7
2018-05-12 20:00 | 281.2 | 279.24
2018-05-12 20:30 | 278.98 | 277.01
2018-05-12 21:00 | 281.9 | 279.7
2018-05-12 21:30 | 281.57 | 279.48
2018-05-12 22:00 | 282.27 | 279.85
2018-05-12 22:30 | 282.61 | 280.24
2018-05-12 23:00 | 283.15 | 280.67
2018-05-12 23:30 | 283.62 | 280.99
2018-05-13 | 284.25 | 281.55
2018-05-13 00:30 | 283.93 | 281.34
2018-05-13 01:00 | 283.45 | 280.44
2018-05-13 01:30 | 284.07 | 280.64
2018-05-13 02:00 | 284.6 | 280.97
2018-05-13 02:30 | 284.68 | 280.6
2018-05-13 03:00 | 285.38 | 281.45
2018-05-13 03:30 | 287.1 | 283.23
2018-05-13 04:00 | 286.97 | 283.03
2018-05-13 04:30 | 289.28 | 285.14
2018-05-13 05:00 | 290.69 | 286.43
2018-05-13 05:30 | 291.46 | 287.16
2018-05-13 06:00 | 292.05 | 287.63
2018-05-13 06:30 | 291.83 | 287.37
2018-05-13 07:00 | 289.86 | 285.5
2018-05-13 07:30 | 289.93 | 285.52
2018-05-13 08:00 | 288.81 | 284.49
2018-05-13 08:30 | 289.36 | 285.36
2018-05-13 09:00 | 293.6 | 289.1
2018-05-13 09:30 | 294.31 | 289.76
2018-05-13 10:00 | 292.03 | 287.62
2018-05-13 10:30 | 289.75 | 285.44
2018-05-13 11:00 | 288.63 | 284.5
2018-05-13 11:30 | 285.75 | 281.75
2018-05-13 12:00 | 283.86 | 279.87
2018-05-13 12:30 | 283.74 | 279.56
2018-05-13 13:00 | 284.32 | 279.74
2018-05-13 13:30 | 284.01 | 279.32
2018-05-13 14:00 | 285.6 | 280.66
2018-05-13 14:30 | 286.18 | 281.05
2018-05-13 15:00 | 285.9 | 280.65
2018-05-13 15:30 | 285.24 | 280.09
2018-05-13 16:00 | 285.4 | 280.55
2018-05-13 16:30 | 284.97 | 280.28
2018-05-13 17:00 | 285.7 | 281.72
2018-05-13 17:30 | 283.57 | 280.5
2018-05-13 18:00 | 284.2 | 280.98
2018-05-13 18:30 | 283.97 | 280.64
2018-05-13 19:00 | 286.23 | 282.79
2018-05-13 19:30 | 285.18 | 281.87
2018-05-13 20:00 | 282.59 | 279.33
2018-05-13 20:30 | 276.17 | 273.58
2018-05-13 21:00 | 276.65 | 274.33
2018-05-13 21:30 | 274.68 | 272.61
2018-05-13 22:00 | 275.92 | 273.76
2018-05-13 22:30 | 275.63 | 273.25
2018-05-13 23:00 | 274.77 | 272.53
2018-05-13 23:30 | 275.66 | 273.33
2018-05-14 | 280.55 | 277.42
2018-05-14 00:30 | 274.82 | 271.35
2018-05-14 01:00 | 261.71 | 257.7
2018-05-14 01:30 | 260.89 | 256.76
2018-05-14 02:00 | 262.14 | 257.52
2018-05-14 02:30 | 263.24 | 258.53
2018-05-14 03:00 | 263.68 | 258.95
2018-05-14 03:30 | 261.59 | 256.77
2018-05-14 04:00 | 254.62 | 249.44
2018-05-14 04:30 | 254.49 | 249.28
2018-05-14 05:00 | 257.91 | 252.28
2018-05-14 05:30 | 259.76 | 253.63
2018-05-14 06:00 | 258.76 | 253.4
2018-05-14 06:30 | 258.59 | 253.12
2018-05-14 07:00 | 258.32 | 253.49
2018-05-14 07:30 | 258.5 | 253.74
2018-05-14 08:00 | 257.85 | 253.19
2018-05-14 08:30 | 259.02 | 254.73
2018-05-14 09:00 | 286.86 | 283.41
2018-05-14 09:30 | 286.67 | 283.2
2018-05-14 10:00 | 285.53 | 282.16
2018-05-14 10:30 | 282.47 | 279.43
2018-05-14 11:00 | 280.77 | 277.79
2018-05-14 11:30 | 280.37 | 277.33
2018-05-14 12:00 | 275.84 | 273.11
2018-05-14 12:30 | 276.02 | 273.27
2018-05-14 13:00 | 275.22 | 272.52
2018-05-14 13:30 | 275.45 | 272.55
2018-05-14 14:00 | 275.23 | 272.17
2018-05-14 14:30 | 274.85 | 271.68
2018-05-14 15:00 | 273.01 | 270.09
2018-05-14 15:30 | 271.57 | 268.72
2018-05-14 16:00 | 261.05 | 259.14
2018-05-14 16:30 | 267.5 | 265.18
2018-05-14 17:00 | 273.62 | 270.79
2018-05-14 17:30 | 274.75 | 271.85
2018-05-14 18:00 | 275.21 | 272.1
2018-05-14 18:30 | 275.22 | 272.47
2018-05-14 19:00 | 275.65 | 272.99
2018-05-14 19:30 | 276.99 | 274.54
2018-05-14 20:00 | 277.79 | 275.28
2018-05-14 20:30 | 279.62 | 276.89
2018-05-14 21:00 | 280.64 | 277.55
2018-05-14 21:30 | 283.43 | 279.8
2018-05-14 22:00 | 284.41 | 280.87
2018-05-14 22:30 | 283.65 | 280.12
2018-05-14 23:00 | 285.2 | 281.59
2018-05-14 23:30 | 284.57 | 281
2018-05-15 | 283.42 | 280
2018-05-15 00:30 | 283.89 | 280.39
2018-05-15 01:00 | 285.37 | 281.65
2018-05-15 01:30 | 285.32 | 281.55
2018-05-15 02:00 | 285.38 | 281.25
2018-05-15 02:30 | 278.42 | 273.69
2018-05-15 03:00 | 263.2 | 257.78
2018-05-15 03:30 | 263.71 | 258.17
2018-05-15 04:00 | 264.81 | 259.13
2018-05-15 04:30 | 264.18 | 258.59
2018-05-15 05:00 | 264.91 | 258.84
2018-05-15 05:30 | 265.03 | 258.93
2018-05-15 06:00 | 264.78 | 259.21
2018-05-15 06:30 | 264.8 | 259.45
2018-05-15 07:00 | 270.8 | 266.15
2018-05-15 07:30 | 279.22 | 276.82
2018-05-15 08:00 | 279.18 | 276.95
2018-05-15 08:30 | 279.91 | 277.28
2018-05-15 09:00 | 277.29 | 274.53
2018-05-15 09:30 | 277.54 | 274.85
2018-05-15 10:00 | 276.99 | 274.29
2018-05-15 10:30 | 277.22 | 274.35
2018-05-15 11:00 | 279.36 | 276.29
2018-05-15 11:30 | 284.67 | 281
2018-05-15 12:00 | 283.31 | 279.73
2018-05-15 12:30 | 282.31 | 278.81
2018-05-15 13:00 | 281.24 | 277.69
2018-05-15 13:30 | 282.81 | 278.89
2018-05-15 14:00 | 284.12 | 279.74
2018-05-15 14:30 | 282.51 | 278.01
2018-05-15 15:00 | 282.08 | 277.28
2018-05-15 15:30 | 282.18 | 276.94
2018-05-15 16:00 | 282.01 | 277.47
2018-05-15 16:30 | 281.15 | 276.71
2018-05-15 17:00 | 282.26 | 277.9
2018-05-15 17:30 | 283.96 | 279.56
2018-05-15 18:00 | 284.79 | 280.25
2018-05-15 18:30 | 284.09 | 279.69
2018-05-15 19:00 | 284.32 | 280.35
2018-05-15 19:30 | 283.82 | 279.75
2018-05-15 20:00 | 284.67 | 280.75
2018-05-15 20:30 | 285.46 | 281.34
2018-05-15 21:00 | 285.76 | 281.71
2018-05-15 21:30 | 285.45 | 281.42
2018-05-15 22:00 | 283.76 | 279.58
2018-05-15 22:30 | 242.98 | 237.82
2018-05-15 23:00 | 241.44 | 236.66
2018-05-15 23:30 | 242.34 | 237.53
2018-05-16 | 242.53 | 237.77
2018-05-16 00:30 | 240.76 | 236.38
2018-05-16 01:00 | 239.58 | 234.97
2018-05-16 01:30 | 239.61 | 234.14
2018-05-16 02:00 | 239.78 | 233.46
2018-05-16 02:30 | 232.81 | 228.21
2018-05-16 03:00 | 264.23 | 261.4
2018-05-16 03:30 | 265.11 | 262.62
2018-05-16 04:00 | 259.39 | 257.28
2018-05-16 04:30 | 258.83 | 256.7
2018-05-16 05:00 | 258.21 | 255.98
2018-05-16 05:30 | 243.26 | 240.77
2018-05-16 06:00 | 242.88 | 240.19
2018-05-16 06:30 | 231.11 | 228.36
2018-05-16 07:00 | 223.35 | 220.47
2018-05-16 07:30 | 223.95 | 221.35
2018-05-16 08:00 | 232.49 | 230.37
2018-05-16 08:30 | 249.79 | 248.16
2018-05-16 09:00 | 251.04 | 249.55
2018-05-16 09:30 | 248.89 | 247.4
2018-05-16 10:00 | 248.02 | 246.53
2018-05-16 10:30 | 249.36 | 247.86
2018-05-16 11:00 | 254.58 | 252.7
2018-05-16 11:30 | 254.53 | 252.73
2018-05-16 12:00 | 256.15 | 254.61
2018-05-16 12:30 | 256.31 | 254.8
2018-05-16 13:00 | 256.02 | 254.41
2018-05-16 13:30 | 255.98 | 254.39
2018-05-16 14:00 | 255.66 | 254
2018-05-16 14:30 | 256.87 | 255.07
2018-05-16 15:00 | 257.53 | 255.62
2018-05-16 15:30 | 262.71 | 260.22
2018-05-16 16:00 | 267.16 | 264.13
2018-05-16 16:30 | 266.8 | 263.64
2018-05-16 17:00 | 268.7 | 265.47
2018-05-16 17:30 | 271.16 | 267.74
2018-05-16 18:00 | 270.11 | 267.06
2018-05-16 18:30 | 270.14 | 267.56
2018-05-16 19:00 | 271.6 | 269.44
2018-05-16 19:30 | 272.5 | 270.36
2018-05-16 20:00 | 271.86 | 269.8
2018-05-16 20:30 | 271.49 | 269.51
2018-05-16 21:00 | 272.54 | 270.35
2018-05-16 21:30 | 273.53 | 271.19
2018-05-16 22:00 | 274.89 | 272.43
2018-05-16 22:30 | 280.2 | 276.63
2018-05-16 23:00 | 282.63 | 278.83
2018-05-16 23:30 | 282.71 | 278.74
2018-05-17 | 283.67 | 279.08
2018-05-17 00:30 | 283.77 | 279.17
2018-05-17 01:00 | 285.43 | 280.56
2018-05-17 01:30 | 286.33 | 281.37
2018-05-17 02:00 | 286.2 | 281.24
2018-05-17 02:30 | 281.43 | 277.32
2018-05-17 03:00 | 271.79 | 267.26
2018-05-17 03:30 | 270.81 | 266.26
2018-05-17 04:00 | 270.91 | 266.4
2018-05-17 04:30 | 271.16 | 266.82
2018-05-17 05:00 | 270.24 | 266.15
2018-05-17 05:30 | 269.1 | 265.4
2018-05-17 06:00 | 270.3 | 266.7
2018-05-17 06:30 | 268.35 | 264.7
2018-05-17 07:00 | 267.35 | 263.6
2018-05-17 07:30 | 268.21 | 264.13
2018-05-17 08:00 | 265.29 | 261.69
2018-05-17 08:30 | 273.02 | 269.93
2018-05-17 09:00 | 274.45 | 271.59
2018-05-17 09:30 | 273.22 | 270.61
2018-05-17 10:00 | 274.29 | 271.75
2018-05-17 10:30 | 274.64 | 272
2018-05-17 11:00 | 274.94 | 272.18
2018-05-17 11:30 | 274.58 | 271.87
2018-05-17 12:00 | 275.51 | 272.75
2018-05-17 12:30 | 275.9 | 272.99
2018-05-17 13:00 | 275.12 | 272.2
2018-05-17 13:30 | 275.61 | 272.69
2018-05-17 14:00 | 275.68 | 272.79
2018-05-17 14:30 | 277.59 | 274.71
2018-05-17 15:00 | 277.24 | 274.39
2018-05-17 15:30 | 277.78 | 274.9
2018-05-17 16:00 | 277.99 | 275
2018-05-17 16:30 | 279.93 | 276.55
2018-05-17 17:00 | 280.61 | 277.07
2018-05-17 17:30 | 281.19 | 277.55
2018-05-17 18:00 | 281.81 | 278.06
2018-05-17 18:30 | 281.39 | 278
2018-05-17 19:00 | 281.5 | 278.47
2018-05-17 19:30 | 280.93 | 278.13
2018-05-17 20:00 | 282.19 | 279.32
2018-05-17 20:30 | 283.78 | 280.97
2018-05-17 21:00 | 283.21 | 280.45
2018-05-17 21:30 | 284.38 | 281.36
2018-05-17 22:00 | 284.54 | 280.9
2018-05-17 22:30 | 284.3 | 280.62
2018-05-17 23:00 | 285.26 | 281.59
2018-05-17 23:30 | 286.27 | 282.6
2018-05-18 | 287.53 | 283.54
2018-05-18 00:30 | 289.01 | 284.91
2018-05-18 01:00 | 289.47 | 285.46
2018-05-18 01:30 | 288.78 | 284.92
2018-05-18 02:00 | 289.05 | 285.14
2018-05-18 02:30 | 288.72 | 284.9
2018-05-18 03:00 | 283.81 | 279.86
2018-05-18 03:30 | 280 | 275.37
2018-05-18 04:00 | 281.35 | 276.07
2018-05-18 04:30 | 280.4 | 275.16
2018-05-18 05:00 | 281.05 | 275.51
2018-05-18 05:30 | 281.15 | 275.47
2018-05-18 06:00 | 279.87 | 274.99
2018-05-18 06:30 | 282.89 | 277.82
2018-05-18 07:00 | 284.12 | 278.91
2018-05-18 07:30 | 284.09 | 278.82
2018-05-18 08:00 | 282.31 | 277.02
2018-05-18 08:30 | 281.72 | 276.95
2018-05-18 09:00 | 271.15 | 267.04
2018-05-18 09:30 | 249.77 | 245.17
2018-05-18 10:00 | 235.74 | 232.49
2018-05-18 10:30 | 235.34 | 232.39
2018-05-18 11:00 | 235.57 | 232.65
2018-05-18 11:30 | 233.99 | 231.15
2018-05-18 12:00 | 230.21 | 227.71
2018-05-18 12:30 | 226.95 | 224.78
2018-05-18 13:00 | 228.49 | 226.29
2018-05-18 13:30 | 226.31 | 224.58
2018-05-18 14:00 | 231.84 | 229.93
2018-05-18 14:30 | 239.65 | 237.58
2018-05-18 15:00 | 249.87 | 248.06
2018-05-18 15:30 | 257.47 | 255.73
2018-05-18 16:00 | 261.44 | 259.72
2018-05-18 16:30 | 262.05 | 260.31
2018-05-18 17:00 | 262.53 | 260.73
2018-05-18 17:30 | 263.16 | 261.33
2018-05-18 18:00 | 259.02 | 257.08
2018-05-18 18:30 | 245 | 242.85
2018-05-18 19:00 | 247.59 | 245.18
2018-05-18 19:30 | 247.35 | 245.13
2018-05-18 20:00 | 251.13 | 248.9
2018-05-18 20:30 | 252.36 | 250.02
2018-05-18 21:00 | 268.21 | 266.21
2018-05-18 21:30 | 270.53 | 268.52
2018-05-18 22:00 | 270.08 | 267.75
2018-05-18 22:30 | 269.47 | 267.18
2018-05-18 23:00 | 269.38 | 267.28
2018-05-18 23:30 | 271.53 | 269.35
2018-05-19 | 271.61 | 269.5
2018-05-19 00:30 | 271.38 | 269.05
2018-05-19 01:00 | 270.2 | 267.91
2018-05-19 01:30 | 262.4 | 259.83
2018-05-19 02:00 | 262.52 | 259.5
2018-05-19 02:30 | 263.17 | 260.12
2018-05-19 03:00 | 262.75 | 259.78
2018-05-19 03:30 | 261.84 | 258.76
2018-05-19 04:00 | 262.09 | 258.85
2018-05-19 04:30 | 259.27 | 256.09
2018-05-19 05:00 | 258.88 | 255.64
2018-05-19 05:30 | 259.21 | 255.87
2018-05-19 06:00 | 259.1 | 255.66
2018-05-19 06:30 | 258.32 | 254.9
2018-05-19 07:00 | 260.63 | 256.82
2018-05-19 07:30 | 264 | 260.27
2018-05-19 08:00 | 261.79 | 258.27
2018-05-19 08:30 | 269.2 | 266.21
2018-05-19 09:00 | 269.45 | 266.48
2018-05-19 09:30 | 268.97 | 266.41
2018-05-19 10:00 | 267.64 | 265.38
2018-05-19 10:30 | 266.85 | 264.76
2018-05-19 11:00 | 268.19 | 266.02
2018-05-19 11:30 | 270.01 | 267.58
2018-05-19 12:00 | 271.07 | 268.23
2018-05-19 12:30 | 271.58 | 268.73
2018-05-19 13:00 | 270.22 | 267.52
2018-05-19 13:30 | 267.32 | 264.8
2018-05-19 14:00 | 269.02 | 266.27
2018-05-19 14:30 | 270.63 | 267.61
2018-05-19 15:00 | 271.83 | 268.82
2018-05-19 15:30 | 271.5 | 268.27
2018-05-19 16:00 | 270.77 | 267.44
2018-05-19 16:30 | 271.75 | 268.22
2018-05-19 17:00 | 272.78 | 269.06
2018-05-19 17:30 | 274.2 | 270.94
2018-05-19 18:00 | 273.2 | 270.07
2018-05-19 18:30 | 271.15 | 268.57
2018-05-19 19:00 | 271.5 | 269.08
2018-05-19 19:30 | 271.67 | 269.4
2018-05-19 20:00 | 271.98 | 269.68
2018-05-19 20:30 | 273.37 | 270.99
2018-05-19 21:00 | 276.48 | 273.93
2018-05-19 21:30 | 277.29 | 274.67
2018-05-19 22:00 | 278.3 | 275.57
2018-05-19 22:30 | 278.09 | 275.6
2018-05-19 23:00 | 278.41 | 276.01
2018-05-19 23:30 | 279.93 | 277.53
2018-05-20 | 278.73 | 276.55
2018-05-20 00:30 | 278.29 | 276.05
2018-05-20 01:00 | 278.91 | 275.54
2018-05-20 01:30 | 278.6 | 275.11
2018-05-20 02:00 | 278.73 | 275.36
2018-05-20 02:30 | 279.44 | 276.1
2018-05-20 03:00 | 278.3 | 274.9
2018-05-20 03:30 | 268.94 | 265.27
2018-05-20 04:00 | 269.21 | 265.52
2018-05-20 04:30 | 266.13 | 262.79
2018-05-20 05:00 | 264.27 | 260.9
2018-05-20 05:30 | 264.16 | 260.38
2018-05-20 06:00 | 264.29 | 260.51
2018-05-20 06:30 | 263.76 | 259.94
2018-05-20 07:00 | 263.87 | 259.9
2018-05-20 07:30 | 262.85 | 258.9
2018-05-20 08:00 | 260.49 | 256.66
2018-05-20 08:30 | 256.8 | 252.75
2018-05-20 09:00 | 255.51 | 252.35
2018-05-20 09:30 | 254.1 | 251.44
2018-05-20 10:00 | 254.39 | 251.1
2018-05-20 10:30 | 249.65 | 246.3
2018-05-20 11:00 | 247.75 | 244.36
2018-05-20 11:30 | 244.97 | 241.57
2018-05-20 12:00 | 245.01 | 241.2
2018-05-20 12:30 | 245.24 | 241
2018-05-20 13:00 | 244.76 | 240.41
2018-05-20 13:30 | 243.47 | 238.96
2018-05-20 14:00 | 242.84 | 238.44
2018-05-20 14:30 | 242 | 238.15
2018-05-20 15:00 | 241.19 | 237.4
2018-05-20 15:30 | 242.32 | 238.34
2018-05-20 16:00 | 244.92 | 240.8
2018-05-20 16:30 | 244.96 | 240.95
2018-05-20 17:00 | 246.55 | 242.68
2018-05-20 17:30 | 250.7 | 246.52
2018-05-20 18:00 | 250.42 | 247.18
2018-05-20 18:30 | 250.02 | 246.91
2018-05-20 19:00 | 249.01 | 246.41
2018-05-20 19:30 | 247.78 | 245.53
2018-05-20 20:00 | 248.6 | 246.25
2018-05-20 20:30 | 245.88 | 243.64
2018-05-20 21:00 | 246.2 | 243.94
2018-05-20 21:30 | 246.49 | 244.24
2018-05-20 22:00 | 246.68 | 244.1
2018-05-20 22:30 | 246 | 243.67
2018-05-20 23:00 | 246.01 | 243.88
2018-05-20 23:30 | 245.71 | 243.68
2018-05-21 | 244.02 | 242.06
2018-05-21 00:30 | 243.48 | 241.03
2018-05-21 01:00 | 237.41 | 234.45
2018-05-21 01:30 | 231.99 | 228.14
2018-05-21 02:00 | 231.14 | 227.42
2018-05-21 02:30 | 230.79 | 227.2
2018-05-21 03:00 | 228.91 | 225.29
2018-05-21 03:30 | 225.99 | 222.49
2018-05-21 04:00 | 225.67 | 222.27
2018-05-21 04:30 | 224.1 | 220.57
2018-05-21 05:00 | 225.92 | 221.77
2018-05-21 05:30 | 226.93 | 222.7
2018-05-21 06:00 | 227.37 | 222.95
2018-05-21 06:30 | 227.44 | 223.28
2018-05-21 07:00 | 226.57 | 222.48
2018-05-21 07:30 | 224.92 | 221.19
2018-05-21 08:00 | 223.31 | 219.77
2018-05-21 08:30 | 222.42 | 219.14
2018-05-21 09:00 | 218.32 | 215.43
2018-05-21 09:30 | 220.19 | 217.78
2018-05-21 10:00 | 221.96 | 219.74
2018-05-21 10:30 | 221.48 | 219.27
2018-05-21 11:00 | 222.52 | 220.02
2018-05-21 11:30 | 222.46 | 220.06
2018-05-21 12:00 | 222.44 | 220.18
2018-05-21 12:30 | 221.68 | 219.39
2018-05-21 13:00 | 220.24 | 217.94
2018-05-21 13:30 | 221.22 | 218.82
2018-05-21 14:00 | 221.74 | 219.29
2018-05-21 14:30 | 248.92 | 246.81
2018-05-21 15:00 | 261.62 | 259.5
2018-05-21 15:30 | 261.12 | 258.91
2018-05-21 16:00 | 259.77 | 257.58
2018-05-21 16:30 | 257.84 | 255.94
2018-05-21 17:00 | 261.56 | 259.5
2018-05-21 17:30 | 264.21 | 262.15
2018-05-21 18:00 | 267 | 264.81
2018-05-21 18:30 | 268.05 | 266.04
2018-05-21 19:00 | 270.56 | 268.6
2018-05-21 19:30 | 271.44 | 269.69
2018-05-21 20:00 | 270.93 | 269.25
2018-05-21 20:30 | 272.04 | 270.3
2018-05-21 21:00 | 269.33 | 267.56
2018-05-21 21:30 | 262.29 | 260.16
2018-05-21 22:00 | 257.76 | 255.48
2018-05-21 22:30 | 255.4 | 253.26
2018-05-21 23:00 | 252.15 | 249.8
2018-05-21 23:30 | 248.78 | 245.88
2018-05-22 | 240.47 | 237.6
2018-05-22 00:30 | 233.44 | 230.35
2018-05-22 01:00 | 229.76 | 226.53
2018-05-22 01:30 | 228.92 | 224.97
2018-05-22 02:00 | 228.63 | 224.88
2018-05-22 02:30 | 228.22 | 224.64
2018-05-22 03:00 | 227.3 | 223.56
2018-05-22 03:30 | 226.29 | 222.29
2018-05-22 04:00 | 227.11 | 222.94
2018-05-22 04:30 | 225.99 | 222.24
2018-05-22 05:00 | 226.14 | 222.4
2018-05-22 05:30 | 229.72 | 225.75
2018-05-22 06:00 | 255.63 | 252.2
2018-05-22 06:30 | 254.22 | 251.08
2018-05-22 07:00 | 259.14 | 256.73
2018-05-22 07:30 | 272.21 | 270.13
2018-05-22 08:00 | 270.38 | 268.34
2018-05-22 08:30 | 267.67 | 265.83
2018-05-22 09:00 | 266.46 | 264.79
2018-05-22 09:30 | 265.59 | 263.82
2018-05-22 10:00 | 266.1 | 263.63
2018-05-22 10:30 | 264.61 | 262.07
2018-05-22 11:00 | 262.63 | 260.11
2018-05-22 11:30 | 261.06 | 258.58
2018-05-22 12:00 | 261.39 | 258.77
2018-05-22 12:30 | 260.55 | 257.82
2018-05-22 13:00 | 258.94 | 256.3
2018-05-22 13:30 | 263.63 | 260.9
2018-05-22 14:00 | 263.36 | 260.28
2018-05-22 14:30 | 266.85 | 263.68
2018-05-22 15:00 | 268.54 | 265.05
2018-05-22 15:30 | 270.95 | 267.35
2018-05-22 16:00 | 267.01 | 263.53
2018-05-22 16:30 | 267.68 | 263.83
2018-05-22 17:00 | 267.28 | 263.61
2018-05-22 17:30 | 266.58 | 263.57
2018-05-22 18:00 | 266.9 | 264.28
2018-05-22 18:30 | 267.83 | 265.27
2018-05-22 19:00 | 268.97 | 266.5
2018-05-22 19:30 | 272.19 | 269.65
2018-05-22 20:00 | 273.55 | 270.86
2018-05-22 20:30 | 275.62 | 272.84
2018-05-22 21:00 | 276.56 | 273.35
2018-05-22 21:30 | 275.76 | 272.5
2018-05-22 22:00 | 277.3 | 273.78
2018-05-22 22:30 | 276.72 | 273.29
2018-05-22 23:00 | 276.89 | 272.82
2018-05-22 23:30 | 276.86 | 272.96
2018-05-23 | 278.26 | 274.74
2018-05-23 00:30 | 268.05 | 263.2
2018-05-23 01:00 | 261.46 | 256.42
2018-05-23 01:30 | 259.3 | 254.48
2018-05-23 02:00 | 259.94 | 254.91
2018-05-23 02:30 | 258.39 | 253.51
2018-05-23 03:00 | 257.67 | 252.84
2018-05-23 03:30 | 253.97 | 249.13
2018-05-23 04:00 | 250.31 | 245.5
2018-05-23 04:30 | 261.13 | 257.48
2018-05-23 05:00 | 267.87 | 264.57
2018-05-23 05:30 | 267.89 | 264.92
2018-05-23 06:00 | 268.59 | 266.13
2018-05-23 06:30 | 268.21 | 265.69
2018-05-23 07:00 | 268.33 | 265.28
2018-05-23 07:30 | 265.87 | 264.02
2018-05-23 08:00 | 263.98 | 262.72
2018-05-23 08:30 | 263.16 | 261.49
2018-05-23 09:00 | 262.53 | 260.92
2018-05-23 09:30 | 262.95 | 261.25
2018-05-23 10:00 | 260.86 | 258.13
2018-05-23 10:30 | 260.68 | 257.39
2018-05-23 11:00 | 259.89 | 256.62
2018-05-23 11:30 | 258.78 | 255.57
2018-05-23 12:00 | 258.98 | 255.72
2018-05-23 12:30 | 258.06 | 255
2018-05-23 13:00 | 257.02 | 253.93
2018-05-23 13:30 | 256.06 | 252.94
2018-05-23 14:00 | 255.51 | 252.38
2018-05-23 14:30 | 256.26 | 252.95
2018-05-23 15:00 | 255.1 | 251.64
2018-05-23 15:30 | 254.03 | 250.27
2018-05-23 16:00 | 254.14 | 251.3
2018-05-23 16:30 | 255.76 | 252.86
2018-05-23 17:00 | 255.96 | 252.97
2018-05-23 17:30 | 257.14 | 253.97
2018-05-23 18:00 | 260.4 | 257
2018-05-23 18:30 | 258.9 | 256.96
2018-05-23 19:00 | 258.68 | 256.74
2018-05-23 19:30 | 257.38 | 255.68
2018-05-23 20:00 | 257.02 | 255.36
2018-05-23 20:30 | 257.43 | 255.75
2018-05-23 21:00 | 257.58 | 255.99
2018-05-23 21:30 | 257.53 | 255.91
2018-05-23 22:00 | 256.77 | 255.33
2018-05-23 22:30 | 258.07 | 256.55
2018-05-23 23:00 | 257.19 | 255.85
2018-05-23 23:30 | 258.14 | 256.85
2018-05-24 | 258.38 | 257.19
2018-05-24 00:30 | 257.99 | 256.45
2018-05-24 01:00 | 257.88 | 256.2
2018-05-24 01:30 | 257.64 | 256.07
2018-05-24 02:00 | 257.64 | 256.07
2018-05-24 02:30 | 258.37 | 256.82
2018-05-24 03:00 | 259.76 | 257.44
2018-05-24 03:30 | 260.43 | 257.9
2018-05-24 04:00 | 261.07 | 258.51
2018-05-24 04:30 | 260.71 | 258.2
2018-05-24 05:00 | 261.27 | 258.71
2018-05-24 05:30 | 262.48 | 259.69
2018-05-24 06:00 | 262.61 | 259.49
2018-05-24 06:30 | 261.24 | 258.84
2018-05-24 07:00 | 260.72 | 258.47
2018-05-24 07:30 | 261.82 | 259.34
2018-05-24 08:00 | 265.27 | 262.44
2018-05-24 08:30 | 266.03 | 262.97
2018-05-24 09:00 | 257.2 | 253.87
2018-05-24 09:30 | 257 | 253.6
2018-05-24 10:00 | 256.85 | 253.61
2018-05-24 10:30 | 256.79 | 253.67
2018-05-24 11:00 | 256.62 | 253.43
2018-05-24 11:30 | 251.46 | 248.28
2018-05-24 12:00 | 237.01 | 233.36
2018-05-24 12:30 | 236.91 | 233.3
2018-05-24 13:00 | 238.32 | 234.41
2018-05-24 13:30 | 238.77 | 234.69
2018-05-24 14:00 | 240.92 | 236.4
2018-05-24 14:30 | 240.13 | 235.63
2018-05-24 15:00 | 240.9 | 236.44
2018-05-24 15:30 | 240.19 | 236.3
2018-05-24 16:00 | 240.76 | 236.69
2018-05-24 16:30 | 240.68 | 236.66
2018-05-24 17:00 | 243.97 | 239.49
2018-05-24 17:30 | 265.02 | 261.09
2018-05-24 18:00 | 262.19 | 258.85
2018-05-24 18:30 | 260.52 | 257.55
2018-05-24 19:00 | 263.41 | 260.28
2018-05-24 19:30 | 259.11 | 256.2
2018-05-24 20:00 | 259.07 | 255.99
2018-05-24 20:30 | 261.03 | 257.77
2018-05-24 21:00 | 259.94 | 257.31
2018-05-24 21:30 | 259.55 | 256.67
2018-05-24 22:00 | 261.99 | 258.21
2018-05-24 22:30 | 263.5 | 260.82
2018-05-24 23:00 | 263.12 | 260.89
2018-05-24 23:30 | 260.47 | 258.47
2018-05-25 | 260.14 | 258.2
2018-05-25 00:30 | 259.74 | 257.87
2018-05-25 01:00 | 257.86 | 256.25
2018-05-25 01:30 | 257.21 | 255.77
2018-05-25 02:00 | 257.81 | 256.45
2018-05-25 02:30 | 252.56 | 251
2018-05-25 03:00 | 233.63 | 231.14
2018-05-25 03:30 | 229.78 | 227.27
2018-05-25 04:00 | 229.87 | 227.32
2018-05-25 04:30 | 230.18 | 227.64
2018-05-25 05:00 | 230.55 | 227.81
2018-05-25 05:30 | 233.04 | 229.98
2018-05-25 06:00 | 233.54 | 230.47
2018-05-25 06:30 | 230.02 | 226.93
2018-05-25 07:00 | 227.74 | 224.89
2018-05-25 07:30 | 244.18 | 241.95
2018-05-25 08:00 | 249.47 | 247.81
2018-05-25 08:30 | 248.01 | 246.56
2018-05-25 09:00 | 248.9 | 247.41
2018-05-25 09:30 | 259.34 | 258.11
2018-05-25 10:00 | 259.04 | 257.91
2018-05-25 10:30 | 261.36 | 260.08
2018-05-25 11:00 | 260.18 | 258.97
2018-05-25 11:30 | 260.47 | 259.19
2018-05-25 12:00 | 260.04 | 258.59
2018-05-25 12:30 | 257.79 | 256.38
2018-05-25 13:00 | 257.21 | 255.8
2018-05-25 13:30 | 254.3 | 253.15
2018-05-25 14:00 | 256.04 | 254.85
2018-05-25 14:30 | 257.6 | 256.28
2018-05-25 15:00 | 259.59 | 258.22
2018-05-25 15:30 | 259.83 | 258.33
2018-05-25 16:00 | 258.34 | 256.89
2018-05-25 16:30 | 258.01 | 256.58
2018-05-25 17:00 | 258.6 | 257.06
2018-05-25 17:30 | 242.67 | 240.72
2018-05-25 18:00 | 234.57 | 232.53
2018-05-25 18:30 | 233.54 | 231.65
2018-05-25 19:00 | 227.26 | 225.35
2018-05-25 19:30 | 222.82 | 220.95
2018-05-25 20:00 | 221.89 | 219.7
2018-05-25 20:30 | 221.92 | 219.44
2018-05-25 21:00 | 221.84 | 219.42
2018-05-25 21:30 | 222.52 | 220.01
2018-05-25 22:00 | 222.88 | 219.92
2018-05-25 22:30 | 226.8 | 223.81
2018-05-25 23:00 | 239.61 | 237.5
2018-05-25 23:30 | 240.82 | 238.68
2018-05-26 | 240.77 | 238.61
2018-05-26 00:30 | 241.12 | 238.75
2018-05-26 01:00 | 242.14 | 239.37
2018-05-26 01:30 | 227.93 | 225.03
2018-05-26 02:00 | 227.89 | 224.88
2018-05-26 02:30 | 231.42 | 228.28
2018-05-26 03:00 | 231.48 | 228.34
2018-05-26 03:30 | 231.73 | 228.5
2018-05-26 04:00 | 230.86 | 227.8
2018-05-26 04:30 | 230.61 | 227.54
2018-05-26 05:00 | 227.16 | 223.47
2018-05-26 05:30 | 225.58 | 221.76
2018-05-26 06:00 | 221.28 | 217.9
2018-05-26 06:30 | 219.34 | 216.65
2018-05-26 07:00 | 222.77 | 219.83
2018-05-26 07:30 | 223.59 | 221.25
2018-05-26 08:00 | 223.94 | 221.38
2018-05-26 08:30 | 250.04 | 248.04
2018-05-26 09:00 | 263.22 | 261.54
2018-05-26 09:30 | 257.58 | 255.65
2018-05-26 10:00 | 257.35 | 255
2018-05-26 10:30 | 256.59 | 254.26
2018-05-26 11:00 | 257.11 | 254.73
2018-05-26 11:30 | 258.57 | 256.07
2018-05-26 12:00 | 259.49 | 257.01
2018-05-26 12:30 | 263.64 | 261.21
2018-05-26 13:00 | 259.05 | 256.56
2018-05-26 13:30 | 259.8 | 257.22
2018-05-26 14:00 | 259.17 | 256.74
2018-05-26 14:30 | 260.47 | 257.89
2018-05-26 15:00 | 260.92 | 258.19
2018-05-26 15:30 | 261.08 | 258.37
2018-05-26 16:00 | 261.72 | 258.99
2018-05-26 16:30 | 270.01 | 267.38
2018-05-26 17:00 | 269.31 | 266.61
2018-05-26 17:30 | 270.74 | 267.92
2018-05-26 18:00 | 272.02 | 269.26
2018-05-26 18:30 | 267.43 | 264.76
2018-05-26 19:00 | 263.68 | 260.87
2018-05-26 19:30 | 261.65 | 259.06
2018-05-26 20:00 | 261.99 | 259.42
2018-05-26 20:30 | 259.51 | 257.17
2018-05-26 21:00 | 259.51 | 257.21
2018-05-26 21:30 | 260.18 | 257.38
2018-05-26 22:00 | 261.02 | 258.19
2018-05-26 22:30 | 262.17 | 259.33
2018-05-26 23:00 | 262.66 | 259.11
2018-05-26 23:30 | 263.18 | 259.12
2018-05-27 | 264.03 | 260.27
2018-05-27 00:30 | 263.63 | 261
2018-05-27 01:00 | 264.15 | 261.54
2018-05-27 01:30 | 266.61 | 263.88
2018-05-27 02:00 | 266.73 | 264.18
2018-05-27 02:30 | 266.8 | 264.28
2018-05-27 03:00 | 266.82 | 264.25
2018-05-27 03:30 | 266.79 | 264.09
2018-05-27 04:00 | 266.05 | 263.34
2018-05-27 04:30 | 256.41 | 253.52
2018-05-27 05:00 | 256.56 | 253.67
2018-05-27 05:30 | 253.87 | 250.29
2018-05-27 06:00 | 252.85 | 248.34
2018-05-27 06:30 | 250.83 | 246.93
2018-05-27 07:00 | 251.42 | 247.41
2018-05-27 07:30 | 251.53 | 247.35
2018-05-27 08:00 | 251.93 | 248.01
2018-05-27 08:30 | 250.57 | 246.99
2018-05-27 09:00 | 250.7 | 247.3
2018-05-27 09:30 | 251.85 | 248.34
2018-05-27 10:00 | 251.27 | 247.79
2018-05-27 10:30 | 248.07 | 244.96
2018-05-27 11:00 | 248.91 | 245.57
2018-05-27 11:30 | 250.65 | 247.17
2018-05-27 12:00 | 250.71 | 247.23
2018-05-27 12:30 | 249.66 | 246.28
2018-05-27 13:00 | 249.65 | 246.27
2018-05-27 13:30 | 248.75 | 245.43
2018-05-27 14:00 | 249.81 | 246.38
2018-05-27 14:30 | 251.47 | 247.86
2018-05-27 15:00 | 251.55 | 247.89
2018-05-27 15:30 | 251.78 | 248.06
2018-05-27 16:00 | 251.47 | 247.72
2018-05-27 16:30 | 252.03 | 248
2018-05-27 17:00 | 251.68 | 247.56
2018-05-27 17:30 | 250.99 | 247.4
2018-05-27 18:00 | 249.8 | 246.37
2018-05-27 18:30 | 247.49 | 244.37
2018-05-27 19:00 | 248.18 | 245.04
2018-05-27 19:30 | 247.35 | 244.43
2018-05-27 20:00 | 239.2 | 237.13
2018-05-27 20:30 | 239.22 | 237.3
2018-05-27 21:00 | 246.46 | 244.73
2018-05-27 21:30 | 245.09 | 243.66
2018-05-27 22:00 | 245.69 | 243.26
2018-05-27 22:30 | 246.91 | 243.49
2018-05-27 23:00 | 248.11 | 244.52
2018-05-27 23:30 | 247.78 | 244.22
2018-05-28 | 251.81 | 247.78
2018-05-28 00:30 | 253.5 | 249.38
2018-05-28 01:00 | 252.48 | 248.49
2018-05-28 01:30 | 252.31 | 248.41
2018-05-28 02:00 | 253.28 | 249.04
2018-05-28 02:30 | 252.35 | 248.63
2018-05-28 03:00 | 252.36 | 248.83
2018-05-28 03:30 | 250.98 | 247.53
2018-05-28 04:00 | 251.79 | 248.29
2018-05-28 04:30 | 251.56 | 248.12
2018-05-28 05:00 | 250.69 | 247.29
2018-05-28 05:30 | 258.39 | 255.06
2018-05-28 06:00 | 261.44 | 257.95
2018-05-28 06:30 | 259.81 | 256.71
2018-05-28 07:00 | 260.35 | 257.19
2018-05-28 07:30 | 261 | 257.74
2018-05-28 08:00 | 261.16 | 257.95
2018-05-28 08:30 | 248.49 | 245.18
2018-05-28 09:00 | 234.42 | 231.34
2018-05-28 09:30 | 229.5 | 227.01
2018-05-28 10:00 | 228.6 | 226.08
2018-05-28 10:30 | 229.54 | 226.98
2018-05-28 11:00 | 228.82 | 226.36
2018-05-28 11:30 | 227.26 | 224.82
2018-05-28 12:00 | 226.27 | 223.94
2018-05-28 12:30 | 229.7 | 227.49
2018-05-28 13:00 | 235.23 | 233.23
2018-05-28 13:30 | 226.78 | 224.69
2018-05-28 14:00 | 227.83 | 225.56
2018-05-28 14:30 | 227.14 | 224.77
2018-05-28 15:00 | 226.52 | 224.18
2018-05-28 15:30 | 226.85 | 224.45
2018-05-28 16:00 | 227.04 | 224.49
2018-05-28 16:30 | 227.01 | 224.36
2018-05-28 17:00 | 226.93 | 224.18
2018-05-28 17:30 | 228.28 | 225.28
2018-05-28 18:00 | 227.48 | 224.62
2018-05-28 18:30 | 226.43 | 223.75
2018-05-28 19:00 | 227.04 | 224.1
2018-05-28 19:30 | 225.75 | 223.1
2018-05-28 20:00 | 225.81 | 223.04
2018-05-28 20:30 | 225.4 | 222.57
2018-05-28 21:00 | 224.74 | 222.19
2018-05-28 21:30 | 225.37 | 222.88
2018-05-28 22:00 | 223.98 | 221.76
2018-05-28 22:30 | 225.07 | 222.43
2018-05-28 23:00 | 232.74 | 230.33
2018-05-28 23:30 | 237.67 | 235.46
2018-05-29 | 239.12 | 236.93
2018-05-29 00:30 | 242.72 | 240.09
2018-05-29 01:00 | 239.83 | 237.4
2018-05-29 01:30 | 238.62 | 236.25
2018-05-29 02:00 | 237.81 | 235.59
2018-05-29 02:30 | 237.73 | 235.55
2018-05-29 03:00 | 237.24 | 234.83
2018-05-29 03:30 | 245.38 | 243.19
2018-05-29 04:00 | 245.92 | 243.82
2018-05-29 04:30 | 245.77 | 243.75
2018-05-29 05:00 | 244.56 | 242.61
2018-05-29 05:30 | 244.76 | 242.85
2018-05-29 06:00 | 244.07 | 242.48
2018-05-29 06:30 | 243.91 | 242.18
2018-05-29 07:00 | 243.22 | 241.71
2018-05-29 07:30 | 243.73 | 242.13
2018-05-29 08:00 | 255.15 | 253.62
2018-05-29 08:30 | 254.84 | 253.27
2018-05-29 09:00 | 246.01 | 244.55
2018-05-29 09:30 | 236.95 | 236
2018-05-29 10:00 | 226.78 | 225.93
2018-05-29 10:30 | 217.17 | 216.13
2018-05-29 11:00 | 213.03 | 211.95
2018-05-29 11:30 | 214.7 | 213.49
2018-05-29 12:00 | 218.29 | 217.1
2018-05-29 12:30 | 218.83 | 217.55
2018-05-29 13:00 | 217.78 | 215.57
2018-05-29 13:30 | 218.59 | 215.9
2018-05-29 14:00 | 222.71 | 219.32
2018-05-29 14:30 | 221.23 | 217.76
2018-05-29 15:00 | 217.85 | 214.49
2018-05-29 15:30 | 212.13 | 208.97
2018-05-29 16:00 | 225.53 | 222.61
2018-05-29 16:30 | 244.6 | 241.9
2018-05-29 17:00 | 249.3 | 246.73
2018-05-29 17:30 | 250.14 | 247.58
2018-05-29 18:00 | 254.99 | 252.48
2018-05-29 18:30 | 256.7 | 254.23
2018-05-29 19:00 | 257.72 | 255.2
2018-05-29 19:30 | 256.05 | 253.56
2018-05-29 20:00 | 246.63 | 243.95
2018-05-29 20:30 | 244.4 | 241.85
2018-05-29 21:00 | 243.07 | 240.56
2018-05-29 21:30 | 235.22 | 232.29
2018-05-29 22:00 | 233.73 | 231.13
2018-05-29 22:30 | 237.06 | 233.98
2018-05-29 23:00 | 231.51 | 228.03
2018-05-29 23:30 | 226.29 | 222.92
2018-05-30 | 223.11 | 219.96
2018-05-30 00:30 | 223.56 | 220.27
2018-05-30 01:00 | 224.92 | 221.44
2018-05-30 01:30 | 223.14 | 220.76
2018-05-30 02:00 | 221.81 | 219.69
2018-05-30 02:30 | 217.32 | 215.15
2018-05-30 03:00 | 217.8 | 215.64
2018-05-30 03:30 | 217.75 | 215.52
2018-05-30 04:00 | 217.2 | 214.95
2018-05-30 04:30 | 217.07 | 214.79
2018-05-30 05:00 | 217.21 | 214.89
2018-05-30 05:30 | 217.94 | 215.48
2018-05-30 06:00 | 217.5 | 215.06
2018-05-30 06:30 | 216.72 | 214.55
2018-05-30 07:00 | 233.32 | 231.56
2018-05-30 07:30 | 256.31 | 255.49
2018-05-30 08:00 | 255.59 | 254.88
2018-05-30 08:30 | 254.72 | 254.05
2018-05-30 09:00 | 254.22 | 253.46
2018-05-30 09:30 | 252.07 | 251.32
2018-05-30 10:00 | 249.54 | 248.89
2018-05-30 10:30 | 248.41 | 247.8
2018-05-30 11:00 | 247.91 | 247.23
2018-05-30 11:30 | 247.85 | 247.12
2018-05-30 12:00 | 248.43 | 247.63
2018-05-30 12:30 | 247.54 | 246.8
2018-05-30 13:00 | 247.55 | 246.77
2018-05-30 13:30 | 248.46 | 247.57
2018-05-30 14:00 | 248.83 | 247.78
2018-05-30 14:30 | 249.5 | 248.34
2018-05-30 15:00 | 250.32 | 249.12
2018-05-30 15:30 | 250.32 | 249.15
2018-05-30 16:00 | 251.04 | 249.83
2018-05-30 16:30 | 250.41 | 249.3
2018-05-30 17:00 | 250.46 | 249.33
2018-05-30 17:30 | 250.57 | 249.6
2018-05-30 18:00 | 251.68 | 250.46
2018-05-30 18:30 | 252.56 | 251.45
2018-05-30 19:00 | 253.95 | 252.95
2018-05-30 19:30 | 253.92 | 253.05
2018-05-30 20:00 | 254.22 | 253.3
2018-05-30 20:30 | 254.84 | 253.93
2018-05-30 21:00 | 254.71 | 253.9
2018-05-30 21:30 | 253.82 | 252.85
2018-05-30 22:00 | 252.34 | 250.97
2018-05-30 22:30 | 249.12 | 247.21
2018-05-30 23:00 | 232.59 | 230.49
2018-05-30 23:30 | 230.66 | 228.81
2018-05-31 | 230.59 | 228.79
2018-05-31 00:30 | 230.44 | 228.67
2018-05-31 01:00 | 230.04 | 228.29
2018-05-31 01:30 | 230.36 | 228.49
2018-05-31 02:00 | 222 | 219.39
2018-05-31 02:30 | 225.8 | 223.32
2018-05-31 03:00 | 238.93 | 236.27
2018-05-31 03:30 | 234.57 | 233.33
2018-05-31 04:00 | 233.54 | 232.64
2018-05-31 04:30 | 234.12 | 233.18
2018-05-31 05:00 | 234.2 | 233.24
2018-05-31 05:30 | 234.44 | 233.41
2018-05-31 06:00 | 234.88 | 233.72
2018-05-31 06:30 | 239.35 | 238.47
2018-05-31 07:00 | 254.21 | 253.34
2018-05-31 07:30 | 252.69 | 251.8
2018-05-31 08:00 | 252.96 | 252.12
2018-05-31 08:30 | 250.87 | 250.32
2018-05-31 09:00 | 249.05 | 248.6
2018-05-31 09:30 | 248.17 | 247.65
2018-05-31 10:00 | 247.19 | 246.63
2018-05-31 10:30 | 246.26 | 245.65
2018-05-31 11:00 | 245.64 | 245.05
2018-05-31 11:30 | 246.01 | 245.45
2018-05-31 12:00 | 233.72 | 233.14
2018-05-31 12:30 | 197.79 | 197.16
2018-05-31 13:00 | 233.87 | 233.34
2018-05-31 13:30 | 231.24 | 230.71
2018-05-31 14:00 | 237.99 | 237.45
2018-05-31 14:30 | 243.56 | 242.99
2018-05-31 15:00 | 244.23 | 243.58
2018-05-31 15:30 | 243.86 | 243.15
2018-05-31 16:00 | 244.91 | 244.29
2018-05-31 16:30 | 245.42 | 244.84
2018-05-31 17:00 | 246.39 | 245.7
2018-05-31 17:30 | 246.93 | 246.22
2018-05-31 18:00 | 248 | 247.23
2018-05-31 18:30 | 249.14 | 248.4
2018-05-31 19:00 | 249.34 | 248.66
2018-05-31 19:30 | 249.83 | 249.27
2018-05-31 20:00 | 250.81 | 250.26
2018-05-31 20:30 | 252.15 | 251.54
2018-05-31 21:00 | 251.9 | 251.29
2018-05-31 21:30 | 253.19 | 252.11
2018-05-31 22:00 | 252.79 | 251.56
2018-05-31 22:30 | 253.71 | 252.03
2018-05-31 23:00 | 253.23 | 251.64
2018-05-31 23:30 | 252.44 | 251
2018-06-01 | 253.64 | 251.53
2018-06-01 00:30 | 253.52 | 251.3
2018-06-01 01:00 | 253.54 | 251.33
2018-06-01 01:30 | 253.72 | 251.63
2018-06-01 02:00 | 254.02 | 252.05
2018-06-01 02:30 | 255.92 | 253.38
2018-06-01 03:00 | 254.71 | 252.85
2018-06-01 03:30 | 255.25 | 253.62
2018-06-01 04:00 | 255.23 | 253.59
2018-06-01 04:30 | 256.38 | 254.55
2018-06-01 05:00 | 256.51 | 254.64
2018-06-01 05:30 | 256.68 | 254.62
2018-06-01 06:00 | 255.95 | 254.47
2018-06-01 06:30 | 255.13 | 253.82
2018-06-01 07:00 | 253.89 | 252.88
2018-06-01 07:30 | 251.71 | 250.84
2018-06-01 08:00 | 248.1 | 247.27
2018-06-01 08:30 | 250.8 | 249.78
2018-06-01 09:00 | 251.16 | 250.35
2018-06-01 09:30 | 249.58 | 248.83
2018-06-01 10:00 | 248.96 | 248.19
2018-06-01 10:30 | 249.06 | 247.8
2018-06-01 11:00 | 244.5 | 243.49
2018-06-01 11:30 | 245.69 | 244.49
2018-06-01 12:00 | 247.67 | 246.33
2018-06-01 12:30 | 246.91 | 245.63
2018-06-01 13:00 | 246.16 | 244.89
2018-06-01 13:30 | 246.3 | 244.99
2018-06-01 14:00 | 249.28 | 247.77
2018-06-01 14:30 | 249.75 | 248.35
2018-06-01 15:00 | 249.61 | 248.29
2018-06-01 15:30 | 249.69 | 248.32
2018-06-01 16:00 | 250.51 | 249.28
2018-06-01 16:30 | 251.55 | 250.63
2018-06-01 17:00 | 250.72 | 249.84
2018-06-01 17:30 | 248.86 | 247.9
2018-06-01 18:00 | 241.77 | 240.75
2018-06-01 18:30 | 243.7 | 242.89
2018-06-01 19:00 | 243.96 | 243.4
2018-06-01 19:30 | 245.53 | 244.93
2018-06-01 20:00 | 247.14 | 246.53
2018-06-01 20:30 | 248.41 | 247.76
2018-06-01 21:00 | 247.88 | 247.26
2018-06-01 21:30 | 247.9 | 247.31
2018-06-01 22:00 | 250.86 | 250.18
2018-06-01 22:30 | 247.39 | 246.69
2018-06-01 23:00 | 248.32 | 247.72
2018-06-01 23:30 | 249.72 | 249.09
2018-06-02 | 251.5 | 250.87
2018-06-02 00:30 | 252.38 | 251.47
2018-06-02 01:00 | 253.63 | 252.61
2018-06-02 01:30 | 253.13 | 251.86
2018-06-02 02:00 | 252.92 | 251.75
2018-06-02 02:30 | 251.64 | 250.44
2018-06-02 03:00 | 254.84 | 253.51
2018-06-02 03:30 | 258.99 | 257.57
2018-06-02 04:00 | 256.8 | 255.62
2018-06-02 04:30 | 250.1 | 248.67
2018-06-02 05:00 | 241.66 | 240.18
2018-06-02 05:30 | 247.5 | 246.06
2018-06-02 06:00 | 250.48 | 249.56
2018-06-02 06:30 | 248.64 | 247.97
2018-06-02 07:00 | 248.91 | 248.09
2018-06-02 07:30 | 249.72 | 248.58
2018-06-02 08:00 | 250.13 | 248.52
2018-06-02 08:30 | 244.08 | 242.95
2018-06-02 09:00 | 241.98 | 241.22
2018-06-02 09:30 | 242.31 | 241.55
2018-06-02 10:00 | 241.07 | 240.33
2018-06-02 10:30 | 240.12 | 239.47
2018-06-02 11:00 | 240.52 | 239.96
2018-06-02 11:30 | 241.81 | 241.2
2018-06-02 12:00 | 240.82 | 240.08
2018-06-02 12:30 | 242.33 | 241.58
2018-06-02 13:00 | 241.61 | 240.91
2018-06-02 13:30 | 241.3 | 240.6
2018-06-02 14:00 | 240.73 | 240.01
2018-06-02 14:30 | 240.71 | 239.98
2018-06-02 15:00 | 240.32 | 239.63
2018-06-02 15:30 | 241.98 | 241.28
2018-06-02 16:00 | 240.47 | 239.65
2018-06-02 16:30 | 242.88 | 241.81
2018-06-02 17:00 | 243.83 | 242.66
2018-06-02 17:30 | 242.78 | 241.63
2018-06-02 18:00 | 242.75 | 241.72
2018-06-02 18:30 | 244.35 | 243.43
2018-06-02 19:00 | 245.12 | 244.34
2018-06-02 19:30 | 246.51 | 245.76
2018-06-02 20:00 | 244.09 | 243.34
2018-06-02 20:30 | 244.71 | 243.8
2018-06-02 21:00 | 246.45 | 245.56
2018-06-02 21:30 | 248.74 | 247.86
2018-06-02 22:00 | 248.67 | 247.85
2018-06-02 22:30 | 249.43 | 248.72
2018-06-02 23:00 | 249.64 | 248.78
2018-06-02 23:30 | 248.55 | 247.67
2018-06-03 | 248.87 | 248.13
2018-06-03 00:30 | 250.52 | 249.4
2018-06-03 01:00 | 249.15 | 248.02
2018-06-03 01:30 | 248.61 | 247.55
2018-06-03 02:00 | 249.7 | 248.7
2018-06-03 02:30 | 249.54 | 248.56
2018-06-03 03:00 | 249.85 | 248.77
2018-06-03 03:30 | 237.84 | 236.41
2018-06-03 04:00 | 212.54 | 210.52
2018-06-03 04:30 | 212.21 | 210.28
2018-06-03 05:00 | 212.37 | 210.4
2018-06-03 05:30 | 212.13 | 210.05
2018-06-03 06:00 | 211.83 | 209.66
2018-06-03 06:30 | 209.42 | 207.97
2018-06-03 07:00 | 210.02 | 208.48
2018-06-03 07:30 | 209.86 | 208.17
2018-06-03 08:00 | 210.36 | 208.9
2018-06-03 08:30 | 238.1 | 236.23
2018-06-03 09:00 | 245.63 | 243.72
2018-06-03 09:30 | 247.31 | 245.23
2018-06-03 10:00 | 248.81 | 246.89
2018-06-03 10:30 | 248.29 | 246.45
2018-06-03 11:00 | 246.87 | 245.07
2018-06-03 11:30 | 246.69 | 244.73
2018-06-03 12:00 | 246.36 | 244.34
2018-06-03 12:30 | 245.14 | 243.22
2018-06-03 13:00 | 244.18 | 242.25
2018-06-03 13:30 | 242.89 | 240.9
2018-06-03 14:00 | 244.46 | 242.24
2018-06-03 14:30 | 246.28 | 243.95
2018-06-03 15:00 | 245.49 | 243.22
2018-06-03 15:30 | 245.29 | 242.77
2018-06-03 16:00 | 247.79 | 244.78
2018-06-03 16:30 | 247.55 | 245.08
2018-06-03 17:00 | 243.75 | 242.23
2018-06-03 17:30 | 244.02 | 243.32
2018-06-03 18:00 | 245.61 | 244.89
2018-06-03 18:30 | 245.55 | 244.85
2018-06-03 19:00 | 247.18 | 246.42
2018-06-03 19:30 | 247.62 | 246.75
2018-06-03 20:00 | 246.17 | 245.33
2018-06-03 20:30 | 246.09 | 245.07
2018-06-03 21:00 | 247.41 | 246.3
2018-06-03 21:30 | 248.32 | 246.7
2018-06-03 22:00 | 246.61 | 245.13
2018-06-03 22:30 | 246.41 | 244.82
2018-06-03 23:00 | 246.18 | 244.49
2018-06-03 23:30 | 246.52 | 244.84
2018-06-04 | 245.65 | 244.12
2018-06-04 00:30 | 245.92 | 243.93
2018-06-04 01:00 | 245.86 | 243.69
2018-06-04 01:30 | 207.1 | 204.11
2018-06-04 02:00 | 206.13 | 203.13
2018-06-04 02:30 | 206.47 | 203.58
2018-06-04 03:00 | 207.04 | 203.99
2018-06-04 03:30 | 205.91 | 202.95
2018-06-04 04:00 | 204.61 | 201.87
2018-06-04 04:30 | 204.02 | 201.33
2018-06-04 05:00 | 204.06 | 201.32
2018-06-04 05:30 | 204.28 | 201.3
2018-06-04 06:00 | 203.66 | 201.16
2018-06-04 06:30 | 208.54 | 205.65
2018-06-04 07:00 | 234.65 | 232.05
2018-06-04 07:30 | 237.98 | 235.51
2018-06-04 08:00 | 241.65 | 239.3
2018-06-04 08:30 | 244.42 | 242.09
2018-06-04 09:00 | 244.01 | 241.77
2018-06-04 09:30 | 242.53 | 240.03
2018-06-04 10:00 | 239.85 | 238.45
2018-06-04 10:30 | 238.81 | 237.68
2018-06-04 11:00 | 238.09 | 237
2018-06-04 11:30 | 237.43 | 236.46
2018-06-04 12:00 | 236.78 | 235.61
2018-06-04 12:30 | 236.36 | 234.99
2018-06-04 13:00 | 236.91 | 235.32
2018-06-04 13:30 | 236.58 | 235.1
2018-06-04 14:00 | 237.41 | 235.8
2018-06-04 14:30 | 237.51 | 235.8
2018-06-04 15:00 | 237.46 | 235.57
2018-06-04 15:30 | 239.17 | 237.07
2018-06-04 16:00 | 239.88 | 237.67
2018-06-04 16:30 | 241.03 | 238.75
2018-06-04 17:00 | 242.06 | 239.71
2018-06-04 17:30 | 243.18 | 240.75
2018-06-04 18:00 | 244.09 | 241.73
2018-06-04 18:30 | 244.42 | 242.61
2018-06-04 19:00 | 244.36 | 242.48
2018-06-04 19:30 | 244.47 | 242.57
2018-06-04 20:00 | 247.73 | 245.66
2018-06-04 20:30 | 249.06 | 246.95
2018-06-04 21:00 | 246.19 | 244.42
2018-06-04 21:30 | 244.25 | 242.92
2018-06-04 22:00 | 246.9 | 245.45
2018-06-04 22:30 | 248.21 | 246.63
2018-06-04 23:00 | 249.38 | 247.92
2018-06-04 23:30 | 251.64 | 250.36
2018-06-05 | 251.38 | 250
2018-06-05 00:30 | 250.83 | 249.05
2018-06-05 01:00 | 251.21 | 249.49
2018-06-05 01:30 | 247.05 | 245.38
2018-06-05 02:00 | 246.97 | 245.49
2018-06-05 02:30 | 248.24 | 246.7
2018-06-05 03:00 | 248.12 | 246.75
2018-06-05 03:30 | 248.78 | 247.43
2018-06-05 04:00 | 249.04 | 247.77
2018-06-05 04:30 | 249.78 | 248.52
2018-06-05 05:00 | 250.56 | 249.27
2018-06-05 05:30 | 249.99 | 248.55
2018-06-05 06:00 | 250.54 | 248.8
2018-06-05 06:30 | 250.64 | 249.1
2018-06-05 07:00 | 250.99 | 249.29
2018-06-05 07:30 | 251.52 | 249.58
2018-06-05 08:00 | 250.38 | 248.46
2018-06-05 08:30 | 248.2 | 246.78
2018-06-05 09:00 | 236.91 | 235.39
2018-06-05 09:30 | 231.8 | 230.2
2018-06-05 10:00 | 231.35 | 229.83
2018-06-05 10:30 | 231.79 | 230.32
2018-06-05 11:00 | 228.97 | 227.39
2018-06-05 11:30 | 224.66 | 222.98
2018-06-05 12:00 | 215.93 | 214.23
2018-06-05 12:30 | 213.45 | 211.3
2018-06-05 13:00 | 214.09 | 211.48
2018-06-05 13:30 | 214.4 | 211.8
2018-06-05 14:00 | 214.88 | 212.16
2018-06-05 14:30 | 215.88 | 213.07
2018-06-05 15:00 | 217.78 | 214.86
2018-06-05 15:30 | 219.65 | 216.85
2018-06-05 16:00 | 227.91 | 225.41
2018-06-05 16:30 | 244.75 | 242.52
2018-06-05 17:00 | 248.96 | 246.56
2018-06-05 17:30 | 250.97 | 248.69
2018-06-05 18:00 | 251.76 | 249.86
2018-06-05 18:30 | 252.75 | 250.88
2018-06-05 19:00 | 254.5 | 252.49
2018-06-05 19:30 | 255.49 | 253.31
2018-06-05 20:00 | 255.62 | 253.35
2018-06-05 20:30 | 257.41 | 255.18
2018-06-05 21:00 | 260.08 | 257.54
2018-06-05 21:30 | 260.25 | 257.79
2018-06-05 22:00 | 260.5 | 258.11
2018-06-05 22:30 | 260.31 | 257.53
2018-06-05 23:00 | 258.97 | 256.4
2018-06-05 23:30 | 258.62 | 256.03
2018-06-06 | 258.52 | 256.1
2018-06-06 00:30 | 257.59 | 255.35
2018-06-06 01:00 | 258.09 | 255.91
2018-06-06 01:30 | 253.99 | 251.83
2018-06-06 02:00 | 218.36 | 215.49
2018-06-06 02:30 | 219.52 | 216.45
2018-06-06 03:00 | 215.59 | 212.27
2018-06-06 03:30 | 215.42 | 212.22
2018-06-06 04:00 | 213.65 | 210.73
2018-06-06 04:30 | 209.49 | 207.17
2018-06-06 05:00 | 209.18 | 206.97
2018-06-06 05:30 | 218 | 215.82
2018-06-06 06:00 | 235.52 | 233.52
2018-06-06 06:30 | 239.93 | 237.74
2018-06-06 07:00 | 239.63 | 237.72
2018-06-06 07:30 | 239.24 | 237.67
2018-06-06 08:00 | 239.48 | 237.69
2018-06-06 08:30 | 254.33 | 252.75
2018-06-06 09:00 | 251.1 | 249.48
2018-06-06 09:30 | 238.15 | 236.25
2018-06-06 10:00 | 233.79 | 232.22
2018-06-06 10:30 | 233.41 | 232.37
2018-06-06 11:00 | 233.6 | 232.56
2018-06-06 11:30 | 235.24 | 233.98
2018-06-06 12:00 | 242.18 | 240.43
2018-06-06 12:30 | 239.03 | 237.12
2018-06-06 13:00 | 238.66 | 236.86
2018-06-06 13:30 | 243.48 | 241.6
2018-06-06 14:00 | 243.81 | 241.87
2018-06-06 14:30 | 240.93 | 239.12
2018-06-06 15:00 | 236.46 | 234.45
2018-06-06 15:30 | 233.83 | 231.96
2018-06-06 16:00 | 236.4 | 234.47
2018-06-06 16:30 | 239.08 | 237.06
2018-06-06 17:00 | 243.05 | 241.12
2018-06-06 17:30 | 253.08 | 251.05
2018-06-06 18:00 | 257.71 | 255.49
2018-06-06 18:30 | 258.08 | 255.99
2018-06-06 19:00 | 258.66 | 256.67
2018-06-06 19:30 | 263.15 | 260.96
2018-06-06 20:00 | 264.49 | 262.21
2018-06-06 20:30 | 261.82 | 259.52
2018-06-06 21:00 | 262.02 | 259.6
2018-06-06 21:30 | 263.73 | 260.5
2018-06-06 22:00 | 259.45 | 256.69
2018-06-06 22:30 | 263.41 | 260.32
2018-06-06 23:00 | 264.98 | 262.03
2018-06-06 23:30 | 264.76 | 261.87
2018-06-07 | 265.41 | 262.48
2018-06-07 00:30 | 265.86 | 262.9
2018-06-07 01:00 | 265.08 | 262.63
2018-06-07 01:30 | 266.67 | 264.42
2018-06-07 02:00 | 267 | 264.89
2018-06-07 02:30 | 267.7 | 265.25
2018-06-07 03:00 | 267.06 | 264.64
2018-06-07 03:30 | 266.74 | 264.48
2018-06-07 04:00 | 267.89 | 265.63
2018-06-07 04:30 | 268.54 | 266.34
2018-06-07 05:00 | 267.14 | 264.99
2018-06-07 05:30 | 265.61 | 263.49
2018-06-07 06:00 | 266.29 | 264.47
2018-06-07 06:30 | 265.84 | 263.7
2018-06-07 07:00 | 263.88 | 262.14
2018-06-07 07:30 | 263.53 | 261.8
2018-06-07 08:00 | 262.94 | 261.21
2018-06-07 08:30 | 263.58 | 261.68
2018-06-07 09:00 | 261.76 | 260.02
2018-06-07 09:30 | 260.28 | 258.62
2018-06-07 10:00 | 262.76 | 260.77
2018-06-07 10:30 | 261.83 | 259.73
2018-06-07 11:00 | 256.86 | 254.23
2018-06-07 11:30 | 259.44 | 257.52
2018-06-07 12:00 | 261.02 | 258.36
2018-06-07 12:30 | 259.52 | 256.81
2018-06-07 13:00 | 257.32 | 254.81
2018-06-07 13:30 | 257.71 | 255.15
2018-06-07 14:00 | 259.01 | 256.27
2018-06-07 14:30 | 260.44 | 258.28
2018-06-07 15:00 | 260.33 | 258.28
2018-06-07 15:30 | 259.91 | 257.74
2018-06-07 16:00 | 261.09 | 258.72
2018-06-07 16:30 | 262.12 | 259.68
2018-06-07 17:00 | 263.77 | 261.18
2018-06-07 17:30 | 269.14 | 266.55
2018-06-07 18:00 | 275.87 | 273.54
2018-06-07 18:30 | 273.83 | 271.26
2018-06-07 19:00 | 282.65 | 279.97
2018-06-07 19:30 | 280.97 | 278.3
2018-06-07 20:00 | 278.22 | 275.46
2018-06-07 20:30 | 278.92 | 276.22
2018-06-07 21:00 | 277.73 | 275.14
2018-06-07 21:30 | 278.76 | 276.05
2018-06-07 22:00 | 282.2 | 278.93
2018-06-07 22:30 | 283.6 | 280.07
2018-06-07 23:00 | 282.9 | 279.37
2018-06-07 23:30 | 285.2 | 280.98
2018-06-08 | 283.03 | 279.13
2018-06-08 00:30 | 281.78 | 277.75
2018-06-08 01:00 | 277.29 | 273.13
2018-06-08 01:30 | 272.25 | 268.23
2018-06-08 02:00 | 273.94 | 269.69
2018-06-08 02:30 | 278.04 | 274.29
2018-06-08 03:00 | 279.6 | 275.87
2018-06-08 03:30 | 279.78 | 276.12
2018-06-08 04:00 | 280.34 | 276.75
2018-06-08 04:30 | 267.04 | 263.01
2018-06-08 05:00 | 265.26 | 261.22
2018-06-08 05:30 | 274.93 | 270.83
2018-06-08 06:00 | 275.44 | 270.94
2018-06-08 06:30 | 273.47 | 268.77
2018-06-08 07:00 | 281.9 | 277.59
2018-06-08 07:30 | 283.17 | 278.9
2018-06-08 08:00 | 280.56 | 276.58
2018-06-08 08:30 | 279.54 | 276.22
2018-06-08 09:00 | 279.7 | 276.58
2018-06-08 09:30 | 279.99 | 277.03
2018-06-08 10:00 | 280.58 | 277.11
2018-06-08 10:30 | 280.77 | 277.1
2018-06-08 11:00 | 280.41 | 276.81
2018-06-08 11:30 | 276.94 | 273.6
2018-06-08 12:00 | 271.49 | 268.48
2018-06-08 12:30 | 267.9 | 265.24
2018-06-08 13:00 | 269.79 | 267.1
2018-06-08 13:30 | 271.18 | 268.43
2018-06-08 14:00 | 270.91 | 268.13
2018-06-08 14:30 | 271.66 | 268.56
2018-06-08 15:00 | 270.21 | 267.32
2018-06-08 15:30 | 262.36 | 260.19
2018-06-08 16:00 | 264.84 | 262.28
2018-06-08 16:30 | 266.26 | 263.59
2018-06-08 17:00 | 266.9 | 264.41
2018-06-08 17:30 | 266.7 | 264.55
2018-06-08 18:00 | 268.52 | 265.91
2018-06-08 18:30 | 272.38 | 269.65
2018-06-08 19:00 | 272.59 | 269.81
2018-06-08 19:30 | 274.24 | 271.4
2018-06-08 20:00 | 274.72 | 271.94
2018-06-08 20:30 | 274.48 | 271.8
2018-06-08 21:00 | 275.8 | 272.98
2018-06-08 21:30 | 277.9 | 274.83
2018-06-08 22:00 | 278.01 | 275.08
2018-06-08 22:30 | 278.87 | 276.05
2018-06-08 23:00 | 279.36 | 276.6
2018-06-08 23:30 | 282.14 | 278.72
2018-06-09 | 283.19 | 279.8
2018-06-09 00:30 | 283.54 | 280.2
2018-06-09 01:00 | 284.07 | 280.61
2018-06-09 01:30 | 283.52 | 280.22
2018-06-09 02:00 | 284.01 | 280.35
2018-06-09 02:30 | 284 | 280.43
2018-06-09 03:00 | 285.02 | 281.38
2018-06-09 03:30 | 285.12 | 281.43
2018-06-09 04:00 | 285.71 | 282.01
2018-06-09 04:30 | 286.61 | 282.52
2018-06-09 05:00 | 286.61 | 282.52
2018-06-09 05:30 | 286.19 | 282.12
2018-06-09 06:00 | 287.22 | 283.1
2018-06-09 06:30 | 284.98 | 281.04
2018-06-09 07:00 | 281.55 | 278.1
2018-06-09 07:30 | 286.45 | 281.95
2018-06-09 08:00 | 279.74 | 275.64
2018-06-09 08:30 | 273.4 | 270.62
2018-06-09 09:00 | 266.32 | 264.03
2018-06-09 09:30 | 267.07 | 264.92
2018-06-09 10:00 | 267.3 | 265.29
2018-06-09 10:30 | 266.42 | 264.52
2018-06-09 11:00 | 261.97 | 260.45
2018-06-09 11:30 | 255.16 | 253.76
2018-06-09 12:00 | 254.61 | 253.24
2018-06-09 12:30 | 255.62 | 254.04
2018-06-09 13:00 | 258.59 | 256.73
2018-06-09 13:30 | 263.6 | 261.69
2018-06-09 14:00 | 263.64 | 261.67
2018-06-09 14:30 | 256.62 | 255.12
2018-06-09 15:00 | 253.54 | 251.93
2018-06-09 15:30 | 254.65 | 252.79
2018-06-09 16:00 | 255.67 | 253.82
2018-06-09 16:30 | 257.29 | 255.38
2018-06-09 17:00 | 266.04 | 263.53
2018-06-09 17:30 | 266.98 | 264.76
2018-06-09 18:00 | 266.82 | 264.64
2018-06-09 18:30 | 263.44 | 261.63
2018-06-09 19:00 | 260.92 | 259.27
2018-06-09 19:30 | 259.2 | 257.25
2018-06-09 20:00 | 262.58 | 260.61
2018-06-09 20:30 | 264.86 | 262.82
2018-06-09 21:00 | 273.91 | 270.45
2018-06-09 21:30 | 272.61 | 269.57
2018-06-09 22:00 | 272.47 | 269.67
2018-06-09 22:30 | 271.64 | 268.96
2018-06-09 23:00 | 275.44 | 271.95
2018-06-09 23:30 | 260.82 | 256.78
2018-06-10 | 261.1 | 257.31
2018-06-10 00:30 | 269.51 | 266.28
2018-06-10 01:00 | 274.82 | 271.65
2018-06-10 01:30 | 276.22 | 272.49
2018-06-10 02:00 | 274.96 | 271.46
2018-06-10 02:30 | 271.35 | 267.41
2018-06-10 03:00 | 273.89 | 269.67
2018-06-10 03:30 | 273.91 | 269.61
2018-06-10 04:00 | 270.08 | 266.33
2018-06-10 04:30 | 273.96 | 269.73
2018-06-10 05:00 | 277.33 | 272.74
2018-06-10 05:30 | 278.26 | 273.75
2018-06-10 06:00 | 277.58 | 273.25
2018-06-10 06:30 | 276.68 | 272.08
2018-06-10 07:00 | 278.01 | 273.18
2018-06-10 07:30 | 282.35 | 277.43
2018-06-10 08:00 | 284.01 | 279.18
2018-06-10 08:30 | 282.81 | 278.33
2018-06-10 09:00 | 277.63 | 273.7
2018-06-10 09:30 | 275.79 | 272.45
2018-06-10 10:00 | 276.22 | 272.82
2018-06-10 10:30 | 273.78 | 270.67
2018-06-10 11:00 | 272.76 | 269.65
2018-06-10 11:30 | 269.47 | 266.67
2018-06-10 12:00 | 267.71 | 265.16
2018-06-10 12:30 | 264.27 | 261.93
2018-06-10 13:00 | 264.34 | 261.86
2018-06-10 13:30 | 263.52 | 260.9
2018-06-10 14:00 | 263.85 | 261.1
2018-06-10 14:30 | 261.88 | 259.12
2018-06-10 15:00 | 262 | 259.27
2018-06-10 15:30 | 262.47 | 259.73
2018-06-10 16:00 | 263.69 | 260.92
2018-06-10 16:30 | 264.77 | 261.79
2018-06-10 17:00 | 265.48 | 262.86
2018-06-10 17:30 | 266.52 | 264.01
2018-06-10 18:00 | 267.88 | 265.29
2018-06-10 18:30 | 267.13 | 264.64
2018-06-10 19:00 | 267.16 | 264.84
2018-06-10 19:30 | 266.65 | 264.48
2018-06-10 20:00 | 267.85 | 265.77
2018-06-10 20:30 | 268.45 | 266.38
2018-06-10 21:00 | 268.63 | 266.71
2018-06-10 21:30 | 270.16 | 267.66
2018-06-10 22:00 | 271.15 | 267.98
2018-06-10 22:30 | 256.66 | 253.31
2018-06-10 23:00 | 260.71 | 257.58
2018-06-10 23:30 | 261.36 | 258.26
2018-06-11 | 260.22 | 257.22
2018-06-11 00:30 | 258.31 | 255.25
2018-06-11 01:00 | 259.28 | 255.39
2018-06-11 01:30 | 259.35 | 255.39
2018-06-11 02:00 | 260.01 | 255.87
2018-06-11 02:30 | 266.59 | 262.67
2018-06-11 03:00 | 275.03 | 271.17
2018-06-11 03:30 | 266.58 | 262.6
2018-06-11 04:00 | 262.23 | 258.12
2018-06-11 04:30 | 268.17 | 264.25
2018-06-11 05:00 | 275.27 | 271.48
2018-06-11 05:30 | 275.09 | 271.55
2018-06-11 06:00 | 270.76 | 267.63
2018-06-11 06:30 | 266.73 | 263.88
2018-06-11 07:00 | 268.15 | 265.18
2018-06-11 07:30 | 267.19 | 264.52
2018-06-11 08:00 | 264.92 | 263.07
2018-06-11 08:30 | 270.03 | 267.72
2018-06-11 09:00 | 269.02 | 266.73
2018-06-11 09:30 | 262.56 | 260.92
2018-06-11 10:00 | 263.08 | 261.45
2018-06-11 10:30 | 264.88 | 262.96
2018-06-11 11:00 | 269.83 | 267.45
2018-06-11 11:30 | 268.83 | 266.12
2018-06-11 12:00 | 266.97 | 264.5
2018-06-11 12:30 | 252.1 | 249.73
2018-06-11 13:00 | 242.4 | 240.32
2018-06-11 13:30 | 247.99 | 246.07
2018-06-11 14:00 | 251.66 | 249.33
2018-06-11 14:30 | 253.58 | 251
2018-06-11 15:00 | 256.98 | 254.11
2018-06-11 15:30 | 258.36 | 255.5
2018-06-11 16:00 | 269.54 | 266.74
2018-06-11 16:30 | 270.21 | 267.31
2018-06-11 17:00 | 271.22 | 268.69
2018-06-11 17:30 | 273.24 | 270.56
2018-06-11 18:00 | 273.84 | 271.6
2018-06-11 18:30 | 273.46 | 271.33
2018-06-11 19:00 | 272.67 | 270.65
2018-06-11 19:30 | 269.5 | 267.95
2018-06-11 20:00 | 271.89 | 270.29
2018-06-11 20:30 | 272.23 | 270.66
2018-06-11 21:00 | 272.72 | 271.17
2018-06-11 21:30 | 274.14 | 272.27
2018-06-11 22:00 | 275.84 | 273.93
2018-06-11 22:30 | 277.27 | 274.92
2018-06-11 23:00 | 278.35 | 275.61
2018-06-11 23:30 | 277.96 | 275.27
2018-06-12 | 279.5 | 276.38
2018-06-12 00:30 | 285.77 | 281.52
2018-06-12 01:00 | 286.16 | 281.86
2018-06-12 01:30 | 285.92 | 281.72
2018-06-12 02:00 | 286.46 | 282.29
2018-06-12 02:30 | 286.97 | 282.77
2018-06-12 03:00 | 258.64 | 253.66
2018-06-12 03:30 | 250.89 | 245.75
2018-06-12 04:00 | 248.78 | 244
2018-06-12 04:30 | 247.13 | 242.57
2018-06-12 05:00 | 246.36 | 241.85
2018-06-12 05:30 | 246.92 | 242.16
2018-06-12 06:00 | 248.66 | 243.6
2018-06-12 06:30 | 248.42 | 243.23
2018-06-12 07:00 | 246.5 | 242.32
2018-06-12 07:30 | 277.51 | 274.16
2018-06-12 08:00 | 281.66 | 278.4
2018-06-12 08:30 | 281.21 | 277.93
2018-06-12 09:00 | 279.97 | 276.82
2018-06-12 09:30 | 278.23 | 275.22
2018-06-12 10:00 | 275.96 | 274
2018-06-12 10:30 | 275.82 | 272.9
2018-06-12 11:00 | 276.37 | 273.52
2018-06-12 11:30 | 274.1 | 271.25
2018-06-12 12:00 | 272.11 | 269.29
2018-06-12 12:30 | 270.39 | 267.68
2018-06-12 13:00 | 269.54 | 266.76
2018-06-12 13:30 | 268.49 | 265.84
2018-06-12 14:00 | 269.3 | 266.63
2018-06-12 14:30 | 267.05 | 264.59
2018-06-12 15:00 | 263.62 | 261.6
2018-06-12 15:30 | 263.58 | 261.54
2018-06-12 16:00 | 263.74 | 261.68
2018-06-12 16:30 | 268.64 | 266.17
2018-06-12 17:00 | 271.91 | 269.13
2018-06-12 17:30 | 272.23 | 269.44
2018-06-12 18:00 | 272.76 | 269.87
2018-06-12 18:30 | 273.58 | 270.95
2018-06-12 19:00 | 269.08 | 266.94
2018-06-12 19:30 | 266.94 | 265.07
2018-06-12 20:00 | 265.96 | 264.09
2018-06-12 20:30 | 264.6 | 263.04
2018-06-12 21:00 | 264.36 | 262.91
2018-06-12 21:30 | 265.55 | 264.12
2018-06-12 22:00 | 265.53 | 264.21
2018-06-12 22:30 | 265.48 | 263.82
2018-06-12 23:00 | 264.79 | 263.21
2018-06-12 23:30 | 261.87 | 260.58
2018-06-13 | 259.66 | 258.54
2018-06-13 00:30 | 256.73 | 255.8
2018-06-13 01:00 | 254.31 | 253.5
2018-06-13 01:30 | 254.67 | 253.83
2018-06-13 02:00 | 253.52 | 252.76
2018-06-13 02:30 | 257.16 | 256.26
2018-06-13 03:00 | 262.35 | 261.1
2018-06-13 03:30 | 265.7 | 264.25
2018-06-13 04:00 | 265.3 | 263.77
2018-06-13 04:30 | 264.41 | 262.71
2018-06-13 05:00 | 263.82 | 262.16
2018-06-13 05:30 | 260.73 | 259.29
2018-06-13 06:00 | 260.39 | 258.95
2018-06-13 06:30 | 259.11 | 257.89
2018-06-13 07:00 | 259.6 | 258.44
2018-06-13 07:30 | 256.94 | 255.93
2018-06-13 08:00 | 258.49 | 257.37
2018-06-13 08:30 | 260.76 | 259.55
2018-06-13 09:00 | 259.98 | 258.73
2018-06-13 09:30 | 259.85 | 258.62
2018-06-13 10:00 | 257.44 | 256.12
2018-06-13 10:30 | 256.31 | 254.95
2018-06-13 11:00 | 253.76 | 252.59
2018-06-13 11:30 | 252.07 | 250.99
2018-06-13 12:00 | 248.24 | 247.4
2018-06-13 12:30 | 248.82 | 247.91
2018-06-13 13:00 | 248.27 | 247.26
2018-06-13 13:30 | 247.07 | 246.06
2018-06-13 14:00 | 246.52 | 245.46
2018-06-13 14:30 | 246.02 | 244.94
2018-06-13 15:00 | 247.1 | 246.02
2018-06-13 15:30 | 246.92 | 245.82
2018-06-13 16:00 | 247 | 245.8
2018-06-13 16:30 | 248.94 | 247.63
2018-06-13 17:00 | 251.5 | 250.36
2018-06-13 17:30 | 254.02 | 252.83
2018-06-13 18:00 | 254 | 252.67
2018-06-13 18:30 | 253.97 | 253.03
2018-06-13 19:00 | 255.69 | 254.7
2018-06-13 19:30 | 257.18 | 256.16
2018-06-13 20:00 | 256.52 | 255.4
2018-06-13 20:30 | 255.64 | 254.64
2018-06-13 21:00 | 252.73 | 251.9
2018-06-13 21:30 | 253.98 | 253.11
2018-06-13 22:00 | 253.47 | 252.64
2018-06-13 22:30 | 253.52 | 252.64
2018-06-13 23:00 | 253.24 | 252.37
2018-06-13 23:30 | 253.59 | 252.77
2018-06-14 | 254.98 | 254.12
2018-06-14 00:30 | 256.33 | 255.44
2018-06-14 01:00 | 257.14 | 256.23
2018-06-14 01:30 | 258.28 | 257.31
2018-06-14 02:00 | 261.48 | 259.8
2018-06-14 02:30 | 250.85 | 248.89
2018-06-14 03:00 | 230.69 | 228.21
2018-06-14 03:30 | 232.23 | 229.74
2018-06-14 04:00 | 231.47 | 229.18
2018-06-14 04:30 | 229.97 | 227.8
2018-06-14 05:00 | 231.55 | 229.24
2018-06-14 05:30 | 226.14 | 224.16
2018-06-14 06:00 | 225.67 | 223.58
2018-06-14 06:30 | 226.01 | 223.61
2018-06-14 07:00 | 223.34 | 221.92
2018-06-14 07:30 | 215.29 | 214.57
2018-06-14 08:00 | 216.7 | 215.93
2018-06-14 08:30 | 238.25 | 237.36
2018-06-14 09:00 | 253.54 | 252.27
2018-06-14 09:30 | 255.61 | 253.96
2018-06-14 10:00 | 257.21 | 255.45
2018-06-14 10:30 | 256.93 | 255.34
2018-06-14 11:00 | 253.14 | 251.83
2018-06-14 11:30 | 253.95 | 252.53
2018-06-14 12:00 | 256.8 | 255.09
2018-06-14 12:30 | 256.96 | 255.26
2018-06-14 13:00 | 255.45 | 253.66
2018-06-14 13:30 | 253.26 | 251.17
2018-06-14 14:00 | 253.29 | 251.03
2018-06-14 14:30 | 253.46 | 251.13
2018-06-14 15:00 | 252.86 | 250.44
2018-06-14 15:30 | 256.22 | 253.34
2018-06-14 16:00 | 258.74 | 255.36
2018-06-14 16:30 | 260.47 | 257.25
2018-06-14 17:00 | 265.83 | 261.88
2018-06-14 17:30 | 269.77 | 265.25
2018-06-14 18:00 | 269.35 | 264.91
2018-06-14 18:30 | 265.09 | 261.34
2018-06-14 19:00 | 264.9 | 261.49
2018-06-14 19:30 | 267.13 | 263.66
2018-06-14 20:00 | 267.26 | 263.83
2018-06-14 20:30 | 266.79 | 263.71
2018-06-14 21:00 | 267.02 | 264.55
2018-06-14 21:30 | 267.55 | 265.14
2018-06-14 22:00 | 267.7 | 265.32
2018-06-14 22:30 | 267.91 | 265.64
2018-06-14 23:00 | 267.35 | 265.21
2018-06-14 23:30 | 266.74 | 264.58
2018-06-15 | 266.87 | 264.8
2018-06-15 00:30 | 267.5 | 265.55
2018-06-15 01:00 | 267.28 | 265.03
2018-06-15 01:30 | 267.54 | 265.29
2018-06-15 02:00 | 268.75 | 266.44
2018-06-15 02:30 | 268.15 | 265.94
2018-06-15 03:00 | 269.11 | 266.39
2018-06-15 03:30 | 268.56 | 265.89
2018-06-15 04:00 | 257.56 | 254.61
2018-06-15 04:30 | 255.92 | 252.88
2018-06-15 05:00 | 255.62 | 252.58
2018-06-15 05:30 | 254.95 | 251.89
2018-06-15 06:00 | 252.51 | 249.59
2018-06-15 06:30 | 253.03 | 249.97
2018-06-15 07:00 | 254.86 | 252.23
2018-06-15 07:30 | 255.98 | 253.36
2018-06-15 08:00 | 253.48 | 250.9
2018-06-15 08:30 | 261.59 | 259.48
2018-06-15 09:00 | 265.44 | 263.47
2018-06-15 09:30 | 266.43 | 264.46
2018-06-15 10:00 | 263.91 | 262.05
2018-06-15 10:30 | 266.11 | 264.24
2018-06-15 11:00 | 265.07 | 263.35
2018-06-15 11:30 | 263.87 | 262.19
2018-06-15 12:00 | 262.4 | 260.73
2018-06-15 12:30 | 260.43 | 258.82
2018-06-15 13:00 | 258.41 | 256.83
2018-06-15 13:30 | 257.99 | 256.26
2018-06-15 14:00 | 258.1 | 256.36
2018-06-15 14:30 | 257.96 | 256.29
2018-06-15 15:00 | 259.07 | 257.3
2018-06-15 15:30 | 260.73 | 258.84
2018-06-15 16:00 | 261.21 | 259.27
2018-06-15 16:30 | 261.47 | 259.28
2018-06-15 17:00 | 263.24 | 260.74
2018-06-15 17:30 | 265.9 | 263.39
2018-06-15 18:00 | 266.96 | 264.39
2018-06-15 18:30 | 262 | 260.09
2018-06-15 19:00 | 260.88 | 259.16
2018-06-15 19:30 | 261.08 | 259.54
2018-06-15 20:00 | 265.72 | 263.83
2018-06-15 20:30 | 264.72 | 262.86
2018-06-15 21:00 | 261.85 | 260.18
2018-06-15 21:30 | 266.18 | 264.2
2018-06-15 22:00 | 265.38 | 263.46
2018-06-15 22:30 | 265.69 | 263.49
2018-06-15 23:00 | 266.93 | 264.74
2018-06-15 23:30 | 268.32 | 266.2
2018-06-16 | 269.67 | 267.35
2018-06-16 00:30 | 269.86 | 267.44
2018-06-16 01:00 | 269.78 | 267.47
2018-06-16 01:30 | 270.11 | 267.81
2018-06-16 02:00 | 270.36 | 268.05
2018-06-16 02:30 | 266.44 | 264.14
2018-06-16 03:00 | 263.38 | 260.85
2018-06-16 03:30 | 264.72 | 262.05
2018-06-16 04:00 | 265.61 | 262.96
2018-06-16 04:30 | 265.06 | 262.43
2018-06-16 05:00 | 256.22 | 253.46
2018-06-16 05:30 | 265.2 | 262.59
2018-06-16 06:00 | 267.13 | 264.86
2018-06-16 06:30 | 268.4 | 266.2
2018-06-16 07:00 | 269.47 | 267.4
2018-06-16 07:30 | 272.76 | 270.5
2018-06-16 08:00 | 268.96 | 267.36
2018-06-16 08:30 | 269.03 | 267.39
2018-06-16 09:00 | 269.06 | 267.36
2018-06-16 09:30 | 268.63 | 266.43
2018-06-16 10:00 | 245.86 | 243.14
2018-06-16 10:30 | 237.36 | 234.46
2018-06-16 11:00 | 233.94 | 230.25
2018-06-16 11:30 | 235.06 | 231.04
2018-06-16 12:00 | 235.87 | 231.58
2018-06-16 12:30 | 241.68 | 236.73
2018-06-16 13:00 | 252.5 | 247.94
2018-06-16 13:30 | 270.54 | 266.55
2018-06-16 14:00 | 270.03 | 265.69
2018-06-16 14:30 | 269.11 | 264.75
2018-06-16 15:00 | 267.96 | 264.34
2018-06-16 15:30 | 270.95 | 268.31
2018-06-16 16:00 | 266.85 | 264.83
2018-06-16 16:30 | 266.07 | 264.21
2018-06-16 17:00 | 268.52 | 266.64
2018-06-16 17:30 | 270.73 | 268.83
2018-06-16 18:00 | 268.64 | 266.84
2018-06-16 18:30 | 267.96 | 266.34
2018-06-16 19:00 | 268.33 | 266.76
2018-06-16 19:30 | 267.38 | 265.95
2018-06-16 20:00 | 269.41 | 267.88
2018-06-16 20:30 | 269.62 | 268.04
2018-06-16 21:00 | 270.06 | 268.54
2018-06-16 21:30 | 271.08 | 269.61
2018-06-16 22:00 | 273.2 | 271.23
2018-06-16 22:30 | 273.52 | 271.29
2018-06-16 23:00 | 270.41 | 268.31
2018-06-16 23:30 | 270.18 | 267.87
2018-06-17 | 267.66 | 265.5
2018-06-17 00:30 | 265.99 | 263.76
2018-06-17 01:00 | 262.24 | 259.94
2018-06-17 01:30 | 261.28 | 259.08
2018-06-17 02:00 | 260.87 | 258.39
2018-06-17 02:30 | 265.12 | 261.7
2018-06-17 03:00 | 251.75 | 247.7
2018-06-17 03:30 | 251.05 | 246.98
2018-06-17 04:00 | 258.11 | 254.22
2018-06-17 04:30 | 262.3 | 258.49
2018-06-17 05:00 | 272.93 | 269.45
2018-06-17 05:30 | 277.77 | 274.24
2018-06-17 06:00 | 280.77 | 276.87
2018-06-17 06:30 | 278.44 | 274.8
2018-06-17 07:00 | 278.21 | 274.92
2018-06-17 07:30 | 276.95 | 274.32
2018-06-17 08:00 | 277.08 | 274.38
2018-06-17 08:30 | 278.92 | 275.95
2018-06-17 09:00 | 277.98 | 275.11
2018-06-17 09:30 | 277.65 | 274.82
2018-06-17 10:00 | 276.04 | 273.33
2018-06-17 10:30 | 276.72 | 273.82
2018-06-17 11:00 | 276.23 | 273.33
2018-06-17 11:30 | 280.92 | 277.48
2018-06-17 12:00 | 263.54 | 259.51
2018-06-17 12:30 | 258.15 | 254.08
2018-06-17 13:00 | 259.75 | 255.38
2018-06-17 13:30 | 261.22 | 256.11
2018-06-17 14:00 | 258.25 | 253.64
2018-06-17 14:30 | 257.77 | 253.2
2018-06-17 15:00 | 255.44 | 251.18
2018-06-17 15:30 | 246.94 | 242.39
2018-06-17 16:00 | 254.5 | 250.06
2018-06-17 16:30 | 248.46 | 244.97
2018-06-17 17:00 | 267.87 | 264.28
2018-06-17 17:30 | 272.89 | 269.5
2018-06-17 18:00 | 270.92 | 267.41
2018-06-17 18:30 | 269.81 | 266.41
2018-06-17 19:00 | 267.48 | 264.33
2018-06-17 19:30 | 265.74 | 262.85
2018-06-17 20:00 | 265.51 | 262.63
2018-06-17 20:30 | 265.25 | 262.43
2018-06-17 21:00 | 265.02 | 262.3
2018-06-17 21:30 | 264.84 | 262.2
2018-06-17 22:00 | 263.59 | 260.77
2018-06-17 22:30 | 263.81 | 260.82
2018-06-17 23:00 | 265.14 | 261.53
2018-06-17 23:30 | 265.58 | 262
2018-06-18 | 263.92 | 260.5
2018-06-18 00:30 | 265.37 | 261.97
2018-06-18 01:00 | 264.98 | 261.71
2018-06-18 01:30 | 267.61 | 264.21
2018-06-18 02:00 | 274.92 | 270.81
2018-06-18 02:30 | 275.77 | 271.44
2018-06-18 03:00 | 279.1 | 274.88
2018-06-18 03:30 | 279.68 | 275.46
2018-06-18 04:00 | 280.03 | 275.85
2018-06-18 04:30 | 282.54 | 278.32
2018-06-18 05:00 | 284.63 | 280.6
2018-06-18 05:30 | 284.37 | 280.98
2018-06-18 06:00 | 281.26 | 278.56
2018-06-18 06:30 | 277.72 | 275.46
2018-06-18 07:00 | 280.08 | 277.6
2018-06-18 07:30 | 287.06 | 283.76
2018-06-18 08:00 | 285.31 | 282.29
2018-06-18 08:30 | 284.78 | 281.47
2018-06-18 09:00 | 264.86 | 261.33
2018-06-18 09:30 | 252.52 | 248.58
2018-06-18 10:00 | 252.03 | 248.07
2018-06-18 10:30 | 254.75 | 250.56
2018-06-18 11:00 | 257.88 | 253.48
2018-06-18 11:30 | 257.8 | 253.43
2018-06-18 12:00 | 243.45 | 237.68
2018-06-18 12:30 | 231.66 | 226.28
2018-06-18 13:00 | 233.36 | 227.61
2018-06-18 13:30 | 235.77 | 229.65
2018-06-18 14:00 | 236.17 | 230.18
2018-06-18 14:30 | 233.81 | 229.58
2018-06-18 15:00 | 229.54 | 226.17
2018-06-18 15:30 | 229.75 | 226.73
2018-06-18 16:00 | 231.67 | 228.09
2018-06-18 16:30 | 250.79 | 246.87
2018-06-18 17:00 | 283.69 | 280.2
2018-06-18 17:30 | 283.84 | 280.3
2018-06-18 18:00 | 284.34 | 281.33
2018-06-18 18:30 | 282.54 | 279.95
2018-06-18 19:00 | 282.13 | 279.63
2018-06-18 19:30 | 264.54 | 261.86
2018-06-18 20:00 | 261.92 | 259.29
2018-06-18 20:30 | 256.31 | 253.69
2018-06-18 21:00 | 254.08 | 251.45
2018-06-18 21:30 | 238.53 | 235.55
2018-06-18 22:00 | 240.53 | 237.03
2018-06-18 22:30 | 241.45 | 236.19
2018-06-18 23:00 | 242.41 | 237
2018-06-18 23:30 | 243.34 | 237.55
2018-06-19 | 243.5 | 237.2
2018-06-19 00:30 | 242.89 | 237.03
2018-06-19 01:00 | 243.41 | 237.52
2018-06-19 01:30 | 243.4 | 237.53
2018-06-19 02:00 | 243.05 | 237.35
2018-06-19 02:30 | 243.53 | 237.52
2018-06-19 03:00 | 242.95 | 236.97
2018-06-19 03:30 | 239.44 | 233.38
2018-06-19 04:00 | 236.27 | 230.39
2018-06-19 04:30 | 236.47 | 230.57
2018-06-19 05:00 | 236.19 | 230.43
2018-06-19 05:30 | 235.97 | 230.19
2018-06-19 06:00 | 235.81 | 229.75
2018-06-19 06:30 | 234.75 | 228.53
2018-06-19 07:00 | 234.6 | 228.65
2018-06-19 07:30 | 233.88 | 228.45
2018-06-19 08:00 | 235.31 | 228.95
2018-06-19 08:30 | 235.55 | 229.02
2018-06-19 09:00 | 236.11 | 229.35
2018-06-19 09:30 | 253.47 | 247.45
2018-06-19 10:00 | 255.09 | 248.71
2018-06-19 10:30 | 253.39 | 248.15
2018-06-19 11:00 | 252.39 | 247.89
2018-06-19 11:30 | 242.71 | 237.73
2018-06-19 12:00 | 237.73 | 232.73
2018-06-19 12:30 | 237.52 | 232.45
2018-06-19 13:00 | 236.23 | 231.83
2018-06-19 13:30 | 233.67 | 229.46
2018-06-19 14:00 | 231.08 | 226.93
2018-06-19 14:30 | 231.04 | 227.17
2018-06-19 15:00 | 232.98 | 229.33
2018-06-19 15:30 | 233.86 | 230.07
2018-06-19 16:00 | 233.43 | 230
2018-06-19 16:30 | 233.37 | 230.63
2018-06-19 17:00 | 232.74 | 230.41
2018-06-19 17:30 | 273.68 | 271.59
2018-06-19 18:00 | 277.39 | 274.66
2018-06-19 18:30 | 277.6 | 275.13
2018-06-19 19:00 | 278.77 | 276.41
2018-06-19 19:30 | 280.29 | 277.97
2018-06-19 20:00 | 281.5 | 278.58
2018-06-19 20:30 | 280.14 | 277.34
2018-06-19 21:00 | 279.69 | 277.12
2018-06-19 21:30 | 269.22 | 266.51
2018-06-19 22:00 | 248.87 | 245.77
2018-06-19 22:30 | 248.44 | 245.25
2018-06-19 23:00 | 248.65 | 245.38
2018-06-19 23:30 | 252.2 | 248.6
2018-06-20 | 252.79 | 249.25
2018-06-20 00:30 | 252.51 | 249.24
2018-06-20 01:00 | 250.87 | 247.61
2018-06-20 01:30 | 250.69 | 246.91
2018-06-20 02:00 | 251.39 | 247.7
2018-06-20 02:30 | 252.3 | 248.48
2018-06-20 03:00 | 250.35 | 246.42
2018-06-20 03:30 | 249.41 | 243.81
2018-06-20 04:00 | 244.77 | 239.51
2018-06-20 04:30 | 241.01 | 236.38
2018-06-20 05:00 | 240.03 | 235.47
2018-06-20 05:30 | 248.05 | 243.71
2018-06-20 06:00 | 257.89 | 253.72
2018-06-20 06:30 | 253.24 | 249.36
2018-06-20 07:00 | 241.52 | 237.44
2018-06-20 07:30 | 240.03 | 235.93
2018-06-20 08:00 | 239.12 | 235.1
2018-06-20 08:30 | 235.1 | 231.64
2018-06-20 09:00 | 235.06 | 232.06
2018-06-20 09:30 | 237.22 | 234.12
2018-06-20 10:00 | 239.41 | 236.11
2018-06-20 10:30 | 243.04 | 239.36
2018-06-20 11:00 | 242.63 | 239.19
2018-06-20 11:30 | 240.85 | 237.78
2018-06-20 12:00 | 241.08 | 238.02
2018-06-20 12:30 | 265.38 | 262.95
2018-06-20 13:00 | 268.34 | 265.87
2018-06-20 13:30 | 269.54 | 266.87
2018-06-20 14:00 | 269.45 | 266.61
2018-06-20 14:30 | 265.09 | 262.1
2018-06-20 15:00 | 249.28 | 245.45
2018-06-20 15:30 | 230.08 | 225.38
2018-06-20 16:00 | 226.09 | 220.92
2018-06-20 16:30 | 226.5 | 220.87
2018-06-20 17:00 | 227.52 | 221.85
2018-06-20 17:30 | 234.4 | 229.19
2018-06-20 18:00 | 278.48 | 274.38
2018-06-20 18:30 | 280.14 | 275.99
2018-06-20 19:00 | 281.17 | 277.15
2018-06-20 19:30 | 282.59 | 278.67
2018-06-20 20:00 | 285.1 | 281.02
2018-06-20 20:30 | 286.67 | 282.5
2018-06-20 21:00 | 284.83 | 281.52
2018-06-20 21:30 | 285.27 | 281.96
2018-06-20 22:00 | 286.88 | 283.34
2018-06-20 22:30 | 285.77 | 282.36
2018-06-20 23:00 | 286.11 | 282.53
2018-06-20 23:30 | 285.98 | 282.24
2018-06-21 | 287.64 | 283.39
2018-06-21 00:30 | 288.03 | 283.84
2018-06-21 01:00 | 269.69 | 264.59
2018-06-21 01:30 | 251.61 | 244.66
2018-06-21 02:00 | 242.45 | 234.99
2018-06-21 02:30 | 241.94 | 234.64
2018-06-21 03:00 | 240.84 | 235.47
2018-06-21 03:30 | 238.45 | 233.56
2018-06-21 04:00 | 235.83 | 231.49
2018-06-21 04:30 | 234.38 | 230.23
2018-06-21 05:00 | 233.9 | 229.98
2018-06-21 05:30 | 232.77 | 229.45
2018-06-21 06:00 | 233.78 | 229.51
2018-06-21 06:30 | 258.66 | 255.14
2018-06-21 07:00 | 260.42 | 257.16
2018-06-21 07:30 | 261.73 | 258.33
2018-06-21 08:00 | 261.26 | 257.88
2018-06-21 08:30 | 260.37 | 256.94
2018-06-21 09:00 | 255.91 | 253.02
2018-06-21 09:30 | 233.79 | 230.54
2018-06-21 10:00 | 232.74 | 229.32
2018-06-21 10:30 | 230.94 | 227.17
2018-06-21 11:00 | 232.22 | 228.25
2018-06-21 11:30 | 232.39 | 228.21
2018-06-21 12:00 | 232.98 | 228.69
2018-06-21 12:30 | 234.08 | 229.84
2018-06-21 13:00 | 234.97 | 230.37
2018-06-21 13:30 | 238.24 | 232.87
2018-06-21 14:00 | 237.47 | 232.53
2018-06-21 14:30 | 237.31 | 232.81
2018-06-21 15:00 | 237.8 | 232.79
2018-06-21 15:30 | 236.14 | 231.05
2018-06-21 16:00 | 233.66 | 229.71
2018-06-21 16:30 | 247.38 | 243.95
2018-06-21 17:00 | 277.15 | 274.41
2018-06-21 17:30 | 279.48 | 276.61
2018-06-21 18:00 | 275.62 | 273.19
2018-06-21 18:30 | 273.3 | 271.16
2018-06-21 19:00 | 272.48 | 270.4
2018-06-21 19:30 | 270.57 | 268.71
2018-06-21 20:00 | 265.44 | 263.2
2018-06-21 20:30 | 268.41 | 265.9
2018-06-21 21:00 | 268.52 | 266.12
2018-06-21 21:30 | 266.93 | 264.71
2018-06-21 22:00 | 271.7 | 269.64
2018-06-21 22:30 | 275.48 | 273.32
2018-06-21 23:00 | 279.52 | 277.19
2018-06-21 23:30 | 273.52 | 270.99
2018-06-22 | 244.94 | 241.77
2018-06-22 00:30 | 238.51 | 236.13
2018-06-22 01:00 | 238.82 | 236.31
2018-06-22 01:30 | 241.76 | 238.4
2018-06-22 02:00 | 240.29 | 236.57
2018-06-22 02:30 | 235.59 | 231.33
2018-06-22 03:00 | 242.23 | 237.3
2018-06-22 03:30 | 237.04 | 232.84
2018-06-22 04:00 | 234.31 | 230.25
2018-06-22 04:30 | 232.04 | 228.31
2018-06-22 05:00 | 235.56 | 231.86
2018-06-22 05:30 | 279.94 | 277.82
2018-06-22 06:00 | 284.74 | 282.78
2018-06-22 06:30 | 283.93 | 281.77
2018-06-22 07:00 | 284.11 | 281.78
2018-06-22 07:30 | 283.49 | 280.9
2018-06-22 08:00 | 281.66 | 279.28
2018-06-22 08:30 | 276.08 | 274.07
2018-06-22 09:00 | 269.68 | 267.44
2018-06-22 09:30 | 252.59 | 250.03
2018-06-22 10:00 | 250.57 | 248.17
2018-06-22 10:30 | 232.2 | 229.54
2018-06-22 11:00 | 231.39 | 228.81
2018-06-22 11:30 | 237.02 | 234.46
2018-06-22 12:00 | 237.93 | 234.59
2018-06-22 12:30 | 238.03 | 233.82
2018-06-22 13:00 | 236.77 | 232.6
2018-06-22 13:30 | 237.2 | 232.6
2018-06-22 14:00 | 238.49 | 233.56
2018-06-22 14:30 | 239.76 | 234.36
2018-06-22 15:00 | 241.8 | 235.83
2018-06-22 15:30 | 242.27 | 236.03
2018-06-22 16:00 | 241.7 | 235.03
2018-06-22 16:30 | 248.75 | 242.5
2018-06-22 17:00 | 259.78 | 256.36
2018-06-22 17:30 | 259.96 | 256.58
2018-06-22 18:00 | 259.73 | 256.37
2018-06-22 18:30 | 259.9 | 256.59
2018-06-22 19:00 | 259.95 | 256.68
2018-06-22 19:30 | 261.1 | 257.93
2018-06-22 20:00 | 261.56 | 258.5
2018-06-22 20:30 | 261.58 | 258.58
2018-06-22 21:00 | 260.77 | 257.86
2018-06-22 21:30 | 260.93 | 258.06
2018-06-22 22:00 | 261.56 | 258.77
2018-06-22 22:30 | 260.77 | 257.77
2018-06-22 23:00 | 261.31 | 258.41
2018-06-22 23:30 | 262.74 | 259.32
2018-06-23 | 262.79 | 259.2
2018-06-23 00:30 | 261.94 | 258.72
2018-06-23 01:00 | 262.38 | 259.35
2018-06-23 01:30 | 261.42 | 258.63
2018-06-23 02:00 | 261.97 | 258.45
2018-06-23 02:30 | 262.54 | 258.99
2018-06-23 03:00 | 263.8 | 259.53
2018-06-23 03:30 | 264.21 | 259.28
2018-06-23 04:00 | 265.14 | 260.05
2018-06-23 04:30 | 264.79 | 259.83
2018-06-23 05:00 | 260.48 | 256.23
2018-06-23 05:30 | 260.41 | 256.36
2018-06-23 06:00 | 260.94 | 256.8
2018-06-23 06:30 | 261.16 | 256.95
2018-06-23 07:00 | 272.26 | 268.13
2018-06-23 07:30 | 275.64 | 271.31
2018-06-23 08:00 | 275.41 | 271.09
2018-06-23 08:30 | 273.73 | 269.84
2018-06-23 09:00 | 266.49 | 262.55
2018-06-23 09:30 | 267.72 | 263.77
2018-06-23 10:00 | 267.99 | 264.11
2018-06-23 10:30 | 263.31 | 259.76
2018-06-23 11:00 | 241.89 | 238.34
2018-06-23 11:30 | 241.58 | 237.21
2018-06-23 12:00 | 241.82 | 237.56
2018-06-23 12:30 | 241.97 | 237.92
2018-06-23 13:00 | 239.79 | 236.03
2018-06-23 13:30 | 238.63 | 234.98
2018-06-23 14:00 | 237.2 | 233.52
2018-06-23 14:30 | 237.5 | 233.5
2018-06-23 15:00 | 242.77 | 238.15
2018-06-23 15:30 | 243.5 | 238.83
2018-06-23 16:00 | 242.57 | 237.87
2018-06-23 16:30 | 243.68 | 238.61
2018-06-23 17:00 | 242 | 236.66
2018-06-23 17:30 | 274.85 | 269.51
2018-06-23 18:00 | 282.37 | 277.32
2018-06-23 18:30 | 288.9 | 285.8
2018-06-23 19:00 | 288.76 | 285.69
2018-06-23 19:30 | 290.96 | 287.85
2018-06-23 20:00 | 291.5 | 288.31
2018-06-23 20:30 | 290.49 | 287.16
2018-06-23 21:00 | 292.12 | 288.73
2018-06-23 21:30 | 292.36 | 288.99
2018-06-23 22:00 | 291.87 | 288.57
2018-06-23 22:30 | 290.76 | 287.46
2018-06-23 23:00 | 288.74 | 285.51
2018-06-23 23:30 | 284.49 | 281.64
2018-06-24 | 285.02 | 282.19
2018-06-24 00:30 | 285.1 | 282.54
2018-06-24 01:00 | 285.67 | 283.09
2018-06-24 01:30 | 287.78 | 284.12
2018-06-24 02:00 | 289.05 | 284.98
2018-06-24 02:30 | 289.47 | 285.33
2018-06-24 03:00 | 289.23 | 285.17
2018-06-24 03:30 | 266.17 | 261.51
2018-06-24 04:00 | 254.73 | 249.63
2018-06-24 04:30 | 254.67 | 249.63
2018-06-24 05:00 | 254.85 | 249.79
2018-06-24 05:30 | 256.11 | 250.93
2018-06-24 06:00 | 256.34 | 251.11
2018-06-24 06:30 | 256.24 | 250.88
2018-06-24 07:00 | 255.67 | 250.36
2018-06-24 07:30 | 258.28 | 252.85
2018-06-24 08:00 | 262.58 | 256.77
2018-06-24 08:30 | 268.45 | 262.7
2018-06-24 09:00 | 268.57 | 262.94
2018-06-24 09:30 | 269.01 | 263.37
2018-06-24 10:00 | 267.18 | 261.84
2018-06-24 10:30 | 262.92 | 257.6
2018-06-24 11:00 | 247.67 | 241.54
2018-06-24 11:30 | 249.08 | 242.71
2018-06-24 12:00 | 250.2 | 243.58
2018-06-24 12:30 | 248.68 | 241.74
2018-06-24 13:00 | 246.42 | 239.7
2018-06-24 13:30 | 243.11 | 236.82
2018-06-24 14:00 | 240.93 | 234.95
2018-06-24 14:30 | 240.36 | 234.26
2018-06-24 15:00 | 237.13 | 231.28
2018-06-24 15:30 | 238.15 | 232.51
2018-06-24 16:00 | 240.18 | 234.39
2018-06-24 16:30 | 240.19 | 234.44
2018-06-24 17:00 | 249.37 | 243.39
2018-06-24 17:30 | 266.17 | 260.54
2018-06-24 18:00 | 271.81 | 267.03
2018-06-24 18:30 | 272.31 | 268
2018-06-24 19:00 | 273.08 | 268.9
2018-06-24 19:30 | 277.04 | 272.53
2018-06-24 20:00 | 279.1 | 274.37
2018-06-24 20:30 | 279.89 | 275.23
2018-06-24 21:00 | 279.55 | 275
2018-06-24 21:30 | 280.35 | 275.84
2018-06-24 22:00 | 281.98 | 277.32
2018-06-24 22:30 | 281.73 | 277
2018-06-24 23:00 | 281.39 | 276.8
2018-06-24 23:30 | 281.67 | 277.15
2018-06-25 | 282.94 | 278.36
2018-06-25 00:30 | 283.19 | 278.59
2018-06-25 01:00 | 282 | 277.3
2018-06-25 01:30 | 283.19 | 278.09
2018-06-25 02:00 | 283.44 | 278.34
2018-06-25 02:30 | 283.84 | 278.57
2018-06-25 03:00 | 282.12 | 277.06
2018-06-25 03:30 | 282.61 | 277.47
2018-06-25 04:00 | 281.81 | 276.77
2018-06-25 04:30 | 285.44 | 280.56
2018-06-25 05:00 | 294.58 | 289.86
2018-06-25 05:30 | 295.5 | 290.74
2018-06-25 06:00 | 294.86 | 290.34
2018-06-25 06:30 | 294.04 | 289.56
2018-06-25 07:00 | 294.03 | 289.1
2018-06-25 07:30 | 293.06 | 289.18
2018-06-25 08:00 | 293.73 | 289.4
2018-06-25 08:30 | 290.52 | 286.59
2018-06-25 09:00 | 288.84 | 285.06
2018-06-25 09:30 | 277.12 | 273.34
2018-06-25 10:00 | 252.61 | 248.47
2018-06-25 10:30 | 250.47 | 246.09
2018-06-25 11:00 | 248.58 | 244.33
2018-06-25 11:30 | 247.64 | 243.5
2018-06-25 12:00 | 245.56 | 241.63
2018-06-25 12:30 | 242.29 | 238.89
2018-06-25 13:00 | 246.88 | 243.08
2018-06-25 13:30 | 249.79 | 245.55
2018-06-25 14:00 | 250.41 | 245.82
2018-06-25 14:30 | 250.57 | 245.72
2018-06-25 15:00 | 251.63 | 246.63
2018-06-25 15:30 | 251.16 | 246.11
2018-06-25 16:00 | 251.86 | 246.44
2018-06-25 16:30 | 252.57 | 246.45
2018-06-25 17:00 | 253.89 | 247.23
2018-06-25 17:30 | 256.1 | 249.07
2018-06-25 18:00 | 255.58 | 248.98
2018-06-25 18:30 | 251.31 | 246.06
2018-06-25 19:00 | 249.19 | 244.89
2018-06-25 19:30 | 254.1 | 249.92
2018-06-25 20:00 | 254.54 | 250.14
2018-06-25 20:30 | 253.88 | 249.64
2018-06-25 21:00 | 257.75 | 253.48
2018-06-25 21:30 | 260.45 | 255.48
2018-06-25 22:00 | 267.02 | 262.71
2018-06-25 22:30 | 272.11 | 266.39
2018-06-25 23:00 | 271.79 | 266.38
2018-06-25 23:30 | 271.79 | 266.63
2018-06-26 | 269.47 | 264.8
2018-06-26 00:30 | 267.77 | 263.37
2018-06-26 01:00 | 272.23 | 266.53
2018-06-26 01:30 | 270.44 | 264.72
2018-06-26 02:00 | 267.34 | 262.04
2018-06-26 02:30 | 266.43 | 261.37
2018-06-26 03:00 | 268.03 | 261.96
2018-06-26 03:30 | 269.4 | 262.84
2018-06-26 04:00 | 270.12 | 263.42
2018-06-26 04:30 | 269.83 | 263.14
2018-06-26 05:00 | 269.58 | 262.89
2018-06-26 05:30 | 270.67 | 263.69
2018-06-26 06:00 | 270.03 | 263.41
2018-06-26 06:30 | 267.17 | 261.66
2018-06-26 07:00 | 267.54 | 262.11
2018-06-26 07:30 | 274.96 | 270.68
2018-06-26 08:00 | 270.52 | 266.05
2018-06-26 08:30 | 279.41 | 275.39
2018-06-26 09:00 | 279.7 | 275.35
2018-06-26 09:30 | 265.75 | 261.42
2018-06-26 10:00 | 267.11 | 262.84
2018-06-26 10:30 | 263.3 | 259.71
2018-06-26 11:00 | 262.09 | 258.67
2018-06-26 11:30 | 264.61 | 260.99
2018-06-26 12:00 | 265.35 | 261.57
2018-06-26 12:30 | 264.31 | 260.54
2018-06-26 13:00 | 265 | 261.74
2018-06-26 13:30 | 266.1 | 262.31
2018-06-26 14:00 | 270.1 | 265.87
2018-06-26 14:30 | 270.4 | 266.32
2018-06-26 15:00 | 277.58 | 274.09
2018-06-26 15:30 | 277.71 | 274.38
2018-06-26 16:00 | 278.73 | 275.31
2018-06-26 16:30 | 281.03 | 277.1
2018-06-26 17:00 | 282.21 | 277.98
2018-06-26 17:30 | 284.31 | 280.56
2018-06-26 18:00 | 290.02 | 286.4
2018-06-26 18:30 | 290.3 | 286.71
2018-06-26 19:00 | 290.91 | 287.42
2018-06-26 19:30 | 290.25 | 287
2018-06-26 20:00 | 287.81 | 284.84
2018-06-26 20:30 | 287.18 | 284.28
2018-06-26 21:00 | 287.31 | 284.43
2018-06-26 21:30 | 287.9 | 284.21
2018-06-26 22:00 | 286.74 | 283.22
2018-06-26 22:30 | 284.74 | 281.18
2018-06-26 23:00 | 282.72 | 279.52
2018-06-26 23:30 | 283.76 | 280.59
2018-06-27 | 284.46 | 281.04
2018-06-27 00:30 | 282.2 | 279
2018-06-27 01:00 | 274.34 | 271.83
2018-06-27 01:30 | 273.83 | 271.43
2018-06-27 02:00 | 274.39 | 272.02
2018-06-27 02:30 | 273.31 | 270.94
2018-06-27 03:00 | 271.81 | 269.36
2018-06-27 03:30 | 269.78 | 267.32
2018-06-27 04:00 | 267.16 | 264.82
2018-06-27 04:30 | 263.5 | 261.03
2018-06-27 05:00 | 261.74 | 259.11
2018-06-27 05:30 | 259.49 | 256.64
2018-06-27 06:00 | 258 | 254.89
2018-06-27 06:30 | 258.46 | 255.52
2018-06-27 07:00 | 257.05 | 254.28
2018-06-27 07:30 | 253.1 | 251.44
2018-06-27 08:00 | 269.2 | 267.39
2018-06-27 08:30 | 268.71 | 267.01
2018-06-27 09:00 | 268.49 | 267.01
2018-06-27 09:30 | 269.09 | 267.38
2018-06-27 10:00 | 267.85 | 266.04
2018-06-27 10:30 | 263.9 | 262.47
2018-06-27 11:00 | 263.33 | 261.88
2018-06-27 11:30 | 263.56 | 262.19
2018-06-27 12:00 | 260.2 | 258.72
2018-06-27 12:30 | 223.86 | 221.28
2018-06-27 13:00 | 228.59 | 225.38
2018-06-27 13:30 | 229.96 | 226.66
2018-06-27 14:00 | 227.45 | 224.35
2018-06-27 14:30 | 238.32 | 235.23
2018-06-27 15:00 | 268.43 | 266.39
2018-06-27 15:30 | 269.05 | 266.77
2018-06-27 16:00 | 269.77 | 267.52
2018-06-27 16:30 | 272.2 | 269.61
2018-06-27 17:00 | 273.9 | 271.39
2018-06-27 17:30 | 275.52 | 273.13
2018-06-27 18:00 | 275.22 | 272.62
2018-06-27 18:30 | 272.98 | 270.56
2018-06-27 19:00 | 272.6 | 270.37
2018-06-27 19:30 | 274.35 | 272.19
2018-06-27 20:00 | 272.17 | 269.91
2018-06-27 20:30 | 242.66 | 239.49
2018-06-27 21:00 | 242.06 | 239.08
2018-06-27 21:30 | 242.61 | 239.57
2018-06-27 22:00 | 239.33 | 236.69
2018-06-27 22:30 | 237.53 | 234.86
2018-06-27 23:00 | 235.08 | 232.4
2018-06-27 23:30 | 234.54 | 232.25
2018-06-28 | 235.54 | 232.68
2018-06-28 00:30 | 235.74 | 232.17
2018-06-28 01:00 | 233.76 | 230.19
2018-06-28 01:30 | 233.1 | 229.66
2018-06-28 02:00 | 235.1 | 231.6
2018-06-28 02:30 | 235.83 | 232.3
2018-06-28 03:00 | 235.39 | 231.89
2018-06-28 03:30 | 236.82 | 233.22
2018-06-28 04:00 | 237.25 | 233.62
2018-06-28 04:30 | 249.77 | 246.41
2018-06-28 05:00 | 263.85 | 260.57
2018-06-28 05:30 | 265.26 | 261.75
2018-06-28 06:00 | 264.97 | 261.84
2018-06-28 06:30 | 265.13 | 262.08
2018-06-28 07:00 | 264.34 | 261.09
2018-06-28 07:30 | 260.73 | 257.9
2018-06-28 08:00 | 270.48 | 268.54
2018-06-28 08:30 | 280.47 | 277.65
2018-06-28 09:00 | 281.77 | 278.07
2018-06-28 09:30 | 280.52 | 276.74
2018-06-28 10:00 | 279.51 | 275.85
2018-06-28 10:30 | 278.54 | 274.88
2018-06-28 11:00 | 277.21 | 273.68
2018-06-28 11:30 | 276.84 | 273.66
2018-06-28 12:00 | 276.41 | 273.01
2018-06-28 12:30 | 276.66 | 272.8
2018-06-28 13:00 | 276.72 | 272.74
2018-06-28 13:30 | 278.78 | 274.44
2018-06-28 14:00 | 281.45 | 276.6
2018-06-28 14:30 | 282.42 | 277.57
2018-06-28 15:00 | 282.45 | 278.09
2018-06-28 15:30 | 288.75 | 283.62
2018-06-28 16:00 | 285.85 | 281.18
2018-06-28 16:30 | 284.6 | 280.15
2018-06-28 17:00 | 284.95 | 280.6
2018-06-28 17:30 | 284.72 | 280.41
2018-06-28 18:00 | 285.26 | 280.63
2018-06-28 18:30 | 285.27 | 280.52
2018-06-28 19:00 | 285.15 | 280.57
2018-06-28 19:30 | 284.82 | 280.42
2018-06-28 20:00 | 285.76 | 281.27
2018-06-28 20:30 | 286.39 | 281.89
2018-06-28 21:00 | 291.13 | 286.26
2018-06-28 21:30 | 290.84 | 286.12
2018-06-28 22:00 | 290.02 | 285.51
2018-06-28 22:30 | 290.18 | 285.26
2018-06-28 23:00 | 291.6 | 286.65
2018-06-28 23:30 | 292.36 | 287.37
2018-06-29 | 292.42 | 287.55
2018-06-29 00:30 | 292.52 | 287.73
2018-06-29 01:00 | 293.49 | 288
2018-06-29 01:30 | 287.88 | 282.18
2018-06-29 02:00 | 276.1 | 269.85
2018-06-29 02:30 | 275.33 | 268.36
2018-06-29 03:00 | 275.77 | 268.84
2018-06-29 03:30 | 273.97 | 267.32
2018-06-29 04:00 | 272.64 | 266.28
2018-06-29 04:30 | 272.5 | 266.1
2018-06-29 05:00 | 271.78 | 265.45
2018-06-29 05:30 | 271.84 | 265.49
2018-06-29 06:00 | 271.67 | 265.55
2018-06-29 06:30 | 271.15 | 265.36
2018-06-29 07:00 | 271.63 | 265.91
2018-06-29 07:30 | 270.29 | 265.13
2018-06-29 08:00 | 269.46 | 264.66
2018-06-29 08:30 | 268.45 | 264.12
2018-06-29 09:00 | 273.14 | 268.9
2018-06-29 09:30 | 286.58 | 282.73
2018-06-29 10:00 | 283.36 | 279.76
2018-06-29 10:30 | 276.06 | 272.51
2018-06-29 11:00 | 260.57 | 256.37
2018-06-29 11:30 | 247.26 | 242.43
2018-06-29 12:00 | 242.25 | 236.95
2018-06-29 12:30 | 243.02 | 237.84
2018-06-29 13:00 | 239.07 | 234.59
2018-06-29 13:30 | 236.63 | 232.51
2018-06-29 14:00 | 239.94 | 233.75
2018-06-29 14:30 | 243.83 | 236.99
2018-06-29 15:00 | 247.03 | 239.54
2018-06-29 15:30 | 247.1 | 239.6
2018-06-29 16:00 | 243.64 | 238.31
2018-06-29 16:30 | 243.3 | 237.7
2018-06-29 17:00 | 243.82 | 238.15
2018-06-29 17:30 | 246.95 | 241.44
2018-06-29 18:00 | 248.08 | 242.54
2018-06-29 18:30 | 248.36 | 242.96
2018-06-29 19:00 | 247.31 | 241.9
2018-06-29 19:30 | 246.69 | 241.55
2018-06-29 20:00 | 247.49 | 242.44
2018-06-29 20:30 | 249.17 | 243.77
2018-06-29 21:00 | 247.72 | 242.63
2018-06-29 21:30 | 248 | 242.51
2018-06-29 22:00 | 248.64 | 242.59
2018-06-29 22:30 | 246.15 | 240.34
2018-06-29 23:00 | 246.46 | 240.69
2018-06-29 23:30 | 248.03 | 242.04
2018-06-30 | 248.71 | 242.88
2018-06-30 00:30 | 248.72 | 243.17
2018-06-30 01:00 | 250.57 | 244.69
2018-06-30 01:30 | 249.96 | 243.23
2018-06-30 02:00 | 250.95 | 243.53
2018-06-30 02:30 | 251.73 | 243.83
2018-06-30 03:00 | 250.66 | 242.95
2018-06-30 03:30 | 250.6 | 242.93
2018-06-30 04:00 | 252.32 | 244.36
2018-06-30 04:30 | 252.38 | 244.39
2018-06-30 05:00 | 252.01 | 244.09
2018-06-30 05:30 | 250.85 | 243.02
2018-06-30 06:00 | 250.87 | 242.96
2018-06-30 06:30 | 246.99 | 241.5
2018-06-30 07:00 | 247.19 | 241.83
2018-06-30 07:30 | 246.67 | 241.79
2018-06-30 08:00 | 246.4 | 241.15
2018-06-30 08:30 | 247.05 | 241.58
2018-06-30 09:00 | 248.66 | 243.22
2018-06-30 09:30 | 248.11 | 243.42
2018-06-30 10:00 | 246.29 | 241.95
2018-06-30 10:30 | 245.24 | 241.18
2018-06-30 11:00 | 246.53 | 242.46
2018-06-30 11:30 | 244.23 | 240.48
2018-06-30 12:00 | 242.45 | 238.96
2018-06-30 12:30 | 241.94 | 238.4
2018-06-30 13:00 | 241.45 | 237.99
2018-06-30 13:30 | 242.72 | 239.11
2018-06-30 14:00 | 242.29 | 238.71
2018-06-30 14:30 | 243.51 | 239.8
2018-06-30 15:00 | 243.41 | 239.67
2018-06-30 15:30 | 243.6 | 239.76
2018-06-30 16:00 | 244.08 | 240.19
2018-06-30 16:30 | 240.76 | 237.2
2018-06-30 17:00 | 237.97 | 234.45
2018-06-30 17:30 | 238.25 | 234.72
2018-06-30 18:00 | 237.6 | 234.62
2018-06-30 18:30 | 237.9 | 234.86
2018-06-30 19:00 | 244.1 | 240.46
2018-06-30 19:30 | 245.91 | 242.51
2018-06-30 20:00 | 249.63 | 246.37
2018-06-30 20:30 | 249.05 | 245.77
2018-06-30 21:00 | 251.36 | 247.66
2018-06-30 21:30 | 251.88 | 248.05
2018-06-30 22:00 | 252.69 | 248.54
2018-06-30 22:30 | 252.17 | 248.01
2018-06-30 23:00 | 252.86 | 248.65
2018-06-30 23:30 | 252.61 | 248.37
2018-07-01 | 251.32 | 247.3
2018-07-01 00:30 | 252 | 247.32
2018-07-01 01:00 | 251.87 | 247
2018-07-01 01:30 | 252.48 | 247.32
2018-07-01 02:00 | 252.28 | 247.3
2018-07-01 02:30 | 253.37 | 248.45
2018-07-01 03:00 | 253.38 | 248.41
2018-07-01 03:30 | 253.58 | 248.62
2018-07-01 04:00 | 254.88 | 249.77
2018-07-01 04:30 | 253.4 | 248.51
2018-07-01 05:00 | 254.4 | 249.53
2018-07-01 05:30 | 254.28 | 249.5
2018-07-01 06:00 | 253.9 | 249.03
2018-07-01 06:30 | 252.54 | 247.85
2018-07-01 07:00 | 251.01 | 246.49
2018-07-01 07:30 | 245.7 | 241.04
2018-07-01 08:00 | 243.7 | 239
2018-07-01 08:30 | 240.32 | 236.92
2018-07-01 09:00 | 240.04 | 236.91
2018-07-01 09:30 | 242.35 | 238.87
2018-07-01 10:00 | 242.19 | 238.8
2018-07-01 10:30 | 242.54 | 239.27
2018-07-01 11:00 | 242.67 | 239.46
2018-07-01 11:30 | 242.13 | 238.62
2018-07-01 12:00 | 244.53 | 239.9
2018-07-01 12:30 | 244.03 | 239.63
2018-07-01 13:00 | 242.95 | 238.77
2018-07-01 13:30 | 244.85 | 240.47
2018-07-01 14:00 | 245.12 | 240.63
2018-07-01 14:30 | 245.41 | 240.95
2018-07-01 15:00 | 243.3 | 239.09
2018-07-01 15:30 | 244.59 | 240.16
2018-07-01 16:00 | 244.07 | 239.49
2018-07-01 16:30 | 243.3 | 238.36
2018-07-01 17:00 | 244.76 | 239.38
2018-07-01 17:30 | 247.15 | 241.06
2018-07-01 18:00 | 247.23 | 241.34
2018-07-01 18:30 | 245.7 | 240.2
2018-07-01 19:00 | 246.16 | 240.74
2018-07-01 19:30 | 246.69 | 240.95
2018-07-01 20:00 | 246.85 | 241.15
2018-07-01 20:30 | 244.63 | 239.27
2018-07-01 21:00 | 243.61 | 238.41
2018-07-01 21:30 | 243.65 | 238.51
2018-07-01 22:00 | 243.66 | 238.31
2018-07-01 22:30 | 243.62 | 237.97
2018-07-01 23:00 | 244.14 | 238.31
2018-07-01 23:30 | 244.06 | 238.37
2018-07-02 | 244.41 | 238.68
2018-07-02 00:30 | 245.46 | 239.08
2018-07-02 01:00 | 247.26 | 240.27
2018-07-02 01:30 | 246.87 | 240
2018-07-02 02:00 | 247.92 | 241.02
2018-07-02 02:30 | 247.61 | 240.84
2018-07-02 03:00 | 247.17 | 240.48
2018-07-02 03:30 | 247.01 | 240.35
2018-07-02 04:00 | 248.01 | 241.23
2018-07-02 04:30 | 246.08 | 239.49
2018-07-02 05:00 | 247.8 | 240.93
2018-07-02 05:30 | 249.21 | 242.05
2018-07-02 06:00 | 248.55 | 241.98
2018-07-02 06:30 | 248.72 | 241.87
2018-07-02 07:00 | 249.19 | 241.71
2018-07-02 07:30 | 248.32 | 241.66
2018-07-02 08:00 | 248.56 | 242.06
2018-07-02 08:30 | 246.95 | 241.88
2018-07-02 09:00 | 247.38 | 242.33
2018-07-02 09:30 | 246.57 | 241.63
2018-07-02 10:00 | 247.46 | 242.31
2018-07-02 10:30 | 245.4 | 240.39
2018-07-02 11:00 | 246.24 | 241.01
2018-07-02 11:30 | 241.68 | 236.99
2018-07-02 12:00 | 243.88 | 238.91
2018-07-02 12:30 | 246.01 | 240.82
2018-07-02 13:00 | 242.75 | 237.94
2018-07-02 13:30 | 243.58 | 238.73
2018-07-02 14:00 | 244.29 | 239.33
2018-07-02 14:30 | 243.63 | 238.62
2018-07-02 15:00 | 242.3 | 237.24
2018-07-02 15:30 | 242.04 | 236.96
2018-07-02 16:00 | 242.44 | 237.19
2018-07-02 16:30 | 242.66 | 237.53
2018-07-02 17:00 | 243.51 | 238.36
2018-07-02 17:30 | 243.83 | 238.6
2018-07-02 18:00 | 243.39 | 238.15
2018-07-02 18:30 | 242.08 | 237.45
2018-07-02 19:00 | 239.51 | 235.19
2018-07-02 19:30 | 239.7 | 235.56
2018-07-02 20:00 | 240.7 | 236.47
2018-07-02 20:30 | 240.04 | 235.95
2018-07-02 21:00 | 240.55 | 236.28
2018-07-02 21:30 | 240.65 | 236.4
2018-07-02 22:00 | 241.4 | 237.14
2018-07-02 22:30 | 241.89 | 237.49
2018-07-02 23:00 | 241.87 | 237.51
2018-07-02 23:30 | 241.61 | 237.4
2018-07-03 | 241.09 | 236.98
2018-07-03 00:30 | 241.2 | 237.03
2018-07-03 01:00 | 242.34 | 237.87
2018-07-03 01:30 | 242.78 | 238.41
2018-07-03 02:00 | 240.95 | 236.8
2018-07-03 02:30 | 238.01 | 234.33
2018-07-03 03:00 | 235.24 | 231.86
2018-07-03 03:30 | 234.52 | 231.18
2018-07-03 04:00 | 235.54 | 232.05
2018-07-03 04:30 | 230.87 | 227.99
2018-07-03 05:00 | 230.26 | 227.43
2018-07-03 05:30 | 229.6 | 226.65
2018-07-03 06:00 | 228.81 | 226.07
2018-07-03 06:30 | 228.99 | 226.18
2018-07-03 07:00 | 227.03 | 224.4
2018-07-03 07:30 | 229.78 | 227.61
2018-07-03 08:00 | 230.04 | 227.84
2018-07-03 08:30 | 227.26 | 225.14
2018-07-03 09:00 | 223.54 | 221.5
2018-07-03 09:30 | 221.26 | 218.89
2018-07-03 10:00 | 220.73 | 217.89
2018-07-03 10:30 | 219.7 | 216.98
2018-07-03 11:00 | 218.63 | 215.98
2018-07-03 11:30 | 217.84 | 215.11
2018-07-03 12:00 | 218.5 | 215.69
2018-07-03 12:30 | 220.83 | 217.73
2018-07-03 13:00 | 220.57 | 217.51
2018-07-03 13:30 | 217.99 | 214.84
2018-07-03 14:00 | 211.33 | 208.93
2018-07-03 14:30 | 210.61 | 208.19
2018-07-03 15:00 | 210.94 | 208.4
2018-07-03 15:30 | 212.83 | 210.04
2018-07-03 16:00 | 220.13 | 216.45
2018-07-03 16:30 | 226.89 | 222.37
2018-07-03 17:00 | 229.46 | 224.52
2018-07-03 17:30 | 230.6 | 225.37
2018-07-03 18:00 | 230.54 | 225.28
2018-07-03 18:30 | 228.94 | 223.84
2018-07-03 19:00 | 229.71 | 224.7
2018-07-03 19:30 | 230.86 | 225.92
2018-07-03 20:00 | 231.09 | 226.21
2018-07-03 20:30 | 231.54 | 226.65
2018-07-03 21:00 | 229.98 | 225.21
2018-07-03 21:30 | 231.71 | 226.69
2018-07-03 22:00 | 231.03 | 226.26
2018-07-03 22:30 | 232.59 | 227.46
2018-07-03 23:00 | 232.66 | 227.42
2018-07-03 23:30 | 232.46 | 227.25
2018-07-04 | 233.07 | 227.77
2018-07-04 00:30 | 233.62 | 228.27
2018-07-04 01:00 | 234.29 | 228.82
2018-07-04 01:30 | 233.71 | 228.26
2018-07-04 02:00 | 234.45 | 229.07
2018-07-04 02:30 | 234.6 | 229.16
2018-07-04 03:00 | 233.27 | 228.02
2018-07-04 03:30 | 236.66 | 231.76
2018-07-04 04:00 | 247.29 | 243.12
2018-07-04 04:30 | 257.25 | 252.8
2018-07-04 05:00 | 256.89 | 252.51
2018-07-04 05:30 | 260.18 | 255.73
2018-07-04 06:00 | 282.72 | 278.86
2018-07-04 06:30 | 267.87 | 263.5
2018-07-04 07:00 | 264.85 | 260.59
2018-07-04 07:30 | 264.1 | 259.88
2018-07-04 08:00 | 265.06 | 260.65
2018-07-04 08:30 | 244.03 | 238.5
2018-07-04 09:00 | 236.84 | 230.98
2018-07-04 09:30 | 236.78 | 231.18
2018-07-04 10:00 | 235.24 | 229.96
2018-07-04 10:30 | 235.18 | 229.84
2018-07-04 11:00 | 233.46 | 228.23
2018-07-04 11:30 | 233.51 | 228.3
2018-07-04 12:00 | 233.68 | 228.61
2018-07-04 12:30 | 234.05 | 228.99
2018-07-04 13:00 | 236.26 | 230.88
2018-07-04 13:30 | 236.43 | 230.97
2018-07-04 14:00 | 234.56 | 229.31
2018-07-04 14:30 | 235.62 | 230.15
2018-07-04 15:00 | 235.69 | 230.23
2018-07-04 15:30 | 235.61 | 230.07
2018-07-04 16:00 | 240.59 | 234.15
2018-07-04 16:30 | 241.93 | 235.8
2018-07-04 17:00 | 242.57 | 236.34
2018-07-04 17:30 | 240.78 | 234.15
2018-07-04 18:00 | 240 | 233.39
2018-07-04 18:30 | 238.68 | 232.34
2018-07-04 19:00 | 238.8 | 232.36
2018-07-04 19:30 | 238.66 | 232.34
2018-07-04 20:00 | 252.36 | 246.57
2018-07-04 20:30 | 256.65 | 251.46
2018-07-04 21:00 | 256.16 | 251.2
2018-07-04 21:30 | 255.05 | 250.01
2018-07-04 22:00 | 253.26 | 248.5
2018-07-04 22:30 | 253.4 | 248.44
2018-07-04 23:00 | 255.56 | 250.44
2018-07-04 23:30 | 255.6 | 250.64
2018-07-05 | 255.12 | 250.26
2018-07-05 00:30 | 255.45 | 250.46
2018-07-05 01:00 | 255.48 | 250.45
2018-07-05 01:30 | 253.54 | 248.22
2018-07-05 02:00 | 248.15 | 243.47
2018-07-05 02:30 | 248.23 | 243.59
2018-07-05 03:00 | 252.41 | 247.14
2018-07-05 03:30 | 252.82 | 247.5
2018-07-05 04:00 | 253.19 | 247.82
2018-07-05 04:30 | 255.44 | 249.79
2018-07-05 05:00 | 255.89 | 250.16
2018-07-05 05:30 | 249.77 | 243.52
2018-07-05 06:00 | 249.43 | 242.7
2018-07-05 06:30 | 255.25 | 248.97
2018-07-05 07:00 | 265.31 | 259.51
2018-07-05 07:30 | 268.92 | 263.24
2018-07-05 08:00 | 274.47 | 269.06
2018-07-05 08:30 | 272.97 | 267.66
2018-07-05 09:00 | 245.16 | 238.69
2018-07-05 09:30 | 244.77 | 238.48
2018-07-05 10:00 | 245.24 | 238.98
2018-07-05 10:30 | 244.87 | 238.68
2018-07-05 11:00 | 244.51 | 238.32
2018-07-05 11:30 | 245.19 | 238.84
2018-07-05 12:00 | 245.72 | 239.12
2018-07-05 12:30 | 246.67 | 239.93
2018-07-05 13:00 | 247.04 | 240.21
2018-07-05 13:30 | 253.36 | 246.62
2018-07-05 14:00 | 257.49 | 251.2
2018-07-05 14:30 | 255.94 | 249.85
2018-07-05 15:00 | 258.01 | 251.67
2018-07-05 15:30 | 259.4 | 252.71
2018-07-05 16:00 | 258.18 | 251.64
2018-07-05 16:30 | 253 | 247.26
2018-07-05 17:00 | 263.07 | 257.63
2018-07-05 17:30 | 272.44 | 267.15
2018-07-05 18:00 | 271.04 | 265.78
2018-07-05 18:30 | 269.87 | 264.71
2018-07-05 19:00 | 270.99 | 265.96
2018-07-05 19:30 | 269.33 | 265.55
2018-07-05 20:00 | 268.56 | 264.82
2018-07-05 20:30 | 241.95 | 236.95
2018-07-05 21:00 | 230.83 | 225.63
2018-07-05 21:30 | 230.08 | 224.98
2018-07-05 22:00 | 229.35 | 224.47
2018-07-05 22:30 | 227.75 | 223.13
2018-07-05 23:00 | 227.55 | 222.99
2018-07-05 23:30 | 228.09 | 223.58
2018-07-06 | 228.07 | 223.52
2018-07-06 00:30 | 229.38 | 224.71
2018-07-06 01:00 | 228.44 | 223.91
2018-07-06 01:30 | 227.87 | 223.35
2018-07-06 02:00 | 241.16 | 237.03
2018-07-06 02:30 | 275.98 | 272.71
2018-07-06 03:00 | 277.25 | 274.16
2018-07-06 03:30 | 276.42 | 273.45
2018-07-06 04:00 | 278.52 | 275.59
2018-07-06 04:30 | 280.66 | 277.48
2018-07-06 05:00 | 281.85 | 278.61
2018-07-06 05:30 | 282.64 | 279.35
2018-07-06 06:00 | 281.81 | 278.52
2018-07-06 06:30 | 280.38 | 277.3
2018-07-06 07:00 | 280.62 | 277.63
2018-07-06 07:30 | 280.13 | 277.11
2018-07-06 08:00 | 278.51 | 275.66
2018-07-06 08:30 | 273.69 | 271.34
2018-07-06 09:00 | 272.25 | 270.01
2018-07-06 09:30 | 251.73 | 249.55
2018-07-06 10:00 | 227.34 | 224.96
2018-07-06 10:30 | 228.25 | 225.8
2018-07-06 11:00 | 230.47 | 227.85
2018-07-06 11:30 | 230.53 | 227.91
2018-07-06 12:00 | 230.46 | 227.88
2018-07-06 12:30 | 231.1 | 228.43
2018-07-06 13:00 | 231.14 | 228.45
2018-07-06 13:30 | 231.72 | 228.94
2018-07-06 14:00 | 240.5 | 236.31
2018-07-06 14:30 | 248.27 | 242.98
2018-07-06 15:00 | 240.81 | 236.62
2018-07-06 15:30 | 248.63 | 243.28
2018-07-06 16:00 | 249.8 | 244.31
2018-07-06 16:30 | 250.94 | 245.28
2018-07-06 17:00 | 252.06 | 246.17
2018-07-06 17:30 | 252.02 | 246.17
2018-07-06 18:00 | 250.14 | 245.28
2018-07-06 18:30 | 249.19 | 244.59
2018-07-06 19:00 | 241.5 | 236.66
2018-07-06 19:30 | 242.85 | 237.83
2018-07-06 20:00 | 241.12 | 236.35
2018-07-06 20:30 | 237.39 | 233.12
2018-07-06 21:00 | 237.52 | 233.33
2018-07-06 21:30 | 237.47 | 233.25
2018-07-06 22:00 | 235.2 | 231.09
2018-07-06 22:30 | 234.67 | 230.78
2018-07-06 23:00 | 235.46 | 231.46
2018-07-06 23:30 | 235.34 | 231.33
2018-07-07 | 235.31 | 231.19
2018-07-07 00:30 | 236 | 231.77
2018-07-07 01:00 | 238.2 | 233.61
2018-07-07 01:30 | 238.56 | 234.06
2018-07-07 02:00 | 238.7 | 234.16
2018-07-07 02:30 | 237.52 | 233.02
2018-07-07 03:00 | 244.46 | 240.27
2018-07-07 03:30 | 246.3 | 242.16
2018-07-07 04:00 | 245.6 | 241.58
2018-07-07 04:30 | 245.22 | 241.21
2018-07-07 05:00 | 246.54 | 242.31
2018-07-07 05:30 | 247.06 | 242.73
2018-07-07 06:00 | 248.07 | 243.54
2018-07-07 06:30 | 248.9 | 244.36
2018-07-07 07:00 | 248.22 | 243.81
2018-07-07 07:30 | 247.59 | 243.1
2018-07-07 08:00 | 247.38 | 242.4
2018-07-07 08:30 | 248.61 | 243.47
2018-07-07 09:00 | 249.42 | 244.15
2018-07-07 09:30 | 248.46 | 243.33
2018-07-07 10:00 | 248.96 | 243.83
2018-07-07 10:30 | 248.97 | 243.99
2018-07-07 11:00 | 246.18 | 241.61
2018-07-07 11:30 | 244.42 | 240.36
2018-07-07 12:00 | 244.46 | 240.43
2018-07-07 12:30 | 243.86 | 239.95
2018-07-07 13:00 | 243.96 | 239.98
2018-07-07 13:30 | 244.72 | 240.64
2018-07-07 14:00 | 243.71 | 239.75
2018-07-07 14:30 | 243.38 | 239.33
2018-07-07 15:00 | 242.53 | 238.59
2018-07-07 15:30 | 245.99 | 241.33
2018-07-07 16:00 | 248.72 | 243.58
2018-07-07 16:30 | 248.66 | 243.34
2018-07-07 17:00 | 247.03 | 241.71
2018-07-07 17:30 | 245.59 | 240.3
2018-07-07 18:00 | 246.82 | 241.36
2018-07-07 18:30 | 269.16 | 265.53
2018-07-07 19:00 | 279.08 | 275.7
2018-07-07 19:30 | 275.43 | 271.32
2018-07-07 20:00 | 263.34 | 259.06
2018-07-07 20:30 | 247.18 | 242.39
2018-07-07 21:00 | 245.89 | 240.98
2018-07-07 21:30 | 246.65 | 241.73
2018-07-07 22:00 | 246.42 | 241.56
2018-07-07 22:30 | 246.41 | 241.51
2018-07-07 23:00 | 246.12 | 241.27
2018-07-07 23:30 | 245.67 | 240.92
2018-07-08 | 245.92 | 241.17
2018-07-08 00:30 | 245.94 | 241.14
2018-07-08 01:00 | 244.96 | 240.29
2018-07-08 01:30 | 245.15 | 240.55
2018-07-08 02:00 | 244.6 | 240.08
2018-07-08 02:30 | 244.52 | 240.02
2018-07-08 03:00 | 245.09 | 240.49
2018-07-08 03:30 | 245.7 | 241.01
2018-07-08 04:00 | 245.09 | 240.49
2018-07-08 04:30 | 244.78 | 240.22
2018-07-08 05:00 | 247.59 | 242.68
2018-07-08 05:30 | 248.01 | 243.06
2018-07-08 06:00 | 246.91 | 242.15
2018-07-08 06:30 | 247.08 | 242.28
2018-07-08 07:00 | 237.33 | 233.96
2018-07-08 07:30 | 235.57 | 232.49
2018-07-08 08:00 | 234.77 | 231.78
2018-07-08 08:30 | 236.33 | 233.22
2018-07-08 09:00 | 236.76 | 233.56
2018-07-08 09:30 | 236.73 | 233.53
2018-07-08 10:00 | 237.37 | 234.09
2018-07-08 10:30 | 236.82 | 233.63
2018-07-08 11:00 | 236.91 | 233.72
2018-07-08 11:30 | 237.03 | 233.84
2018-07-08 12:00 | 237.14 | 233.91
2018-07-08 12:30 | 237.33 | 234.07
2018-07-08 13:00 | 237.83 | 234.5
2018-07-08 13:30 | 243.66 | 239.42
2018-07-08 14:00 | 250.6 | 245.33
2018-07-08 14:30 | 250.4 | 245.16
2018-07-08 15:00 | 245.8 | 241.41
2018-07-08 15:30 | 246.89 | 242.27
2018-07-08 16:00 | 247.14 | 242.43
2018-07-08 16:30 | 247.13 | 242.44
2018-07-08 17:00 | 244.68 | 240.25
2018-07-08 17:30 | 245.98 | 241.24
2018-07-08 18:00 | 254.19 | 249.78
2018-07-08 18:30 | 288.25 | 285.02
2018-07-08 19:00 | 289.14 | 286.12
2018-07-08 19:30 | 288.52 | 285.72
2018-07-08 20:00 | 288.5 | 285.79
2018-07-08 20:30 | 291.28 | 288.24
2018-07-08 21:00 | 292.52 | 289.5
2018-07-08 21:30 | 275.21 | 271.72
2018-07-08 22:00 | 267.48 | 263.86
2018-07-08 22:30 | 267.67 | 264.14
2018-07-08 23:00 | 267.01 | 263.54
2018-07-08 23:30 | 267.84 | 263.62
2018-07-09 | 269.01 | 264.65
2018-07-09 00:30 | 269.02 | 264.7
2018-07-09 01:00 | 265.64 | 261.17
2018-07-09 01:30 | 255.86 | 250.85
2018-07-09 02:00 | 254.98 | 250.1
2018-07-09 02:30 | 254.74 | 249.93
2018-07-09 03:00 | 254.26 | 249.47
2018-07-09 03:30 | 258.97 | 254.28
2018-07-09 04:00 | 257.32 | 252.79
2018-07-09 04:30 | 256.34 | 251.92
2018-07-09 05:00 | 257.08 | 252.54
2018-07-09 05:30 | 257.48 | 252.74
2018-07-09 06:00 | 257.38 | 252.68
2018-07-09 06:30 | 256.61 | 252.01
2018-07-09 07:00 | 255.86 | 251.17
2018-07-09 07:30 | 279.81 | 275.77
2018-07-09 08:00 | 293.98 | 290.38
2018-07-09 08:30 | 293.42 | 289.9
2018-07-09 09:00 | 249.43 | 244.73
2018-07-09 09:30 | 241.73 | 237.23
2018-07-09 10:00 | 240.28 | 235.91
2018-07-09 10:30 | 241.3 | 236.97
2018-07-09 11:00 | 267.69 | 264.83
2018-07-09 11:30 | 266.46 | 263.91
2018-07-09 12:00 | 223.38 | 220.43
2018-07-09 12:30 | 189.34 | 186.17
2018-07-09 13:00 | 188.37 | 185.13
2018-07-09 13:30 | 199.29 | 196.16
2018-07-09 14:00 | 231.63 | 229.55
2018-07-09 14:30 | 230.31 | 228.34
2018-07-09 15:00 | 247.64 | 245.63
2018-07-09 15:30 | 250.24 | 247.96
2018-07-09 16:00 | 248.83 | 246.46
2018-07-09 16:30 | 239.13 | 236.68
2018-07-09 17:00 | 233.28 | 230.89
2018-07-09 17:30 | 232.32 | 230
2018-07-09 18:00 | 231.83 | 229.49
2018-07-09 18:30 | 232.27 | 229.91
2018-07-09 19:00 | 232.18 | 229.78
2018-07-09 19:30 | 231.01 | 228.41
2018-07-09 20:00 | 230.29 | 227.65
2018-07-09 20:30 | 234.09 | 231.58
2018-07-09 21:00 | 230.96 | 228.78
2018-07-09 21:30 | 231.48 | 229.36
2018-07-09 22:00 | 230.24 | 228.29
2018-07-09 22:30 | 230.05 | 228.26
2018-07-09 23:00 | 230.89 | 229.11
2018-07-09 23:30 | 232.02 | 230.05
2018-07-10 | 237.87 | 235.35
2018-07-10 00:30 | 239.36 | 236.69
2018-07-10 01:00 | 239.87 | 236.93
2018-07-10 01:30 | 239.34 | 236.44
2018-07-10 02:00 | 240.34 | 237.47
2018-07-10 02:30 | 239.28 | 236.54
2018-07-10 03:00 | 242.52 | 239.36
2018-07-10 03:30 | 244.27 | 240.93
2018-07-10 04:00 | 245.59 | 242.09
2018-07-10 04:30 | 244.84 | 241.37
2018-07-10 05:00 | 243.93 | 240.55
2018-07-10 05:30 | 277.59 | 275.34
2018-07-10 06:00 | 279.58 | 277.46
2018-07-10 06:30 | 279.91 | 277.81
2018-07-10 07:00 | 278.88 | 276.77
2018-07-10 07:30 | 276.99 | 274.6
2018-07-10 08:00 | 277.24 | 274.6
2018-07-10 08:30 | 277.04 | 274.31
2018-07-10 09:00 | 277.52 | 274.7
2018-07-10 09:30 | 278.12 | 275.69
2018-07-10 10:00 | 277.78 | 275.57
2018-07-10 10:30 | 277.23 | 275.12
2018-07-10 11:00 | 276.5 | 274.37
2018-07-10 11:30 | 275.92 | 273.75
2018-07-10 12:00 | 276.9 | 274.71
2018-07-10 12:30 | 277.21 | 275.01
2018-07-10 13:00 | 276.65 | 274.47
2018-07-10 13:30 | 276.58 | 274.42
2018-07-10 14:00 | 274.72 | 272.63
2018-07-10 14:30 | 273.73 | 271.7
2018-07-10 15:00 | 276.46 | 274.37
2018-07-10 15:30 | 276.79 | 274.71
2018-07-10 16:00 | 273.15 | 271.09
2018-07-10 16:30 | 250.3 | 247.33
2018-07-10 17:00 | 253.3 | 249.87
2018-07-10 17:30 | 253.48 | 249.86
2018-07-10 18:00 | 251.26 | 248.15
2018-07-10 18:30 | 274.47 | 272.09
2018-07-10 19:00 | 285.49 | 283.27
2018-07-10 19:30 | 283.29 | 281.09
2018-07-10 20:00 | 284.62 | 282.37
2018-07-10 20:30 | 286.27 | 283.95
2018-07-10 21:00 | 284.13 | 281.68
2018-07-10 21:30 | 286.72 | 284.21
2018-07-10 22:00 | 285.93 | 283.38
2018-07-10 22:30 | 285.3 | 282.77
2018-07-10 23:00 | 284.9 | 282.58
2018-07-10 23:30 | 284.63 | 282.54
2018-07-11 | 285.29 | 283.17
2018-07-11 00:30 | 286.36 | 284.32
2018-07-11 01:00 | 286.3 | 284.25
2018-07-11 01:30 | 284.69 | 282.67
2018-07-11 02:00 | 283.9 | 281.88
2018-07-11 02:30 | 285.17 | 283.09
2018-07-11 03:00 | 284.91 | 282.85
2018-07-11 03:30 | 263.49 | 261.19
2018-07-11 04:00 | 248.45 | 245.94
2018-07-11 04:30 | 248.74 | 246.16
2018-07-11 05:00 | 247.31 | 244.55
2018-07-11 05:30 | 244.51 | 241.59
2018-07-11 06:00 | 244.12 | 241.17
2018-07-11 06:30 | 239.94 | 237.41
2018-07-11 07:00 | 237.46 | 235.11
2018-07-11 07:30 | 236.64 | 234.28
2018-07-11 08:00 | 233.75 | 231.64
2018-07-11 08:30 | 236.58 | 234.8
2018-07-11 09:00 | 240.6 | 238.97
2018-07-11 09:30 | 239.76 | 238.07
2018-07-11 10:00 | 236.65 | 234.94
2018-07-11 10:30 | 238.75 | 236.95
2018-07-11 11:00 | 234.92 | 233.06
2018-07-11 11:30 | 235.43 | 233.54
2018-07-11 12:00 | 234.91 | 233.04
2018-07-11 12:30 | 236.24 | 234.3
2018-07-11 13:00 | 237.12 | 235.12
2018-07-11 13:30 | 236.62 | 234.66
2018-07-11 14:00 | 235.85 | 233.74
2018-07-11 14:30 | 235.57 | 233.17
2018-07-11 15:00 | 236.42 | 233.91
2018-07-11 15:30 | 239.3 | 236.58
2018-07-11 16:00 | 237.78 | 234.93
2018-07-11 16:30 | 230.43 | 227.2
2018-07-11 17:00 | 230.12 | 226.76
2018-07-11 17:30 | 231.66 | 228.12
2018-07-11 18:00 | 233.52 | 229.75
2018-07-11 18:30 | 236.76 | 232.46
2018-07-11 19:00 | 239.99 | 235.28
2018-07-11 19:30 | 240.74 | 235.94
2018-07-11 20:00 | 239.03 | 235.71
2018-07-11 20:30 | 238.35 | 235.2
2018-07-11 21:00 | 236.74 | 233.87
2018-07-11 21:30 | 236.44 | 233.55
2018-07-11 22:00 | 235.01 | 232.19
2018-07-11 22:30 | 234.13 | 231.38
2018-07-11 23:00 | 233.54 | 230.85
2018-07-11 23:30 | 231.11 | 228.52
2018-07-12 | 244.11 | 241.4
2018-07-12 00:30 | 244.78 | 241.99
2018-07-12 01:00 | 242.08 | 239.31
2018-07-12 01:30 | 235.85 | 233.06
2018-07-12 02:00 | 234.92 | 232.21
2018-07-12 02:30 | 233.95 | 231.28
2018-07-12 03:00 | 260.84 | 258.15
2018-07-12 03:30 | 284.12 | 281.42
2018-07-12 04:00 | 283.96 | 281.29
2018-07-12 04:30 | 282.97 | 280.33
2018-07-12 05:00 | 261.85 | 259.3
2018-07-12 05:30 | 261.48 | 258.96
2018-07-12 06:00 | 264.47 | 261.98
2018-07-12 06:30 | 264.22 | 261.86
2018-07-12 07:00 | 263.6 | 261.25
2018-07-12 07:30 | 274.13 | 271.81
2018-07-12 08:00 | 278.78 | 276.46
2018-07-12 08:30 | 284.8 | 282.06
2018-07-12 09:00 | 284.04 | 280.66
2018-07-12 09:30 | 284.58 | 280.91
2018-07-12 10:00 | 284.29 | 280.46
2018-07-12 10:30 | 268.65 | 264.9
2018-07-12 11:00 | 258.72 | 255
2018-07-12 11:30 | 252.97 | 249.33
2018-07-12 12:00 | 239.07 | 235.48
2018-07-12 12:30 | 241.51 | 237.91
2018-07-12 13:00 | 232.83 | 229.24
2018-07-12 13:30 | 228.02 | 224.48
2018-07-12 14:00 | 227.89 | 224.4
2018-07-12 14:30 | 231.19 | 227.61
2018-07-12 15:00 | 248.14 | 244.65
2018-07-12 15:30 | 258.29 | 254.71
2018-07-12 16:00 | 240.85 | 237.21
2018-07-12 16:30 | 224.62 | 221.38
2018-07-12 17:00 | 225.66 | 222.46
2018-07-12 17:30 | 257.24 | 253.98
2018-07-12 18:00 | 281.87 | 278.75
2018-07-12 18:30 | 281.85 | 278.65
2018-07-12 19:00 | 283.31 | 280.12
2018-07-12 19:30 | 282.87 | 279.51
2018-07-12 20:00 | 285.39 | 281.95
2018-07-12 20:30 | 290.25 | 286.79
2018-07-12 21:00 | 290.43 | 286.88
2018-07-12 21:30 | 261.83 | 258.19
2018-07-12 22:00 | 257.37 | 253.69
2018-07-12 22:30 | 249.81 | 246.16
2018-07-12 23:00 | 244.54 | 241.08
2018-07-12 23:30 | 245.92 | 242.37
2018-07-13 | 245.18 | 241.58
2018-07-13 00:30 | 244.14 | 240.29
2018-07-13 01:00 | 245.36 | 241.78
2018-07-13 01:30 | 245.61 | 242.1
2018-07-13 02:00 | 244.8 | 241.21
2018-07-13 02:30 | 244.51 | 240.89
2018-07-13 03:00 | 244.36 | 240.7
2018-07-13 03:30 | 243.99 | 240.35
2018-07-13 04:00 | 243.72 | 240.04
2018-07-13 04:30 | 244.36 | 240.72
2018-07-13 05:00 | 246 | 242.4
2018-07-13 05:30 | 246.39 | 242.94
2018-07-13 06:00 | 245.33 | 241.96
2018-07-13 06:30 | 244.89 | 241.54
2018-07-13 07:00 | 245.94 | 242.67
2018-07-13 07:30 | 246.32 | 243.14
2018-07-13 08:00 | 246.5 | 243.31
2018-07-13 08:30 | 265.18 | 261.73
2018-07-13 09:00 | 276.05 | 272.47
2018-07-13 09:30 | 276.1 | 272.49
2018-07-13 10:00 | 276.3 | 272.63
2018-07-13 10:30 | 277.17 | 273.39
2018-07-13 11:00 | 278.08 | 274.38
2018-07-13 11:30 | 276.98 | 273.38
2018-07-13 12:00 | 277.35 | 273.9
2018-07-13 12:30 | 276.02 | 272.59
2018-07-13 13:00 | 278.36 | 274.91
2018-07-13 13:30 | 268.53 | 265.03
2018-07-13 14:00 | 249.56 | 246.07
2018-07-13 14:30 | 248.57 | 245.11
2018-07-13 15:00 | 247.21 | 243.8
2018-07-13 15:30 | 246.72 | 243.31
2018-07-13 16:00 | 248.81 | 245.52
2018-07-13 16:30 | 249.67 | 246.56
2018-07-13 17:00 | 249.55 | 246.39
2018-07-13 17:30 | 248.91 | 245.72
2018-07-13 18:00 | 249.9 | 246.72
2018-07-13 18:30 | 252.54 | 249.59
2018-07-13 19:00 | 249.12 | 246.08
2018-07-13 19:30 | 249.01 | 245.93
2018-07-13 20:00 | 239.88 | 236.95
2018-07-13 20:30 | 237.48 | 234.59
2018-07-13 21:00 | 241.16 | 238.2
2018-07-13 21:30 | 242 | 238.94
2018-07-13 22:00 | 243.37 | 240.22
2018-07-13 22:30 | 242.07 | 238.97
2018-07-13 23:00 | 241.71 | 238.66
2018-07-13 23:30 | 241.41 | 238.31
2018-07-14 | 247.02 | 243.94
2018-07-14 00:30 | 247.59 | 244.55
2018-07-14 01:00 | 249.32 | 246.22
2018-07-14 01:30 | 254.26 | 250.99
2018-07-14 02:00 | 255.06 | 251.67
2018-07-14 02:30 | 255.54 | 252.21
2018-07-14 03:00 | 254.58 | 251.22
2018-07-14 03:30 | 254.47 | 251.09
2018-07-14 04:00 | 250.67 | 247.42
2018-07-14 04:30 | 253.43 | 250.09
2018-07-14 05:00 | 253.96 | 250.66
2018-07-14 05:30 | 260.32 | 257.07
2018-07-14 06:00 | 268.98 | 265.77
2018-07-14 06:30 | 271.24 | 268.12
2018-07-14 07:00 | 271.47 | 268.24
2018-07-14 07:30 | 274.72 | 271.51
2018-07-14 08:00 | 276.09 | 272.6
2018-07-14 08:30 | 271.98 | 268.33
2018-07-14 09:00 | 253.7 | 249.84
2018-07-14 09:30 | 241.43 | 237.32
2018-07-14 10:00 | 240.44 | 236.33
2018-07-14 10:30 | 241.3 | 237.06
2018-07-14 11:00 | 241.5 | 237.23
2018-07-14 11:30 | 240.45 | 236.23
2018-07-14 12:00 | 240.03 | 235.86
2018-07-14 12:30 | 241.22 | 237.01
2018-07-14 13:00 | 241.67 | 237.55
2018-07-14 13:30 | 242.04 | 237.89
2018-07-14 14:00 | 242.56 | 238.7
2018-07-14 14:30 | 241.56 | 237.73
2018-07-14 15:00 | 239.83 | 236.02
2018-07-14 15:30 | 238.23 | 234.47
2018-07-14 16:00 | 237.88 | 234.17
2018-07-14 16:30 | 235.99 | 232.35
2018-07-14 17:00 | 237.55 | 234.14
2018-07-14 17:30 | 239.08 | 235.81
2018-07-14 18:00 | 240.21 | 236.91
2018-07-14 18:30 | 236.67 | 233.34
2018-07-14 19:00 | 228.31 | 225.08
2018-07-14 19:30 | 237.91 | 234.55
2018-07-14 20:00 | 262.06 | 258.71
2018-07-14 20:30 | 264.59 | 261.15
2018-07-14 21:00 | 243.56 | 240.14
2018-07-14 21:30 | 245.14 | 241.7
2018-07-14 22:00 | 241.33 | 238.38
2018-07-14 22:30 | 234.07 | 231.86
2018-07-14 23:00 | 228.88 | 226.91
2018-07-14 23:30 | 224.99 | 222.9
2018-07-15 | 225.45 | 223.37
2018-07-15 00:30 | 224.37 | 222.38
2018-07-15 01:00 | 224.5 | 222.49
2018-07-15 01:30 | 230.04 | 227.65
2018-07-15 02:00 | 227.61 | 225.44
2018-07-15 02:30 | 227.84 | 225.69
2018-07-15 03:00 | 229.3 | 227.08
2018-07-15 03:30 | 228.48 | 226.29
2018-07-15 04:00 | 229.9 | 227.64
2018-07-15 04:30 | 230.91 | 228.62
2018-07-15 05:00 | 246.24 | 244.01
2018-07-15 05:30 | 258.7 | 256.48
2018-07-15 06:00 | 261.07 | 258.88
2018-07-15 06:30 | 260.43 | 258.31
2018-07-15 07:00 | 261.32 | 259.16
2018-07-15 07:30 | 261.54 | 259.36
2018-07-15 08:00 | 260.4 | 258.2
2018-07-15 08:30 | 243.15 | 240.8
2018-07-15 09:00 | 237.54 | 235.34
2018-07-15 09:30 | 238.85 | 236.67
2018-07-15 10:00 | 232.91 | 230.6
2018-07-15 10:30 | 231.96 | 229.66
2018-07-15 11:00 | 232.4 | 230.07
2018-07-15 11:30 | 233.11 | 230.74
2018-07-15 12:00 | 233.59 | 231.17
2018-07-15 12:30 | 232.73 | 230.31
2018-07-15 13:00 | 233.26 | 230.82
2018-07-15 13:30 | 231.54 | 229.21
2018-07-15 14:00 | 230.65 | 228.34
2018-07-15 14:30 | 231 | 228.68
2018-07-15 15:00 | 232.6 | 230.13
2018-07-15 15:30 | 233.79 | 231.28
2018-07-15 16:00 | 233.31 | 230.85
2018-07-15 16:30 | 226.7 | 224.57
2018-07-15 17:00 | 221.64 | 219.53
2018-07-15 17:30 | 229.22 | 226.97
2018-07-15 18:00 | 221.84 | 219.52
2018-07-15 18:30 | 219.79 | 217.31
2018-07-15 19:00 | 220.46 | 217.92
2018-07-15 19:30 | 218.41 | 215.85
2018-07-15 20:00 | 217.84 | 215.24
2018-07-15 20:30 | 219.79 | 217.17
2018-07-15 21:00 | 219.35 | 216.66
2018-07-15 21:30 | 218.97 | 216.25
2018-07-15 22:00 | 218.56 | 215.81
2018-07-15 22:30 | 218.55 | 215.67
2018-07-15 23:00 | 219.29 | 216.19
2018-07-15 23:30 | 219.09 | 216.06
2018-07-16 | 218.24 | 215.15
2018-07-16 00:30 | 217.36 | 215.03
2018-07-16 01:00 | 216.32 | 214.11
2018-07-16 01:30 | 214.38 | 212.3
2018-07-16 02:00 | 216.04 | 213.86
2018-07-16 02:30 | 220.52 | 218.36
2018-07-16 03:00 | 221.18 | 219.04
2018-07-16 03:30 | 221.4 | 219.25
2018-07-16 04:00 | 221.41 | 219.21
2018-07-16 04:30 | 221.88 | 219.66
2018-07-16 05:00 | 220.39 | 218.22
2018-07-16 05:30 | 220.06 | 218.01
2018-07-16 06:00 | 220.34 | 218.34
2018-07-16 06:30 | 220.34 | 218.38
2018-07-16 07:00 | 254.55 | 252.86
2018-07-16 07:30 | 277.1 | 275.7
2018-07-16 08:00 | 277.3 | 275.81
2018-07-16 08:30 | 278.22 | 276.65
2018-07-16 09:00 | 270.31 | 268.65
2018-07-16 09:30 | 271.09 | 269.2
2018-07-16 10:00 | 271.13 | 269.09
2018-07-16 10:30 | 271.11 | 269.06
2018-07-16 11:00 | 234.03 | 232
2018-07-16 11:30 | 233.12 | 231.03
2018-07-16 12:00 | 231.63 | 229.64
2018-07-16 12:30 | 228.84 | 227.05
2018-07-16 13:00 | 228.19 | 226.4
2018-07-16 13:30 | 228.7 | 226.9
2018-07-16 14:00 | 229.61 | 227.78
2018-07-16 14:30 | 229.3 | 227.47
2018-07-16 15:00 | 229.23 | 227.36
2018-07-16 15:30 | 231.74 | 229.64
2018-07-16 16:00 | 234.19 | 231.75
2018-07-16 16:30 | 234.97 | 232.37
2018-07-16 17:00 | 235.9 | 233.07
2018-07-16 17:30 | 229.19 | 226.27
2018-07-16 18:00 | 225.95 | 223.18
2018-07-16 18:30 | 226.07 | 223.43
2018-07-16 19:00 | 225.5 | 222.97
2018-07-16 19:30 | 224.47 | 222.07
2018-07-16 20:00 | 223.13 | 220.96
2018-07-16 20:30 | 222.03 | 220.03
2018-07-16 21:00 | 222.59 | 220.54
2018-07-16 21:30 | 223.19 | 221.09
2018-07-16 22:00 | 224.28 | 222.13
2018-07-16 22:30 | 223.12 | 221.16
2018-07-16 23:00 | 222.73 | 220.8
2018-07-16 23:30 | 222.94 | 220.76
2018-07-17 | 223.05 | 220.77
2018-07-17 00:30 | 222.57 | 220.36
2018-07-17 01:00 | 221.7 | 219.54
2018-07-17 01:30 | 222.52 | 220.33
2018-07-17 02:00 | 223.06 | 220.79
2018-07-17 02:30 | 224.97 | 222.56
2018-07-17 03:00 | 225.22 | 222.77
2018-07-17 03:30 | 223.08 | 220.87
2018-07-17 04:00 | 224.73 | 222.34
2018-07-17 04:30 | 222.22 | 220.04
2018-07-17 05:00 | 223.19 | 220.95
2018-07-17 05:30 | 224.95 | 222.47
2018-07-17 06:00 | 226.04 | 223.36
2018-07-17 06:30 | 220.52 | 218.49
2018-07-17 07:00 | 220.42 | 218.55
2018-07-17 07:30 | 221.56 | 219.51
2018-07-17 08:00 | 220.17 | 218.21
2018-07-17 08:30 | 220.2 | 218.33
2018-07-17 09:00 | 253.23 | 251.58
2018-07-17 09:30 | 259.74 | 257.95
2018-07-17 10:00 | 233.43 | 231.58
2018-07-17 10:30 | 231.35 | 229.61
2018-07-17 11:00 | 233.05 | 231.25
2018-07-17 11:30 | 234.88 | 232.95
2018-07-17 12:00 | 236.26 | 234.24
2018-07-17 12:30 | 236.75 | 234.64
2018-07-17 13:00 | 234.76 | 232.78
2018-07-17 13:30 | 230.68 | 228.89
2018-07-17 14:00 | 231.61 | 229.84
2018-07-17 14:30 | 232.4 | 230.62
2018-07-17 15:00 | 232.5 | 230.75
2018-07-17 15:30 | 232.47 | 230.72
2018-07-17 16:00 | 252.33 | 250.52
2018-07-17 16:30 | 272.74 | 271.06
2018-07-17 17:00 | 272.87 | 271.28
2018-07-17 17:30 | 271.56 | 270.07
2018-07-17 18:00 | 271 | 269.53
2018-07-17 18:30 | 271.67 | 270.04
2018-07-17 19:00 | 273.73 | 271.8
2018-07-17 19:30 | 273.06 | 270.97
2018-07-17 20:00 | 272.65 | 270.51
2018-07-17 20:30 | 265.47 | 263.27
2018-07-17 21:00 | 244.54 | 242.29
2018-07-17 21:30 | 234.67 | 232.49
2018-07-17 22:00 | 235.38 | 233.11
2018-07-17 22:30 | 234 | 231.71
2018-07-17 23:00 | 233.97 | 231.5
2018-07-17 23:30 | 233.84 | 231.44
2018-07-18 | 232.09 | 229.74
2018-07-18 00:30 | 231.8 | 229.22
2018-07-18 01:00 | 232.15 | 229.58
2018-07-18 01:30 | 233.27 | 230.58
2018-07-18 02:00 | 235.92 | 233.16
2018-07-18 02:30 | 236.11 | 233.39
2018-07-18 03:00 | 236.27 | 233.54
2018-07-18 03:30 | 236.35 | 233.63
2018-07-18 04:00 | 236.24 | 233.52
2018-07-18 04:30 | 236.61 | 233.96
2018-07-18 05:00 | 235.19 | 232.63
2018-07-18 05:30 | 233.44 | 230.94
2018-07-18 06:00 | 231.97 | 229.49
2018-07-18 06:30 | 228.93 | 226.38
2018-07-18 07:00 | 229.12 | 226.69
2018-07-18 07:30 | 229.86 | 227.31
2018-07-18 08:00 | 237.83 | 235.02
2018-07-18 08:30 | 239.83 | 236.92
2018-07-18 09:00 | 239.42 | 236.41
2018-07-18 09:30 | 238.6 | 235.48
2018-07-18 10:00 | 235.5 | 232.28
2018-07-18 10:30 | 237.06 | 233.67
2018-07-18 11:00 | 240.61 | 237.11
2018-07-18 11:30 | 239.75 | 236.46
2018-07-18 12:00 | 234.76 | 231.55
2018-07-18 12:30 | 228.8 | 225.8
2018-07-18 13:00 | 227.51 | 224.58
2018-07-18 13:30 | 226.33 | 223.38
2018-07-18 14:00 | 225.63 | 222.71
2018-07-18 14:30 | 224.38 | 221.4
2018-07-18 15:00 | 228.87 | 225.88
2018-07-18 15:30 | 230.54 | 227.54
2018-07-18 16:00 | 232.09 | 229.17
2018-07-18 16:30 | 232.63 | 229.74
2018-07-18 17:00 | 231.55 | 228.78
2018-07-18 17:30 | 229.45 | 226.73
2018-07-18 18:00 | 235.89 | 233.06
2018-07-18 18:30 | 239.88 | 236.95
2018-07-18 19:00 | 275.96 | 273.06
2018-07-18 19:30 | 272.27 | 269.45
2018-07-18 20:00 | 272.91 | 270.11
2018-07-18 20:30 | 273.86 | 270.96
2018-07-18 21:00 | 259.99 | 257.08
2018-07-18 21:30 | 228.05 | 225.08
2018-07-18 22:00 | 230.84 | 227.76
2018-07-18 22:30 | 226.66 | 223.78
2018-07-18 23:00 | 227.23 | 224.21
2018-07-18 23:30 | 227.14 | 224.18
2018-07-19 | 227.82 | 224.84
2018-07-19 00:30 | 227.69 | 224.65
2018-07-19 01:00 | 227.11 | 224.04
2018-07-19 01:30 | 226.95 | 223.92
2018-07-19 02:00 | 228.84 | 225.71
2018-07-19 02:30 | 229.97 | 226.91
2018-07-19 03:00 | 227.7 | 224.71
2018-07-19 03:30 | 227.95 | 225
2018-07-19 04:00 | 244.72 | 241.86
2018-07-19 04:30 | 275.63 | 272.81
2018-07-19 05:00 | 274.77 | 271.92
2018-07-19 05:30 | 274.1 | 271.35
2018-07-19 06:00 | 272.82 | 270.01
2018-07-19 06:30 | 271.69 | 268.97
2018-07-19 07:00 | 271.11 | 268.44
2018-07-19 07:30 | 270.63 | 268.05
2018-07-19 08:00 | 270.83 | 268.14
2018-07-19 08:30 | 270.65 | 267.87
2018-07-19 09:00 | 269.67 | 266.74
2018-07-19 09:30 | 266.56 | 263.58
2018-07-19 10:00 | 264.51 | 261.53
2018-07-19 10:30 | 262.35 | 259.31
2018-07-19 11:00 | 261.61 | 258.75
2018-07-19 11:30 | 261.18 | 258.36
2018-07-19 12:00 | 261.43 | 258.62
2018-07-19 12:30 | 261.54 | 258.68
2018-07-19 13:00 | 261.89 | 259.03
2018-07-19 13:30 | 262.22 | 259.29
2018-07-19 14:00 | 261.91 | 259
2018-07-19 14:30 | 261.16 | 258.44
2018-07-19 15:00 | 260.19 | 257.5
2018-07-19 15:30 | 260.04 | 257.48
2018-07-19 16:00 | 260.57 | 258.13
2018-07-19 16:30 | 261.13 | 258.96
2018-07-19 17:00 | 265.44 | 262.95
2018-07-19 17:30 | 267.41 | 264.71
2018-07-19 18:00 | 264.39 | 261.7
2018-07-19 18:30 | 262.44 | 259.82
2018-07-19 19:00 | 264.61 | 262
2018-07-19 19:30 | 270.75 | 268.05
2018-07-19 20:00 | 273.57 | 270.78
2018-07-19 20:30 | 274.47 | 271.58
2018-07-19 21:00 | 276.29 | 273.3
2018-07-19 21:30 | 277.56 | 274.6
2018-07-19 22:00 | 278.54 | 275.46
2018-07-19 22:30 | 279.87 | 276.71
2018-07-19 23:00 | 281.71 | 278.52
2018-07-19 23:30 | 281.57 | 278.42
2018-07-20 | 280.64 | 277.49
2018-07-20 00:30 | 281.2 | 277.86
2018-07-20 01:00 | 280.83 | 277.48
2018-07-20 01:30 | 280.71 | 277.36
2018-07-20 02:00 | 280.58 | 277.47
2018-07-20 02:30 | 281.17 | 278.11
2018-07-20 03:00 | 281.98 | 278.97
2018-07-20 03:30 | 282.26 | 279.3
2018-07-20 04:00 | 259.78 | 256.92
2018-07-20 04:30 | 235.48 | 232.57
2018-07-20 05:00 | 235.84 | 232.91
2018-07-20 05:30 | 235.89 | 232.99
2018-07-20 06:00 | 235.43 | 232.61
2018-07-20 06:30 | 236.12 | 233.34
2018-07-20 07:00 | 234.39 | 231.67
2018-07-20 07:30 | 232.56 | 229.86
2018-07-20 08:00 | 231.36 | 228.61
2018-07-20 08:30 | 230.92 | 228.13
2018-07-20 09:00 | 231.24 | 228.3
2018-07-20 09:30 | 227.15 | 224.1
2018-07-20 10:00 | 223.8 | 220.68
2018-07-20 10:30 | 224.82 | 221.47
2018-07-20 11:00 | 223.92 | 220.48
2018-07-20 11:30 | 223.66 | 220.18
2018-07-20 12:00 | 224.01 | 220.66
2018-07-20 12:30 | 224.58 | 221.24
2018-07-20 13:00 | 225.37 | 222.11
2018-07-20 13:30 | 230.93 | 227.61
2018-07-20 14:00 | 235.09 | 231.82
2018-07-20 14:30 | 236.03 | 232.8
2018-07-20 15:00 | 231.78 | 228.55
2018-07-20 15:30 | 234.17 | 230.97
2018-07-20 16:00 | 234.48 | 231.38
2018-07-20 16:30 | 234.71 | 231.53
2018-07-20 17:00 | 236.34 | 232.89
2018-07-20 17:30 | 240.74 | 237.07
2018-07-20 18:00 | 243.11 | 239.07
2018-07-20 18:30 | 242.77 | 238.59
2018-07-20 19:00 | 243.64 | 239.51
2018-07-20 19:30 | 244 | 239.76
2018-07-20 20:00 | 243.47 | 239.35
2018-07-20 20:30 | 243.34 | 239.22
2018-07-20 21:00 | 237.27 | 233.41
2018-07-20 21:30 | 235.75 | 232.01
2018-07-20 22:00 | 236.31 | 232.45
2018-07-20 22:30 | 235.51 | 231.73
2018-07-20 23:00 | 235.2 | 231.46
2018-07-20 23:30 | 233.35 | 229.72
2018-07-21 | 256.04 | 252.13
2018-07-21 00:30 | 268.54 | 264.74
2018-07-21 01:00 | 270.47 | 266.86
2018-07-21 01:30 | 278.19 | 274.61
2018-07-21 02:00 | 278.29 | 274.75
2018-07-21 02:30 | 277.79 | 274.26
2018-07-21 03:00 | 278.43 | 274.94
2018-07-21 03:30 | 278.35 | 274.85
2018-07-21 04:00 | 277.21 | 273.72
2018-07-21 04:30 | 280.64 | 277.15
2018-07-21 05:00 | 281.56 | 278.18
2018-07-21 05:30 | 282.79 | 279.48
2018-07-21 06:00 | 286.34 | 283.08
2018-07-21 06:30 | 280.29 | 276.91
2018-07-21 07:00 | 271.6 | 268.23
2018-07-21 07:30 | 249.93 | 246.65
2018-07-21 08:00 | 222.37 | 219.08
2018-07-21 08:30 | 224.66 | 221.35
2018-07-21 09:00 | 231.27 | 227.96
2018-07-21 09:30 | 235.35 | 231.8
2018-07-21 10:00 | 243.89 | 240.15
2018-07-21 10:30 | 246.49 | 242.59
2018-07-21 11:00 | 247.67 | 243.56
2018-07-21 11:30 | 251.6 | 247.64
2018-07-21 12:00 | 250.87 | 247.32
2018-07-21 12:30 | 251.95 | 248.33
2018-07-21 13:00 | 250.16 | 246.74
2018-07-21 13:30 | 240.93 | 237.87
2018-07-21 14:00 | 240.34 | 237.26
2018-07-21 14:30 | 239.09 | 236.15
2018-07-21 15:00 | 238.49 | 235.63
2018-07-21 15:30 | 235.73 | 232.9
2018-07-21 16:00 | 234.6 | 231.92
2018-07-21 16:30 | 234.17 | 231.94
2018-07-21 17:00 | 234.42 | 232.36
2018-07-21 17:30 | 236.17 | 233.4
2018-07-21 18:00 | 240.4 | 237.58
2018-07-21 18:30 | 259.23 | 255.93
2018-07-21 19:00 | 259.7 | 256.07
2018-07-21 19:30 | 258.95 | 255.26
2018-07-21 20:00 | 259 | 255.5
2018-07-21 20:30 | 259.11 | 255.75
2018-07-21 21:00 | 259.37 | 255.98
2018-07-21 21:30 | 259.15 | 255.72
2018-07-21 22:00 | 253.26 | 249.79
2018-07-21 22:30 | 232.27 | 228.73
2018-07-21 23:00 | 231.64 | 227.8
2018-07-21 23:30 | 230.47 | 226.91
2018-07-22 | 230.04 | 226.71
2018-07-22 00:30 | 231.05 | 227.89
2018-07-22 01:00 | 229.88 | 227.21
2018-07-22 01:30 | 233.41 | 231.01
2018-07-22 02:00 | 233.15 | 231.06
2018-07-22 02:30 | 233.48 | 231.46
2018-07-22 03:00 | 236.41 | 234.41
2018-07-22 03:30 | 237.24 | 235.2
2018-07-22 04:00 | 246.56 | 244.53
2018-07-22 04:30 | 252.05 | 250
2018-07-22 05:00 | 251.49 | 249.44
2018-07-22 05:30 | 251.93 | 249.67
2018-07-22 06:00 | 252.75 | 250.3
2018-07-22 06:30 | 253.68 | 250.98
2018-07-22 07:00 | 253.43 | 250.87
2018-07-22 07:30 | 249.93 | 247.59
2018-07-22 08:00 | 246.68 | 244.52
2018-07-22 08:30 | 249.66 | 247.27
2018-07-22 09:00 | 249.27 | 246.33
2018-07-22 09:30 | 235.53 | 232.4
2018-07-22 10:00 | 234.78 | 231.58
2018-07-22 10:30 | 235.91 | 232.45
2018-07-22 11:00 | 236.21 | 232.85
2018-07-22 11:30 | 235.95 | 232.62
2018-07-22 12:00 | 232.63 | 229.3
2018-07-22 12:30 | 231.37 | 228.1
2018-07-22 13:00 | 231.71 | 228.41
2018-07-22 13:30 | 231.68 | 228.35
2018-07-22 14:00 | 232.59 | 229.23
2018-07-22 14:30 | 232.87 | 229.58
2018-07-22 15:00 | 233.65 | 230.38
2018-07-22 15:30 | 233.93 | 230.81
2018-07-22 16:00 | 233.65 | 230.44
2018-07-22 16:30 | 235.94 | 232.2
2018-07-22 17:00 | 237.82 | 234.64
2018-07-22 17:30 | 238.95 | 235.98
2018-07-22 18:00 | 247.2 | 244.37
2018-07-22 18:30 | 245.48 | 242.77
2018-07-22 19:00 | 246.88 | 244.11
2018-07-22 19:30 | 250.02 | 247.16
2018-07-22 20:00 | 249.5 | 246.71
2018-07-22 20:30 | 249.35 | 246.55
2018-07-22 21:00 | 249.11 | 246.23
2018-07-22 21:30 | 249.63 | 246.69
2018-07-22 22:00 | 242.86 | 239.68
2018-07-22 22:30 | 231.31 | 228.04
2018-07-22 23:00 | 229.46 | 226.23
2018-07-22 23:30 | 227.14 | 224.51
2018-07-23 | 229.83 | 226.86
2018-07-23 00:30 | 230.89 | 227.53
2018-07-23 01:00 | 230.34 | 227.14
2018-07-23 01:30 | 229.07 | 226.55
2018-07-23 02:00 | 228.45 | 226.34
2018-07-23 02:30 | 232.06 | 229.93
2018-07-23 03:00 | 231.41 | 229.32
2018-07-23 03:30 | 230.91 | 228.81
2018-07-23 04:00 | 230.95 | 228.84
2018-07-23 04:30 | 231.12 | 229.02
2018-07-23 05:00 | 238.58 | 236.51
2018-07-23 05:30 | 244.92 | 242.81
2018-07-23 06:00 | 247.53 | 244.97
2018-07-23 06:30 | 247.04 | 244.23
2018-07-23 07:00 | 246.99 | 244.52
2018-07-23 07:30 | 247.5 | 245.12
2018-07-23 08:00 | 247.57 | 244.96
2018-07-23 08:30 | 268.4 | 265.56
2018-07-23 09:00 | 257.21 | 254.29
2018-07-23 09:30 | 262.75 | 259.56
2018-07-23 10:00 | 280.6 | 277.76
2018-07-23 10:30 | 279.4 | 276.54
2018-07-23 11:00 | 279.1 | 276.25
2018-07-23 11:30 | 279.7 | 276.71
2018-07-23 12:00 | 277.39 | 274.54
2018-07-23 12:30 | 258.5 | 256.3
2018-07-23 13:00 | 240.41 | 237.76
2018-07-23 13:30 | 234.47 | 231.38
2018-07-23 14:00 | 233.27 | 230.16
2018-07-23 14:30 | 231.62 | 228.73
2018-07-23 15:00 | 231.66 | 228.85
2018-07-23 15:30 | 233.35 | 229.91
2018-07-23 16:00 | 232.8 | 229.42
2018-07-23 16:30 | 231.97 | 228.92
2018-07-23 17:00 | 232.13 | 229.48
2018-07-23 17:30 | 233.68 | 231.12
2018-07-23 18:00 | 259.39 | 256.84
2018-07-23 18:30 | 261.21 | 258.64
2018-07-23 19:00 | 263.59 | 261.03
2018-07-23 19:30 | 262.87 | 260.27
2018-07-23 20:00 | 262.2 | 259.64
2018-07-23 20:30 | 262.08 | 259.49
2018-07-23 21:00 | 262.8 | 260.47
2018-07-23 21:30 | 253.64 | 251.29
2018-07-23 22:00 | 246.72 | 244.24
2018-07-23 22:30 | 242.02 | 238.73
2018-07-23 23:00 | 241.71 | 238.44
2018-07-23 23:30 | 240.93 | 237.84
2018-07-24 | 240.48 | 237.57
2018-07-24 00:30 | 238.11 | 235.05
2018-07-24 01:00 | 236.89 | 234.29
2018-07-24 01:30 | 236.4 | 233.77
2018-07-24 02:00 | 233.5 | 231.06
2018-07-24 02:30 | 234.57 | 232.13
2018-07-24 03:00 | 233.27 | 230.91
2018-07-24 03:30 | 233.01 | 230.64
2018-07-24 04:00 | 233.77 | 231.34
2018-07-24 04:30 | 234.78 | 232.31
2018-07-24 05:00 | 235.68 | 233.16
2018-07-24 05:30 | 235.05 | 232.46
2018-07-24 06:00 | 235.53 | 232.67
2018-07-24 06:30 | 236.14 | 233.02
2018-07-24 07:00 | 235.22 | 232.79
2018-07-24 07:30 | 235.72 | 233.48
2018-07-24 08:00 | 236.23 | 233.89
2018-07-24 08:30 | 234.11 | 232.14
2018-07-24 09:00 | 227 | 224.84
2018-07-24 09:30 | 226.62 | 224.3
2018-07-24 10:00 | 228.25 | 225.42
2018-07-24 10:30 | 228.49 | 225.59
2018-07-24 11:00 | 229.15 | 226.34
2018-07-24 11:30 | 227.45 | 224.91
2018-07-24 12:00 | 231.13 | 228.63
2018-07-24 12:30 | 236.19 | 233.9
2018-07-24 13:00 | 236.57 | 234.21
2018-07-24 13:30 | 236.68 | 234.15
2018-07-24 14:00 | 236.94 | 234.35
2018-07-24 14:30 | 239.6 | 236.53
2018-07-24 15:00 | 248.27 | 245.4
2018-07-24 15:30 | 265.28 | 262.79
2018-07-24 16:00 | 265.23 | 262.88
2018-07-24 16:30 | 266.87 | 264.44
2018-07-24 17:00 | 266.46 | 264.05
2018-07-24 17:30 | 266.66 | 264.05
2018-07-24 18:00 | 260.53 | 258.27
2018-07-24 18:30 | 260.77 | 258.49
2018-07-24 19:00 | 260.41 | 258.11
2018-07-24 19:30 | 260.7 | 258.38
2018-07-24 20:00 | 265.5 | 262.93
2018-07-24 20:30 | 261.95 | 259.31
2018-07-24 21:00 | 262.27 | 259.66
2018-07-24 21:30 | 254.2 | 251.55
2018-07-24 22:00 | 250.31 | 247.5
2018-07-24 22:30 | 245.72 | 243
2018-07-24 23:00 | 246.6 | 244.1
2018-07-24 23:30 | 250.61 | 248.22
2018-07-25 | 251.58 | 249.13
2018-07-25 00:30 | 252.98 | 250.31
2018-07-25 01:00 | 251.9 | 249
2018-07-25 01:30 | 251.89 | 248.7
2018-07-25 02:00 | 252.31 | 249
2018-07-25 02:30 | 251.41 | 248.14
2018-07-25 03:00 | 251.3 | 247.93
2018-07-25 03:30 | 251.71 | 248.28
2018-07-25 04:00 | 244.16 | 240.79
2018-07-25 04:30 | 239.88 | 236.46
2018-07-25 05:00 | 239.46 | 236.07
2018-07-25 05:30 | 229.61 | 227.08
2018-07-25 06:00 | 225.66 | 223.02
2018-07-25 06:30 | 224.78 | 221.81
2018-07-25 07:00 | 223.08 | 220.37
2018-07-25 07:30 | 222.95 | 220.78
2018-07-25 08:00 | 220.9 | 218.83
2018-07-25 08:30 | 220.19 | 218.17
2018-07-25 09:00 | 221.77 | 219.73
2018-07-25 09:30 | 223.32 | 221.24
2018-07-25 10:00 | 223.23 | 221.22
2018-07-25 10:30 | 224.54 | 222.3
2018-07-25 11:00 | 223.95 | 221.52
2018-07-25 11:30 | 223.67 | 221.25
2018-07-25 12:00 | 226.75 | 224.64
2018-07-25 12:30 | 228.75 | 226.59
2018-07-25 13:00 | 228.08 | 226.17
2018-07-25 13:30 | 229.79 | 227.32
2018-07-25 14:00 | 228.87 | 226.39
2018-07-25 14:30 | 246.74 | 244.59
2018-07-25 15:00 | 272.1 | 269.87
2018-07-25 15:30 | 273.13 | 270.75
2018-07-25 16:00 | 274.52 | 272.14
2018-07-25 16:30 | 275.76 | 273.58
2018-07-25 17:00 | 277.52 | 275.48
2018-07-25 17:30 | 279.37 | 277.18
2018-07-25 18:00 | 280.43 | 278.19
2018-07-25 18:30 | 281.67 | 279.36
2018-07-25 19:00 | 280.89 | 278.67
2018-07-25 19:30 | 280.02 | 277.6
2018-07-25 20:00 | 280.22 | 277.62
2018-07-25 20:30 | 279.53 | 276.9
2018-07-25 21:00 | 281.78 | 279.12
2018-07-25 21:30 | 283.61 | 280.78
2018-07-25 22:00 | 283.52 | 280.96
2018-07-25 22:30 | 282.78 | 280.5
2018-07-25 23:00 | 282.05 | 279.55
2018-07-25 23:30 | 281.45 | 279.22
2018-07-26 | 280.36 | 278.03
2018-07-26 00:30 | 279.08 | 277.29
2018-07-26 01:00 | 278.24 | 276.47
2018-07-26 01:30 | 277.01 | 275.25
2018-07-26 02:00 | 277.38 | 275.52
2018-07-26 02:30 | 277.07 | 275.13
2018-07-26 03:00 | 276.68 | 274.77
2018-07-26 03:30 | 277.57 | 275.64
2018-07-26 04:00 | 275.69 | 273.83
2018-07-26 04:30 | 273.87 | 272.12
2018-07-26 05:00 | 274.1 | 272.35
2018-07-26 05:30 | 274.45 | 272.8
2018-07-26 06:00 | 273.85 | 272.29
2018-07-26 06:30 | 274.17 | 272.73
2018-07-26 07:00 | 274.3 | 272.69
2018-07-26 07:30 | 273.13 | 271.64
2018-07-26 08:00 | 273.21 | 271.72
2018-07-26 08:30 | 271.56 | 270.08
2018-07-26 09:00 | 269.98 | 268.48
2018-07-26 09:30 | 265.53 | 263.86
2018-07-26 10:00 | 260.53 | 258.75
2018-07-26 10:30 | 221.89 | 220.04
2018-07-26 11:00 | 221.67 | 219.88
2018-07-26 11:30 | 223 | 221.17
2018-07-26 12:00 | 222.53 | 220.69
2018-07-26 12:30 | 222.04 | 220.19
2018-07-26 13:00 | 218.99 | 217.29
2018-07-26 13:30 | 218.89 | 217.21
2018-07-26 14:00 | 219.93 | 218.24
2018-07-26 14:30 | 221 | 219.31
2018-07-26 15:00 | 222.85 | 221.09
2018-07-26 15:30 | 224.24 | 222.48
2018-07-26 16:00 | 223.84 | 222.11
2018-07-26 16:30 | 223.58 | 222.02
2018-07-26 17:00 | 224.44 | 222.77
2018-07-26 17:30 | 255.99 | 254.22
2018-07-26 18:00 | 266.95 | 265.05
2018-07-26 18:30 | 267.77 | 265.39
2018-07-26 19:00 | 268.3 | 265.48
2018-07-26 19:30 | 230.23 | 227.29
2018-07-26 20:00 | 227.78 | 224.84
2018-07-26 20:30 | 228.09 | 225.16
2018-07-26 21:00 | 229.32 | 226.34
2018-07-26 21:30 | 229.81 | 226.88
2018-07-26 22:00 | 229.36 | 226.75
2018-07-26 22:30 | 229.39 | 226.9
2018-07-26 23:00 | 231.93 | 229.22
2018-07-26 23:30 | 233.9 | 230.97
2018-07-27 | 231.55 | 229.26
2018-07-27 00:30 | 231.64 | 229.01
2018-07-27 01:00 | 229.08 | 226.62
2018-07-27 01:30 | 228.96 | 225.88
2018-07-27 02:00 | 228.56 | 225.35
2018-07-27 02:30 | 225.1 | 222.09
2018-07-27 03:00 | 225.74 | 222.7
2018-07-27 03:30 | 221.48 | 218.82
2018-07-27 04:00 | 218.85 | 216.42
2018-07-27 04:30 | 218.95 | 216.5
2018-07-27 05:00 | 220.6 | 218.03
2018-07-27 05:30 | 220.41 | 217.75
2018-07-27 06:00 | 221.23 | 218.39
2018-07-27 06:30 | 219.4 | 216.4
2018-07-27 07:00 | 220.86 | 218.27
2018-07-27 07:30 | 223.16 | 220.65
2018-07-27 08:00 | 223.27 | 220.52
2018-07-27 08:30 | 239.41 | 237.1
2018-07-27 09:00 | 246.86 | 244.91
2018-07-27 09:30 | 251.52 | 249.21
2018-07-27 10:00 | 251.86 | 249.52
2018-07-27 10:30 | 250.58 | 248.57
2018-07-27 11:00 | 250.56 | 248.5
2018-07-27 11:30 | 251.7 | 248.98
2018-07-27 12:00 | 249.15 | 246.47
2018-07-27 12:30 | 233.38 | 230.54
2018-07-27 13:00 | 231.79 | 229.19
2018-07-27 13:30 | 230.76 | 228.51
2018-07-27 14:00 | 233.82 | 231.54
2018-07-27 14:30 | 234.96 | 232.59
2018-07-27 15:00 | 233.73 | 231.4
2018-07-27 15:30 | 234.29 | 231.98
2018-07-27 16:00 | 235.47 | 233.22
2018-07-27 16:30 | 234.52 | 232.39
2018-07-27 17:00 | 234.49 | 232.21
2018-07-27 17:30 | 233.79 | 231.64
2018-07-27 18:00 | 235.47 | 233.12
2018-07-27 18:30 | 265.06 | 263.04
2018-07-27 19:00 | 275.84 | 273.91
2018-07-27 19:30 | 276.02 | 274.02
2018-07-27 20:00 | 276.39 | 274.4
2018-07-27 20:30 | 252.54 | 250.41
2018-07-27 21:00 | 235.16 | 233.05
2018-07-27 21:30 | 235.56 | 233.43
2018-07-27 22:00 | 236.45 | 234.25
2018-07-27 22:30 | 235.69 | 233.19
2018-07-27 23:00 | 236.79 | 233.84
2018-07-27 23:30 | 238.01 | 235.19
2018-07-28 | 240.35 | 237.41
2018-07-28 00:30 | 244.21 | 240.44
2018-07-28 01:00 | 246.24 | 241.92
2018-07-28 01:30 | 243.34 | 239.22
2018-07-28 02:00 | 242.39 | 238.42
2018-07-28 02:30 | 243.45 | 240.14
2018-07-28 03:00 | 243.79 | 240.47
2018-07-28 03:30 | 245.04 | 241.58
2018-07-28 04:00 | 244.87 | 241.47
2018-07-28 04:30 | 244.04 | 240.81
2018-07-28 05:00 | 244.54 | 241.25
2018-07-28 05:30 | 244 | 240.71
2018-07-28 06:00 | 244.9 | 241.64
2018-07-28 06:30 | 243.4 | 240.28
2018-07-28 07:00 | 244 | 240.68
2018-07-28 07:30 | 244.8 | 241.45
2018-07-28 08:00 | 243.41 | 240.4
2018-07-28 08:30 | 243.62 | 240.3
2018-07-28 09:00 | 244.27 | 240.9
2018-07-28 09:30 | 244.95 | 241.55
2018-07-28 10:00 | 245.73 | 242.23
2018-07-28 10:30 | 243.8 | 240.31
2018-07-28 11:00 | 243.36 | 239.81
2018-07-28 11:30 | 244.9 | 240.89
2018-07-28 12:00 | 244.09 | 240.98
2018-07-28 12:30 | 244.2 | 241.2
2018-07-28 13:00 | 244.81 | 241.87
2018-07-28 13:30 | 243.91 | 240.98
2018-07-28 14:00 | 241.76 | 238.95
2018-07-28 14:30 | 237.6 | 235.01
2018-07-28 15:00 | 242.11 | 239.42
2018-07-28 15:30 | 243.09 | 240.31
2018-07-28 16:00 | 244.98 | 241.96
2018-07-28 16:30 | 241.44 | 237.99
2018-07-28 17:00 | 240.74 | 237.63
2018-07-28 17:30 | 253.66 | 250.64
2018-07-28 18:00 | 262.92 | 258.82
2018-07-28 18:30 | 266.9 | 262.74
2018-07-28 19:00 | 285.36 | 281.13
2018-07-28 19:30 | 286.52 | 282.16
2018-07-28 20:00 | 287.12 | 282.68
2018-07-28 20:30 | 282.15 | 278.22
2018-07-28 21:00 | 239.4 | 236.72
2018-07-28 21:30 | 239.13 | 236.34
2018-07-28 22:00 | 238.94 | 236.04
2018-07-28 22:30 | 233.48 | 231.01
2018-07-28 23:00 | 228.84 | 226.8
2018-07-28 23:30 | 230.16 | 227.7
2018-07-29 | 233.78 | 230.62
2018-07-29 00:30 | 233.26 | 230.17
2018-07-29 01:00 | 232.76 | 229.71
2018-07-29 01:30 | 235.14 | 231.42
2018-07-29 02:00 | 242.13 | 237.6
2018-07-29 02:30 | 242.76 | 238.2
2018-07-29 03:00 | 241.21 | 236.86
2018-07-29 03:30 | 236.69 | 232.95
2018-07-29 04:00 | 237.57 | 233.67
2018-07-29 04:30 | 239.4 | 235.28
2018-07-29 05:00 | 243.01 | 238.43
2018-07-29 05:30 | 264.5 | 260.78
2018-07-29 06:00 | 276.87 | 273.11
2018-07-29 06:30 | 271.54 | 267.47
2018-07-29 07:00 | 264.52 | 260.26
2018-07-29 07:30 | 243.63 | 238.6
2018-07-29 08:00 | 242.5 | 237.55
2018-07-29 08:30 | 243.29 | 238.18
2018-07-29 09:00 | 239.15 | 234.54
2018-07-29 09:30 | 230.93 | 227.19
2018-07-29 10:00 | 230.31 | 226.69
2018-07-29 10:30 | 226.18 | 223.07
2018-07-29 11:00 | 226.35 | 223.08
2018-07-29 11:30 | 228.35 | 224.85
2018-07-29 12:00 | 231.46 | 227.77
2018-07-29 12:30 | 230.93 | 227.4
2018-07-29 13:00 | 232.92 | 229.33
2018-07-29 13:30 | 232.04 | 228.49
2018-07-29 14:00 | 231.76 | 228.3
2018-07-29 14:30 | 228.53 | 225.53
2018-07-29 15:00 | 221.54 | 219.07
2018-07-29 15:30 | 219.82 | 217.45
2018-07-29 16:00 | 215.6 | 213.82
2018-07-29 16:30 | 218.62 | 216.77
2018-07-29 17:00 | 217.4 | 216
2018-07-29 17:30 | 219.52 | 218.03
2018-07-29 18:00 | 221.09 | 219.52
2018-07-29 18:30 | 221.23 | 219.44
2018-07-29 19:00 | 222.65 | 220.64
2018-07-29 19:30 | 221.9 | 219.83
2018-07-29 20:00 | 222.29 | 220.03
2018-07-29 20:30 | 222.24 | 219.96
2018-07-29 21:00 | 221.52 | 218.97
2018-07-29 21:30 | 221.59 | 219.49
2018-07-29 22:00 | 221.3 | 219.71
2018-07-29 22:30 | 219.8 | 218.2
2018-07-29 23:00 | 213.79 | 212.28
2018-07-29 23:30 | 214.66 | 213.09
2018-07-30 | 218.35 | 216.8
2018-07-30 00:30 | 219.79 | 218.38
2018-07-30 01:00 | 224.37 | 222.5
2018-07-30 01:30 | 225.05 | 223.02
2018-07-30 02:00 | 225.72 | 223.37
2018-07-30 02:30 | 226.16 | 223.74
2018-07-30 03:00 | 226.05 | 223.66
2018-07-30 03:30 | 225.98 | 223.6
2018-07-30 04:00 | 226.9 | 224.35
2018-07-30 04:30 | 228.12 | 225.51
2018-07-30 05:00 | 228.4 | 225.78
2018-07-30 05:30 | 229.37 | 226.64
2018-07-30 06:00 | 230.71 | 227.71
2018-07-30 06:30 | 229.48 | 226.4
2018-07-30 07:00 | 228.72 | 226.64
2018-07-30 07:30 | 229.18 | 226.86
2018-07-30 08:00 | 229.12 | 226.31
2018-07-30 08:30 | 226.63 | 223.88
2018-07-30 09:00 | 225.09 | 222.52
2018-07-30 09:30 | 224.21 | 222.3
2018-07-30 10:00 | 223.79 | 222.04
2018-07-30 10:30 | 225.21 | 223.38
2018-07-30 11:00 | 227.55 | 225.68
2018-07-30 11:30 | 227.9 | 225.98
2018-07-30 12:00 | 226.58 | 224.7
2018-07-30 12:30 | 222.61 | 220.67
2018-07-30 13:00 | 220.48 | 217.98
2018-07-30 13:30 | 224.58 | 222.52
2018-07-30 14:00 | 225.8 | 223.58
2018-07-30 14:30 | 222.05 | 219.81
2018-07-30 15:00 | 220.58 | 218.39
2018-07-30 15:30 | 221.3 | 219.1
2018-07-30 16:00 | 224.15 | 221.74
2018-07-30 16:30 | 224.46 | 221.75
2018-07-30 17:00 | 224.86 | 221.88
2018-07-30 17:30 | 226.53 | 223.31
2018-07-30 18:00 | 227.04 | 223.81
2018-07-30 18:30 | 225 | 222.27
2018-07-30 19:00 | 224.85 | 222.33
2018-07-30 19:30 | 224.77 | 222.33
2018-07-30 20:00 | 224.97 | 222.53
2018-07-30 20:30 | 225.83 | 223.28
2018-07-30 21:00 | 224.98 | 222.36
2018-07-30 21:30 | 225.69 | 223.06
2018-07-30 22:00 | 230.34 | 227.89
2018-07-30 22:30 | 230.55 | 228.16
2018-07-30 23:00 | 229.65 | 227.2
2018-07-30 23:30 | 228.88 | 226.57
2018-07-31 | 229.7 | 227.34
2018-07-31 00:30 | 231.64 | 228.45
2018-07-31 01:00 | 229.05 | 226.1
2018-07-31 01:30 | 229.74 | 226.8
2018-07-31 02:00 | 226.72 | 224.29
2018-07-31 02:30 | 224.86 | 222.63
2018-07-31 03:00 | 223.99 | 221.81
2018-07-31 03:30 | 224.01 | 221.83
2018-07-31 04:00 | 224.18 | 222.03
2018-07-31 04:30 | 223.62 | 221.5
2018-07-31 05:00 | 223.45 | 221.31
2018-07-31 05:30 | 223.54 | 221.43
2018-07-31 06:00 | 224.07 | 221.95
2018-07-31 06:30 | 224.96 | 222.48
2018-07-31 07:00 | 224.19 | 221.73
2018-07-31 07:30 | 250.12 | 248.32
2018-07-31 08:00 | 267.27 | 265.95
2018-07-31 08:30 | 233.61 | 231.86
2018-07-31 09:00 | 226.82 | 224.74
2018-07-31 09:30 | 218.37 | 216.3
2018-07-31 10:00 | 216.61 | 215
2018-07-31 10:30 | 216.6 | 215.02
2018-07-31 11:00 | 216.88 | 215.32
2018-07-31 11:30 | 217.44 | 215.86
2018-07-31 12:00 | 218.21 | 216.62
2018-07-31 12:30 | 216.92 | 215.41
2018-07-31 13:00 | 210.51 | 209.14
2018-07-31 13:30 | 207.77 | 206.48
2018-07-31 14:00 | 207.25 | 205.95
2018-07-31 14:30 | 214.42 | 212.82
2018-07-31 15:00 | 219.04 | 217.24
2018-07-31 15:30 | 221 | 218.95
2018-07-31 16:00 | 224.29 | 222.02
2018-07-31 16:30 | 224.34 | 221.81
2018-07-31 17:00 | 215.16 | 212.68
2018-07-31 17:30 | 215.67 | 213.28
2018-07-31 18:00 | 229.51 | 226.82
2018-07-31 18:30 | 226.69 | 224.67
2018-07-31 19:00 | 224.32 | 222.59
2018-07-31 19:30 | 225.26 | 223.47
2018-07-31 20:00 | 224.79 | 222.95
2018-07-31 20:30 | 224.36 | 222.55
2018-07-31 21:00 | 224.19 | 222.45
2018-07-31 21:30 | 231.59 | 229.24
2018-07-31 22:00 | 231 | 228.62
2018-07-31 22:30 | 231.05 | 228.52
2018-07-31 23:00 | 230.13 | 227.78
2018-07-31 23:30 | 231.66 | 229
2018-08-01 | 231.72 | 229
2018-08-01 00:30 | 230.98 | 228.13
2018-08-01 01:00 | 233.56 | 229.79
2018-08-01 01:30 | 234.24 | 230.42
2018-08-01 02:00 | 235.36 | 231.63
2018-08-01 02:30 | 235.29 | 231.64
2018-08-01 03:00 | 234.3 | 230.76
2018-08-01 03:30 | 233.24 | 229.56
2018-08-01 04:00 | 235.17 | 231.2
2018-08-01 04:30 | 234.4 | 230.58
2018-08-01 05:00 | 234.68 | 230.8
2018-08-01 05:30 | 235.52 | 231.48
2018-08-01 06:00 | 233.09 | 230.01
2018-08-01 06:30 | 229.11 | 226.33
2018-08-01 07:00 | 252.77 | 250.54
2018-08-01 07:30 | 276.47 | 274.62
2018-08-01 08:00 | 278.03 | 276.43
2018-08-01 08:30 | 242.27 | 240.17
2018-08-01 09:00 | 240.34 | 238.28
2018-08-01 09:30 | 234.5 | 232.59
2018-08-01 10:00 | 231.66 | 229.91
2018-08-01 10:30 | 232.76 | 230.89
2018-08-01 11:00 | 230.35 | 228.32
2018-08-01 11:30 | 231.06 | 228.97
2018-08-01 12:00 | 231.93 | 229.86
2018-08-01 12:30 | 230.35 | 228.42
2018-08-01 13:00 | 230.67 | 228.75
2018-08-01 13:30 | 233.05 | 230.93
2018-08-01 14:00 | 234.18 | 231.99
2018-08-01 14:30 | 229.48 | 227.56
2018-08-01 15:00 | 235.2 | 232.89
2018-08-01 15:30 | 236.77 | 234.23
2018-08-01 16:00 | 237.55 | 234.83
2018-08-01 16:30 | 241.1 | 237.7
2018-08-01 17:00 | 242.73 | 238.88
2018-08-01 17:30 | 280.55 | 278.19
2018-08-01 18:00 | 281.78 | 279.46
2018-08-01 18:30 | 281.67 | 279.47
2018-08-01 19:00 | 281.4 | 279.17
2018-08-01 19:30 | 281.55 | 279.44
2018-08-01 20:00 | 279.23 | 277.37
2018-08-01 20:30 | 255.29 | 252.77
2018-08-01 21:00 | 242.41 | 238.95
2018-08-01 21:30 | 242.56 | 239.02
2018-08-01 22:00 | 238.98 | 235.77
2018-08-01 22:30 | 239.39 | 236.35
2018-08-01 23:00 | 240.9 | 238.06
2018-08-01 23:30 | 244.15 | 240.54
2018-08-02 | 244.75 | 240.59
2018-08-02 00:30 | 242.78 | 239.29
2018-08-02 01:00 | 241.54 | 237.89
2018-08-02 01:30 | 241.76 | 238.19
2018-08-02 02:00 | 241.06 | 237.75
2018-08-02 02:30 | 242.18 | 238.84
2018-08-02 03:00 | 240.41 | 236.97
2018-08-02 03:30 | 242.84 | 239.07
2018-08-02 04:00 | 243.37 | 239.6
2018-08-02 04:30 | 243 | 239.21
2018-08-02 05:00 | 242.82 | 239.05
2018-08-02 05:30 | 244.78 | 240.69
2018-08-02 06:00 | 243.51 | 239.43
2018-08-02 06:30 | 245.35 | 241.78
2018-08-02 07:00 | 286.4 | 284.18
2018-08-02 07:30 | 291.56 | 289.42
2018-08-02 08:00 | 284.83 | 282.68
2018-08-02 08:30 | 257.37 | 254.95
2018-08-02 09:00 | 233.56 | 230.84
2018-08-02 09:30 | 232.93 | 230.43
2018-08-02 10:00 | 232.87 | 230.43
2018-08-02 10:30 | 233.03 | 230.58
2018-08-02 11:00 | 227.83 | 225.76
2018-08-02 11:30 | 227.22 | 225.26
2018-08-02 12:00 | 227.32 | 225.26
2018-08-02 12:30 | 230.32 | 228.19
2018-08-02 13:00 | 233.29 | 231.09
2018-08-02 13:30 | 233.06 | 230.92
2018-08-02 14:00 | 231.77 | 229.67
2018-08-02 14:30 | 232.05 | 230.05
2018-08-02 15:00 | 232.29 | 230.27
2018-08-02 15:30 | 232.97 | 230.91
2018-08-02 16:00 | 235.25 | 232.54
2018-08-02 16:30 | 236.45 | 233.61
2018-08-02 17:00 | 235.28 | 232.9
2018-08-02 17:30 | 260.86 | 258.63
2018-08-02 18:00 | 278.22 | 276.1
2018-08-02 18:30 | 280.18 | 277.8
2018-08-02 19:00 | 289.38 | 286.54
2018-08-02 19:30 | 286.45 | 283.46
2018-08-02 20:00 | 290.57 | 287.39
2018-08-02 20:30 | 263.47 | 260.29
2018-08-02 21:00 | 249.15 | 246.08
2018-08-02 21:30 | 253.87 | 250.75
2018-08-02 22:00 | 256.19 | 253.23
2018-08-02 22:30 | 255.79 | 252.38
2018-08-02 23:00 | 255.09 | 251.73
2018-08-02 23:30 | 255.3 | 251.86
2018-08-03 | 255.99 | 252.38
2018-08-03 00:30 | 255.37 | 251.06
2018-08-03 01:00 | 253.52 | 248.61
2018-08-03 01:30 | 253.95 | 249.15
2018-08-03 02:00 | 253.08 | 248.6
2018-08-03 02:30 | 253.61 | 248.9
2018-08-03 03:00 | 254.03 | 249.03
2018-08-03 03:30 | 254.12 | 248.99
2018-08-03 04:00 | 249.88 | 244.69
2018-08-03 04:30 | 249.86 | 244.45
2018-08-03 05:00 | 248.51 | 243.29
2018-08-03 05:30 | 249.24 | 243.86
2018-08-03 06:00 | 249.03 | 244.51
2018-08-03 06:30 | 280.17 | 276.7
2018-08-03 07:00 | 281 | 277.29
2018-08-03 07:30 | 280.63 | 276.88
2018-08-03 08:00 | 279.57 | 276.08
2018-08-03 08:30 | 287.44 | 284.05
2018-08-03 09:00 | 291.55 | 288.38
2018-08-03 09:30 | 253.7 | 249.62
2018-08-03 10:00 | 248.43 | 244.41
2018-08-03 10:30 | 246.87 | 243.2
2018-08-03 11:00 | 248.78 | 245.04
2018-08-03 11:30 | 249.41 | 245.62
2018-08-03 12:00 | 250.08 | 246.23
2018-08-03 12:30 | 249.19 | 245.37
2018-08-03 13:00 | 249.43 | 245.62
2018-08-03 13:30 | 248.86 | 245.17
2018-08-03 14:00 | 246.1 | 242.79
2018-08-03 14:30 | 241.49 | 238.83
2018-08-03 15:00 | 243.55 | 240.67
2018-08-03 15:30 | 239.46 | 236.71
2018-08-03 16:00 | 240.12 | 237.04
2018-08-03 16:30 | 243.19 | 239.58
2018-08-03 17:00 | 242.8 | 239.32
2018-08-03 17:30 | 244.82 | 241.62
2018-08-03 18:00 | 244.31 | 241.22
2018-08-03 18:30 | 278.42 | 275.6
2018-08-03 19:00 | 288.45 | 285.77
2018-08-03 19:30 | 289.81 | 287.04
2018-08-03 20:00 | 289.04 | 286.31
2018-08-03 20:30 | 254.9 | 251.58
2018-08-03 21:00 | 238.42 | 234.26
2018-08-03 21:30 | 237.75 | 233.41
2018-08-03 22:00 | 236.22 | 232.14
2018-08-03 22:30 | 233.98 | 230.16
2018-08-03 23:00 | 234.72 | 231.02
2018-08-03 23:30 | 231.45 | 227.57
2018-08-04 | 235.76 | 231.44
2018-08-04 00:30 | 235.31 | 231.29
2018-08-04 01:00 | 236.14 | 231.32
2018-08-04 01:30 | 236.23 | 231.47
2018-08-04 02:00 | 236.24 | 230.97
2018-08-04 02:30 | 236.58 | 230.9
2018-08-04 03:00 | 235.93 | 230.33
2018-08-04 03:30 | 235.07 | 229.57
2018-08-04 04:00 | 235.42 | 229.87
2018-08-04 04:30 | 235.74 | 230.13
2018-08-04 05:00 | 236.71 | 231.02
2018-08-04 05:30 | 237.05 | 231.29
2018-08-04 06:00 | 237.38 | 231.38
2018-08-04 06:30 | 236.53 | 230.48
2018-08-04 07:00 | 233.2 | 227.37
2018-08-04 07:30 | 267.34 | 263.79
2018-08-04 08:00 | 276.55 | 273.81
2018-08-04 08:30 | 275.94 | 273.13
2018-08-04 09:00 | 276.68 | 273.8
2018-08-04 09:30 | 276.78 | 274.01
2018-08-04 10:00 | 277.17 | 274.38
2018-08-04 10:30 | 281.41 | 278.31
2018-08-04 11:00 | 279.11 | 276.4
2018-08-04 11:30 | 279.62 | 276.88
2018-08-04 12:00 | 283.27 | 280
2018-08-04 12:30 | 282.82 | 279.53
2018-08-04 13:00 | 282.84 | 279.51
2018-08-04 13:30 | 279.8 | 276.58
2018-08-04 14:00 | 274.02 | 271.31
2018-08-04 14:30 | 275.67 | 272.88
2018-08-04 15:00 | 279.03 | 275.93
2018-08-04 15:30 | 283.28 | 279.84
2018-08-04 16:00 | 280.87 | 277.34
2018-08-04 16:30 | 247.15 | 242.31
2018-08-04 17:00 | 267.36 | 264.2
2018-08-04 17:30 | 277.56 | 275.07
2018-08-04 18:00 | 281.57 | 278.51
2018-08-04 18:30 | 281.49 | 278.35
2018-08-04 19:00 | 282.15 | 279.18
2018-08-04 19:30 | 285.07 | 281.98
2018-08-04 20:00 | 287.7 | 284.37
2018-08-04 20:30 | 265.18 | 261.19
2018-08-04 21:00 | 264.46 | 260.67
2018-08-04 21:30 | 263.03 | 259
2018-08-04 22:00 | 251.54 | 246.91
2018-08-04 22:30 | 245.95 | 241.09
2018-08-04 23:00 | 245.31 | 240.54
2018-08-04 23:30 | 244.27 | 239.83
2018-08-05 | 243.88 | 239.62
2018-08-05 00:30 | 243.25 | 239.13
2018-08-05 01:00 | 243.91 | 239.41
2018-08-05 01:30 | 245.26 | 240.44
2018-08-05 02:00 | 243.91 | 239.33
2018-08-05 02:30 | 245.21 | 240
2018-08-05 03:00 | 252.03 | 247.12
2018-08-05 03:30 | 241.85 | 236.83
2018-08-05 04:00 | 240.71 | 235.79
2018-08-05 04:30 | 239.33 | 234.59
2018-08-05 05:00 | 239.56 | 234.78
2018-08-05 05:30 | 239.91 | 235.02
2018-08-05 06:00 | 239.32 | 234.33
2018-08-05 06:30 | 239.96 | 234.91
2018-08-05 07:00 | 240.93 | 236.33
2018-08-05 07:30 | 240.22 | 237.06
2018-08-05 08:00 | 238.96 | 236.17
2018-08-05 08:30 | 238.63 | 235.9
2018-08-05 09:00 | 240.16 | 237.39
2018-08-05 09:30 | 241.46 | 238.65
2018-08-05 10:00 | 242.45 | 239.57
2018-08-05 10:30 | 241.81 | 238.94
2018-08-05 11:00 | 241.27 | 238.47
2018-08-05 11:30 | 241.83 | 239
2018-08-05 12:00 | 242.91 | 239.99
2018-08-05 12:30 | 243.29 | 240.37
2018-08-05 13:00 | 242.43 | 239.51
2018-08-05 13:30 | 241.86 | 238.99
2018-08-05 14:00 | 242.96 | 240.06
2018-08-05 14:30 | 241.69 | 238.8
2018-08-05 15:00 | 241.32 | 238.51
2018-08-05 15:30 | 242.19 | 239.34
2018-08-05 16:00 | 242.35 | 239.49
2018-08-05 16:30 | 240.83 | 238.11
2018-08-05 17:00 | 242.56 | 239.51
2018-08-05 17:30 | 243.31 | 240.35
2018-08-05 18:00 | 243.81 | 240.74
2018-08-05 18:30 | 261.56 | 258.41
2018-08-05 19:00 | 289.84 | 286.58
2018-08-05 19:30 | 291.49 | 288.05
2018-08-05 20:00 | 287.42 | 283.98
2018-08-05 20:30 | 287.55 | 284.12
2018-08-05 21:00 | 287.83 | 284.34
2018-08-05 21:30 | 251.26 | 247.62
2018-08-05 22:00 | 244.97 | 241.1
2018-08-05 22:30 | 244.26 | 240.39
2018-08-05 23:00 | 241.43 | 237.92
2018-08-05 23:30 | 233.99 | 231.95
2018-08-06 | 233.95 | 231.79
2018-08-06 00:30 | 233.85 | 231.55
2018-08-06 01:00 | 235.27 | 232.44
2018-08-06 01:30 | 236.78 | 233.4
2018-08-06 02:00 | 236.79 | 232.86
2018-08-06 02:30 | 237.19 | 233.12
2018-08-06 03:00 | 235.63 | 231.7
2018-08-06 03:30 | 236.65 | 232.62
2018-08-06 04:00 | 235.51 | 231.64
2018-08-06 04:30 | 235.52 | 231.66
2018-08-06 05:00 | 234.83 | 230.97
2018-08-06 05:30 | 235.33 | 231.53
2018-08-06 06:00 | 233.91 | 231.42
2018-08-06 06:30 | 232.25 | 230.24
2018-08-06 07:00 | 234.59 | 232.16
2018-08-06 07:30 | 234.65 | 232.05
2018-08-06 08:00 | 234.03 | 231.03
2018-08-06 08:30 | 233.17 | 230.56
2018-08-06 09:00 | 232.25 | 230.32
2018-08-06 09:30 | 229.91 | 228.09
2018-08-06 10:00 | 227.64 | 225.79
2018-08-06 10:30 | 228.09 | 226.17
2018-08-06 11:00 | 231.4 | 229.34
2018-08-06 11:30 | 231.03 | 228.89
2018-08-06 12:00 | 230.99 | 228.8
2018-08-06 12:30 | 230.13 | 227.82
2018-08-06 13:00 | 226 | 224.02
2018-08-06 13:30 | 226.11 | 224.06
2018-08-06 14:00 | 225.75 | 223.55
2018-08-06 14:30 | 225.37 | 223.32
2018-08-06 15:00 | 224.66 | 222.69
2018-08-06 15:30 | 224.06 | 222.16
2018-08-06 16:00 | 223.94 | 222.07
2018-08-06 16:30 | 224.67 | 222.66
2018-08-06 17:00 | 224.6 | 222.4
2018-08-06 17:30 | 224.95 | 222.72
2018-08-06 18:00 | 224.8 | 222.58
2018-08-06 18:30 | 224.31 | 222.2
2018-08-06 19:00 | 223.85 | 221.72
2018-08-06 19:30 | 224.12 | 222.01
2018-08-06 20:00 | 225.16 | 223.07
2018-08-06 20:30 | 226.58 | 224.42
2018-08-06 21:00 | 226.12 | 224.03
2018-08-06 21:30 | 226.56 | 224.48
2018-08-06 22:00 | 226.55 | 224.08
2018-08-06 22:30 | 226.91 | 224.1
2018-08-06 23:00 | 226.85 | 223.59
2018-08-06 23:30 | 226.93 | 223.57
2018-08-07 | 226.11 | 222.94
2018-08-07 00:30 | 226.73 | 223.73
2018-08-07 01:00 | 227.9 | 224.92
2018-08-07 01:30 | 228.29 | 225.36
2018-08-07 02:00 | 229.07 | 225.5
2018-08-07 02:30 | 228.67 | 225.17
2018-08-07 03:00 | 228.02 | 224.52
2018-08-07 03:30 | 227.91 | 224.39
2018-08-07 04:00 | 228.09 | 224.55
2018-08-07 04:30 | 230.32 | 226.56
2018-08-07 05:00 | 229.89 | 226.14
2018-08-07 05:30 | 230.87 | 226.9
2018-08-07 06:00 | 229.96 | 226.76
2018-08-07 06:30 | 228 | 225.19
2018-08-07 07:00 | 225.21 | 222.97
2018-08-07 07:30 | 222.94 | 221.01
2018-08-07 08:00 | 221.24 | 219.45
2018-08-07 08:30 | 226.23 | 224.58
2018-08-07 09:00 | 239.76 | 238.32
2018-08-07 09:30 | 239.65 | 238.23
2018-08-07 10:00 | 239.67 | 238.19
2018-08-07 10:30 | 240 | 238.37
2018-08-07 11:00 | 240.86 | 239.11
2018-08-07 11:30 | 239.93 | 238.08
2018-08-07 12:00 | 240.38 | 238.42
2018-08-07 12:30 | 237.85 | 235.87
2018-08-07 13:00 | 229.87 | 227.91
2018-08-07 13:30 | 229.75 | 227.83
2018-08-07 14:00 | 230.89 | 228.94
2018-08-07 14:30 | 231.88 | 229.9
2018-08-07 15:00 | 232.67 | 230.64
2018-08-07 15:30 | 234.13 | 232.1
2018-08-07 16:00 | 247.19 | 245.2
2018-08-07 16:30 | 247.62 | 245.67
2018-08-07 17:00 | 250.47 | 248.31
2018-08-07 17:30 | 251.36 | 249.12
2018-08-07 18:00 | 251.25 | 248.65
2018-08-07 18:30 | 250.26 | 247.6
2018-08-07 19:00 | 249.31 | 246.62
2018-08-07 19:30 | 251.25 | 248.54
2018-08-07 20:00 | 250.42 | 247.79
2018-08-07 20:30 | 248.66 | 246
2018-08-07 21:00 | 246.26 | 243.68
2018-08-07 21:30 | 250.99 | 248.18
2018-08-07 22:00 | 251.46 | 248.52
2018-08-07 22:30 | 252.85 | 249.8
2018-08-07 23:00 | 252.63 | 250.09
2018-08-07 23:30 | 251.67 | 249.48
2018-08-08 | 251.48 | 249.09
2018-08-08 00:30 | 250.18 | 247.52
2018-08-08 01:00 | 250.27 | 247.43
2018-08-08 01:30 | 247.91 | 244.92
2018-08-08 02:00 | 248.09 | 245.43
2018-08-08 02:30 | 245.34 | 243.44
2018-08-08 03:00 | 248.5 | 245.8
2018-08-08 03:30 | 249.13 | 246.39
2018-08-08 04:00 | 250.23 | 247.4
2018-08-08 04:30 | 250.62 | 247.9
2018-08-08 05:00 | 279.97 | 278.17
2018-08-08 05:30 | 281 | 279.09
2018-08-08 06:00 | 281.09 | 278.91
2018-08-08 06:30 | 270.04 | 267.59
2018-08-08 07:00 | 261.2 | 258.57
2018-08-08 07:30 | 257.81 | 255.57
2018-08-08 08:00 | 256.37 | 254.47
2018-08-08 08:30 | 256.86 | 254.98
2018-08-08 09:00 | 266.47 | 264.84
2018-08-08 09:30 | 272.15 | 270.65
2018-08-08 10:00 | 270.51 | 268.83
2018-08-08 10:30 | 269.64 | 267.89
2018-08-08 11:00 | 270.12 | 268.05
2018-08-08 11:30 | 252.39 | 249.59
2018-08-08 12:00 | 251.08 | 248.12
2018-08-08 12:30 | 250.25 | 247.39
2018-08-08 13:00 | 247.87 | 245.22
2018-08-08 13:30 | 246.52 | 243.85
2018-08-08 14:00 | 246.06 | 243.43
2018-08-08 14:30 | 246.27 | 243.6
2018-08-08 15:00 | 229.51 | 226.5
2018-08-08 15:30 | 221.87 | 219.5
2018-08-08 16:00 | 221.98 | 219.49
2018-08-08 16:30 | 222.7 | 219.88
2018-08-08 17:00 | 224.19 | 221.36
2018-08-08 17:30 | 229.9 | 227.66
2018-08-08 18:00 | 262.66 | 260.99
2018-08-08 18:30 | 262.49 | 260.79
2018-08-08 19:00 | 266.67 | 265.09
2018-08-08 19:30 | 268.51 | 266.85
2018-08-08 20:00 | 269.93 | 268.13
2018-08-08 20:30 | 270.46 | 268.65
2018-08-08 21:00 | 270.68 | 268.82
2018-08-08 21:30 | 271.83 | 269.95
2018-08-08 22:00 | 271.82 | 270.02
2018-08-08 22:30 | 272.84 | 270.72
2018-08-08 23:00 | 272.67 | 270.69
2018-08-08 23:30 | 263.54 | 261.51
2018-08-09 | 228.76 | 226.02
2018-08-09 00:30 | 228.13 | 225.76
2018-08-09 01:00 | 226.09 | 223.92
2018-08-09 01:30 | 223.02 | 220.54
2018-08-09 02:00 | 224.83 | 222.57
2018-08-09 02:30 | 227.09 | 224.31
2018-08-09 03:00 | 227.3 | 224.44
2018-08-09 03:30 | 226.28 | 223.52
2018-08-09 04:00 | 226.96 | 224.16
2018-08-09 04:30 | 223.69 | 221.1
2018-08-09 05:00 | 216 | 213.68
2018-08-09 05:30 | 215.04 | 212.6
2018-08-09 06:00 | 216.22 | 213.55
2018-08-09 06:30 | 245.08 | 242.91
2018-08-09 07:00 | 266.58 | 265.14
2018-08-09 07:30 | 267.62 | 266.55
2018-08-09 08:00 | 261.73 | 260.54
2018-08-09 08:30 | 259.16 | 257.98
2018-08-09 09:00 | 224.31 | 222.48
2018-08-09 09:30 | 213.99 | 212.35
2018-08-09 10:00 | 217.25 | 215.59
2018-08-09 10:30 | 215.37 | 213.98
2018-08-09 11:00 | 214.57 | 213.27
2018-08-09 11:30 | 214.16 | 212.69
2018-08-09 12:00 | 214.41 | 212.77
2018-08-09 12:30 | 213.47 | 212.02
2018-08-09 13:00 | 210.02 | 208.84
2018-08-09 13:30 | 205.94 | 204.72
2018-08-09 14:00 | 209.13 | 207.8
2018-08-09 14:30 | 209.46 | 208.12
2018-08-09 15:00 | 210.89 | 209.67
2018-08-09 15:30 | 209.85 | 208.76
2018-08-09 16:00 | 212.36 | 210.87
2018-08-09 16:30 | 215.74 | 213.71
2018-08-09 17:00 | 215.33 | 212.9
2018-08-09 17:30 | 216.46 | 213.97
2018-08-09 18:00 | 245.61 | 244
2018-08-09 18:30 | 248.27 | 246.63
2018-08-09 19:00 | 253.15 | 251.58
2018-08-09 19:30 | 253.72 | 252.23
2018-08-09 20:00 | 253.46 | 251.93
2018-08-09 20:30 | 254.07 | 252.4
2018-08-09 21:00 | 258.22 | 256.19
2018-08-09 21:30 | 259.78 | 257.7
2018-08-09 22:00 | 260.05 | 257.36
2018-08-09 22:30 | 258.98 | 257.12
2018-08-09 23:00 | 247.42 | 245.71
2018-08-09 23:30 | 240.34 | 238.2
2018-08-10 | 240.68 | 238.56
2018-08-10 00:30 | 240.27 | 238.45
2018-08-10 01:00 | 242.57 | 240.28
2018-08-10 01:30 | 244.24 | 241.37
2018-08-10 02:00 | 243.39 | 240.7
2018-08-10 02:30 | 237.99 | 235.82
2018-08-10 03:00 | 237.04 | 234.95
2018-08-10 03:30 | 237.6 | 235.52
2018-08-10 04:00 | 237.17 | 235.08
2018-08-10 04:30 | 236.79 | 234.76
2018-08-10 05:00 | 235.48 | 233.47
2018-08-10 05:30 | 233.4 | 231.41
2018-08-10 06:00 | 233.14 | 231.27
2018-08-10 06:30 | 252.39 | 250.68
2018-08-10 07:00 | 278.59 | 276.9
2018-08-10 07:30 | 279.72 | 277.6
2018-08-10 08:00 | 273.68 | 271.45
2018-08-10 08:30 | 261.16 | 258.97
2018-08-10 09:00 | 262.6 | 261.47
2018-08-10 09:30 | 242.29 | 241.07
2018-08-10 10:00 | 242.22 | 240.74
2018-08-10 10:30 | 235.66 | 233.95
2018-08-10 11:00 | 234.88 | 233.35
2018-08-10 11:30 | 235.39 | 233.77
2018-08-10 12:00 | 235.81 | 233.9
2018-08-10 12:30 | 227.54 | 224.94
2018-08-10 13:00 | 227.33 | 224.74
2018-08-10 13:30 | 233.51 | 230.49
2018-08-10 14:00 | 233.35 | 230.38
2018-08-10 14:30 | 233.93 | 230.93
2018-08-10 15:00 | 234.78 | 231.63
2018-08-10 15:30 | 233.38 | 230.52
2018-08-10 16:00 | 234.07 | 231.09
2018-08-10 16:30 | 234.75 | 231.49
2018-08-10 17:00 | 234.95 | 231.42
2018-08-10 17:30 | 246.58 | 243.2
2018-08-10 18:00 | 283.44 | 280.74
2018-08-10 18:30 | 282.71 | 280.1
2018-08-10 19:00 | 284.91 | 282.32
2018-08-10 19:30 | 285.07 | 282.68
2018-08-10 20:00 | 282.71 | 280.48
2018-08-10 20:30 | 281.25 | 278.99
2018-08-10 21:00 | 280.14 | 277.66
2018-08-10 21:30 | 281.75 | 278.6
2018-08-10 22:00 | 278.84 | 275.49
2018-08-10 22:30 | 254.5 | 250.11
2018-08-10 23:00 | 241.54 | 237.74
2018-08-10 23:30 | 239.54 | 235.77
2018-08-11 | 235.59 | 231.82
2018-08-11 00:30 | 234.04 | 230.71
2018-08-11 01:00 | 234.21 | 230.78
2018-08-11 01:30 | 228.48 | 225.05
2018-08-11 02:00 | 233.15 | 228.4
2018-08-11 02:30 | 235.88 | 230.78
2018-08-11 03:00 | 234.36 | 229.33
2018-08-11 03:30 | 233.29 | 228.39
2018-08-11 04:00 | 231.61 | 226.89
2018-08-11 04:30 | 232.3 | 227.42
2018-08-11 05:00 | 233.76 | 228.68
2018-08-11 05:30 | 233.89 | 228.74
2018-08-11 06:00 | 229.64 | 225.41
2018-08-11 06:30 | 231.09 | 226.8
2018-08-11 07:00 | 236.78 | 232.33
2018-08-11 07:30 | 253.22 | 249.18
2018-08-11 08:00 | 282.27 | 278.77
2018-08-11 08:30 | 282.18 | 278.68
2018-08-11 09:00 | 258.97 | 255.89
2018-08-11 09:30 | 224.44 | 222.29
2018-08-11 10:00 | 225.32 | 223.1
2018-08-11 10:30 | 227.93 | 225.48
2018-08-11 11:00 | 227.75 | 225.41
2018-08-11 11:30 | 228.14 | 225.03
2018-08-11 12:00 | 228.42 | 224.8
2018-08-11 12:30 | 227.59 | 223.94
2018-08-11 13:00 | 227.09 | 223.47
2018-08-11 13:30 | 227.72 | 224.16
2018-08-11 14:00 | 228.16 | 225.24
2018-08-11 14:30 | 227.62 | 224.78
2018-08-11 15:00 | 227.56 | 224.73
2018-08-11 15:30 | 228.29 | 225.41
2018-08-11 16:00 | 228.43 | 225.41
2018-08-11 16:30 | 229.17 | 225.79
2018-08-11 17:00 | 228.41 | 224.75
2018-08-11 17:30 | 252.19 | 249.33
2018-08-11 18:00 | 266.1 | 264.09
2018-08-11 18:30 | 271.27 | 269.3
2018-08-11 19:00 | 270.82 | 268.86
2018-08-11 19:30 | 269.41 | 267.61
2018-08-11 20:00 | 269.43 | 267.6
2018-08-11 20:30 | 248.65 | 246.39
2018-08-11 21:00 | 236.76 | 234.25
2018-08-11 21:30 | 235.07 | 232.47
2018-08-11 22:00 | 236.76 | 234.02
2018-08-11 22:30 | 236.75 | 234.22
2018-08-11 23:00 | 233.87 | 231.56
2018-08-11 23:30 | 234.87 | 232.53
2018-08-12 | 236.47 | 234.03
2018-08-12 00:30 | 237.27 | 234.25
2018-08-12 01:00 | 237.95 | 234.46
2018-08-12 01:30 | 238.31 | 234.87
2018-08-12 02:00 | 238.45 | 235.12
2018-08-12 02:30 | 238.24 | 234.91
2018-08-12 03:00 | 234.62 | 231.38
2018-08-12 03:30 | 233.38 | 230.23
2018-08-12 04:00 | 236.75 | 233.63
2018-08-12 04:30 | 237.85 | 234.54
2018-08-12 05:00 | 238.35 | 234.98
2018-08-12 05:30 | 237.63 | 234.07
2018-08-12 06:00 | 236.65 | 233.8
2018-08-12 06:30 | 237.49 | 234.68
2018-08-12 07:00 | 236.63 | 233.87
2018-08-12 07:30 | 235.18 | 232.9
2018-08-12 08:00 | 235.63 | 233.3
2018-08-12 08:30 | 237.02 | 234.36
2018-08-12 09:00 | 236.78 | 233.72
2018-08-12 09:30 | 233.81 | 230.59
2018-08-12 10:00 | 233.8 | 230.48
2018-08-12 10:30 | 233.69 | 230.28
2018-08-12 11:00 | 230.89 | 227.37
2018-08-12 11:30 | 235.13 | 231.38
2018-08-12 12:00 | 235.3 | 231.23
2018-08-12 12:30 | 235.43 | 231.34
2018-08-12 13:00 | 236.61 | 232.33
2018-08-12 13:30 | 235.94 | 232.52
2018-08-12 14:00 | 235.3 | 232.3
2018-08-12 14:30 | 236.3 | 233.21
2018-08-12 15:00 | 236.95 | 233.39
2018-08-12 15:30 | 237.25 | 233.48
2018-08-12 16:00 | 236.43 | 232.83
2018-08-12 16:30 | 235.73 | 232.21
2018-08-12 17:00 | 236.8 | 233.1
2018-08-12 17:30 | 236.77 | 232.99
2018-08-12 18:00 | 237 | 232.58
2018-08-12 18:30 | 236.82 | 232.87
2018-08-12 19:00 | 281.41 | 278.97
2018-08-12 19:30 | 279.93 | 277.55
2018-08-12 20:00 | 279.88 | 277.35
2018-08-12 20:30 | 273.47 | 270.9
2018-08-12 21:00 | 269.94 | 267.46
2018-08-12 21:30 | 243.33 | 240.88
2018-08-12 22:00 | 237.23 | 234.87
2018-08-12 22:30 | 235.64 | 233.19
2018-08-12 23:00 | 235.15 | 232.51
2018-08-12 23:30 | 241.07 | 238.17
2018-08-13 | 243.01 | 240
2018-08-13 00:30 | 242.26 | 239.11
2018-08-13 01:00 | 241.6 | 238.76
2018-08-13 01:30 | 240.68 | 238
2018-08-13 02:00 | 240.41 | 237.78
2018-08-13 02:30 | 243.08 | 240.27
2018-08-13 03:00 | 242.86 | 240.01
2018-08-13 03:30 | 242.68 | 239.17
2018-08-13 04:00 | 242.15 | 238.71
2018-08-13 04:30 | 239.55 | 236.31
2018-08-13 05:00 | 241.88 | 238.4
2018-08-13 05:30 | 242.87 | 239.09
2018-08-13 06:00 | 242.76 | 239.62
2018-08-13 06:30 | 242.21 | 239.08
2018-08-13 07:00 | 251.15 | 247.66
2018-08-13 07:30 | 290.92 | 287.74
2018-08-13 08:00 | 290.34 | 287.43
2018-08-13 08:30 | 290.25 | 287.18
2018-08-13 09:00 | 289.57 | 286.26
2018-08-13 09:30 | 289.4 | 286.03
2018-08-13 10:00 | 269.44 | 265.93
2018-08-13 10:30 | 241.54 | 237.58
2018-08-13 11:00 | 240.16 | 237.13
2018-08-13 11:30 | 239.15 | 236.21
2018-08-13 12:00 | 237.88 | 234.68
2018-08-13 12:30 | 239.27 | 235.86
2018-08-13 13:00 | 238.63 | 235.36
2018-08-13 13:30 | 238.24 | 234.94
2018-08-13 14:00 | 236.63 | 233.63
2018-08-13 14:30 | 234.48 | 231.78
2018-08-13 15:00 | 233.61 | 230.95
2018-08-13 15:30 | 236.62 | 233.64
2018-08-13 16:00 | 252.33 | 249.67
2018-08-13 16:30 | 275.92 | 273.58
2018-08-13 17:00 | 273.77 | 271.32
2018-08-13 17:30 | 274.15 | 271.62
2018-08-13 18:00 | 275.61 | 273.27
2018-08-13 18:30 | 278.1 | 275.79
2018-08-13 19:00 | 278.24 | 275.87
2018-08-13 19:30 | 279.05 | 276.54
2018-08-13 20:00 | 278.17 | 275.56
2018-08-13 20:30 | 278.37 | 275.75
2018-08-13 21:00 | 279.05 | 276.37
2018-08-13 21:30 | 277.74 | 275.73
2018-08-13 22:00 | 233.63 | 231.48
2018-08-13 22:30 | 229.93 | 227.75
2018-08-13 23:00 | 231.41 | 228.73
2018-08-13 23:30 | 231.44 | 228.9
2018-08-14 | 231.5 | 229.03
2018-08-14 00:30 | 231.15 | 228.96
2018-08-14 01:00 | 231.39 | 228.9
2018-08-14 01:30 | 236.48 | 233.11
2018-08-14 02:00 | 237.17 | 233.88
2018-08-14 02:30 | 237.23 | 234.05
2018-08-14 03:00 | 236.45 | 233.4
2018-08-14 03:30 | 237.24 | 234.15
2018-08-14 04:00 | 237.26 | 233.35
2018-08-14 04:30 | 237.91 | 233.29
2018-08-14 05:00 | 238.14 | 233.37
2018-08-14 05:30 | 237.32 | 232.46
2018-08-14 06:00 | 283.33 | 280.38
2018-08-14 06:30 | 280.32 | 278.3
2018-08-14 07:00 | 275.16 | 273.64
2018-08-14 07:30 | 274.77 | 273.13
2018-08-14 08:00 | 272.67 | 271.08
2018-08-14 08:30 | 272.04 | 270.25
2018-08-14 09:00 | 272.02 | 270.12
2018-08-14 09:30 | 269.64 | 267.65
2018-08-14 10:00 | 269.37 | 267.42
2018-08-14 10:30 | 268.93 | 266.7
2018-08-14 11:00 | 231.62 | 229.36
2018-08-14 11:30 | 226.02 | 224.2
2018-08-14 12:00 | 225.82 | 223.94
2018-08-14 12:30 | 226.26 | 224.32
2018-08-14 13:00 | 227.07 | 225.04
2018-08-14 13:30 | 227.31 | 225.32
2018-08-14 14:00 | 227.13 | 225.12
2018-08-14 14:30 | 228.63 | 226.47
2018-08-14 15:00 | 230.14 | 227.86
2018-08-14 15:30 | 234.47 | 231.74
2018-08-14 16:00 | 233.3 | 230.57
2018-08-14 16:30 | 236.52 | 232.96
2018-08-14 17:00 | 277.87 | 275.54
2018-08-14 17:30 | 279.14 | 276.99
2018-08-14 18:00 | 280.65 | 278.46
2018-08-14 18:30 | 284.56 | 282.32
2018-08-14 19:00 | 283.02 | 280.77
2018-08-14 19:30 | 282.46 | 280.15
2018-08-14 20:00 | 283.67 | 281.31
2018-08-14 20:30 | 285.43 | 283.09
2018-08-14 21:00 | 285.34 | 282.98
2018-08-14 21:30 | 286.22 | 283.84
2018-08-14 22:00 | 263.29 | 260.74
2018-08-14 22:30 | 239.51 | 236.54
2018-08-14 23:00 | 239.2 | 236.29
2018-08-14 23:30 | 238.34 | 235.44
2018-08-15 | 238.61 | 235.37
2018-08-15 00:30 | 238.68 | 235.49
2018-08-15 01:00 | 239.07 | 235.51
2018-08-15 01:30 | 238.91 | 235.04
2018-08-15 02:00 | 240.1 | 236.38
2018-08-15 02:30 | 240.88 | 237.15
2018-08-15 03:00 | 240.51 | 236.85
2018-08-15 03:30 | 240.6 | 236.93
2018-08-15 04:00 | 241.22 | 237.06
2018-08-15 04:30 | 241.48 | 236.91
2018-08-15 05:00 | 240.57 | 235.96
2018-08-15 05:30 | 241.56 | 236.59
2018-08-15 06:00 | 241.79 | 236.48
2018-08-15 06:30 | 249.65 | 246.8
2018-08-15 07:00 | 271.32 | 269.29
2018-08-15 07:30 | 271.55 | 269.37
2018-08-15 08:00 | 268.38 | 266.32
2018-08-15 08:30 | 234.57 | 231.9
2018-08-15 09:00 | 224.62 | 221.65
2018-08-15 09:30 | 221.95 | 219.24
2018-08-15 10:00 | 218.03 | 215.87
2018-08-15 10:30 | 217.53 | 216.01
2018-08-15 11:00 | 217.02 | 215.49
2018-08-15 11:30 | 220.85 | 219.14
2018-08-15 12:00 | 222.39 | 220.66
2018-08-15 12:30 | 226.13 | 224.14
2018-08-15 13:00 | 226.95 | 224.93
2018-08-15 13:30 | 228.26 | 226.12
2018-08-15 14:00 | 230.91 | 228.54
2018-08-15 14:30 | 233.41 | 230.7
2018-08-15 15:00 | 235.56 | 232.59
2018-08-15 15:30 | 238.49 | 235.27
2018-08-15 16:00 | 240.57 | 236.84
2018-08-15 16:30 | 239.59 | 235.85
2018-08-15 17:00 | 241.36 | 237.19
2018-08-15 17:30 | 240.86 | 236.59
2018-08-15 18:00 | 241.56 | 237.49
2018-08-15 18:30 | 240.67 | 236.81
2018-08-15 19:00 | 239.9 | 236.42
2018-08-15 19:30 | 238.65 | 235.51
2018-08-15 20:00 | 239.99 | 236.91
2018-08-15 20:30 | 238.91 | 235.92
2018-08-15 21:00 | 239.9 | 237.04
2018-08-15 21:30 | 241.04 | 238.1
2018-08-15 22:00 | 241.99 | 239.13
2018-08-15 22:30 | 241.88 | 238.48
2018-08-15 23:00 | 241.35 | 237.89
2018-08-15 23:30 | 238.38 | 235.13
2018-08-16 | 237.74 | 234.63
2018-08-16 00:30 | 237.58 | 234.38
2018-08-16 01:00 | 238.51 | 234.95
2018-08-16 01:30 | 242.28 | 237.88
2018-08-16 02:00 | 243.47 | 239.06
2018-08-16 02:30 | 243.07 | 238.73
2018-08-16 03:00 | 238.06 | 233.51
2018-08-16 03:30 | 236.73 | 232.15
2018-08-16 04:00 | 237.95 | 233.22
2018-08-16 04:30 | 238.25 | 233.25
2018-08-16 05:00 | 238.35 | 233.22
2018-08-16 05:30 | 239.15 | 233.89
2018-08-16 06:00 | 237.27 | 233.88
2018-08-16 06:30 | 236.88 | 233.37
2018-08-16 07:00 | 243.99 | 240.49
2018-08-16 07:30 | 279.31 | 276.42
2018-08-16 08:00 | 280.78 | 277.62
2018-08-16 08:30 | 281.53 | 278.29
2018-08-16 09:00 | 282.39 | 279.18
2018-08-16 09:30 | 281.76 | 278.95
2018-08-16 10:00 | 279.8 | 277.24
2018-08-16 10:30 | 257.34 | 254.33
2018-08-16 11:00 | 238.14 | 234.85
2018-08-16 11:30 | 237.96 | 234.88
2018-08-16 12:00 | 237.21 | 234.11
2018-08-16 12:30 | 236 | 233.03
2018-08-16 13:00 | 236.9 | 233.86
2018-08-16 13:30 | 237.16 | 234.03
2018-08-16 14:00 | 236.69 | 233.68
2018-08-16 14:30 | 236.53 | 233.41
2018-08-16 15:00 | 236.69 | 233.5
2018-08-16 15:30 | 236.17 | 232.9
2018-08-16 16:00 | 235.3 | 231.94
2018-08-16 16:30 | 235.68 | 231.76
2018-08-16 17:00 | 264.06 | 261.76
2018-08-16 17:30 | 260.51 | 258.94
2018-08-16 18:00 | 263.16 | 261.73
2018-08-16 18:30 | 265.21 | 263.78
2018-08-16 19:00 | 266.52 | 265.04
2018-08-16 19:30 | 266.33 | 264.8
2018-08-16 20:00 | 266.74 | 265.22
2018-08-16 20:30 | 267.1 | 265.62
2018-08-16 21:00 | 268.58 | 267.03
2018-08-16 21:30 | 268.75 | 267.15
2018-08-16 22:00 | 270.37 | 268.72
2018-08-16 22:30 | 270.24 | 268.44
2018-08-16 23:00 | 270.64 | 268.5
2018-08-16 23:30 | 271.74 | 269.42
2018-08-17 | 272.62 | 270.54
2018-08-17 00:30 | 273.18 | 271.18
2018-08-17 01:00 | 273.38 | 271.26
2018-08-17 01:30 | 273 | 271.29
2018-08-17 02:00 | 273.12 | 271.48
2018-08-17 02:30 | 272.43 | 270.84
2018-08-17 03:00 | 254.45 | 252.44
2018-08-17 03:30 | 228.2 | 225.42
2018-08-17 04:00 | 223.07 | 220.74
2018-08-17 04:30 | 224.12 | 221.5
2018-08-17 05:00 | 224.56 | 221.85
2018-08-17 05:30 | 225.42 | 222.51
2018-08-17 06:00 | 270.19 | 268.33
2018-08-17 06:30 | 270.7 | 269.35
2018-08-17 07:00 | 271.11 | 269.9
2018-08-17 07:30 | 270.03 | 268.81
2018-08-17 08:00 | 269.62 | 268.21
2018-08-17 08:30 | 240.45 | 238.75
2018-08-17 09:00 | 237.6 | 235.77
2018-08-17 09:30 | 234.8 | 233.11
2018-08-17 10:00 | 234.98 | 233.38
2018-08-17 10:30 | 240.1 | 238.48
2018-08-17 11:00 | 241.64 | 239.92
2018-08-17 11:30 | 234.11 | 232.38
2018-08-17 12:00 | 234.09 | 232.16
2018-08-17 12:30 | 234.45 | 232.37
2018-08-17 13:00 | 228.65 | 226.48
2018-08-17 13:30 | 215.68 | 213.46
2018-08-17 14:00 | 213.15 | 210.95
2018-08-17 14:30 | 214.39 | 212.11
2018-08-17 15:00 | 214.19 | 211.91
2018-08-17 15:30 | 215.1 | 212.61
2018-08-17 16:00 | 218.89 | 215.97
2018-08-17 16:30 | 223.19 | 221.04
2018-08-17 17:00 | 227.89 | 225.65
2018-08-17 17:30 | 236.55 | 234.56
2018-08-17 18:00 | 242.98 | 241.24
2018-08-17 18:30 | 243.26 | 241.4
2018-08-17 19:00 | 243.49 | 241.6
2018-08-17 19:30 | 244.15 | 242.32
2018-08-17 20:00 | 245.34 | 243.41
2018-08-17 20:30 | 245.43 | 243.47
2018-08-17 21:00 | 245.8 | 243.93
2018-08-17 21:30 | 251.25 | 248.94
2018-08-17 22:00 | 255.71 | 253.14
2018-08-17 22:30 | 255.51 | 253.06
2018-08-17 23:00 | 255.49 | 252.88
2018-08-17 23:30 | 257.08 | 254.44
2018-08-18 | 256.64 | 254.15
2018-08-18 00:30 | 258.26 | 255.66
2018-08-18 01:00 | 259.35 | 255.93
2018-08-18 01:30 | 256.83 | 252.69
2018-08-18 02:00 | 255.55 | 251.42
2018-08-18 02:30 | 254.52 | 250.54
2018-08-18 03:00 | 253.3 | 249.48
2018-08-18 03:30 | 253.15 | 249.34
2018-08-18 04:00 | 246.84 | 242.55
2018-08-18 04:30 | 244.32 | 240.51
2018-08-18 05:00 | 243.19 | 239.42
2018-08-18 05:30 | 242.29 | 238.72
2018-08-18 06:00 | 243.14 | 239.44
2018-08-18 06:30 | 243.01 | 239.91
2018-08-18 07:00 | 243.72 | 240.51
2018-08-18 07:30 | 243.39 | 240.41
2018-08-18 08:00 | 242.83 | 239.51
2018-08-18 08:30 | 243.27 | 240.09
2018-08-18 09:00 | 242.62 | 239.78
2018-08-18 09:30 | 244.15 | 239.81
2018-08-18 10:00 | 242.69 | 238.1
2018-08-18 10:30 | 243.52 | 238.89
2018-08-18 11:00 | 243.42 | 239.29
2018-08-18 11:30 | 241.32 | 238.11
2018-08-18 12:00 | 241.83 | 238.62
2018-08-18 12:30 | 245.45 | 241.91
2018-08-18 13:00 | 246.3 | 242.73
2018-08-18 13:30 | 246.33 | 242.68
2018-08-18 14:00 | 245.81 | 242.03
2018-08-18 14:30 | 246.66 | 242.78
2018-08-18 15:00 | 245.12 | 241.36
2018-08-18 15:30 | 243.09 | 239.51
2018-08-18 16:00 | 243.87 | 240.12
2018-08-18 16:30 | 245.11 | 241.57
2018-08-18 17:00 | 245.49 | 242.44
2018-08-18 17:30 | 247.02 | 243.63
2018-08-18 18:00 | 248.4 | 245.05
2018-08-18 18:30 | 248.05 | 244.76
2018-08-18 19:00 | 245.52 | 242.27
2018-08-18 19:30 | 242.59 | 239.35
2018-08-18 20:00 | 242.2 | 238.96
2018-08-18 20:30 | 242.68 | 239.38
2018-08-18 21:00 | 242.38 | 239
2018-08-18 21:30 | 242.68 | 239.21
2018-08-18 22:00 | 242.01 | 238.49
2018-08-18 22:30 | 241.93 | 238.32
2018-08-18 23:00 | 241.44 | 237.81
2018-08-18 23:30 | 239.74 | 236.05
2018-08-19 | 237.75 | 235.16
2018-08-19 00:30 | 237.99 | 234.86
2018-08-19 01:00 | 238.82 | 235.49
2018-08-19 01:30 | 244.72 | 240.46
2018-08-19 02:00 | 245.71 | 241.74
2018-08-19 02:30 | 246.65 | 242.57
2018-08-19 03:00 | 248.02 | 243.83
2018-08-19 03:30 | 248.88 | 244.62
2018-08-19 04:00 | 249.86 | 245.47
2018-08-19 04:30 | 248.98 | 244.68
2018-08-19 05:00 | 247.49 | 243.33
2018-08-19 05:30 | 247.1 | 242.94
2018-08-19 06:00 | 247.96 | 243.7
2018-08-19 06:30 | 247.54 | 243.28
2018-08-19 07:00 | 246.88 | 243.46
2018-08-19 07:30 | 245.59 | 242.61
2018-08-19 08:00 | 244.49 | 241.33
2018-08-19 08:30 | 240.7 | 237.46
2018-08-19 09:00 | 231.04 | 227.95
2018-08-19 09:30 | 232.01 | 228.94
2018-08-19 10:00 | 231.83 | 228.93
2018-08-19 10:30 | 230.65 | 227.99
2018-08-19 11:00 | 230.31 | 227.77
2018-08-19 11:30 | 230.97 | 228.39
2018-08-19 12:00 | 231.86 | 228.83
2018-08-19 12:30 | 233.7 | 230.27
2018-08-19 13:00 | 232.36 | 229.07
2018-08-19 13:30 | 233.89 | 230.3
2018-08-19 14:00 | 232.57 | 229.11
2018-08-19 14:30 | 232.76 | 229.28
2018-08-19 15:00 | 230.98 | 227.71
2018-08-19 15:30 | 229.89 | 226.7
2018-08-19 16:00 | 231.54 | 227.95
2018-08-19 16:30 | 231.53 | 227.71
2018-08-19 17:00 | 230.74 | 227.19
2018-08-19 17:30 | 230.5 | 226.86
2018-08-19 18:00 | 231.36 | 227.76
2018-08-19 18:30 | 229.45 | 226.49
2018-08-19 19:00 | 230.1 | 227.38
2018-08-19 19:30 | 230.27 | 227.65
2018-08-19 20:00 | 228.25 | 225.72
2018-08-19 20:30 | 226.31 | 223.87
2018-08-19 21:00 | 226.36 | 223.91
2018-08-19 21:30 | 226.81 | 224.3
2018-08-19 22:00 | 227.99 | 225.26
2018-08-19 22:30 | 228.98 | 226.13
2018-08-19 23:00 | 226.72 | 223.93
2018-08-19 23:30 | 224.81 | 222.13
2018-08-20 | 228.11 | 225.27
2018-08-20 00:30 | 229.01 | 226.24
2018-08-20 01:00 | 231.28 | 228.1
2018-08-20 01:30 | 231.16 | 228
2018-08-20 02:00 | 230.85 | 227.81
2018-08-20 02:30 | 230.73 | 227.52
2018-08-20 03:00 | 231.28 | 228.1
2018-08-20 03:30 | 233.41 | 230.04
2018-08-20 04:00 | 234.77 | 231.35
2018-08-20 04:30 | 234.1 | 230.71
2018-08-20 05:00 | 234.97 | 231.69
2018-08-20 05:30 | 238.34 | 235.44
2018-08-20 06:00 | 239.76 | 237.22
2018-08-20 06:30 | 239.93 | 237.21
2018-08-20 07:00 | 237.66 | 234.95
2018-08-20 07:30 | 228.18 | 226.34
2018-08-20 08:00 | 232.62 | 230.4
2018-08-20 08:30 | 236.47 | 233.86
2018-08-20 09:00 | 237.06 | 234.44
2018-08-20 09:30 | 238.22 | 235.11
2018-08-20 10:00 | 238.21 | 234.83
2018-08-20 10:30 | 235.85 | 232.88
2018-08-20 11:00 | 229.77 | 227.57
2018-08-20 11:30 | 235.47 | 232.78
2018-08-20 12:00 | 234.24 | 231.81
2018-08-20 12:30 | 233.87 | 231.34
2018-08-20 13:00 | 234.86 | 231.94
2018-08-20 13:30 | 235.82 | 232.56
2018-08-20 14:00 | 237.52 | 234.03
2018-08-20 14:30 | 236.14 | 232.82
2018-08-20 15:00 | 237.52 | 234.01
2018-08-20 15:30 | 237.23 | 233.62
2018-08-20 16:00 | 238.04 | 234.18
2018-08-20 16:30 | 238.05 | 233.85
2018-08-20 17:00 | 237.86 | 233.59
2018-08-20 17:30 | 236.98 | 234.2
2018-08-20 18:00 | 249.23 | 246.47
2018-08-20 18:30 | 280.83 | 277.42
2018-08-20 19:00 | 281.19 | 277.63
2018-08-20 19:30 | 281.66 | 278.06
2018-08-20 20:00 | 279.51 | 276.45
2018-08-20 20:30 | 279.71 | 277.28
2018-08-20 21:00 | 275.38 | 272.87
2018-08-20 21:30 | 235.61 | 233.28
2018-08-20 22:00 | 236.61 | 233.78
2018-08-20 22:30 | 235.81 | 233
2018-08-20 23:00 | 237.46 | 234.53
2018-08-20 23:30 | 239.9 | 237.02
2018-08-21 | 239.08 | 236.4
2018-08-21 00:30 | 236.47 | 233.34
2018-08-21 01:00 | 235.23 | 232.18
2018-08-21 01:30 | 235.11 | 232.18
2018-08-21 02:00 | 233.07 | 230.24
2018-08-21 02:30 | 232.27 | 229.03
2018-08-21 03:00 | 233.05 | 229.72
2018-08-21 03:30 | 234.58 | 231.09
2018-08-21 04:00 | 233.51 | 230.15
2018-08-21 04:30 | 231 | 228.05
2018-08-21 05:00 | 232.6 | 229.71
2018-08-21 05:30 | 233.22 | 230.23
2018-08-21 06:00 | 231.85 | 228.95
2018-08-21 06:30 | 276.35 | 274.35
2018-08-21 07:00 | 283.82 | 282.31
2018-08-21 07:30 | 285.86 | 284.23
2018-08-21 08:00 | 286.02 | 283
2018-08-21 08:30 | 278.43 | 275.27
2018-08-21 09:00 | 238.65 | 234.28
2018-08-21 09:30 | 235.61 | 231.48
2018-08-21 10:00 | 234.89 | 231.4
2018-08-21 10:30 | 234.41 | 231.33
2018-08-21 11:00 | 234.04 | 230.87
2018-08-21 11:30 | 231.91 | 228.9
2018-08-21 12:00 | 231.11 | 228.28
2018-08-21 12:30 | 231.17 | 228.02
2018-08-21 13:00 | 233.19 | 229.64
2018-08-21 13:30 | 235.04 | 231.33
2018-08-21 14:00 | 233.45 | 230.79
2018-08-21 14:30 | 233.15 | 230.93
2018-08-21 15:00 | 233.14 | 230.81
2018-08-21 15:30 | 229.94 | 227.68
2018-08-21 16:00 | 228.93 | 226.61
2018-08-21 16:30 | 230.51 | 228.04
2018-08-21 17:00 | 232.26 | 229.69
2018-08-21 17:30 | 232.91 | 230.31
2018-08-21 18:00 | 233.22 | 230.67
2018-08-21 18:30 | 271.32 | 269.73
2018-08-21 19:00 | 272.81 | 271.23
2018-08-21 19:30 | 272.87 | 271.27
2018-08-21 20:00 | 272.62 | 270.78
2018-08-21 20:30 | 274.3 | 272.51
2018-08-21 21:00 | 253.61 | 251.67
2018-08-21 21:30 | 228.26 | 226.28
2018-08-21 22:00 | 226.41 | 224.94
2018-08-21 22:30 | 226.3 | 224.79
2018-08-21 23:00 | 227.4 | 225.72
2018-08-21 23:30 | 232.51 | 230.69
2018-08-22 | 239.1 | 237.21
2018-08-22 00:30 | 230.2 | 228.27
2018-08-22 01:00 | 231.32 | 229.31
2018-08-22 01:30 | 233.89 | 231.05
2018-08-22 02:00 | 233.9 | 231.03
2018-08-22 02:30 | 233.66 | 230.83
2018-08-22 03:00 | 234.02 | 231.24
2018-08-22 03:30 | 230.52 | 228.08
2018-08-22 04:00 | 228.43 | 226.21
2018-08-22 04:30 | 227.94 | 225.75
2018-08-22 05:00 | 225.92 | 223.86
2018-08-22 05:30 | 225.19 | 223.11
2018-08-22 06:00 | 225.98 | 223.66
2018-08-22 06:30 | 225.58 | 223.15
2018-08-22 07:00 | 228.17 | 226.1
2018-08-22 07:30 | 244.26 | 242.78
2018-08-22 08:00 | 243.12 | 241.69
2018-08-22 08:30 | 241.85 | 240.53
2018-08-22 09:00 | 239.21 | 238.14
2018-08-22 09:30 | 228.46 | 227.34
2018-08-22 10:00 | 217.6 | 216.39
2018-08-22 10:30 | 218.84 | 217.7
2018-08-22 11:00 | 219.09 | 217.93
2018-08-22 11:30 | 219.45 | 218.23
2018-08-22 12:00 | 221.14 | 219.93
2018-08-22 12:30 | 220.71 | 219.55
2018-08-22 13:00 | 220.25 | 219.06
2018-08-22 13:30 | 222.9 | 221.39
2018-08-22 14:00 | 223.86 | 222.3
2018-08-22 14:30 | 223.93 | 222.42
2018-08-22 15:00 | 224.5 | 222.85
2018-08-22 15:30 | 227.55 | 225.48
2018-08-22 16:00 | 226.4 | 224.39
2018-08-22 16:30 | 226.3 | 224.46
2018-08-22 17:00 | 226.24 | 224.32
2018-08-22 17:30 | 225.29 | 223.53
2018-08-22 18:00 | 224.88 | 223.06
2018-08-22 18:30 | 223.87 | 222.1
2018-08-22 19:00 | 227.98 | 225.89
2018-08-22 19:30 | 220.5 | 219.12
2018-08-22 20:00 | 241.5 | 239.75
2018-08-22 20:30 | 241.19 | 239.33
2018-08-22 21:00 | 228.29 | 226.03
2018-08-22 21:30 | 227.46 | 225.42
2018-08-22 22:00 | 226.63 | 224.8
2018-08-22 22:30 | 226.75 | 224.82
2018-08-22 23:00 | 244.8 | 243.14
2018-08-22 23:30 | 253.23 | 251.61
2018-08-23 | 252.97 | 251.45
2018-08-23 00:30 | 252.47 | 250.87
2018-08-23 01:00 | 252.58 | 250.91
2018-08-23 01:30 | 252.23 | 250.69
2018-08-23 02:00 | 252.4 | 250.54
2018-08-23 02:30 | 251.85 | 249.83
2018-08-23 03:00 | 252.13 | 250.04
2018-08-23 03:30 | 252.22 | 250.26
2018-08-23 04:00 | 257.03 | 255
2018-08-23 04:30 | 263.17 | 261.4
2018-08-23 05:00 | 269.12 | 267.48
2018-08-23 05:30 | 276.98 | 275.42
2018-08-23 06:00 | 276.67 | 275.08
2018-08-23 06:30 | 274.85 | 273.54
2018-08-23 07:00 | 276.69 | 275.56
2018-08-23 07:30 | 273.81 | 272.9
2018-08-23 08:00 | 266.9 | 265.99
2018-08-23 08:30 | 262.23 | 261.18
2018-08-23 09:00 | 219.31 | 218.39
2018-08-23 09:30 | 218.54 | 217.65
2018-08-23 10:00 | 218.5 | 217.57
2018-08-23 10:30 | 218.97 | 217.95
2018-08-23 11:00 | 218.95 | 217.82
2018-08-23 11:30 | 219.54 | 218.46
2018-08-23 12:00 | 220.07 | 218.88
2018-08-23 12:30 | 220.29 | 219.11
2018-08-23 13:00 | 220.19 | 219.03
2018-08-23 13:30 | 219 | 217.87
2018-08-23 14:00 | 219.38 | 218.13
2018-08-23 14:30 | 222.88 | 221.24
2018-08-23 15:00 | 226.96 | 225.06
2018-08-23 15:30 | 226.45 | 224.55
2018-08-23 16:00 | 230 | 227.86
2018-08-23 16:30 | 269.37 | 267.75
2018-08-23 17:00 | 269.29 | 267.73
2018-08-23 17:30 | 269.82 | 268.14
2018-08-23 18:00 | 271.4 | 269.36
2018-08-23 18:30 | 272.32 | 270.43
2018-08-23 19:00 | 269.13 | 267.19
2018-08-23 19:30 | 269.14 | 267.14
2018-08-23 20:00 | 275.02 | 272.82
2018-08-23 20:30 | 273.93 | 271.77
2018-08-23 21:00 | 273.05 | 270.83
2018-08-23 21:30 | 272.78 | 270.37
2018-08-23 22:00 | 273.12 | 271.02
2018-08-23 22:30 | 272.48 | 270.67
2018-08-23 23:00 | 274.06 | 272.32
2018-08-23 23:30 | 274.21 | 272.61
2018-08-24 | 273.75 | 272.17
2018-08-24 00:30 | 272.1 | 270.43
2018-08-24 01:00 | 272.32 | 270.56
2018-08-24 01:30 | 270.65 | 269.03
2018-08-24 02:00 | 271.55 | 269.89
2018-08-24 02:30 | 272.35 | 270.73
2018-08-24 03:00 | 272.57 | 270.87
2018-08-24 03:30 | 272.55 | 270.83
2018-08-24 04:00 | 273.37 | 271.63
2018-08-24 04:30 | 273.16 | 271.45
2018-08-24 05:00 | 273.4 | 271.65
2018-08-24 05:30 | 271.37 | 269.75
2018-08-24 06:00 | 263.26 | 261.53
2018-08-24 06:30 | 251.3 | 249.29
2018-08-24 07:00 | 251.58 | 249.95
2018-08-24 07:30 | 277.48 | 275.91
2018-08-24 08:00 | 279.07 | 277.43
2018-08-24 08:30 | 270.43 | 268.57
2018-08-24 09:00 | 245.09 | 242.7
2018-08-24 09:30 | 254.2 | 252.01
2018-08-24 10:00 | 253.41 | 251.42
2018-08-24 10:30 | 252.62 | 250.74
2018-08-24 11:00 | 252.79 | 250.81
2018-08-24 11:30 | 251.56 | 249.73
2018-08-24 12:00 | 249.99 | 248.29
2018-08-24 12:30 | 252.73 | 250.89
2018-08-24 13:00 | 253.53 | 251.43
2018-08-24 13:30 | 251.79 | 249.52
2018-08-24 14:00 | 252.01 | 249.74
2018-08-24 14:30 | 249.46 | 247.38
2018-08-24 15:00 | 248.48 | 246.39
2018-08-24 15:30 | 250.23 | 247.96
2018-08-24 16:00 | 248.23 | 246.01
2018-08-24 16:30 | 250.97 | 248.25
2018-08-24 17:00 | 245.74 | 243.58
2018-08-24 17:30 | 245.94 | 244.24
2018-08-24 18:00 | 248.5 | 246.61
2018-08-24 18:30 | 261.5 | 260.02
2018-08-24 19:00 | 269.93 | 268.49
2018-08-24 19:30 | 272.06 | 270.62
2018-08-24 20:00 | 259.88 | 258.07
2018-08-24 20:30 | 252.95 | 250.95
2018-08-24 21:00 | 256.45 | 254.16
2018-08-24 21:30 | 257.23 | 254.91
2018-08-24 22:00 | 256.28 | 253.99
2018-08-24 22:30 | 257.47 | 254.77
2018-08-24 23:00 | 256.62 | 254.04
2018-08-24 23:30 | 256.07 | 253.56
2018-08-25 | 256.56 | 254
2018-08-25 00:30 | 239.1 | 236.54
2018-08-25 01:00 | 234.28 | 231.01
2018-08-25 01:30 | 236.48 | 232.78
2018-08-25 02:00 | 236.21 | 232.6
2018-08-25 02:30 | 235.16 | 231.65
2018-08-25 03:00 | 234.69 | 231.23
2018-08-25 03:30 | 233.99 | 230.57
2018-08-25 04:00 | 234.15 | 230.68
2018-08-25 04:30 | 233.46 | 230.2
2018-08-25 05:00 | 233.9 | 230.54
2018-08-25 05:30 | 233.77 | 230.33
2018-08-25 06:00 | 233.59 | 230.48
2018-08-25 06:30 | 232.9 | 229.94
2018-08-25 07:00 | 233.92 | 230.71
2018-08-25 07:30 | 233.07 | 229.78
2018-08-25 08:00 | 232.34 | 229.88
2018-08-25 08:30 | 258.56 | 256.65
2018-08-25 09:00 | 236.87 | 234.55
2018-08-25 09:30 | 235.73 | 233.7
2018-08-25 10:00 | 236.23 | 234.34
2018-08-25 10:30 | 235.64 | 233.81
2018-08-25 11:00 | 235.15 | 233.44
2018-08-25 11:30 | 243.05 | 241.43
2018-08-25 12:00 | 240.46 | 238.79
2018-08-25 12:30 | 240.39 | 238.79
2018-08-25 13:00 | 240.31 | 238.72
2018-08-25 13:30 | 236.35 | 234.45
2018-08-25 14:00 | 244.94 | 243.33
2018-08-25 14:30 | 229.44 | 227.11
2018-08-25 15:00 | 233.94 | 230.62
2018-08-25 15:30 | 233.83 | 231.16
2018-08-25 16:00 | 234.81 | 232.38
2018-08-25 16:30 | 234.86 | 232.47
2018-08-25 17:00 | 235.35 | 233.06
2018-08-25 17:30 | 235.16 | 233.06
2018-08-25 18:00 | 235.63 | 233.49
2018-08-25 18:30 | 236.78 | 234.13
2018-08-25 19:00 | 236.37 | 233.71
2018-08-25 19:30 | 234.49 | 231.76
2018-08-25 20:00 | 232.37 | 229.87
2018-08-25 20:30 | 233.43 | 231.06
2018-08-25 21:00 | 232.44 | 230.16
2018-08-25 21:30 | 232.49 | 230.08
2018-08-25 22:00 | 232.75 | 230.23
2018-08-25 22:30 | 231.49 | 229.58
2018-08-25 23:00 | 232.55 | 230.63
2018-08-25 23:30 | 232.53 | 230.53
2018-08-26 | 234.64 | 232.36
2018-08-26 00:30 | 233.16 | 230.91
2018-08-26 01:00 | 229 | 226.92
2018-08-26 01:30 | 227.74 | 226.13
2018-08-26 02:00 | 228.83 | 227.35
2018-08-26 02:30 | 229.06 | 227.56
2018-08-26 03:00 | 227.96 | 226.48
2018-08-26 03:30 | 228.85 | 227.32
2018-08-26 04:00 | 229.94 | 228.4
2018-08-26 04:30 | 229.44 | 227.64
2018-08-26 05:00 | 264.86 | 262.81
2018-08-26 05:30 | 270.78 | 268.96
2018-08-26 06:00 | 269.82 | 268.08
2018-08-26 06:30 | 270.16 | 268.48
2018-08-26 07:00 | 271.48 | 269.88
2018-08-26 07:30 | 272.36 | 270.57
2018-08-26 08:00 | 272.01 | 270.05
2018-08-26 08:30 | 261.18 | 259.51
2018-08-26 09:00 | 255.62 | 254.08
2018-08-26 09:30 | 257.06 | 254.77
2018-08-26 10:00 | 256.36 | 253.66
2018-08-26 10:30 | 254.7 | 251.94
2018-08-26 11:00 | 254.21 | 251.23
2018-08-26 11:30 | 252.01 | 249.57
2018-08-26 12:00 | 252.92 | 251.05
2018-08-26 12:30 | 253.18 | 251.29
2018-08-26 13:00 | 253.68 | 251.76
2018-08-26 13:30 | 251.84 | 249.97
2018-08-26 14:00 | 252.41 | 250.24
2018-08-26 14:30 | 251.95 | 249.72
2018-08-26 15:00 | 249.19 | 247.06
2018-08-26 15:30 | 240.51 | 238.52
2018-08-26 16:00 | 241.07 | 239.15
2018-08-26 16:30 | 242.43 | 240.56
2018-08-26 17:00 | 240.55 | 238.86
2018-08-26 17:30 | 241.18 | 239.73
2018-08-26 18:00 | 241.5 | 240.14
2018-08-26 18:30 | 257.46 | 256.07
2018-08-26 19:00 | 263.05 | 261.62
2018-08-26 19:30 | 261.42 | 259.93
2018-08-26 20:00 | 258.91 | 257.36
2018-08-26 20:30 | 241.67 | 240.05
2018-08-26 21:00 | 225.93 | 224.26
2018-08-26 21:30 | 220.59 | 218.94
2018-08-26 22:00 | 222.74 | 221.54
2018-08-26 22:30 | 222.32 | 221.15
2018-08-26 23:00 | 223.02 | 221.81
2018-08-26 23:30 | 223.21 | 221.97
2018-08-27 | 224.2 | 222.85
2018-08-27 00:30 | 225.25 | 223.81
2018-08-27 01:00 | 222.62 | 221.41
2018-08-27 01:30 | 223.41 | 222.14
2018-08-27 02:00 | 224.97 | 223.35
2018-08-27 02:30 | 224.25 | 222.53
2018-08-27 03:00 | 223.98 | 221.97
2018-08-27 03:30 | 224.61 | 222.65
2018-08-27 04:00 | 225.68 | 223.65
2018-08-27 04:30 | 225.17 | 223.17
2018-08-27 05:00 | 225.34 | 223.31
2018-08-27 05:30 | 225.23 | 223.61
2018-08-27 06:00 | 235.67 | 234.51
2018-08-27 06:30 | 255.08 | 254.08
2018-08-27 07:00 | 265.27 | 264.17
2018-08-27 07:30 | 262.12 | 261.14
2018-08-27 08:00 | 259.62 | 258.48
2018-08-27 08:30 | 242.01 | 240.71
2018-08-27 09:00 | 219.95 | 218.59
2018-08-27 09:30 | 219.13 | 217.64
2018-08-27 10:00 | 220.28 | 218.63
2018-08-27 10:30 | 218.82 | 217.13
2018-08-27 11:00 | 219.49 | 218.13
2018-08-27 11:30 | 219.36 | 217.98
2018-08-27 12:00 | 220.15 | 218.71
2018-08-27 12:30 | 222.43 | 220.98
2018-08-27 13:00 | 220.83 | 219.4
2018-08-27 13:30 | 219.21 | 217.85
2018-08-27 14:00 | 219.2 | 217.94
2018-08-27 14:30 | 216.65 | 215.4
2018-08-27 15:00 | 210.47 | 209.39
2018-08-27 15:30 | 210.73 | 209.71
2018-08-27 16:00 | 213.1 | 212.04
2018-08-27 16:30 | 216.27 | 215.19
2018-08-27 17:00 | 218.98 | 217.77
2018-08-27 17:30 | 217.14 | 216.08
2018-08-27 18:00 | 254.9 | 253.8
2018-08-27 18:30 | 259.21 | 258.15
2018-08-27 19:00 | 261.12 | 259.57
2018-08-27 19:30 | 244.87 | 243.13
2018-08-27 20:00 | 221.42 | 219.61
2018-08-27 20:30 | 227.08 | 225.31
2018-08-27 21:00 | 233.24 | 231.34
2018-08-27 21:30 | 231.8 | 229.78
2018-08-27 22:00 | 229.95 | 228.35
2018-08-27 22:30 | 231.54 | 229.92
2018-08-27 23:00 | 230.88 | 229.45
2018-08-27 23:30 | 228.48 | 227.21
2018-08-28 | 227.46 | 226.3
2018-08-28 00:30 | 228.28 | 227.23
2018-08-28 01:00 | 232.75 | 231.51
2018-08-28 01:30 | 232.33 | 231.15
2018-08-28 02:00 | 231.5 | 230.31
2018-08-28 02:30 | 231.18 | 230.02
2018-08-28 03:00 | 231.25 | 229.98
2018-08-28 03:30 | 231.42 | 229.85
2018-08-28 04:00 | 231.55 | 229.89
2018-08-28 04:30 | 233.62 | 231.68
2018-08-28 05:00 | 232.44 | 230.52
2018-08-28 05:30 | 230.17 | 228.56
2018-08-28 06:00 | 226.71 | 225.57
2018-08-28 06:30 | 241.18 | 240.31
2018-08-28 07:00 | 264.24 | 263.49
2018-08-28 07:30 | 261.6 | 260.88
2018-08-28 08:00 | 259.6 | 258.83
2018-08-28 08:30 | 231.51 | 230.75
2018-08-28 09:00 | 214.19 | 213.37
2018-08-28 09:30 | 214.12 | 213.28
2018-08-28 10:00 | 213.5 | 212.61
2018-08-28 10:30 | 213.82 | 212.78
2018-08-28 11:00 | 213.95 | 212.94
2018-08-28 11:30 | 213.28 | 212.27
2018-08-28 12:00 | 213.61 | 212.78
2018-08-28 12:30 | 214.62 | 213.77
2018-08-28 13:00 | 213.56 | 212.71
2018-08-28 13:30 | 214.97 | 213.87
2018-08-28 14:00 | 216.02 | 214.71
2018-08-28 14:30 | 215.77 | 214.43
2018-08-28 15:00 | 216.93 | 215.45
2018-08-28 15:30 | 218.75 | 217.08
2018-08-28 16:00 | 217.82 | 216.07
2018-08-28 16:30 | 219.48 | 217.48
2018-08-28 17:00 | 218.49 | 217.15
2018-08-28 17:30 | 222.25 | 221.24
2018-08-28 18:00 | 259.52 | 258.46
2018-08-28 18:30 | 261.65 | 260.51
2018-08-28 19:00 | 263.23 | 262.02
2018-08-28 19:30 | 264.87 | 263.7
2018-08-28 20:00 | 267.51 | 266.22
2018-08-28 20:30 | 265.85 | 264.58
2018-08-28 21:00 | 264.64 | 263.35
2018-08-28 21:30 | 234.91 | 233.58
2018-08-28 22:00 | 219.72 | 218.31
2018-08-28 22:30 | 218.36 | 217.16
2018-08-28 23:00 | 216.82 | 215.13
2018-08-28 23:30 | 215.73 | 214.08
2018-08-29 | 214.89 | 213.38
2018-08-29 00:30 | 223.67 | 221.55
2018-08-29 01:00 | 228.68 | 225.91
2018-08-29 01:30 | 230.98 | 227.72
2018-08-29 02:00 | 233.1 | 229.69
2018-08-29 02:30 | 233.36 | 230.07
2018-08-29 03:00 | 232.92 | 229.68
2018-08-29 03:30 | 233.18 | 229.98
2018-08-29 04:00 | 231.25 | 228.24
2018-08-29 04:30 | 228.16 | 225.53
2018-08-29 05:00 | 228.38 | 225.7
2018-08-29 05:30 | 243.76 | 241.12
2018-08-29 06:00 | 253.68 | 251.45
2018-08-29 06:30 | 252.7 | 250.4
2018-08-29 07:00 | 251.13 | 248.97
2018-08-29 07:30 | 247.13 | 245.8
2018-08-29 08:00 | 264.73 | 263.49
2018-08-29 08:30 | 262.96 | 261.78
2018-08-29 09:00 | 261.89 | 260.62
2018-08-29 09:30 | 222.16 | 220.44
2018-08-29 10:00 | 231.44 | 230.08
2018-08-29 10:30 | 216.87 | 215.54
2018-08-29 11:00 | 215.88 | 214.51
2018-08-29 11:30 | 215.23 | 213.91
2018-08-29 12:00 | 214.16 | 212.87
2018-08-29 12:30 | 213.35 | 212.09
2018-08-29 13:00 | 214.57 | 213.23
2018-08-29 13:30 | 214.31 | 212.9
2018-08-29 14:00 | 213.51 | 212.17
2018-08-29 14:30 | 213.55 | 212.18
2018-08-29 15:00 | 214.52 | 213.01
2018-08-29 15:30 | 214.52 | 212.94
2018-08-29 16:00 | 213.62 | 211.92
2018-08-29 16:30 | 209.9 | 208.27
2018-08-29 17:00 | 209.13 | 207.24
2018-08-29 17:30 | 251.14 | 249.3
2018-08-29 18:00 | 265.89 | 264.49
2018-08-29 18:30 | 262.86 | 261.63
2018-08-29 19:00 | 261.85 | 260.63
2018-08-29 19:30 | 257.75 | 256.49
2018-08-29 20:00 | 220.97 | 219.76
2018-08-29 20:30 | 218.74 | 217.46
2018-08-29 21:00 | 225.28 | 223.74
2018-08-29 21:30 | 230.14 | 228.37
2018-08-29 22:00 | 230.44 | 228.71
2018-08-29 22:30 | 231.8 | 229.88
2018-08-29 23:00 | 232.02 | 230.1
2018-08-29 23:30 | 232.12 | 230.25
2018-08-30 | 232.22 | 230.3
2018-08-30 00:30 | 233.59 | 231.34
2018-08-30 01:00 | 233.13 | 231.03
2018-08-30 01:30 | 234.24 | 232.04
2018-08-30 02:00 | 234.21 | 232.37
2018-08-30 02:30 | 244.39 | 242.33
2018-08-30 03:00 | 244.51 | 242.29
2018-08-30 03:30 | 244.87 | 242.66
2018-08-30 04:00 | 243.2 | 241.1
2018-08-30 04:30 | 242.93 | 240.96
2018-08-30 05:00 | 237.75 | 236.22
2018-08-30 05:30 | 264.73 | 263.41
2018-08-30 06:00 | 281.17 | 279.61
2018-08-30 06:30 | 276.97 | 275.6
2018-08-30 07:00 | 285.64 | 284.07
2018-08-30 07:30 | 283.85 | 282.31
2018-08-30 08:00 | 278.34 | 276.67
2018-08-30 08:30 | 277.14 | 275.5
2018-08-30 09:00 | 275.82 | 274.08
2018-08-30 09:30 | 268.37 | 266.49
2018-08-30 10:00 | 230.55 | 228.71
2018-08-30 10:30 | 228.91 | 227.2
2018-08-30 11:00 | 229.5 | 227.78
2018-08-30 11:30 | 229.5 | 227.71
2018-08-30 12:00 | 228.87 | 227.01
2018-08-30 12:30 | 231.02 | 229.02
2018-08-30 13:00 | 231.55 | 229.62
2018-08-30 13:30 | 231.35 | 229.51
2018-08-30 14:00 | 231.04 | 229.24
2018-08-30 14:30 | 230.6 | 228.8
2018-08-30 15:00 | 234.65 | 232.59
2018-08-30 15:30 | 234.55 | 232.4
2018-08-30 16:00 | 234.94 | 232.73
2018-08-30 16:30 | 233.71 | 231.68
2018-08-30 17:00 | 233.62 | 231.71
2018-08-30 17:30 | 232.77 | 230.91
2018-08-30 18:00 | 231.8 | 229.91
2018-08-30 18:30 | 269.27 | 267.54
2018-08-30 19:00 | 272.32 | 270.41
2018-08-30 19:30 | 274.58 | 272.56
2018-08-30 20:00 | 274.29 | 272.25
2018-08-30 20:30 | 273.99 | 271.97
2018-08-30 21:00 | 257.57 | 255.64
2018-08-30 21:30 | 231.88 | 230
2018-08-30 22:00 | 230.36 | 228.58
2018-08-30 22:30 | 230.58 | 228.75
2018-08-30 23:00 | 232.06 | 229.58
2018-08-30 23:30 | 230.79 | 228.48
2018-08-31 | 230.22 | 227.94
2018-08-31 00:30 | 229.76 | 227.38
2018-08-31 01:00 | 229.56 | 227.04
2018-08-31 01:30 | 228.38 | 225.82
2018-08-31 02:00 | 219.4 | 216.09
2018-08-31 02:30 | 219.42 | 216
2018-08-31 03:00 | 219.38 | 216.04
2018-08-31 03:30 | 219.51 | 216.06
2018-08-31 04:00 | 219.88 | 216.44
2018-08-31 04:30 | 220.11 | 216.69
2018-08-31 05:00 | 219.93 | 216.47
2018-08-31 05:30 | 219.37 | 216.17
2018-08-31 06:00 | 218.98 | 216.27
2018-08-31 06:30 | 214.96 | 212.67
2018-08-31 07:00 | 263.62 | 262.38
2018-08-31 07:30 | 267.22 | 266.12
2018-08-31 08:00 | 268.34 | 266.78
2018-08-31 08:30 | 267.55 | 265.72
2018-08-31 09:00 | 267.29 | 265.25
2018-08-31 09:30 | 272.5 | 269.73
2018-08-31 10:00 | 250.62 | 248.12
2018-08-31 10:30 | 228.6 | 226.48
2018-08-31 11:00 | 227.54 | 225.3
2018-08-31 11:30 | 224.09 | 221.84
2018-08-31 12:00 | 226.99 | 224.46
2018-08-31 12:30 | 230.72 | 228.32
2018-08-31 13:00 | 231.96 | 229.69
2018-08-31 13:30 | 225.41 | 223.37
2018-08-31 14:00 | 224.47 | 222.57
2018-08-31 14:30 | 227.78 | 225.93
2018-08-31 15:00 | 242.32 | 240.56
2018-08-31 15:30 | 267.44 | 265.65
2018-08-31 16:00 | 270.01 | 268.3
2018-08-31 16:30 | 269.68 | 268.16
2018-08-31 17:00 | 270.51 | 269.06
2018-08-31 17:30 | 270.73 | 269.31
2018-08-31 18:00 | 272.45 | 271.07
2018-08-31 18:30 | 273.05 | 271.55
2018-08-31 19:00 | 272.33 | 270.72
2018-08-31 19:30 | 271.66 | 269.96
2018-08-31 20:00 | 270.23 | 268.52
2018-08-31 20:30 | 267.68 | 265.96
2018-08-31 21:00 | 267.67 | 265.91
2018-08-31 21:30 | 267.28 | 265.58
2018-08-31 22:00 | 267.66 | 265.94
2018-08-31 22:30 | 267.48 | 265.76
2018-08-31 23:00 | 267.75 | 266.31
2018-08-31 23:30 | 267.73 | 266.31
2018-09-01 | 239.58 | 238.18
2018-09-01 00:30 | 236.58 | 235.02
2018-09-01 01:00 | 234.62 | 233.02
2018-09-01 01:30 | 227.61 | 225.41
2018-09-01 02:00 | 228.24 | 225.98
2018-09-01 02:30 | 228.66 | 226.52
2018-09-01 03:00 | 228.77 | 226.65
2018-09-01 03:30 | 229.29 | 227.17
2018-09-01 04:00 | 229.67 | 227.47
2018-09-01 04:30 | 226.62 | 224.71
2018-09-01 05:00 | 225.32 | 223.63
2018-09-01 05:30 | 228.83 | 226.77
2018-09-01 06:00 | 228.45 | 226.26
2018-09-01 06:30 | 262.55 | 260.94
2018-09-01 07:00 | 267.8 | 266.64
2018-09-01 07:30 | 271.36 | 269.66
2018-09-01 08:00 | 272.8 | 271.14
2018-09-01 08:30 | 271.23 | 269.68
2018-09-01 09:00 | 270.32 | 268.8
2018-09-01 09:30 | 270.68 | 268.79
2018-09-01 10:00 | 269.37 | 267.22
2018-09-01 10:30 | 268.05 | 266.38
2018-09-01 11:00 | 266.66 | 264.82
2018-09-01 11:30 | 265.62 | 263.92
2018-09-01 12:00 | 265.52 | 263.56
2018-09-01 12:30 | 264.77 | 262.91
2018-09-01 13:00 | 264.96 | 262.9
2018-09-01 13:30 | 263.96 | 261.87
2018-09-01 14:00 | 264.52 | 262.25
2018-09-01 14:30 | 265.54 | 263.12
2018-09-01 15:00 | 264.62 | 261.96
2018-09-01 15:30 | 263.25 | 260.85
2018-09-01 16:00 | 263.22 | 260.96
2018-09-01 16:30 | 264.26 | 262.14
2018-09-01 17:00 | 263.65 | 262.05
2018-09-01 17:30 | 263.41 | 261.94
2018-09-01 18:00 | 265.42 | 263.89
2018-09-01 18:30 | 266.42 | 264.97
2018-09-01 19:00 | 270.23 | 268.75
2018-09-01 19:30 | 270.68 | 269.2
2018-09-01 20:00 | 272.79 | 271.14
2018-09-01 20:30 | 273.36 | 271.75
2018-09-01 21:00 | 275.03 | 273.43
2018-09-01 21:30 | 275.86 | 274.26
2018-09-01 22:00 | 275.68 | 274.12
2018-09-01 22:30 | 275.25 | 273.8
2018-09-01 23:00 | 276.7 | 275.19
2018-09-01 23:30 | 254.98 | 252.87
2018-09-02 | 233.58 | 230.59
2018-09-02 00:30 | 232.48 | 229.78
2018-09-02 01:00 | 232.46 | 229.27
2018-09-02 01:30 | 233.59 | 230.33
2018-09-02 02:00 | 233.76 | 230.58
2018-09-02 02:30 | 233.83 | 230.83
2018-09-02 03:00 | 233.42 | 230.55
2018-09-02 03:30 | 244.45 | 241.91
2018-09-02 04:00 | 268 | 265.96
2018-09-02 04:30 | 276.12 | 274.21
2018-09-02 05:00 | 277.31 | 275.35
2018-09-02 05:30 | 275.9 | 273.9
2018-09-02 06:00 | 275.46 | 273.42
2018-09-02 06:30 | 273.72 | 272.12
2018-09-02 07:00 | 270.93 | 269.66
2018-09-02 07:30 | 275.24 | 273.85
2018-09-02 08:00 | 273.8 | 272.22
2018-09-02 08:30 | 276.13 | 274.34
2018-09-02 09:00 | 273.37 | 271.74
2018-09-02 09:30 | 269.51 | 267.94
2018-09-02 10:00 | 273.83 | 271.97
2018-09-02 10:30 | 272.48 | 270.46
2018-09-02 11:00 | 270.43 | 268.26
2018-09-02 11:30 | 268.84 | 266.83
2018-09-02 12:00 | 270.4 | 268.55
2018-09-02 12:30 | 270.14 | 268.16
2018-09-02 13:00 | 269.72 | 267.83
2018-09-02 13:30 | 269.55 | 267.65
2018-09-02 14:00 | 271.61 | 269.41
2018-09-02 14:30 | 273.16 | 270.92
2018-09-02 15:00 | 273.31 | 270.97
2018-09-02 15:30 | 273.91 | 271.31
2018-09-02 16:00 | 274.98 | 272.65
2018-09-02 16:30 | 276.36 | 273.84
2018-09-02 17:00 | 276.85 | 274.3
2018-09-02 17:30 | 274.87 | 272.65
2018-09-02 18:00 | 274.02 | 272.23
2018-09-02 18:30 | 262.88 | 260.9
2018-09-02 19:00 | 242.71 | 240.38
2018-09-02 19:30 | 242.63 | 240.39
2018-09-02 20:00 | 259.76 | 257.93
2018-09-02 20:30 | 270.61 | 269.15
2018-09-02 21:00 | 268.72 | 267.38
2018-09-02 21:30 | 261.76 | 260.77
2018-09-02 22:00 | 259.97 | 259.12
2018-09-02 22:30 | 232.56 | 231.52
2018-09-02 23:00 | 227.49 | 226.32
2018-09-02 23:30 | 238.81 | 237.73
2018-09-03 | 248.09 | 246.91
2018-09-03 00:30 | 248.91 | 247.58
2018-09-03 01:00 | 248.51 | 247.27
2018-09-03 01:30 | 249.18 | 248.02
2018-09-03 02:00 | 249.16 | 247.94
2018-09-03 02:30 | 250.24 | 248.74
2018-09-03 03:00 | 251.22 | 250.07
2018-09-03 03:30 | 255.7 | 254.37
2018-09-03 04:00 | 252.14 | 251.15
2018-09-03 04:30 | 256.94 | 255.87
2018-09-03 05:00 | 266.78 | 265.52
2018-09-03 05:30 | 271.43 | 270.15
2018-09-03 06:00 | 272.18 | 270.8
2018-09-03 06:30 | 269.1 | 267.72
2018-09-03 07:00 | 263.98 | 262.46
2018-09-03 07:30 | 269.83 | 268.05
2018-09-03 08:00 | 273.4 | 271.45
2018-09-03 08:30 | 234.52 | 232.42
2018-09-03 09:00 | 222.84 | 220.57
2018-09-03 09:30 | 220.06 | 217.83
2018-09-03 10:00 | 204.47 | 202.18
2018-09-03 10:30 | 128.98 | 125.97
2018-09-03 11:00 | 116.93 | 113.6
2018-09-03 11:30 | 109.03 | 106.16
2018-09-03 12:00 | 105.41 | 102.82
2018-09-03 12:30 | 104.22 | 101.76
2018-09-03 13:00 | 104.75 | 102.28
2018-09-03 13:30 | 102.44 | 100.11
2018-09-03 14:00 | 103.16 | 100.77
2018-09-03 14:30 | 101.03 | 98.84
2018-09-03 15:00 | 107.49 | 104.75
2018-09-03 15:30 | 110.06 | 107.12
2018-09-03 16:00 | 110.22 | 107.24
2018-09-03 16:30 | 111.66 | 108.5
2018-09-03 17:00 | 112.99 | 109.76
2018-09-03 17:30 | 111.48 | 108.49
2018-09-03 18:00 | 113.35 | 110.15
2018-09-03 18:30 | 111.32 | 108.29
2018-09-03 19:00 | 111.62 | 108.57
2018-09-03 19:30 | 111.49 | 108.46
2018-09-03 20:00 | 112.02 | 108.95
2018-09-03 20:30 | 111.96 | 108.94
2018-09-03 21:00 | 111.57 | 108.6
2018-09-03 21:30 | 112.92 | 109.91
2018-09-03 22:00 | 112.28 | 109.21
2018-09-03 22:30 | 111.47 | 108.48
2018-09-03 23:00 | 111.53 | 108.6
2018-09-03 23:30 | 110.93 | 108.02
2018-09-04 | 112.54 | 109.47
2018-09-04 00:30 | 111.61 | 108.58
2018-09-04 01:00 | 110.95 | 107.94
2018-09-04 01:30 | 108.8 | 105.97
2018-09-04 02:00 | 109.63 | 106.76
2018-09-04 02:30 | 107.38 | 104.69
2018-09-04 03:00 | 105.99 | 103.48
2018-09-04 03:30 | 105.37 | 102.91
2018-09-04 04:00 | 109.5 | 106.67
2018-09-04 04:30 | 110.17 | 107.29
2018-09-04 05:00 | 111.27 | 108.29
2018-09-04 05:30 | 111.5 | 108.5
2018-09-04 06:00 | 111.31 | 108.34
2018-09-04 06:30 | 110.8 | 107.92
2018-09-04 07:00 | 111.19 | 108.33
2018-09-04 07:30 | 112.32 | 109.33
2018-09-04 08:00 | 112.38 | 109.32
2018-09-04 08:30 | 112.62 | 109.48
2018-09-04 09:00 | 112.09 | 108.97
2018-09-04 09:30 | 111.16 | 108.16
2018-09-04 10:00 | 108.57 | 105.74
2018-09-04 10:30 | 108.04 | 105.12
2018-09-04 11:00 | 109.06 | 106.01
2018-09-04 11:30 | 110.65 | 107.47
2018-09-04 12:00 | 111.75 | 108.51
2018-09-04 12:30 | 111.75 | 108.54
2018-09-04 13:00 | 111.22 | 108.01
2018-09-04 13:30 | 111.25 | 108.02
2018-09-04 14:00 | 111.4 | 108.18
2018-09-04 14:30 | 111.73 | 108.46
2018-09-04 15:00 | 111.5 | 108.34
2018-09-04 15:30 | 108.66 | 105.91
2018-09-04 16:00 | 107.31 | 104.67
2018-09-04 16:30 | 106.76 | 104.17
2018-09-04 17:00 | 104.7 | 102.23
2018-09-04 17:30 | 103.51 | 101.11
2018-09-04 18:00 | 105.47 | 102.96
2018-09-04 18:30 | 105.96 | 103.43
2018-09-04 19:00 | 110.03 | 107.19
2018-09-04 19:30 | 110.02 | 107.21
2018-09-04 20:00 | 111.43 | 108.37
2018-09-04 20:30 | 110.29 | 107.32
2018-09-04 21:00 | 109.68 | 106.79
2018-09-04 21:30 | 108.62 | 105.82
2018-09-04 22:00 | 110.84 | 107.89
2018-09-04 22:30 | 111.13 | 108.08
2018-09-04 23:00 | 111.88 | 108.73
2018-09-04 23:30 | 111.82 | 108.71
2018-09-05 | 112.33 | 109.26
2018-09-05 00:30 | 112.83 | 109.67
2018-09-05 01:00 | 113.36 | 110.13
2018-09-05 01:30 | 111.33 | 108.24
2018-09-05 02:00 | 112.5 | 109.33
2018-09-05 02:30 | 109.7 | 106.77
2018-09-05 03:00 | 109.89 | 106.97
2018-09-05 03:30 | 108.32 | 105.34
2018-09-05 04:00 | 112.69 | 109.45
2018-09-05 04:30 | 111.5 | 108.42
2018-09-05 05:00 | 111.07 | 108.1
2018-09-05 05:30 | 114.49 | 111.14
2018-09-05 06:00 | 115.46 | 112.01
2018-09-05 06:30 | 111.13 | 107.97
2018-09-05 07:00 | 110.43 | 107.37
2018-09-05 07:30 | 111.96 | 108.69
2018-09-05 08:00 | 112.13 | 108.9
2018-09-05 08:30 | 113.19 | 109.93
2018-09-05 09:00 | 111.51 | 108.42
2018-09-05 09:30 | 107.37 | 104.66
2018-09-05 10:00 | 108.84 | 106.01
2018-09-05 10:30 | 112.75 | 109.5
2018-09-05 11:00 | 110.9 | 107.74
2018-09-05 11:30 | 110.93 | 107.74
2018-09-05 12:00 | 113.21 | 109.79
2018-09-05 12:30 | 114.93 | 111.43
2018-09-05 13:00 | 114.44 | 111.04
2018-09-05 13:30 | 113.15 | 109.8
2018-09-05 14:00 | 112.36 | 109.08
2018-09-05 14:30 | 110.83 | 107.59
2018-09-05 15:00 | 110.88 | 107.7
2018-09-05 15:30 | 108.93 | 105.83
2018-09-05 16:00 | 109.45 | 106.32
2018-09-05 16:30 | 109.75 | 106.59
2018-09-05 17:00 | 112.42 | 109.11
2018-09-05 17:30 | 113.08 | 109.74
2018-09-05 18:00 | 112.7 | 109.42
2018-09-05 18:30 | 112.29 | 109.01
2018-09-05 19:00 | 112.91 | 109.63
2018-09-05 19:30 | 108.65 | 105.6
2018-09-05 20:00 | 109.84 | 106.61
2018-09-05 20:30 | 111.69 | 108.31
2018-09-05 21:00 | 109.63 | 106.4
2018-09-05 21:30 | 110.14 | 107.01
2018-09-05 22:00 | 108.12 | 105.15
2018-09-05 22:30 | 106.33 | 103.49
2018-09-05 23:00 | 104.91 | 102.17
2018-09-05 23:30 | 105.86 | 103.07
2018-09-06 | 107.15 | 104.25
2018-09-06 00:30 | 106.68 | 103.82
2018-09-06 01:00 | 107.34 | 104.41
2018-09-06 01:30 | 107.74 | 104.76
2018-09-06 02:00 | 108.25 | 105.28
2018-09-06 02:30 | 108.57 | 105.59
2018-09-06 03:00 | 103.79 | 101.3
2018-09-06 03:30 | 104.48 | 101.97
2018-09-06 04:00 | 104.48 | 101.98
2018-09-06 04:30 | 103.52 | 101.08
2018-09-06 05:00 | 103.73 | 101.23
2018-09-06 05:30 | 104.46 | 101.93
2018-09-06 06:00 | 103.52 | 101.01
2018-09-06 06:30 | 100.05 | 97.83
2018-09-06 07:00 | 101.49 | 99.2
2018-09-06 07:30 | 107.19 | 104.35
2018-09-06 08:00 | 103.15 | 100.73
2018-09-06 08:30 | 101.01 | 98.76
2018-09-06 09:00 | 100.83 | 98.55
2018-09-06 09:30 | 101.31 | 99.04
2018-09-06 10:00 | 101.55 | 99.24
2018-09-06 10:30 | 100.46 | 98.21
2018-09-06 11:00 | 96.66 | 94.7
2018-09-06 11:30 | 94.68 | 92.9
2018-09-06 12:00 | 92.93 | 91.27
2018-09-06 12:30 | 91.61 | 89.98
2018-09-06 13:00 | 92 | 90.34
2018-09-06 13:30 | 91.68 | 90.04
2018-09-06 14:00 | 92.9 | 91.19
2018-09-06 14:30 | 92.89 | 91.17
2018-09-06 15:00 | 93.41 | 91.64
2018-09-06 15:30 | 93.92 | 92.14
2018-09-06 16:00 | 95.34 | 93.47
2018-09-06 16:30 | 98.2 | 96.19
2018-09-06 17:00 | 98.15 | 96.2
2018-09-06 17:30 | 98.97 | 97.02
2018-09-06 18:00 | 98.32 | 96.33
2018-09-06 18:30 | 101.39 | 99.07
2018-09-06 19:00 | 102.11 | 99.77
2018-09-06 19:30 | 102.65 | 100.24
2018-09-06 20:00 | 106.75 | 103.95
2018-09-06 20:30 | 113.22 | 109.81
2018-09-06 21:00 | 115.15 | 111.63
2018-09-06 21:30 | 114.61 | 111.14
2018-09-06 22:00 | 112.08 | 108.79
2018-09-06 22:30 | 112.81 | 109.48
2018-09-06 23:00 | 113.36 | 109.99
2018-09-06 23:30 | 114.7 | 111.21
2018-09-07 | 116.44 | 112.81
2018-09-07 00:30 | 118.03 | 114.28
2018-09-07 01:00 | 117.27 | 113.6
2018-09-07 01:30 | 117.63 | 113.93
2018-09-07 02:00 | 118.08 | 114.36
2018-09-07 02:30 | 116.38 | 112.76
2018-09-07 03:00 | 114.03 | 110.7
2018-09-07 03:30 | 113.7 | 110.58
2018-09-07 04:00 | 113.86 | 110.73
2018-09-07 04:30 | 113.35 | 110.24
2018-09-07 05:00 | 112.52 | 109.51
2018-09-07 05:30 | 111.69 | 108.75
2018-09-07 06:00 | 110.96 | 108.06
2018-09-07 06:30 | 109.79 | 106.98
2018-09-07 07:00 | 108.65 | 105.87
2018-09-07 07:30 | 108.48 | 105.68
2018-09-07 08:00 | 108.69 | 105.74
2018-09-07 08:30 | 109.23 | 106.24
2018-09-07 09:00 | 108.73 | 105.76
2018-09-07 09:30 | 108.59 | 105.6
2018-09-07 10:00 | 109.44 | 106.38
2018-09-07 10:30 | 109.96 | 106.88
2018-09-07 11:00 | 109.21 | 106.2
2018-09-07 11:30 | 109.14 | 106.1
2018-09-07 12:00 | 109.04 | 106.03
2018-09-07 12:30 | 108.37 | 105.36
2018-09-07 13:00 | 108.55 | 105.61
2018-09-07 13:30 | 109.02 | 105.97
2018-09-07 14:00 | 110.9 | 107.74
2018-09-07 14:30 | 111.51 | 108.34
2018-09-07 15:00 | 109.79 | 106.74
2018-09-07 15:30 | 111.37 | 108.14
2018-09-07 16:00 | 114.3 | 110.68
2018-09-07 16:30 | 114.75 | 111.11
2018-09-07 17:00 | 115.88 | 112.17
2018-09-07 17:30 | 115.23 | 111.56
2018-09-07 18:00 | 115.39 | 111.73
2018-09-07 18:30 | 115.13 | 111.47
2018-09-07 19:00 | 114.92 | 111.28
2018-09-07 19:30 | 111.89 | 108.64
2018-09-07 20:00 | 111.15 | 108.1
2018-09-07 20:30 | 106.22 | 103.59
2018-09-07 21:00 | 105.57 | 103.03
2018-09-07 21:30 | 106.53 | 104
2018-09-07 22:00 | 110.53 | 107.62
2018-09-07 22:30 | 110.36 | 107.46
2018-09-07 23:00 | 111.34 | 108.35
2018-09-07 23:30 | 110.01 | 107.09
2018-09-08 | 111.82 | 108.79
2018-09-08 00:30 | 111.23 | 108.26
2018-09-08 01:00 | 109.22 | 106.35
2018-09-08 01:30 | 112.24 | 108.96
2018-09-08 02:00 | 114.98 | 111.47
2018-09-08 02:30 | 114.7 | 111.21
2018-09-08 03:00 | 115.12 | 111.54
2018-09-08 03:30 | 116.26 | 112.56
2018-09-08 04:00 | 116.17 | 112.49
2018-09-08 04:30 | 116.13 | 112.45
2018-09-08 05:00 | 115.51 | 111.85
2018-09-08 05:30 | 113.64 | 110.15
2018-09-08 06:00 | 105.43 | 102.63
2018-09-08 06:30 | 103.55 | 100.93
2018-09-08 07:00 | 103.13 | 100.55
2018-09-08 07:30 | 103.96 | 101.3
2018-09-08 08:00 | 104.15 | 101.52
2018-09-08 08:30 | 103.69 | 101.06
2018-09-08 09:00 | 103.13 | 100.54
2018-09-08 09:30 | 104.66 | 101.91
2018-09-08 10:00 | 104.49 | 101.7
2018-09-08 10:30 | 105.65 | 102.86
2018-09-08 11:00 | 106.01 | 103.18
2018-09-08 11:30 | 106.2 | 103.36
2018-09-08 12:00 | 106.07 | 103.22
2018-09-08 12:30 | 105.33 | 102.55
2018-09-08 13:00 | 104.62 | 101.91
2018-09-08 13:30 | 105.02 | 102.36
2018-09-08 14:00 | 105.44 | 102.75
2018-09-08 14:30 | 105.14 | 102.51
2018-09-08 15:00 | 106.75 | 104
2018-09-08 15:30 | 106.26 | 103.55
2018-09-08 16:00 | 106.78 | 104.02
2018-09-08 16:30 | 104.17 | 101.54
2018-09-08 17:00 | 103.05 | 100.54
2018-09-08 17:30 | 102.22 | 99.95
2018-09-08 18:00 | 102.65 | 100.4
2018-09-08 18:30 | 102.91 | 100.66
2018-09-08 19:00 | 102.72 | 100.52
2018-09-08 19:30 | 102.86 | 100.63
2018-09-08 20:00 | 103.32 | 101.07
2018-09-08 20:30 | 103.51 | 101.25
2018-09-08 21:00 | 102.91 | 100.67
2018-09-08 21:30 | 103.95 | 101.67
2018-09-08 22:00 | 105.39 | 102.9
2018-09-08 22:30 | 106.93 | 104.32
2018-09-08 23:00 | 107.37 | 104.74
2018-09-08 23:30 | 109.37 | 106.59
2018-09-09 | 108.9 | 106.18
2018-09-09 00:30 | 109.06 | 106.31
2018-09-09 01:00 | 107.52 | 104.86
2018-09-09 01:30 | 108.89 | 106.16
2018-09-09 02:00 | 108.2 | 105.52
2018-09-09 02:30 | 108.08 | 105.37
2018-09-09 03:00 | 108.48 | 105.74
2018-09-09 03:30 | 107.98 | 105.28
2018-09-09 04:00 | 108.9 | 106.12
2018-09-09 04:30 | 109.17 | 106.37
2018-09-09 05:00 | 108.18 | 105.45
2018-09-09 05:30 | 109.2 | 106.42
2018-09-09 06:00 | 108.71 | 105.94
2018-09-09 06:30 | 107.72 | 105.01
2018-09-09 07:00 | 107.55 | 104.88
2018-09-09 07:30 | 107.03 | 104.41
2018-09-09 08:00 | 104.69 | 102.23
2018-09-09 08:30 | 99.54 | 97.37
2018-09-09 09:00 | 100.36 | 98.14
2018-09-09 09:30 | 100.12 | 97.91
2018-09-09 10:00 | 100.46 | 98.22
2018-09-09 10:30 | 100.85 | 98.55
2018-09-09 11:00 | 103.08 | 100.66
2018-09-09 11:30 | 103.65 | 101.17
2018-09-09 12:00 | 104.45 | 101.92
2018-09-09 12:30 | 104.54 | 101.95
2018-09-09 13:00 | 105.98 | 103.31
2018-09-09 13:30 | 105.64 | 102.99
2018-09-09 14:00 | 108.22 | 105.42
2018-09-09 14:30 | 108.42 | 105.57
2018-09-09 15:00 | 108.42 | 105.57
2018-09-09 15:30 | 106.04 | 103.34
2018-09-09 16:00 | 104.89 | 102.24
2018-09-09 16:30 | 104.19 | 101.64
2018-09-09 17:00 | 95.68 | 92.98
2018-09-09 17:30 | 95.48 | 92.7
2018-09-09 18:00 | 94.89 | 92.15
2018-09-09 18:30 | 94.71 | 92.01
2018-09-09 19:00 | 95.73 | 93
2018-09-09 19:30 | 95.74 | 93.36
2018-09-09 20:00 | 95.84 | 93.51
2018-09-09 20:30 | 95.83 | 93.44
2018-09-09 21:00 | 95.25 | 92.91
2018-09-09 21:30 | 93.94 | 91.67
2018-09-09 22:00 | 93.2 | 91.01
2018-09-09 22:30 | 92.02 | 89.99
2018-09-09 23:00 | 92.64 | 90.6
2018-09-09 23:30 | 92.44 | 90.46
2018-09-10 | 93.13 | 91.1
2018-09-10 00:30 | 94.04 | 91.93
2018-09-10 01:00 | 92.02 | 89.98
2018-09-10 01:30 | 91.27 | 89.3
2018-09-10 02:00 | 90.4 | 88.44
2018-09-10 02:30 | 92.14 | 90.06
2018-09-10 03:00 | 93.29 | 91.14
2018-09-10 03:30 | 93.34 | 91.19
2018-09-10 04:00 | 92.94 | 90.79
2018-09-10 04:30 | 93.23 | 91.07
2018-09-10 05:00 | 92.9 | 90.78
2018-09-10 05:30 | 92.68 | 90.59
2018-09-10 06:00 | 92.46 | 90.37
2018-09-10 06:30 | 90.26 | 88.3
2018-09-10 07:00 | 90.86 | 88.83
2018-09-10 07:30 | 91.22 | 89.1
2018-09-10 08:00 | 90.99 | 88.84
2018-09-10 08:30 | 90.96 | 88.79
2018-09-10 09:00 | 90.88 | 88.69
2018-09-10 09:30 | 91.42 | 89.16
2018-09-10 10:00 | 90.98 | 88.75
2018-09-10 10:30 | 92.44 | 90.12
2018-09-10 11:00 | 93.68 | 91.27
2018-09-10 11:30 | 91.45 | 89.17
2018-09-10 12:00 | 87.25 | 85.42
2018-09-10 12:30 | 86.91 | 85.1
2018-09-10 13:00 | 88.16 | 86.25
2018-09-10 13:30 | 88.24 | 86.33
2018-09-10 14:00 | 88.97 | 87.01
2018-09-10 14:30 | 88.35 | 86.46
2018-09-10 15:00 | 88.51 | 86.61
2018-09-10 15:30 | 89.04 | 87.14
2018-09-10 16:00 | 89.16 | 87.24
2018-09-10 16:30 | 89.29 | 87.18
2018-09-10 17:00 | 97.42 | 95.1
2018-09-10 17:30 | 104.36 | 101.84
2018-09-10 18:00 | 105.86 | 103.28
2018-09-10 18:30 | 104.3 | 101.78
2018-09-10 19:00 | 104.57 | 102.04
2018-09-10 19:30 | 105.46 | 102.92
2018-09-10 20:00 | 105.78 | 103.21
2018-09-10 20:30 | 104.96 | 102.48
2018-09-10 21:00 | 104.29 | 101.84
2018-09-10 21:30 | 104.9 | 102.42
2018-09-10 22:00 | 104.23 | 101.78
2018-09-10 22:30 | 102.66 | 100.33
2018-09-10 23:00 | 101.88 | 99.62
2018-09-10 23:30 | 99.62 | 97.55
2018-09-11 | 96.55 | 94.72
2018-09-11 00:30 | 95.88 | 94.06
2018-09-11 01:00 | 95.07 | 93.3
2018-09-11 01:30 | 94.47 | 92.73
2018-09-11 02:00 | 94.46 | 92.72
2018-09-11 02:30 | 93.01 | 91.29
2018-09-11 03:00 | 91.24 | 89.65
2018-09-11 03:30 | 87.87 | 86.41
2018-09-11 04:00 | 86.15 | 84.75
2018-09-11 04:30 | 85.46 | 84.15
2018-09-11 05:00 | 86.35 | 85.11
2018-09-11 05:30 | 86.52 | 85.35
2018-09-11 06:00 | 86.92 | 85.73
2018-09-11 06:30 | 87.41 | 86.21
2018-09-11 07:00 | 86.37 | 85.3
2018-09-11 07:30 | 84.01 | 83.18
2018-09-11 08:00 | 83.34 | 82.53
2018-09-11 08:30 | 83.64 | 82.81
2018-09-11 09:00 | 87.96 | 86.86
2018-09-11 09:30 | 118.7 | 113.27
2018-09-11 10:00 | 152.95 | 148.79
2018-09-11 10:30 | 195.9 | 193.32
2018-09-11 11:00 | 203.8 | 201.38
2018-09-11 11:30 | 207.74 | 205.41
2018-09-11 12:00 | 208.88 | 206.52
2018-09-11 12:30 | 209.3 | 206.78
2018-09-11 13:00 | 210.96 | 208.27
2018-09-11 13:30 | 210.89 | 208.36
2018-09-11 14:00 | 212.24 | 209.53
2018-09-11 14:30 | 212.46 | 209.65
2018-09-11 15:00 | 212.46 | 209.67
2018-09-11 15:30 | 229.38 | 226.78
2018-09-11 16:00 | 220.74 | 217.5
2018-09-11 16:30 | 218.1 | 214.1
2018-09-11 17:00 | 238.1 | 234.79
2018-09-11 17:30 | 257.75 | 255.31
2018-09-11 18:00 | 258.92 | 256.56
2018-09-11 18:30 | 258.62 | 256.36
2018-09-11 19:00 | 259.27 | 257.02
2018-09-11 19:30 | 260.48 | 258.34
2018-09-11 20:00 | 259.26 | 257.42
2018-09-11 20:30 | 260.18 | 258.33
2018-09-11 21:00 | 260.76 | 258.9
2018-09-11 21:30 | 260.97 | 258.67
2018-09-11 22:00 | 225.88 | 222.44
2018-09-11 22:30 | 221.79 | 217.12
2018-09-11 23:00 | 221.23 | 216.9
2018-09-11 23:30 | 221.73 | 217.59
2018-09-12 | 221.9 | 217.75
2018-09-12 00:30 | 223.71 | 218.58
2018-09-12 01:00 | 225.43 | 219.43
2018-09-12 01:30 | 225.39 | 219.59
2018-09-12 02:00 | 225.67 | 220.17
2018-09-12 02:30 | 224.78 | 219.47
2018-09-12 03:00 | 224.48 | 219.12
2018-09-12 03:30 | 214.93 | 210.63
2018-09-12 04:00 | 212.31 | 208.19
2018-09-12 04:30 | 211.75 | 207.7
2018-09-12 05:00 | 213.21 | 208.99
2018-09-12 05:30 | 212.47 | 208.35
2018-09-12 06:00 | 211.87 | 207.76
2018-09-12 06:30 | 233.99 | 231.09
2018-09-12 07:00 | 255.7 | 253.64
2018-09-12 07:30 | 254.41 | 253.3
2018-09-12 08:00 | 232.09 | 230.65
2018-09-12 08:30 | 248.66 | 247.45
2018-09-12 09:00 | 257.45 | 256.41
2018-09-12 09:30 | 261.61 | 260.28
2018-09-12 10:00 | 262.07 | 260.54
2018-09-12 10:30 | 258.25 | 257.03
2018-09-12 11:00 | 253.09 | 251.83
2018-09-12 11:30 | 239.66 | 238.17
2018-09-12 12:00 | 240.23 | 238.72
2018-09-12 12:30 | 242.95 | 241.36
2018-09-12 13:00 | 248.69 | 246.57
2018-09-12 13:30 | 248.56 | 246.47
2018-09-12 14:00 | 249.13 | 247
2018-09-12 14:30 | 249.13 | 247.05
2018-09-12 15:00 | 248.63 | 246.53
2018-09-12 15:30 | 247.3 | 245.2
2018-09-12 16:00 | 252.83 | 250.07
2018-09-12 16:30 | 254.68 | 251.55
2018-09-12 17:00 | 254.87 | 251.67
2018-09-12 17:30 | 253.23 | 250.44
2018-09-12 18:00 | 252.83 | 250.28
2018-09-12 18:30 | 251.27 | 249.02
2018-09-12 19:00 | 251.66 | 249.66
2018-09-12 19:30 | 267.79 | 266.23
2018-09-12 20:00 | 268.56 | 267.01
2018-09-12 20:30 | 269.13 | 267.6
2018-09-12 21:00 | 270.73 | 269.07
2018-09-12 21:30 | 271.44 | 269.72
2018-09-12 22:00 | 271.98 | 270.29
2018-09-12 22:30 | 272.65 | 270.9
2018-09-12 23:00 | 274.3 | 272.3
2018-09-12 23:30 | 276.77 | 273.51
2018-09-13 | 276.59 | 273.05
2018-09-13 00:30 | 240.16 | 235.79
2018-09-13 01:00 | 242.51 | 237.79
2018-09-13 01:30 | 244.01 | 239.23
2018-09-13 02:00 | 240.6 | 236.24
2018-09-13 02:30 | 238.97 | 235.02
2018-09-13 03:00 | 237.82 | 234.12
2018-09-13 03:30 | 238.1 | 234.42
2018-09-13 04:00 | 237.73 | 234.12
2018-09-13 04:30 | 238.86 | 235.14
2018-09-13 05:00 | 233.63 | 230.59
2018-09-13 05:30 | 233.23 | 230.18
2018-09-13 06:00 | 233.83 | 230.73
2018-09-13 06:30 | 231.44 | 228.18
2018-09-13 07:00 | 236.15 | 232.15
2018-09-13 07:30 | 237 | 233.04
2018-09-13 08:00 | 232.09 | 227.86
2018-09-13 08:30 | 226.97 | 222.67
2018-09-13 09:00 | 235.05 | 231.32
2018-09-13 09:30 | 245.42 | 241.97
2018-09-13 10:00 | 243.82 | 240.46
2018-09-13 10:30 | 241.89 | 238.78
2018-09-13 11:00 | 242.67 | 239.39
2018-09-13 11:30 | 244.06 | 240.36
2018-09-13 12:00 | 236.37 | 233.48
2018-09-13 12:30 | 244.22 | 240.46
2018-09-13 13:00 | 244.04 | 240.2
2018-09-13 13:30 | 243.11 | 239.2
2018-09-13 14:00 | 240.82 | 237.15
2018-09-13 14:30 | 241.02 | 237.4
2018-09-13 15:00 | 241.9 | 238.11
2018-09-13 15:30 | 242.79 | 238.78
2018-09-13 16:00 | 242.08 | 238.13
2018-09-13 16:30 | 240.22 | 236.76
2018-09-13 17:00 | 257.27 | 254.19
2018-09-13 17:30 | 257.72 | 254.72
2018-09-13 18:00 | 258.85 | 256.13
2018-09-13 18:30 | 258.43 | 256.22
2018-09-13 19:00 | 258.66 | 256.8
2018-09-13 19:30 | 257.35 | 255.77
2018-09-13 20:00 | 259.18 | 257.58
2018-09-13 20:30 | 266.66 | 264.51
2018-09-13 21:00 | 268.59 | 266.34
2018-09-13 21:30 | 268.76 | 266.44
2018-09-13 22:00 | 268.95 | 266.53
2018-09-13 22:30 | 270.48 | 267.63
2018-09-13 23:00 | 271.54 | 268.57
2018-09-13 23:30 | 254.86 | 251.23
2018-09-14 | 229.61 | 224.97
2018-09-14 00:30 | 232.98 | 227.6
2018-09-14 01:00 | 234.22 | 228.55
2018-09-14 01:30 | 234.47 | 228.77
2018-09-14 02:00 | 235.15 | 229.31
2018-09-14 02:30 | 235.25 | 229.49
2018-09-14 03:00 | 234.76 | 229.05
2018-09-14 03:30 | 234.28 | 228.62
2018-09-14 04:00 | 275.4 | 271.34
2018-09-14 04:30 | 269.32 | 265.02
2018-09-14 05:00 | 262.62 | 257.99
2018-09-14 05:30 | 262.59 | 257.99
2018-09-14 06:00 | 262.47 | 258.15
2018-09-14 06:30 | 262.6 | 258.35
2018-09-14 07:00 | 261.77 | 257.64
2018-09-14 07:30 | 256.37 | 253.81
2018-09-14 08:00 | 266.24 | 263.8
2018-09-14 08:30 | 267.86 | 265.44
2018-09-14 09:00 | 277.6 | 274.39
2018-09-14 09:30 | 271.17 | 267.57
2018-09-14 10:00 | 255.6 | 253.11
2018-09-14 10:30 | 253.78 | 251.46
2018-09-14 11:00 | 253.52 | 251.18
2018-09-14 11:30 | 258.85 | 256.56
2018-09-14 12:00 | 260.7 | 258.5
2018-09-14 12:30 | 263.48 | 261.34
2018-09-14 13:00 | 263.46 | 261.23
2018-09-14 13:30 | 264.36 | 262.01
2018-09-14 14:00 | 273.95 | 270.69
2018-09-14 14:30 | 273.01 | 269.54
2018-09-14 15:00 | 273.59 | 270.22
2018-09-14 15:30 | 277.72 | 274.44
2018-09-14 16:00 | 278.97 | 275.75
2018-09-14 16:30 | 279.32 | 276.08
2018-09-14 17:00 | 279.19 | 275.95
2018-09-14 17:30 | 279.35 | 275.6
2018-09-14 18:00 | 278.2 | 274.14
2018-09-14 18:30 | 278.16 | 273.8
2018-09-14 19:00 | 277.46 | 273.11
2018-09-14 19:30 | 276.19 | 272.35
2018-09-14 20:00 | 273.49 | 269.86
2018-09-14 20:30 | 273.15 | 269.7
2018-09-14 21:00 | 274.09 | 270.64
2018-09-14 21:30 | 277.77 | 273.77
2018-09-14 22:00 | 282.45 | 277.74
2018-09-14 22:30 | 281.07 | 277.5
2018-09-14 23:00 | 243.49 | 238.87
2018-09-14 23:30 | 252.23 | 247.96
2018-09-15 | 257.39 | 252.63
2018-09-15 00:30 | 260.22 | 255.8
2018-09-15 01:00 | 279.01 | 275.02
2018-09-15 01:30 | 280.21 | 276.23
2018-09-15 02:00 | 279.6 | 275.9
2018-09-15 02:30 | 280.09 | 276.42
2018-09-15 03:00 | 280.71 | 277.1
2018-09-15 03:30 | 281.85 | 278.15
2018-09-15 04:00 | 282.04 | 278.35
2018-09-15 04:30 | 282.95 | 279.17
2018-09-15 05:00 | 273.14 | 268.92
2018-09-15 05:30 | 245.53 | 240.44
2018-09-15 06:00 | 242.37 | 237.05
2018-09-15 06:30 | 241.37 | 236.13
2018-09-15 07:00 | 242 | 236.81
2018-09-15 07:30 | 241.77 | 237.14
2018-09-15 08:00 | 242.48 | 237.59
2018-09-15 08:30 | 242.6 | 238.01
2018-09-15 09:00 | 243.76 | 239.11
2018-09-15 09:30 | 248.6 | 243.74
2018-09-15 10:00 | 268.86 | 264.49
2018-09-15 10:30 | 275.13 | 271.37
2018-09-15 11:00 | 265.14 | 261.16
2018-09-15 11:30 | 263.27 | 259.06
2018-09-15 12:00 | 265.37 | 261.72
2018-09-15 12:30 | 270.35 | 266.85
2018-09-15 13:00 | 269.12 | 265.88
2018-09-15 13:30 | 270.27 | 266.88
2018-09-15 14:00 | 271 | 267.46
2018-09-15 14:30 | 271.83 | 268.35
2018-09-15 15:00 | 275.02 | 270.91
2018-09-15 15:30 | 272.59 | 268.49
2018-09-15 16:00 | 267.03 | 264.13
2018-09-15 16:30 | 267.52 | 264.56
2018-09-15 17:00 | 282.17 | 278.07
2018-09-15 17:30 | 285.62 | 281.13
2018-09-15 18:00 | 286.13 | 281.63
2018-09-15 18:30 | 285.23 | 280.88
2018-09-15 19:00 | 284.58 | 280.47
2018-09-15 19:30 | 285.01 | 280.91
2018-09-15 20:00 | 285.88 | 281.93
2018-09-15 20:30 | 283.79 | 280.13
2018-09-15 21:00 | 283.67 | 279.98
2018-09-15 21:30 | 282.9 | 279.14
2018-09-15 22:00 | 282.73 | 278.98
2018-09-15 22:30 | 281.73 | 278.26
2018-09-15 23:00 | 279.36 | 276.16
2018-09-15 23:30 | 275.2 | 272.49
2018-09-16 | 276.37 | 273.25
2018-09-16 00:30 | 278.97 | 275.3
2018-09-16 01:00 | 281.85 | 277.93
2018-09-16 01:30 | 282.4 | 278.53
2018-09-16 02:00 | 282.45 | 278.55
2018-09-16 02:30 | 269.53 | 265.25
2018-09-16 03:00 | 254 | 248.89
2018-09-16 03:30 | 254.71 | 249.43
2018-09-16 04:00 | 253.19 | 248.01
2018-09-16 04:30 | 253.62 | 248.31
2018-09-16 05:00 | 254.13 | 248.75
2018-09-16 05:30 | 253.86 | 248.5
2018-09-16 06:00 | 254.22 | 248.92
2018-09-16 06:30 | 254.05 | 248.65
2018-09-16 07:00 | 253.6 | 247.86
2018-09-16 07:30 | 254 | 248.4
2018-09-16 08:00 | 255.24 | 249.56
2018-09-16 08:30 | 262.81 | 256.93
2018-09-16 09:00 | 266.29 | 260.89
2018-09-16 09:30 | 268.72 | 264.3
2018-09-16 10:00 | 268.41 | 263.89
2018-09-16 10:30 | 268.07 | 263.53
2018-09-16 11:00 | 267.83 | 263.61
2018-09-16 11:30 | 268.74 | 264.69
2018-09-16 12:00 | 269.47 | 265.2
2018-09-16 12:30 | 270.36 | 266.01
2018-09-16 13:00 | 270.98 | 266.56
2018-09-16 13:30 | 264.87 | 260.18
2018-09-16 14:00 | 241.98 | 237.39
2018-09-16 14:30 | 240.5 | 235.97
2018-09-16 15:00 | 240.41 | 235.65
2018-09-16 15:30 | 241.54 | 236.49
2018-09-16 16:00 | 242.32 | 237.15
2018-09-16 16:30 | 241.18 | 236.82
2018-09-16 17:00 | 240.34 | 236.22
2018-09-16 17:30 | 240.23 | 236.32
2018-09-16 18:00 | 239.23 | 235.59
2018-09-16 18:30 | 240.18 | 236.47
2018-09-16 19:00 | 240.34 | 236.81
2018-09-16 19:30 | 238.78 | 235.57
2018-09-16 20:00 | 239.23 | 236.07
2018-09-16 20:30 | 239.47 | 235.88
2018-09-16 21:00 | 238.14 | 234.76
2018-09-16 21:30 | 238.5 | 235.01
2018-09-16 22:00 | 236.57 | 233.25
2018-09-16 22:30 | 235.74 | 231.87
2018-09-16 23:00 | 249.91 | 246.28
2018-09-16 23:30 | 272.63 | 269.74
2018-09-17 | 272.37 | 269.57
2018-09-17 00:30 | 272.79 | 269.68
2018-09-17 01:00 | 272.95 | 270.01
2018-09-17 01:30 | 274.09 | 271.18
2018-09-17 02:00 | 275.3 | 272.4
2018-09-17 02:30 | 275.4 | 272.54
2018-09-17 03:00 | 276.09 | 272.5
2018-09-17 03:30 | 275.73 | 272.18
2018-09-17 04:00 | 275.71 | 272.19
2018-09-17 04:30 | 273.62 | 270.33
2018-09-17 05:00 | 269.65 | 266.85
2018-09-17 05:30 | 270.86 | 267.82
2018-09-17 06:00 | 270.96 | 267.79
2018-09-17 06:30 | 270.64 | 267.89
2018-09-17 07:00 | 268.84 | 266.59
2018-09-17 07:30 | 267.56 | 265.35
2018-09-17 08:00 | 266.26 | 263.94
2018-09-17 08:30 | 262.18 | 259.87
2018-09-17 09:00 | 255.55 | 253.37
2018-09-17 09:30 | 222.37 | 219.83
2018-09-17 10:00 | 219.14 | 216.92
2018-09-17 10:30 | 221.82 | 219.38
2018-09-17 11:00 | 225.16 | 222.59
2018-09-17 11:30 | 226.11 | 223.55
2018-09-17 12:00 | 226.3 | 223.68
2018-09-17 12:30 | 225.68 | 223.13
2018-09-17 13:00 | 226.68 | 224.06
2018-09-17 13:30 | 222.01 | 219.83
2018-09-17 14:00 | 222.75 | 220.53
2018-09-17 14:30 | 224.47 | 221.89
2018-09-17 15:00 | 227.66 | 224.68
2018-09-17 15:30 | 223.85 | 221.29
2018-09-17 16:00 | 223.18 | 220.66
2018-09-17 16:30 | 223.73 | 221.24
2018-09-17 17:00 | 225.38 | 222.65
2018-09-17 17:30 | 258.78 | 256.78
2018-09-17 18:00 | 265.75 | 264.45
2018-09-17 18:30 | 267.22 | 265.8
2018-09-17 19:00 | 267.57 | 266.22
2018-09-17 19:30 | 265.76 | 264.61
2018-09-17 20:00 | 266.7 | 265.53
2018-09-17 20:30 | 267.96 | 266.77
2018-09-17 21:00 | 269.09 | 267.84
2018-09-17 21:30 | 269.74 | 268.45
2018-09-17 22:00 | 272.57 | 270.98
2018-09-17 22:30 | 274.05 | 272.36
2018-09-17 23:00 | 269.19 | 267.31
2018-09-17 23:30 | 252.48 | 250.08
2018-09-18 | 239.33 | 235.97
2018-09-18 00:30 | 239.41 | 235.49
2018-09-18 01:00 | 239.6 | 235.39
2018-09-18 01:30 | 239.49 | 235.28
2018-09-18 02:00 | 234.81 | 231.16
2018-09-18 02:30 | 244.7 | 241.38
2018-09-18 03:00 | 255.05 | 252.56
2018-09-18 03:30 | 255.07 | 252.71
2018-09-18 04:00 | 254.79 | 252.49
2018-09-18 04:30 | 255.87 | 253.46
2018-09-18 05:00 | 256.69 | 254.2
2018-09-18 05:30 | 257.02 | 254.41
2018-09-18 06:00 | 256.92 | 254.27
2018-09-18 06:30 | 255.9 | 253.38
2018-09-18 07:00 | 269.28 | 267
2018-09-18 07:30 | 276.84 | 274.99
2018-09-18 08:00 | 275.65 | 274.01
2018-09-18 08:30 | 273.43 | 271.98
2018-09-18 09:00 | 237.33 | 235.62
2018-09-18 09:30 | 232.07 | 229.98
2018-09-18 10:00 | 236.89 | 234.04
2018-09-18 10:30 | 237.37 | 234.5
2018-09-18 11:00 | 236.92 | 234.33
2018-09-18 11:30 | 235.9 | 233.49
2018-09-18 12:00 | 236.61 | 234.07
2018-09-18 12:30 | 236.22 | 233.9
2018-09-18 13:00 | 233.75 | 231.59
2018-09-18 13:30 | 235.12 | 232.68
2018-09-18 14:00 | 235.13 | 232.69
2018-09-18 14:30 | 235.96 | 233.38
2018-09-18 15:00 | 236.2 | 233.61
2018-09-18 15:30 | 237.11 | 234.42
2018-09-18 16:00 | 236.06 | 233.1
2018-09-18 16:30 | 238.46 | 235.11
2018-09-18 17:00 | 237.23 | 233.81
2018-09-18 17:30 | 238.76 | 235.44
2018-09-18 18:00 | 280.02 | 277.41
2018-09-18 18:30 | 278.52 | 276.46
2018-09-18 19:00 | 283.35 | 280.91
2018-09-18 19:30 | 283.65 | 281.39
2018-09-18 20:00 | 285.24 | 282.88
2018-09-18 20:30 | 289.03 | 286.41
2018-09-18 21:00 | 288.27 | 285.8
2018-09-18 21:30 | 288.2 | 285.58
2018-09-18 22:00 | 290.62 | 287.4
2018-09-18 22:30 | 291.7 | 287.67
2018-09-18 23:00 | 253.6 | 248.71
2018-09-18 23:30 | 249.52 | 244.72
2018-09-19 | 249.56 | 244.65
2018-09-19 00:30 | 250 | 245.15
2018-09-19 01:00 | 251.14 | 245.74
2018-09-19 01:30 | 252.89 | 247.32
2018-09-19 02:00 | 253.46 | 247.86
2018-09-19 02:30 | 253.35 | 247.91
2018-09-19 03:00 | 252.07 | 246.86
2018-09-19 03:30 | 251.91 | 246.8
2018-09-19 04:00 | 250.19 | 245.21
2018-09-19 04:30 | 250.66 | 245.54
2018-09-19 05:00 | 272.64 | 268.22
2018-09-19 05:30 | 291.68 | 287.98
2018-09-19 06:00 | 291.98 | 288.28
2018-09-19 06:30 | 292.22 | 288.37
2018-09-19 07:00 | 284.9 | 281.88
2018-09-19 07:30 | 281.02 | 278.7
2018-09-19 08:00 | 278.28 | 275.94
2018-09-19 08:30 | 276.05 | 274.01
2018-09-19 09:00 | 272.24 | 270.17
2018-09-19 09:30 | 269.59 | 267.66
2018-09-19 10:00 | 268.99 | 267.14
2018-09-19 10:30 | 271.57 | 269.67
2018-09-19 11:00 | 254.92 | 252.92
2018-09-19 11:30 | 241.07 | 238.73
2018-09-19 12:00 | 239.32 | 237.03
2018-09-19 12:30 | 239.46 | 237.1
2018-09-19 13:00 | 238.92 | 236.62
2018-09-19 13:30 | 234.69 | 232.66
2018-09-19 14:00 | 234.05 | 231.73
2018-09-19 14:30 | 233.59 | 231.36
2018-09-19 15:00 | 233.04 | 230.69
2018-09-19 15:30 | 236.27 | 233.57
2018-09-19 16:00 | 234.26 | 231.58
2018-09-19 16:30 | 235.88 | 233.32
2018-09-19 17:00 | 263.65 | 261.73
2018-09-19 17:30 | 269.66 | 267.63
2018-09-19 18:00 | 270.4 | 268.48
2018-09-19 18:30 | 269.33 | 267.53
2018-09-19 19:00 | 268.65 | 267.11
2018-09-19 19:30 | 271.87 | 270.26
2018-09-19 20:00 | 275.72 | 274.1
2018-09-19 20:30 | 275.65 | 274.14
2018-09-19 21:00 | 275.91 | 274.39
2018-09-19 21:30 | 276.05 | 274.45
2018-09-19 22:00 | 277 | 275.29
2018-09-19 22:30 | 263.41 | 261.1
2018-09-19 23:00 | 241.57 | 238.71
2018-09-19 23:30 | 237.39 | 233.71
2018-09-20 | 236.94 | 233.39
2018-09-20 00:30 | 237.76 | 234.01
2018-09-20 01:00 | 238.23 | 234
2018-09-20 01:30 | 239.77 | 234.9
2018-09-20 02:00 | 240.97 | 235.55
2018-09-20 02:30 | 241.15 | 235.93
2018-09-20 03:00 | 241.94 | 236.59
2018-09-20 03:30 | 245.43 | 239.9
2018-09-20 04:00 | 245.76 | 240.08
2018-09-20 04:30 | 245.48 | 240.04
2018-09-20 05:00 | 245.89 | 240.62
2018-09-20 05:30 | 253.92 | 248.43
2018-09-20 06:00 | 284.37 | 280.09
2018-09-20 06:30 | 287.53 | 284.28
2018-09-20 07:00 | 286.41 | 283.34
2018-09-20 07:30 | 283.77 | 281.47
2018-09-20 08:00 | 282.98 | 280.8
2018-09-20 08:30 | 286.76 | 284.14
2018-09-20 09:00 | 286.47 | 283.94
2018-09-20 09:30 | 263.21 | 260.25
2018-09-20 10:00 | 240.71 | 237.35
2018-09-20 10:30 | 242.02 | 238.49
2018-09-20 11:00 | 240.57 | 237.22
2018-09-20 11:30 | 240.45 | 237.46
2018-09-20 12:00 | 241.57 | 238.79
2018-09-20 12:30 | 241.81 | 238.95
2018-09-20 13:00 | 242.91 | 239.83
2018-09-20 13:30 | 242.94 | 239.8
2018-09-20 14:00 | 242.25 | 238.85
2018-09-20 14:30 | 243.75 | 240.06
2018-09-20 15:00 | 242.92 | 239.27
2018-09-20 15:30 | 242.03 | 238.52
2018-09-20 16:00 | 244.48 | 240.35
2018-09-20 16:30 | 248.51 | 243.7
2018-09-20 17:00 | 248.85 | 244.48
2018-09-20 17:30 | 248.13 | 244.17
2018-09-20 18:00 | 248.84 | 244.71
2018-09-20 18:30 | 269.01 | 265.21
2018-09-20 19:00 | 290.91 | 287.81
2018-09-20 19:30 | 292.19 | 289.15
2018-09-20 20:00 | 292.59 | 289.67
2018-09-20 20:30 | 284.03 | 280.88
2018-09-20 21:00 | 250.95 | 246.77
2018-09-20 21:30 | 247.79 | 243.52
2018-09-20 22:00 | 247.79 | 243.69
2018-09-20 22:30 | 248.32 | 242.55
2018-09-20 23:00 | 247.77 | 241.5
2018-09-20 23:30 | 248.2 | 241.92
2018-09-21 | 247.4 | 241.29
2018-09-21 00:30 | 247.48 | 240.54
2018-09-21 01:00 | 246.27 | 240.61
2018-09-21 01:30 | 244.03 | 239.21
2018-09-21 02:00 | 243.5 | 239.2
2018-09-21 02:30 | 243.63 | 239.31
2018-09-21 03:00 | 234.65 | 231.51
2018-09-21 03:30 | 239.73 | 236.18
2018-09-21 04:00 | 243.26 | 239.21
2018-09-21 04:30 | 242.42 | 238.23
2018-09-21 05:00 | 243.13 | 238.68
2018-09-21 05:30 | 256.82 | 253
2018-09-21 06:00 | 260.67 | 256.82
2018-09-21 06:30 | 258.72 | 256.15
2018-09-21 07:00 | 261.35 | 259.1
2018-09-21 07:30 | 272.46 | 270.43
2018-09-21 08:00 | 272.76 | 270.75
2018-09-21 08:30 | 248.57 | 246.1
2018-09-21 09:00 | 239.18 | 236.73
2018-09-21 09:30 | 241.37 | 238.86
2018-09-21 10:00 | 242.4 | 239.9
2018-09-21 10:30 | 241.73 | 239.21
2018-09-21 11:00 | 243.45 | 240.77
2018-09-21 11:30 | 243.13 | 240.48
2018-09-21 12:00 | 243.69 | 241.16
2018-09-21 12:30 | 241.79 | 239.37
2018-09-21 13:00 | 243.27 | 240.78
2018-09-21 13:30 | 242.97 | 240.5
2018-09-21 14:00 | 242.8 | 240.29
2018-09-21 14:30 | 241.92 | 239.09
2018-09-21 15:00 | 243.2 | 240.21
2018-09-21 15:30 | 244.1 | 240.9
2018-09-21 16:00 | 242.93 | 239.86
2018-09-21 16:30 | 242.63 | 239.56
2018-09-21 17:00 | 243.89 | 240.93
2018-09-21 17:30 | 242.52 | 239.8
2018-09-21 18:00 | 243.16 | 240.42
2018-09-21 18:30 | 241.11 | 238.39
2018-09-21 19:00 | 244.45 | 241.43
2018-09-21 19:30 | 245.33 | 242.38
2018-09-21 20:00 | 245.33 | 242.51
2018-09-21 20:30 | 244.98 | 242.16
2018-09-21 21:00 | 244.04 | 241.28
2018-09-21 21:30 | 246.7 | 243.59
2018-09-21 22:00 | 247.99 | 244.81
2018-09-21 22:30 | 247.42 | 244.46
2018-09-21 23:00 | 247.86 | 245.08
2018-09-21 23:30 | 248.78 | 245.31
2018-09-22 | 249.97 | 245.25
2018-09-22 00:30 | 250.18 | 244.72
2018-09-22 01:00 | 249.59 | 244
2018-09-22 01:30 | 244.47 | 238.77
2018-09-22 02:00 | 244.04 | 238.44
2018-09-22 02:30 | 244.48 | 238.91
2018-09-22 03:00 | 244.75 | 239.16
2018-09-22 03:30 | 243.19 | 237.86
2018-09-22 04:00 | 243.23 | 237.93
2018-09-22 04:30 | 244.29 | 238.82
2018-09-22 05:00 | 245.21 | 239.68
2018-09-22 05:30 | 245.48 | 239.76
2018-09-22 06:00 | 244.94 | 239.22
2018-09-22 06:30 | 243.56 | 237.87
2018-09-22 07:00 | 243.23 | 237.68
2018-09-22 07:30 | 240.71 | 235.25
2018-09-22 08:00 | 240.31 | 235.29
2018-09-22 08:30 | 245.97 | 241.4
2018-09-22 09:00 | 247.62 | 242.65
2018-09-22 09:30 | 247.76 | 242.7
2018-09-22 10:00 | 246.25 | 241.14
2018-09-22 10:30 | 247.23 | 242.02
2018-09-22 11:00 | 247.59 | 242.35
2018-09-22 11:30 | 246.65 | 241.75
2018-09-22 12:00 | 247.23 | 242.36
2018-09-22 12:30 | 247.52 | 242.64
2018-09-22 13:00 | 247 | 242.32
2018-09-22 13:30 | 247.89 | 243.06
2018-09-22 14:00 | 246.97 | 242.11
2018-09-22 14:30 | 250.7 | 245.48
2018-09-22 15:00 | 249.57 | 244.41
2018-09-22 15:30 | 251.02 | 245.24
2018-09-22 16:00 | 252.08 | 246.23
2018-09-22 16:30 | 251.23 | 245.31
2018-09-22 17:00 | 250.83 | 244.96
2018-09-22 17:30 | 248.63 | 243.97
2018-09-22 18:00 | 264.2 | 260.53
2018-09-22 18:30 | 288.91 | 286.19
2018-09-22 19:00 | 288.62 | 286.02
2018-09-22 19:30 | 288.17 | 285.78
2018-09-22 20:00 | 287.89 | 285.62
2018-09-22 20:30 | 286.89 | 284.7
2018-09-22 21:00 | 285.71 | 283.63
2018-09-22 21:30 | 253.87 | 250.32
2018-09-22 22:00 | 241.64 | 237.96
2018-09-22 22:30 | 240.01 | 236.44
2018-09-22 23:00 | 240.11 | 235.93
2018-09-22 23:30 | 239.43 | 235.07
2018-09-23 | 238.86 | 234.63
2018-09-23 00:30 | 239.74 | 235.13
2018-09-23 01:00 | 240.39 | 235.21
2018-09-23 01:30 | 240.47 | 235.31
2018-09-23 02:00 | 240.11 | 234.98
2018-09-23 02:30 | 241.13 | 235.9
2018-09-23 03:00 | 233.02 | 228.83
2018-09-23 03:30 | 228.93 | 225.25
2018-09-23 04:00 | 232.57 | 228.54
2018-09-23 04:30 | 234.06 | 229.91
2018-09-23 05:00 | 235.11 | 230.89
2018-09-23 05:30 | 235.4 | 231.04
2018-09-23 06:00 | 237.26 | 232.73
2018-09-23 06:30 | 236.2 | 231.79
2018-09-23 07:00 | 236.8 | 232.2
2018-09-23 07:30 | 236.91 | 232.14
2018-09-23 08:00 | 236.7 | 231.95
2018-09-23 08:30 | 238.15 | 233.23
2018-09-23 09:00 | 238.05 | 233.21
2018-09-23 09:30 | 241.7 | 236.36
2018-09-23 10:00 | 242.76 | 237.19
2018-09-23 10:30 | 242.85 | 237.32
2018-09-23 11:00 | 243.13 | 237.69
2018-09-23 11:30 | 242.27 | 237.08
2018-09-23 12:00 | 240.13 | 235.3
2018-09-23 12:30 | 238.14 | 233.51
2018-09-23 13:00 | 239.01 | 234.24
2018-09-23 13:30 | 239.84 | 234.88
2018-09-23 14:00 | 240.11 | 235
2018-09-23 14:30 | 239.38 | 234.26
2018-09-23 15:00 | 237.82 | 232.91
2018-09-23 15:30 | 236.93 | 232.58
2018-09-23 16:00 | 236.9 | 232.45
2018-09-23 16:30 | 236.56 | 232.38
2018-09-23 17:00 | 235.94 | 232.63
2018-09-23 17:30 | 234.69 | 232.12
2018-09-23 18:00 | 234.82 | 232.13
2018-09-23 18:30 | 261.28 | 258.99
2018-09-23 19:00 | 274.73 | 273.07
2018-09-23 19:30 | 274.64 | 273.05
2018-09-23 20:00 | 236.23 | 234.01
2018-09-23 20:30 | 231.2 | 228.95
2018-09-23 21:00 | 231.96 | 229.77
2018-09-23 21:30 | 231.16 | 229
2018-09-23 22:00 | 230.81 | 228.56
2018-09-23 22:30 | 230.94 | 228.17
2018-09-23 23:00 | 249.24 | 247.01
2018-09-23 23:30 | 277.67 | 275.87
2018-09-24 | 277.42 | 275.59
2018-09-24 00:30 | 277.68 | 276.04
2018-09-24 01:00 | 283.74 | 281.52
2018-09-24 01:30 | 285.02 | 282.48
2018-09-24 02:00 | 285.39 | 282.7
2018-09-24 02:30 | 282.49 | 279.36
2018-09-24 03:00 | 263.74 | 260.06
2018-09-24 03:30 | 263.48 | 259.85
2018-09-24 04:00 | 262.69 | 259.1
2018-09-24 04:30 | 257.43 | 253.14
2018-09-24 05:00 | 258.08 | 253.59
2018-09-24 05:30 | 257.5 | 253
2018-09-24 06:00 | 257.46 | 252.89
2018-09-24 06:30 | 259.76 | 254.98
2018-09-24 07:00 | 268.18 | 263.41
2018-09-24 07:30 | 270.1 | 264.84
2018-09-24 08:00 | 269.52 | 264.43
2018-09-24 08:30 | 258.43 | 253.53
2018-09-24 09:00 | 253.28 | 248.42
2018-09-24 09:30 | 252.1 | 247.51
2018-09-24 10:00 | 252.35 | 247.68
2018-09-24 10:30 | 239.04 | 235.68
2018-09-24 11:00 | 245.99 | 243.29
2018-09-24 11:30 | 253.56 | 250.91
2018-09-24 12:00 | 258.93 | 256.2
2018-09-24 12:30 | 262.69 | 260.22
2018-09-24 13:00 | 263.02 | 260.41
2018-09-24 13:30 | 262.86 | 260.1
2018-09-24 14:00 | 262.94 | 260.25
2018-09-24 14:30 | 272.54 | 270.49
2018-09-24 15:00 | 277.65 | 275.53
2018-09-24 15:30 | 277.77 | 275.4
2018-09-24 16:00 | 277.15 | 274.77
2018-09-24 16:30 | 277.31 | 274.86
2018-09-24 17:00 | 277.83 | 275.36
2018-09-24 17:30 | 278.01 | 275.34
2018-09-24 18:00 | 269.8 | 266.92
2018-09-24 18:30 | 260 | 257.21
2018-09-24 19:00 | 256.93 | 254.91
2018-09-24 19:30 | 249.75 | 247.62
2018-09-24 20:00 | 234.9 | 232.35
2018-09-24 20:30 | 232.44 | 229.75
2018-09-24 21:00 | 231.65 | 229.19
2018-09-24 21:30 | 231.47 | 229.39
2018-09-24 22:00 | 231.44 | 228.91
2018-09-24 22:30 | 230.29 | 227.81
2018-09-24 23:00 | 227.8 | 226.06
2018-09-24 23:30 | 227.83 | 225.71
2018-09-25 | 228.56 | 224.72
2018-09-25 00:30 | 231.58 | 226.92
2018-09-25 01:00 | 233.58 | 229.33
2018-09-25 01:30 | 237.24 | 232.75
2018-09-25 02:00 | 238 | 233.47
2018-09-25 02:30 | 234.88 | 230.98
2018-09-25 03:00 | 235.27 | 231.35
2018-09-25 03:30 | 235.23 | 231.31
2018-09-25 04:00 | 234.52 | 230.68
2018-09-25 04:30 | 230.09 | 226.72
2018-09-25 05:00 | 230.04 | 226.63
2018-09-25 05:30 | 228.03 | 224.95
2018-09-25 06:00 | 226.31 | 223.92
2018-09-25 06:30 | 227.21 | 224.39
2018-09-25 07:00 | 227.97 | 225.7
2018-09-25 07:30 | 253.6 | 251.93
2018-09-25 08:00 | 266.26 | 264.7
2018-09-25 08:30 | 256.88 | 255.59
2018-09-25 09:00 | 250.83 | 249.39
2018-09-25 09:30 | 250.55 | 249.21
2018-09-25 10:00 | 250.5 | 249.16
2018-09-25 10:30 | 249.87 | 248.44
2018-09-25 11:00 | 250.84 | 248.58
2018-09-25 11:30 | 252.9 | 250.23
2018-09-25 12:00 | 255.46 | 252.36
2018-09-25 12:30 | 256.14 | 252.99
2018-09-25 13:00 | 255.96 | 252.81
2018-09-25 13:30 | 256.34 | 253.04
2018-09-25 14:00 | 257.31 | 254.26
2018-09-25 14:30 | 264.69 | 262.17
2018-09-25 15:00 | 266.64 | 264.03
2018-09-25 15:30 | 265.32 | 262.8
2018-09-25 16:00 | 265.11 | 262.49
2018-09-25 16:30 | 265.85 | 262.82
2018-09-25 17:00 | 265.73 | 262.76
2018-09-25 17:30 | 271.24 | 268.26
2018-09-25 18:00 | 272.42 | 269.37
2018-09-25 18:30 | 272.98 | 269.83
2018-09-25 19:00 | 273.65 | 270.47
2018-09-25 19:30 | 272.14 | 269.15
2018-09-25 20:00 | 270.42 | 267.55
2018-09-25 20:30 | 271.17 | 268.28
2018-09-25 21:00 | 271.62 | 268.68
2018-09-25 21:30 | 271.24 | 268.33
2018-09-25 22:00 | 269.72 | 266.79
2018-09-25 22:30 | 269.23 | 266.18
2018-09-25 23:00 | 269.15 | 266.83
2018-09-25 23:30 | 270.54 | 267.86
2018-09-26 | 270.87 | 268.45
2018-09-26 00:30 | 272.06 | 269.36
2018-09-26 01:00 | 272.36 | 269.44
2018-09-26 01:30 | 272.74 | 269.87
2018-09-26 02:00 | 272.9 | 270.32
2018-09-26 02:30 | 272.8 | 270.22
2018-09-26 03:00 | 272.81 | 270.33
2018-09-26 03:30 | 272.49 | 269.98
2018-09-26 04:00 | 271.76 | 269.34
2018-09-26 04:30 | 271.54 | 269.25
2018-09-26 05:00 | 271.86 | 269.54
2018-09-26 05:30 | 271.73 | 269.42
2018-09-26 06:00 | 271.41 | 269.38
2018-09-26 06:30 | 266.81 | 265.08
2018-09-26 07:00 | 265.68 | 264.16
2018-09-26 07:30 | 267.49 | 265.78
2018-09-26 08:00 | 267.05 | 265.28
2018-09-26 08:30 | 262.09 | 260.31
2018-09-26 09:00 | 229.19 | 226.63
2018-09-26 09:30 | 224.64 | 221.7
2018-09-26 10:00 | 224.5 | 221.63
2018-09-26 10:30 | 225.87 | 222.97
2018-09-26 11:00 | 240.46 | 237.94
2018-09-26 11:30 | 269.18 | 267.59
2018-09-26 12:00 | 272.12 | 270.45
2018-09-26 12:30 | 256.17 | 253.82
2018-09-26 13:00 | 238.76 | 235.75
2018-09-26 13:30 | 229.44 | 226.5
2018-09-26 14:00 | 231.17 | 227.87
2018-09-26 14:30 | 231.34 | 227.77
2018-09-26 15:00 | 230.36 | 226.57
2018-09-26 15:30 | 230.52 | 226.89
2018-09-26 16:00 | 234.32 | 230.01
2018-09-26 16:30 | 234.83 | 230.52
2018-09-26 17:00 | 235.33 | 232
2018-09-26 17:30 | 234.55 | 231.26
2018-09-26 18:00 | 237.93 | 235.35
2018-09-26 18:30 | 275.59 | 273.47
2018-09-26 19:00 | 277.44 | 275.29
2018-09-26 19:30 | 277.96 | 275.8
2018-09-26 20:00 | 278.34 | 276.19
2018-09-26 20:30 | 278.2 | 276.02
2018-09-26 21:00 | 276 | 273.47
2018-09-26 21:30 | 271.22 | 269.01
2018-09-26 22:00 | 270.74 | 268.07
2018-09-26 22:30 | 275.83 | 272.4
2018-09-26 23:00 | 277.5 | 273.97
2018-09-26 23:30 | 277.91 | 274.36
2018-09-27 | 277.08 | 273.99
2018-09-27 00:30 | 278.02 | 275.11
2018-09-27 01:00 | 276.57 | 273.9
2018-09-27 01:30 | 273.44 | 271.18
2018-09-27 02:00 | 274.29 | 270.79
2018-09-27 02:30 | 274.37 | 270.9
2018-09-27 03:00 | 275.94 | 272.4
2018-09-27 03:30 | 275.23 | 272.57
2018-09-27 04:00 | 275.44 | 273.38
2018-09-27 04:30 | 275.31 | 273.44
2018-09-27 05:00 | 274.35 | 272.53
2018-09-27 05:30 | 276.51 | 274.38
2018-09-27 06:00 | 277.22 | 274.96
2018-09-27 06:30 | 276.75 | 274.32
2018-09-27 07:00 | 275.93 | 273.87
2018-09-27 07:30 | 277.5 | 274.93
2018-09-27 08:00 | 276.79 | 274.81
2018-09-27 08:30 | 264.96 | 263.32
2018-09-27 09:00 | 246.95 | 244.95
2018-09-27 09:30 | 246.94 | 245.17
2018-09-27 10:00 | 247.54 | 245.79
2018-09-27 10:30 | 246.53 | 244.85
2018-09-27 11:00 | 247.42 | 245.69
2018-09-27 11:30 | 247.17 | 245.48
2018-09-27 12:00 | 246.19 | 244.37
2018-09-27 12:30 | 248.39 | 246.54
2018-09-27 13:00 | 252.38 | 250.36
2018-09-27 13:30 | 253.53 | 250.78
2018-09-27 14:00 | 254.48 | 250.64
2018-09-27 14:30 | 255.33 | 250.92
2018-09-27 15:00 | 259.48 | 254.7
2018-09-27 15:30 | 262.23 | 256.75
2018-09-27 16:00 | 278.83 | 274.29
2018-09-27 16:30 | 282.57 | 278.64
2018-09-27 17:00 | 283.53 | 280.19
2018-09-27 17:30 | 283.27 | 280.35
2018-09-27 18:00 | 284.26 | 281.5
2018-09-27 18:30 | 283.7 | 281.02
2018-09-27 19:00 | 285.67 | 282.83
2018-09-27 19:30 | 286.09 | 283.42
2018-09-27 20:00 | 286.11 | 283.48
2018-09-27 20:30 | 276.03 | 274.06
2018-09-27 21:00 | 271.93 | 269.86
2018-09-27 21:30 | 273.05 | 270.86
2018-09-27 22:00 | 273.19 | 270.8
2018-09-27 22:30 | 272.62 | 270.38
2018-09-27 23:00 | 276.68 | 274.48
2018-09-27 23:30 | 281.01 | 278.81
2018-09-28 | 280.09 | 278.05
2018-09-28 00:30 | 280.75 | 278.63
2018-09-28 01:00 | 281 | 278.43
2018-09-28 01:30 | 280.99 | 278.17
2018-09-28 02:00 | 279.52 | 276.84
2018-09-28 02:30 | 279.21 | 276.51
2018-09-28 03:00 | 278.33 | 275.55
2018-09-28 03:30 | 274.98 | 272.51
2018-09-28 04:00 | 273.89 | 271.43
2018-09-28 04:30 | 274.82 | 272.36
2018-09-28 05:00 | 276.26 | 273.81
2018-09-28 05:30 | 277.61 | 275.06
2018-09-28 06:00 | 275.24 | 272.94
2018-09-28 06:30 | 275.31 | 272.97
2018-09-28 07:00 | 276.06 | 273.67
2018-09-28 07:30 | 274.35 | 272.22
2018-09-28 08:00 | 273.98 | 271.63
2018-09-28 08:30 | 273.2 | 270.86
2018-09-28 09:00 | 269.36 | 267.21
2018-09-28 09:30 | 269 | 267.1
2018-09-28 10:00 | 269.55 | 267.47
2018-09-28 10:30 | 269.54 | 267.64
2018-09-28 11:00 | 269.93 | 268.06
2018-09-28 11:30 | 270.81 | 268.97
2018-09-28 12:00 | 271.32 | 269.35
2018-09-28 12:30 | 270.48 | 268.61
2018-09-28 13:00 | 271.97 | 269.91
2018-09-28 13:30 | 270.7 | 268.66
2018-09-28 14:00 | 270.85 | 268.82
2018-09-28 14:30 | 270.76 | 269.02
2018-09-28 15:00 | 271.38 | 269.41
2018-09-28 15:30 | 282.07 | 278.82
2018-09-28 16:00 | 275.93 | 273.13
2018-09-28 16:30 | 275.32 | 272.44
2018-09-28 17:00 | 274.18 | 271.32
2018-09-28 17:30 | 274.96 | 272.1
2018-09-28 18:00 | 282.04 | 278.48
2018-09-28 18:30 | 286.76 | 283.03
2018-09-28 19:00 | 286.54 | 283.23
2018-09-28 19:30 | 284.42 | 281.35
2018-09-28 20:00 | 285.77 | 282.51
2018-09-28 20:30 | 286.4 | 283.1
2018-09-28 21:00 | 281.84 | 278.83
2018-09-28 21:30 | 242.37 | 237.78
2018-09-28 22:00 | 240.56 | 236.04
2018-09-28 22:30 | 240.37 | 235.87
2018-09-28 23:00 | 240.8 | 236.14
2018-09-28 23:30 | 241.84 | 236.31
2018-09-29 | 241.78 | 236.51
2018-09-29 00:30 | 244.19 | 238.27
2018-09-29 01:00 | 245.15 | 239.13
2018-09-29 01:30 | 245.17 | 238.9
2018-09-29 02:00 | 244.96 | 238.73
2018-09-29 02:30 | 246.59 | 240.14
2018-09-29 03:00 | 246.19 | 239.94
2018-09-29 03:30 | 249.89 | 242.96
2018-09-29 04:00 | 250.94 | 244.03
2018-09-29 04:30 | 248.93 | 242.33
2018-09-29 05:00 | 245.75 | 239.34
2018-09-29 05:30 | 242.81 | 236.94
2018-09-29 06:00 | 243.22 | 237.42
2018-09-29 06:30 | 265.72 | 260.92
2018-09-29 07:00 | 287.36 | 283.19
2018-09-29 07:30 | 287.47 | 283.05
2018-09-29 08:00 | 284.82 | 280.34
2018-09-29 08:30 | 261.49 | 255.83
2018-09-29 09:00 | 242.32 | 237.57
2018-09-29 09:30 | 243.44 | 239.33
2018-09-29 10:00 | 248.24 | 243.74
2018-09-29 10:30 | 247.62 | 243.28
2018-09-29 11:00 | 246.01 | 241.64
2018-09-29 11:30 | 248.75 | 243.8
2018-09-29 12:00 | 248.89 | 244.06
2018-09-29 12:30 | 248.77 | 243.85
2018-09-29 13:00 | 250.74 | 245.5
2018-09-29 13:30 | 250.06 | 244.84
2018-09-29 14:00 | 249.53 | 244.3
2018-09-29 14:30 | 249.65 | 244.44
2018-09-29 15:00 | 249.46 | 244.17
2018-09-29 15:30 | 249.29 | 243.79
2018-09-29 16:00 | 249.9 | 244.36
2018-09-29 16:30 | 244.18 | 239.25
2018-09-29 17:00 | 243.02 | 237.96
2018-09-29 17:30 | 262.85 | 258.17
2018-09-29 18:00 | 283.77 | 279.41
2018-09-29 18:30 | 286.11 | 282.46
2018-09-29 19:00 | 286.16 | 282.47
2018-09-29 19:30 | 269.6 | 265.41
2018-09-29 20:00 | 264.62 | 260.44
2018-09-29 20:30 | 262.48 | 258.39
2018-09-29 21:00 | 263.47 | 259.37
2018-09-29 21:30 | 264.04 | 259.87
2018-09-29 22:00 | 264.3 | 260.11
2018-09-29 22:30 | 264 | 259.77
2018-09-29 23:00 | 247.99 | 243.22
2018-09-29 23:30 | 245.85 | 240.9
2018-09-30 | 244.84 | 240.02
2018-09-30 00:30 | 247.63 | 241.66
2018-09-30 01:00 | 249.79 | 243.03
2018-09-30 01:30 | 250.53 | 243.36
2018-09-30 02:00 | 250.28 | 243.22
2018-09-30 02:30 | 248.73 | 241.86
2018-09-30 03:00 | 249.11 | 242.22
2018-09-30 03:30 | 249.95 | 243.01
2018-09-30 04:00 | 251.11 | 243.97
2018-09-30 04:30 | 250.71 | 243.54
2018-09-30 05:00 | 250.11 | 243.06
2018-09-30 05:30 | 248.55 | 242.2
2018-09-30 06:00 | 251.39 | 245.02
2018-09-30 06:30 | 293.39 | 288.76
2018-09-30 07:00 | 292 | 287.62
2018-09-30 07:30 | 292.45 | 288.14
2018-09-30 08:00 | 292.85 | 288.2
2018-09-30 08:30 | 291.05 | 286.25
2018-09-30 09:00 | 291.64 | 286.7
2018-09-30 09:30 | 291.63 | 287.26
2018-09-30 10:00 | 291.23 | 286.73
2018-09-30 10:30 | 289.38 | 284.82
2018-09-30 11:00 | 287.22 | 282.95
2018-09-30 11:30 | 285.26 | 281.39
2018-09-30 12:00 | 272.03 | 267.71
2018-09-30 12:30 | 249.09 | 243.9
2018-09-30 13:00 | 249.67 | 244.36
2018-09-30 13:30 | 249.58 | 244.1
2018-09-30 14:00 | 249.79 | 244.19
2018-09-30 14:30 | 250.54 | 244.94
2018-09-30 15:00 | 250.58 | 244.8
2018-09-30 15:30 | 249.42 | 243.81
2018-09-30 16:00 | 249.26 | 243.72
2018-09-30 16:30 | 249.56 | 244.04
2018-09-30 17:00 | 248.76 | 243.13
2018-09-30 17:30 | 245.58 | 240.38
2018-09-30 18:00 | 244.65 | 239.48
2018-09-30 18:30 | 256.92 | 253.22
2018-09-30 19:00 | 280.55 | 277.79
2018-09-30 19:30 | 283.81 | 281.25
2018-09-30 20:00 | 283.65 | 281.18
2018-09-30 20:30 | 283.27 | 280.86
2018-09-30 21:00 | 238.83 | 235.55
2018-09-30 21:30 | 237.03 | 233.87
2018-09-30 22:00 | 238.05 | 234.78
2018-09-30 22:30 | 240.9 | 237.22
2018-09-30 23:00 | 242.78 | 238.2
2018-09-30 23:30 | 245.93 | 241.09
2018-10-01 | 248.84 | 243.07
2018-10-01 00:30 | 249.77 | 242.97
2018-10-01 01:00 | 250.37 | 243.03
2018-10-01 01:30 | 248.93 | 241.73
2018-10-01 02:00 | 248.71 | 241.53
2018-10-01 02:30 | 246.81 | 239.89
2018-10-01 03:00 | 249.01 | 241.83
2018-10-01 03:30 | 250.86 | 243.36
2018-10-01 04:00 | 251.54 | 243.99
2018-10-01 04:30 | 250.97 | 243.54
2018-10-01 05:00 | 249.88 | 242.6
2018-10-01 05:30 | 251.85 | 244.59
2018-10-01 06:00 | 259.01 | 252.2
2018-10-01 06:30 | 258.71 | 252.05
2018-10-01 07:00 | 259.14 | 252.21
2018-10-01 07:30 | 257.51 | 252.74
2018-10-01 08:00 | 256.82 | 252.6
2018-10-01 08:30 | 256.42 | 252.75
2018-10-01 09:00 | 256.13 | 252.73
2018-10-01 09:30 | 255.37 | 252.06
2018-10-01 10:00 | 250.75 | 247.99
2018-10-01 10:30 | 249.79 | 247.2
2018-10-01 11:00 | 249.42 | 246.85
2018-10-01 11:30 | 249.34 | 246.7
2018-10-01 12:00 | 249.28 | 246.56
2018-10-01 12:30 | 250.02 | 247.23
2018-10-01 13:00 | 250.5 | 247.7
2018-10-01 13:30 | 250.04 | 247.36
2018-10-01 14:00 | 250.65 | 248
2018-10-01 14:30 | 249.68 | 247.1
2018-10-01 15:00 | 248.56 | 246.35
2018-10-01 15:30 | 246.38 | 244.23
2018-10-01 16:00 | 244.69 | 242.53
2018-10-01 16:30 | 242.37 | 240.14
2018-10-01 17:00 | 241.56 | 239.21
2018-10-01 17:30 | 241.93 | 239.97
2018-10-01 18:00 | 243.75 | 241.66
2018-10-01 18:30 | 255.5 | 253.35
2018-10-01 19:00 | 276.99 | 275.17
2018-10-01 19:30 | 277.16 | 275.26
2018-10-01 20:00 | 249.16 | 246.83
2018-10-01 20:30 | 235.17 | 232.57
2018-10-01 21:00 | 235.81 | 233.23
2018-10-01 21:30 | 236.22 | 233.76
2018-10-01 22:00 | 236.62 | 234.2
2018-10-01 22:30 | 238.69 | 236.15
2018-10-01 23:00 | 238.39 | 235.87
2018-10-01 23:30 | 229.21 | 226.65
2018-10-02 | 228.1 | 225.61
2018-10-02 00:30 | 229.13 | 225.98
2018-10-02 01:00 | 229.88 | 226.51
2018-10-02 01:30 | 230.89 | 227.48
2018-10-02 02:00 | 229.5 | 226.26
2018-10-02 02:30 | 230.2 | 226.82
2018-10-02 03:00 | 234.72 | 231.84
2018-10-02 03:30 | 234.3 | 231.83
2018-10-02 04:00 | 234.84 | 232.37
2018-10-02 04:30 | 239.33 | 236.82
2018-10-02 05:00 | 245.42 | 243.1
2018-10-02 05:30 | 247.31 | 244.76
2018-10-02 06:00 | 247.9 | 245.22
2018-10-02 06:30 | 245.97 | 243.23
2018-10-02 07:00 | 246.64 | 244.21
2018-10-02 07:30 | 248.92 | 246.37
2018-10-02 08:00 | 248.07 | 245.48
2018-10-02 08:30 | 248.49 | 245.97
2018-10-02 09:00 | 245.38 | 242.82
2018-10-02 09:30 | 239.22 | 236.42
2018-10-02 10:00 | 239.41 | 236.45
2018-10-02 10:30 | 236.08 | 233.72
2018-10-02 11:00 | 234.65 | 232.58
2018-10-02 11:30 | 235.21 | 233
2018-10-02 12:00 | 235.09 | 232.89
2018-10-02 12:30 | 235.46 | 233.11
2018-10-02 13:00 | 236.41 | 233.99
2018-10-02 13:30 | 250.31 | 248.01
2018-10-02 14:00 | 257.64 | 255.42
2018-10-02 14:30 | 241.54 | 238.67
2018-10-02 15:00 | 239.74 | 236.01
2018-10-02 15:30 | 238.89 | 234.57
2018-10-02 16:00 | 234.86 | 230.97
2018-10-02 16:30 | 265.98 | 263.54
2018-10-02 17:00 | 271.84 | 269.74
2018-10-02 17:30 | 273.49 | 271.08
2018-10-02 18:00 | 272.22 | 270.09
2018-10-02 18:30 | 269.22 | 267.33
2018-10-02 19:00 | 271.87 | 270
2018-10-02 19:30 | 270.84 | 269.27
2018-10-02 20:00 | 270.08 | 268.75
2018-10-02 20:30 | 270.52 | 268.97
2018-10-02 21:00 | 270.97 | 268.99
2018-10-02 21:30 | 275.2 | 272.72
2018-10-02 22:00 | 275.82 | 273.46
2018-10-02 22:30 | 276.3 | 273.72
2018-10-02 23:00 | 275.79 | 273.08
2018-10-02 23:30 | 279.7 | 276.45
2018-10-03 | 281.03 | 277.9
2018-10-03 00:30 | 282.34 | 279.16
2018-10-03 01:00 | 283.29 | 280.25
2018-10-03 01:30 | 282.6 | 279.09
2018-10-03 02:00 | 279.16 | 275.87
2018-10-03 02:30 | 277.86 | 274.67
2018-10-03 03:00 | 278.52 | 275.46
2018-10-03 03:30 | 277.84 | 274.76
2018-10-03 04:00 | 278.35 | 275.15
2018-10-03 04:30 | 278.41 | 275.18
2018-10-03 05:00 | 257.72 | 254.42
2018-10-03 05:30 | 239.21 | 235.56
2018-10-03 06:00 | 238.99 | 235.4
2018-10-03 06:30 | 239.04 | 235.69
2018-10-03 07:00 | 241.89 | 238.83
2018-10-03 07:30 | 241.59 | 238.7
2018-10-03 08:00 | 242.02 | 238.9
2018-10-03 08:30 | 241.78 | 238.68
2018-10-03 09:00 | 240.47 | 237.29
2018-10-03 09:30 | 248.08 | 245.14
2018-10-03 10:00 | 250.24 | 247.75
2018-10-03 10:30 | 250.59 | 248.13
2018-10-03 11:00 | 250.07 | 247.86
2018-10-03 11:30 | 249.98 | 247.84
2018-10-03 12:00 | 250.26 | 247.92
2018-10-03 12:30 | 250.48 | 248.1
2018-10-03 13:00 | 249.89 | 247.46
2018-10-03 13:30 | 250.15 | 247.58
2018-10-03 14:00 | 251.79 | 249
2018-10-03 14:30 | 255.76 | 253.07
2018-10-03 15:00 | 256.44 | 253.65
2018-10-03 15:30 | 256.91 | 253.7
2018-10-03 16:00 | 257.63 | 254.66
2018-10-03 16:30 | 261.26 | 258.59
2018-10-03 17:00 | 260.97 | 258.43
2018-10-03 17:30 | 260.87 | 258.9
2018-10-03 18:00 | 260.41 | 258.6
2018-10-03 18:30 | 261.73 | 259.75
2018-10-03 19:00 | 261.61 | 259.68
2018-10-03 19:30 | 260.96 | 259.2
2018-10-03 20:00 | 260.48 | 258.86
2018-10-03 20:30 | 260.24 | 258.71
2018-10-03 21:00 | 259.82 | 258.37
2018-10-03 21:30 | 260.24 | 258.75
2018-10-03 22:00 | 261.61 | 259.38
2018-10-03 22:30 | 260.05 | 257.57
2018-10-03 23:00 | 259.25 | 256.91
2018-10-03 23:30 | 258.89 | 256.54
2018-10-04 | 258.38 | 256.13
2018-10-04 00:30 | 257.28 | 254.94
2018-10-04 01:00 | 258.44 | 256.07
2018-10-04 01:30 | 258.82 | 256.37
2018-10-04 02:00 | 229.69 | 226.56
2018-10-04 02:30 | 224.22 | 221.02
2018-10-04 03:00 | 224.23 | 221.06
2018-10-04 03:30 | 224.14 | 220.97
2018-10-04 04:00 | 224.84 | 221.48
2018-10-04 04:30 | 218.7 | 215.96
2018-10-04 05:00 | 218.56 | 215.61
2018-10-04 05:30 | 218.27 | 215.24
2018-10-04 06:00 | 218.19 | 215.19
2018-10-04 06:30 | 217.72 | 214.66
2018-10-04 07:00 | 217.96 | 214.99
2018-10-04 07:30 | 219.4 | 216.48
2018-10-04 08:00 | 233.05 | 230.16
2018-10-04 08:30 | 255.13 | 252.87
2018-10-04 09:00 | 254.1 | 251.93
2018-10-04 09:30 | 252.1 | 250.39
2018-10-04 10:00 | 251.84 | 250.06
2018-10-04 10:30 | 253.78 | 251.17
2018-10-04 11:00 | 241.13 | 238.57
2018-10-04 11:30 | 183.81 | 180.34
2018-10-04 12:00 | 222.78 | 220.49
2018-10-04 12:30 | 226.17 | 224.12
2018-10-04 13:00 | 246.61 | 244.8
2018-10-04 13:30 | 255.99 | 254.14
2018-10-04 14:00 | 259.96 | 257.78
2018-10-04 14:30 | 259.24 | 257.11
2018-10-04 15:00 | 258.71 | 256.8
2018-10-04 15:30 | 259.7 | 257.81
2018-10-04 16:00 | 262.21 | 260.08
2018-10-04 16:30 | 262.14 | 260.04
2018-10-04 17:00 | 261.46 | 259.29
2018-10-04 17:30 | 261.48 | 259.61
2018-10-04 18:00 | 264.11 | 262.42
2018-10-04 18:30 | 263.55 | 261.94
2018-10-04 19:00 | 265.83 | 264.02
2018-10-04 19:30 | 265.05 | 263.31
2018-10-04 20:00 | 264.95 | 263.27
2018-10-04 20:30 | 265.13 | 263.39
2018-10-04 21:00 | 265.45 | 263.68
2018-10-04 21:30 | 267.81 | 265.92
2018-10-04 22:00 | 269.82 | 267.33
2018-10-04 22:30 | 268.45 | 266.26
2018-10-04 23:00 | 268.82 | 266.62
2018-10-04 23:30 | 267.39 | 265.16
2018-10-05 | 268.07 | 265.89
2018-10-05 00:30 | 268.44 | 266.2
2018-10-05 01:00 | 257.25 | 254.3
2018-10-05 01:30 | 245.11 | 241.88
2018-10-05 02:00 | 246.69 | 243.38
2018-10-05 02:30 | 254.54 | 250.33
2018-10-05 03:00 | 248.48 | 244.21
2018-10-05 03:30 | 239.39 | 234.82
2018-10-05 04:00 | 240.34 | 235.68
2018-10-05 04:30 | 241.22 | 236.53
2018-10-05 05:00 | 240.22 | 235.56
2018-10-05 05:30 | 239.78 | 235.14
2018-10-05 06:00 | 240.06 | 235.37
2018-10-05 06:30 | 238.77 | 233.93
2018-10-05 07:00 | 237.95 | 233.14
2018-10-05 07:30 | 253.66 | 250.03
2018-10-05 08:00 | 258.74 | 255.04
2018-10-05 08:30 | 258.93 | 255.59
2018-10-05 09:00 | 257.45 | 254.32
2018-10-05 09:30 | 256.58 | 253.5
2018-10-05 10:00 | 258.01 | 255.01
2018-10-05 10:30 | 259.31 | 255.97
2018-10-05 11:00 | 261.26 | 257.32
2018-10-05 11:30 | 262.81 | 258.9
2018-10-05 12:00 | 249.85 | 245.71
2018-10-05 12:30 | 237.71 | 233.64
2018-10-05 13:00 | 237.34 | 233.39
2018-10-05 13:30 | 236.07 | 232.21
2018-10-05 14:00 | 239.04 | 235.24
2018-10-05 14:30 | 238.58 | 234.7
2018-10-05 15:00 | 237.98 | 233.93
2018-10-05 15:30 | 241.98 | 237.69
2018-10-05 16:00 | 246.17 | 241.26
2018-10-05 16:30 | 245.5 | 240.75
2018-10-05 17:00 | 245.64 | 241.19
2018-10-05 17:30 | 247.07 | 242.5
2018-10-05 18:00 | 274.44 | 271.11
2018-10-05 18:30 | 278.38 | 275.71
2018-10-05 19:00 | 284.27 | 281.51
2018-10-05 19:30 | 283.47 | 280.68
2018-10-05 20:00 | 281.96 | 279.26
2018-10-05 20:30 | 276.82 | 273.96
2018-10-05 21:00 | 271.31 | 267.97
2018-10-05 21:30 | 272.01 | 268.68
2018-10-05 22:00 | 272.5 | 269.16
2018-10-05 22:30 | 272.2 | 268.53
2018-10-05 23:00 | 270.86 | 266.67
2018-10-05 23:30 | 262.52 | 257.94
2018-10-06 | 262.62 | 258.15
2018-10-06 00:30 | 263.04 | 258.67
2018-10-06 01:00 | 257.19 | 253.94
2018-10-06 01:30 | 257.21 | 254.36
2018-10-06 02:00 | 263.04 | 259.58
2018-10-06 02:30 | 265.6 | 261.12
2018-10-06 03:00 | 264.93 | 259.81
2018-10-06 03:30 | 264.43 | 259.38
2018-10-06 04:00 | 262.92 | 258.1
2018-10-06 04:30 | 264.09 | 259.17
2018-10-06 05:00 | 264.82 | 259.68
2018-10-06 05:30 | 255.59 | 250.01
2018-10-06 06:00 | 250.55 | 245.01
2018-10-06 06:30 | 249.32 | 244.01
2018-10-06 07:00 | 245.76 | 240.72
2018-10-06 07:30 | 244.4 | 239.52
2018-10-06 08:00 | 242.07 | 237.17
2018-10-06 08:30 | 240.58 | 235.59
2018-10-06 09:00 | 238.92 | 233.98
2018-10-06 09:30 | 239.19 | 234.87
2018-10-06 10:00 | 260.09 | 256.21
2018-10-06 10:30 | 261.34 | 256.94
2018-10-06 11:00 | 261.44 | 257.16
2018-10-06 11:30 | 263.62 | 259.33
2018-10-06 12:00 | 263.71 | 259.65
2018-10-06 12:30 | 264.32 | 260.24
2018-10-06 13:00 | 264.05 | 260.05
2018-10-06 13:30 | 264.62 | 260.43
2018-10-06 14:00 | 265.37 | 261.07
2018-10-06 14:30 | 266.11 | 261.7
2018-10-06 15:00 | 265.9 | 261.53
2018-10-06 15:30 | 265.17 | 261.04
2018-10-06 16:00 | 265.15 | 260.97
2018-10-06 16:30 | 264.19 | 260
2018-10-06 17:00 | 262.82 | 258.68
2018-10-06 17:30 | 259.16 | 255.31
2018-10-06 18:00 | 264.5 | 260.07
2018-10-06 18:30 | 266.79 | 263.26
2018-10-06 19:00 | 270.9 | 267.9
2018-10-06 19:30 | 268.34 | 265.6
2018-10-06 20:00 | 263.22 | 260.19
2018-10-06 20:30 | 261.54 | 258.5
2018-10-06 21:00 | 262.23 | 259.16
2018-10-06 21:30 | 262.08 | 258.97
2018-10-06 22:00 | 262.54 | 259.59
2018-10-06 22:30 | 262.77 | 259.79
2018-10-06 23:00 | 262.69 | 259.59
2018-10-06 23:30 | 258.84 | 255.86
2018-10-07 | 258.22 | 255.32
2018-10-07 00:30 | 255.52 | 252.02
2018-10-07 01:00 | 254.77 | 251.2
2018-10-07 01:30 | 254.41 | 250.98
2018-10-07 02:00 | 253.02 | 249.7
2018-10-07 02:30 | 248.69 | 245.35
2018-10-07 03:00 | 246.48 | 243.22
2018-10-07 03:30 | 245.79 | 242.59
2018-10-07 04:00 | 245.07 | 241.9
2018-10-07 04:30 | 243.42 | 240.33
2018-10-07 05:00 | 238.69 | 235.56
2018-10-07 05:30 | 231.33 | 228.08
2018-10-07 06:00 | 228.38 | 224.92
2018-10-07 06:30 | 229.77 | 225.6
2018-10-07 07:00 | 229.65 | 225.35
2018-10-07 07:30 | 230.68 | 226.15
2018-10-07 08:00 | 234.13 | 229.21
2018-10-07 08:30 | 233.73 | 228.89
2018-10-07 09:00 | 234.05 | 229.04
2018-10-07 09:30 | 234.42 | 229.29
2018-10-07 10:00 | 235.12 | 229.53
2018-10-07 10:30 | 235.16 | 229.58
2018-10-07 11:00 | 236.42 | 230.55
2018-10-07 11:30 | 237.95 | 232.03
2018-10-07 12:00 | 237.57 | 231.62
2018-10-07 12:30 | 237.06 | 231.87
2018-10-07 13:00 | 236.28 | 231.35
2018-10-07 13:30 | 235.3 | 230.49
2018-10-07 14:00 | 233.42 | 228.75
2018-10-07 14:30 | 228.6 | 224.47
2018-10-07 15:00 | 228.46 | 224.23
2018-10-07 15:30 | 228.88 | 224.51
2018-10-07 16:00 | 229.51 | 225.05
2018-10-07 16:30 | 231.02 | 226.36
2018-10-07 17:00 | 235.45 | 231.41
2018-10-07 17:30 | 254.68 | 251.39
2018-10-07 18:00 | 273.73 | 271.72
2018-10-07 18:30 | 274.37 | 272.66
2018-10-07 19:00 | 273.2 | 271.42
2018-10-07 19:30 | 274.73 | 272.88
2018-10-07 20:00 | 275.06 | 273.26
2018-10-07 20:30 | 280.72 | 278.47
2018-10-07 21:00 | 278.56 | 276.31
2018-10-07 21:30 | 269.61 | 267.2
2018-10-07 22:00 | 265.29 | 263.08
2018-10-07 22:30 | 264.54 | 262.22
2018-10-07 23:00 | 264.27 | 261.98
2018-10-07 23:30 | 263.6 | 261.07
2018-10-08 | 260.01 | 256.58
2018-10-08 00:30 | 255.33 | 251.44
2018-10-08 01:00 | 250.78 | 246.62
2018-10-08 01:30 | 251.83 | 247.52
2018-10-08 02:00 | 251.62 | 247.34
2018-10-08 02:30 | 252.43 | 248.09
2018-10-08 03:00 | 253.16 | 248.73
2018-10-08 03:30 | 252.39 | 248.07
2018-10-08 04:00 | 252 | 247.73
2018-10-08 04:30 | 251.8 | 247.6
2018-10-08 05:00 | 244.46 | 240.9
2018-10-08 05:30 | 232.32 | 228.83
2018-10-08 06:00 | 232.18 | 228.55
2018-10-08 06:30 | 230.89 | 227.35
2018-10-08 07:00 | 237.88 | 234.79
2018-10-08 07:30 | 270.21 | 268.12
2018-10-08 08:00 | 269.9 | 267.72
2018-10-08 08:30 | 268.69 | 266.3
2018-10-08 09:00 | 267.83 | 265.45
2018-10-08 09:30 | 242.66 | 239.58
2018-10-08 10:00 | 234.52 | 230.25
2018-10-08 10:30 | 232.98 | 229
2018-10-08 11:00 | 231.74 | 228.43
2018-10-08 11:30 | 229.22 | 226.26
2018-10-08 12:00 | 230.37 | 227.21
2018-10-08 12:30 | 232.84 | 229.43
2018-10-08 13:00 | 233.57 | 229.83
2018-10-08 13:30 | 235.66 | 231.44
2018-10-08 14:00 | 236.62 | 232.14
2018-10-08 14:30 | 237.9 | 233.08
2018-10-08 15:00 | 237.83 | 233.22
2018-10-08 15:30 | 272.56 | 268.91
2018-10-08 16:00 | 268.28 | 264.97
2018-10-08 16:30 | 267.32 | 263.82
2018-10-08 17:00 | 267.83 | 264.42
2018-10-08 17:30 | 269.28 | 266.05
2018-10-08 18:00 | 271.4 | 268.24
2018-10-08 18:30 | 274.11 | 270.74
2018-10-08 19:00 | 279.15 | 275.54
2018-10-08 19:30 | 278.75 | 275.39
2018-10-08 20:00 | 279.51 | 276.04
2018-10-08 20:30 | 248.18 | 244.42
2018-10-08 21:00 | 234.58 | 230.77
2018-10-08 21:30 | 233.85 | 230.13
2018-10-08 22:00 | 233.31 | 229.64
2018-10-08 22:30 | 232.68 | 229.39
2018-10-08 23:00 | 232.99 | 229.47
2018-10-08 23:30 | 233.72 | 229.75
2018-10-09 | 233.97 | 230.16
2018-10-09 00:30 | 232.13 | 228.64
2018-10-09 01:00 | 232.71 | 229.13
2018-10-09 01:30 | 232.12 | 228.5
2018-10-09 02:00 | 231.94 | 228.49
2018-10-09 02:30 | 231.16 | 227.97
2018-10-09 03:00 | 231.02 | 227.16
2018-10-09 03:30 | 232.95 | 228.56
2018-10-09 04:00 | 233.32 | 228.75
2018-10-09 04:30 | 228.43 | 224.37
2018-10-09 05:00 | 246.72 | 243.11
2018-10-09 05:30 | 246.47 | 243.26
2018-10-09 06:00 | 252.16 | 248.92
2018-10-09 06:30 | 269.45 | 266.34
2018-10-09 07:00 | 275.38 | 272.39
2018-10-09 07:30 | 276.42 | 273.72
2018-10-09 08:00 | 276.13 | 274.02
2018-10-09 08:30 | 278.39 | 275.42
2018-10-09 09:00 | 280.2 | 276.63
2018-10-09 09:30 | 283.73 | 279.67
2018-10-09 10:00 | 282.4 | 278.73
2018-10-09 10:30 | 241.77 | 237.28
2018-10-09 11:00 | 242.93 | 238.36
2018-10-09 11:30 | 258.45 | 254.71
2018-10-09 12:00 | 279.7 | 276.58
2018-10-09 12:30 | 281.77 | 278.56
2018-10-09 13:00 | 280.5 | 277.61
2018-10-09 13:30 | 245.58 | 241.28
2018-10-09 14:00 | 241.36 | 236.73
2018-10-09 14:30 | 240.53 | 236.28
2018-10-09 15:00 | 241 | 236.67
2018-10-09 15:30 | 241.91 | 237.23
2018-10-09 16:00 | 240.68 | 236.4
2018-10-09 16:30 | 240.29 | 236.29
2018-10-09 17:00 | 274.9 | 271.71
2018-10-09 17:30 | 277.47 | 274.84
2018-10-09 18:00 | 282.9 | 279.66
2018-10-09 18:30 | 284.32 | 280.82
2018-10-09 19:00 | 284.98 | 281.56
2018-10-09 19:30 | 282.21 | 279.02
2018-10-09 20:00 | 277.77 | 274.4
2018-10-09 20:30 | 246.03 | 241.84
2018-10-09 21:00 | 237.78 | 233.96
2018-10-09 21:30 | 237.08 | 233.75
2018-10-09 22:00 | 240.63 | 237.02
2018-10-09 22:30 | 245.67 | 240.84
2018-10-09 23:00 | 247.67 | 241.25
2018-10-09 23:30 | 248.56 | 241.74
2018-10-10 | 250.06 | 243.16
2018-10-10 00:30 | 248.96 | 242.42
2018-10-10 01:00 | 246.2 | 240.19
2018-10-10 01:30 | 242.33 | 237.62
2018-10-10 02:00 | 243.44 | 238.81
2018-10-10 02:30 | 242.35 | 237.87
2018-10-10 03:00 | 245.35 | 240.23
2018-10-10 03:30 | 243.85 | 239.14
2018-10-10 04:00 | 242.91 | 238.18
2018-10-10 04:30 | 240.92 | 236.46
2018-10-10 05:00 | 240.88 | 236.3
2018-10-10 05:30 | 239.77 | 235.73
2018-10-10 06:00 | 239.8 | 235.76
2018-10-10 06:30 | 239.42 | 235.7
2018-10-10 07:00 | 238.66 | 235.69
2018-10-10 07:30 | 239.36 | 236.43
2018-10-10 08:00 | 239.52 | 236.64
2018-10-10 08:30 | 238.11 | 235.6
2018-10-10 09:00 | 235.74 | 233.68
2018-10-10 09:30 | 239.19 | 236.89
2018-10-10 10:00 | 239.97 | 237.58
2018-10-10 10:30 | 241.24 | 236.97
2018-10-10 11:00 | 241.84 | 237.01
2018-10-10 11:30 | 242.04 | 237.16
2018-10-10 12:00 | 242.49 | 237.5
2018-10-10 12:30 | 242.82 | 237.67
2018-10-10 13:00 | 243.27 | 238.13
2018-10-10 13:30 | 243.88 | 238.56
2018-10-10 14:00 | 243.55 | 238.23
2018-10-10 14:30 | 243.98 | 238.34
2018-10-10 15:00 | 241.17 | 235.51
2018-10-10 15:30 | 235.05 | 230.32
2018-10-10 16:00 | 247.91 | 243.05
2018-10-10 16:30 | 269.8 | 266.41
2018-10-10 17:00 | 270.07 | 267.23
2018-10-10 17:30 | 271.34 | 268.75
2018-10-10 18:00 | 272.98 | 270.34
2018-10-10 18:30 | 273.47 | 270.96
2018-10-10 19:00 | 273.59 | 271.1
2018-10-10 19:30 | 273.53 | 271.36
2018-10-10 20:00 | 236.34 | 233.22
2018-10-10 20:30 | 233.7 | 230.8
2018-10-10 21:00 | 234.06 | 230.74
2018-10-10 21:30 | 240.52 | 235.78
2018-10-10 22:00 | 240.66 | 236.2
2018-10-10 22:30 | 239.42 | 235.42
2018-10-10 23:00 | 242.12 | 237.79
2018-10-10 23:30 | 246.1 | 241.26
2018-10-11 | 247.12 | 242.29
2018-10-11 00:30 | 246.85 | 241.33
2018-10-11 01:00 | 246.6 | 240.94
2018-10-11 01:30 | 245.96 | 241.05
2018-10-11 02:00 | 246.08 | 241.3
2018-10-11 02:30 | 245.65 | 240.96
2018-10-11 03:00 | 245.83 | 241.14
2018-10-11 03:30 | 245.33 | 240.66
2018-10-11 04:00 | 247.17 | 242.37
2018-10-11 04:30 | 284.08 | 280.39
2018-10-11 05:00 | 282.01 | 278.38
2018-10-11 05:30 | 280.66 | 277.8
2018-10-11 06:00 | 282.7 | 279.9
2018-10-11 06:30 | 282.91 | 280.44
2018-10-11 07:00 | 282.6 | 280.42
2018-10-11 07:30 | 280.19 | 278.04
2018-10-11 08:00 | 278.15 | 276.05
2018-10-11 08:30 | 276.82 | 274.79
2018-10-11 09:00 | 277.2 | 275.15
2018-10-11 09:30 | 276.18 | 274.05
2018-10-11 10:00 | 274.25 | 272.31
2018-10-11 10:30 | 273.63 | 271.66
2018-10-11 11:00 | 271.06 | 269.23
2018-10-11 11:30 | 249.45 | 246.86
2018-10-11 12:00 | 234.11 | 230.83
2018-10-11 12:30 | 235.29 | 232.3
2018-10-11 13:00 | 234.41 | 231.43
2018-10-11 13:30 | 235.67 | 232.24
2018-10-11 14:00 | 236.62 | 233.35
2018-10-11 14:30 | 238.79 | 234.77
2018-10-11 15:00 | 245.42 | 240.11
2018-10-11 15:30 | 262.48 | 258.05
2018-10-11 16:00 | 272.23 | 268.73
2018-10-11 16:30 | 271.07 | 267.53
2018-10-11 17:00 | 273.43 | 269.65
2018-10-11 17:30 | 275.62 | 271.83
2018-10-11 18:00 | 273.26 | 269.97
2018-10-11 18:30 | 274.67 | 271.58
2018-10-11 19:00 | 276.92 | 274.01
2018-10-11 19:30 | 276.88 | 274.14
2018-10-11 20:00 | 271.43 | 269.49
2018-10-11 20:30 | 249.88 | 247.34
2018-10-11 21:00 | 233.25 | 230.43
2018-10-11 21:30 | 234.36 | 231.46
2018-10-11 22:00 | 237.3 | 234.16
2018-10-11 22:30 | 239.51 | 235.49
2018-10-11 23:00 | 239.94 | 235.98
2018-10-11 23:30 | 239.06 | 235.16
2018-10-12 | 239.12 | 235.52
2018-10-12 00:30 | 239.79 | 235.43
2018-10-12 01:00 | 239.36 | 234.41
2018-10-12 01:30 | 238.26 | 233.47
2018-10-12 02:00 | 257.64 | 253.63
2018-10-12 02:30 | 277.96 | 274.64
2018-10-12 03:00 | 263.37 | 258.96
2018-10-12 03:30 | 239.43 | 233.73
2018-10-12 04:00 | 237.96 | 232.17
2018-10-12 04:30 | 239.13 | 233.21
2018-10-12 05:00 | 239.25 | 233.24
2018-10-12 05:30 | 239.3 | 233.16
2018-10-12 06:00 | 275.76 | 273.22
2018-10-12 06:30 | 275.5 | 273.52
2018-10-12 07:00 | 275.35 | 273.62
2018-10-12 07:30 | 275.8 | 274.03
2018-10-12 08:00 | 274.26 | 272.61
2018-10-12 08:30 | 273.48 | 271.85
2018-10-12 09:00 | 272.91 | 271.32
2018-10-12 09:30 | 273.48 | 271.89
2018-10-12 10:00 | 268.33 | 266.38
2018-10-12 10:30 | 259.13 | 257.43
2018-10-12 11:00 | 256.95 | 254.6
2018-10-12 11:30 | 262.48 | 259.9
2018-10-12 12:00 | 262.54 | 260.06
2018-10-12 12:30 | 262.39 | 260.01
2018-10-12 13:00 | 260.02 | 257.63
2018-10-12 13:30 | 252.65 | 250.28
2018-10-12 14:00 | 250.99 | 248.71
2018-10-12 14:30 | 248.13 | 246.19
2018-10-12 15:00 | 249.16 | 247.11
2018-10-12 15:30 | 253.27 | 250.96
2018-10-12 16:00 | 253.32 | 250.74
2018-10-12 16:30 | 254.14 | 251.53
2018-10-12 17:00 | 253.1 | 250.74
2018-10-12 17:30 | 251.04 | 248.99
2018-10-12 18:00 | 254.97 | 252.52
2018-10-12 18:30 | 254.28 | 251.77
2018-10-12 19:00 | 253.96 | 251.43
2018-10-12 19:30 | 257.74 | 255.6
2018-10-12 20:00 | 258.74 | 256.68
2018-10-12 20:30 | 258.75 | 256.75
2018-10-12 21:00 | 258.68 | 256.65
2018-10-12 21:30 | 259.03 | 256.94
2018-10-12 22:00 | 259.75 | 257.54
2018-10-12 22:30 | 261.54 | 258.76
2018-10-12 23:00 | 262.05 | 259.13
2018-10-12 23:30 | 275.03 | 271.68
2018-10-13 | 278.21 | 275
2018-10-13 00:30 | 278.28 | 275.16
2018-10-13 01:00 | 277.86 | 274.91
2018-10-13 01:30 | 277.47 | 274.6
2018-10-13 02:00 | 278.63 | 274.61
2018-10-13 02:30 | 277.65 | 273.49
2018-10-13 03:00 | 275.76 | 271.74
2018-10-13 03:30 | 275.39 | 271.56
2018-10-13 04:00 | 275.04 | 271.41
2018-10-13 04:30 | 273.83 | 270.29
2018-10-13 05:00 | 265.39 | 261.49
2018-10-13 05:30 | 258.33 | 254.37
2018-10-13 06:00 | 258.07 | 254.11
2018-10-13 06:30 | 258.22 | 254.14
2018-10-13 07:00 | 258.58 | 254.42
2018-10-13 07:30 | 258.35 | 254.08
2018-10-13 08:00 | 258.88 | 254.33
2018-10-13 08:30 | 281.43 | 278.3
2018-10-13 09:00 | 280.75 | 278.1
2018-10-13 09:30 | 278.17 | 275.43
2018-10-13 10:00 | 267.63 | 265.03
2018-10-13 10:30 | 272.91 | 270.14
2018-10-13 11:00 | 268.82 | 266.15
2018-10-13 11:30 | 269.01 | 266.45
2018-10-13 12:00 | 268.36 | 265.7
2018-10-13 12:30 | 268.13 | 265.47
2018-10-13 13:00 | 268.96 | 266.3
2018-10-13 13:30 | 270.66 | 267.98
2018-10-13 14:00 | 271.29 | 268.37
2018-10-13 14:30 | 270.29 | 267.1
2018-10-13 15:00 | 267.72 | 264.52
2018-10-13 15:30 | 265.99 | 262.61
2018-10-13 16:00 | 273.79 | 270.72
2018-10-13 16:30 | 283.27 | 280.45
2018-10-13 17:00 | 280.96 | 277.63
2018-10-13 17:30 | 277.46 | 273.67
2018-10-13 18:00 | 288.47 | 285.32
2018-10-13 18:30 | 287.68 | 284.71
2018-10-13 19:00 | 288.35 | 285.23
2018-10-13 19:30 | 287.52 | 284.6
2018-10-13 20:00 | 287.9 | 285
2018-10-13 20:30 | 288.56 | 285.54
2018-10-13 21:00 | 289.63 | 286.45
2018-10-13 21:30 | 283.98 | 281.4
2018-10-13 22:00 | 258.52 | 255.79
2018-10-13 22:30 | 243.96 | 240.59
2018-10-13 23:00 | 243.78 | 239.72
2018-10-13 23:30 | 248.39 | 243.41
2018-10-14 | 243.52 | 238.47
2018-10-14 00:30 | 246.82 | 241.32
2018-10-14 01:00 | 248.74 | 243.05
2018-10-14 01:30 | 244.27 | 239.24
2018-10-14 02:00 | 244.34 | 239.39
2018-10-14 02:30 | 248.22 | 242.83
2018-10-14 03:00 | 243.03 | 238.2
2018-10-14 03:30 | 246.11 | 241
2018-10-14 04:00 | 248.6 | 243.25
2018-10-14 04:30 | 246.41 | 241.36
2018-10-14 05:00 | 254.28 | 248.27
2018-10-14 05:30 | 254.61 | 248.55
2018-10-14 06:00 | 254.28 | 248.1
2018-10-14 06:30 | 253.19 | 247.06
2018-10-14 07:00 | 251.83 | 245.82
2018-10-14 07:30 | 253.81 | 247.91
2018-10-14 08:00 | 266.43 | 261.03
2018-10-14 08:30 | 279.26 | 274.42
2018-10-14 09:00 | 281.64 | 276.69
2018-10-14 09:30 | 281.92 | 277.61
2018-10-14 10:00 | 278.16 | 273.56
2018-10-14 10:30 | 275.63 | 271.06
2018-10-14 11:00 | 273.93 | 269.19
2018-10-14 11:30 | 273.89 | 268.91
2018-10-14 12:00 | 272.92 | 268
2018-10-14 12:30 | 274.02 | 269.03
2018-10-14 13:00 | 277.58 | 272.7
2018-10-14 13:30 | 278.21 | 273.3
2018-10-14 14:00 | 277 | 272.01
2018-10-14 14:30 | 278.22 | 273.32
2018-10-14 15:00 | 276.38 | 271.73
2018-10-14 15:30 | 272.89 | 268.68
2018-10-14 16:00 | 278.16 | 274.11
2018-10-14 16:30 | 284.17 | 280.22
2018-10-14 17:00 | 282.5 | 278.88
2018-10-14 17:30 | 282.77 | 279.53
2018-10-14 18:00 | 287.31 | 283.54
2018-10-14 18:30 | 288.86 | 284.87
2018-10-14 19:00 | 290.16 | 286.32
2018-10-14 19:30 | 290.43 | 286.74
2018-10-14 20:00 | 289.91 | 286.56
2018-10-14 20:30 | 289.43 | 286.09
2018-10-14 21:00 | 289.35 | 286.28
2018-10-14 21:30 | 291.07 | 287.95
2018-10-14 22:00 | 292.36 | 289.09
2018-10-14 22:30 | 292.11 | 288.66
2018-10-14 23:00 | 292.47 | 288.64
2018-10-14 23:30 | 292.45 | 288.14
2018-10-15 | 292.32 | 288.04
2018-10-15 00:30 | 291.69 | 287.32
2018-10-15 01:00 | 273.3 | 268.82
2018-10-15 01:30 | 261.89 | 257.88
2018-10-15 02:00 | 256.99 | 252.96
2018-10-15 02:30 | 253.71 | 249.15
2018-10-15 03:00 | 255.68 | 250.67
2018-10-15 03:30 | 256.36 | 251.3
2018-10-15 04:00 | 256.86 | 251.71
2018-10-15 04:30 | 256.42 | 251.32
2018-10-15 05:00 | 257.45 | 252.22
2018-10-15 05:30 | 277.92 | 273.5
2018-10-15 06:00 | 283.53 | 280.12
2018-10-15 06:30 | 282.43 | 279.25
2018-10-15 07:00 | 285.13 | 281.57
2018-10-15 07:30 | 288.13 | 284.22
2018-10-15 08:00 | 292.94 | 288.32
2018-10-15 08:30 | 277.91 | 272.83
2018-10-15 09:00 | 246.94 | 241.54
2018-10-15 09:30 | 245.75 | 241.01
2018-10-15 10:00 | 247.1 | 242.17
2018-10-15 10:30 | 249.99 | 244.98
2018-10-15 11:00 | 250.51 | 245.33
2018-10-15 11:30 | 250.16 | 245.03
2018-10-15 12:00 | 250.07 | 244.77
2018-10-15 12:30 | 257.95 | 253.08
2018-10-15 13:00 | 283.52 | 279.18
2018-10-15 13:30 | 276.3 | 271.32
2018-10-15 14:00 | 251.85 | 245.66
2018-10-15 14:30 | 252.74 | 246.35
2018-10-15 15:00 | 252.99 | 246.77
2018-10-15 15:30 | 253.64 | 247.41
2018-10-15 16:00 | 252.69 | 246.55
2018-10-15 16:30 | 254.91 | 249.14
2018-10-15 17:00 | 287.12 | 282.67
2018-10-15 17:30 | 286.92 | 282.65
2018-10-15 18:00 | 288.36 | 283.85
2018-10-15 18:30 | 288.86 | 284.29
2018-10-15 19:00 | 289.93 | 285.88
2018-10-15 19:30 | 291.13 | 287.73
2018-10-15 20:00 | 291.18 | 287.72
2018-10-15 20:30 | 289.56 | 286.23
2018-10-15 21:00 | 289.34 | 286.16
2018-10-15 21:30 | 289.13 | 286.2
2018-10-15 22:00 | 291.02 | 287.65
2018-10-15 22:30 | 291.63 | 287.71
2018-10-15 23:00 | 293.24 | 289.41
2018-10-15 23:30 | 293.23 | 289.26
2018-10-16 | 294.1 | 289.47
2018-10-16 00:30 | 252.83 | 246.83
2018-10-16 01:00 | 249.63 | 243.88
2018-10-16 01:30 | 249.54 | 243.91
2018-10-16 02:00 | 249.87 | 243.73
2018-10-16 02:30 | 249.9 | 243.73
2018-10-16 03:00 | 248.82 | 242.79
2018-10-16 03:30 | 249.27 | 243.22
2018-10-16 04:00 | 249.01 | 242.96
2018-10-16 04:30 | 248.67 | 242.71
2018-10-16 05:00 | 249.53 | 243.38
2018-10-16 05:30 | 282.53 | 277.31
2018-10-16 06:00 | 291.8 | 286.96
2018-10-16 06:30 | 290.86 | 286.39
2018-10-16 07:00 | 291.23 | 286.33
2018-10-16 07:30 | 288.48 | 284.27
2018-10-16 08:00 | 284.67 | 280.89
2018-10-16 08:30 | 282.18 | 279.14
2018-10-16 09:00 | 242.09 | 238.12
2018-10-16 09:30 | 241.07 | 237
2018-10-16 10:00 | 240.63 | 236.95
2018-10-16 10:30 | 240.81 | 237.37
2018-10-16 11:00 | 240.37 | 237.14
2018-10-16 11:30 | 240.86 | 237.46
2018-10-16 12:00 | 241.63 | 238.07
2018-10-16 12:30 | 241.26 | 237.67
2018-10-16 13:00 | 241.18 | 237.98
2018-10-16 13:30 | 240.67 | 238.19
2018-10-16 14:00 | 241.24 | 238.57
2018-10-16 14:30 | 240.75 | 238.05
2018-10-16 15:00 | 235.13 | 232.94
2018-10-16 15:30 | 257.65 | 255.64
2018-10-16 16:00 | 274.76 | 272.61
2018-10-16 16:30 | 275.7 | 273.61
2018-10-16 17:00 | 276.57 | 274.39
2018-10-16 17:30 | 277.52 | 275.28
2018-10-16 18:00 | 278.31 | 276.05
2018-10-16 18:30 | 279.72 | 277.34
2018-10-16 19:00 | 280.13 | 277.73
2018-10-16 19:30 | 280.27 | 277.82
2018-10-16 20:00 | 279.86 | 277.34
2018-10-16 20:30 | 279.13 | 276.62
2018-10-16 21:00 | 278.2 | 275.78
2018-10-16 21:30 | 280 | 277.05
2018-10-16 22:00 | 285.09 | 281.53
2018-10-16 22:30 | 285.37 | 281.2
2018-10-16 23:00 | 284.71 | 280.69
2018-10-16 23:30 | 282.09 | 278.29
2018-10-17 | 286.44 | 282.32
2018-10-17 00:30 | 284.65 | 280.95
2018-10-17 01:00 | 285.83 | 281.65
2018-10-17 01:30 | 287.25 | 282.53
2018-10-17 02:00 | 252.34 | 245.86
2018-10-17 02:30 | 247.59 | 241.54
2018-10-17 03:00 | 248.01 | 241.81
2018-10-17 03:30 | 247.79 | 241.49
2018-10-17 04:00 | 169.45 | 164.45
2018-10-17 04:30 | 116.48 | 112.35
2018-10-17 05:00 | 123.4 | 118.77
2018-10-17 05:30 | 228.76 | 225.58
2018-10-17 06:00 | 274.2 | 272.35
2018-10-17 06:30 | 274.93 | 272.89
2018-10-17 07:00 | 275.39 | 273.08
2018-10-17 07:30 | 279.06 | 276.39
2018-10-17 08:00 | 275.58 | 273.07
2018-10-17 08:30 | 252.13 | 249.79
2018-10-17 09:00 | 238.88 | 236.1
2018-10-17 09:30 | 239.6 | 236.87
2018-10-17 10:00 | 239.69 | 237.37
2018-10-17 10:30 | 239.06 | 236.6
2018-10-17 11:00 | 240.43 | 237.38
2018-10-17 11:30 | 240.49 | 237.63
2018-10-17 12:00 | 240.02 | 237.18
2018-10-17 12:30 | 239.72 | 236.98
2018-10-17 13:00 | 239.73 | 237.05
2018-10-17 13:30 | 236.96 | 234.49
2018-10-17 14:00 | 240.48 | 237.56
2018-10-17 14:30 | 242.1 | 239.17
2018-10-17 15:00 | 240.4 | 237.47
2018-10-17 15:30 | 238.17 | 235.22
2018-10-17 16:00 | 237 | 234.11
2018-10-17 16:30 | 237.16 | 234.84
2018-10-17 17:00 | 238.48 | 234.79
2018-10-17 17:30 | 239.04 | 235.36
2018-10-17 18:00 | 239.37 | 235.96
2018-10-17 18:30 | 238.69 | 235.52
2018-10-17 19:00 | 238.44 | 235.43
2018-10-17 19:30 | 237.78 | 234.95
2018-10-17 20:00 | 237.76 | 234.96
2018-10-17 20:30 | 236.51 | 233.88
2018-10-17 21:00 | 235.95 | 233.42
2018-10-17 21:30 | 236.64 | 234.11
2018-10-17 22:00 | 236 | 232.79
2018-10-17 22:30 | 232.72 | 229.63
2018-10-17 23:00 | 231.64 | 228.16
2018-10-17 23:30 | 232.4 | 228.69
2018-10-18 | 229.47 | 225.47
2018-10-18 00:30 | 228.87 | 223.94
2018-10-18 01:00 | 229.81 | 224.48
2018-10-18 01:30 | 229.51 | 223.56
2018-10-18 02:00 | 231 | 225.12
2018-10-18 02:30 | 232.77 | 226.85
2018-10-18 03:00 | 241.52 | 234.49
2018-10-18 03:30 | 241.77 | 234.63
2018-10-18 04:00 | 241.82 | 234.78
2018-10-18 04:30 | 242.33 | 235.12
2018-10-18 05:00 | 244.17 | 237.31
2018-10-18 05:30 | 244.01 | 237.91
2018-10-18 06:00 | 243.68 | 238.22
2018-10-18 06:30 | 241.94 | 236.62
2018-10-18 07:00 | 278.99 | 275.46
2018-10-18 07:30 | 283.06 | 280.45
2018-10-18 08:00 | 282.4 | 280.12
2018-10-18 08:30 | 267.69 | 265.15
2018-10-18 09:00 | 245.34 | 242.13
2018-10-18 09:30 | 246.07 | 242.27
2018-10-18 10:00 | 245.89 | 241.96
2018-10-18 10:30 | 242.98 | 239.23
2018-10-18 11:00 | 242.06 | 238.38
2018-10-18 11:30 | 243.65 | 239.66
2018-10-18 12:00 | 243.28 | 240
2018-10-18 12:30 | 245.3 | 241.95
2018-10-18 13:00 | 240.92 | 237.32
2018-10-18 13:30 | 236.58 | 233.71
2018-10-18 14:00 | 246.21 | 242.05
2018-10-18 14:30 | 247.93 | 243.58
2018-10-18 15:00 | 247.33 | 242.9
2018-10-18 15:30 | 248.46 | 243.88
2018-10-18 16:00 | 249.43 | 244.75
2018-10-18 16:30 | 238.47 | 234.64
2018-10-18 17:00 | 229.15 | 225.62
2018-10-18 17:30 | 229.49 | 226.31
2018-10-18 18:00 | 230.7 | 227.42
2018-10-18 18:30 | 229.86 | 226.37
2018-10-18 19:00 | 227.77 | 224.47
2018-10-18 19:30 | 226.23 | 223.19
2018-10-18 20:00 | 225.85 | 222.81
2018-10-18 20:30 | 225.3 | 222.42
2018-10-18 21:00 | 226.14 | 223.14
2018-10-18 21:30 | 232.67 | 229.05
2018-10-18 22:00 | 234.39 | 230.62
2018-10-18 22:30 | 235.74 | 231.03
2018-10-18 23:00 | 237.13 | 232.57
2018-10-18 23:30 | 238 | 233.5
2018-10-19 | 238.08 | 233.2
2018-10-19 00:30 | 239.2 | 233.07
2018-10-19 01:00 | 239.89 | 233.56
2018-10-19 01:30 | 240.1 | 233.86
2018-10-19 02:00 | 240.94 | 234.53
2018-10-19 02:30 | 241.71 | 234.8
2018-10-19 03:00 | 242.9 | 235.84
2018-10-19 03:30 | 242.43 | 235.53
2018-10-19 04:00 | 242.21 | 235.28
2018-10-19 04:30 | 241.87 | 234.93
2018-10-19 05:00 | 271.52 | 266.04
2018-10-19 05:30 | 278.44 | 273.6
2018-10-19 06:00 | 277.7 | 272.95
2018-10-19 06:30 | 269.74 | 267.05
2018-10-19 07:00 | 267.99 | 265.54
2018-10-19 07:30 | 268.61 | 266.25
2018-10-19 08:00 | 278.2 | 275.3
2018-10-19 08:30 | 272.04 | 268.71
2018-10-19 09:00 | 262.7 | 259.14
2018-10-19 09:30 | 265.54 | 262.38
2018-10-19 10:00 | 266.46 | 263.23
2018-10-19 10:30 | 267.27 | 263.94
2018-10-19 11:00 | 267.55 | 264.12
2018-10-19 11:30 | 266.98 | 263.63
2018-10-19 12:00 | 263.98 | 260.64
2018-10-19 12:30 | 256.48 | 252.92
2018-10-19 13:00 | 254.39 | 251.02
2018-10-19 13:30 | 254.09 | 250.75
2018-10-19 14:00 | 254.65 | 251.61
2018-10-19 14:30 | 253.28 | 250.37
2018-10-19 15:00 | 254.06 | 250.63
2018-10-19 15:30 | 254.82 | 251.21
2018-10-19 16:00 | 255.79 | 252.15
2018-10-19 16:30 | 264.92 | 262.55
2018-10-19 17:00 | 262.71 | 260.34
2018-10-19 17:30 | 253.39 | 251.64
2018-10-19 18:00 | 257.5 | 255.62
2018-10-19 18:30 | 268.63 | 266.91
2018-10-19 19:00 | 274.94 | 273.25
2018-10-19 19:30 | 274.5 | 272.79
2018-10-19 20:00 | 275.41 | 273.53
2018-10-19 20:30 | 276.51 | 274.71
2018-10-19 21:00 | 284.59 | 282.08
2018-10-19 21:30 | 286.64 | 283.75
2018-10-19 22:00 | 281.05 | 277.89
2018-10-19 22:30 | 239.21 | 234.81
2018-10-19 23:00 | 238.74 | 233.87
2018-10-19 23:30 | 237.51 | 232.73
2018-10-20 | 239.56 | 234.2
2018-10-20 00:30 | 240.31 | 234.23
2018-10-20 01:00 | 240.23 | 234.09
2018-10-20 01:30 | 240.15 | 233.96
2018-10-20 02:00 | 240.39 | 234.33
2018-10-20 02:30 | 239.68 | 233.48
2018-10-20 03:00 | 239.32 | 233.23
2018-10-20 03:30 | 239 | 232.96
2018-10-20 04:00 | 236.45 | 230.62
2018-10-20 04:30 | 236.12 | 230.01
2018-10-20 05:00 | 236.65 | 230.42
2018-10-20 05:30 | 236.99 | 230.78
2018-10-20 06:00 | 235.76 | 229.83
2018-10-20 06:30 | 233.22 | 228.04
2018-10-20 07:00 | 273.86 | 270.85
2018-10-20 07:30 | 264.89 | 263.03
2018-10-20 08:00 | 263.78 | 261.97
2018-10-20 08:30 | 264.03 | 262.65
2018-10-20 09:00 | 263.57 | 262.02
2018-10-20 09:30 | 263.38 | 261.73
2018-10-20 10:00 | 263.78 | 262.3
2018-10-20 10:30 | 265.21 | 263.68
2018-10-20 11:00 | 278.36 | 276.07
2018-10-20 11:30 | 280.92 | 278.62
2018-10-20 12:00 | 280.06 | 277.65
2018-10-20 12:30 | 279.68 | 277.01
2018-10-20 13:00 | 280.06 | 277.3
2018-10-20 13:30 | 279.11 | 276.53
2018-10-20 14:00 | 278.63 | 276.18
2018-10-20 14:30 | 278.53 | 275.95
2018-10-20 15:00 | 278 | 275.27
2018-10-20 15:30 | 247.67 | 244.33
2018-10-20 16:00 | 242.68 | 239.02
2018-10-20 16:30 | 243.49 | 239.68
2018-10-20 17:00 | 243.07 | 240.02
2018-10-20 17:30 | 232.84 | 230.91
2018-10-20 18:00 | 268.45 | 266.83
2018-10-20 18:30 | 271.14 | 269.56
2018-10-20 19:00 | 271.17 | 269.59
2018-10-20 19:30 | 271.53 | 269.84
2018-10-20 20:00 | 271.99 | 270.29
2018-10-20 20:30 | 273.33 | 271.56
2018-10-20 21:00 | 283.12 | 281
2018-10-20 21:30 | 282.31 | 279.89
2018-10-20 22:00 | 282 | 279.54
2018-10-20 22:30 | 284.1 | 281.43
2018-10-20 23:00 | 283.78 | 281.15
2018-10-20 23:30 | 279.91 | 277.48
2018-10-21 | 232.67 | 229.08
2018-10-21 00:30 | 233.78 | 228.85
2018-10-21 01:00 | 232.3 | 227.41
2018-10-21 01:30 | 231.39 | 226.66
2018-10-21 02:00 | 231.24 | 226.54
2018-10-21 02:30 | 231.03 | 226.35
2018-10-21 03:00 | 232.18 | 226.93
2018-10-21 03:30 | 232.09 | 226.97
2018-10-21 04:00 | 231.42 | 226.35
2018-10-21 04:30 | 231.52 | 226.47
2018-10-21 05:00 | 231.98 | 226.85
2018-10-21 05:30 | 232.07 | 226.84
2018-10-21 06:00 | 232.5 | 227.2
2018-10-21 06:30 | 237.24 | 232.18
2018-10-21 07:00 | 282.57 | 279.07
2018-10-21 07:30 | 281.46 | 277.52
2018-10-21 08:00 | 280.34 | 276.26
2018-10-21 08:30 | 266.27 | 262.54
2018-10-21 09:00 | 260.09 | 256.78
2018-10-21 09:30 | 260.2 | 257.4
2018-10-21 10:00 | 260.22 | 257.66
2018-10-21 10:30 | 261.26 | 258.49
2018-10-21 11:00 | 259.64 | 257.07
2018-10-21 11:30 | 259.85 | 257.28
2018-10-21 12:00 | 260.54 | 257.85
2018-10-21 12:30 | 261.65 | 258.79
2018-10-21 13:00 | 261.95 | 259.06
2018-10-21 13:30 | 260.76 | 257.94
2018-10-21 14:00 | 249.8 | 247.88
2018-10-21 14:30 | 248.36 | 246.72
2018-10-21 15:00 | 251.95 | 249.98
2018-10-21 15:30 | 259.97 | 257.39
2018-10-21 16:00 | 259.1 | 256.35
2018-10-21 16:30 | 258.76 | 256.18
2018-10-21 17:00 | 258.84 | 256
2018-10-21 17:30 | 258.45 | 255.67
2018-10-21 18:00 | 257.63 | 254.98
2018-10-21 18:30 | 257.94 | 255.06
2018-10-21 19:00 | 252.93 | 250.35
2018-10-21 19:30 | 249 | 246.64
2018-10-21 20:00 | 250.18 | 247.49
2018-10-21 20:30 | 251.29 | 248.43
2018-10-21 21:00 | 251.66 | 249.05
2018-10-21 21:30 | 252.31 | 249.82
2018-10-21 22:00 | 253.92 | 251.51
2018-10-21 22:30 | 258.68 | 255.74
2018-10-21 23:00 | 260.16 | 257.24
2018-10-21 23:30 | 259.89 | 257.05
2018-10-22 | 261.43 | 258.16
2018-10-22 00:30 | 261.88 | 258.53
2018-10-22 01:00 | 262.57 | 258.48
2018-10-22 01:30 | 261.17 | 257.09
2018-10-22 02:00 | 232.45 | 227.67
2018-10-22 02:30 | 229.84 | 225.38
2018-10-22 03:00 | 229.33 | 225.02
2018-10-22 03:30 | 229.3 | 225.07
2018-10-22 04:00 | 229.46 | 225.12
2018-10-22 04:30 | 230.51 | 226.02
2018-10-22 05:00 | 232.18 | 227.33
2018-10-22 05:30 | 234.5 | 229.38
2018-10-22 06:00 | 232.92 | 228.5
2018-10-22 06:30 | 231.41 | 228.11
2018-10-22 07:00 | 231.25 | 228.31
2018-10-22 07:30 | 249.35 | 247.11
2018-10-22 08:00 | 266.94 | 265.1
2018-10-22 08:30 | 267.07 | 265.21
2018-10-22 09:00 | 267.97 | 266.18
2018-10-22 09:30 | 267.21 | 265.72
2018-10-22 10:00 | 268.65 | 266.86
2018-10-22 10:30 | 269.47 | 267.48
2018-10-22 11:00 | 269.27 | 267.16
2018-10-22 11:30 | 268.59 | 266.49
2018-10-22 12:00 | 269.38 | 267.05
2018-10-22 12:30 | 269.56 | 267.25
2018-10-22 13:00 | 269.5 | 267.35
2018-10-22 13:30 | 269.05 | 266.9
2018-10-22 14:00 | 268.02 | 266.05
2018-10-22 14:30 | 266.41 | 264.58
2018-10-22 15:00 | 245.83 | 243.51
2018-10-22 15:30 | 231.89 | 229.14
2018-10-22 16:00 | 257.43 | 254.77
2018-10-22 16:30 | 274.83 | 272.47
2018-10-22 17:00 | 279.08 | 276.6
2018-10-22 17:30 | 276.69 | 274.36
2018-10-22 18:00 | 274.96 | 272.62
2018-10-22 18:30 | 274.67 | 272.43
2018-10-22 19:00 | 275.65 | 273.56
2018-10-22 19:30 | 276.45 | 274.22
2018-10-22 20:00 | 276.95 | 274.6
2018-10-22 20:30 | 276.53 | 274.22
2018-10-22 21:00 | 277.38 | 275.09
2018-10-22 21:30 | 265.78 | 263.25
2018-10-22 22:00 | 239.29 | 236.48
2018-10-22 22:30 | 239.74 | 236.77
2018-10-22 23:00 | 239.23 | 236.06
2018-10-22 23:30 | 237.79 | 234.56
2018-10-23 | 238.62 | 235.49
2018-10-23 00:30 | 241.24 | 237.4
2018-10-23 01:00 | 240.5 | 236.45
2018-10-23 01:30 | 241.65 | 237.53
2018-10-23 02:00 | 242.84 | 238.64
2018-10-23 02:30 | 242.43 | 238.4
2018-10-23 03:00 | 242.18 | 238.17
2018-10-23 03:30 | 241.94 | 237.96
2018-10-23 04:00 | 241.39 | 237.45
2018-10-23 04:30 | 235.7 | 232.26
2018-10-23 05:00 | 236.94 | 233.39
2018-10-23 05:30 | 237.88 | 234.01
2018-10-23 06:00 | 238.38 | 234.55
2018-10-23 06:30 | 236.2 | 232.75
2018-10-23 07:00 | 234.64 | 231.27
2018-10-23 07:30 | 232.32 | 229.66
2018-10-23 08:00 | 230.72 | 229.04
2018-10-23 08:30 | 231.26 | 229.31
2018-10-23 09:00 | 228.94 | 227.17
2018-10-23 09:30 | 229.31 | 227.45
2018-10-23 10:00 | 229.96 | 228.04
2018-10-23 10:30 | 230.45 | 228.54
2018-10-23 11:00 | 229.98 | 228.18
2018-10-23 11:30 | 225.61 | 224.17
2018-10-23 12:00 | 223.39 | 222.08
2018-10-23 12:30 | 220.97 | 219.73
2018-10-23 13:00 | 251.51 | 250.33
2018-10-23 13:30 | 259.4 | 258.31
2018-10-23 14:00 | 258.94 | 257.88
2018-10-23 14:30 | 257.61 | 256.54
2018-10-23 15:00 | 256.78 | 255.72
2018-10-23 15:30 | 258.24 | 257.24
2018-10-23 16:00 | 259.75 | 258.64
2018-10-23 16:30 | 260.14 | 258.96
2018-10-23 17:00 | 260.92 | 259.47
2018-10-23 17:30 | 262.38 | 260.78
2018-10-23 18:00 | 264.01 | 262.64
2018-10-23 18:30 | 260.97 | 259.74
2018-10-23 19:00 | 253.56 | 252.74
2018-10-23 19:30 | 257.11 | 256.12
2018-10-23 20:00 | 263.64 | 262.37
2018-10-23 20:30 | 267.75 | 266.19
2018-10-23 21:00 | 268.73 | 266.97
2018-10-23 21:30 | 269.76 | 267.73
2018-10-23 22:00 | 265.95 | 264.12
2018-10-23 22:30 | 253.51 | 250.76
2018-10-23 23:00 | 256.18 | 253.23
2018-10-23 23:30 | 255.82 | 253.18
2018-10-24 | 257.24 | 254.6
2018-10-24 00:30 | 256.91 | 254.12
2018-10-24 01:00 | 256.86 | 253.63
2018-10-24 01:30 | 257.3 | 253.46
2018-10-24 02:00 | 258.21 | 254.18
2018-10-24 02:30 | 257.98 | 254.01
2018-10-24 03:00 | 243.04 | 238.97
2018-10-24 03:30 | 234.1 | 229.89
2018-10-24 04:00 | 235 | 230.67
2018-10-24 04:30 | 232.32 | 228.36
2018-10-24 05:00 | 232.51 | 228.17
2018-10-24 05:30 | 230.3 | 225.78
2018-10-24 06:00 | 228.92 | 224.56
2018-10-24 06:30 | 228.35 | 223.95
2018-10-24 07:00 | 229.8 | 225.49
2018-10-24 07:30 | 232.51 | 227.73
2018-10-24 08:00 | 231.92 | 227.52
2018-10-24 08:30 | 232 | 227.69
2018-10-24 09:00 | 231.57 | 227.29
2018-10-24 09:30 | 231.2 | 226.98
2018-10-24 10:00 | 230.77 | 226.61
2018-10-24 10:30 | 226.41 | 222.59
2018-10-24 11:00 | 225.1 | 221.43
2018-10-24 11:30 | 225.74 | 221.99
2018-10-24 12:00 | 221.46 | 218.13
2018-10-24 12:30 | 223.52 | 219.92
2018-10-24 13:00 | 228.7 | 224.44
2018-10-24 13:30 | 231.02 | 226.27
2018-10-24 14:00 | 232.8 | 227.83
2018-10-24 14:30 | 233.26 | 228.33
2018-10-24 15:00 | 232.74 | 227.74
2018-10-24 15:30 | 237.29 | 232.46
2018-10-24 16:00 | 269.58 | 265.83
2018-10-24 16:30 | 271.13 | 267.12
2018-10-24 17:00 | 272.41 | 268.65
2018-10-24 17:30 | 273.55 | 270.03
2018-10-24 18:00 | 273.98 | 270.61
2018-10-24 18:30 | 273.95 | 270.68
2018-10-24 19:00 | 275.35 | 271.88
2018-10-24 19:30 | 274.99 | 271.85
2018-10-24 20:00 | 276.09 | 272.98
2018-10-24 20:30 | 276.53 | 273.43
2018-10-24 21:00 | 275.67 | 272.35
2018-10-24 21:30 | 275.38 | 271.78
2018-10-24 22:00 | 277.26 | 273.05
2018-10-24 22:30 | 276.79 | 272.73
2018-10-24 23:00 | 265.84 | 261.52
2018-10-24 23:30 | 255.87 | 251.18
2018-10-25 | 240.88 | 235.65
2018-10-25 00:30 | 238.77 | 233.64
2018-10-25 01:00 | 237.66 | 232.31
2018-10-25 01:30 | 236.91 | 231.8
2018-10-25 02:00 | 237.25 | 232.14
2018-10-25 02:30 | 236.11 | 231.07
2018-10-25 03:00 | 237.91 | 232.6
2018-10-25 03:30 | 238.76 | 233.37
2018-10-25 04:00 | 237.49 | 232.12
2018-10-25 04:30 | 235.98 | 230.65
2018-10-25 05:00 | 236.15 | 230.71
2018-10-25 05:30 | 234.35 | 229.67
2018-10-25 06:00 | 221.84 | 219.67
2018-10-25 06:30 | 219.72 | 217.97
2018-10-25 07:00 | 224.3 | 221.98
2018-10-25 07:30 | 226.01 | 223.47
2018-10-25 08:00 | 229.15 | 225.9
2018-10-25 08:30 | 232.82 | 229.29
2018-10-25 09:00 | 232.17 | 228.61
2018-10-25 09:30 | 232.53 | 228.74
2018-10-25 10:00 | 232.25 | 228.2
2018-10-25 10:30 | 231.64 | 228.14
2018-10-25 11:00 | 222.95 | 220.65
2018-10-25 11:30 | 229.19 | 226.31
2018-10-25 12:00 | 230.07 | 227.28
2018-10-25 12:30 | 229.73 | 227.13
2018-10-25 13:00 | 229.7 | 227.06
2018-10-25 13:30 | 231.02 | 228.14
2018-10-25 14:00 | 227.51 | 224.71
2018-10-25 14:30 | 227.08 | 224.24
2018-10-25 15:00 | 228.06 | 225.36
2018-10-25 15:30 | 228.69 | 225.94
2018-10-25 16:00 | 229.95 | 226.96
2018-10-25 16:30 | 230.96 | 227.96
2018-10-25 17:00 | 230.05 | 227.48
2018-10-25 17:30 | 231.92 | 229.27
2018-10-25 18:00 | 220.99 | 219.45
2018-10-25 18:30 | 219.82 | 218.51
2018-10-25 19:00 | 231.11 | 229.72
2018-10-25 19:30 | 238.37 | 236.75
2018-10-25 20:00 | 237.94 | 236.14
2018-10-25 20:30 | 237.54 | 235.62
2018-10-25 21:00 | 243.79 | 241.19
2018-10-25 21:30 | 248.58 | 245.54
2018-10-25 22:00 | 249.29 | 245.74
2018-10-25 22:30 | 249.69 | 246.02
2018-10-25 23:00 | 250.74 | 246.62
2018-10-25 23:30 | 251.54 | 247.15
2018-10-26 | 251.48 | 247.88
2018-10-26 00:30 | 252.98 | 249.54
2018-10-26 01:00 | 253.14 | 249.17
2018-10-26 01:30 | 253.05 | 248.83
2018-10-26 02:00 | 249 | 244.96
2018-10-26 02:30 | 242.36 | 239.03
2018-10-26 03:00 | 233.74 | 230.12
2018-10-26 03:30 | 234.67 | 230.98
2018-10-26 04:00 | 234.85 | 231.11
2018-10-26 04:30 | 235.67 | 231.8
2018-10-26 05:00 | 235.75 | 231.8
2018-10-26 05:30 | 235.12 | 231.12
2018-10-26 06:00 | 233.37 | 230.15
2018-10-26 06:30 | 230.9 | 228.29
2018-10-26 07:00 | 255.23 | 253.12
2018-10-26 07:30 | 273.77 | 271.82
2018-10-26 08:00 | 273.21 | 271.28
2018-10-26 08:30 | 272.18 | 270.29
2018-10-26 09:00 | 270.03 | 268.2
2018-10-26 09:30 | 268.78 | 266.87
2018-10-26 10:00 | 270.7 | 268.53
2018-10-26 10:30 | 270.42 | 268.08
2018-10-26 11:00 | 270.78 | 268.39
2018-10-26 11:30 | 269.54 | 266.99
2018-10-26 12:00 | 267.79 | 265.9
2018-10-26 12:30 | 266.72 | 264.8
2018-10-26 13:00 | 267.07 | 265.14
2018-10-26 13:30 | 265.01 | 262.69
2018-10-26 14:00 | 265.69 | 263.05
2018-10-26 14:30 | 265.49 | 263.19
2018-10-26 15:00 | 264.34 | 262.36
2018-10-26 15:30 | 260.78 | 258.91
2018-10-26 16:00 | 264.16 | 261.98
2018-10-26 16:30 | 267.85 | 265.57
2018-10-26 17:00 | 272.79 | 270.52
2018-10-26 17:30 | 276.31 | 273.89
2018-10-26 18:00 | 277.13 | 274.73
2018-10-26 18:30 | 250.11 | 245.93
2018-10-26 19:00 | 279.61 | 276.17
2018-10-26 19:30 | 280.42 | 277.01
2018-10-26 20:00 | 251.63 | 246.83
2018-10-26 20:30 | 237.59 | 232.57
2018-10-26 21:00 | 237.07 | 232.08
2018-10-26 21:30 | 236.98 | 232.01
2018-10-26 22:00 | 230.81 | 225.86
2018-10-26 22:30 | 230.5 | 225.81
2018-10-26 23:00 | 231.64 | 226.99
2018-10-26 23:30 | 232.52 | 228.03
2018-10-27 | 231.19 | 227.21
2018-10-27 00:30 | 230.46 | 226.73
2018-10-27 01:00 | 262.35 | 259.8
2018-10-27 01:30 | 269.78 | 267.33
2018-10-27 02:00 | 271.7 | 268.72
2018-10-27 02:30 | 269.47 | 266.67
2018-10-27 03:00 | 269.73 | 266.86
2018-10-27 03:30 | 270 | 267.21
2018-10-27 04:00 | 269.75 | 266.97
2018-10-27 04:30 | 270.05 | 267.24
2018-10-27 05:00 | 271.37 | 268.44
2018-10-27 05:30 | 271.65 | 268.67
2018-10-27 06:00 | 270.52 | 267.6
2018-10-27 06:30 | 270.49 | 267.47
2018-10-27 07:00 | 270.8 | 267.68
2018-10-27 07:30 | 271.57 | 268.29
2018-10-27 08:00 | 271.72 | 268.34
2018-10-27 08:30 | 270.99 | 267.54
2018-10-27 09:00 | 270.4 | 266.82
2018-10-27 09:30 | 270.24 | 266.47
2018-10-27 10:00 | 268.86 | 265.08
2018-10-27 10:30 | 269.32 | 265.45
2018-10-27 11:00 | 269.3 | 265.37
2018-10-27 11:30 | 268.39 | 264.43
2018-10-27 12:00 | 267.23 | 263.34
2018-10-27 12:30 | 268.04 | 264.11
2018-10-27 13:00 | 268.13 | 264.43
2018-10-27 13:30 | 268.62 | 264.88
2018-10-27 14:00 | 268.84 | 264.98
2018-10-27 14:30 | 268.53 | 264.68
2018-10-27 15:00 | 269.46 | 265.62
2018-10-27 15:30 | 268.7 | 264.91
2018-10-27 16:00 | 268.07 | 264.34
2018-10-27 16:30 | 269.09 | 265.31
2018-10-27 17:00 | 270.12 | 266.55
2018-10-27 17:30 | 268.34 | 265.27
2018-10-27 18:00 | 269.48 | 266.57
2018-10-27 18:30 | 270.09 | 267.15
2018-10-27 19:00 | 269.2 | 266.36
2018-10-27 19:30 | 268.8 | 266.02
2018-10-27 20:00 | 268.41 | 265.72
2018-10-27 20:30 | 268.2 | 265.57
2018-10-27 21:00 | 267.36 | 264.86
2018-10-27 21:30 | 266.78 | 264.33
2018-10-27 22:00 | 267.1 | 264.79
2018-10-27 22:30 | 267.52 | 265.35
2018-10-27 23:00 | 267.31 | 265.13
2018-10-27 23:30 | 266.08 | 263.95
2018-10-28 | 251.72 | 249.51
2018-10-28 00:30 | 252.06 | 249.34
2018-10-28 01:00 | 253.49 | 250.73
2018-10-28 01:30 | 254.33 | 251.52
2018-10-28 02:00 | 254.82 | 251.95
2018-10-28 02:30 | 253.46 | 250.7
2018-10-28 03:00 | 249.53 | 246.92
2018-10-28 03:30 | 239.76 | 237.1
2018-10-28 04:00 | 235.45 | 232.92
2018-10-28 04:30 | 220 | 217.15
2018-10-28 05:00 | 216.66 | 213.75
2018-10-28 05:30 | 231.58 | 228.89
2018-10-28 06:00 | 232.34 | 229.63
2018-10-28 06:30 | 228.6 | 225.79
2018-10-28 07:00 | 232.52 | 229.44
2018-10-28 07:30 | 234.73 | 231.62
2018-10-28 08:00 | 234.76 | 231.5
2018-10-28 08:30 | 235.56 | 232.44
2018-10-28 09:00 | 235.89 | 232.67
2018-10-28 09:30 | 235.54 | 232.12
2018-10-28 10:00 | 239.01 | 235.93
2018-10-28 10:30 | 248.33 | 245.97
2018-10-28 11:00 | 248.84 | 246.1
2018-10-28 11:30 | 248.04 | 245.22
2018-10-28 12:00 | 247.83 | 245.08
2018-10-28 12:30 | 245.69 | 243.04
2018-10-28 13:00 | 245.71 | 242.94
2018-10-28 13:30 | 247.42 | 244.58
2018-10-28 14:00 | 250.57 | 248.1
2018-10-28 14:30 | 254.81 | 252.25
2018-10-28 15:00 | 258.92 | 256.15
2018-10-28 15:30 | 260.23 | 257.57
2018-10-28 16:00 | 261.13 | 258.39
2018-10-28 16:30 | 263.6 | 260.71
2018-10-28 17:00 | 263.51 | 261.32
2018-10-28 17:30 | 263.98 | 261.75
2018-10-28 18:00 | 264.95 | 262.94
2018-10-28 18:30 | 263.71 | 261.98
2018-10-28 19:00 | 263.92 | 262.27
2018-10-28 19:30 | 263.54 | 262.08
2018-10-28 20:00 | 264.11 | 262.71
2018-10-28 20:30 | 264.98 | 263.37
2018-10-28 21:00 | 264.75 | 263.08
2018-10-28 21:30 | 265.47 | 263.34
2018-10-28 22:00 | 265.69 | 263.59
2018-10-28 22:30 | 265.51 | 263.2
2018-10-28 23:00 | 265.67 | 262.85
2018-10-28 23:30 | 266.88 | 264.05
2018-10-29 | 248.96 | 245.12
2018-10-29 00:30 | 235.14 | 232.05
2018-10-29 01:00 | 262.29 | 259.65
2018-10-29 01:30 | 268.22 | 265.41
2018-10-29 02:00 | 268.49 | 265.78
2018-10-29 02:30 | 270.29 | 267.44
2018-10-29 03:00 | 268.62 | 265.85
2018-10-29 03:30 | 263.76 | 261.37
2018-10-29 04:00 | 260.9 | 258.75
2018-10-29 04:30 | 260.24 | 258.09
2018-10-29 05:00 | 261.51 | 259.2
2018-10-29 05:30 | 262.05 | 260.2
2018-10-29 06:00 | 263.38 | 261.77
2018-10-29 06:30 | 262.59 | 260.97
2018-10-29 07:00 | 263.68 | 262.2
2018-10-29 07:30 | 263.37 | 261.69
2018-10-29 08:00 | 261.02 | 259.52
2018-10-29 08:30 | 257.7 | 256.35
2018-10-29 09:00 | 261.19 | 259.5
2018-10-29 09:30 | 262.91 | 261.01
2018-10-29 10:00 | 266.22 | 263.91
2018-10-29 10:30 | 268.46 | 266.06
2018-10-29 11:00 | 267.71 | 265.72
2018-10-29 11:30 | 267.53 | 265.56
2018-10-29 12:00 | 266.59 | 264.68
2018-10-29 12:30 | 266.12 | 264.3
2018-10-29 13:00 | 255.64 | 253.68
2018-10-29 13:30 | 238.24 | 235.82
2018-10-29 14:00 | 231.2 | 228.64
2018-10-29 14:30 | 231.71 | 229.25
2018-10-29 15:00 | 231.71 | 229.1
2018-10-29 15:30 | 252 | 249.85
2018-10-29 16:00 | 271.48 | 269.41
2018-10-29 16:30 | 256.93 | 254.89
2018-10-29 17:00 | 245.47 | 243.01
2018-10-29 17:30 | 270.25 | 267.96
2018-10-29 18:00 | 271.08 | 269.08
2018-10-29 18:30 | 270.33 | 268.69
2018-10-29 19:00 | 271.22 | 269.61
2018-10-29 19:30 | 272.37 | 270.57
2018-10-29 20:00 | 274.28 | 272.42
2018-10-29 20:30 | 277.62 | 275.68
2018-10-29 21:00 | 249.9 | 247.45
2018-10-29 21:30 | 242 | 238.74
2018-10-29 22:00 | 242.84 | 238.89
2018-10-29 22:30 | 241.91 | 237.79
2018-10-29 23:00 | 241.91 | 237.94
2018-10-29 23:30 | 240.16 | 236.29
2018-10-30 | 241.46 | 237.07
2018-10-30 00:30 | 242.2 | 237.35
2018-10-30 01:00 | 241.7 | 236.95
2018-10-30 01:30 | 241.25 | 236.64
2018-10-30 02:00 | 241.79 | 237.12
2018-10-30 02:30 | 238.9 | 234.7
2018-10-30 03:00 | 238.22 | 234.13
2018-10-30 03:30 | 239.05 | 234.9
2018-10-30 04:00 | 240.31 | 235.92
2018-10-30 04:30 | 237.41 | 233.42
2018-10-30 05:00 | 236.3 | 232.45
2018-10-30 05:30 | 235.84 | 232.01
2018-10-30 06:00 | 234.44 | 230.69
2018-10-30 06:30 | 233.51 | 230.22
2018-10-30 07:00 | 252.5 | 250.89
2018-10-30 07:30 | 256.54 | 255
2018-10-30 08:00 | 244.97 | 243.53
2018-10-30 08:30 | 224.51 | 223.03
2018-10-30 09:00 | 222.99 | 221.76
2018-10-30 09:30 | 222.3 | 221.11
2018-10-30 10:00 | 236.32 | 235.1
2018-10-30 10:30 | 239.21 | 237.96
2018-10-30 11:00 | 233.68 | 231.88
2018-10-30 11:30 | 229.61 | 228.06
2018-10-30 12:00 | 226.56 | 225
2018-10-30 12:30 | 218.22 | 216.71
2018-10-30 13:00 | 216.71 | 215.22
2018-10-30 13:30 | 217.63 | 216.03
2018-10-30 14:00 | 218.46 | 216.79
2018-10-30 14:30 | 220.67 | 218.81
2018-10-30 15:00 | 253.7 | 252.26
2018-10-30 15:30 | 258.85 | 257.79
2018-10-30 16:00 | 258.42 | 257.33
2018-10-30 16:30 | 259.97 | 258.64
2018-10-30 17:00 | 263.7 | 262.2
2018-10-30 17:30 | 264.74 | 263.21
2018-10-30 18:00 | 265.1 | 263.56
2018-10-30 18:30 | 265.66 | 264.09
2018-10-30 19:00 | 266.59 | 264.93
2018-10-30 19:30 | 266.95 | 265.09
2018-10-30 20:00 | 268.41 | 266.46
2018-10-30 20:30 | 268.36 | 266.42
2018-10-30 21:00 | 267.9 | 266.06
2018-10-30 21:30 | 268.22 | 266.03
2018-10-30 22:00 | 268.35 | 265.84
2018-10-30 22:30 | 270.29 | 267.48
2018-10-30 23:00 | 273.4 | 269.91
2018-10-30 23:30 | 274.72 | 270.74
2018-10-31 | 274.75 | 270.59
2018-10-31 00:30 | 273.78 | 269.83
2018-10-31 01:00 | 274.99 | 271
2018-10-31 01:30 | 274.91 | 271.02
2018-10-31 02:00 | 274.87 | 271.65
2018-10-31 02:30 | 273.25 | 270.02
2018-10-31 03:00 | 271.5 | 268.36
2018-10-31 03:30 | 272.15 | 269.06
2018-10-31 04:00 | 273.42 | 270.18
2018-10-31 04:30 | 272.85 | 269.62
2018-10-31 05:00 | 271.79 | 268.69
2018-10-31 05:30 | 271.86 | 268.71
2018-10-31 06:00 | 272.04 | 268.78
2018-10-31 06:30 | 270.12 | 267.88
2018-10-31 07:00 | 267.73 | 265.83
2018-10-31 07:30 | 266.62 | 264.76
2018-10-31 08:00 | 265 | 263.03
2018-10-31 08:30 | 260.8 | 259.43
2018-10-31 09:00 | 260.35 | 259.12
2018-10-31 09:30 | 261.88 | 260.55
2018-10-31 10:00 | 263.62 | 262.14
2018-10-31 10:30 | 264.52 | 262.93
2018-10-31 11:00 | 265.53 | 263.79
2018-10-31 11:30 | 269.06 | 267.03
2018-10-31 12:00 | 268.72 | 266.74
2018-10-31 12:30 | 268.32 | 266.51
2018-10-31 13:00 | 268.53 | 266.82
2018-10-31 13:30 | 268.29 | 266.45
2018-10-31 14:00 | 264.65 | 262.99
2018-10-31 14:30 | 266.4 | 264.96
2018-10-31 15:00 | 264.31 | 262.96
2018-10-31 15:30 | 262.98 | 261.65
2018-10-31 16:00 | 264.54 | 263.07
2018-10-31 16:30 | 266.88 | 265.29
2018-10-31 17:00 | 266.23 | 264.9
2018-10-31 17:30 | 269.94 | 268.44
2018-10-31 18:00 | 266 | 264.75
2018-10-31 18:30 | 267.42 | 265.93
2018-10-31 19:00 | 267.15 | 265.48
2018-10-31 19:30 | 263.43 | 262.05
2018-10-31 20:00 | 257.75 | 256.68
2018-10-31 20:30 | 260.82 | 259.7
2018-10-31 21:00 | 259.17 | 258.1
2018-10-31 21:30 | 253.59 | 252.57
2018-10-31 22:00 | 256.29 | 254.99
2018-10-31 22:30 | 261.99 | 260.75
2018-10-31 23:00 | 265.91 | 263.97
2018-10-31 23:30 | 268.64 | 266.38
2018-11-01 | 267.44 | 264.39
2018-11-01 00:30 | 254.52 | 250.37
2018-11-01 01:00 | 242.6 | 238.11
2018-11-01 01:30 | 245.34 | 239.56
2018-11-01 02:00 | 244.28 | 240.08
2018-11-01 02:30 | 243.71 | 239.84
2018-11-01 03:00 | 237.96 | 234.64
2018-11-01 03:30 | 236.27 | 232.97
2018-11-01 04:00 | 237.63 | 234.03
2018-11-01 04:30 | 239.59 | 235.88
2018-11-01 05:00 | 236.29 | 232.84
2018-11-01 05:30 | 235.99 | 232.37
2018-11-01 06:00 | 235.98 | 232.93
2018-11-01 06:30 | 255.61 | 253.31
2018-11-01 07:00 | 265.33 | 263.17
2018-11-01 07:30 | 263.62 | 261.57
2018-11-01 08:00 | 261.89 | 260.12
2018-11-01 08:30 | 260.83 | 259.11
2018-11-01 09:00 | 259.64 | 258.03
2018-11-01 09:30 | 236.64 | 235.21
2018-11-01 10:00 | 224.26 | 222.4
2018-11-01 10:30 | 224.18 | 222.25
2018-11-01 11:00 | 224.4 | 222.38
2018-11-01 11:30 | 227.55 | 225.25
2018-11-01 12:00 | 229.65 | 227.22
2018-11-01 12:30 | 229.99 | 227.66
2018-11-01 13:00 | 228.91 | 226.64
2018-11-01 13:30 | 241.46 | 239.56
2018-11-01 14:00 | 259.14 | 257.34
2018-11-01 14:30 | 263.49 | 261.75
2018-11-01 15:00 | 263.85 | 261.99
2018-11-01 15:30 | 263.87 | 261.91
2018-11-01 16:00 | 265.21 | 263.11
2018-11-01 16:30 | 267.8 | 265.76
2018-11-01 17:00 | 269.56 | 267.4
2018-11-01 17:30 | 273.31 | 270.92
2018-11-01 18:00 | 273.04 | 270.85
2018-11-01 18:30 | 261.61 | 260.3
2018-11-01 19:00 | 262.03 | 260.68
2018-11-01 19:30 | 263.2 | 261.77
2018-11-01 20:00 | 263.65 | 262.17
2018-11-01 20:30 | 262.24 | 260.87
2018-11-01 21:00 | 261.65 | 260.47
2018-11-01 21:30 | 236.92 | 235.24
2018-11-01 22:00 | 243.6 | 240.54
2018-11-01 22:30 | 247.65 | 245.09
2018-11-01 23:00 | 259.78 | 257.55
2018-11-01 23:30 | 254.17 | 251.83
2018-11-02 | 248.72 | 246.08
2018-11-02 00:30 | 245.28 | 241.95
2018-11-02 01:00 | 246.68 | 243.22
2018-11-02 01:30 | 246.17 | 242.89
2018-11-02 02:00 | 244.36 | 241.15
2018-11-02 02:30 | 248.29 | 244.19
2018-11-02 03:00 | 241.56 | 237.09
2018-11-02 03:30 | 239.81 | 235.19
2018-11-02 04:00 | 239.67 | 235.06
2018-11-02 04:30 | 240.71 | 235.97
2018-11-02 05:00 | 241.56 | 236.91
2018-11-02 05:30 | 249.29 | 244.88
2018-11-02 06:00 | 277.78 | 274.66
2018-11-02 06:30 | 277.73 | 274.57
2018-11-02 07:00 | 277.65 | 274.96
2018-11-02 07:30 | 277.56 | 274.48
2018-11-02 08:00 | 277.18 | 274.52
2018-11-02 08:30 | 276.22 | 273.52
2018-11-02 09:00 | 241.31 | 238.22
2018-11-02 09:30 | 238.06 | 235.09
2018-11-02 10:00 | 238.18 | 235.39
2018-11-02 10:30 | 236.7 | 234
2018-11-02 11:00 | 236.43 | 233.82
2018-11-02 11:30 | 236.67 | 234.12
2018-11-02 12:00 | 236.63 | 234.08
2018-11-02 12:30 | 237.13 | 234.41
2018-11-02 13:00 | 238.35 | 235.53
2018-11-02 13:30 | 239.64 | 236.44
2018-11-02 14:00 | 264.81 | 261.71
2018-11-02 14:30 | 273.39 | 270.77
2018-11-02 15:00 | 279.55 | 276.91
2018-11-02 15:30 | 281.63 | 278.71
2018-11-02 16:00 | 282.43 | 279.42
2018-11-02 16:30 | 281.29 | 278.28
2018-11-02 17:00 | 283.32 | 280.48
2018-11-02 17:30 | 284.76 | 282.01
2018-11-02 18:00 | 285.25 | 282.71
2018-11-02 18:30 | 287.18 | 284.6
2018-11-02 19:00 | 288.07 | 285.39
2018-11-02 19:30 | 287.8 | 285.26
2018-11-02 20:00 | 286.87 | 284.05
2018-11-02 20:30 | 267.3 | 264.12
2018-11-02 21:00 | 270.62 | 267.37
2018-11-02 21:30 | 270.66 | 267.56
2018-11-02 22:00 | 270.96 | 267.85
2018-11-02 22:30 | 271.22 | 267.62
2018-11-02 23:00 | 265.24 | 261.75
2018-11-02 23:30 | 263.54 | 260.04
2018-11-03 | 264.3 | 260.7
2018-11-03 00:30 | 264.73 | 260.48
2018-11-03 01:00 | 255.93 | 251.18
2018-11-03 01:30 | 256.06 | 251.29
2018-11-03 02:00 | 254.21 | 249.45
2018-11-03 02:30 | 251.08 | 246.09
2018-11-03 03:00 | 252.04 | 246.89
2018-11-03 03:30 | 251.51 | 246.47
2018-11-03 04:00 | 249.15 | 244.34
2018-11-03 04:30 | 248.81 | 244.2
2018-11-03 05:00 | 258.93 | 254.69
2018-11-03 05:30 | 259.43 | 255.5
2018-11-03 06:00 | 259.52 | 255.58
2018-11-03 06:30 | 260.4 | 256.31
2018-11-03 07:00 | 260.63 | 256.32
2018-11-03 07:30 | 262.11 | 257.48
2018-11-03 08:00 | 264.93 | 260.78
2018-11-03 08:30 | 262.72 | 258.31
2018-11-03 09:00 | 248.31 | 243.49
2018-11-03 09:30 | 240.75 | 236.71
2018-11-03 10:00 | 237.85 | 234.29
2018-11-03 10:30 | 238.19 | 234.61
2018-11-03 11:00 | 236.15 | 232.79
2018-11-03 11:30 | 236.4 | 232.92
2018-11-03 12:00 | 235.65 | 232.13
2018-11-03 12:30 | 235.43 | 231.98
2018-11-03 13:00 | 235.13 | 231.66
2018-11-03 13:30 | 236.05 | 232.44
2018-11-03 14:00 | 237.87 | 233.93
2018-11-03 14:30 | 235.53 | 231.8
2018-11-03 15:00 | 231.9 | 228.64
2018-11-03 15:30 | 231.39 | 228.21
2018-11-03 16:00 | 232.82 | 229.39
2018-11-03 16:30 | 265.56 | 262.99
2018-11-03 17:00 | 273.23 | 270.8
2018-11-03 17:30 | 276.74 | 274.41
2018-11-03 18:00 | 278.06 | 275.87
2018-11-03 18:30 | 271.03 | 269.34
2018-11-03 19:00 | 275.23 | 273.45
2018-11-03 19:30 | 276.91 | 275.19
2018-11-03 20:00 | 277.77 | 276.08
2018-11-03 20:30 | 273.56 | 271.85
2018-11-03 21:00 | 264.52 | 262.26
2018-11-03 21:30 | 258.76 | 256.02
2018-11-03 22:00 | 265.84 | 263.34
2018-11-03 22:30 | 261.55 | 259.12
2018-11-03 23:00 | 262.95 | 260.84
2018-11-03 23:30 | 257.23 | 254.8
2018-11-04 | 246.47 | 243.22
2018-11-04 00:30 | 240.4 | 235.99
2018-11-04 01:00 | 239.01 | 234.6
2018-11-04 01:30 | 240.51 | 235.78
2018-11-04 02:00 | 248.67 | 243.44
2018-11-04 02:30 | 249.71 | 244.48
2018-11-04 03:00 | 249.13 | 244.1
2018-11-04 03:30 | 251.29 | 245.94
2018-11-04 04:00 | 250.32 | 245.11
2018-11-04 04:30 | 255.36 | 250.19
2018-11-04 05:00 | 254.53 | 249.41
2018-11-04 05:30 | 250.22 | 244.98
2018-11-04 06:00 | 247.07 | 241.45
2018-11-04 06:30 | 240.29 | 234.34
2018-11-04 07:00 | 241.15 | 235.13
2018-11-04 07:30 | 240.99 | 235.52
2018-11-04 08:00 | 237.45 | 232.23
2018-11-04 08:30 | 234.59 | 230.83
2018-11-04 09:00 | 228.23 | 224.7
2018-11-04 09:30 | 224.84 | 221.29
2018-11-04 10:00 | 222.5 | 219.19
2018-11-04 10:30 | 223.01 | 219.57
2018-11-04 11:00 | 222.2 | 218.82
2018-11-04 11:30 | 220.9 | 217.88
2018-11-04 12:00 | 220.51 | 217.37
2018-11-04 12:30 | 220.15 | 217.12
2018-11-04 13:00 | 218.95 | 215.88
2018-11-04 13:30 | 218.75 | 215.58
2018-11-04 14:00 | 219.83 | 216.46
2018-11-04 14:30 | 220.89 | 217.34
2018-11-04 15:00 | 220.93 | 217.25
2018-11-04 15:30 | 226.85 | 223.26
2018-11-04 16:00 | 240.62 | 237.01
2018-11-04 16:30 | 266.57 | 263.32
2018-11-04 17:00 | 267.68 | 264.88
2018-11-04 17:30 | 273.3 | 270.64
2018-11-04 18:00 | 276.92 | 274.31
2018-11-04 18:30 | 277.73 | 275.29
2018-11-04 19:00 | 278.26 | 275.87
2018-11-04 19:30 | 277.75 | 275.58
2018-11-04 20:00 | 277.75 | 275.8
2018-11-04 20:30 | 248.76 | 246.3
2018-11-04 21:00 | 238 | 235.32
2018-11-04 21:30 | 238.16 | 235.5
2018-11-04 22:00 | 237.71 | 234.93
2018-11-04 22:30 | 236.95 | 233.83
2018-11-04 23:00 | 236.78 | 233.73
2018-11-04 23:30 | 235.67 | 232.92
2018-11-05 | 235.22 | 232.15
2018-11-05 00:30 | 234.62 | 231.02
2018-11-05 01:00 | 235.74 | 232.04
2018-11-05 01:30 | 235.76 | 232.04
2018-11-05 02:00 | 236.92 | 233.06
2018-11-05 02:30 | 236.83 | 232.5
2018-11-05 03:00 | 236.69 | 232.32
2018-11-05 03:30 | 235.98 | 231.64
2018-11-05 04:00 | 234.33 | 230.02
2018-11-05 04:30 | 223.2 | 218.91
2018-11-05 05:00 | 221.45 | 217.15
2018-11-05 05:30 | 221.68 | 217.33
2018-11-05 06:00 | 223.69 | 219.48
2018-11-05 06:30 | 228.14 | 223.52
2018-11-05 07:00 | 232.67 | 227.28
2018-11-05 07:30 | 232.23 | 227.57
2018-11-05 08:00 | 231.7 | 227.1
2018-11-05 08:30 | 231.98 | 227.17
2018-11-05 09:00 | 232.49 | 227.79
2018-11-05 09:30 | 231.33 | 226.68
2018-11-05 10:00 | 231.77 | 226.91
2018-11-05 10:30 | 231.76 | 226.94
2018-11-05 11:00 | 232.1 | 227.27
2018-11-05 11:30 | 233.21 | 228.35
2018-11-05 12:00 | 233.05 | 228.31
2018-11-05 12:30 | 231.91 | 227.72
2018-11-05 13:00 | 231.49 | 227.19
2018-11-05 13:30 | 231.08 | 226.58
2018-11-05 14:00 | 226.55 | 222.91
2018-11-05 14:30 | 225.92 | 222.62
2018-11-05 15:00 | 226.2 | 222.86
2018-11-05 15:30 | 226.41 | 223.04
2018-11-05 16:00 | 243.89 | 240.74
2018-11-05 16:30 | 272.16 | 269.38
2018-11-05 17:00 | 273.79 | 271.12
2018-11-05 17:30 | 274.37 | 271.85
2018-11-05 18:00 | 274.36 | 271.98
2018-11-05 18:30 | 266.5 | 264.34
2018-11-05 19:00 | 266.66 | 264.46
2018-11-05 19:30 | 270.32 | 268.09
2018-11-05 20:00 | 275 | 272.64
2018-11-05 20:30 | 281.1 | 278.17
2018-11-05 21:00 | 282.35 | 279.09
2018-11-05 21:30 | 284.66 | 281.01
2018-11-05 22:00 | 278.26 | 274.48
2018-11-05 22:30 | 275 | 272.48
2018-11-05 23:00 | 286.07 | 282.79
2018-11-05 23:30 | 281.98 | 278.49
2018-11-06 | 247.16 | 241.8
2018-11-06 00:30 | 243.4 | 237.75
2018-11-06 01:00 | 239.99 | 234.18
2018-11-06 01:30 | 240.46 | 234.77
2018-11-06 02:00 | 240.37 | 234.66
2018-11-06 02:30 | 240.7 | 235.01
2018-11-06 03:00 | 236.6 | 231.49
2018-11-06 03:30 | 230.56 | 226.29
2018-11-06 04:00 | 229.95 | 225.71
2018-11-06 04:30 | 225 | 221.22
2018-11-06 05:00 | 224.07 | 220.3
2018-11-06 05:30 | 226.99 | 223.3
2018-11-06 06:00 | 231.97 | 228.47
2018-11-06 06:30 | 255.56 | 252.04
2018-11-06 07:00 | 271.38 | 269.21
2018-11-06 07:30 | 271.31 | 268.82
2018-11-06 08:00 | 269.88 | 267.52
2018-11-06 08:30 | 269.24 | 266.81
2018-11-06 09:00 | 269.4 | 266.67
2018-11-06 09:30 | 255.81 | 252.37
2018-11-06 10:00 | 226.29 | 221.69
2018-11-06 10:30 | 244.31 | 240.3
2018-11-06 11:00 | 268.21 | 265.23
2018-11-06 11:30 | 266.95 | 264
2018-11-06 12:00 | 227.52 | 223.02
2018-11-06 12:30 | 273.11 | 269.52
2018-11-06 13:00 | 274.04 | 270.49
2018-11-06 13:30 | 274.04 | 270.99
2018-11-06 14:00 | 273.38 | 270.65
2018-11-06 14:30 | 271.44 | 268.86
2018-11-06 15:00 | 269.37 | 266.81
2018-11-06 15:30 | 270.77 | 268.02
2018-11-06 16:00 | 268.13 | 265.48
2018-11-06 16:30 | 273.05 | 270.01
2018-11-06 17:00 | 275.28 | 272.39
2018-11-06 17:30 | 277.35 | 274.42
2018-11-06 18:00 | 279.23 | 276.41
2018-11-06 18:30 | 280.21 | 277.86
2018-11-06 19:00 | 284.2 | 282.09
2018-11-06 19:30 | 283.89 | 281.79
2018-11-06 20:00 | 278.85 | 276.81
2018-11-06 20:30 | 276.82 | 274.71
2018-11-06 21:00 | 285.2 | 282.3
2018-11-06 21:30 | 288.37 | 285.21
2018-11-06 22:00 | 284.26 | 280.78
2018-11-06 22:30 | 244.55 | 239.34
2018-11-06 23:00 | 239.4 | 234.29
2018-11-06 23:30 | 239.09 | 234.05
2018-11-07 | 238.36 | 233.07
2018-11-07 00:30 | 237.72 | 231.71
2018-11-07 01:00 | 238.23 | 232.17
2018-11-07 01:30 | 237.4 | 231.43
2018-11-07 02:00 | 235.96 | 230.33
2018-11-07 02:30 | 235.13 | 229.72
2018-11-07 03:00 | 235.58 | 230.17
2018-11-07 03:30 | 233.79 | 228.98
2018-11-07 04:00 | 233.53 | 228.75
2018-11-07 04:30 | 265.53 | 261.75
2018-11-07 05:00 | 239.23 | 234.4
2018-11-07 05:30 | 267.88 | 263.98
2018-11-07 06:00 | 276.75 | 272.98
2018-11-07 06:30 | 280.26 | 276.62
2018-11-07 07:00 | 280.75 | 277.55
2018-11-07 07:30 | 279.86 | 276.86
2018-11-07 08:00 | 278.67 | 276.23
2018-11-07 08:30 | 277.66 | 275.18
2018-11-07 09:00 | 276.65 | 273.98
2018-11-07 09:30 | 278.3 | 275.55
2018-11-07 10:00 | 277.59 | 274.75
2018-11-07 10:30 | 276.46 | 273.61
2018-11-07 11:00 | 276.28 | 273.31
2018-11-07 11:30 | 273.64 | 270.89
2018-11-07 12:00 | 274.67 | 271.87
2018-11-07 12:30 | 276.34 | 273.56
2018-11-07 13:00 | 279.64 | 276.85
2018-11-07 13:30 | 279.57 | 277.28
2018-11-07 14:00 | 279.59 | 277.24
2018-11-07 14:30 | 276.84 | 274.66
2018-11-07 15:00 | 277.04 | 274.85
2018-11-07 15:30 | 276.36 | 274.26
2018-11-07 16:00 | 273.65 | 271.77
2018-11-07 16:30 | 273.84 | 272
2018-11-07 17:00 | 272.94 | 271.19
2018-11-07 17:30 | 272.33 | 270.61
2018-11-07 18:00 | 273.04 | 271.19
2018-11-07 18:30 | 273.22 | 271.29
2018-11-07 19:00 | 274.19 | 272.26
2018-11-07 19:30 | 272.82 | 270.8
2018-11-07 20:00 | 274.08 | 272.02
2018-11-07 20:30 | 276.3 | 274.27
2018-11-07 21:00 | 276.93 | 274.94
2018-11-07 21:30 | 276.04 | 274.15
2018-11-07 22:00 | 276.3 | 274.35
2018-11-07 22:30 | 275.85 | 273.75
2018-11-07 23:00 | 278.81 | 276.61
2018-11-07 23:30 | 283.42 | 280.88
2018-11-08 | 283.58 | 281.15
2018-11-08 00:30 | 283.79 | 281.27
2018-11-08 01:00 | 283.64 | 281.17
2018-11-08 01:30 | 280.75 | 278.19
2018-11-08 02:00 | 245.92 | 242.38
2018-11-08 02:30 | 244.67 | 241.26
2018-11-08 03:00 | 245.22 | 241.78
2018-11-08 03:30 | 245.34 | 241.92
2018-11-08 04:00 | 243.66 | 240.4
2018-11-08 04:30 | 242.2 | 238.95
2018-11-08 05:00 | 240.68 | 237.53
2018-11-08 05:30 | 242.25 | 238.77
2018-11-08 06:00 | 254.41 | 251.43
2018-11-08 06:30 | 276.4 | 274.39
2018-11-08 07:00 | 275.41 | 273.38
2018-11-08 07:30 | 276.41 | 274.18
2018-11-08 08:00 | 273.75 | 271.77
2018-11-08 08:30 | 274.01 | 272.05
2018-11-08 09:00 | 273.75 | 271.75
2018-11-08 09:30 | 274.04 | 272
2018-11-08 10:00 | 256.7 | 254.7
2018-11-08 10:30 | 234.35 | 230.84
2018-11-08 11:00 | 234.42 | 230.93
2018-11-08 11:30 | 234.83 | 231.31
2018-11-08 12:00 | 238.5 | 234.57
2018-11-08 12:30 | 242.52 | 237.83
2018-11-08 13:00 | 237.96 | 233
2018-11-08 13:30 | 237.91 | 233.8
2018-11-08 14:00 | 235.86 | 232.41
2018-11-08 14:30 | 238.1 | 234.48
2018-11-08 15:00 | 238.78 | 235.08
2018-11-08 15:30 | 241.08 | 237.32
2018-11-08 16:00 | 236.08 | 232.92
2018-11-08 16:30 | 232.83 | 229.95
2018-11-08 17:00 | 231 | 228.48
2018-11-08 17:30 | 230.91 | 228.37
2018-11-08 18:00 | 231.18 | 228.73
2018-11-08 18:30 | 239.45 | 237.1
2018-11-08 19:00 | 269.47 | 267.59
2018-11-08 19:30 | 269.08 | 267.35
2018-11-08 20:00 | 270.35 | 268.09
2018-11-08 20:30 | 271.65 | 269.48
2018-11-08 21:00 | 252.51 | 249.91
2018-11-08 21:30 | 226.87 | 223.37
2018-11-08 22:00 | 225.97 | 222.05
2018-11-08 22:30 | 226.98 | 222.45
2018-11-08 23:00 | 227.5 | 222.49
2018-11-08 23:30 | 228.51 | 223.93
2018-11-09 | 229.27 | 225.18
2018-11-09 00:30 | 229.49 | 225.11
2018-11-09 01:00 | 232.35 | 227.03
2018-11-09 01:30 | 233.43 | 227.82
2018-11-09 02:00 | 228.97 | 223.86
2018-11-09 02:30 | 229.76 | 224.52
2018-11-09 03:00 | 229.39 | 224.17
2018-11-09 03:30 | 230.42 | 225.03
2018-11-09 04:00 | 230.97 | 225.38
2018-11-09 04:30 | 258.46 | 253.98
2018-11-09 05:00 | 259.96 | 255.4
2018-11-09 05:30 | 260.2 | 255.51
2018-11-09 06:00 | 259.89 | 255.34
2018-11-09 06:30 | 260.68 | 255.96
2018-11-09 07:00 | 259.77 | 255.54
2018-11-09 07:30 | 260.65 | 256.19
2018-11-09 08:00 | 260.88 | 256.36
2018-11-09 08:30 | 257.53 | 253.21
2018-11-09 09:00 | 257.3 | 253.13
2018-11-09 09:30 | 258.43 | 254.16
2018-11-09 10:00 | 257.97 | 253.76
2018-11-09 10:30 | 258.44 | 254.14
2018-11-09 11:00 | 258.2 | 253.6
2018-11-09 11:30 | 256.45 | 252.48
2018-11-09 12:00 | 255.2 | 252.49
2018-11-09 12:30 | 256.29 | 253.48
2018-11-09 13:00 | 257.1 | 254.21
2018-11-09 13:30 | 259.15 | 255.97
2018-11-09 14:00 | 242.24 | 238.88
2018-11-09 14:30 | 242.53 | 238.96
2018-11-09 15:00 | 251.29 | 247.16
2018-11-09 15:30 | 280.79 | 277.83
2018-11-09 16:00 | 279.09 | 276.17
2018-11-09 16:30 | 282.55 | 279.31
2018-11-09 17:00 | 282.68 | 279.5
2018-11-09 17:30 | 282.34 | 279.31
2018-11-09 18:00 | 283 | 280
2018-11-09 18:30 | 281.52 | 278.38
2018-11-09 19:00 | 282.48 | 279.07
2018-11-09 19:30 | 289.31 | 285.36
2018-11-09 20:00 | 290.48 | 286.27
2018-11-09 20:30 | 265.06 | 259.83
2018-11-09 21:00 | 251.11 | 245.76
2018-11-09 21:30 | 251.97 | 246.48
2018-11-09 22:00 | 251.13 | 245.74
2018-11-09 22:30 | 251.85 | 246.01
2018-11-09 23:00 | 251.97 | 246.04
2018-11-09 23:30 | 249.48 | 243.92
2018-11-10 | 249.87 | 243.77
2018-11-10 00:30 | 249.26 | 243.92
2018-11-10 01:00 | 250.2 | 244.82
2018-11-10 01:30 | 249.28 | 243.94
2018-11-10 02:00 | 249.1 | 243.76
2018-11-10 02:30 | 250.85 | 245.32
2018-11-10 03:00 | 249.8 | 244.38
2018-11-10 03:30 | 248.51 | 243.19
2018-11-10 04:00 | 249.81 | 244.35
2018-11-10 04:30 | 250.61 | 245.06
2018-11-10 05:00 | 250.63 | 245.16
2018-11-10 05:30 | 249.4 | 244.05
2018-11-10 06:00 | 249.44 | 244.11
2018-11-10 06:30 | 248.82 | 243.49
2018-11-10 07:00 | 274.19 | 269.6
2018-11-10 07:30 | 288.9 | 285.55
2018-11-10 08:00 | 287.35 | 284.48
2018-11-10 08:30 | 287.52 | 284.78
2018-11-10 09:00 | 260.6 | 257.47
2018-11-10 09:30 | 249.65 | 246.15
2018-11-10 10:00 | 249.21 | 245.74
2018-11-10 10:30 | 248.53 | 245.18
2018-11-10 11:00 | 246.66 | 243.54
2018-11-10 11:30 | 247.16 | 243.98
2018-11-10 12:00 | 248.42 | 245.24
2018-11-10 12:30 | 249.48 | 246.3
2018-11-10 13:00 | 249.42 | 246.14
2018-11-10 13:30 | 249.9 | 246.57
2018-11-10 14:00 | 248.19 | 245.09
2018-11-10 14:30 | 247.68 | 244.52
2018-11-10 15:00 | 247.43 | 244.29
2018-11-10 15:30 | 247.59 | 244.48
2018-11-10 16:00 | 247.7 | 244.57
2018-11-10 16:30 | 246.54 | 243.38
2018-11-10 17:00 | 245.77 | 242.4
2018-11-10 17:30 | 249.07 | 244.78
2018-11-10 18:00 | 276.43 | 273.21
2018-11-10 18:30 | 283.71 | 280.94
2018-11-10 19:00 | 283.97 | 281.24
2018-11-10 19:30 | 282.77 | 280.3
2018-11-10 20:00 | 283.42 | 280.94
2018-11-10 20:30 | 284.42 | 281.99
2018-11-10 21:00 | 284.6 | 282.34
2018-11-10 21:30 | 285.29 | 283.07
2018-11-10 22:00 | 284.97 | 282.64
2018-11-10 22:30 | 285.67 | 282.95
2018-11-10 23:00 | 285.72 | 283.07
2018-11-10 23:30 | 285.48 | 282.92
2018-11-11 | 286.38 | 282.94
2018-11-11 00:30 | 286.86 | 283.23
2018-11-11 01:00 | 287.63 | 283.94
2018-11-11 01:30 | 288.23 | 284.45
2018-11-11 02:00 | 251.86 | 246.81
2018-11-11 02:30 | 249.58 | 244.32
2018-11-11 03:00 | 248.44 | 243.22
2018-11-11 03:30 | 248.15 | 242.97
2018-11-11 04:00 | 246.47 | 241.46
2018-11-11 04:30 | 246.48 | 241.53
2018-11-11 05:00 | 247.72 | 242.69
2018-11-11 05:30 | 247.4 | 242.36
2018-11-11 06:00 | 247.77 | 242.69
2018-11-11 06:30 | 248.13 | 242.96
2018-11-11 07:00 | 249.97 | 244.44
2018-11-11 07:30 | 249.89 | 244.48
2018-11-11 08:00 | 247.79 | 243.08
2018-11-11 08:30 | 248.18 | 243.43
2018-11-11 09:00 | 247.47 | 242.72
2018-11-11 09:30 | 248.08 | 242.97
2018-11-11 10:00 | 246.95 | 241.93
2018-11-11 10:30 | 245.3 | 241.14
2018-11-11 11:00 | 245.45 | 241.79
2018-11-11 11:30 | 244.04 | 240.01
2018-11-11 12:00 | 241.14 | 237.6
2018-11-11 12:30 | 255.79 | 252.53
2018-11-11 13:00 | 274.28 | 271.54
2018-11-11 13:30 | 273.2 | 270.48
2018-11-11 14:00 | 273.15 | 270.49
2018-11-11 14:30 | 274.39 | 271.66
2018-11-11 15:00 | 274.78 | 272.06
2018-11-11 15:30 | 275.88 | 273.16
2018-11-11 16:00 | 281 | 277.64
2018-11-11 16:30 | 282.18 | 278.7
2018-11-11 17:00 | 281.86 | 278.65
2018-11-11 17:30 | 282.89 | 279.47
2018-11-11 18:00 | 282.55 | 279.24
2018-11-11 18:30 | 272.88 | 270.59
2018-11-11 19:00 | 272.11 | 270.19
2018-11-11 19:30 | 271.36 | 269.86
2018-11-11 20:00 | 271.45 | 270.04
2018-11-11 20:30 | 272.47 | 270.88
2018-11-11 21:00 | 273.12 | 271.42
2018-11-11 21:30 | 275.37 | 273.46
2018-11-11 22:00 | 281.95 | 279.44
2018-11-11 22:30 | 281.72 | 279.17
2018-11-11 23:00 | 281.2 | 278.73
2018-11-11 23:30 | 279.9 | 277.61
2018-11-12 | 280.96 | 278.67
2018-11-12 00:30 | 281.59 | 278.98
2018-11-12 01:00 | 282.7 | 279.8
2018-11-12 01:30 | 285.09 | 281.99
2018-11-12 02:00 | 285.97 | 282.83
2018-11-12 02:30 | 286.45 | 283.31
2018-11-12 03:00 | 287.71 | 284.45
2018-11-12 03:30 | 287.31 | 284.1
2018-11-12 04:00 | 287.03 | 283.89
2018-11-12 04:30 | 287.4 | 284.15
2018-11-12 05:00 | 287.73 | 284.41
2018-11-12 05:30 | 286.74 | 283.5
2018-11-12 06:00 | 285.92 | 282.75
2018-11-12 06:30 | 283.81 | 280.65
2018-11-12 07:00 | 283.41 | 280.04
2018-11-12 07:30 | 282.22 | 278.88
2018-11-12 08:00 | 280.85 | 277.47
2018-11-12 08:30 | 280.93 | 277.4
2018-11-12 09:00 | 257.99 | 253.81
2018-11-12 09:30 | 273.22 | 270.5
2018-11-12 10:00 | 275.24 | 272.66
2018-11-12 10:30 | 275.98 | 273.41
2018-11-12 11:00 | 275.81 | 273.16
2018-11-12 11:30 | 273.77 | 271.5
2018-11-12 12:00 | 258.19 | 256.19
2018-11-12 12:30 | 259.32 | 257.13
2018-11-12 13:00 | 254.66 | 252.78
2018-11-12 13:30 | 254.29 | 252.35
2018-11-12 14:00 | 252.68 | 250.91
2018-11-12 14:30 | 251.8 | 250.1
2018-11-12 15:00 | 248.11 | 246.55
2018-11-12 15:30 | 254.66 | 253.13
2018-11-12 16:00 | 260.95 | 259.69
2018-11-12 16:30 | 264.44 | 263.07
2018-11-12 17:00 | 267.49 | 265.95
2018-11-12 17:30 | 266.34 | 264.68
2018-11-12 18:00 | 253.89 | 251.96
2018-11-12 18:30 | 252.37 | 250.5
2018-11-12 19:00 | 253.73 | 251.8
2018-11-12 19:30 | 255.07 | 253.15
2018-11-12 20:00 | 255.56 | 253.6
2018-11-12 20:30 | 252.86 | 251.06
2018-11-12 21:00 | 252.68 | 250.93
2018-11-12 21:30 | 253.28 | 251.59
2018-11-12 22:00 | 252.76 | 251.23
2018-11-12 22:30 | 253.63 | 252.03
2018-11-12 23:00 | 252.39 | 250.84
2018-11-12 23:30 | 242.67 | 240.68
2018-11-13 | 233.19 | 230.66
2018-11-13 00:30 | 234.72 | 231.55
2018-11-13 01:00 | 234.05 | 230.9
2018-11-13 01:30 | 235.79 | 232.63
2018-11-13 02:00 | 239.21 | 236.2
2018-11-13 02:30 | 239.11 | 236.12
2018-11-13 03:00 | 238.63 | 235.66
2018-11-13 03:30 | 243.18 | 239.8
2018-11-13 04:00 | 243.53 | 240.18
2018-11-13 04:30 | 244.19 | 240.58
2018-11-13 05:00 | 243.52 | 240.01
2018-11-13 05:30 | 254.97 | 252.28
2018-11-13 06:00 | 277.2 | 275.03
2018-11-13 06:30 | 267.64 | 265.93
2018-11-13 07:00 | 268.51 | 266.5
2018-11-13 07:30 | 271 | 268.84
2018-11-13 08:00 | 270.32 | 268.2
2018-11-13 08:30 | 240.95 | 237.98
2018-11-13 09:00 | 243.14 | 239.96
2018-11-13 09:30 | 228.2 | 224.61
2018-11-13 10:00 | 227.18 | 223.72
2018-11-13 10:30 | 226.41 | 223.18
2018-11-13 11:00 | 226.75 | 223.59
2018-11-13 11:30 | 226.09 | 223.03
2018-11-13 12:00 | 227.11 | 223.9
2018-11-13 12:30 | 227.34 | 224.07
2018-11-13 13:00 | 228.6 | 225.24
2018-11-13 13:30 | 228.44 | 225.04
2018-11-13 14:00 | 225.95 | 222.79
2018-11-13 14:30 | 226.19 | 223.06
2018-11-13 15:00 | 234.65 | 231.7
2018-11-13 15:30 | 266.29 | 263.83
2018-11-13 16:00 | 273.78 | 271.41
2018-11-13 16:30 | 274.87 | 272.44
2018-11-13 17:00 | 275.62 | 273.31
2018-11-13 17:30 | 278.4 | 275.85
2018-11-13 18:00 | 280.66 | 278.03
2018-11-13 18:30 | 281.69 | 278.99
2018-11-13 19:00 | 281.72 | 278.92
2018-11-13 19:30 | 274.94 | 272.64
2018-11-13 20:00 | 274.98 | 272.73
2018-11-13 20:30 | 276.54 | 274.16
2018-11-13 21:00 | 278.1 | 275.53
2018-11-13 21:30 | 276.42 | 274
2018-11-13 22:00 | 278.85 | 276.41
2018-11-13 22:30 | 279.74 | 277.38
2018-11-13 23:00 | 279.04 | 276.72
2018-11-13 23:30 | 276.95 | 274.74
2018-11-14 | 281.16 | 278.59
2018-11-14 00:30 | 269.13 | 265.67
2018-11-14 01:00 | 267.35 | 263.2
2018-11-14 01:30 | 267.8 | 263.25
2018-11-14 02:00 | 267.45 | 262.94
2018-11-14 02:30 | 272.55 | 268.2
2018-11-14 03:00 | 274.84 | 270.65
2018-11-14 03:30 | 267.99 | 264.54
2018-11-14 04:00 | 262.29 | 258.77
2018-11-14 04:30 | 270.01 | 266.58
2018-11-14 05:00 | 273.21 | 269.67
2018-11-14 05:30 | 275.89 | 272.54
2018-11-14 06:00 | 274.94 | 271.44
2018-11-14 06:30 | 274.48 | 270.6
2018-11-14 07:00 | 270.16 | 266.19
2018-11-14 07:30 | 269.68 | 265.65
2018-11-14 08:00 | 269.3 | 264.97
2018-11-14 08:30 | 259.88 | 254.98
2018-11-14 09:00 | 232.65 | 226.56
2018-11-14 09:30 | 227.34 | 221.23
2018-11-14 10:00 | 226.24 | 220.32
2018-11-14 10:30 | 225.06 | 220.13
2018-11-14 11:00 | 225.49 | 220.62
2018-11-14 11:30 | 225.94 | 220.93
2018-11-14 12:00 | 225.79 | 220.87
2018-11-14 12:30 | 263.75 | 260.4
2018-11-14 13:00 | 272.47 | 269.49
2018-11-14 13:30 | 273.16 | 270.03
2018-11-14 14:00 | 272.44 | 269.42
2018-11-14 14:30 | 277.47 | 274.2
2018-11-14 15:00 | 279.44 | 276.12
2018-11-14 15:30 | 279.3 | 275.87
2018-11-14 16:00 | 279.32 | 275.81
2018-11-14 16:30 | 279.74 | 276.04
2018-11-14 17:00 | 280.71 | 276.96
2018-11-14 17:30 | 280.55 | 277.23
2018-11-14 18:00 | 280.51 | 277.4
2018-11-14 18:30 | 275.71 | 273.05
2018-11-14 19:00 | 274.82 | 272.13
2018-11-14 19:30 | 274.31 | 271.71
2018-11-14 20:00 | 274.54 | 272.22
2018-11-14 20:30 | 274.67 | 272.55
2018-11-14 21:00 | 273.93 | 271.98
2018-11-14 21:30 | 277.64 | 275.34
2018-11-14 22:00 | 278.84 | 276.46
2018-11-14 22:30 | 281.56 | 278.75
2018-11-14 23:00 | 254.34 | 250.17
2018-11-14 23:30 | 253.26 | 249.14
2018-11-15 | 258.21 | 253.6
2018-11-15 00:30 | 258.13 | 253.79
2018-11-15 01:00 | 258.75 | 254.44
2018-11-15 01:30 | 257.44 | 253.27
2018-11-15 02:00 | 259.4 | 255.04
2018-11-15 02:30 | 260.1 | 255.42
2018-11-15 03:00 | 259.42 | 254.74
2018-11-15 03:30 | 258.82 | 254.23
2018-11-15 04:00 | 258.38 | 253.83
2018-11-15 04:30 | 285.28 | 281.51
2018-11-15 05:00 | 287.5 | 283.73
2018-11-15 05:30 | 289.14 | 285.37
2018-11-15 06:00 | 289.22 | 285.49
2018-11-15 06:30 | 289.5 | 285.64
2018-11-15 07:00 | 289.78 | 285.77
2018-11-15 07:30 | 288.56 | 285.09
2018-11-15 08:00 | 283.53 | 280.5
2018-11-15 08:30 | 287.71 | 284.06
2018-11-15 09:00 | 285.52 | 281.82
2018-11-15 09:30 | 283.11 | 279.53
2018-11-15 10:00 | 264.52 | 260.55
2018-11-15 10:30 | 234.82 | 231.55
2018-11-15 11:00 | 253.13 | 250.33
2018-11-15 11:30 | 270.3 | 267.7
2018-11-15 12:00 | 236.39 | 233.17
2018-11-15 12:30 | 242.15 | 238.31
2018-11-15 13:00 | 247.58 | 242.77
2018-11-15 13:30 | 240.65 | 235.55
2018-11-15 14:00 | 241.15 | 236.01
2018-11-15 14:30 | 241.19 | 235.97
2018-11-15 15:00 | 241.33 | 235.94
2018-11-15 15:30 | 242.21 | 237.09
2018-11-15 16:00 | 239.83 | 235.06
2018-11-15 16:30 | 236.7 | 232.98
2018-11-15 17:00 | 228.83 | 226.18
2018-11-15 17:30 | 226.86 | 224.52
2018-11-15 18:00 | 244.68 | 242.67
2018-11-15 18:30 | 246.39 | 244.49
2018-11-15 19:00 | 264.66 | 262.84
2018-11-15 19:30 | 275.48 | 273.75
2018-11-15 20:00 | 274.61 | 272.86
2018-11-15 20:30 | 274.48 | 272.64
2018-11-15 21:00 | 282.01 | 279.89
2018-11-15 21:30 | 283.82 | 281.56
2018-11-15 22:00 | 254.41 | 249.68
2018-11-15 22:30 | 245.94 | 240.69
2018-11-15 23:00 | 244.87 | 239.81
2018-11-15 23:30 | 245.14 | 240.15
2018-11-16 | 245.65 | 240.6
2018-11-16 00:30 | 245.54 | 240.59
2018-11-16 01:00 | 247.43 | 240.76
2018-11-16 01:30 | 245.48 | 239.01
2018-11-16 02:00 | 245.75 | 239.36
2018-11-16 02:30 | 243.79 | 237.48
2018-11-16 03:00 | 243.18 | 236.98
2018-11-16 03:30 | 244.49 | 238.17
2018-11-16 04:00 | 244.34 | 238.02
2018-11-16 04:30 | 243.35 | 237.11
2018-11-16 05:00 | 244.7 | 238.31
2018-11-16 05:30 | 243.08 | 236.91
2018-11-16 06:00 | 254.87 | 250.06
2018-11-16 06:30 | 285.03 | 281.83
2018-11-16 07:00 | 285.06 | 281.87
2018-11-16 07:30 | 284.89 | 281.7
2018-11-16 08:00 | 282.77 | 280.08
2018-11-16 08:30 | 282.26 | 279.98
2018-11-16 09:00 | 259.56 | 255.88
2018-11-16 09:30 | 251.32 | 247.27
2018-11-16 10:00 | 251.24 | 247.08
2018-11-16 10:30 | 251.71 | 247.47
2018-11-16 11:00 | 250.89 | 246.76
2018-11-16 11:30 | 250.2 | 246.11
2018-11-16 12:00 | 251.9 | 247.7
2018-11-16 12:30 | 252.65 | 248.72
2018-11-16 13:00 | 248.57 | 245.44
2018-11-16 13:30 | 247.29 | 244.33
2018-11-16 14:00 | 245.35 | 242.55
2018-11-16 14:30 | 249.1 | 245.94
2018-11-16 15:00 | 248.62 | 245.5
2018-11-16 15:30 | 243.71 | 240.98
2018-11-16 16:00 | 246.48 | 243.31
2018-11-16 16:30 | 247.85 | 244.46
2018-11-16 17:00 | 247.74 | 244.47
2018-11-16 17:30 | 246.3 | 243.3
2018-11-16 18:00 | 245.9 | 243.05
2018-11-16 18:30 | 245.44 | 242.24
2018-11-16 19:00 | 249 | 245.17
2018-11-16 19:30 | 253.71 | 249.68
2018-11-16 20:00 | 254.27 | 250.62
2018-11-16 20:30 | 254.84 | 251.28
2018-11-16 21:00 | 253.23 | 249.85
2018-11-16 21:30 | 252.75 | 249.26
2018-11-16 22:00 | 253.56 | 249.48
2018-11-16 22:30 | 252.28 | 248.42
2018-11-16 23:00 | 249.38 | 245.44
2018-11-16 23:30 | 249.69 | 245.76
2018-11-17 | 248.32 | 244.52
2018-11-17 00:30 | 249.07 | 245.34
2018-11-17 01:00 | 250.84 | 246.25
2018-11-17 01:30 | 249.7 | 244.66
2018-11-17 02:00 | 246.35 | 241.78
2018-11-17 02:30 | 245.62 | 241.33
2018-11-17 03:00 | 246.52 | 242.2
2018-11-17 03:30 | 246.36 | 241.99
2018-11-17 04:00 | 245.71 | 241.34
2018-11-17 04:30 | 246.28 | 241.92
2018-11-17 05:00 | 247.06 | 242.65
2018-11-17 05:30 | 245.58 | 241.26
2018-11-17 06:00 | 245.66 | 241.36
2018-11-17 06:30 | 245.34 | 241.03
2018-11-17 07:00 | 245.36 | 240.89
2018-11-17 07:30 | 246.98 | 241.87
2018-11-17 08:00 | 247.34 | 241.92
2018-11-17 08:30 | 246.65 | 241.68
2018-11-17 09:00 | 245.88 | 241.17
2018-11-17 09:30 | 246.74 | 241.99
2018-11-17 10:00 | 245.83 | 241.79
2018-11-17 10:30 | 243.71 | 239.84
2018-11-17 11:00 | 241.2 | 237.64
2018-11-17 11:30 | 241.34 | 237.91
2018-11-17 12:00 | 238.06 | 235.11
2018-11-17 12:30 | 239.59 | 236.3
2018-11-17 13:00 | 240.61 | 237.07
2018-11-17 13:30 | 240.65 | 237.23
2018-11-17 14:00 | 237.2 | 234.31
2018-11-17 14:30 | 235.94 | 233.16
2018-11-17 15:00 | 236.53 | 233.4
2018-11-17 15:30 | 261.95 | 259.36
2018-11-17 16:00 | 276.41 | 274.1
2018-11-17 16:30 | 279.48 | 277.23
2018-11-17 17:00 | 280.91 | 278.5
2018-11-17 17:30 | 281.15 | 278.83
2018-11-17 18:00 | 280.97 | 278.53
2018-11-17 18:30 | 281.65 | 279.16
2018-11-17 19:00 | 282.33 | 279.91
2018-11-17 19:30 | 280.19 | 278.27
2018-11-17 20:00 | 283 | 280.81
2018-11-17 20:30 | 281.61 | 279.43
2018-11-17 21:00 | 280.08 | 278.05
2018-11-17 21:30 | 279.15 | 277
2018-11-17 22:00 | 278.94 | 276.33
2018-11-17 22:30 | 278.68 | 275.89
2018-11-17 23:00 | 278.83 | 276.11
2018-11-17 23:30 | 278.73 | 276.02
2018-11-18 | 277.59 | 274.73
2018-11-18 00:30 | 274.01 | 271.24
2018-11-18 01:00 | 272.25 | 269.52
2018-11-18 01:30 | 270.88 | 268.15
2018-11-18 02:00 | 273.88 | 270.93
2018-11-18 02:30 | 274.97 | 271.87
2018-11-18 03:00 | 278.4 | 274.77
2018-11-18 03:30 | 280.49 | 276.71
2018-11-18 04:00 | 280.54 | 276.7
2018-11-18 04:30 | 282.46 | 278.24
2018-11-18 05:00 | 283.93 | 279.69
2018-11-18 05:30 | 285.64 | 281.28
2018-11-18 06:00 | 286.81 | 282.36
2018-11-18 06:30 | 286.09 | 281.65
2018-11-18 07:00 | 284.14 | 279.72
2018-11-18 07:30 | 282.79 | 278.77
2018-11-18 08:00 | 283.17 | 278.95
2018-11-18 08:30 | 253.59 | 248.42
2018-11-18 09:00 | 244.59 | 239.26
2018-11-18 09:30 | 247 | 241.3
2018-11-18 10:00 | 245.03 | 239.52
2018-11-18 10:30 | 246.95 | 241.08
2018-11-18 11:00 | 247 | 241.02
2018-11-18 11:30 | 246.88 | 240.83
2018-11-18 12:00 | 247.81 | 241.59
2018-11-18 12:30 | 247.93 | 242.01
2018-11-18 13:00 | 250.2 | 243.61
2018-11-18 13:30 | 251.22 | 244.52
2018-11-18 14:00 | 251.06 | 244.9
2018-11-18 14:30 | 250.81 | 244.81
2018-11-18 15:00 | 249.8 | 243.82
2018-11-18 15:30 | 251.05 | 244.75
2018-11-18 16:00 | 250.58 | 244.47
2018-11-18 16:30 | 248.64 | 242.88
2018-11-18 17:00 | 249.15 | 243.05
2018-11-18 17:30 | 251.04 | 244.66
2018-11-18 18:00 | 247.09 | 241.41
2018-11-18 18:30 | 245.04 | 240.32
2018-11-18 19:00 | 244.06 | 239.7
2018-11-18 19:30 | 246.73 | 242.32
2018-11-18 20:00 | 235.7 | 232.46
2018-11-18 20:30 | 235.88 | 232.62
2018-11-18 21:00 | 236.25 | 232.92
2018-11-18 21:30 | 235.74 | 232.53
2018-11-18 22:00 | 235.18 | 231.96
2018-11-18 22:30 | 234.94 | 231.53
2018-11-18 23:00 | 271.45 | 268.8
2018-11-18 23:30 | 277.53 | 274.5
2018-11-19 | 278.55 | 275.2
2018-11-19 00:30 | 277.13 | 273.8
2018-11-19 01:00 | 277.4 | 274.04
2018-11-19 01:30 | 280.09 | 276.44
2018-11-19 02:00 | 284.44 | 280.41
2018-11-19 02:30 | 285.66 | 281.59
2018-11-19 03:00 | 285.29 | 281.28
2018-11-19 03:30 | 285.24 | 281.18
2018-11-19 04:00 | 264.27 | 259.47
2018-11-19 04:30 | 255.02 | 249.55
2018-11-19 05:00 | 255.53 | 250
2018-11-19 05:30 | 255.46 | 250.54
2018-11-19 06:00 | 254.65 | 250.22
2018-11-19 06:30 | 254.22 | 249.71
2018-11-19 07:00 | 252.81 | 248.36
2018-11-19 07:30 | 249.72 | 245.56
2018-11-19 08:00 | 248.97 | 245.55
2018-11-19 08:30 | 249.43 | 245.96
2018-11-19 09:00 | 241.19 | 237.28
2018-11-19 09:30 | 238.56 | 234.78
2018-11-19 10:00 | 240.2 | 236.15
2018-11-19 10:30 | 242.09 | 237.78
2018-11-19 11:00 | 243.49 | 239.09
2018-11-19 11:30 | 242.98 | 238.95
2018-11-19 12:00 | 242.15 | 238.11
2018-11-19 12:30 | 242.78 | 238.67
2018-11-19 13:00 | 242.57 | 238.32
2018-11-19 13:30 | 242.11 | 238.22
2018-11-19 14:00 | 244.65 | 241.21
2018-11-19 14:30 | 266.64 | 264.98
2018-11-19 15:00 | 269.29 | 267.67
2018-11-19 15:30 | 271.44 | 269.74
2018-11-19 16:00 | 273.37 | 271.63
2018-11-19 16:30 | 272.64 | 270.94
2018-11-19 17:00 | 273.31 | 271.59
2018-11-19 17:30 | 264.12 | 261.88
2018-11-19 18:00 | 242.82 | 239.31
2018-11-19 18:30 | 242.96 | 239.5
2018-11-19 19:00 | 241.8 | 238.27
2018-11-19 19:30 | 241.68 | 238.29
2018-11-19 20:00 | 243.13 | 239.8
2018-11-19 20:30 | 242.61 | 239.62
2018-11-19 21:00 | 244.74 | 241.62
2018-11-19 21:30 | 245.86 | 242.7
2018-11-19 22:00 | 244.9 | 241.57
2018-11-19 22:30 | 243.51 | 240.08
2018-11-19 23:00 | 243.2 | 239.99
2018-11-19 23:30 | 243.77 | 240.03
2018-11-20 | 243.17 | 239.21
2018-11-20 00:30 | 243.37 | 238.69
2018-11-20 01:00 | 243.16 | 237.91
2018-11-20 01:30 | 243.06 | 237.82
2018-11-20 02:00 | 242.2 | 236.98
2018-11-20 02:30 | 241.49 | 236.34
2018-11-20 03:00 | 240.61 | 235.49
2018-11-20 03:30 | 240.23 | 235.23
2018-11-20 04:00 | 237.84 | 233.14
2018-11-20 04:30 | 233.32 | 229.07
2018-11-20 05:00 | 229.59 | 225.76
2018-11-20 05:30 | 221.88 | 218.92
2018-11-20 06:00 | 217.94 | 215.61
2018-11-20 06:30 | 223.12 | 220.9
2018-11-20 07:00 | 233.19 | 231.6
2018-11-20 07:30 | 245.75 | 244.47
2018-11-20 08:00 | 249.65 | 248.34
2018-11-20 08:30 | 246.83 | 245.61
2018-11-20 09:00 | 237.95 | 236.74
2018-11-20 09:30 | 235.46 | 234.17
2018-11-20 10:00 | 236.96 | 235.35
2018-11-20 10:30 | 235.76 | 234.35
2018-11-20 11:00 | 235.84 | 234.5
2018-11-20 11:30 | 235.21 | 233.82
2018-11-20 12:00 | 231.23 | 229.57
2018-11-20 12:30 | 228.28 | 226.27
2018-11-20 13:00 | 229.79 | 227.67
2018-11-20 13:30 | 230.38 | 228.17
2018-11-20 14:00 | 230.28 | 228.12
2018-11-20 14:30 | 230.12 | 227.9
2018-11-20 15:00 | 232.15 | 229.69
2018-11-20 15:30 | 240.94 | 238.43
2018-11-20 16:00 | 241.45 | 238.83
2018-11-20 16:30 | 237.18 | 234.93
2018-11-20 17:00 | 234.25 | 232.27
2018-11-20 17:30 | 227.12 | 224.84
2018-11-20 18:00 | 225.19 | 223.07
2018-11-20 18:30 | 227.57 | 225.29
2018-11-20 19:00 | 228.36 | 226.08
2018-11-20 19:30 | 226.4 | 224.78
2018-11-20 20:00 | 226.21 | 224.51
2018-11-20 20:30 | 225.57 | 223.05
2018-11-20 21:00 | 226.99 | 224.32
2018-11-20 21:30 | 239 | 234.47
2018-11-20 22:00 | 240.31 | 235.09
2018-11-20 22:30 | 239.63 | 234.7
2018-11-20 23:00 | 241.41 | 236.42
2018-11-20 23:30 | 242.89 | 237.77
2018-11-21 | 245.99 | 239.56
2018-11-21 00:30 | 248.36 | 241.24
2018-11-21 01:00 | 245.85 | 240.08
2018-11-21 01:30 | 244.99 | 239.34
2018-11-21 02:00 | 241.09 | 235.54
2018-11-21 02:30 | 240.9 | 235.3
2018-11-21 03:00 | 242.8 | 236.94
2018-11-21 03:30 | 242.21 | 236.48
2018-11-21 04:00 | 242.15 | 236.53
2018-11-21 04:30 | 243.09 | 237.37
2018-11-21 05:00 | 243.47 | 237.6
2018-11-21 05:30 | 242.17 | 236.62
2018-11-21 06:00 | 241.51 | 236.72
2018-11-21 06:30 | 240.93 | 236.28
2018-11-21 07:00 | 235.97 | 232.4
2018-11-21 07:30 | 231.73 | 228.78
2018-11-21 08:00 | 231.92 | 228.98
2018-11-21 08:30 | 233.21 | 229.91
2018-11-21 09:00 | 236.13 | 232.53
2018-11-21 09:30 | 235.74 | 232.42
2018-11-21 10:00 | 236.14 | 232.9
2018-11-21 10:30 | 236.04 | 232.77
2018-11-21 11:00 | 234.92 | 231.93
2018-11-21 11:30 | 237.42 | 234.04
2018-11-21 12:00 | 237.87 | 234.52
2018-11-21 12:30 | 238.1 | 234.64
2018-11-21 13:00 | 238.34 | 234.74
2018-11-21 13:30 | 238.95 | 235.73
2018-11-21 14:00 | 238.88 | 235.66
2018-11-21 14:30 | 234.1 | 231.42
2018-11-21 15:00 | 233.09 | 230.96
2018-11-21 15:30 | 234.2 | 232.06
2018-11-21 16:00 | 260.3 | 258.55
2018-11-21 16:30 | 264.02 | 262.08
2018-11-21 17:00 | 266.31 | 264.07
2018-11-21 17:30 | 241.44 | 238.6
2018-11-21 18:00 | 238.35 | 235.54
2018-11-21 18:30 | 238.53 | 235.77
2018-11-21 19:00 | 239.34 | 236.62
2018-11-21 19:30 | 239.24 | 236.33
2018-11-21 20:00 | 238.79 | 235.8
2018-11-21 20:30 | 237.35 | 234.69
2018-11-21 21:00 | 236.26 | 233.76
2018-11-21 21:30 | 236.36 | 233.61
2018-11-21 22:00 | 238 | 234.52
2018-11-21 22:30 | 243.32 | 238.97
2018-11-21 23:00 | 244.1 | 239.42
2018-11-21 23:30 | 242.85 | 237.91
2018-11-22 | 243.05 | 237.8
2018-11-22 00:30 | 244.3 | 238.99
2018-11-22 01:00 | 244.44 | 239.36
2018-11-22 01:30 | 246.03 | 240.69
2018-11-22 02:00 | 249.07 | 243.86
2018-11-22 02:30 | 249.75 | 244.58
2018-11-22 03:00 | 251.23 | 246.06
2018-11-22 03:30 | 251.48 | 246.39
2018-11-22 04:00 | 251.46 | 246.19
2018-11-22 04:30 | 250.41 | 245.51
2018-11-22 05:00 | 249.66 | 245.15
2018-11-22 05:30 | 249.63 | 245.07
2018-11-22 06:00 | 249 | 244.56
2018-11-22 06:30 | 248 | 243.54
2018-11-22 07:00 | 253.4 | 249.59
2018-11-22 07:30 | 253.71 | 251.05
2018-11-22 08:00 | 265.76 | 264.29
2018-11-22 08:30 | 241.5 | 239.35
2018-11-22 09:00 | 235.78 | 232.78
2018-11-22 09:30 | 224.7 | 221.92
2018-11-22 10:00 | 225.3 | 222.45
2018-11-22 10:30 | 233.41 | 229.69
2018-11-22 11:00 | 224.54 | 221.97
2018-11-22 11:30 | 223.62 | 221.39
2018-11-22 12:00 | 224.19 | 221.95
2018-11-22 12:30 | 224.51 | 222.12
2018-11-22 13:00 | 234.59 | 230.61
2018-11-22 13:30 | 236.27 | 232
2018-11-22 14:00 | 233.56 | 229.59
2018-11-22 14:30 | 231.98 | 227.93
2018-11-22 15:00 | 232.71 | 228.55
2018-11-22 15:30 | 236.26 | 231.74
2018-11-22 16:00 | 236.42 | 231.65
2018-11-22 16:30 | 236.43 | 230.41
2018-11-22 17:00 | 237.22 | 230.76
2018-11-22 17:30 | 235.97 | 230.64
2018-11-22 18:00 | 234.69 | 229.58
2018-11-22 18:30 | 226.42 | 222.5
2018-11-22 19:00 | 243.46 | 240.02
2018-11-22 19:30 | 256 | 253.06
2018-11-22 20:00 | 255.36 | 252.37
2018-11-22 20:30 | 248.12 | 244.98
2018-11-22 21:00 | 244.89 | 241.97
2018-11-22 21:30 | 251.19 | 247.92
2018-11-22 22:00 | 251.45 | 248.06
2018-11-22 22:30 | 252.56 | 248.28
2018-11-22 23:00 | 258.35 | 253.62
2018-11-22 23:30 | 257.41 | 252.89
2018-11-23 | 254.51 | 249.87
2018-11-23 00:30 | 245.71 | 240.54
2018-11-23 01:00 | 249.99 | 244.67
2018-11-23 01:30 | 249.31 | 243.92
2018-11-23 02:00 | 247.72 | 242.54
2018-11-23 02:30 | 248.31 | 243.03
2018-11-23 03:00 | 247.11 | 241.83
2018-11-23 03:30 | 244.95 | 239.41
2018-11-23 04:00 | 244.73 | 238.9
2018-11-23 04:30 | 243.84 | 238.09
2018-11-23 05:00 | 244.3 | 238.45
2018-11-23 05:30 | 242.59 | 236.91
2018-11-23 06:00 | 247.09 | 241.5
2018-11-23 06:30 | 246.95 | 241.26
2018-11-23 07:00 | 246.75 | 241.85
2018-11-23 07:30 | 253.97 | 249.27
2018-11-23 08:00 | 281.76 | 278.06
2018-11-23 08:30 | 277.08 | 273.23
2018-11-23 09:00 | 248.12 | 243.24
2018-11-23 09:30 | 249.78 | 244.72
2018-11-23 10:00 | 249.69 | 244.43
2018-11-23 10:30 | 250.49 | 245.09
2018-11-23 11:00 | 238.68 | 234.76
2018-11-23 11:30 | 234.32 | 230.63
2018-11-23 12:00 | 244.22 | 239.62
2018-11-23 12:30 | 248.01 | 242.94
2018-11-23 13:00 | 235.51 | 231.66
2018-11-23 13:30 | 230 | 226.29
2018-11-23 14:00 | 228.31 | 224.89
2018-11-23 14:30 | 220.11 | 216.53
2018-11-23 15:00 | 219.22 | 215.68
2018-11-23 15:30 | 220.03 | 216.12
2018-11-23 16:00 | 224.35 | 219.78
2018-11-23 16:30 | 226.67 | 222.33
2018-11-23 17:00 | 226.84 | 222.77
2018-11-23 17:30 | 225.56 | 221.64
2018-11-23 18:00 | 222.46 | 219.15
2018-11-23 18:30 | 215.74 | 212.65
2018-11-23 19:00 | 214.84 | 211.67
2018-11-23 19:30 | 214.37 | 211.5
2018-11-23 20:00 | 213.41 | 210.72
2018-11-23 20:30 | 211.82 | 209.24
2018-11-23 21:00 | 216.01 | 213.15
2018-11-23 21:30 | 219.08 | 216.94
2018-11-23 22:00 | 216.61 | 214.34
2018-11-23 22:30 | 216.21 | 213.76
2018-11-23 23:00 | 217.18 | 214.22
2018-11-23 23:30 | 220.07 | 217.17
2018-11-24 | 221.1 | 218.34
2018-11-24 00:30 | 222.65 | 218.7
2018-11-24 01:00 | 223.5 | 219.37
2018-11-24 01:30 | 224.25 | 220.08
2018-11-24 02:00 | 223.98 | 219.8
2018-11-24 02:30 | 228.95 | 224.33
2018-11-24 03:00 | 228.98 | 224.45
2018-11-24 03:30 | 228.08 | 223.7
2018-11-24 04:00 | 227.09 | 222.79
2018-11-24 04:30 | 228.46 | 224.07
2018-11-24 05:00 | 228.49 | 224.08
2018-11-24 05:30 | 229.72 | 224.22
2018-11-24 06:00 | 229.68 | 224.1
2018-11-24 06:30 | 227 | 222.12
2018-11-24 07:00 | 260.45 | 257.46
2018-11-24 07:30 | 268.74 | 265.73
2018-11-24 08:00 | 269.32 | 266.23
2018-11-24 08:30 | 269.62 | 266.38
2018-11-24 09:00 | 270.86 | 267.43
2018-11-24 09:30 | 240.44 | 235.83
2018-11-24 10:00 | 238.76 | 234.03
2018-11-24 10:30 | 240 | 235.03
2018-11-24 11:00 | 240.21 | 235.25
2018-11-24 11:30 | 244.94 | 239.37
2018-11-24 12:00 | 244.84 | 239.43
2018-11-24 12:30 | 244.57 | 239.29
2018-11-24 13:00 | 244.88 | 239.51
2018-11-24 13:30 | 245.43 | 239.96
2018-11-24 14:00 | 243.96 | 238.55
2018-11-24 14:30 | 256.18 | 251.36
2018-11-24 15:00 | 275.31 | 271.69
2018-11-24 15:30 | 270.03 | 266.38
2018-11-24 16:00 | 264.62 | 260.58
2018-11-24 16:30 | 256.69 | 252.84
2018-11-24 17:00 | 241.25 | 236.21
2018-11-24 17:30 | 239.94 | 235.44
2018-11-24 18:00 | 227.37 | 225.11
2018-11-24 18:30 | 225.43 | 223.8
2018-11-24 19:00 | 231.17 | 228.86
2018-11-24 19:30 | 219.15 | 216.94
2018-11-24 20:00 | 221.18 | 219.17
2018-11-24 20:30 | 225.26 | 223.18
2018-11-24 21:00 | 226.73 | 224.08
2018-11-24 21:30 | 236.79 | 232.24
2018-11-24 22:00 | 237.7 | 232.04
2018-11-24 22:30 | 236.85 | 231.12
2018-11-24 23:00 | 229.09 | 224.16
2018-11-24 23:30 | 238.06 | 232.27
2018-11-25 | 241.95 | 235.93
2018-11-25 00:30 | 241.55 | 236.34
2018-11-25 01:00 | 242.93 | 237.55
2018-11-25 01:30 | 241.49 | 236.35
2018-11-25 02:00 | 241 | 235.96
2018-11-25 02:30 | 241.03 | 235.98
2018-11-25 03:00 | 250.35 | 245.46
2018-11-25 03:30 | 249.19 | 244.28
2018-11-25 04:00 | 249.28 | 244.37
2018-11-25 04:30 | 246.26 | 241.76
2018-11-25 05:00 | 243.68 | 239.57
2018-11-25 05:30 | 246.82 | 242.39
2018-11-25 06:00 | 247.28 | 242.86
2018-11-25 06:30 | 268.89 | 265.25
2018-11-25 07:00 | 274.22 | 270.67
2018-11-25 07:30 | 273.52 | 269.85
2018-11-25 08:00 | 272.46 | 269.04
2018-11-25 08:30 | 270.53 | 267.74
2018-11-25 09:00 | 248.33 | 244.8
2018-11-25 09:30 | 238.9 | 234.9
2018-11-25 10:00 | 240.02 | 235.92
2018-11-25 10:30 | 239.9 | 235.87
2018-11-25 11:00 | 238.4 | 234.54
2018-11-25 11:30 | 234.87 | 231.57
2018-11-25 12:00 | 234.27 | 231.09
2018-11-25 12:30 | 233.78 | 230.74
2018-11-25 13:00 | 234.02 | 230.95
2018-11-25 13:30 | 235.42 | 232.12
2018-11-25 14:00 | 235.43 | 232.01
2018-11-25 14:30 | 234.89 | 231.5
2018-11-25 15:00 | 232.36 | 229.3
2018-11-25 15:30 | 229.6 | 227
2018-11-25 16:00 | 229.88 | 227.56
2018-11-25 16:30 | 229.71 | 227.31
2018-11-25 17:00 | 227.83 | 225.37
2018-11-25 17:30 | 244.04 | 241.77
2018-11-25 18:00 | 262.81 | 261.05
2018-11-25 18:30 | 262.7 | 261.3
2018-11-25 19:00 | 265.02 | 263.38
2018-11-25 19:30 | 266.65 | 265.04
2018-11-25 20:00 | 267.01 | 265.48
2018-11-25 20:30 | 267.41 | 265.9
2018-11-25 21:00 | 267.57 | 266.04
2018-11-25 21:30 | 267.47 | 265.85
2018-11-25 22:00 | 259.27 | 257.3
2018-11-25 22:30 | 232.55 | 230.14
2018-11-25 23:00 | 233.32 | 230.58
2018-11-25 23:30 | 235.06 | 232.24
2018-11-26 | 244.5 | 240.76
2018-11-26 00:30 | 238.87 | 234.97
2018-11-26 01:00 | 236.82 | 232.35
2018-11-26 01:30 | 238.47 | 233.13
2018-11-26 02:00 | 238.5 | 233.26
2018-11-26 02:30 | 237.4 | 232.48
2018-11-26 03:00 | 234.26 | 229.68
2018-11-26 03:30 | 229.61 | 225.52
2018-11-26 04:00 | 228.24 | 224.38
2018-11-26 04:30 | 226.97 | 223.08
2018-11-26 05:00 | 227.18 | 223.3
2018-11-26 05:30 | 226.04 | 222.22
2018-11-26 06:00 | 227.04 | 223.09
2018-11-26 06:30 | 225.47 | 221.51
2018-11-26 07:00 | 225.41 | 222.3
2018-11-26 07:30 | 222.97 | 220.43
2018-11-26 08:00 | 221.68 | 219.12
2018-11-26 08:30 | 221.01 | 218.36
2018-11-26 09:00 | 220.04 | 217.35
2018-11-26 09:30 | 219.61 | 217.03
2018-11-26 10:00 | 220.3 | 217.58
2018-11-26 10:30 | 250.99 | 248.98
2018-11-26 11:00 | 257.02 | 255
2018-11-26 11:30 | 256.26 | 254.3
2018-11-26 12:00 | 255.48 | 253.54
2018-11-26 12:30 | 256.54 | 254.68
2018-11-26 13:00 | 256.99 | 254.88
2018-11-26 13:30 | 258.13 | 255.87
2018-11-26 14:00 | 266.69 | 264.5
2018-11-26 14:30 | 267.98 | 265.77
2018-11-26 15:00 | 259.56 | 258.17
2018-11-26 15:30 | 265.38 | 263.77
2018-11-26 16:00 | 265.97 | 264.28
2018-11-26 16:30 | 264.09 | 262.52
2018-11-26 17:00 | 264.93 | 263.24
2018-11-26 17:30 | 265.84 | 264.27
2018-11-26 18:00 | 268.15 | 266.57
2018-11-26 18:30 | 268.07 | 266.54
2018-11-26 19:00 | 268.49 | 266.93
2018-11-26 19:30 | 268.77 | 267.35
2018-11-26 20:00 | 268.57 | 267.22
2018-11-26 20:30 | 270.01 | 268.65
2018-11-26 21:00 | 271.17 | 269.61
2018-11-26 21:30 | 271.82 | 270.12
2018-11-26 22:00 | 271.07 | 269.47
2018-11-26 22:30 | 271.24 | 269.22
2018-11-26 23:00 | 269.19 | 267.28
2018-11-26 23:30 | 256.97 | 254.8
2018-11-27 | 229.13 | 226.82
2018-11-27 00:30 | 226.55 | 224.21
2018-11-27 01:00 | 219.96 | 217.46
2018-11-27 01:30 | 221.5 | 218.74
2018-11-27 02:00 | 218.82 | 216.29
2018-11-27 02:30 | 218.88 | 216.36
2018-11-27 03:00 | 218.36 | 215.91
2018-11-27 03:30 | 217.4 | 215.03
2018-11-27 04:00 | 217.08 | 214.85
2018-11-27 04:30 | 216.16 | 213.93
2018-11-27 05:00 | 214.82 | 212.95
2018-11-27 05:30 | 214.74 | 212.86
2018-11-27 06:00 | 215.15 | 213.26
2018-11-27 06:30 | 215.87 | 214.07
2018-11-27 07:00 | 214.93 | 213.15
2018-11-27 07:30 | 214.14 | 212.21
2018-11-27 08:00 | 213.5 | 211.91
2018-11-27 08:30 | 213.97 | 212.31
2018-11-27 09:00 | 213.66 | 212.03
2018-11-27 09:30 | 214.03 | 212.36
2018-11-27 10:00 | 254.64 | 253.48
2018-11-27 10:30 | 256.38 | 255.17
2018-11-27 11:00 | 256.22 | 254.99
2018-11-27 11:30 | 244.81 | 243.55
2018-11-27 12:00 | 234.27 | 232.93
2018-11-27 12:30 | 233.7 | 232.4
2018-11-27 13:00 | 234.41 | 233.08
2018-11-27 13:30 | 233.39 | 232.11
2018-11-27 14:00 | 232.28 | 231.02
2018-11-27 14:30 | 228.96 | 227.8
2018-11-27 15:00 | 232.34 | 230.97
2018-11-27 15:30 | 231.74 | 230.38
2018-11-27 16:00 | 236.21 | 234.51
2018-11-27 16:30 | 237.76 | 236.01
2018-11-27 17:00 | 239.56 | 237.84
2018-11-27 17:30 | 245 | 243.28
2018-11-27 18:00 | 262.91 | 261.38
2018-11-27 18:30 | 266.42 | 264.47
2018-11-27 19:00 | 268.86 | 266.59
2018-11-27 19:30 | 269.65 | 267.5
2018-11-27 20:00 | 269.27 | 266.99
2018-11-27 20:30 | 270.11 | 267.72
2018-11-27 21:00 | 269.75 | 267.45
2018-11-27 21:30 | 270.01 | 267.34
2018-11-27 22:00 | 270.79 | 267.82
2018-11-27 22:30 | 272.72 | 269.57
2018-11-27 23:00 | 274.74 | 271.6
2018-11-27 23:30 | 276.43 | 272.63
2018-11-28 | 276.33 | 272.56
2018-11-28 00:30 | 241.8 | 236.92
2018-11-28 01:00 | 233.57 | 228.11
2018-11-28 01:30 | 231.65 | 226.34
2018-11-28 02:00 | 229.23 | 224.26
2018-11-28 02:30 | 229.01 | 223.91
2018-11-28 03:00 | 228.54 | 223.48
2018-11-28 03:30 | 228.29 | 223.22
2018-11-28 04:00 | 226.94 | 221.86
2018-11-28 04:30 | 224.77 | 219.76
2018-11-28 05:00 | 224.56 | 219.7
2018-11-28 05:30 | 223.3 | 218.47
2018-11-28 06:00 | 223.28 | 218.21
2018-11-28 06:30 | 235.68 | 231.08
2018-11-28 07:00 | 262.71 | 259.34
2018-11-28 07:30 | 262.24 | 259.19
2018-11-28 08:00 | 261.58 | 258.71
2018-11-28 08:30 | 260.82 | 257.97
2018-11-28 09:00 | 259.81 | 256.85
2018-11-28 09:30 | 261.37 | 258.44
2018-11-28 10:00 | 263.04 | 260.19
2018-11-28 10:30 | 246.65 | 243.39
2018-11-28 11:00 | 229.55 | 226.07
2018-11-28 11:30 | 243.59 | 240.59
2018-11-28 12:00 | 258.13 | 255.54
2018-11-28 12:30 | 257.25 | 254.58
2018-11-28 13:00 | 255.54 | 253
2018-11-28 13:30 | 255.05 | 252.52
2018-11-28 14:00 | 257.74 | 255.04
2018-11-28 14:30 | 261.13 | 258.07
2018-11-28 15:00 | 259.4 | 256.16
2018-11-28 15:30 | 252.26 | 248.58
2018-11-28 16:00 | 260.71 | 257.22
2018-11-28 16:30 | 261.55 | 258.66
2018-11-28 17:00 | 262.46 | 260.13
2018-11-28 17:30 | 259 | 256.64
2018-11-28 18:00 | 262.05 | 259.73
2018-11-28 18:30 | 250.45 | 248.11
2018-11-28 19:00 | 250.03 | 247.77
2018-11-28 19:30 | 251.58 | 249.41
2018-11-28 20:00 | 252.28 | 249.87
2018-11-28 20:30 | 253.13 | 250.94
2018-11-28 21:00 | 255.11 | 252.9
2018-11-28 21:30 | 257.25 | 254.67
2018-11-28 22:00 | 256.99 | 254.16
2018-11-28 22:30 | 257.94 | 255.08
2018-11-28 23:00 | 258.13 | 255.52
2018-11-28 23:30 | 260.11 | 256.94
2018-11-29 | 261.44 | 258.23
2018-11-29 00:30 | 261.58 | 258.36
2018-11-29 01:00 | 259.55 | 256.48
2018-11-29 01:30 | 255.81 | 253.09
2018-11-29 02:00 | 256.36 | 253.76
2018-11-29 02:30 | 256.63 | 253.78
2018-11-29 03:00 | 257.74 | 255.53
2018-11-29 03:30 | 258.28 | 255.99
2018-11-29 04:00 | 258.75 | 256.48
2018-11-29 04:30 | 258.93 | 256.62
2018-11-29 05:00 | 259.63 | 257.28
2018-11-29 05:30 | 260.15 | 257.81
2018-11-29 06:00 | 259.71 | 257.76
2018-11-29 06:30 | 257.46 | 256.12
2018-11-29 07:00 | 258.02 | 256.6
2018-11-29 07:30 | 256.91 | 255.38
2018-11-29 08:00 | 256.86 | 255.13
2018-11-29 08:30 | 257.12 | 255.21
2018-11-29 09:00 | 262.79 | 261.16
2018-11-29 09:30 | 263.14 | 261.84
2018-11-29 10:00 | 265.03 | 263.55
2018-11-29 10:30 | 266.74 | 265.27
2018-11-29 11:00 | 266.99 | 265.54
2018-11-29 11:30 | 267.19 | 265.88
2018-11-29 12:00 | 268.33 | 266.9
2018-11-29 12:30 | 268.06 | 266.57
2018-11-29 13:00 | 268.41 | 266.8
2018-11-29 13:30 | 266.49 | 265.13
2018-11-29 14:00 | 266.46 | 265.03
2018-11-29 14:30 | 268.27 | 266.62
2018-11-29 15:00 | 268.69 | 266.96
2018-11-29 15:30 | 259.59 | 257.77
2018-11-29 16:00 | 262.45 | 260.32
2018-11-29 16:30 | 270.4 | 267.53
2018-11-29 17:00 | 239.06 | 235.39
2018-11-29 17:30 | 232.78 | 229.17
2018-11-29 18:00 | 233.82 | 230.15
2018-11-29 18:30 | 256.38 | 253.4
2018-11-29 19:00 | 262.63 | 260.92
2018-11-29 19:30 | 264.03 | 262.44
2018-11-29 20:00 | 258.61 | 256.9
2018-11-29 20:30 | 254.18 | 252.26
2018-11-29 21:00 | 253.4 | 251.52
2018-11-29 21:30 | 256.28 | 253.88
2018-11-29 22:00 | 259.28 | 256.71
2018-11-29 22:30 | 259.68 | 256.99
2018-11-29 23:00 | 260.24 | 257.21
2018-11-29 23:30 | 260.59 | 257.59
2018-11-30 | 255.49 | 252.35
2018-11-30 00:30 | 241.16 | 237.86
2018-11-30 01:00 | 239.13 | 235.78
2018-11-30 01:30 | 233.23 | 229.57
2018-11-30 02:00 | 237.68 | 233.45
2018-11-30 02:30 | 236.29 | 232.29
2018-11-30 03:00 | 235.08 | 231.22
2018-11-30 03:30 | 235.05 | 231.15
2018-11-30 04:00 | 235.66 | 231.6
2018-11-30 04:30 | 262.07 | 258.83
2018-11-30 05:00 | 263.71 | 260.68
2018-11-30 05:30 | 262.52 | 259.6
2018-11-30 06:00 | 252.58 | 250.53
2018-11-30 06:30 | 252.02 | 249.93
2018-11-30 07:00 | 258.91 | 256.06
2018-11-30 07:30 | 265.38 | 261.84
2018-11-30 08:00 | 265.48 | 261.82
2018-11-30 08:30 | 264.77 | 261.1
2018-11-30 09:00 | 264.34 | 260.67
2018-11-30 09:30 | 264.98 | 261.27
2018-11-30 10:00 | 264.31 | 260.64
2018-11-30 10:30 | 265.19 | 261.44
2018-11-30 11:00 | 266.22 | 262.59
2018-11-30 11:30 | 267.33 | 263.58
2018-11-30 12:00 | 266.94 | 263.11
2018-11-30 12:30 | 266.25 | 262.41
2018-11-30 13:00 | 263.14 | 259.19
2018-11-30 13:30 | 249.53 | 245
2018-11-30 14:00 | 249.45 | 244.93
2018-11-30 14:30 | 247.57 | 243.25
2018-11-30 15:00 | 246.65 | 242.4
2018-11-30 15:30 | 235.13 | 232.08
2018-11-30 16:00 | 236.04 | 232.87
2018-11-30 16:30 | 240.69 | 236.94
2018-11-30 17:00 | 260.88 | 256.59
2018-11-30 17:30 | 281.07 | 277.83
2018-11-30 18:00 | 283.01 | 280.21
2018-11-30 18:30 | 272.11 | 270.43
2018-11-30 19:00 | 274.04 | 271.87
2018-11-30 19:30 | 272.59 | 270.4
2018-11-30 20:00 | 269.25 | 267.1
2018-11-30 20:30 | 271.52 | 269.17
2018-11-30 21:00 | 271.36 | 269.09
2018-11-30 21:30 | 272.11 | 269.85
2018-11-30 22:00 | 276.34 | 273.64
2018-11-30 22:30 | 276.92 | 273.54
2018-11-30 23:00 | 271.57 | 268.03
2018-11-30 23:30 | 268.57 | 264.94
2018-12-01 | 263.14 | 259.4
2018-12-01 00:30 | 253.21 | 249.14
2018-12-01 01:00 | 246.07 | 242.05
2018-12-01 01:30 | 242.64 | 238.84
2018-12-01 02:00 | 236.14 | 233
2018-12-01 02:30 | 235.13 | 232.18
2018-12-01 03:00 | 235.15 | 232.17
2018-12-01 03:30 | 234.54 | 231.56
2018-12-01 04:00 | 224.98 | 222.57
2018-12-01 04:30 | 233.33 | 230.23
2018-12-01 05:00 | 234.8 | 231.79
2018-12-01 05:30 | 236.98 | 234.14
2018-12-01 06:00 | 240.1 | 237.37
2018-12-01 06:30 | 246.01 | 243.55
2018-12-01 07:00 | 249.11 | 246.36
2018-12-01 07:30 | 251.42 | 248.4
2018-12-01 08:00 | 253.67 | 250.45
2018-12-01 08:30 | 254.16 | 250.87
2018-12-01 09:00 | 254.89 | 251.54
2018-12-01 09:30 | 255.14 | 251.74
2018-12-01 10:00 | 253.29 | 249.99
2018-12-01 10:30 | 252.85 | 249.54
2018-12-01 11:00 | 253.34 | 249.99
2018-12-01 11:30 | 252.76 | 249.4
2018-12-01 12:00 | 253.46 | 249.97
2018-12-01 12:30 | 255.43 | 251.72
2018-12-01 13:00 | 257.62 | 253.78
2018-12-01 13:30 | 273.31 | 269.86
2018-12-01 14:00 | 274.87 | 271.25
2018-12-01 14:30 | 281.27 | 277.9
2018-12-01 15:00 | 276.45 | 273.77
2018-12-01 15:30 | 279.14 | 276.13
2018-12-01 16:00 | 267.31 | 265.14
2018-12-01 16:30 | 262.65 | 260.61
2018-12-01 17:00 | 263.85 | 261.8
2018-12-01 17:30 | 262 | 260.04
2018-12-01 18:00 | 263.16 | 261.21
2018-12-01 18:30 | 262.26 | 260.53
2018-12-01 19:00 | 263.77 | 262.04
2018-12-01 19:30 | 264.97 | 263.21
2018-12-01 20:00 | 264.31 | 262.75
2018-12-01 20:30 | 264.48 | 262.81
2018-12-01 21:00 | 264.52 | 262.92
2018-12-01 21:30 | 266.38 | 264.41
2018-12-01 22:00 | 273.14 | 270.41
2018-12-01 22:30 | 274.72 | 271.35
2018-12-01 23:00 | 275.55 | 272.23
2018-12-01 23:30 | 270.29 | 266.63
2018-12-02 | 262.76 | 258.89
2018-12-02 00:30 | 257.95 | 253.89
2018-12-02 01:00 | 257.81 | 253.81
2018-12-02 01:30 | 250.16 | 246.55
2018-12-02 02:00 | 252.98 | 249.03
2018-12-02 02:30 | 254.53 | 250.38
2018-12-02 03:00 | 253.6 | 249.54
2018-12-02 03:30 | 254.82 | 250.7
2018-12-02 04:00 | 255.13 | 251.1
2018-12-02 04:30 | 253.49 | 249.57
2018-12-02 05:00 | 250.6 | 246.76
2018-12-02 05:30 | 249.52 | 245.47
2018-12-02 06:00 | 251.27 | 246.84
2018-12-02 06:30 | 250.46 | 246.11
2018-12-02 07:00 | 249.52 | 245.12
2018-12-02 07:30 | 249.39 | 244.87
2018-12-02 08:00 | 249.94 | 245.39
2018-12-02 08:30 | 252.77 | 248.23
2018-12-02 09:00 | 271.12 | 267.37
2018-12-02 09:30 | 250.91 | 247.41
2018-12-02 10:00 | 256.52 | 252.51
2018-12-02 10:30 | 256.04 | 252
2018-12-02 11:00 | 271.47 | 267.94
2018-12-02 11:30 | 272.07 | 269.19
2018-12-02 12:00 | 270.52 | 268.01
2018-12-02 12:30 | 268.05 | 265.59
2018-12-02 13:00 | 264.56 | 262.17
2018-12-02 13:30 | 265.3 | 262.53
2018-12-02 14:00 | 263.52 | 260.99
2018-12-02 14:30 | 263.14 | 260.62
2018-12-02 15:00 | 267.41 | 264.45
2018-12-02 15:30 | 268.9 | 265.7
2018-12-02 16:00 | 267.52 | 264.54
2018-12-02 16:30 | 265.54 | 262.49
2018-12-02 17:00 | 234.29 | 229.95
2018-12-02 17:30 | 234.1 | 229.55
2018-12-02 18:00 | 229.65 | 225.5
2018-12-02 18:30 | 253.72 | 250
2018-12-02 19:00 | 269.54 | 266.03
2018-12-02 19:30 | 265.39 | 262.42
2018-12-02 20:00 | 269.13 | 266.43
2018-12-02 20:30 | 272.26 | 269.41
2018-12-02 21:00 | 263.44 | 261.14
2018-12-02 21:30 | 260.72 | 257.93
2018-12-02 22:00 | 256.31 | 253.46
2018-12-02 22:30 | 251.59 | 249.04
2018-12-02 23:00 | 250.48 | 247.45
2018-12-02 23:30 | 247.3 | 244.06
2018-12-03 | 240.66 | 237.53
2018-12-03 00:30 | 248.35 | 244.44
2018-12-03 01:00 | 250.33 | 246.39
2018-12-03 01:30 | 253.94 | 250.27
2018-12-03 02:00 | 254.04 | 250.58
2018-12-03 02:30 | 253.82 | 250.51
2018-12-03 03:00 | 254.35 | 250.94
2018-12-03 03:30 | 254.69 | 251.16
2018-12-03 04:00 | 254.71 | 251.23
2018-12-03 04:30 | 250.18 | 246.79
2018-12-03 05:00 | 244.56 | 241.19
2018-12-03 05:30 | 244.26 | 240.82
2018-12-03 06:00 | 244.93 | 241.37
2018-12-03 06:30 | 249.3 | 245.2
2018-12-03 07:00 | 251.91 | 248.33
2018-12-03 07:30 | 252.85 | 249
2018-12-03 08:00 | 259.74 | 256.4
2018-12-03 08:30 | 259.53 | 256.41
2018-12-03 09:00 | 264.56 | 261.2
2018-12-03 09:30 | 269.96 | 266.74
2018-12-03 10:00 | 270.19 | 266.85
2018-12-03 10:30 | 269.82 | 266.76
2018-12-03 11:00 | 268.93 | 266.07
2018-12-03 11:30 | 266.62 | 263.85
2018-12-03 12:00 | 265.41 | 262.63
2018-12-03 12:30 | 263.9 | 261.37
2018-12-03 13:00 | 263.38 | 260.76
2018-12-03 13:30 | 262.4 | 259.59
2018-12-03 14:00 | 261.26 | 258.51
2018-12-03 14:30 | 261.07 | 258.42
2018-12-03 15:00 | 261.27 | 258.49
2018-12-03 15:30 | 260.7 | 257.92
2018-12-03 16:00 | 261.34 | 258.53
2018-12-03 16:30 | 263.29 | 260.22
2018-12-03 17:00 | 266.61 | 263.39
2018-12-03 17:30 | 264.61 | 262.03
2018-12-03 18:00 | 263.36 | 261.12
2018-12-03 18:30 | 262 | 260.08
2018-12-03 19:00 | 262.63 | 260.67
2018-12-03 19:30 | 262.24 | 260.44
2018-12-03 20:00 | 261.59 | 259.62
2018-12-03 20:30 | 260.28 | 258.22
2018-12-03 21:00 | 260.85 | 258.92
2018-12-03 21:30 | 262.53 | 260.42
2018-12-03 22:00 | 264.52 | 261.85
2018-12-03 22:30 | 262.72 | 259.49
2018-12-03 23:00 | 264.08 | 260.64
2018-12-03 23:30 | 264.12 | 261.2
2018-12-04 | 263.12 | 260.2
2018-12-04 00:30 | 265.11 | 261.89
2018-12-04 01:00 | 266.89 | 263.6
2018-12-04 01:30 | 267.4 | 264.1
2018-12-04 02:00 | 266.86 | 263.74
2018-12-04 02:30 | 265.63 | 262.59
2018-12-04 03:00 | 260.91 | 258.16
2018-12-04 03:30 | 257.21 | 254.37
2018-12-04 04:00 | 256.86 | 254.01
2018-12-04 04:30 | 255.19 | 252.44
2018-12-04 05:00 | 254.56 | 251.77
2018-12-04 05:30 | 257.46 | 254.52
2018-12-04 06:00 | 261.94 | 259.06
2018-12-04 06:30 | 262.17 | 259.74
2018-12-04 07:00 | 263.22 | 260.68
2018-12-04 07:30 | 266.71 | 264.23
2018-12-04 08:00 | 267.37 | 264.84
2018-12-04 08:30 | 260.38 | 258.05
2018-12-04 09:00 | 260.54 | 258.5
2018-12-04 09:30 | 262.37 | 260.31
2018-12-04 10:00 | 262.96 | 260.8
2018-12-04 10:30 | 263.38 | 261.41
2018-12-04 11:00 | 263.05 | 261.18
2018-12-04 11:30 | 263.11 | 261.21
2018-12-04 12:00 | 263.45 | 261.58
2018-12-04 12:30 | 263.58 | 261.56
2018-12-04 13:00 | 264.44 | 262.43
2018-12-04 13:30 | 263.38 | 261.67
2018-12-04 14:00 | 265.21 | 263.28
2018-12-04 14:30 | 264.68 | 262.84
2018-12-04 15:00 | 261.31 | 259.61
2018-12-04 15:30 | 266.16 | 264.7
2018-12-04 16:00 | 265.12 | 263.7
2018-12-04 16:30 | 264.04 | 262.69
2018-12-04 17:00 | 267.94 | 266.43
2018-12-04 17:30 | 271.06 | 269.41
2018-12-04 18:00 | 270.48 | 268.63
2018-12-04 18:30 | 269.19 | 267.28
2018-12-04 19:00 | 269.35 | 267.21
2018-12-04 19:30 | 271.12 | 268.76
2018-12-04 20:00 | 262.97 | 260.43
2018-12-04 20:30 | 243.96 | 240.93
2018-12-04 21:00 | 245.25 | 242.26
2018-12-04 21:30 | 250.09 | 246.83
2018-12-04 22:00 | 245.05 | 241.57
2018-12-04 22:30 | 236.86 | 233.36
2018-12-04 23:00 | 236.49 | 232.57
2018-12-04 23:30 | 236.7 | 232.91
2018-12-05 | 235.43 | 231.84
2018-12-05 00:30 | 235.13 | 231.29
2018-12-05 01:00 | 231.23 | 227.69
2018-12-05 01:30 | 232.5 | 228.94
2018-12-05 02:00 | 231.93 | 228.41
2018-12-05 02:30 | 236.46 | 231.49
2018-12-05 03:00 | 230.94 | 225.29
2018-12-05 03:30 | 227.8 | 223.07
2018-12-05 04:00 | 226.62 | 222.73
2018-12-05 04:30 | 226.55 | 222.56
2018-12-05 05:00 | 228.24 | 224.15
2018-12-05 05:30 | 231.53 | 227.04
2018-12-05 06:00 | 277.2 | 273.85
2018-12-05 06:30 | 273.36 | 270.54
2018-12-05 07:00 | 272.39 | 270.08
2018-12-05 07:30 | 271.62 | 269.97
2018-12-05 08:00 | 270.54 | 269.18
2018-12-05 08:30 | 243.67 | 241.93
2018-12-05 09:00 | 233.21 | 231.54
2018-12-05 09:30 | 228.26 | 226.92
2018-12-05 10:00 | 227.12 | 225.64
2018-12-05 10:30 | 227.29 | 225.83
2018-12-05 11:00 | 226.34 | 224.94
2018-12-05 11:30 | 230.86 | 229.25
2018-12-05 12:00 | 228.2 | 226.57
2018-12-05 12:30 | 232.97 | 231.03
2018-12-05 13:00 | 255.33 | 253.82
2018-12-05 13:30 | 258.34 | 256.97
2018-12-05 14:00 | 263.5 | 262.04
2018-12-05 14:30 | 270.36 | 268.42
2018-12-05 15:00 | 273.24 | 271.13
2018-12-05 15:30 | 265.68 | 263.92
2018-12-05 16:00 | 255.43 | 253.59
2018-12-05 16:30 | 255.62 | 253.5
2018-12-05 17:00 | 255.35 | 253.06
2018-12-05 17:30 | 255.47 | 253.22
2018-12-05 18:00 | 255.31 | 253.15
2018-12-05 18:30 | 264.34 | 262.44
2018-12-05 19:00 | 266.84 | 264.31
2018-12-05 19:30 | 269.16 | 266.49
2018-12-05 20:00 | 268.18 | 265.81
2018-12-05 20:30 | 271.34 | 268.88
2018-12-05 21:00 | 275.11 | 272.24
2018-12-05 21:30 | 280.67 | 277.34
2018-12-05 22:00 | 281.63 | 277.61
2018-12-05 22:30 | 282.01 | 277.98
2018-12-05 23:00 | 259.87 | 255.04
2018-12-05 23:30 | 242.8 | 237.17
2018-12-06 | 242.76 | 237.91
2018-12-06 00:30 | 242.06 | 238.06
2018-12-06 01:00 | 241.45 | 237.33
2018-12-06 01:30 | 242.56 | 238.33
2018-12-06 02:00 | 242.73 | 238.6
2018-12-06 02:30 | 242.14 | 238.12
2018-12-06 03:00 | 241.49 | 237.5
2018-12-06 03:30 | 241.42 | 237.46
2018-12-06 04:00 | 240.27 | 236.44
2018-12-06 04:30 | 240.11 | 236.28
2018-12-06 05:00 | 240.42 | 236.57
2018-12-06 05:30 | 240.79 | 236.83
2018-12-06 06:00 | 240.04 | 236.15
2018-12-06 06:30 | 240.48 | 236.45
2018-12-06 07:00 | 240.32 | 236.29
2018-12-06 07:30 | 239.33 | 235.19
2018-12-06 08:00 | 239.78 | 235.77
2018-12-06 08:30 | 238.39 | 234.68
2018-12-06 09:00 | 238.51 | 235.03
2018-12-06 09:30 | 237.54 | 234.48
2018-12-06 10:00 | 238.35 | 235.01
2018-12-06 10:30 | 238.95 | 235.38
2018-12-06 11:00 | 238.57 | 235.01
2018-12-06 11:30 | 238.55 | 235.09
2018-12-06 12:00 | 240.14 | 236.2
2018-12-06 12:30 | 239.01 | 235.1
2018-12-06 13:00 | 239.16 | 235.54
2018-12-06 13:30 | 240.79 | 236.94
2018-12-06 14:00 | 240.44 | 236.87
2018-12-06 14:30 | 240.74 | 237.23
2018-12-06 15:00 | 241.03 | 237.38
2018-12-06 15:30 | 235.37 | 232.31
2018-12-06 16:00 | 227.75 | 225.16
2018-12-06 16:30 | 231.09 | 228.05
2018-12-06 17:00 | 233.4 | 230.01
2018-12-06 17:30 | 226.23 | 222.98
2018-12-06 18:00 | 227.4 | 223.82
2018-12-06 18:30 | 229.59 | 225.7
2018-12-06 19:00 | 233.91 | 230.31
2018-12-06 19:30 | 233.89 | 230.44
2018-12-06 20:00 | 226.71 | 223.21
2018-12-06 20:30 | 229.45 | 225.49
2018-12-06 21:00 | 233.79 | 229.4
2018-12-06 21:30 | 233.48 | 229.04
2018-12-06 22:00 | 233.14 | 228.76
2018-12-06 22:30 | 227.24 | 223.87
2018-12-06 23:00 | 231.07 | 227.29
2018-12-06 23:30 | 232.04 | 227.58
2018-12-07 | 231.24 | 226.86
2018-12-07 00:30 | 233.94 | 229.04
2018-12-07 01:00 | 234.57 | 229.35
2018-12-07 01:30 | 233.25 | 228.23
2018-12-07 02:00 | 231.91 | 227.15
2018-12-07 02:30 | 231.64 | 226.97
2018-12-07 03:00 | 229.46 | 224.96
2018-12-07 03:30 | 229.24 | 224.96
2018-12-07 04:00 | 221.54 | 218.11
2018-12-07 04:30 | 213.27 | 210.75
2018-12-07 05:00 | 214.83 | 212.19
2018-12-07 05:30 | 235.76 | 233.5
2018-12-07 06:00 | 265.32 | 263.6
2018-12-07 06:30 | 263.72 | 262.19
2018-12-07 07:00 | 264.15 | 262.85
2018-12-07 07:30 | 264.97 | 263.51
2018-12-07 08:00 | 263.05 | 261.64
2018-12-07 08:30 | 262.06 | 260.62
2018-12-07 09:00 | 265.08 | 263.27
2018-12-07 09:30 | 246.21 | 243.67
2018-12-07 10:00 | 228.09 | 225.29
2018-12-07 10:30 | 224.25 | 221.39
2018-12-07 11:00 | 224.92 | 221.54
2018-12-07 11:30 | 225.75 | 222.33
2018-12-07 12:00 | 225.25 | 222.36
2018-12-07 12:30 | 226.3 | 223.37
2018-12-07 13:00 | 226.12 | 223.28
2018-12-07 13:30 | 226.05 | 223.52
2018-12-07 14:00 | 222.82 | 220.08
2018-12-07 14:30 | 223.61 | 220.69
2018-12-07 15:00 | 221.59 | 218.95
2018-12-07 15:30 | 223.48 | 220.83
2018-12-07 16:00 | 224.05 | 221.58
2018-12-07 16:30 | 222.02 | 219.32
2018-12-07 17:00 | 221.67 | 218.71
2018-12-07 17:30 | 226.04 | 222.46
2018-12-07 18:00 | 226.8 | 223.09
2018-12-07 18:30 | 248.42 | 245.64
2018-12-07 19:00 | 257.12 | 254.82
2018-12-07 19:30 | 257.85 | 255.67
2018-12-07 20:00 | 258.06 | 256.04
2018-12-07 20:30 | 263.01 | 261.23
2018-12-07 21:00 | 262.99 | 261.51
2018-12-07 21:30 | 267.07 | 265.41
2018-12-07 22:00 | 268.86 | 266.99
2018-12-07 22:30 | 268.66 | 266.47
2018-12-07 23:00 | 246.58 | 243.88
2018-12-07 23:30 | 231.34 | 227.53
2018-12-08 | 231.03 | 227.33
2018-12-08 00:30 | 240.44 | 235.36
2018-12-08 01:00 | 240.51 | 235.22
2018-12-08 01:30 | 248.96 | 244.19
2018-12-08 02:00 | 257.48 | 253.02
2018-12-08 02:30 | 260.59 | 256.11
2018-12-08 03:00 | 268.66 | 263.83
2018-12-08 03:30 | 270.3 | 265.59
2018-12-08 04:00 | 269.59 | 265.02
2018-12-08 04:30 | 270.8 | 266.11
2018-12-08 05:00 | 280.82 | 276.47
2018-12-08 05:30 | 279.56 | 275.26
2018-12-08 06:00 | 278.36 | 274.65
2018-12-08 06:30 | 278.38 | 274.95
2018-12-08 07:00 | 278.43 | 275.19
2018-12-08 07:30 | 278.52 | 275.51
2018-12-08 08:00 | 279.05 | 276.04
2018-12-08 08:30 | 245.59 | 241.28
2018-12-08 09:00 | 242.21 | 237.81
2018-12-08 09:30 | 242.42 | 238.31
2018-12-08 10:00 | 243.14 | 239.26
2018-12-08 10:30 | 242.95 | 239.09
2018-12-08 11:00 | 242.09 | 238.19
2018-12-08 11:30 | 242.37 | 238.49
2018-12-08 12:00 | 242.33 | 238.45
2018-12-08 12:30 | 242.48 | 238.61
2018-12-08 13:00 | 242.79 | 238.93
2018-12-08 13:30 | 243.75 | 239.84
2018-12-08 14:00 | 243.23 | 239.52
2018-12-08 14:30 | 242.79 | 239.12
2018-12-08 15:00 | 241.66 | 238.09
2018-12-08 15:30 | 242.59 | 238.99
2018-12-08 16:00 | 260.69 | 257.73
2018-12-08 16:30 | 278.69 | 276.07
2018-12-08 17:00 | 277.21 | 274.5
2018-12-08 17:30 | 278.75 | 275.99
2018-12-08 18:00 | 280.3 | 277.36
2018-12-08 18:30 | 279.77 | 277.09
2018-12-08 19:00 | 280.64 | 278.01
2018-12-08 19:30 | 277.52 | 274.75
2018-12-08 20:00 | 260.34 | 257.29
2018-12-08 20:30 | 252.65 | 248.68
2018-12-08 21:00 | 252.48 | 248.34
2018-12-08 21:30 | 253.06 | 248.75
2018-12-08 22:00 | 245.89 | 241.13
2018-12-08 22:30 | 242.26 | 237.69
2018-12-08 23:00 | 244.13 | 238.7
2018-12-08 23:30 | 244.23 | 238.63
2018-12-09 | 245.04 | 239.52
2018-12-09 00:30 | 246.28 | 240.69
2018-12-09 01:00 | 248.83 | 242.67
2018-12-09 01:30 | 248.34 | 242.09
2018-12-09 02:00 | 248.7 | 242.26
2018-12-09 02:30 | 249.62 | 243.08
2018-12-09 03:00 | 250.48 | 243.92
2018-12-09 03:30 | 254.69 | 248.68
2018-12-09 04:00 | 258.28 | 252.3
2018-12-09 04:30 | 264.85 | 259.32
2018-12-09 05:00 | 277.35 | 272.41
2018-12-09 05:30 | 285.97 | 281.29
2018-12-09 06:00 | 286.31 | 281.52
2018-12-09 06:30 | 285.28 | 280.69
2018-12-09 07:00 | 285.04 | 280.76
2018-12-09 07:30 | 285.05 | 280.65
2018-12-09 08:00 | 284.73 | 280.33
2018-12-09 08:30 | 283.82 | 279.44
2018-12-09 09:00 | 272.76 | 268.67
2018-12-09 09:30 | 244.24 | 239.96
2018-12-09 10:00 | 242.64 | 238.68
2018-12-09 10:30 | 242.93 | 238.97
2018-12-09 11:00 | 241.87 | 238.02
2018-12-09 11:30 | 241.18 | 237.36
2018-12-09 12:00 | 240.72 | 236.85
2018-12-09 12:30 | 240.99 | 237.04
2018-12-09 13:00 | 240.04 | 236.07
2018-12-09 13:30 | 239.14 | 235.3
2018-12-09 14:00 | 242.33 | 238.47
2018-12-09 14:30 | 270.62 | 267.72
2018-12-09 15:00 | 272.51 | 269.77
2018-12-09 15:30 | 275.05 | 272.29
2018-12-09 16:00 | 270.38 | 268.06
2018-12-09 16:30 | 270.04 | 267.59
2018-12-09 17:00 | 250.12 | 247.02
2018-12-09 17:30 | 230.6 | 227.03
2018-12-09 18:00 | 232.41 | 228.81
2018-12-09 18:30 | 232.81 | 229.23
2018-12-09 19:00 | 234.61 | 230.72
2018-12-09 19:30 | 233.19 | 229.4
2018-12-09 20:00 | 231.32 | 227.75
2018-12-09 20:30 | 230.61 | 227.27
2018-12-09 21:00 | 239.96 | 236.99
2018-12-09 21:30 | 253.66 | 250.88
2018-12-09 22:00 | 260.69 | 258.54
2018-12-09 22:30 | 266.74 | 264.77
2018-12-09 23:00 | 263.86 | 261.96
2018-12-09 23:30 | 259.15 | 257.14
2018-12-10 | 266.78 | 263.77
2018-12-10 00:30 | 270.44 | 266.77
2018-12-10 01:00 | 270.31 | 266.64
2018-12-10 01:30 | 271.52 | 267.55
2018-12-10 02:00 | 269.52 | 265.54
2018-12-10 02:30 | 265.34 | 261.76
2018-12-10 03:00 | 270.6 | 266.42
2018-12-10 03:30 | 276.21 | 272.11
2018-12-10 04:00 | 279.45 | 275.59
2018-12-10 04:30 | 279.32 | 275.5
2018-12-10 05:00 | 280.85 | 276.93
2018-12-10 05:30 | 272.39 | 268.34
2018-12-10 06:00 | 275.48 | 271.32
2018-12-10 06:30 | 275.15 | 271.5
2018-12-10 07:00 | 275.14 | 271.32
2018-12-10 07:30 | 274.73 | 271.46
2018-12-10 08:00 | 274.62 | 271.2
2018-12-10 08:30 | 268 | 264.46
2018-12-10 09:00 | 253.83 | 249.83
2018-12-10 09:30 | 249.43 | 245.24
2018-12-10 10:00 | 249.41 | 244.96
2018-12-10 10:30 | 249.22 | 244.62
2018-12-10 11:00 | 249.2 | 244.76
2018-12-10 11:30 | 247.61 | 243.5
2018-12-10 12:00 | 242.38 | 238.95
2018-12-10 12:30 | 249.2 | 245.21
2018-12-10 13:00 | 250.39 | 245.97
2018-12-10 13:30 | 244.1 | 240.54
2018-12-10 14:00 | 246.21 | 242.53
2018-12-10 14:30 | 251.16 | 246.89
2018-12-10 15:00 | 242.26 | 238.75
2018-12-10 15:30 | 240.44 | 237.19
2018-12-10 16:00 | 264.94 | 262.11
2018-12-10 16:30 | 266.42 | 263.63
2018-12-10 17:00 | 255.52 | 252.17
2018-12-10 17:30 | 230.45 | 226.45
2018-12-10 18:00 | 230.1 | 226.18
2018-12-10 18:30 | 228.64 | 225
2018-12-10 19:00 | 234.46 | 230.2
2018-12-10 19:30 | 236.73 | 232.22
2018-12-10 20:00 | 235.46 | 231.22
2018-12-10 20:30 | 233.65 | 229.69
2018-12-10 21:00 | 232.07 | 228.15
2018-12-10 21:30 | 231.1 | 227.06
2018-12-10 22:00 | 231.26 | 227.53
2018-12-10 22:30 | 231.54 | 227.57
2018-12-10 23:00 | 231.53 | 227.46
2018-12-10 23:30 | 229.57 | 225.84
2018-12-11 | 230.52 | 226.06
2018-12-11 00:30 | 231.02 | 226.64
2018-12-11 01:00 | 230.84 | 226.59
2018-12-11 01:30 | 232.12 | 227.85
2018-12-11 02:00 | 232.28 | 227.34
2018-12-11 02:30 | 232.65 | 227.59
2018-12-11 03:00 | 230.76 | 225.95
2018-12-11 03:30 | 230.88 | 226.03
2018-12-11 04:00 | 230.95 | 226.01
2018-12-11 04:30 | 229.56 | 224.74
2018-12-11 05:00 | 228.85 | 224.19
2018-12-11 05:30 | 229.65 | 224.91
2018-12-11 06:00 | 229.65 | 224.81
2018-12-11 06:30 | 228.18 | 223.56
2018-12-11 07:00 | 226.13 | 221.74
2018-12-11 07:30 | 227.46 | 222.73
2018-12-11 08:00 | 227.6 | 223.03
2018-12-11 08:30 | 228.78 | 225.6
2018-12-11 09:00 | 230.72 | 227.46
2018-12-11 09:30 | 235.21 | 232.16
2018-12-11 10:00 | 235.13 | 232.02
2018-12-11 10:30 | 230.71 | 227.95
2018-12-11 11:00 | 253.91 | 252.18
2018-12-11 11:30 | 261.67 | 260.45
2018-12-11 12:00 | 266.25 | 264.74
2018-12-11 12:30 | 267.46 | 265.81
2018-12-11 13:00 | 270.72 | 268.84
2018-12-11 13:30 | 271.83 | 269.81
2018-12-11 14:00 | 273.38 | 271.12
2018-12-11 14:30 | 277.22 | 274.46
2018-12-11 15:00 | 276.64 | 273.97
2018-12-11 15:30 | 275.12 | 272.84
2018-12-11 16:00 | 275.36 | 272.95
2018-12-11 16:30 | 274.87 | 272.14
2018-12-11 17:00 | 272.87 | 269.95
2018-12-11 17:30 | 273.22 | 270.32
2018-12-11 18:00 | 273.8 | 271.15
2018-12-11 18:30 | 272.75 | 270.42
2018-12-11 19:00 | 274.62 | 272.26
2018-12-11 19:30 | 274.66 | 272.4
2018-12-11 20:00 | 273.42 | 271.34
2018-12-11 20:30 | 274.43 | 271.9
2018-12-11 21:00 | 275.55 | 272.87
2018-12-11 21:30 | 275.74 | 273
2018-12-11 22:00 | 276.6 | 272.68
2018-12-11 22:30 | 277.09 | 273.3
2018-12-11 23:00 | 276.11 | 271.81
2018-12-11 23:30 | 259.25 | 256.05
2018-12-12 | 230.3 | 226.43
2018-12-12 00:30 | 231.54 | 227.47
2018-12-12 01:00 | 232.44 | 228.02
2018-12-12 01:30 | 239.23 | 233.82
2018-12-12 02:00 | 235.69 | 230.04
2018-12-12 02:30 | 236.07 | 230.08
2018-12-12 03:00 | 233.12 | 227.19
2018-12-12 03:30 | 230.06 | 224.29
2018-12-12 04:00 | 224.14 | 219.02
2018-12-12 04:30 | 223.57 | 218.52
2018-12-12 05:00 | 224.52 | 219.45
2018-12-12 05:30 | 220.63 | 215.88
2018-12-12 06:00 | 221.08 | 216.15
2018-12-12 06:30 | 222.73 | 219.31
2018-12-12 07:00 | 219.64 | 216.95
2018-12-12 07:30 | 214.26 | 211.98
2018-12-12 08:00 | 212.73 | 210.9
2018-12-12 08:30 | 245.16 | 243.89
2018-12-12 09:00 | 257.94 | 256.59
2018-12-12 09:30 | 259.78 | 258.33
2018-12-12 10:00 | 263.95 | 262.51
2018-12-12 10:30 | 264.34 | 262.82
2018-12-12 11:00 | 257.6 | 256
2018-12-12 11:30 | 223.72 | 221.84
2018-12-12 12:00 | 222.85 | 220.93
2018-12-12 12:30 | 229.15 | 226.68
2018-12-12 13:00 | 264 | 262.21
2018-12-12 13:30 | 265.72 | 263.96
2018-12-12 14:00 | 263.97 | 262.2
2018-12-12 14:30 | 263.65 | 262.04
2018-12-12 15:00 | 266.5 | 264.66
2018-12-12 15:30 | 267.66 | 265.85
2018-12-12 16:00 | 270.45 | 268.42
2018-12-12 16:30 | 270.27 | 268
2018-12-12 17:00 | 276.39 | 273.68
2018-12-12 17:30 | 277.03 | 274.3
2018-12-12 18:00 | 278.59 | 275.74
2018-12-12 18:30 | 273.17 | 270.96
2018-12-12 19:00 | 274.16 | 271.85
2018-12-12 19:30 | 279.63 | 277
2018-12-12 20:00 | 280.07 | 277.44
2018-12-12 20:30 | 279.13 | 276.66
2018-12-12 21:00 | 279.95 | 277.19
2018-12-12 21:30 | 279.85 | 277.1
2018-12-12 22:00 | 247.91 | 244.33
2018-12-12 22:30 | 237.59 | 233.87
2018-12-12 23:00 | 241.98 | 238.18
2018-12-12 23:30 | 240.7 | 237.07
2018-12-13 | 239.17 | 235.77
2018-12-13 00:30 | 241.54 | 237.12
2018-12-13 01:00 | 242.21 | 237.22
2018-12-13 01:30 | 242.31 | 237.42
2018-12-13 02:00 | 247.64 | 242.89
2018-12-13 02:30 | 245.96 | 241.2
2018-12-13 03:00 | 238.95 | 234.08
2018-12-13 03:30 | 237.25 | 232.56
2018-12-13 04:00 | 238.15 | 232.5
2018-12-13 04:30 | 237.78 | 232.04
2018-12-13 05:00 | 235.28 | 229.78
2018-12-13 05:30 | 232.23 | 227.19
2018-12-13 06:00 | 275.02 | 271.53
2018-12-13 06:30 | 275.28 | 272.26
2018-12-13 07:00 | 274.24 | 271.39
2018-12-13 07:30 | 273.54 | 270.65
2018-12-13 08:00 | 278.64 | 275.28
2018-12-13 08:30 | 279.05 | 275.59
2018-12-13 09:00 | 278.71 | 275.26
2018-12-13 09:30 | 278.32 | 274.95
2018-12-13 10:00 | 279.24 | 275.85
2018-12-13 10:30 | 280.18 | 276.43
2018-12-13 11:00 | 280.82 | 277.34
2018-12-13 11:30 | 280.79 | 277.65
2018-12-13 12:00 | 280.3 | 277.83
2018-12-13 12:30 | 282.79 | 280.1
2018-12-13 13:00 | 282.32 | 279.6
2018-12-13 13:30 | 281.28 | 278.44
2018-12-13 14:00 | 281.01 | 278.03
2018-12-13 14:30 | 280.94 | 277.92
2018-12-13 15:00 | 271.45 | 268.44
2018-12-13 15:30 | 250.92 | 247.44
2018-12-13 16:00 | 250.42 | 247.09
2018-12-13 16:30 | 249.18 | 246.01
2018-12-13 17:00 | 249.59 | 246.52
2018-12-13 17:30 | 248.77 | 245.89
2018-12-13 18:00 | 250.97 | 246.99
2018-12-13 18:30 | 265.28 | 261.79
2018-12-13 19:00 | 283.38 | 280.28
2018-12-13 19:30 | 284.63 | 281.43
2018-12-13 20:00 | 284.3 | 281.18
2018-12-13 20:30 | 282.48 | 279.65
2018-12-13 21:00 | 281.26 | 278.63
2018-12-13 21:30 | 282.78 | 279.59
2018-12-13 22:00 | 278.82 | 275.62
2018-12-13 22:30 | 276.49 | 272.91
2018-12-13 23:00 | 258.85 | 254.25
2018-12-13 23:30 | 248.05 | 242.9
2018-12-14 | 248.14 | 242.99
2018-12-14 00:30 | 249.49 | 243.65
2018-12-14 01:00 | 249.9 | 244.93
2018-12-14 01:30 | 250.41 | 245.5
2018-12-14 02:00 | 250.78 | 245.88
2018-12-14 02:30 | 249.06 | 244.33
2018-12-14 03:00 | 241.14 | 236.32
2018-12-14 03:30 | 248.58 | 243.91
2018-12-14 04:00 | 252.72 | 248.24
2018-12-14 04:30 | 260.61 | 256.42
2018-12-14 05:00 | 268.57 | 264.82
2018-12-14 05:30 | 278.95 | 275.45
2018-12-14 06:00 | 274.79 | 271.93
2018-12-14 06:30 | 273.48 | 270.93
2018-12-14 07:00 | 270.54 | 268.56
2018-12-14 07:30 | 270.87 | 268.69
2018-12-14 08:00 | 268.19 | 266.25
2018-12-14 08:30 | 268.67 | 266.62
2018-12-14 09:00 | 271.11 | 268.86
2018-12-14 09:30 | 274.45 | 272.33
2018-12-14 10:00 | 274.75 | 272.54
2018-12-14 10:30 | 270.77 | 268.82
2018-12-14 11:00 | 269.41 | 267.48
2018-12-14 11:30 | 268.32 | 266.21
2018-12-14 12:00 | 269.56 | 267.38
2018-12-14 12:30 | 273.68 | 271.37
2018-12-14 13:00 | 273.37 | 271.09
2018-12-14 13:30 | 273.5 | 271.15
2018-12-14 14:00 | 272.53 | 270.22
2018-12-14 14:30 | 272.44 | 269.94
2018-12-14 15:00 | 269.08 | 266.5
2018-12-14 15:30 | 262.38 | 260.19
2018-12-14 16:00 | 257.68 | 256.2
2018-12-14 16:30 | 253.5 | 251.79
2018-12-14 17:00 | 259.19 | 256.96
2018-12-14 17:30 | 267.4 | 264.83
2018-12-14 18:00 | 268.5 | 266.12
2018-12-14 18:30 | 268.35 | 266.1
2018-12-14 19:00 | 267.71 | 265.57
2018-12-14 19:30 | 267.81 | 265.63
2018-12-14 20:00 | 269.18 | 266.86
2018-12-14 20:30 | 271.38 | 268.92
2018-12-14 21:00 | 274.18 | 271.43
2018-12-14 21:30 | 275.33 | 271.9
2018-12-14 22:00 | 275.16 | 271.65
2018-12-14 22:30 | 274.81 | 271.54
2018-12-14 23:00 | 273.17 | 270.27
2018-12-14 23:30 | 274.34 | 271.22
2018-12-15 | 274.76 | 271.78
2018-12-15 00:30 | 275.51 | 271.88
2018-12-15 01:00 | 277.14 | 273.4
2018-12-15 01:30 | 273.77 | 270.23
2018-12-15 02:00 | 255.79 | 251.89
2018-12-15 02:30 | 249.68 | 245.83
2018-12-15 03:00 | 248.55 | 244.72
2018-12-15 03:30 | 248.03 | 244.18
2018-12-15 04:00 | 247.92 | 244.03
2018-12-15 04:30 | 247.91 | 244.01
2018-12-15 05:00 | 250.3 | 246.3
2018-12-15 05:30 | 249.67 | 245.72
2018-12-15 06:00 | 248.42 | 244.34
2018-12-15 06:30 | 249.14 | 244.88
2018-12-15 07:00 | 250.43 | 246.38
2018-12-15 07:30 | 249.88 | 245.94
2018-12-15 08:00 | 250.67 | 246.64
2018-12-15 08:30 | 250.31 | 246.11
2018-12-15 09:00 | 249.51 | 245.93
2018-12-15 09:30 | 250.8 | 247.03
2018-12-15 10:00 | 250.58 | 246.86
2018-12-15 10:30 | 252.24 | 248.05
2018-12-15 11:00 | 251.8 | 247.87
2018-12-15 11:30 | 250.76 | 247.56
2018-12-15 12:00 | 249.44 | 247.13
2018-12-15 12:30 | 246.66 | 244.54
2018-12-15 13:00 | 235.59 | 233.12
2018-12-15 13:30 | 229.87 | 227.23
2018-12-15 14:00 | 227.03 | 224.76
2018-12-15 14:30 | 222.51 | 220.63
2018-12-15 15:00 | 220.68 | 218.94
2018-12-15 15:30 | 250.45 | 248.98
2018-12-15 16:00 | 259.22 | 257.79
2018-12-15 16:30 | 242.83 | 240.87
2018-12-15 17:00 | 228.5 | 225.99
2018-12-15 17:30 | 231.6 | 228.9
2018-12-15 18:00 | 231.11 | 228.43
2018-12-15 18:30 | 228.84 | 226.66
2018-12-15 19:00 | 226.83 | 224.89
2018-12-15 19:30 | 229.14 | 227.11
2018-12-15 20:00 | 232.47 | 230.2
2018-12-15 20:30 | 233.17 | 230.91
2018-12-15 21:00 | 233.45 | 231.31
2018-12-15 21:30 | 234.67 | 232.43
2018-12-15 22:00 | 235.05 | 232.82
2018-12-15 22:30 | 232.91 | 230.56
2018-12-15 23:00 | 230.56 | 228.25
2018-12-15 23:30 | 233.96 | 231.18
2018-12-16 | 235.62 | 232.72
2018-12-16 00:30 | 234.14 | 231.31
2018-12-16 01:00 | 233.63 | 230.73
2018-12-16 01:30 | 235.31 | 232.41
2018-12-16 02:00 | 235.93 | 233.14
2018-12-16 02:30 | 235.77 | 233.01
2018-12-16 03:00 | 235.89 | 233.14
2018-12-16 03:30 | 235.4 | 232.69
2018-12-16 04:00 | 234.11 | 231.56
2018-12-16 04:30 | 234.68 | 232.1
2018-12-16 05:00 | 234.14 | 231.64
2018-12-16 05:30 | 235.21 | 232.59
2018-12-16 06:00 | 234.21 | 231.57
2018-12-16 06:30 | 235.32 | 232.44
2018-12-16 07:00 | 235.01 | 232.05
2018-12-16 07:30 | 234.86 | 231.74
2018-12-16 08:00 | 233.02 | 230.16
2018-12-16 08:30 | 232.69 | 229.97
2018-12-16 09:00 | 234.16 | 231.32
2018-12-16 09:30 | 236.75 | 233.66
2018-12-16 10:00 | 236.86 | 233.83
2018-12-16 10:30 | 237.68 | 234.25
2018-12-16 11:00 | 235.59 | 232.76
2018-12-16 11:30 | 234.2 | 231.69
2018-12-16 12:00 | 236 | 233.31
2018-12-16 12:30 | 236.24 | 233.51
2018-12-16 13:00 | 237.07 | 234.12
2018-12-16 13:30 | 235.71 | 232.83
2018-12-16 14:00 | 235.47 | 232.32
2018-12-16 14:30 | 235.67 | 232.4
2018-12-16 15:00 | 235.53 | 232.07
2018-12-16 15:30 | 235.29 | 231.82
2018-12-16 16:00 | 236.48 | 232.98
2018-12-16 16:30 | 235.15 | 231.98
2018-12-16 17:00 | 235.25 | 232.11
2018-12-16 17:30 | 234.86 | 232.3
2018-12-16 18:00 | 232.59 | 230.36
2018-12-16 18:30 | 226.91 | 225.23
2018-12-16 19:00 | 227.33 | 225.67
2018-12-16 19:30 | 228.92 | 227.14
2018-12-16 20:00 | 227.77 | 226.11
2018-12-16 20:30 | 228.11 | 226.47
2018-12-16 21:00 | 227.9 | 226.36
2018-12-16 21:30 | 228.08 | 226.56
2018-12-16 22:00 | 229.44 | 227.77
2018-12-16 22:30 | 230.23 | 228.03
2018-12-16 23:00 | 229.59 | 227.48
2018-12-16 23:30 | 228.83 | 226.7
2018-12-17 | 242.45 | 240.63
2018-12-17 00:30 | 242.47 | 240.68
2018-12-17 01:00 | 242.63 | 240.85
2018-12-17 01:30 | 244.07 | 242.3
2018-12-17 02:00 | 244.92 | 242.74
2018-12-17 02:30 | 232.58 | 229.68
2018-12-17 03:00 | 231.44 | 228.44
2018-12-17 03:30 | 230.47 | 227.51
2018-12-17 04:00 | 233.14 | 229.97
2018-12-17 04:30 | 234.65 | 231.36
2018-12-17 05:00 | 234.52 | 231.33
2018-12-17 05:30 | 234.46 | 231.07
2018-12-17 06:00 | 235.55 | 231.84
2018-12-17 06:30 | 234.34 | 230.91
2018-12-17 07:00 | 234.42 | 231.58
2018-12-17 07:30 | 234.98 | 232.19
2018-12-17 08:00 | 234.89 | 231.85
2018-12-17 08:30 | 235.07 | 231.89
2018-12-17 09:00 | 234.31 | 231.1
2018-12-17 09:30 | 235.32 | 232.5
2018-12-17 10:00 | 231.66 | 229.5
2018-12-17 10:30 | 231.02 | 228.65
2018-12-17 11:00 | 230.35 | 227.63
2018-12-17 11:30 | 229.3 | 226.81
2018-12-17 12:00 | 229.15 | 226.6
2018-12-17 12:30 | 229.01 | 226.41
2018-12-17 13:00 | 228.46 | 226.01
2018-12-17 13:30 | 229.25 | 226.73
2018-12-17 14:00 | 230.23 | 227.63
2018-12-17 14:30 | 230.19 | 227.57
2018-12-17 15:00 | 227.32 | 224.71
2018-12-17 15:30 | 230.29 | 227.48
2018-12-17 16:00 | 234.73 | 231.45
2018-12-17 16:30 | 238 | 234.2
2018-12-17 17:00 | 240.41 | 236.53
2018-12-17 17:30 | 240.34 | 236.77
2018-12-17 18:00 | 238.99 | 236.05
2018-12-17 18:30 | 236.92 | 234.46
2018-12-17 19:00 | 234.61 | 232.4
2018-12-17 19:30 | 233.6 | 231.6
2018-12-17 20:00 | 232.6 | 230.61
2018-12-17 20:30 | 232.82 | 230
2018-12-17 21:00 | 235.09 | 231.76
2018-12-17 21:30 | 236.17 | 232.14
2018-12-17 22:00 | 235.73 | 231.82
2018-12-17 22:30 | 235.13 | 231.15
2018-12-17 23:00 | 234.56 | 230.57
2018-12-17 23:30 | 233.99 | 230.01
2018-12-18 | 234.98 | 230.24
2018-12-18 00:30 | 238.33 | 232.9
2018-12-18 01:00 | 236.87 | 231.5
2018-12-18 01:30 | 234.95 | 229.86
2018-12-18 02:00 | 235.35 | 230.32
2018-12-18 02:30 | 232.41 | 227.74
2018-12-18 03:00 | 232.06 | 227.43
2018-12-18 03:30 | 233.13 | 228.37
2018-12-18 04:00 | 240.56 | 236.07
2018-12-18 04:30 | 257.83 | 254.24
2018-12-18 05:00 | 257.21 | 253.67
2018-12-18 05:30 | 256.8 | 253.26
2018-12-18 06:00 | 254.03 | 252.29
2018-12-18 06:30 | 253.21 | 251.46
2018-12-18 07:00 | 254.5 | 252.47
2018-12-18 07:30 | 252.45 | 250.63
2018-12-18 08:00 | 252.02 | 250.5
2018-12-18 08:30 | 235.34 | 233.43
2018-12-18 09:00 | 231.73 | 229.75
2018-12-18 09:30 | 230.29 | 228.36
2018-12-18 10:00 | 222.87 | 220.52
2018-12-18 10:30 | 215.62 | 213.68
2018-12-18 11:00 | 210.25 | 208.27
2018-12-18 11:30 | 209.72 | 207.9
2018-12-18 12:00 | 211.22 | 209.33
2018-12-18 12:30 | 211.37 | 209.57
2018-12-18 13:00 | 210.43 | 208.69
2018-12-18 13:30 | 209.47 | 207.78
2018-12-18 14:00 | 209.16 | 207.53
2018-12-18 14:30 | 209.65 | 207.9
2018-12-18 15:00 | 212.02 | 210.06
2018-12-18 15:30 | 212.96 | 210.73
2018-12-18 16:00 | 245.34 | 243.87
2018-12-18 16:30 | 243.72 | 242.02
2018-12-18 17:00 | 228.84 | 226.46
2018-12-18 17:30 | 232.16 | 229.93
2018-12-18 18:00 | 231.7 | 229.59
2018-12-18 18:30 | 230.05 | 228.15
2018-12-18 19:00 | 228.84 | 227.16
2018-12-18 19:30 | 229.92 | 228.21
2018-12-18 20:00 | 232.09 | 229.51
2018-12-18 20:30 | 232.47 | 229.45
2018-12-18 21:00 | 234.21 | 230.73
2018-12-18 21:30 | 233.66 | 230.16
2018-12-18 22:00 | 233.67 | 230.08
2018-12-18 22:30 | 236.42 | 232.11
2018-12-18 23:00 | 237.56 | 233.03
2018-12-18 23:30 | 236.63 | 232.08
2018-12-19 | 234.77 | 230.57
2018-12-19 00:30 | 234.26 | 229.74
2018-12-19 01:00 | 233.61 | 229.21
2018-12-19 01:30 | 233.45 | 229.92
2018-12-19 02:00 | 234.54 | 230.44
2018-12-19 02:30 | 234.8 | 230.71
2018-12-19 03:00 | 234.17 | 230.15
2018-12-19 03:30 | 230.9 | 227.24
2018-12-19 04:00 | 263.72 | 261.06
2018-12-19 04:30 | 264.12 | 261.54
2018-12-19 05:00 | 260.28 | 257.95
2018-12-19 05:30 | 260.44 | 258.03
2018-12-19 06:00 | 259.85 | 258.39
2018-12-19 06:30 | 261.05 | 259.64
2018-12-19 07:00 | 259.08 | 257.76
2018-12-19 07:30 | 257.6 | 256.27
2018-12-19 08:00 | 259.59 | 258.03
2018-12-19 08:30 | 241.45 | 240.03
2018-12-19 09:00 | 223.93 | 222.64
2018-12-19 09:30 | 225.88 | 224.46
2018-12-19 10:00 | 227.73 | 226.22
2018-12-19 10:30 | 228.19 | 226.49
2018-12-19 11:00 | 225.76 | 224.01
2018-12-19 11:30 | 223.65 | 221.85
2018-12-19 12:00 | 218.94 | 217.05
2018-12-19 12:30 | 218.99 | 217.09
2018-12-19 13:00 | 220.01 | 218.03
2018-12-19 13:30 | 220.52 | 218.47
2018-12-19 14:00 | 220.9 | 218.89
2018-12-19 14:30 | 220.77 | 218.66
2018-12-19 15:00 | 222.41 | 220.33
2018-12-19 15:30 | 226.88 | 225.2
2018-12-19 16:00 | 231.04 | 229.3
2018-12-19 16:30 | 242.1 | 240.19
2018-12-19 17:00 | 264.12 | 262.46
2018-12-19 17:30 | 265.49 | 263.75
2018-12-19 18:00 | 267.59 | 265.71
2018-12-19 18:30 | 259.86 | 257.8
2018-12-19 19:00 | 256.65 | 253.86
2018-12-19 19:30 | 258.04 | 254.8
2018-12-19 20:00 | 258.88 | 255.46
2018-12-19 20:30 | 250.44 | 246.93
2018-12-19 21:00 | 262.39 | 259.57
2018-12-19 21:30 | 272 | 269.02
2018-12-19 22:00 | 272.53 | 269.45
2018-12-19 22:30 | 262.03 | 258.15
2018-12-19 23:00 | 257.95 | 254.11
2018-12-19 23:30 | 259.16 | 254.81
2018-12-20 | 258.66 | 254.49
2018-12-20 00:30 | 257.73 | 253.7
2018-12-20 01:00 | 250.68 | 246.45
2018-12-20 01:30 | 247.59 | 243.43
2018-12-20 02:00 | 247.28 | 243.24
2018-12-20 02:30 | 247.78 | 243.58
2018-12-20 03:00 | 248.38 | 244.11
2018-12-20 03:30 | 248.61 | 243.55
2018-12-20 04:00 | 247.37 | 242.49
2018-12-20 04:30 | 243.71 | 239.19
2018-12-20 05:00 | 241.03 | 236.79
2018-12-20 05:30 | 240.5 | 236.34
2018-12-20 06:00 | 241.33 | 236.87
2018-12-20 06:30 | 249.64 | 245.63
2018-12-20 07:00 | 262.92 | 259.7
2018-12-20 07:30 | 269.6 | 266.42
2018-12-20 08:00 | 269.68 | 266.75
2018-12-20 08:30 | 271.51 | 268.34
2018-12-20 09:00 | 265.72 | 262.39
2018-12-20 09:30 | 249.52 | 245.45
2018-12-20 10:00 | 251.93 | 248.14
2018-12-20 10:30 | 260.03 | 256.3
2018-12-20 11:00 | 265.21 | 261.57
2018-12-20 11:30 | 261.96 | 259.61
2018-12-20 12:00 | 264.71 | 262.03
2018-12-20 12:30 | 234.12 | 231.16
2018-12-20 13:00 | 241.04 | 238.29
2018-12-20 13:30 | 257.11 | 253.93
2018-12-20 14:00 | 254.17 | 251.16
2018-12-20 14:30 | 261.94 | 259.33
2018-12-20 15:00 | 255.34 | 252.86
2018-12-20 15:30 | 252.36 | 250.19
2018-12-20 16:00 | 251.33 | 249.49
2018-12-20 16:30 | 250.71 | 249.29
2018-12-20 17:00 | 251.45 | 249.88
2018-12-20 17:30 | 254.37 | 252.98
2018-12-20 18:00 | 254.97 | 253.71
2018-12-20 18:30 | 256.83 | 255.49
2018-12-20 19:00 | 257.74 | 256.32
2018-12-20 19:30 | 259.62 | 258.1
2018-12-20 20:00 | 261.64 | 260.18
2018-12-20 20:30 | 270.31 | 268.35
2018-12-20 21:00 | 270.53 | 267.98
2018-12-20 21:30 | 261.57 | 257.97
2018-12-20 22:00 | 262.6 | 258.26
2018-12-20 22:30 | 263.38 | 258.75
2018-12-20 23:00 | 262.98 | 258.39
2018-12-20 23:30 | 262.8 | 258.29
2018-12-21 | 262.54 | 258.21
2018-12-21 00:30 | 263.28 | 258.88
2018-12-21 01:00 | 263.44 | 258.87
2018-12-21 01:30 | 266.39 | 261.63
2018-12-21 02:00 | 267.46 | 262.75
2018-12-21 02:30 | 268.01 | 263.28
2018-12-21 03:00 | 267.05 | 262.39
2018-12-21 03:30 | 267.59 | 262.87
2018-12-21 04:00 | 263.92 | 259.51
2018-12-21 04:30 | 261.87 | 257.65
2018-12-21 05:00 | 258.5 | 254.14
2018-12-21 05:30 | 258.33 | 253.67
2018-12-21 06:00 | 255.86 | 251.26
2018-12-21 06:30 | 249.58 | 246.27
2018-12-21 07:00 | 249.1 | 245.65
2018-12-21 07:30 | 246.47 | 243.17
2018-12-21 08:00 | 246.16 | 243.24
2018-12-21 08:30 | 243.24 | 240.56
2018-12-21 09:00 | 245.24 | 242.31
2018-12-21 09:30 | 246.2 | 243.38
2018-12-21 10:00 | 247.03 | 244.04
2018-12-21 10:30 | 233.09 | 229.54
2018-12-21 11:00 | 231.87 | 228.22
2018-12-21 11:30 | 232.6 | 229.18
2018-12-21 12:00 | 235.31 | 231.46
2018-12-21 12:30 | 234.17 | 230.46
2018-12-21 13:00 | 233.17 | 229.73
2018-12-21 13:30 | 238.76 | 234.78
2018-12-21 14:00 | 243.37 | 238.89
2018-12-21 14:30 | 241.09 | 236.66
2018-12-21 15:00 | 245.85 | 240.61
2018-12-21 15:30 | 249.59 | 243.97
2018-12-21 16:00 | 275.67 | 271
2018-12-21 16:30 | 277.64 | 272.52
2018-12-21 17:00 | 280.91 | 276.23
2018-12-21 17:30 | 280.53 | 276.16
2018-12-21 18:00 | 282.09 | 277.8
2018-12-21 18:30 | 281.35 | 277.38
2018-12-21 19:00 | 281.66 | 277.8
2018-12-21 19:30 | 281.8 | 277.75
2018-12-21 20:00 | 281.12 | 277.19
2018-12-21 20:30 | 281.79 | 277.72
2018-12-21 21:00 | 282.6 | 278.52
2018-12-21 21:30 | 282.26 | 278.18
2018-12-21 22:00 | 279.94 | 275.35
2018-12-21 22:30 | 265.86 | 260.37
2018-12-21 23:00 | 266.54 | 260.89
2018-12-21 23:30 | 273.49 | 268.52
2018-12-22 | 279.14 | 275.66
2018-12-22 00:30 | 280.03 | 275.85
2018-12-22 01:00 | 269.05 | 264.29
2018-12-22 01:30 | 256.12 | 251.07
2018-12-22 02:00 | 247.37 | 242.23
2018-12-22 02:30 | 248.38 | 243.15
2018-12-22 03:00 | 248.25 | 243.03
2018-12-22 03:30 | 247.99 | 242.81
2018-12-22 04:00 | 247.13 | 241.89
2018-12-22 04:30 | 249.46 | 244.01
2018-12-22 05:00 | 247.95 | 242.78
2018-12-22 05:30 | 267.65 | 263.64
2018-12-22 06:00 | 271.07 | 267.26
2018-12-22 06:30 | 271.06 | 267.17
2018-12-22 07:00 | 266.96 | 263.29
2018-12-22 07:30 | 264.47 | 260.93
2018-12-22 08:00 | 266.48 | 262.85
2018-12-22 08:30 | 255.31 | 251.39
2018-12-22 09:00 | 235.91 | 231.48
2018-12-22 09:30 | 235.27 | 231.11
2018-12-22 10:00 | 234.86 | 231.31
2018-12-22 10:30 | 224.84 | 222.42
2018-12-22 11:00 | 227.62 | 224.97
2018-12-22 11:30 | 228.6 | 225.77
2018-12-22 12:00 | 228.75 | 225.93
2018-12-22 12:30 | 229.73 | 226.88
2018-12-22 13:00 | 229.14 | 226.25
2018-12-22 13:30 | 227.94 | 224.95
2018-12-22 14:00 | 228.81 | 225.51
2018-12-22 14:30 | 234.49 | 230.57
2018-12-22 15:00 | 256.31 | 253.55
2018-12-22 15:30 | 259.79 | 257.63
2018-12-22 16:00 | 256.41 | 254.32
2018-12-22 16:30 | 257.09 | 254.57
2018-12-22 17:00 | 255.44 | 253.06
2018-12-22 17:30 | 252.46 | 250.32
2018-12-22 18:00 | 253.63 | 251.57
2018-12-22 18:30 | 252.55 | 250.61
2018-12-22 19:00 | 250.86 | 249.31
2018-12-22 19:30 | 254.19 | 252.61
2018-12-22 20:00 | 261.27 | 259.84
2018-12-22 20:30 | 259.49 | 258.1
2018-12-22 21:00 | 263.7 | 262.22
2018-12-22 21:30 | 264.46 | 262.66
2018-12-22 22:00 | 267.04 | 265.05
2018-12-22 22:30 | 269.03 | 267.04
2018-12-22 23:00 | 270.07 | 267.92
2018-12-22 23:30 | 271.03 | 268.76
2018-12-23 | 267.87 | 265.83
2018-12-23 00:30 | 270.07 | 267.6
2018-12-23 01:00 | 272.5 | 269.77
2018-12-23 01:30 | 273.64 | 270.78
2018-12-23 02:00 | 270.12 | 267.34
2018-12-23 02:30 | 266.72 | 264.17
2018-12-23 03:00 | 265.83 | 263.4
2018-12-23 03:30 | 263.68 | 261.17
2018-12-23 04:00 | 256.81 | 254.13
2018-12-23 04:30 | 262.26 | 259.2
2018-12-23 05:00 | 264.97 | 261.96
2018-12-23 05:30 | 239.49 | 235.49
2018-12-23 06:00 | 234.76 | 230.69
2018-12-23 06:30 | 235.59 | 231.84
2018-12-23 07:00 | 236.05 | 232.13
2018-12-23 07:30 | 235.37 | 231.42
2018-12-23 08:00 | 235.35 | 231.27
2018-12-23 08:30 | 235.74 | 231.64
2018-12-23 09:00 | 235.75 | 231.7
2018-12-23 09:30 | 237.13 | 232.9
2018-12-23 10:00 | 239.68 | 235.48
2018-12-23 10:30 | 239.57 | 235.41
2018-12-23 11:00 | 239.72 | 235.53
2018-12-23 11:30 | 240.08 | 235.85
2018-12-23 12:00 | 240.76 | 236.49
2018-12-23 12:30 | 239.66 | 235.56
2018-12-23 13:00 | 240.44 | 236.29
2018-12-23 13:30 | 247.34 | 243.71
2018-12-23 14:00 | 276.57 | 273.62
2018-12-23 14:30 | 276 | 273.05
2018-12-23 15:00 | 276.16 | 273.28
2018-12-23 15:30 | 274.26 | 271.53
2018-12-23 16:00 | 271.3 | 268.79
2018-12-23 16:30 | 269.53 | 267.07
2018-12-23 17:00 | 271.71 | 268.89
2018-12-23 17:30 | 271.4 | 268.47
2018-12-23 18:00 | 271.83 | 269.22
2018-12-23 18:30 | 272.3 | 269.59
2018-12-23 19:00 | 273.7 | 270.86
2018-12-23 19:30 | 274.27 | 271.78
2018-12-23 20:00 | 272.95 | 270.66
2018-12-23 20:30 | 242.47 | 238.94
2018-12-23 21:00 | 228.97 | 225.16
2018-12-23 21:30 | 229.25 | 225.36
2018-12-23 22:00 | 228.27 | 224.73
2018-12-23 22:30 | 227.46 | 224.15
2018-12-23 23:00 | 225.32 | 222.32
2018-12-23 23:30 | 229.47 | 226.49
2018-12-24 | 230.62 | 227.76
2018-12-24 00:30 | 233.52 | 229.83
2018-12-24 01:00 | 235.57 | 231.73
2018-12-24 01:30 | 240.27 | 235.9
2018-12-24 02:00 | 240.99 | 236.67
2018-12-24 02:30 | 242.07 | 237.53
2018-12-24 03:00 | 240.73 | 236.3
2018-12-24 03:30 | 240.62 | 236.2
2018-12-24 04:00 | 239.19 | 234.99
2018-12-24 04:30 | 237.73 | 233.71
2018-12-24 05:00 | 242.85 | 238.89
2018-12-24 05:30 | 240.06 | 235.76
2018-12-24 06:00 | 266.26 | 263.59
2018-12-24 06:30 | 264.51 | 261.93
2018-12-24 07:00 | 265.81 | 263.03
2018-12-24 07:30 | 268.51 | 265.28
2018-12-24 08:00 | 266.87 | 263.71
2018-12-24 08:30 | 266.76 | 263.51
2018-12-24 09:00 | 266.38 | 263.19
2018-12-24 09:30 | 270.41 | 266.97
2018-12-24 10:00 | 270.54 | 267.13
2018-12-24 10:30 | 267.89 | 264.55
2018-12-24 11:00 | 267.58 | 264.33
2018-12-24 11:30 | 265.93 | 262.53
2018-12-24 12:00 | 264.47 | 261.15
2018-12-24 12:30 | 264.98 | 261.86
2018-12-24 13:00 | 266.79 | 264.26
2018-12-24 13:30 | 268.33 | 265.47
2018-12-24 14:00 | 269.3 | 266.42
2018-12-24 14:30 | 268.69 | 265.79
2018-12-24 15:00 | 268.49 | 265.55
2018-12-24 15:30 | 270.33 | 267.05
2018-12-24 16:00 | 271.12 | 267.87
2018-12-24 16:30 | 270.72 | 267.47
2018-12-24 17:00 | 271.12 | 268.24
2018-12-24 17:30 | 271.25 | 268.35
2018-12-24 18:00 | 271.27 | 268.55
2018-12-24 18:30 | 269.88 | 267.53
2018-12-24 19:00 | 271.31 | 268.92
2018-12-24 19:30 | 272.27 | 269.78
2018-12-24 20:00 | 272.11 | 269.67
2018-12-24 20:30 | 273.79 | 271.35
2018-12-24 21:00 | 275.07 | 272.27
2018-12-24 21:30 | 275.77 | 272.88
2018-12-24 22:00 | 275.09 | 272.34
2018-12-24 22:30 | 271.9 | 269.6
2018-12-24 23:00 | 274.82 | 272.46
2018-12-24 23:30 | 273.96 | 271.76
2018-12-25 | 277.74 | 275.04
2018-12-25 00:30 | 277.69 | 274.76
2018-12-25 01:00 | 278.27 | 275.24
2018-12-25 01:30 | 280.46 | 277.24
2018-12-25 02:00 | 265.35 | 261.63
2018-12-25 02:30 | 238.27 | 233.6
2018-12-25 03:00 | 239.26 | 234.44
2018-12-25 03:30 | 238.36 | 233.69
2018-12-25 04:00 | 237.46 | 232.87
2018-12-25 04:30 | 235.52 | 231.22
2018-12-25 05:00 | 237.37 | 232.8
2018-12-25 05:30 | 236.89 | 232.31
2018-12-25 06:00 | 232 | 227.91
2018-12-25 06:30 | 229.4 | 225.46
2018-12-25 07:00 | 231.43 | 227.01
2018-12-25 07:30 | 233.77 | 229.16
2018-12-25 08:00 | 233.47 | 229.2
2018-12-25 08:30 | 235.13 | 231.06
2018-12-25 09:00 | 237.62 | 233.14
2018-12-25 09:30 | 237.78 | 233.2
2018-12-25 10:00 | 237.21 | 232.47
2018-12-25 10:30 | 236.49 | 232.02
2018-12-25 11:00 | 236.21 | 232.3
2018-12-25 11:30 | 236.57 | 232.69
2018-12-25 12:00 | 236.58 | 232.99
2018-12-25 12:30 | 241.29 | 237.39
2018-12-25 13:00 | 241.85 | 237.77
2018-12-25 13:30 | 239.24 | 235.46
2018-12-25 14:00 | 240.29 | 235.63
2018-12-25 14:30 | 242.82 | 237.63
2018-12-25 15:00 | 241.24 | 236.42
2018-12-25 15:30 | 266.43 | 263.24
2018-12-25 16:00 | 274.56 | 271.4
2018-12-25 16:30 | 275.11 | 271.82
2018-12-25 17:00 | 275.35 | 271.84
2018-12-25 17:30 | 277.33 | 273.59
2018-12-25 18:00 | 278.18 | 274.75
2018-12-25 18:30 | 278.65 | 275.61
2018-12-25 19:00 | 279.39 | 276.39
2018-12-25 19:30 | 280.55 | 277.39
2018-12-25 20:00 | 280.13 | 277.13
2018-12-25 20:30 | 245.99 | 242.05
2018-12-25 21:00 | 242.08 | 238.49
2018-12-25 21:30 | 245.71 | 241.63
2018-12-25 22:00 | 237.52 | 233.17
2018-12-25 22:30 | 236.95 | 231.94
2018-12-25 23:00 | 231.35 | 226.86
2018-12-25 23:30 | 231.5 | 226.95
2018-12-26 | 232.2 | 227.62
2018-12-26 00:30 | 232.46 | 227.61
2018-12-26 01:00 | 235.01 | 229.67
2018-12-26 01:30 | 237.05 | 231.48
2018-12-26 02:00 | 236.31 | 230.37
2018-12-26 02:30 | 235.43 | 229.48
2018-12-26 03:00 | 235.8 | 229.88
2018-12-26 03:30 | 235.24 | 229.42
2018-12-26 04:00 | 240.3 | 234.72
2018-12-26 04:30 | 280.53 | 276.56
2018-12-26 05:00 | 270.85 | 266.49
2018-12-26 05:30 | 248.93 | 243.93
2018-12-26 06:00 | 241.16 | 236.03
2018-12-26 06:30 | 240.98 | 235.88
2018-12-26 07:00 | 242.82 | 237.12
2018-12-26 07:30 | 243.41 | 237.5
2018-12-26 08:00 | 242.54 | 236.97
2018-12-26 08:30 | 237.23 | 231.81
2018-12-26 09:00 | 233.62 | 227.8
2018-12-26 09:30 | 232.49 | 226.5
2018-12-26 10:00 | 231.08 | 225.35
2018-12-26 10:30 | 231.77 | 225.89
2018-12-26 11:00 | 232.36 | 226.53
2018-12-26 11:30 | 232.62 | 226.81
2018-12-26 12:00 | 232.53 | 226.83
2018-12-26 12:30 | 234.41 | 228.7
2018-12-26 13:00 | 234.93 | 228.88
2018-12-26 13:30 | 235.04 | 228.89
2018-12-26 14:00 | 239.82 | 234.18
2018-12-26 14:30 | 243.76 | 238.1
2018-12-26 15:00 | 235.43 | 229.29
2018-12-26 15:30 | 232.24 | 226.3
2018-12-26 16:00 | 231.71 | 225.88
2018-12-26 16:30 | 233.15 | 227.11
2018-12-26 17:00 | 228.43 | 223.55
2018-12-26 17:30 | 231.65 | 227.38
2018-12-26 18:00 | 250.08 | 246.62
2018-12-26 18:30 | 237.5 | 233.97
2018-12-26 19:00 | 233.29 | 229.29
2018-12-26 19:30 | 233.28 | 229.34
2018-12-26 20:00 | 232.89 | 229.06
2018-12-26 20:30 | 233.18 | 229.45
2018-12-26 21:00 | 231.17 | 227.94
2018-12-26 21:30 | 231.67 | 228.5
2018-12-26 22:00 | 230.93 | 228.03
2018-12-26 22:30 | 234.14 | 231.52
2018-12-26 23:00 | 246 | 242.72
2018-12-26 23:30 | 246.6 | 243.13
2018-12-27 | 245.81 | 242.23
2018-12-27 00:30 | 245.07 | 241.11
2018-12-27 01:00 | 244.13 | 239.92
2018-12-27 01:30 | 245.54 | 240.92
2018-12-27 02:00 | 246.34 | 241.83
2018-12-27 02:30 | 252.63 | 247.4
2018-12-27 03:00 | 254 | 248.48
2018-12-27 03:30 | 252.22 | 246.96
2018-12-27 04:00 | 248.99 | 244.23
2018-12-27 04:30 | 242.28 | 238.4
2018-12-27 05:00 | 241.84 | 237.88
2018-12-27 05:30 | 240.35 | 236.54
2018-12-27 06:00 | 242.26 | 238.07
2018-12-27 06:30 | 241.81 | 237.58
2018-12-27 07:00 | 242.53 | 238.69
2018-12-27 07:30 | 241.93 | 238.16
2018-12-27 08:00 | 243.08 | 239.01
2018-12-27 08:30 | 242.43 | 238.69
2018-12-27 09:00 | 232.01 | 228.49
2018-12-27 09:30 | 230.69 | 227.2
2018-12-27 10:00 | 233.04 | 229.3
2018-12-27 10:30 | 230.75 | 226.56
2018-12-27 11:00 | 227.5 | 223.4
2018-12-27 11:30 | 225.99 | 222.18
2018-12-27 12:00 | 221.66 | 217.88
2018-12-27 12:30 | 218.4 | 214.71
2018-12-27 13:00 | 218.01 | 214.25
2018-12-27 13:30 | 218.39 | 214.5
2018-12-27 14:00 | 219.27 | 214.96
2018-12-27 14:30 | 219.24 | 214.96
2018-12-27 15:00 | 218.75 | 214.49
2018-12-27 15:30 | 219.89 | 215.23
2018-12-27 16:00 | 221.64 | 216.62
2018-12-27 16:30 | 221.59 | 217.08
2018-12-27 17:00 | 228.94 | 225.02
2018-12-27 17:30 | 231.91 | 227.96
2018-12-27 18:00 | 233.03 | 229.25
2018-12-27 18:30 | 230.85 | 227.41
2018-12-27 19:00 | 237.62 | 234.44
2018-12-27 19:30 | 242.91 | 239.47
2018-12-27 20:00 | 244.39 | 240.8
2018-12-27 20:30 | 243.11 | 239.94
2018-12-27 21:00 | 240.85 | 237.75
2018-12-27 21:30 | 242.12 | 238.86
2018-12-27 22:00 | 242.21 | 239.06
2018-12-27 22:30 | 242.3 | 238.67
2018-12-27 23:00 | 242.15 | 238.62
2018-12-27 23:30 | 242.78 | 239.09
2018-12-28 | 243.42 | 239.66
2018-12-28 00:30 | 242.19 | 238.65
2018-12-28 01:00 | 240.49 | 236.81
2018-12-28 01:30 | 241.16 | 237.4
2018-12-28 02:00 | 242.17 | 238.39
2018-12-28 02:30 | 242.17 | 238.46
2018-12-28 03:00 | 241.73 | 238
2018-12-28 03:30 | 242.67 | 238.35
2018-12-28 04:00 | 244.19 | 239.8
2018-12-28 04:30 | 244.68 | 240.27
2018-12-28 05:00 | 244.12 | 239.86
2018-12-28 05:30 | 253.79 | 249.68
2018-12-28 06:00 | 255.25 | 251.36
2018-12-28 06:30 | 252.18 | 249.48
2018-12-28 07:00 | 252.22 | 249.38
2018-12-28 07:30 | 252.55 | 249.84
2018-12-28 08:00 | 251.35 | 249.42
2018-12-28 08:30 | 233.46 | 231.11
2018-12-28 09:00 | 232.13 | 229.6
2018-12-28 09:30 | 222.2 | 219.72
2018-12-28 10:00 | 215.98 | 213.58
2018-12-28 10:30 | 216.7 | 214.22
2018-12-28 11:00 | 215.51 | 213.15
2018-12-28 11:30 | 212.75 | 210.64
2018-12-28 12:00 | 214.39 | 212.18
2018-12-28 12:30 | 219.06 | 216.26
2018-12-28 13:00 | 227.82 | 224.13
2018-12-28 13:30 | 221.72 | 218.42
2018-12-28 14:00 | 221.62 | 218.25
2018-12-28 14:30 | 223.63 | 219.91
2018-12-28 15:00 | 225.42 | 221.08
2018-12-28 15:30 | 232.87 | 228.87
2018-12-28 16:00 | 237.46 | 233.6
2018-12-28 16:30 | 240.51 | 236.94
2018-12-28 17:00 | 245.76 | 242.3
2018-12-28 17:30 | 247.7 | 244.61
2018-12-28 18:00 | 249 | 246.18
2018-12-28 18:30 | 237.11 | 234.11
2018-12-28 19:00 | 231.08 | 227.88
2018-12-28 19:30 | 224.52 | 221.26
2018-12-28 20:00 | 220.68 | 217.49
2018-12-28 20:30 | 218.63 | 215.63
2018-12-28 21:00 | 219.65 | 216.02
2018-12-28 21:30 | 219.12 | 215.62
2018-12-28 22:00 | 219.94 | 216.59
2018-12-28 22:30 | 220.17 | 217.22
2018-12-28 23:00 | 220.28 | 217.38
2018-12-28 23:30 | 218.11 | 214.46
2018-12-29 | 220.34 | 215.76
2018-12-29 00:30 | 220.69 | 216.05
2018-12-29 01:00 | 221.69 | 216.5
2018-12-29 01:30 | 222.15 | 216.91
2018-12-29 02:00 | 223.42 | 217.68
2018-12-29 02:30 | 223.88 | 218.14
2018-12-29 03:00 | 223.13 | 217.61
2018-12-29 03:30 | 236.59 | 231.46
2018-12-29 04:00 | 235.76 | 231.8
2018-12-29 04:30 | 234.86 | 231.66
2018-12-29 05:00 | 234.12 | 231.01
2018-12-29 05:30 | 233.17 | 230.11
2018-12-29 06:00 | 233.13 | 230.62
2018-12-29 06:30 | 233.54 | 231.27
2018-12-29 07:00 | 230.64 | 228.51
2018-12-29 07:30 | 223.52 | 221.64
2018-12-29 08:00 | 224.77 | 222.97
2018-12-29 08:30 | 224.83 | 222.89
2018-12-29 09:00 | 219.03 | 217.07
2018-12-29 09:30 | 213.97 | 211.69
2018-12-29 10:00 | 214.09 | 211.09
2018-12-29 10:30 | 214.8 | 211.71
2018-12-29 11:00 | 213.98 | 211.1
2018-12-29 11:30 | 212.31 | 209.36
2018-12-29 12:00 | 212.75 | 209.6
2018-12-29 12:30 | 216.63 | 213.09
2018-12-29 13:00 | 218.09 | 214.42
2018-12-29 13:30 | 219.14 | 215.34
2018-12-29 14:00 | 219.6 | 215.73
2018-12-29 14:30 | 219.99 | 216.07
2018-12-29 15:00 | 219.46 | 215.67
2018-12-29 15:30 | 222.96 | 219.12
2018-12-29 16:00 | 223.08 | 219.12
2018-12-29 16:30 | 224.03 | 220.98
2018-12-29 17:00 | 223.07 | 220.19
2018-12-29 17:30 | 224.85 | 221.8
2018-12-29 18:00 | 224.57 | 221.67
2018-12-29 18:30 | 223.55 | 220.85
2018-12-29 19:00 | 223.49 | 220.86
2018-12-29 19:30 | 225.59 | 222.73
2018-12-29 20:00 | 226.13 | 223.27
2018-12-29 20:30 | 226.09 | 223.54
2018-12-29 21:00 | 226.64 | 223.37
2018-12-29 21:30 | 227.57 | 224.1
2018-12-29 22:00 | 229.86 | 226.3
2018-12-29 22:30 | 228.47 | 226.2
2018-12-29 23:00 | 227.4 | 225.16
2018-12-29 23:30 | 227.95 | 225.2
2018-12-30 | 228.66 | 225.55
2018-12-30 00:30 | 229.38 | 225.75
2018-12-30 01:00 | 227.99 | 224.47
2018-12-30 01:30 | 231.74 | 227.54
2018-12-30 02:00 | 230.7 | 226.59
2018-12-30 02:30 | 227.58 | 223.93
2018-12-30 03:00 | 226.03 | 222.42
2018-12-30 03:30 | 227.69 | 223.96
2018-12-30 04:00 | 231.16 | 227.07
2018-12-30 04:30 | 230.73 | 226.71
2018-12-30 05:00 | 234.72 | 231.11
2018-12-30 05:30 | 239.54 | 235.97
2018-12-30 06:00 | 238.89 | 235.28
2018-12-30 06:30 | 238.06 | 234.41
2018-12-30 07:00 | 238.6 | 234.93
2018-12-30 07:30 | 238.58 | 234.86
2018-12-30 08:00 | 237.94 | 234.66
2018-12-30 08:30 | 235.4 | 232
2018-12-30 09:00 | 228.18 | 224.85
2018-12-30 09:30 | 228.88 | 225.88
2018-12-30 10:00 | 229.6 | 226.45
2018-12-30 10:30 | 229.34 | 226.18
2018-12-30 11:00 | 229.18 | 225.93
2018-12-30 11:30 | 229.8 | 226.49
2018-12-30 12:00 | 230.4 | 226.94
2018-12-30 12:30 | 229.9 | 226.44
2018-12-30 13:00 | 239.67 | 236.05
2018-12-30 13:30 | 240.14 | 236.33
2018-12-30 14:00 | 239.12 | 235.86
2018-12-30 14:30 | 237.95 | 234.7
2018-12-30 15:00 | 237.64 | 234.11
2018-12-30 15:30 | 236.97 | 233.22
2018-12-30 16:00 | 235.65 | 232.25
2018-12-30 16:30 | 236.49 | 232.8
2018-12-30 17:00 | 237.08 | 234.16
2018-12-30 17:30 | 237.09 | 234.15
2018-12-30 18:00 | 235.87 | 233.18
2018-12-30 18:30 | 241.24 | 239.06
2018-12-30 19:00 | 235.33 | 232.98
2018-12-30 19:30 | 226.43 | 223.9
2018-12-30 20:00 | 225.31 | 222.89
2018-12-30 20:30 | 225.48 | 223.26
2018-12-30 21:00 | 223.34 | 220.34
2018-12-30 21:30 | 222.1 | 218.75
2018-12-30 22:00 | 222.81 | 219.15
2018-12-30 22:30 | 226.06 | 222.35
2018-12-30 23:00 | 226.92 | 223.16
2018-12-30 23:30 | 227.23 | 222.84
2018-12-31 | 226.38 | 222.12
2018-12-31 00:30 | 225.59 | 221.6
2018-12-31 01:00 | 224.51 | 220.73
2018-12-31 01:30 | 224.15 | 220.58
2018-12-31 02:00 | 224.29 | 220.57
2018-12-31 02:30 | 221.86 | 218.06
2018-12-31 03:00 | 220.53 | 216.83
2018-12-31 03:30 | 219.15 | 215.61
2018-12-31 04:00 | 217.58 | 214.18
2018-12-31 04:30 | 217.92 | 214.49
2018-12-31 05:00 | 223.05 | 219.19
2018-12-31 05:30 | 224.54 | 220.62
2018-12-31 06:00 | 229.04 | 224.68
2018-12-31 06:30 | 229.58 | 224.92
2018-12-31 07:00 | 229.2 | 224.67
2018-12-31 07:30 | 229.58 | 225.01
2018-12-31 08:00 | 228.27 | 224.06
2018-12-31 08:30 | 227.64 | 223.45
2018-12-31 09:00 | 227.02 | 223.03
2018-12-31 09:30 | 226.13 | 222.93
2018-12-31 10:00 | 226.42 | 223.38
2018-12-31 10:30 | 226.41 | 223.43
2018-12-31 11:00 | 226.07 | 222.79
2018-12-31 11:30 | 225.97 | 222.72
2018-12-31 12:00 | 226.13 | 222.64
2018-12-31 12:30 | 225.69 | 222.04
2018-12-31 13:00 | 226.06 | 222.43
2018-12-31 13:30 | 227.74 | 223.86
2018-12-31 14:00 | 227.34 | 223.65
2018-12-31 14:30 | 228.01 | 224.21
2018-12-31 15:00 | 227.9 | 224.32
2018-12-31 15:30 | 227.33 | 223.75
2018-12-31 16:00 | 228.01 | 224.17
2018-12-31 16:30 | 226.76 | 222.97
2018-12-31 17:00 | 226.5 | 222.67
2018-12-31 17:30 | 220.93 | 217.89
2018-12-31 18:00 | 223.09 | 219.76
2018-12-31 18:30 | 228.98 | 225.01
2018-12-31 19:00 | 228.78 | 224.81
2018-12-31 19:30 | 228.9 | 224.66
2018-12-31 20:00 | 223.34 | 219.89
2018-12-31 20:30 | 224.15 | 220.76
2018-12-31 21:00 | 224.33 | 220.88
2018-12-31 21:30 | 227.05 | 223.45
2018-12-31 22:00 | 236.08 | 232.72
2018-12-31 22:30 | 237.13 | 233.99
2018-12-31 23:00 | 244.55 | 241.96
2018-12-31 23:30 | 249.75 | 246.6
2019-01-01 | 254.64 | 251.86
2019-01-01 00:30 | 255.66 | 252.77
2019-01-01 01:00 | 256.62 | 253.56
2019-01-01 01:30 | 256.86 | 253.81
2019-01-01 02:00 | 247.91 | 244.4
2019-01-01 02:30 | 237.92 | 233.86
2019-01-01 03:00 | 237.79 | 233.78
2019-01-01 03:30 | 237.84 | 233.84
2019-01-01 04:00 | 237.92 | 233.97
2019-01-01 04:30 | 239.34 | 235.02
2019-01-01 05:00 | 240.05 | 235.01
2019-01-01 05:30 | 239.19 | 234.07
2019-01-01 06:00 | 239.46 | 234.21
2019-01-01 06:30 | 240.13 | 234.61
2019-01-01 07:00 | 240.88 | 235.2
2019-01-01 07:30 | 240.57 | 234.69
2019-01-01 08:00 | 243.75 | 237.62
2019-01-01 08:30 | 246.92 | 242.01
2019-01-01 09:00 | 246.42 | 241.53
2019-01-01 09:30 | 248.96 | 243.69
2019-01-01 10:00 | 248.95 | 243.64
2019-01-01 10:30 | 249.1 | 243.54
2019-01-01 11:00 | 251.84 | 245.77
2019-01-01 11:30 | 252.64 | 246.26
2019-01-01 12:00 | 252.88 | 246.44
2019-01-01 12:30 | 251.53 | 244.99
2019-01-01 13:00 | 250.14 | 244.19
2019-01-01 13:30 | 250.48 | 245.01
2019-01-01 14:00 | 249.79 | 244.58
2019-01-01 14:30 | 250.18 | 245.15
2019-01-01 15:00 | 246.9 | 243.42
2019-01-01 15:30 | 250.63 | 246.68
2019-01-01 16:00 | 248.61 | 244.55
2019-01-01 16:30 | 248.38 | 244.16
2019-01-01 17:00 | 251.23 | 246.76
2019-01-01 17:30 | 251.98 | 247.67
2019-01-01 18:00 | 253.21 | 248.88
2019-01-01 18:30 | 243.45 | 240.46
2019-01-01 19:00 | 240.45 | 237.97
2019-01-01 19:30 | 246.07 | 243.11
2019-01-01 20:00 | 246.89 | 243.43
2019-01-01 20:30 | 248.62 | 244.13
2019-01-01 21:00 | 246.25 | 242.03
2019-01-01 21:30 | 246.04 | 240.83
2019-01-01 22:00 | 246.65 | 240.71
2019-01-01 22:30 | 246.14 | 239.87
2019-01-01 23:00 | 244.31 | 238.3
2019-01-01 23:30 | 246.48 | 240.03
2019-01-02 | 245.15 | 240.57
2019-01-02 00:30 | 244.46 | 239.52
2019-01-02 01:00 | 243.16 | 238.1
2019-01-02 01:30 | 247.59 | 241.45
2019-01-02 02:00 | 248.55 | 241.89
2019-01-02 02:30 | 246.15 | 239.47
2019-01-02 03:00 | 241.93 | 235.58
2019-01-02 03:30 | 242.38 | 236.46
2019-01-02 04:00 | 243.77 | 237.73
2019-01-02 04:30 | 244.63 | 238.46
2019-01-02 05:00 | 241.38 | 235.04
2019-01-02 05:30 | 240.95 | 234.43
2019-01-02 06:00 | 239.39 | 233.58
2019-01-02 06:30 | 237.98 | 232.57
2019-01-02 07:00 | 237.24 | 232.44
2019-01-02 07:30 | 236.47 | 232.06
2019-01-02 08:00 | 235.68 | 231.2
2019-01-02 08:30 | 238.43 | 234.01
2019-01-02 09:00 | 240.35 | 235.93
2019-01-02 09:30 | 241.53 | 236.88
2019-01-02 10:00 | 239.88 | 235.48
2019-01-02 10:30 | 242.7 | 237.59
2019-01-02 11:00 | 240.35 | 235.43
2019-01-02 11:30 | 237.94 | 234.03
2019-01-02 12:00 | 237.61 | 233.65
2019-01-02 12:30 | 236.81 | 232.68
2019-01-02 13:00 | 231.38 | 228.02
2019-01-02 13:30 | 233 | 229.56
2019-01-02 14:00 | 236.95 | 233.46
2019-01-02 14:30 | 237.39 | 234.54
2019-01-02 15:00 | 236.45 | 233.83
2019-01-02 15:30 | 237.28 | 234.68
2019-01-02 16:00 | 235.12 | 232.77
2019-01-02 16:30 | 233.56 | 231.23
2019-01-02 17:00 | 233.95 | 231.26
2019-01-02 17:30 | 232.96 | 230.54
2019-01-02 18:00 | 230.26 | 228.29
2019-01-02 18:30 | 222.5 | 221.04
2019-01-02 19:00 | 227.29 | 225.67
2019-01-02 19:30 | 229.47 | 227.68
2019-01-02 20:00 | 221.54 | 218.7
2019-01-02 20:30 | 217.54 | 214.87
2019-01-02 21:00 | 223 | 219.21
2019-01-02 21:30 | 232.39 | 226.85
2019-01-02 22:00 | 234.05 | 227.95
2019-01-02 22:30 | 233.5 | 227.3
2019-01-02 23:00 | 234.6 | 228.32
2019-01-02 23:30 | 234.85 | 228.56
2019-01-03 | 235.47 | 228.72
2019-01-03 00:30 | 234.58 | 228.92
2019-01-03 01:00 | 234.7 | 228.93
2019-01-03 01:30 | 235.52 | 229.69
2019-01-03 02:00 | 235.09 | 229.34
2019-01-03 02:30 | 234.84 | 229.04
2019-01-03 03:00 | 236.11 | 230.01
2019-01-03 03:30 | 236.2 | 230.18
2019-01-03 04:00 | 236.22 | 230.24
2019-01-03 04:30 | 231 | 225.67
2019-01-03 05:00 | 230.31 | 225.03
2019-01-03 05:30 | 230.45 | 225.1
2019-01-03 06:00 | 230.65 | 225.28
2019-01-03 06:30 | 229.91 | 225.41
2019-01-03 07:00 | 229.64 | 225.13
2019-01-03 07:30 | 228.14 | 223.82
2019-01-03 08:00 | 228.74 | 224.32
2019-01-03 08:30 | 239.4 | 235.57
2019-01-03 09:00 | 238.61 | 234.71
2019-01-03 09:30 | 238.5 | 234.49
2019-01-03 10:00 | 238.11 | 234.04
2019-01-03 10:30 | 237.74 | 233.81
2019-01-03 11:00 | 235.04 | 231.51
2019-01-03 11:30 | 234.14 | 231.54
2019-01-03 12:00 | 233.96 | 231.52
2019-01-03 12:30 | 234.32 | 232.17
2019-01-03 13:00 | 233.42 | 231.32
2019-01-03 13:30 | 233.8 | 231.62
2019-01-03 14:00 | 233.7 | 231.37
2019-01-03 14:30 | 238.86 | 236.28
2019-01-03 15:00 | 264.63 | 262.68
2019-01-03 15:30 | 265.04 | 263.04
2019-01-03 16:00 | 256.36 | 255.01
2019-01-03 16:30 | 257.53 | 255.99
2019-01-03 17:00 | 259.46 | 257.82
2019-01-03 17:30 | 263.61 | 261.87
2019-01-03 18:00 | 263.59 | 261.74
2019-01-03 18:30 | 265.7 | 263.43
2019-01-03 19:00 | 267.44 | 264.93
2019-01-03 19:30 | 267.37 | 264.97
2019-01-03 20:00 | 267.82 | 265.51
2019-01-03 20:30 | 273.34 | 270.48
2019-01-03 21:00 | 278.78 | 275.24
2019-01-03 21:30 | 262.37 | 257.92
2019-01-03 22:00 | 247.15 | 240.8
2019-01-03 22:30 | 245.46 | 239.79
2019-01-03 23:00 | 245.57 | 239.86
2019-01-03 23:30 | 247.9 | 242.18
2019-01-04 | 247.77 | 242.15
2019-01-04 00:30 | 247.74 | 241.44
2019-01-04 01:00 | 247.56 | 241.62
2019-01-04 01:30 | 247.01 | 241.93
2019-01-04 02:00 | 247.3 | 242.26
2019-01-04 02:30 | 247.23 | 242.09
2019-01-04 03:00 | 246.68 | 241.42
2019-01-04 03:30 | 244.89 | 239.87
2019-01-04 04:00 | 243.26 | 238.44
2019-01-04 04:30 | 241.01 | 236.47
2019-01-04 05:00 | 240.82 | 236.36
2019-01-04 05:30 | 240.64 | 236.16
2019-01-04 06:00 | 237.55 | 233.39
2019-01-04 06:30 | 241.37 | 237.83
2019-01-04 07:00 | 272.67 | 270.12
2019-01-04 07:30 | 272.34 | 269.92
2019-01-04 08:00 | 270.07 | 267.65
2019-01-04 08:30 | 254.3 | 251.43
2019-01-04 09:00 | 244.64 | 241.52
2019-01-04 09:30 | 243.68 | 241.06
2019-01-04 10:00 | 244.47 | 241.64
2019-01-04 10:30 | 243.75 | 240.99
2019-01-04 11:00 | 248.07 | 245.29
2019-01-04 11:30 | 258.19 | 256.06
2019-01-04 12:00 | 258.88 | 256.67
2019-01-04 12:30 | 258.66 | 256.35
2019-01-04 13:00 | 258.34 | 255.97
2019-01-04 13:30 | 258.63 | 256.28
2019-01-04 14:00 | 259.13 | 256.79
2019-01-04 14:30 | 250.61 | 248.77
2019-01-04 15:00 | 249.2 | 247.12
2019-01-04 15:30 | 249.27 | 247.01
2019-01-04 16:00 | 249.04 | 246.82
2019-01-04 16:30 | 248.99 | 246.75
2019-01-04 17:00 | 248.86 | 246.67
2019-01-04 17:30 | 249.27 | 247.16
2019-01-04 18:00 | 248.88 | 246.94
2019-01-04 18:30 | 248.93 | 247.12
2019-01-04 19:00 | 250.14 | 248.11
2019-01-04 19:30 | 250.59 | 248.52
2019-01-04 20:00 | 250.64 | 248.67
2019-01-04 20:30 | 250.21 | 248.12
2019-01-04 21:00 | 250.59 | 248.23
2019-01-04 21:30 | 257.33 | 253.74
2019-01-04 22:00 | 261.79 | 257.26
2019-01-04 22:30 | 260.18 | 256.21
2019-01-04 23:00 | 261.67 | 257.16
2019-01-04 23:30 | 261.79 | 257
2019-01-05 | 258.71 | 254.41
2019-01-05 00:30 | 247.39 | 242.84
2019-01-05 01:00 | 249.36 | 244.15
2019-01-05 01:30 | 246.32 | 241.62
2019-01-05 02:00 | 244.56 | 240.19
2019-01-05 02:30 | 244.79 | 240.41
2019-01-05 03:00 | 245.26 | 240.79
2019-01-05 03:30 | 245.83 | 241.36
2019-01-05 04:00 | 243.96 | 239.76
2019-01-05 04:30 | 245.37 | 240.98
2019-01-05 05:00 | 239.02 | 234.13
2019-01-05 05:30 | 235.84 | 230.25
2019-01-05 06:00 | 234.95 | 229.35
2019-01-05 06:30 | 232.43 | 226.8
2019-01-05 07:00 | 225.74 | 221.42
2019-01-05 07:30 | 225.08 | 221.15
2019-01-05 08:00 | 222.45 | 218.83
2019-01-05 08:30 | 229.63 | 226.25
2019-01-05 09:00 | 232.53 | 229.12
2019-01-05 09:30 | 232.03 | 228.85
2019-01-05 10:00 | 235.31 | 232.57
2019-01-05 10:30 | 233.6 | 230.8
2019-01-05 11:00 | 230.94 | 228.37
2019-01-05 11:30 | 231.75 | 229.01
2019-01-05 12:00 | 230.84 | 228.55
2019-01-05 12:30 | 237.24 | 234.96
2019-01-05 13:00 | 260.5 | 258.75
2019-01-05 13:30 | 261 | 259.22
2019-01-05 14:00 | 265.53 | 263.46
2019-01-05 14:30 | 262.82 | 261.1
2019-01-05 15:00 | 266.16 | 263.97
2019-01-05 15:30 | 263.87 | 261.95
2019-01-05 16:00 | 263.62 | 261.67
2019-01-05 16:30 | 265.68 | 263.56
2019-01-05 17:00 | 266.66 | 264.5
2019-01-05 17:30 | 267.27 | 265.29
2019-01-05 18:00 | 268.67 | 266.75
2019-01-05 18:30 | 268.38 | 266.56
2019-01-05 19:00 | 269.5 | 267.63
2019-01-05 19:30 | 269.56 | 267.73
2019-01-05 20:00 | 271.79 | 269.85
2019-01-05 20:30 | 271.41 | 269.51
2019-01-05 21:00 | 272.42 | 270.27
2019-01-05 21:30 | 272.94 | 270.83
2019-01-05 22:00 | 274.47 | 272.4
2019-01-05 22:30 | 275.41 | 273.16
2019-01-05 23:00 | 276.13 | 273.57
2019-01-05 23:30 | 276.83 | 274.34
2019-01-06 | 277.82 | 275.4
2019-01-06 00:30 | 278.32 | 275.92
2019-01-06 01:00 | 278.96 | 276.45
2019-01-06 01:30 | 277.05 | 274.62
2019-01-06 02:00 | 275.56 | 273.38
2019-01-06 02:30 | 275.62 | 273.25
2019-01-06 03:00 | 277.19 | 274.3
2019-01-06 03:30 | 282.1 | 278.68
2019-01-06 04:00 | 283.08 | 279.51
2019-01-06 04:30 | 282.63 | 279.09
2019-01-06 05:00 | 287.16 | 283.01
2019-01-06 05:30 | 284.15 | 280.29
2019-01-06 06:00 | 281.14 | 277.39
2019-01-06 06:30 | 279.88 | 276.22
2019-01-06 07:00 | 272.94 | 269.75
2019-01-06 07:30 | 270.18 | 267.01
2019-01-06 08:00 | 269.69 | 266.63
2019-01-06 08:30 | 252.01 | 247.99
2019-01-06 09:00 | 237.45 | 232.55
2019-01-06 09:30 | 235.21 | 230.47
2019-01-06 10:00 | 235.1 | 230.27
2019-01-06 10:30 | 235.13 | 230.24
2019-01-06 11:00 | 235.1 | 230.3
2019-01-06 11:30 | 234.45 | 229.63
2019-01-06 12:00 | 232.98 | 228.36
2019-01-06 12:30 | 233.06 | 228.45
2019-01-06 13:00 | 233.64 | 228.99
2019-01-06 13:30 | 234.57 | 229.82
2019-01-06 14:00 | 235.17 | 230.28
2019-01-06 14:30 | 233.57 | 228.83
2019-01-06 15:00 | 231.99 | 227.65
2019-01-06 15:30 | 230.94 | 227.52
2019-01-06 16:00 | 230.07 | 226.74
2019-01-06 16:30 | 230.06 | 226.69
2019-01-06 17:00 | 246.26 | 242.85
2019-01-06 17:30 | 264.63 | 261.79
2019-01-06 18:00 | 263.94 | 261.23
2019-01-06 18:30 | 265.6 | 262.97
2019-01-06 19:00 | 266.28 | 263.92
2019-01-06 19:30 | 267.15 | 264.97
2019-01-06 20:00 | 272.8 | 270.36
2019-01-06 20:30 | 273.05 | 270.65
2019-01-06 21:00 | 272.02 | 269.9
2019-01-06 21:30 | 258.67 | 255.24
2019-01-06 22:00 | 253.35 | 250.03
2019-01-06 22:30 | 251.78 | 248.76
2019-01-06 23:00 | 246.79 | 243.52
2019-01-06 23:30 | 248.33 | 244.54
2019-01-07 | 247.8 | 243.98
2019-01-07 00:30 | 246.63 | 242.7
2019-01-07 01:00 | 246.75 | 242.7
2019-01-07 01:30 | 250.56 | 246.25
2019-01-07 02:00 | 252.43 | 248.24
2019-01-07 02:30 | 253.19 | 249.02
2019-01-07 03:00 | 244.44 | 239.96
2019-01-07 03:30 | 243.29 | 238.91
2019-01-07 04:00 | 242.68 | 238.42
2019-01-07 04:30 | 242.28 | 238.12
2019-01-07 05:00 | 238.13 | 233.75
2019-01-07 05:30 | 233.04 | 228.48
2019-01-07 06:00 | 232.17 | 227.87
2019-01-07 06:30 | 231.12 | 227.7
2019-01-07 07:00 | 230.95 | 227.57
2019-01-07 07:30 | 227.65 | 224.53
2019-01-07 08:00 | 226.07 | 223.02
2019-01-07 08:30 | 222.61 | 219.93
2019-01-07 09:00 | 220.12 | 217.97
2019-01-07 09:30 | 220.73 | 218.65
2019-01-07 10:00 | 219.3 | 217.33
2019-01-07 10:30 | 218.75 | 216.75
2019-01-07 11:00 | 216.82 | 214.82
2019-01-07 11:30 | 209.23 | 206.92
2019-01-07 12:00 | 209.53 | 207.04
2019-01-07 12:30 | 208.58 | 206.19
2019-01-07 13:00 | 207.6 | 205.55
2019-01-07 13:30 | 208.74 | 206.5
2019-01-07 14:00 | 208.83 | 206.73
2019-01-07 14:30 | 208.98 | 206.95
2019-01-07 15:00 | 210.16 | 207.94
2019-01-07 15:30 | 210.5 | 208.24
2019-01-07 16:00 | 209.46 | 207.22
2019-01-07 16:30 | 210.48 | 208.06
2019-01-07 17:00 | 213.58 | 210.96
2019-01-07 17:30 | 214.22 | 211.67
2019-01-07 18:00 | 214.24 | 211.79
2019-01-07 18:30 | 214.4 | 211.97
2019-01-07 19:00 | 213.77 | 210.95
2019-01-07 19:30 | 214.39 | 211.48
2019-01-07 20:00 | 215.59 | 212.58
2019-01-07 20:30 | 215.2 | 212.4
2019-01-07 21:00 | 215.09 | 211.98
2019-01-07 21:30 | 215.22 | 211.84
2019-01-07 22:00 | 215.09 | 211.82
2019-01-07 22:30 | 215.76 | 212.05
2019-01-07 23:00 | 215.98 | 211.58
2019-01-07 23:30 | 216.02 | 211.45
2019-01-08 | 216.29 | 211.8
2019-01-08 00:30 | 218.85 | 214.18
2019-01-08 01:00 | 221.63 | 216.63
2019-01-08 01:30 | 224.12 | 218.69
2019-01-08 02:00 | 224.86 | 219.55
2019-01-08 02:30 | 224.09 | 218.87
2019-01-08 03:00 | 224.18 | 218.87
2019-01-08 03:30 | 223.36 | 218.11
2019-01-08 04:00 | 224.03 | 218.66
2019-01-08 04:30 | 223.66 | 218.46
2019-01-08 05:00 | 222.99 | 217.9
2019-01-08 05:30 | 222.68 | 217.61
2019-01-08 06:00 | 223.97 | 219.84
2019-01-08 06:30 | 234.74 | 232.12
2019-01-08 07:00 | 261.82 | 260.22
2019-01-08 07:30 | 262.62 | 261.23
2019-01-08 08:00 | 263 | 261.54
2019-01-08 08:30 | 235.52 | 233.71
2019-01-08 09:00 | 215.06 | 212.87
2019-01-08 09:30 | 212.74 | 210.34
2019-01-08 10:00 | 211.95 | 209.44
2019-01-08 10:30 | 211.83 | 209.55
2019-01-08 11:00 | 211.45 | 208.9
2019-01-08 11:30 | 211.24 | 208.43
2019-01-08 12:00 | 211.02 | 208.03
2019-01-08 12:30 | 211.83 | 208.73
2019-01-08 13:00 | 211.35 | 208.53
2019-01-08 13:30 | 212.72 | 209.82
2019-01-08 14:00 | 213.67 | 210.49
2019-01-08 14:30 | 214.74 | 211.5
2019-01-08 15:00 | 215.98 | 212.88
2019-01-08 15:30 | 217.05 | 213.64
2019-01-08 16:00 | 216.56 | 213.46
2019-01-08 16:30 | 215.16 | 212.23
2019-01-08 17:00 | 214.59 | 211.5
2019-01-08 17:30 | 215.84 | 212.64
2019-01-08 18:00 | 217.15 | 214.03
2019-01-08 18:30 | 225.5 | 222.87
2019-01-08 19:00 | 229.19 | 226.65
2019-01-08 19:30 | 229.33 | 226.82
2019-01-08 20:00 | 228.91 | 226.45
2019-01-08 20:30 | 223.94 | 221.47
2019-01-08 21:00 | 224.62 | 222.31
2019-01-08 21:30 | 231.01 | 228.75
2019-01-08 22:00 | 238.84 | 236.82
2019-01-08 22:30 | 247.72 | 245.8
2019-01-08 23:00 | 251.67 | 249.44
2019-01-08 23:30 | 252.16 | 250.03
2019-01-09 | 252.01 | 249.95
2019-01-09 00:30 | 250.61 | 248.71
2019-01-09 01:00 | 251.01 | 249.1
2019-01-09 01:30 | 242.7 | 240.66
2019-01-09 02:00 | 232.56 | 230.34
2019-01-09 02:30 | 232.24 | 230.08
2019-01-09 03:00 | 231.77 | 229.68
2019-01-09 03:30 | 231.93 | 229.85
2019-01-09 04:00 | 230.61 | 228.58
2019-01-09 04:30 | 232.11 | 229.96
2019-01-09 05:00 | 231.65 | 229.52
2019-01-09 05:30 | 253.04 | 251.16
2019-01-09 06:00 | 269.66 | 268
2019-01-09 06:30 | 266.01 | 264.53
2019-01-09 07:00 | 265.36 | 264.06
2019-01-09 07:30 | 266.52 | 265.28
2019-01-09 08:00 | 265.33 | 264.11
2019-01-09 08:30 | 264.77 | 263.6
2019-01-09 09:00 | 257.22 | 256.01
2019-01-09 09:30 | 253.2 | 251.95
2019-01-09 10:00 | 248.74 | 247.58
2019-01-09 10:30 | 249.9 | 248.74
2019-01-09 11:00 | 255.19 | 254.26
2019-01-09 11:30 | 255.98 | 254.51
2019-01-09 12:00 | 254.67 | 253.64
2019-01-09 12:30 | 253.91 | 252.98
2019-01-09 13:00 | 247.28 | 246.1
2019-01-09 13:30 | 223.34 | 221.85
2019-01-09 14:00 | 222.58 | 221.18
2019-01-09 14:30 | 222.96 | 221.5
2019-01-09 15:00 | 212.87 | 211.25
2019-01-09 15:30 | 214.79 | 212.68
2019-01-09 16:00 | 222.27 | 220.39
2019-01-09 16:30 | 256.85 | 255.71
2019-01-09 17:00 | 248.27 | 247.12
2019-01-09 17:30 | 248.47 | 247.34
2019-01-09 18:00 | 248.89 | 247.67
2019-01-09 18:30 | 249.77 | 248.46
2019-01-09 19:00 | 250.13 | 248.93
2019-01-09 19:30 | 252.18 | 250.88
2019-01-09 20:00 | 252.29 | 250.91
2019-01-09 20:30 | 254.24 | 252.76
2019-01-09 21:00 | 223.45 | 221.95
2019-01-09 21:30 | 221.11 | 219.5
2019-01-09 22:00 | 225.26 | 223.37
2019-01-09 22:30 | 230.01 | 228.24
2019-01-09 23:00 | 242.39 | 240.6
2019-01-09 23:30 | 247 | 245.57
2019-01-10 | 251.08 | 249.67
2019-01-10 00:30 | 258.02 | 256.57
2019-01-10 01:00 | 258.76 | 257.17
2019-01-10 01:30 | 258.68 | 256.95
2019-01-10 02:00 | 258.07 | 256.42
2019-01-10 02:30 | 252.86 | 251.08
2019-01-10 03:00 | 249.61 | 247.8
2019-01-10 03:30 | 249.74 | 247.94
2019-01-10 04:00 | 249.92 | 248.16
2019-01-10 04:30 | 249.39 | 247.62
2019-01-10 05:00 | 249.07 | 247.26
2019-01-10 05:30 | 248.16 | 246.45
2019-01-10 06:00 | 247.83 | 246.17
2019-01-10 06:30 | 248.78 | 246.96
2019-01-10 07:00 | 248.49 | 246.46
2019-01-10 07:30 | 247.53 | 245.98
2019-01-10 08:00 | 246.46 | 244.96
2019-01-10 08:30 | 247.86 | 246.24
2019-01-10 09:00 | 251.64 | 249.89
2019-01-10 09:30 | 259.09 | 257.47
2019-01-10 10:00 | 261.01 | 259.39
2019-01-10 10:30 | 261.68 | 259.98
2019-01-10 11:00 | 262.4 | 260.6
2019-01-10 11:30 | 261.32 | 259.73
2019-01-10 12:00 | 261.63 | 259.99
2019-01-10 12:30 | 261.21 | 259.58
2019-01-10 13:00 | 261.94 | 260.27
2019-01-10 13:30 | 261.12 | 259.48
2019-01-10 14:00 | 262.61 | 260.87
2019-01-10 14:30 | 264.21 | 262.26
2019-01-10 15:00 | 264.57 | 262.68
2019-01-10 15:30 | 264.4 | 262.53
2019-01-10 16:00 | 263.64 | 261.88
2019-01-10 16:30 | 261.93 | 260.31
2019-01-10 17:00 | 262.87 | 261.18
2019-01-10 17:30 | 263.05 | 261.48
2019-01-10 18:00 | 263.98 | 262.35
2019-01-10 18:30 | 264.74 | 263.14
2019-01-10 19:00 | 264.04 | 262.46
2019-01-10 19:30 | 263.55 | 261.92
2019-01-10 20:00 | 261.18 | 259.51
2019-01-10 20:30 | 241.37 | 239.49
2019-01-10 21:00 | 245.5 | 243.85
2019-01-10 21:30 | 248.9 | 247.26
2019-01-10 22:00 | 249.43 | 247.55
2019-01-10 22:30 | 250.71 | 248.69
2019-01-10 23:00 | 250.54 | 248.63
2019-01-10 23:30 | 248.4 | 246.72
2019-01-11 | 248.95 | 247.23
2019-01-11 00:30 | 250.25 | 247.93
2019-01-11 01:00 | 251.23 | 248.74
2019-01-11 01:30 | 250.45 | 248.14
2019-01-11 02:00 | 249.81 | 247.56
2019-01-11 02:30 | 250.5 | 248.28
2019-01-11 03:00 | 251.25 | 249
2019-01-11 03:30 | 251.03 | 248.77
2019-01-11 04:00 | 251.61 | 249.31
2019-01-11 04:30 | 260.21 | 258.07
2019-01-11 05:00 | 266.34 | 264.15
2019-01-11 05:30 | 267.57 | 265.37
2019-01-11 06:00 | 267.86 | 265.65
2019-01-11 06:30 | 263.21 | 261.25
2019-01-11 07:00 | 261.45 | 259.71
2019-01-11 07:30 | 262.35 | 260.74
2019-01-11 08:00 | 261.8 | 260.21
2019-01-11 08:30 | 261.9 | 260.16
2019-01-11 09:00 | 260.81 | 259.13
2019-01-11 09:30 | 260.26 | 258.49
2019-01-11 10:00 | 258.93 | 257.35
2019-01-11 10:30 | 258.64 | 256.95
2019-01-11 11:00 | 260.67 | 258.61
2019-01-11 11:30 | 260.09 | 257.91
2019-01-11 12:00 | 259.73 | 257.42
2019-01-11 12:30 | 257.92 | 255.89
2019-01-11 13:00 | 255.78 | 253.86
2019-01-11 13:30 | 255.88 | 253.6
2019-01-11 14:00 | 260.22 | 258.17
2019-01-11 14:30 | 261.55 | 259.53
2019-01-11 15:00 | 262.21 | 260.13
2019-01-11 15:30 | 262.8 | 260.88
2019-01-11 16:00 | 262.76 | 261.13
2019-01-11 16:30 | 263.05 | 261.55
2019-01-11 17:00 | 267.33 | 265.59
2019-01-11 17:30 | 267.27 | 265.59
2019-01-11 18:00 | 267.33 | 265.78
2019-01-11 18:30 | 267.91 | 266.37
2019-01-11 19:00 | 269.38 | 267.76
2019-01-11 19:30 | 270.83 | 269.23
2019-01-11 20:00 | 268.23 | 266.7
2019-01-11 20:30 | 267.54 | 266.04
2019-01-11 21:00 | 267.39 | 265.9
2019-01-11 21:30 | 267.17 | 265.77
2019-01-11 22:00 | 269.13 | 267.19
2019-01-11 22:30 | 270.42 | 268.27
2019-01-11 23:00 | 271.41 | 269.27
2019-01-11 23:30 | 271.28 | 269.31
2019-01-12 | 272.8 | 270.48
2019-01-12 00:30 | 275 | 272.04
2019-01-12 01:00 | 274.72 | 271.86
2019-01-12 01:30 | 257.11 | 253.84
2019-01-12 02:00 | 247.91 | 244.07
2019-01-12 02:30 | 248.84 | 244.95
2019-01-12 03:00 | 248.83 | 245.18
2019-01-12 03:30 | 248.67 | 244.96
2019-01-12 04:00 | 249.6 | 245.68
2019-01-12 04:30 | 249.57 | 245.57
2019-01-12 05:00 | 247.74 | 243.79
2019-01-12 05:30 | 246.45 | 242.53
2019-01-12 06:00 | 250.6 | 246.31
2019-01-12 06:30 | 249.82 | 245.51
2019-01-12 07:00 | 249.87 | 245.82
2019-01-12 07:30 | 249.13 | 246.03
2019-01-12 08:00 | 250 | 246.65
2019-01-12 08:30 | 247.6 | 243.93
2019-01-12 09:00 | 239.97 | 236.34
2019-01-12 09:30 | 239.5 | 235.94
2019-01-12 10:00 | 239.53 | 236.08
2019-01-12 10:30 | 237.43 | 234.02
2019-01-12 11:00 | 228.83 | 225.48
2019-01-12 11:30 | 225 | 221.74
2019-01-12 12:00 | 231.06 | 228.38
2019-01-12 12:30 | 232.14 | 229.31
2019-01-12 13:00 | 230.97 | 227.8
2019-01-12 13:30 | 225.39 | 221.72
2019-01-12 14:00 | 226.29 | 222.46
2019-01-12 14:30 | 227.62 | 223.48
2019-01-12 15:00 | 227.8 | 223.98
2019-01-12 15:30 | 228.43 | 224.6
2019-01-12 16:00 | 229.99 | 225.88
2019-01-12 16:30 | 231.07 | 226.78
2019-01-12 17:00 | 230.82 | 226.43
2019-01-12 17:30 | 230.81 | 227.01
2019-01-12 18:00 | 229.92 | 226.42
2019-01-12 18:30 | 227.71 | 224.28
2019-01-12 19:00 | 226.61 | 223.21
2019-01-12 19:30 | 224.01 | 221.02
2019-01-12 20:00 | 223.29 | 220.36
2019-01-12 20:30 | 224.98 | 222.03
2019-01-12 21:00 | 234.95 | 230.8
2019-01-12 21:30 | 233.49 | 229.46
2019-01-12 22:00 | 235.7 | 231.42
2019-01-12 22:30 | 233.01 | 228.64
2019-01-12 23:00 | 233.58 | 229.22
2019-01-12 23:30 | 233.68 | 229.33
2019-01-13 | 234.48 | 230.05
2019-01-13 00:30 | 237.22 | 231.75
2019-01-13 01:00 | 237.08 | 231.4
2019-01-13 01:30 | 237.98 | 232.09
2019-01-13 02:00 | 242.99 | 236.23
2019-01-13 02:30 | 244 | 237.13
2019-01-13 03:00 | 243.8 | 236.93
2019-01-13 03:30 | 242.66 | 235.88
2019-01-13 04:00 | 241.53 | 234.87
2019-01-13 04:30 | 245.29 | 238.76
2019-01-13 05:00 | 249.92 | 243.55
2019-01-13 05:30 | 242.89 | 236.08
2019-01-13 06:00 | 244.56 | 237.52
2019-01-13 06:30 | 244.14 | 237.09
2019-01-13 07:00 | 250.45 | 243.67
2019-01-13 07:30 | 253.31 | 246.89
2019-01-13 08:00 | 252.56 | 246.95
2019-01-13 08:30 | 251.29 | 245.49
2019-01-13 09:00 | 249.49 | 243.77
2019-01-13 09:30 | 249.08 | 244.22
2019-01-13 10:00 | 248.86 | 244.1
2019-01-13 10:30 | 249.12 | 244.4
2019-01-13 11:00 | 248.01 | 243.36
2019-01-13 11:30 | 247.44 | 242.86
2019-01-13 12:00 | 252.35 | 247.98
2019-01-13 12:30 | 256.51 | 252.4
2019-01-13 13:00 | 256.57 | 252.44
2019-01-13 13:30 | 256.92 | 252.82
2019-01-13 14:00 | 256.9 | 252.86
2019-01-13 14:30 | 256.58 | 252.76
2019-01-13 15:00 | 243.06 | 238.94
2019-01-13 15:30 | 239.61 | 235.58
2019-01-13 16:00 | 238.86 | 234.72
2019-01-13 16:30 | 256.29 | 252.73
2019-01-13 17:00 | 256.21 | 252.66
2019-01-13 17:30 | 257.32 | 253.73
2019-01-13 18:00 | 258.1 | 254.52
2019-01-13 18:30 | 257.99 | 254.21
2019-01-13 19:00 | 258.27 | 254.53
2019-01-13 19:30 | 258.97 | 255.12
2019-01-13 20:00 | 258.89 | 255.2
2019-01-13 20:30 | 259.25 | 255.81
2019-01-13 21:00 | 259.17 | 256.04
2019-01-13 21:30 | 258.91 | 255.47
2019-01-13 22:00 | 257.05 | 253.02
2019-01-13 22:30 | 256.49 | 252.42
2019-01-13 23:00 | 258.38 | 254.22
2019-01-13 23:30 | 260.54 | 256.15
2019-01-14 | 259.86 | 255.46
2019-01-14 00:30 | 259.31 | 254.21
2019-01-14 01:00 | 256.57 | 251.76
2019-01-14 01:30 | 259.21 | 254.04
2019-01-14 02:00 | 258.77 | 253.75
2019-01-14 02:30 | 258.78 | 253.77
2019-01-14 03:00 | 258.26 | 253.29
2019-01-14 03:30 | 258.7 | 253.68
2019-01-14 04:00 | 257.95 | 253
2019-01-14 04:30 | 257.36 | 252.49
2019-01-14 05:00 | 259.26 | 254.2
2019-01-14 05:30 | 259.96 | 254.75
2019-01-14 06:00 | 259.25 | 254.14
2019-01-14 06:30 | 255.86 | 251
2019-01-14 07:00 | 257.88 | 253.29
2019-01-14 07:30 | 258.43 | 253.67
2019-01-14 08:00 | 253.88 | 249.03
2019-01-14 08:30 | 247.52 | 242.37
2019-01-14 09:00 | 246.72 | 241.91
2019-01-14 09:30 | 246.18 | 241.45
2019-01-14 10:00 | 245.53 | 240.77
2019-01-14 10:30 | 245.36 | 240.75
2019-01-14 11:00 | 244.53 | 240.23
2019-01-14 11:30 | 244.78 | 240.52
2019-01-14 12:00 | 245.3 | 240.72
2019-01-14 12:30 | 245.91 | 241.17
2019-01-14 13:00 | 244.42 | 240.02
2019-01-14 13:30 | 244.88 | 240.27
2019-01-14 14:00 | 246.03 | 241.25
2019-01-14 14:30 | 247.13 | 242.23
2019-01-14 15:00 | 247.5 | 242.64
2019-01-14 15:30 | 248.01 | 242.89
2019-01-14 16:00 | 247.46 | 242.23
2019-01-14 16:30 | 245.85 | 240.71
2019-01-14 17:00 | 244.56 | 239.64
2019-01-14 17:30 | 243.82 | 239.69
2019-01-14 18:00 | 244.57 | 240.56
2019-01-14 18:30 | 245.05 | 240.99
2019-01-14 19:00 | 245.74 | 241.6
2019-01-14 19:30 | 245.99 | 241.66
2019-01-14 20:00 | 245.54 | 241.41
2019-01-14 20:30 | 245.58 | 241.66
2019-01-14 21:00 | 245.63 | 241.91
2019-01-14 21:30 | 246.14 | 242.04
2019-01-14 22:00 | 246.03 | 241.73
2019-01-14 22:30 | 246.24 | 241.48
2019-01-14 23:00 | 248.17 | 242.69
2019-01-14 23:30 | 247.53 | 242.09
2019-01-15 | 247.32 | 241.88
2019-01-15 00:30 | 247.16 | 241.73
2019-01-15 01:00 | 247.56 | 242.13
2019-01-15 01:30 | 247.75 | 242.38
2019-01-15 02:00 | 246.24 | 241.16
2019-01-15 02:30 | 246.46 | 241.35
2019-01-15 03:00 | 247.64 | 242.41
2019-01-15 03:30 | 247.4 | 242.21
2019-01-15 04:00 | 239.78 | 235.62
2019-01-15 04:30 | 236.65 | 232.86
2019-01-15 05:00 | 236.44 | 232.68
2019-01-15 05:30 | 236.91 | 233.09
2019-01-15 06:00 | 236.83 | 233.26
2019-01-15 06:30 | 236.27 | 232.93
2019-01-15 07:00 | 236.42 | 232.88
2019-01-15 07:30 | 235.37 | 232.2
2019-01-15 08:00 | 234.32 | 231.43
2019-01-15 08:30 | 253.9 | 251.03
2019-01-15 09:00 | 271.07 | 268.31
2019-01-15 09:30 | 269.09 | 266.7
2019-01-15 10:00 | 268.76 | 266.64
2019-01-15 10:30 | 239.07 | 236.64
2019-01-15 11:00 | 236.42 | 233.93
2019-01-15 11:30 | 235.37 | 232.71
2019-01-15 12:00 | 233.4 | 230.82
2019-01-15 12:30 | 235.64 | 232.93
2019-01-15 13:00 | 236.37 | 233.58
2019-01-15 13:30 | 236.03 | 233.23
2019-01-15 14:00 | 236.54 | 233.87
2019-01-15 14:30 | 240.5 | 237.47
2019-01-15 15:00 | 249.63 | 245.32
2019-01-15 15:30 | 254.99 | 249.48
2019-01-15 16:00 | 254.99 | 249.55
2019-01-15 16:30 | 252.91 | 248.15
2019-01-15 17:00 | 251.92 | 247.12
2019-01-15 17:30 | 248.21 | 243.72
2019-01-15 18:00 | 246.84 | 242.45
2019-01-15 18:30 | 247.04 | 242.81
2019-01-15 19:00 | 247.33 | 243.18
2019-01-15 19:30 | 246.04 | 241.91
2019-01-15 20:00 | 246.64 | 242.41
2019-01-15 20:30 | 244.75 | 240.77
2019-01-15 21:00 | 245.1 | 241.46
2019-01-15 21:30 | 249.29 | 245.19
2019-01-15 22:00 | 249.53 | 245.16
2019-01-15 22:30 | 250.07 | 245.52
2019-01-15 23:00 | 249.19 | 244.84
2019-01-15 23:30 | 244.29 | 240.61
2019-01-16 | 245.23 | 241.36
2019-01-16 00:30 | 248.79 | 244.13
2019-01-16 01:00 | 251.1 | 246
2019-01-16 01:30 | 250.04 | 245
2019-01-16 02:00 | 250.23 | 245.26
2019-01-16 02:30 | 249.89 | 244.84
2019-01-16 03:00 | 246.83 | 241.74
2019-01-16 03:30 | 247.49 | 242.36
2019-01-16 04:00 | 248.12 | 242.83
2019-01-16 04:30 | 243.33 | 238.78
2019-01-16 05:00 | 243.23 | 238.62
2019-01-16 05:30 | 242.56 | 237.88
2019-01-16 06:00 | 239.09 | 234.87
2019-01-16 06:30 | 237.45 | 233.18
2019-01-16 07:00 | 236.32 | 232.65
2019-01-16 07:30 | 236.16 | 232.32
2019-01-16 08:00 | 234.58 | 230.82
2019-01-16 08:30 | 230.59 | 226.25
2019-01-16 09:00 | 230.22 | 225.77
2019-01-16 09:30 | 230.76 | 226.86
2019-01-16 10:00 | 235.16 | 231.28
2019-01-16 10:30 | 240.99 | 237.05
2019-01-16 11:00 | 240.62 | 236.7
2019-01-16 11:30 | 240.72 | 237.18
2019-01-16 12:00 | 239 | 235.53
2019-01-16 12:30 | 236.05 | 232.58
2019-01-16 13:00 | 236.72 | 233.28
2019-01-16 13:30 | 235.83 | 232.5
2019-01-16 14:00 | 238.12 | 234.3
2019-01-16 14:30 | 238.23 | 234.31
2019-01-16 15:00 | 238.05 | 233.89
2019-01-16 15:30 | 237.67 | 233.86
2019-01-16 16:00 | 239.34 | 235.12
2019-01-16 16:30 | 252.85 | 249.32
2019-01-16 17:00 | 270.64 | 267.88
2019-01-16 17:30 | 268.9 | 266.16
2019-01-16 18:00 | 251.54 | 247.99
2019-01-16 18:30 | 256.42 | 252.26
2019-01-16 19:00 | 260.69 | 255.86
2019-01-16 19:30 | 260.53 | 255.8
2019-01-16 20:00 | 260.55 | 255.64
2019-01-16 20:30 | 260.68 | 255.54
2019-01-16 21:00 | 261.86 | 256.49
2019-01-16 21:30 | 262.21 | 257.1
2019-01-16 22:00 | 262.45 | 257.62
2019-01-16 22:30 | 270.23 | 265.88
2019-01-16 23:00 | 284.05 | 279.67
2019-01-16 23:30 | 284.18 | 279.81
2019-01-17 | 284.71 | 280.37
2019-01-17 00:30 | 279.36 | 275.44
2019-01-17 01:00 | 259.14 | 253.95
2019-01-17 01:30 | 258.62 | 253.51
2019-01-17 02:00 | 259.72 | 254.5
2019-01-17 02:30 | 258.94 | 253.93
2019-01-17 03:00 | 260 | 254.9
2019-01-17 03:30 | 256.9 | 251.7
2019-01-17 04:00 | 245.69 | 240.22
2019-01-17 04:30 | 246.81 | 241.03
2019-01-17 05:00 | 246.72 | 240.82
2019-01-17 05:30 | 244.94 | 239.04
2019-01-17 06:00 | 244.92 | 238.77
2019-01-17 06:30 | 243.53 | 237.17
2019-01-17 07:00 | 256.13 | 250.28
2019-01-17 07:30 | 262.75 | 256.97
2019-01-17 08:00 | 261.3 | 255.37
2019-01-17 08:30 | 243.27 | 238.11
2019-01-17 09:00 | 239.27 | 234.58
2019-01-17 09:30 | 237.19 | 233.34
2019-01-17 10:00 | 238.08 | 234.38
2019-01-17 10:30 | 239.8 | 235.94
2019-01-17 11:00 | 240.36 | 236.52
2019-01-17 11:30 | 241.37 | 237.58
2019-01-17 12:00 | 245.78 | 241.82
2019-01-17 12:30 | 247.24 | 242.92
2019-01-17 13:00 | 242.07 | 238.39
2019-01-17 13:30 | 245.05 | 241.01
2019-01-17 14:00 | 247.88 | 243.26
2019-01-17 14:30 | 247.63 | 243.34
2019-01-17 15:00 | 256.61 | 252.48
2019-01-17 15:30 | 279.77 | 276.06
2019-01-17 16:00 | 279.1 | 275.3
2019-01-17 16:30 | 281.47 | 278.2
2019-01-17 17:00 | 281.75 | 278.46
2019-01-17 17:30 | 282.25 | 279.2
2019-01-17 18:00 | 283.27 | 280.23
2019-01-17 18:30 | 284.01 | 281.14
2019-01-17 19:00 | 283.98 | 281.32
2019-01-17 19:30 | 282.66 | 279.92
2019-01-17 20:00 | 281.88 | 279.32
2019-01-17 20:30 | 280.94 | 278.48
2019-01-17 21:00 | 278.96 | 276.44
2019-01-17 21:30 | 279.92 | 277.45
2019-01-17 22:00 | 281.04 | 278.19
2019-01-17 22:30 | 280.04 | 276.83
2019-01-17 23:00 | 279.43 | 276.19
2019-01-17 23:30 | 279.36 | 276.18
2019-01-18 | 278.5 | 275.51
2019-01-18 00:30 | 266.74 | 262.87
2019-01-18 01:00 | 264.33 | 260.18
2019-01-18 01:30 | 264.45 | 260.44
2019-01-18 02:00 | 263.03 | 259.13
2019-01-18 02:30 | 261.88 | 258.18
2019-01-18 03:00 | 261.71 | 257.94
2019-01-18 03:30 | 256.74 | 253.62
2019-01-18 04:00 | 269.7 | 267.33
2019-01-18 04:30 | 270.2 | 267.8
2019-01-18 05:00 | 272.31 | 269.72
2019-01-18 05:30 | 272.58 | 269.96
2019-01-18 06:00 | 272.57 | 269.88
2019-01-18 06:30 | 272.12 | 269.83
2019-01-18 07:00 | 273.36 | 271.33
2019-01-18 07:30 | 270.27 | 268.43
2019-01-18 08:00 | 266.37 | 264.64
2019-01-18 08:30 | 264.66 | 262.92
2019-01-18 09:00 | 265.88 | 263.96
2019-01-18 09:30 | 265.8 | 263.94
2019-01-18 10:00 | 265.76 | 263.91
2019-01-18 10:30 | 271.48 | 269.69
2019-01-18 11:00 | 273.81 | 272.03
2019-01-18 11:30 | 274.99 | 273.17
2019-01-18 12:00 | 273.79 | 271.89
2019-01-18 12:30 | 273.87 | 271.88
2019-01-18 13:00 | 272.67 | 270.85
2019-01-18 13:30 | 274.2 | 272.27
2019-01-18 14:00 | 274.42 | 272.34
2019-01-18 14:30 | 274.13 | 272.01
2019-01-18 15:00 | 274.81 | 272.67
2019-01-18 15:30 | 273.79 | 271.69
2019-01-18 16:00 | 274.96 | 272.87
2019-01-18 16:30 | 276 | 273.89
2019-01-18 17:00 | 275.92 | 273.68
2019-01-18 17:30 | 275.76 | 273.7
2019-01-18 18:00 | 277.01 | 274.98
2019-01-18 18:30 | 276.74 | 274.82
2019-01-18 19:00 | 277.59 | 275.57
2019-01-18 19:30 | 277.43 | 275.34
2019-01-18 20:00 | 273.95 | 272.08
2019-01-18 20:30 | 272.17 | 270.16
2019-01-18 21:00 | 274.26 | 271.88
2019-01-18 21:30 | 272.63 | 270.29
2019-01-18 22:00 | 262.88 | 260.78
2019-01-18 22:30 | 262.59 | 260.68
2019-01-18 23:00 | 263.5 | 261.53
2019-01-18 23:30 | 253.8 | 251.5
2019-01-19 | 239.36 | 236.76
2019-01-19 00:30 | 238.26 | 235.59
2019-01-19 01:00 | 237.39 | 234.3
2019-01-19 01:30 | 238.6 | 235.44
2019-01-19 02:00 | 238.21 | 234.94
2019-01-19 02:30 | 237.27 | 233.69
2019-01-19 03:00 | 239.3 | 236.06
2019-01-19 03:30 | 263.51 | 260.62
2019-01-19 04:00 | 265.44 | 262.38
2019-01-19 04:30 | 268.86 | 266.03
2019-01-19 05:00 | 268.31 | 265.53
2019-01-19 05:30 | 275.44 | 272.82
2019-01-19 06:00 | 277.03 | 274.41
2019-01-19 06:30 | 275.36 | 272.82
2019-01-19 07:00 | 275.46 | 272.81
2019-01-19 07:30 | 276.58 | 273.66
2019-01-19 08:00 | 277.55 | 274.54
2019-01-19 08:30 | 274.52 | 272.09
2019-01-19 09:00 | 270.53 | 268.33
2019-01-19 09:30 | 274.63 | 272.36
2019-01-19 10:00 | 264.91 | 262.11
2019-01-19 10:30 | 261.29 | 258.43
2019-01-19 11:00 | 267.37 | 264.9
2019-01-19 11:30 | 265.77 | 263.53
2019-01-19 12:00 | 266.17 | 263.76
2019-01-19 12:30 | 265.71 | 263.4
2019-01-19 13:00 | 265.06 | 262.81
2019-01-19 13:30 | 264.08 | 262.05
2019-01-19 14:00 | 265.01 | 262.83
2019-01-19 14:30 | 265.89 | 263.61
2019-01-19 15:00 | 267.41 | 265.02
2019-01-19 15:30 | 268.5 | 266.08
2019-01-19 16:00 | 267.42 | 265.08
2019-01-19 16:30 | 267.02 | 264.7
2019-01-19 17:00 | 268.79 | 266.4
2019-01-19 17:30 | 269.19 | 266.75
2019-01-19 18:00 | 270.63 | 268.09
2019-01-19 18:30 | 269.28 | 266.94
2019-01-19 19:00 | 271.59 | 269.12
2019-01-19 19:30 | 275.05 | 272.29
2019-01-19 20:00 | 275.78 | 273.33
2019-01-19 20:30 | 275.18 | 272.96
2019-01-19 21:00 | 270.8 | 268.67
2019-01-19 21:30 | 244.33 | 241.62
2019-01-19 22:00 | 229.99 | 226.77
2019-01-19 22:30 | 229.38 | 226.33
2019-01-19 23:00 | 230.09 | 226.99
2019-01-19 23:30 | 230.82 | 227.75
2019-01-20 | 229.25 | 226.1
2019-01-20 00:30 | 229.15 | 224.74
2019-01-20 01:00 | 229.48 | 224.76
2019-01-20 01:30 | 229.98 | 225.6
2019-01-20 02:00 | 229.67 | 225.32
2019-01-20 02:30 | 230.19 | 225.91
2019-01-20 03:00 | 230.29 | 225.95
2019-01-20 03:30 | 230.59 | 225.96
2019-01-20 04:00 | 230.72 | 226.02
2019-01-20 04:30 | 230.56 | 225.8
2019-01-20 05:00 | 230.79 | 225.98
2019-01-20 05:30 | 230.84 | 226.03
2019-01-20 06:00 | 230.58 | 225.8
2019-01-20 06:30 | 230.69 | 225.8
2019-01-20 07:00 | 231.66 | 226.48
2019-01-20 07:30 | 231.92 | 226.64
2019-01-20 08:00 | 231.31 | 225.96
2019-01-20 08:30 | 230.44 | 225.12
2019-01-20 09:00 | 230.37 | 225.07
2019-01-20 09:30 | 232.08 | 227.38
2019-01-20 10:00 | 236.04 | 231.42
2019-01-20 10:30 | 235.87 | 231.33
2019-01-20 11:00 | 247.59 | 243.68
2019-01-20 11:30 | 266.93 | 264.01
2019-01-20 12:00 | 263.25 | 260.95
2019-01-20 12:30 | 269.06 | 266.83
2019-01-20 13:00 | 270.17 | 267.98
2019-01-20 13:30 | 268.56 | 266.73
2019-01-20 14:00 | 270.51 | 268.56
2019-01-20 14:30 | 270.87 | 268.91
2019-01-20 15:00 | 272.15 | 270.15
2019-01-20 15:30 | 271.09 | 269.18
2019-01-20 16:00 | 270.45 | 268.46
2019-01-20 16:30 | 269.9 | 267.87
2019-01-20 17:00 | 272.65 | 270.17
2019-01-20 17:30 | 274.52 | 271.79
2019-01-20 18:00 | 273.46 | 270.81
2019-01-20 18:30 | 273.92 | 271.16
2019-01-20 19:00 | 274.46 | 271.71
2019-01-20 19:30 | 273.42 | 270.6
2019-01-20 20:00 | 271.39 | 268.69
2019-01-20 20:30 | 271 | 268.78
2019-01-20 21:00 | 265.28 | 263.49
2019-01-20 21:30 | 259.73 | 257.86
2019-01-20 22:00 | 253.57 | 251.42
2019-01-20 22:30 | 249.88 | 247.52
2019-01-20 23:00 | 250.57 | 248.23
2019-01-20 23:30 | 250.23 | 247.81
2019-01-21 | 251.93 | 249.21
2019-01-21 00:30 | 251.12 | 248.47
2019-01-21 01:00 | 249.51 | 246.99
2019-01-21 01:30 | 250.11 | 247.6
2019-01-21 02:00 | 251.78 | 248.61
2019-01-21 02:30 | 252.92 | 249.44
2019-01-21 03:00 | 252.8 | 249.28
2019-01-21 03:30 | 252.16 | 248.67
2019-01-21 04:00 | 253.63 | 249.94
2019-01-21 04:30 | 254.24 | 250.71
2019-01-21 05:00 | 263.99 | 260.76
2019-01-21 05:30 | 264.96 | 261.7
2019-01-21 06:00 | 265.32 | 261.99
2019-01-21 06:30 | 264.82 | 261.71
2019-01-21 07:00 | 264.57 | 261.54
2019-01-21 07:30 | 262.02 | 259.39
2019-01-21 08:00 | 264.85 | 262.3
2019-01-21 08:30 | 264.61 | 262.34
2019-01-21 09:00 | 263.77 | 261.49
2019-01-21 09:30 | 262.92 | 260.71
2019-01-21 10:00 | 261.96 | 259.65
2019-01-21 10:30 | 262.15 | 259.72
2019-01-21 11:00 | 262.18 | 259.81
2019-01-21 11:30 | 262.81 | 260.36
2019-01-21 12:00 | 268.89 | 266.31
2019-01-21 12:30 | 267.95 | 265.56
2019-01-21 13:00 | 268.95 | 266.32
2019-01-21 13:30 | 268.64 | 265.54
2019-01-21 14:00 | 269.53 | 266.56
2019-01-21 14:30 | 272.54 | 269.3
2019-01-21 15:00 | 261.94 | 259.36
2019-01-21 15:30 | 263.5 | 260.89
2019-01-21 16:00 | 262.61 | 260.26
2019-01-21 16:30 | 262.8 | 261
2019-01-21 17:00 | 263.96 | 262.02
2019-01-21 17:30 | 264.01 | 262.1
2019-01-21 18:00 | 264.46 | 262.41
2019-01-21 18:30 | 264.14 | 261.94
2019-01-21 19:00 | 265.85 | 263.41
2019-01-21 19:30 | 265.85 | 263.42
2019-01-21 20:00 | 266.71 | 264.41
2019-01-21 20:30 | 271.59 | 269.4
2019-01-21 21:00 | 283.85 | 280.04
2019-01-21 21:30 | 285.01 | 280.19
2019-01-21 22:00 | 283.62 | 279.51
2019-01-21 22:30 | 283.76 | 279.81
2019-01-21 23:00 | 284.25 | 280.33
2019-01-21 23:30 | 277.69 | 273.73
2019-01-22 | 250.08 | 244.99
2019-01-22 00:30 | 248.77 | 243.76
2019-01-22 01:00 | 248.9 | 243.38
2019-01-22 01:30 | 248.11 | 242.73
2019-01-22 02:00 | 242.05 | 236.95
2019-01-22 02:30 | 235.61 | 230.3
2019-01-22 03:00 | 233.57 | 228.46
2019-01-22 03:30 | 232.07 | 227.12
2019-01-22 04:00 | 235.31 | 229.93
2019-01-22 04:30 | 237.66 | 232.01
2019-01-22 05:00 | 238.5 | 232.72
2019-01-22 05:30 | 236.7 | 231.03
2019-01-22 06:00 | 236.7 | 230.86
2019-01-22 06:30 | 238.24 | 232.55
2019-01-22 07:00 | 238.71 | 233.32
2019-01-22 07:30 | 236.71 | 232.38
2019-01-22 08:00 | 237.21 | 232.53
2019-01-22 08:30 | 249.42 | 245.97
2019-01-22 09:00 | 250.84 | 246.95
2019-01-22 09:30 | 249.62 | 245.49
2019-01-22 10:00 | 249.49 | 245.25
2019-01-22 10:30 | 249.07 | 245.14
2019-01-22 11:00 | 248 | 245.27
2019-01-22 11:30 | 246.29 | 243.93
2019-01-22 12:00 | 244.65 | 242.13
2019-01-22 12:30 | 247.6 | 245.32
2019-01-22 13:00 | 247.35 | 245.13
2019-01-22 13:30 | 248.32 | 245.97
2019-01-22 14:00 | 248.69 | 245.87
2019-01-22 14:30 | 253.74 | 249.99
2019-01-22 15:00 | 252.48 | 248.84
2019-01-22 15:30 | 251.92 | 248.22
2019-01-22 16:00 | 251.06 | 247.5
2019-01-22 16:30 | 252.2 | 249.03
2019-01-22 17:00 | 251.13 | 248.1
2019-01-22 17:30 | 243.86 | 241.81
2019-01-22 18:00 | 239.77 | 237.98
2019-01-22 18:30 | 248.72 | 246.3
2019-01-22 19:00 | 249.67 | 246.84
2019-01-22 19:30 | 248.21 | 245.11
2019-01-22 20:00 | 248.18 | 245.38
2019-01-22 20:30 | 245.81 | 242.29
2019-01-22 21:00 | 246.38 | 242.3
2019-01-22 21:30 | 248.25 | 244.06
2019-01-22 22:00 | 252.28 | 247.76
2019-01-22 22:30 | 253.06 | 247.98
2019-01-22 23:00 | 253.49 | 247.65
2019-01-22 23:30 | 253.18 | 247.67
2019-01-23 | 251.92 | 247.28
2019-01-23 00:30 | 251.44 | 246.91
2019-01-23 01:00 | 250.06 | 245.78
2019-01-23 01:30 | 248.88 | 244.78
2019-01-23 02:00 | 275.19 | 271.65
2019-01-23 02:30 | 276.99 | 273.23
2019-01-23 03:00 | 276.96 | 273.16
2019-01-23 03:30 | 272.73 | 269.4
2019-01-23 04:00 | 259.29 | 256.23
2019-01-23 04:30 | 242.81 | 239.52
2019-01-23 05:00 | 268.2 | 265.41
2019-01-23 05:30 | 269.84 | 267.01
2019-01-23 06:00 | 259.94 | 257.08
2019-01-23 06:30 | 255.85 | 253.22
2019-01-23 07:00 | 253.51 | 251.28
2019-01-23 07:30 | 253.29 | 251.15
2019-01-23 08:00 | 252.98 | 251.16
2019-01-23 08:30 | 236.32 | 234.02
2019-01-23 09:00 | 219.93 | 217.02
2019-01-23 09:30 | 233.81 | 231.55
2019-01-23 10:00 | 238.89 | 236.95
2019-01-23 10:30 | 239.78 | 237.49
2019-01-23 11:00 | 239.7 | 237.52
2019-01-23 11:30 | 238.77 | 236.49
2019-01-23 12:00 | 244.33 | 241.77
2019-01-23 12:30 | 257.83 | 255.49
2019-01-23 13:00 | 264.59 | 262.72
2019-01-23 13:30 | 259.31 | 257.38
2019-01-23 14:00 | 260.34 | 258.28
2019-01-23 14:30 | 255.08 | 252.73
2019-01-23 15:00 | 243.25 | 240.1
2019-01-23 15:30 | 248.46 | 244.45
2019-01-23 16:00 | 258.58 | 256.45
2019-01-23 16:30 | 261.79 | 258.4
2019-01-23 17:00 | 263.86 | 259.6
2019-01-23 17:30 | 264.7 | 260.36
2019-01-23 18:00 | 265.1 | 260.59
2019-01-23 18:30 | 257.74 | 253.52
2019-01-23 19:00 | 243.92 | 240.31
2019-01-23 19:30 | 251.91 | 248.57
2019-01-23 20:00 | 253.13 | 249.75
2019-01-23 20:30 | 251.71 | 248.59
2019-01-23 21:00 | 260.51 | 256.12
2019-01-23 21:30 | 263.52 | 258.94
2019-01-23 22:00 | 255.92 | 251.94
2019-01-23 22:30 | 251.6 | 247.33
2019-01-23 23:00 | 251.01 | 246.81
2019-01-23 23:30 | 250.97 | 246.38
2019-01-24 | 242.24 | 237.46
2019-01-24 00:30 | 243.79 | 238.41
2019-01-24 01:00 | 250.07 | 245.1
2019-01-24 01:30 | 249.42 | 244.62
2019-01-24 02:00 | 247.96 | 243.32
2019-01-24 02:30 | 248.78 | 244.03
2019-01-24 03:00 | 249.62 | 244.81
2019-01-24 03:30 | 249.91 | 245.06
2019-01-24 04:00 | 250.09 | 245.34
2019-01-24 04:30 | 249.44 | 244.78
2019-01-24 05:00 | 249.17 | 244.56
2019-01-24 05:30 | 245.72 | 241.56
2019-01-24 06:00 | 244.72 | 240.58
2019-01-24 06:30 | 245.21 | 240.91
2019-01-24 07:00 | 245.31 | 240.84
2019-01-24 07:30 | 245.16 | 241.09
2019-01-24 08:00 | 243.77 | 240.54
2019-01-24 08:30 | 229.07 | 225.95
2019-01-24 09:00 | 224.11 | 221.41
2019-01-24 09:30 | 223.57 | 220.96
2019-01-24 10:00 | 222.88 | 220.1
2019-01-24 10:30 | 225.04 | 222.12
2019-01-24 11:00 | 228.46 | 225.65
2019-01-24 11:30 | 233.75 | 230.57
2019-01-24 12:00 | 239.05 | 236.29
2019-01-24 12:30 | 243.01 | 240.18
2019-01-24 13:00 | 245.91 | 242.9
2019-01-24 13:30 | 244.43 | 241.39
2019-01-24 14:00 | 248.83 | 245.46
2019-01-24 14:30 | 255.31 | 252.27
2019-01-24 15:00 | 268.22 | 265.45
2019-01-24 15:30 | 272.16 | 269.64
2019-01-24 16:00 | 280.47 | 277.39
2019-01-24 16:30 | 280.43 | 276.75
2019-01-24 17:00 | 279.46 | 276.03
2019-01-24 17:30 | 273.97 | 270.37
2019-01-24 18:00 | 270.72 | 266.65
2019-01-24 18:30 | 269.68 | 265.9
2019-01-24 19:00 | 277.92 | 274.3
2019-01-24 19:30 | 278.47 | 274.58
2019-01-24 20:00 | 277.53 | 273.72
2019-01-24 20:30 | 275.05 | 271.8
2019-01-24 21:00 | 271.9 | 269.03
2019-01-24 21:30 | 271.47 | 268.81
2019-01-24 22:00 | 277.08 | 273.71
2019-01-24 22:30 | 278.58 | 274.88
2019-01-24 23:00 | 280.79 | 276.5
2019-01-24 23:30 | 276.88 | 272.93
2019-01-25 | 277.76 | 274.03
2019-01-25 00:30 | 278.76 | 274.98
2019-01-25 01:00 | 272.1 | 268.11
2019-01-25 01:30 | 252.65 | 248.15
2019-01-25 02:00 | 252.54 | 247.86
2019-01-25 02:30 | 246.21 | 240.99
2019-01-25 03:00 | 241.13 | 235.76
2019-01-25 03:30 | 236.83 | 232.15
2019-01-25 04:00 | 237.31 | 232.6
2019-01-25 04:30 | 244.74 | 238.84
2019-01-25 05:00 | 246.72 | 240.61
2019-01-25 05:30 | 247.67 | 241.35
2019-01-25 06:00 | 248.5 | 242.06
2019-01-25 06:30 | 246.39 | 239.95
2019-01-25 07:00 | 245.63 | 239.72
2019-01-25 07:30 | 246.37 | 240.18
2019-01-25 08:00 | 246.3 | 239.94
2019-01-25 08:30 | 263.15 | 258.14
2019-01-25 09:00 | 269.87 | 265.38
2019-01-25 09:30 | 270.11 | 265.6
2019-01-25 10:00 | 253.54 | 248.42
2019-01-25 10:30 | 250.82 | 245.81
2019-01-25 11:00 | 247.84 | 243.78
2019-01-25 11:30 | 246.79 | 242.95
2019-01-25 12:00 | 252 | 247.29
2019-01-25 12:30 | 252.3 | 247.17
2019-01-25 13:00 | 251.41 | 246.95
2019-01-25 13:30 | 252.41 | 247.96
2019-01-25 14:00 | 253.67 | 248.74
2019-01-25 14:30 | 247.86 | 244
2019-01-25 15:00 | 247.47 | 243.84
2019-01-25 15:30 | 258.52 | 254.99
2019-01-25 16:00 | 279.83 | 276.92
2019-01-25 16:30 | 278.91 | 276.22
2019-01-25 17:00 | 280.52 | 277.86
2019-01-25 17:30 | 283.96 | 281.31
2019-01-25 18:00 | 280.44 | 277.87
2019-01-25 18:30 | 280.21 | 277.74
2019-01-25 19:00 | 281 | 278.52
2019-01-25 19:30 | 284.85 | 282.16
2019-01-25 20:00 | 287.05 | 284.01
2019-01-25 20:30 | 286.23 | 283
2019-01-25 21:00 | 286.61 | 282.89
2019-01-25 21:30 | 287.86 | 283.86
2019-01-25 22:00 | 288.42 | 284.34
2019-01-25 22:30 | 273.39 | 268.27
2019-01-25 23:00 | 271.97 | 267.08
2019-01-25 23:30 | 267.29 | 262.36
2019-01-26 | 261.29 | 256.28
2019-01-26 00:30 | 259.43 | 254.33
2019-01-26 01:00 | 259.91 | 254.65
2019-01-26 01:30 | 259.17 | 253.99
2019-01-26 02:00 | 256.37 | 251.24
2019-01-26 02:30 | 248.91 | 243.65
2019-01-26 03:00 | 249.86 | 244.56
2019-01-26 03:30 | 253.26 | 247.7
2019-01-26 04:00 | 253.21 | 247.58
2019-01-26 04:30 | 251.97 | 246.82
2019-01-26 05:00 | 250.8 | 245.59
2019-01-26 05:30 | 251.49 | 245.97
2019-01-26 06:00 | 251.27 | 245.6
2019-01-26 06:30 | 273.1 | 268.37
2019-01-26 07:00 | 284.82 | 280.4
2019-01-26 07:30 | 285.34 | 281.09
2019-01-26 08:00 | 285.68 | 281.37
2019-01-26 08:30 | 273.17 | 268.48
2019-01-26 09:00 | 252.84 | 247.42
2019-01-26 09:30 | 253.34 | 247.77
2019-01-26 10:00 | 252.91 | 247.28
2019-01-26 10:30 | 252.49 | 246.74
2019-01-26 11:00 | 248.14 | 242.92
2019-01-26 11:30 | 246.09 | 240.87
2019-01-26 12:00 | 244.6 | 239.52
2019-01-26 12:30 | 245.06 | 239.88
2019-01-26 13:00 | 268.16 | 263.87
2019-01-26 13:30 | 271.93 | 268.32
2019-01-26 14:00 | 268.99 | 265.59
2019-01-26 14:30 | 268.45 | 265
2019-01-26 15:00 | 271.31 | 267.78
2019-01-26 15:30 | 277.22 | 273.45
2019-01-26 16:00 | 279.41 | 275.49
2019-01-26 16:30 | 279.75 | 275.66
2019-01-26 17:00 | 262.65 | 259.16
2019-01-26 17:30 | 260.89 | 257.77
2019-01-26 18:00 | 279.55 | 277.04
2019-01-26 18:30 | 277.45 | 275.18
2019-01-26 19:00 | 276.98 | 274.72
2019-01-26 19:30 | 277.26 | 274.96
2019-01-26 20:00 | 277.99 | 275.63
2019-01-26 20:30 | 278.72 | 276.37
2019-01-26 21:00 | 279.34 | 276.89
2019-01-26 21:30 | 279.31 | 275.77
2019-01-26 22:00 | 280.74 | 277.01
2019-01-26 22:30 | 280.51 | 276.82
2019-01-26 23:00 | 279.62 | 275.97
2019-01-26 23:30 | 280.31 | 276.73
2019-01-27 | 281.16 | 277.58
2019-01-27 00:30 | 279.92 | 276.48
2019-01-27 01:00 | 278.05 | 274.8
2019-01-27 01:30 | 280.28 | 276.72
2019-01-27 02:00 | 280.2 | 276.62
2019-01-27 02:30 | 278.49 | 275.05
2019-01-27 03:00 | 273.54 | 270.63
2019-01-27 03:30 | 273.2 | 270.21
2019-01-27 04:00 | 278 | 274.37
2019-01-27 04:30 | 279.09 | 275.34
2019-01-27 05:00 | 278.98 | 275.16
2019-01-27 05:30 | 280.28 | 276.31
2019-01-27 06:00 | 280.62 | 276.57
2019-01-27 06:30 | 278.07 | 274.23
2019-01-27 07:00 | 278.33 | 274.38
2019-01-27 07:30 | 278.32 | 274.19
2019-01-27 08:00 | 278.21 | 274
2019-01-27 08:30 | 276.36 | 272.38
2019-01-27 09:00 | 274.98 | 271.04
2019-01-27 09:30 | 275.77 | 271.74
2019-01-27 10:00 | 276.05 | 271.89
2019-01-27 10:30 | 274.94 | 270.8
2019-01-27 11:00 | 274.37 | 270.58
2019-01-27 11:30 | 273.5 | 269.86
2019-01-27 12:00 | 273.71 | 270.08
2019-01-27 12:30 | 273.58 | 269.89
2019-01-27 13:00 | 273.59 | 269.9
2019-01-27 13:30 | 274.72 | 270.91
2019-01-27 14:00 | 274.16 | 270.33
2019-01-27 14:30 | 275.01 | 271.16
2019-01-27 15:00 | 275.38 | 271.48
2019-01-27 15:30 | 275.94 | 271.77
2019-01-27 16:00 | 276.58 | 272.38
2019-01-27 16:30 | 276.82 | 272.68
2019-01-27 17:00 | 278.62 | 274.12
2019-01-27 17:30 | 281.07 | 277.07
2019-01-27 18:00 | 281.56 | 277.69
2019-01-27 18:30 | 280.04 | 276.31
2019-01-27 19:00 | 281.28 | 277.47
2019-01-27 19:30 | 282.23 | 278.36
2019-01-27 20:00 | 282.16 | 278.34
2019-01-27 20:30 | 281.24 | 277.62
2019-01-27 21:00 | 282.82 | 279.15
2019-01-27 21:30 | 283.18 | 279.58
2019-01-27 22:00 | 282.96 | 279.49
2019-01-27 22:30 | 280.61 | 277.44
2019-01-27 23:00 | 280.65 | 277.22
2019-01-27 23:30 | 282.88 | 278.62
2019-01-28 | 283.54 | 279.26
2019-01-28 00:30 | 281.48 | 277.42
2019-01-28 01:00 | 281 | 277.03
2019-01-28 01:30 | 273.25 | 269.12
2019-01-28 02:00 | 251.56 | 246.81
2019-01-28 02:30 | 250.83 | 245.08
2019-01-28 03:00 | 250.05 | 244.35
2019-01-28 03:30 | 250.94 | 245.21
2019-01-28 04:00 | 250.95 | 245.12
2019-01-28 04:30 | 250.02 | 244.25
2019-01-28 05:00 | 249 | 243.37
2019-01-28 05:30 | 248.63 | 242.94
2019-01-28 06:00 | 248.28 | 242.55
2019-01-28 06:30 | 241.39 | 236.56
2019-01-28 07:00 | 241.6 | 236.66
2019-01-28 07:30 | 241.22 | 236.34
2019-01-28 08:00 | 241.75 | 236.74
2019-01-28 08:30 | 241.5 | 236.43
2019-01-28 09:00 | 240.34 | 235.68
2019-01-28 09:30 | 236.56 | 233.84
2019-01-28 10:00 | 230.88 | 228.56
2019-01-28 10:30 | 230.71 | 228.36
2019-01-28 11:00 | 231.11 | 228.67
2019-01-28 11:30 | 231.89 | 229.23
2019-01-28 12:00 | 230.88 | 228.32
2019-01-28 12:30 | 230.83 | 228.27
2019-01-28 13:00 | 236.22 | 233.23
2019-01-28 13:30 | 237.97 | 234.96
2019-01-28 14:00 | 238.63 | 235.44
2019-01-28 14:30 | 239.28 | 235.96
2019-01-28 15:00 | 238.69 | 235.48
2019-01-28 15:30 | 239 | 235.73
2019-01-28 16:00 | 237.57 | 234.48
2019-01-28 16:30 | 237.22 | 234.61
2019-01-28 17:00 | 236.38 | 233.92
2019-01-28 17:30 | 236.66 | 234.15
2019-01-28 18:00 | 237.56 | 234.96
2019-01-28 18:30 | 237.68 | 234.98
2019-01-28 19:00 | 237.06 | 234.39
2019-01-28 19:30 | 255.31 | 253.18
2019-01-28 20:00 | 266.34 | 264.18
2019-01-28 20:30 | 266.16 | 263.73
2019-01-28 21:00 | 265.96 | 263.47
2019-01-28 21:30 | 266.47 | 263.99
2019-01-28 22:00 | 266.29 | 263.95
2019-01-28 22:30 | 266.83 | 264.55
2019-01-28 23:00 | 248.53 | 245.88
2019-01-28 23:30 | 232.12 | 229.04
2019-01-29 | 232.53 | 229.41
2019-01-29 00:30 | 231.74 | 228.66
2019-01-29 01:00 | 231.25 | 227.09
2019-01-29 01:30 | 231.75 | 227.17
2019-01-29 02:00 | 232.91 | 228.37
2019-01-29 02:30 | 233.2 | 228.55
2019-01-29 03:00 | 247.08 | 243.13
2019-01-29 03:30 | 253.58 | 249.77
2019-01-29 04:00 | 254.63 | 250.67
2019-01-29 04:30 | 247.3 | 243.13
2019-01-29 05:00 | 236.23 | 231.58
2019-01-29 05:30 | 237.05 | 232.81
2019-01-29 06:00 | 235.46 | 231.53
2019-01-29 06:30 | 233.17 | 229.72
2019-01-29 07:00 | 231.22 | 228.5
2019-01-29 07:30 | 230.29 | 228.25
2019-01-29 08:00 | 260.16 | 258.51
2019-01-29 08:30 | 259.69 | 258.16
2019-01-29 09:00 | 258.68 | 257.22
2019-01-29 09:30 | 258.44 | 256.89
2019-01-29 10:00 | 258.5 | 256.92
2019-01-29 10:30 | 257.96 | 256.51
2019-01-29 11:00 | 256.61 | 255.19
2019-01-29 11:30 | 255.74 | 254.03
2019-01-29 12:00 | 254.12 | 252.37
2019-01-29 12:30 | 254.36 | 252.62
2019-01-29 13:00 | 256.06 | 254.31
2019-01-29 13:30 | 255.71 | 254.01
2019-01-29 14:00 | 254.41 | 252.79
2019-01-29 14:30 | 256.21 | 254.52
2019-01-29 15:00 | 261.21 | 259.45
2019-01-29 15:30 | 261.3 | 259.74
2019-01-29 16:00 | 260.74 | 259.19
2019-01-29 16:30 | 258.41 | 256.93
2019-01-29 17:00 | 259.29 | 257.8
2019-01-29 17:30 | 264.61 | 262.63
2019-01-29 18:00 | 265.91 | 264.07
2019-01-29 18:30 | 267.38 | 265.65
2019-01-29 19:00 | 268.45 | 266.68
2019-01-29 19:30 | 268.94 | 267.22
2019-01-29 20:00 | 268.79 | 267.06
2019-01-29 20:30 | 268.38 | 266.64
2019-01-29 21:00 | 257.74 | 255.75
2019-01-29 21:30 | 248.42 | 246.43
2019-01-29 22:00 | 247.15 | 244.98
2019-01-29 22:30 | 247.67 | 245.22
2019-01-29 23:00 | 249.6 | 246.5
2019-01-29 23:30 | 250.24 | 247.21
2019-01-30 | 250.31 | 247.14
2019-01-30 00:30 | 251.26 | 247.22
2019-01-30 01:00 | 250.71 | 246.68
2019-01-30 01:30 | 248.86 | 245.08
2019-01-30 02:00 | 247.95 | 244.34
2019-01-30 02:30 | 239.39 | 235.47
2019-01-30 03:00 | 233.34 | 229.35
2019-01-30 03:30 | 233.38 | 229.37
2019-01-30 04:00 | 234.42 | 230.28
2019-01-30 04:30 | 235.02 | 230.86
2019-01-30 05:00 | 234.98 | 230.81
2019-01-30 05:30 | 234.8 | 230.65
2019-01-30 06:00 | 233.94 | 230.32
2019-01-30 06:30 | 233.03 | 229.68
2019-01-30 07:00 | 231.58 | 228.86
2019-01-30 07:30 | 231.25 | 228.51
2019-01-30 08:00 | 229.61 | 227.08
2019-01-30 08:30 | 231.69 | 229.13
2019-01-30 09:00 | 233.67 | 230.98
2019-01-30 09:30 | 232.73 | 230.09
2019-01-30 10:00 | 232.84 | 230.4
2019-01-30 10:30 | 233.19 | 230.84
2019-01-30 11:00 | 231.47 | 229.3
2019-01-30 11:30 | 231.01 | 228.99
2019-01-30 12:00 | 231.55 | 229.35
2019-01-30 12:30 | 232.34 | 230.41
2019-01-30 13:00 | 231.58 | 229.81
2019-01-30 13:30 | 231.49 | 229.51
2019-01-30 14:00 | 232.1 | 229.79
2019-01-30 14:30 | 231.43 | 229.04
2019-01-30 15:00 | 235.16 | 232.44
2019-01-30 15:30 | 235.47 | 232.56
2019-01-30 16:00 | 234.44 | 231.75
2019-01-30 16:30 | 233.55 | 231.14
2019-01-30 17:00 | 234.04 | 231.53
2019-01-30 17:30 | 234.72 | 232.08
2019-01-30 18:00 | 235.68 | 233.33
2019-01-30 18:30 | 236.37 | 234.07
2019-01-30 19:00 | 235.47 | 233.12
2019-01-30 19:30 | 235.65 | 233.17
2019-01-30 20:00 | 239.8 | 237.35
2019-01-30 20:30 | 239.05 | 236.72
2019-01-30 21:00 | 238.09 | 235.58
2019-01-30 21:30 | 238.66 | 236.21
2019-01-30 22:00 | 239.2 | 236.8
2019-01-30 22:30 | 241.84 | 237.98
2019-01-30 23:00 | 240.84 | 236.79
2019-01-30 23:30 | 239.97 | 236.13
2019-01-31 | 240.26 | 236.5
2019-01-31 00:30 | 242.52 | 238.73
2019-01-31 01:00 | 241.94 | 238.3
2019-01-31 01:30 | 240.47 | 236.98
2019-01-31 02:00 | 241.02 | 237.05
2019-01-31 02:30 | 258.76 | 255.02
2019-01-31 03:00 | 274.45 | 271.26
2019-01-31 03:30 | 273.78 | 270.68
2019-01-31 04:00 | 274.99 | 271.74
2019-01-31 04:30 | 275.26 | 271.93
2019-01-31 05:00 | 274.37 | 271.21
2019-01-31 05:30 | 270.9 | 268.03
2019-01-31 06:00 | 274.01 | 271.02
2019-01-31 06:30 | 272.69 | 269.89
2019-01-31 07:00 | 271.69 | 269.07
2019-01-31 07:30 | 272.78 | 270.48
2019-01-31 08:00 | 272.86 | 270.62
2019-01-31 08:30 | 266.33 | 263.84
2019-01-31 09:00 | 236.61 | 233.56
2019-01-31 09:30 | 232.89 | 229.96
2019-01-31 10:00 | 232.05 | 229.3
2019-01-31 10:30 | 259.03 | 257.21
2019-01-31 11:00 | 260.69 | 258.89
2019-01-31 11:30 | 254.35 | 252.34
2019-01-31 12:00 | 253.48 | 251.51
2019-01-31 12:30 | 256.61 | 254.56
2019-01-31 13:00 | 265.36 | 263.46
2019-01-31 13:30 | 263.02 | 260.9
2019-01-31 14:00 | 256 | 253.88
2019-01-31 14:30 | 257.08 | 254.75
2019-01-31 15:00 | 249.74 | 247
2019-01-31 15:30 | 239.65 | 236.35
2019-01-31 16:00 | 248.29 | 245.01
2019-01-31 16:30 | 266.29 | 263.79
2019-01-31 17:00 | 265.28 | 263.08
2019-01-31 17:30 | 265.19 | 263.05
2019-01-31 18:00 | 266.97 | 264.79
2019-01-31 18:30 | 265.44 | 263.53
2019-01-31 19:00 | 266.42 | 264.3
2019-01-31 19:30 | 267.07 | 264.86
2019-01-31 20:00 | 264.68 | 262.74
2019-01-31 20:30 | 263.39 | 261.6
2019-01-31 21:00 | 263.96 | 261.98
2019-01-31 21:30 | 268.74 | 266.23
2019-01-31 22:00 | 268.78 | 266.45
2019-01-31 22:30 | 269.18 | 266.49
2019-01-31 23:00 | 269.96 | 267.18
2019-01-31 23:30 | 269.85 | 267.09
2019-02-01 | 269.9 | 266.89
2019-02-01 00:30 | 269.02 | 265.39
2019-02-01 01:00 | 269.01 | 265.09
2019-02-01 01:30 | 270.14 | 266.17
2019-02-01 02:00 | 270.66 | 266.71
2019-02-01 02:30 | 257.61 | 253.3
2019-02-01 03:00 | 242.34 | 237.43
2019-02-01 03:30 | 242.98 | 237.93
2019-02-01 04:00 | 243.06 | 237.87
2019-02-01 04:30 | 242.5 | 237.45
2019-02-01 05:00 | 242.35 | 237.39
2019-02-01 05:30 | 243.87 | 238.71
2019-02-01 06:00 | 244.95 | 239.67
2019-02-01 06:30 | 241.97 | 237.1
2019-02-01 07:00 | 241.15 | 236.51
2019-02-01 07:30 | 242.31 | 237.61
2019-02-01 08:00 | 242.11 | 237.19
2019-02-01 08:30 | 237.9 | 233.36
2019-02-01 09:00 | 255.77 | 251.63
2019-02-01 09:30 | 265.82 | 262.81
2019-02-01 10:00 | 265.12 | 262.06
2019-02-01 10:30 | 261.41 | 258.7
2019-02-01 11:00 | 259.35 | 256.87
2019-02-01 11:30 | 249.29 | 246.45
2019-02-01 12:00 | 246.8 | 243.73
2019-02-01 12:30 | 240.79 | 237.66
2019-02-01 13:00 | 234.4 | 231.66
2019-02-01 13:30 | 235.77 | 233.4
2019-02-01 14:00 | 239.36 | 236.71
2019-02-01 14:30 | 239.52 | 236.93
2019-02-01 15:00 | 239.33 | 236.76
2019-02-01 15:30 | 238.92 | 236.51
2019-02-01 16:00 | 239.81 | 237.17
2019-02-01 16:30 | 240.01 | 237.25
2019-02-01 17:00 | 239.15 | 236.46
2019-02-01 17:30 | 239.25 | 236.63
2019-02-01 18:00 | 238.96 | 236.49
2019-02-01 18:30 | 238.1 | 235.39
2019-02-01 19:00 | 237.1 | 234.22
2019-02-01 19:30 | 237.28 | 234.35
2019-02-01 20:00 | 238.23 | 235.28
2019-02-01 20:30 | 237.92 | 235.2
2019-02-01 21:00 | 237.8 | 235.19
2019-02-01 21:30 | 234.86 | 232.03
2019-02-01 22:00 | 235.94 | 233.06
2019-02-01 22:30 | 234.9 | 232.25
2019-02-01 23:00 | 234.42 | 231.58
2019-02-01 23:30 | 234.49 | 231.44
2019-02-02 | 235.87 | 232.75
2019-02-02 00:30 | 234.7 | 231.65
2019-02-02 01:00 | 234.12 | 230.86
2019-02-02 01:30 | 235.34 | 231.57
2019-02-02 02:00 | 235.27 | 231.59
2019-02-02 02:30 | 235.68 | 232
2019-02-02 03:00 | 236.24 | 232.43
2019-02-02 03:30 | 236.85 | 232.97
2019-02-02 04:00 | 236.76 | 232.89
2019-02-02 04:30 | 237.92 | 233.92
2019-02-02 05:00 | 237.77 | 233.75
2019-02-02 05:30 | 236.72 | 232.77
2019-02-02 06:00 | 236.07 | 232.14
2019-02-02 06:30 | 237.75 | 233.7
2019-02-02 07:00 | 237.64 | 233.43
2019-02-02 07:30 | 237.81 | 233.46
2019-02-02 08:00 | 237.76 | 233.33
2019-02-02 08:30 | 238.57 | 234.13
2019-02-02 09:00 | 239.42 | 234.89
2019-02-02 09:30 | 240.22 | 235.57
2019-02-02 10:00 | 248.95 | 244.46
2019-02-02 10:30 | 256.38 | 252.09
2019-02-02 11:00 | 249.28 | 245.01
2019-02-02 11:30 | 247.13 | 242.99
2019-02-02 12:00 | 243.4 | 239.26
2019-02-02 12:30 | 244.23 | 240.06
2019-02-02 13:00 | 244.7 | 240.51
2019-02-02 13:30 | 242.69 | 238.6
2019-02-02 14:00 | 244.32 | 239.88
2019-02-02 14:30 | 241.92 | 237.59
2019-02-02 15:00 | 237.15 | 232.72
2019-02-02 15:30 | 239.75 | 234.53
2019-02-02 16:00 | 242.22 | 236.67
2019-02-02 16:30 | 243.63 | 237.84
2019-02-02 17:00 | 242.4 | 236.84
2019-02-02 17:30 | 243.15 | 237.19
2019-02-02 18:00 | 249.65 | 242.78
2019-02-02 18:30 | 245.52 | 239.47
2019-02-02 19:00 | 247.89 | 241.93
2019-02-02 19:30 | 253.03 | 246.57
2019-02-02 20:00 | 254.18 | 247.55
2019-02-02 20:30 | 250.58 | 244.49
2019-02-02 21:00 | 252.98 | 246.73
2019-02-02 21:30 | 251.92 | 245.73
2019-02-02 22:00 | 252.52 | 246.45
2019-02-02 22:30 | 252.56 | 246.59
2019-02-02 23:00 | 252.15 | 246.22
2019-02-02 23:30 | 251.07 | 245.26
2019-02-03 | 253.8 | 247.76
2019-02-03 00:30 | 254.67 | 248.55
2019-02-03 01:00 | 254.14 | 248.06
2019-02-03 01:30 | 252.61 | 246.8
2019-02-03 02:00 | 251.26 | 245.74
2019-02-03 02:30 | 250.8 | 245.35
2019-02-03 03:00 | 250.19 | 244.92
2019-02-03 03:30 | 242.68 | 238.32
2019-02-03 04:00 | 243.82 | 239.29
2019-02-03 04:30 | 245.06 | 240.41
2019-02-03 05:00 | 249.19 | 244.06
2019-02-03 05:30 | 251.86 | 246.33
2019-02-03 06:00 | 253.69 | 247.04
2019-02-03 06:30 | 253.03 | 246.42
2019-02-03 07:00 | 253.89 | 247.11
2019-02-03 07:30 | 252.45 | 246.17
2019-02-03 08:00 | 248.75 | 242.83
2019-02-03 08:30 | 249.39 | 243.3
2019-02-03 09:00 | 249.32 | 243.41
2019-02-03 09:30 | 248.21 | 242.93
2019-02-03 10:00 | 247.34 | 242.09
2019-02-03 10:30 | 245.57 | 240.45
2019-02-03 11:00 | 238.6 | 233.32
2019-02-03 11:30 | 239.92 | 234.44
2019-02-03 12:00 | 237.03 | 231.95
2019-02-03 12:30 | 240.96 | 235.25
2019-02-03 13:00 | 240.26 | 234.73
2019-02-03 13:30 | 241.58 | 235.93
2019-02-03 14:00 | 246.88 | 240.78
2019-02-03 14:30 | 248.75 | 242.36
2019-02-03 15:00 | 248.17 | 241.74
2019-02-03 15:30 | 247.35 | 240.88
2019-02-03 16:00 | 251.44 | 244.99
2019-02-03 16:30 | 256.92 | 250.76
2019-02-03 17:00 | 258.05 | 252.28
2019-02-03 17:30 | 258.08 | 252.32
2019-02-03 18:00 | 256.7 | 251.19
2019-02-03 18:30 | 250.69 | 245.32
2019-02-03 19:00 | 251.62 | 245.79
2019-02-03 19:30 | 252.88 | 246.73
2019-02-03 20:00 | 251.78 | 245.89
2019-02-03 20:30 | 251.51 | 246.02
2019-02-03 21:00 | 249.59 | 244.4
2019-02-03 21:30 | 251.82 | 246.28
2019-02-03 22:00 | 250.59 | 245.41
2019-02-03 22:30 | 249.71 | 244.25
2019-02-03 23:00 | 248.63 | 243.35
2019-02-03 23:30 | 247.87 | 242.7
2019-02-04 | 247.35 | 242.23
2019-02-04 00:30 | 247.11 | 241.11
2019-02-04 01:00 | 245.04 | 239.11
2019-02-04 01:30 | 249.5 | 243.23
2019-02-04 02:00 | 248.82 | 242.75
2019-02-04 02:30 | 250.62 | 244.37
2019-02-04 03:00 | 250.46 | 244.21
2019-02-04 03:30 | 251.71 | 245.35
2019-02-04 04:00 | 249.3 | 243.18
2019-02-04 04:30 | 250.26 | 244
2019-02-04 05:00 | 249.3 | 243.11
2019-02-04 05:30 | 251.37 | 245.16
2019-02-04 06:00 | 252.81 | 246.46
2019-02-04 06:30 | 250.79 | 245.2
2019-02-04 07:00 | 262.47 | 257.58
2019-02-04 07:30 | 284.18 | 280.15
2019-02-04 08:00 | 280.75 | 277.61
2019-02-04 08:30 | 258.3 | 254.97
2019-02-04 09:00 | 243.06 | 239.05
2019-02-04 09:30 | 244.46 | 240.17
2019-02-04 10:00 | 245.21 | 240.8
2019-02-04 10:30 | 246.41 | 242.14
2019-02-04 11:00 | 245.57 | 241.93
2019-02-04 11:30 | 245.43 | 241.96
2019-02-04 12:00 | 242.7 | 239.37
2019-02-04 12:30 | 244.64 | 241.11
2019-02-04 13:00 | 244.58 | 241.08
2019-02-04 13:30 | 245.25 | 241.6
2019-02-04 14:00 | 243.79 | 240.32
2019-02-04 14:30 | 243.6 | 240.12
2019-02-04 15:00 | 236.95 | 234.28
2019-02-04 15:30 | 237.25 | 234.51
2019-02-04 16:00 | 238.05 | 235.01
2019-02-04 16:30 | 243.13 | 239.35
2019-02-04 17:00 | 244.17 | 240.72
2019-02-04 17:30 | 247.34 | 243.64
2019-02-04 18:00 | 248.24 | 244.54
2019-02-04 18:30 | 248.2 | 244.5
2019-02-04 19:00 | 246.88 | 243.47
2019-02-04 19:30 | 247.51 | 244.19
2019-02-04 20:00 | 247.77 | 244.54
2019-02-04 20:30 | 247.35 | 243.73
2019-02-04 21:00 | 247.83 | 244.19
2019-02-04 21:30 | 248.94 | 245.18
2019-02-04 22:00 | 249.01 | 245.14
2019-02-04 22:30 | 249.38 | 244.81
2019-02-04 23:00 | 251.03 | 245.74
2019-02-04 23:30 | 251.52 | 246.25
2019-02-05 | 250.91 | 245.75
2019-02-05 00:30 | 250.03 | 244.99
2019-02-05 01:00 | 251.47 | 246.19
2019-02-05 01:30 | 251.72 | 246.56
2019-02-05 02:00 | 250.82 | 245.58
2019-02-05 02:30 | 249.16 | 243.97
2019-02-05 03:00 | 248.72 | 243.62
2019-02-05 03:30 | 249.72 | 244.47
2019-02-05 04:00 | 250.04 | 244.68
2019-02-05 04:30 | 251.89 | 246.47
2019-02-05 05:00 | 256.35 | 250.86
2019-02-05 05:30 | 257.09 | 251.56
2019-02-05 06:00 | 256.93 | 251.39
2019-02-05 06:30 | 255.6 | 250.11
2019-02-05 07:00 | 262.54 | 257.59
2019-02-05 07:30 | 282.03 | 277.86
2019-02-05 08:00 | 283.14 | 278.79
2019-02-05 08:30 | 253.74 | 248.42
2019-02-05 09:00 | 247.08 | 242.1
2019-02-05 09:30 | 247.64 | 242.84
2019-02-05 10:00 | 245.22 | 241.12
2019-02-05 10:30 | 243.67 | 239.78
2019-02-05 11:00 | 244.29 | 240.37
2019-02-05 11:30 | 241.95 | 238.1
2019-02-05 12:00 | 238.91 | 235.44
2019-02-05 12:30 | 232.87 | 230.15
2019-02-05 13:00 | 231.84 | 229.18
2019-02-05 13:30 | 231.61 | 228.99
2019-02-05 14:00 | 233.47 | 230.56
2019-02-05 14:30 | 233.46 | 230.49
2019-02-05 15:00 | 232.04 | 229.23
2019-02-05 15:30 | 232.26 | 229.43
2019-02-05 16:00 | 232.8 | 229.98
2019-02-05 16:30 | 232 | 229.15
2019-02-05 17:00 | 235.33 | 233
2019-02-05 17:30 | 237.47 | 234.73
2019-02-05 18:00 | 239.8 | 235.55
2019-02-05 18:30 | 245.1 | 240.63
2019-02-05 19:00 | 246.53 | 242.18
2019-02-05 19:30 | 251.96 | 247.84
2019-02-05 20:00 | 254.36 | 251.23
2019-02-05 20:30 | 254.8 | 251.66
2019-02-05 21:00 | 253.85 | 250.9
2019-02-05 21:30 | 254.57 | 251.06
2019-02-05 22:00 | 251.9 | 248.48
2019-02-05 22:30 | 248.03 | 244.81
2019-02-05 23:00 | 249.77 | 245.66
2019-02-05 23:30 | 250.67 | 246.21
2019-02-06 | 252.04 | 247.14
2019-02-06 00:30 | 250.21 | 245.56
2019-02-06 01:00 | 254.64 | 249.63
2019-02-06 01:30 | 256.49 | 250.89
2019-02-06 02:00 | 256.33 | 250.85
2019-02-06 02:30 | 257.29 | 251.66
2019-02-06 03:00 | 256.49 | 250.89
2019-02-06 03:30 | 253.06 | 249
2019-02-06 04:00 | 247.51 | 243.32
2019-02-06 04:30 | 250.47 | 246.45
2019-02-06 05:00 | 254.91 | 251.2
2019-02-06 05:30 | 260.06 | 256.36
2019-02-06 06:00 | 259.61 | 255.94
2019-02-06 06:30 | 261.45 | 258.14
2019-02-06 07:00 | 272.22 | 269.99
2019-02-06 07:30 | 272 | 269.63
2019-02-06 08:00 | 272.01 | 269.4
2019-02-06 08:30 | 271.92 | 269.02
2019-02-06 09:00 | 271.06 | 268.35
2019-02-06 09:30 | 271.64 | 269.22
2019-02-06 10:00 | 274.8 | 272.46
2019-02-06 10:30 | 270.88 | 268.9
2019-02-06 11:00 | 266.02 | 264.33
2019-02-06 11:30 | 267.44 | 265.58
2019-02-06 12:00 | 269.48 | 267.42
2019-02-06 12:30 | 267.27 | 265.33
2019-02-06 13:00 | 267.2 | 265.18
2019-02-06 13:30 | 266.44 | 264.37
2019-02-06 14:00 | 268.63 | 266.54
2019-02-06 14:30 | 269.64 | 267.65
2019-02-06 15:00 | 273.65 | 271.75
2019-02-06 15:30 | 274.3 | 272.31
2019-02-06 16:00 | 275.61 | 273.59
2019-02-06 16:30 | 274.34 | 272.56
2019-02-06 17:00 | 274.71 | 273.03
2019-02-06 17:30 | 258.86 | 257.02
2019-02-06 18:00 | 239.04 | 237.02
2019-02-06 18:30 | 236.08 | 234.18
2019-02-06 19:00 | 235.03 | 233.02
2019-02-06 19:30 | 238.57 | 236.05
2019-02-06 20:00 | 239.15 | 236.56
2019-02-06 20:30 | 236.35 | 234.19
2019-02-06 21:00 | 249.72 | 247.8
2019-02-06 21:30 | 255.1 | 252.96
2019-02-06 22:00 | 255.67 | 253.46
2019-02-06 22:30 | 255.67 | 252.78
2019-02-06 23:00 | 254.45 | 251.33
2019-02-06 23:30 | 254.39 | 251.32
2019-02-07 | 253.31 | 250.41
2019-02-07 00:30 | 252.73 | 249.33
2019-02-07 01:00 | 249.93 | 246.78
2019-02-07 01:30 | 254.31 | 251.5
2019-02-07 02:00 | 265.53 | 262.87
2019-02-07 02:30 | 265.06 | 262.47
2019-02-07 03:00 | 264.24 | 261.64
2019-02-07 03:30 | 263.29 | 260.77
2019-02-07 04:00 | 262.85 | 260.47
2019-02-07 04:30 | 264.19 | 261.69
2019-02-07 05:00 | 264.01 | 261.71
2019-02-07 05:30 | 262.89 | 261.35
2019-02-07 06:00 | 262.68 | 261.04
2019-02-07 06:30 | 261.99 | 260.35
2019-02-07 07:00 | 261.56 | 259.85
2019-02-07 07:30 | 261.56 | 259.65
2019-02-07 08:00 | 261.48 | 260.11
2019-02-07 08:30 | 258.76 | 257.59
2019-02-07 09:00 | 260.34 | 258.84
2019-02-07 09:30 | 260.17 | 258.72
2019-02-07 10:00 | 258.84 | 257.42
2019-02-07 10:30 | 257.39 | 256.05
2019-02-07 11:00 | 258.53 | 257.25
2019-02-07 11:30 | 260.65 | 259.41
2019-02-07 12:00 | 260.4 | 259.16
2019-02-07 12:30 | 261.08 | 259.87
2019-02-07 13:00 | 262.3 | 261.04
2019-02-07 13:30 | 259.16 | 257.89
2019-02-07 14:00 | 256.77 | 255.57
2019-02-07 14:30 | 256.18 | 255.01
2019-02-07 15:00 | 258.72 | 257.38
2019-02-07 15:30 | 260.61 | 259.4
2019-02-07 16:00 | 260.03 | 258.84
2019-02-07 16:30 | 259.7 | 258.51
2019-02-07 17:00 | 259.26 | 258.13
2019-02-07 17:30 | 258.64 | 257.55
2019-02-07 18:00 | 259.86 | 258.73
2019-02-07 18:30 | 258.53 | 257.35
2019-02-07 19:00 | 257.64 | 256.48
2019-02-07 19:30 | 259.2 | 257.92
2019-02-07 20:00 | 261.2 | 259.76
2019-02-07 20:30 | 263.83 | 262.33
2019-02-07 21:00 | 241.66 | 239.9
2019-02-07 21:30 | 249.03 | 247.12
2019-02-07 22:00 | 250.6 | 248.54
2019-02-07 22:30 | 251.49 | 249.34
2019-02-07 23:00 | 250.27 | 247.88
2019-02-07 23:30 | 248.79 | 246.57
2019-02-08 | 251.43 | 248.97
2019-02-08 00:30 | 251.77 | 249.3
2019-02-08 01:00 | 250.28 | 247.91
2019-02-08 01:30 | 250.39 | 248.06
2019-02-08 02:00 | 250.87 | 248.48
2019-02-08 02:30 | 251.55 | 249.1
2019-02-08 03:00 | 251.57 | 249.12
2019-02-08 03:30 | 247.25 | 244.74
2019-02-08 04:00 | 233.62 | 230.92
2019-02-08 04:30 | 233.62 | 230.76
2019-02-08 05:00 | 232.7 | 229.9
2019-02-08 05:30 | 230.03 | 227.52
2019-02-08 06:00 | 229.8 | 227.43
2019-02-08 06:30 | 228.75 | 226.43
2019-02-08 07:00 | 246.51 | 244.58
2019-02-08 07:30 | 262.16 | 260.51
2019-02-08 08:00 | 263.55 | 261.6
2019-02-08 08:30 | 265.53 | 263.33
2019-02-08 09:00 | 265.77 | 263.52
2019-02-08 09:30 | 264.72 | 262.84
2019-02-08 10:00 | 264.83 | 263.02
2019-02-08 10:30 | 265.54 | 263.5
2019-02-08 11:00 | 262.24 | 260.51
2019-02-08 11:30 | 263.95 | 262.08
2019-02-08 12:00 | 261.09 | 259.37
2019-02-08 12:30 | 263.77 | 261.79
2019-02-08 13:00 | 265.13 | 262.86
2019-02-08 13:30 | 263.91 | 261.81
2019-02-08 14:00 | 263.83 | 262.1
2019-02-08 14:30 | 264.09 | 262.46
2019-02-08 15:00 | 265.51 | 263.63
2019-02-08 15:30 | 267.72 | 265.3
2019-02-08 16:00 | 269.48 | 266.56
2019-02-08 16:30 | 268.78 | 266
2019-02-08 17:00 | 268.56 | 265.97
2019-02-08 17:30 | 270.15 | 267.6
2019-02-08 18:00 | 270.4 | 268.01
2019-02-08 18:30 | 270.16 | 267.88
2019-02-08 19:00 | 270.68 | 268.29
2019-02-08 19:30 | 271.15 | 268.73
2019-02-08 20:00 | 272.02 | 269.52
2019-02-08 20:30 | 268.23 | 266.2
2019-02-08 21:00 | 271.48 | 269.19
2019-02-08 21:30 | 262.27 | 259.06
2019-02-08 22:00 | 244.73 | 241.08
2019-02-08 22:30 | 239.16 | 236.06
2019-02-08 23:00 | 240.7 | 237.14
2019-02-08 23:30 | 243.81 | 239.9
2019-02-09 | 244.48 | 240.38
2019-02-09 00:30 | 244.09 | 239.9
2019-02-09 01:00 | 243.97 | 238.99
2019-02-09 01:30 | 245.07 | 239.92
2019-02-09 02:00 | 245.06 | 240.07
2019-02-09 02:30 | 246.18 | 241.11
2019-02-09 03:00 | 248.33 | 243.09
2019-02-09 03:30 | 249.2 | 243.9
2019-02-09 04:00 | 248.34 | 243.14
2019-02-09 04:30 | 248 | 242.82
2019-02-09 05:00 | 246.42 | 241.44
2019-02-09 05:30 | 247.14 | 242.01
2019-02-09 06:00 | 247.6 | 242.37
2019-02-09 06:30 | 245.78 | 240.73
2019-02-09 07:00 | 246.88 | 241.59
2019-02-09 07:30 | 246.34 | 241.2
2019-02-09 08:00 | 242.78 | 238.03
2019-02-09 08:30 | 248.99 | 244.1
2019-02-09 09:00 | 271.34 | 268.47
2019-02-09 09:30 | 271.04 | 268.55
2019-02-09 10:00 | 269.75 | 267.36
2019-02-09 10:30 | 261.14 | 258.44
2019-02-09 11:00 | 262 | 259.15
2019-02-09 11:30 | 262.31 | 259.36
2019-02-09 12:00 | 261.29 | 258.37
2019-02-09 12:30 | 259.96 | 257.21
2019-02-09 13:00 | 261.43 | 258.61
2019-02-09 13:30 | 262.47 | 259.47
2019-02-09 14:00 | 262.41 | 259.5
2019-02-09 14:30 | 267.04 | 263.65
2019-02-09 15:00 | 266.76 | 263.17
2019-02-09 15:30 | 266.61 | 262.88
2019-02-09 16:00 | 268.06 | 264.18
2019-02-09 16:30 | 267.17 | 263.41
2019-02-09 17:00 | 266 | 262.34
2019-02-09 17:30 | 266.32 | 263.26
2019-02-09 18:00 | 266 | 262.89
2019-02-09 18:30 | 275.28 | 272.55
2019-02-09 19:00 | 276.86 | 273.92
2019-02-09 19:30 | 279.29 | 275.46
2019-02-09 20:00 | 279.43 | 275.38
2019-02-09 20:30 | 279.17 | 274.9
2019-02-09 21:00 | 276.07 | 272.84
2019-02-09 21:30 | 266.48 | 263.4
2019-02-09 22:00 | 277.71 | 274.72
2019-02-09 22:30 | 278.65 | 275.27
2019-02-09 23:00 | 277.77 | 274.62
2019-02-09 23:30 | 277.66 | 274.49
2019-02-10 | 276.63 | 273.55
2019-02-10 00:30 | 274.12 | 271.58
2019-02-10 01:00 | 274.91 | 272.51
2019-02-10 01:30 | 275.1 | 272.69
2019-02-10 02:00 | 275.48 | 272.7
2019-02-10 02:30 | 245.76 | 242.18
2019-02-10 03:00 | 239.39 | 235.81
2019-02-10 03:30 | 238.34 | 234.9
2019-02-10 04:00 | 238.6 | 235.22
2019-02-10 04:30 | 239.27 | 235.85
2019-02-10 05:00 | 238.72 | 235.42
2019-02-10 05:30 | 240.7 | 237.03
2019-02-10 06:00 | 240.62 | 236.81
2019-02-10 06:30 | 237.18 | 233.61
2019-02-10 07:00 | 237.02 | 233.52
2019-02-10 07:30 | 237.43 | 233.6
2019-02-10 08:00 | 228.2 | 224.21
2019-02-10 08:30 | 227.21 | 223.15
2019-02-10 09:00 | 227.61 | 223.62
2019-02-10 09:30 | 240.65 | 238.28
2019-02-10 10:00 | 244.49 | 242.08
2019-02-10 10:30 | 239.94 | 237.24
2019-02-10 11:00 | 240.19 | 237.43
2019-02-10 11:30 | 238.75 | 236.12
2019-02-10 12:00 | 239.34 | 236.68
2019-02-10 12:30 | 243.24 | 240.45
2019-02-10 13:00 | 244.22 | 241.39
2019-02-10 13:30 | 242.67 | 240.01
2019-02-10 14:00 | 241.9 | 239.27
2019-02-10 14:30 | 244.34 | 241.38
2019-02-10 15:00 | 247.44 | 244.15
2019-02-10 15:30 | 246.46 | 243.12
2019-02-10 16:00 | 246.1 | 242.67
2019-02-10 16:30 | 246.95 | 243.34
2019-02-10 17:00 | 246.69 | 243.1
2019-02-10 17:30 | 261.57 | 259
2019-02-10 18:00 | 269.66 | 267.28
2019-02-10 18:30 | 270.18 | 267.99
2019-02-10 19:00 | 270.55 | 268.42
2019-02-10 19:30 | 271.74 | 269.53
2019-02-10 20:00 | 272.17 | 269.72
2019-02-10 20:30 | 273.29 | 270.57
2019-02-10 21:00 | 274.57 | 270.54
2019-02-10 21:30 | 274.95 | 270.63
2019-02-10 22:00 | 270.85 | 266.79
2019-02-10 22:30 | 268.84 | 264.53
2019-02-10 23:00 | 272.83 | 268.1
2019-02-10 23:30 | 273.98 | 270.17
2019-02-11 | 274.24 | 270.59
2019-02-11 00:30 | 273.7 | 269.99
2019-02-11 01:00 | 275.21 | 271.44
2019-02-11 01:30 | 273.17 | 269.63
2019-02-11 02:00 | 274.33 | 270.68
2019-02-11 02:30 | 274.52 | 270.82
2019-02-11 03:00 | 274.05 | 270.58
2019-02-11 03:30 | 274.08 | 270.61
2019-02-11 04:00 | 273.86 | 270.48
2019-02-11 04:30 | 274.84 | 271.45
2019-02-11 05:00 | 273.17 | 270
2019-02-11 05:30 | 273.5 | 270.28
2019-02-11 06:00 | 275.08 | 271.65
2019-02-11 06:30 | 254.06 | 250.3
2019-02-11 07:00 | 238.03 | 233.87
2019-02-11 07:30 | 238.04 | 233.92
2019-02-11 08:00 | 237.63 | 234.01
2019-02-11 08:30 | 237.89 | 234.58
2019-02-11 09:00 | 237.83 | 234.85
2019-02-11 09:30 | 238.34 | 235.24
2019-02-11 10:00 | 239.13 | 235.92
2019-02-11 10:30 | 240.12 | 236.68
2019-02-11 11:00 | 239.8 | 236.39
2019-02-11 11:30 | 238.94 | 235.61
2019-02-11 12:00 | 237.86 | 234.86
2019-02-11 12:30 | 237.81 | 234.95
2019-02-11 13:00 | 237.72 | 234.73
2019-02-11 13:30 | 236.47 | 233.66
2019-02-11 14:00 | 236.31 | 233.83
2019-02-11 14:30 | 234.62 | 232.18
2019-02-11 15:00 | 245.49 | 243.05
2019-02-11 15:30 | 267.66 | 265.36
2019-02-11 16:00 | 271.59 | 269.42
2019-02-11 16:30 | 271.79 | 269.67
2019-02-11 17:00 | 273 | 270.78
2019-02-11 17:30 | 274.96 | 272.29
2019-02-11 18:00 | 277.49 | 274.54
2019-02-11 18:30 | 276.34 | 273.39
2019-02-11 19:00 | 271.88 | 268.98
2019-02-11 19:30 | 246.23 | 242.37
2019-02-11 20:00 | 241.89 | 238.78
2019-02-11 20:30 | 238.46 | 235.92
2019-02-11 21:00 | 246.82 | 243.66
2019-02-11 21:30 | 246.15 | 243.15
2019-02-11 22:00 | 247.14 | 243
2019-02-11 22:30 | 245.79 | 242.01
2019-02-11 23:00 | 246.47 | 242.25
2019-02-11 23:30 | 245.61 | 241.42
2019-02-12 | 247.44 | 243.14
2019-02-12 00:30 | 248.24 | 243.75
2019-02-12 01:00 | 247.35 | 242.09
2019-02-12 01:30 | 258.94 | 254.19
2019-02-12 02:00 | 267.43 | 262.7
2019-02-12 02:30 | 266.33 | 261.71
2019-02-12 03:00 | 265.5 | 260.94
2019-02-12 03:30 | 263.22 | 259
2019-02-12 04:00 | 260.31 | 256.45
2019-02-12 04:30 | 255.63 | 252.29
2019-02-12 05:00 | 256.73 | 253.25
2019-02-12 05:30 | 254.8 | 251.44
2019-02-12 06:00 | 253.26 | 249.97
2019-02-12 06:30 | 253.44 | 250.62
2019-02-12 07:00 | 254.46 | 251.8
2019-02-12 07:30 | 267.47 | 265.05
2019-02-12 08:00 | 268.91 | 266.27
2019-02-12 08:30 | 238 | 234.49
2019-02-12 09:00 | 233.56 | 230.12
2019-02-12 09:30 | 234.28 | 231.27
2019-02-12 10:00 | 228.84 | 226.13
2019-02-12 10:30 | 228.09 | 225.55
2019-02-12 11:00 | 227.93 | 225.31
2019-02-12 11:30 | 227.65 | 225.06
2019-02-12 12:00 | 228.96 | 226.3
2019-02-12 12:30 | 230.04 | 227.21
2019-02-12 13:00 | 230.25 | 227.34
2019-02-12 13:30 | 244.61 | 242.13
2019-02-12 14:00 | 255.61 | 253.76
2019-02-12 14:30 | 256.5 | 254.17
2019-02-12 15:00 | 262.26 | 259.52
2019-02-12 15:30 | 262.78 | 259.94
2019-02-12 16:00 | 262.34 | 259.54
2019-02-12 16:30 | 262.46 | 259.57
2019-02-12 17:00 | 262.4 | 259.97
2019-02-12 17:30 | 262.56 | 260.92
2019-02-12 18:00 | 263.2 | 261.41
2019-02-12 18:30 | 269.16 | 267.14
2019-02-12 19:00 | 271.2 | 268.91
2019-02-12 19:30 | 269.83 | 267.55
2019-02-12 20:00 | 271.05 | 268.44
2019-02-12 20:30 | 272.44 | 269.86
2019-02-12 21:00 | 272.95 | 270.19
2019-02-12 21:30 | 272.42 | 269.12
2019-02-12 22:00 | 273.38 | 269.53
2019-02-12 22:30 | 271.39 | 267.77
2019-02-12 23:00 | 273.48 | 269.25
2019-02-12 23:30 | 271.62 | 267.63
2019-02-13 | 270.96 | 267.05
2019-02-13 00:30 | 269.71 | 265.78
2019-02-13 01:00 | 270.13 | 266.07
2019-02-13 01:30 | 270.73 | 266.61
2019-02-13 02:00 | 269.23 | 265.14
2019-02-13 02:30 | 266.41 | 262.59
2019-02-13 03:00 | 266.66 | 262.86
2019-02-13 03:30 | 267.73 | 263.83
2019-02-13 04:00 | 267.71 | 263.89
2019-02-13 04:30 | 267.45 | 263.65
2019-02-13 05:00 | 267.84 | 264.01
2019-02-13 05:30 | 268.23 | 264.27
2019-02-13 06:00 | 267.54 | 264.12
2019-02-13 06:30 | 266.02 | 263.51
2019-02-13 07:00 | 263.32 | 260.85
2019-02-13 07:30 | 263.22 | 260.56
2019-02-13 08:00 | 263.21 | 260.28
2019-02-13 08:30 | 261.88 | 259.28
2019-02-13 09:00 | 261.7 | 259.66
2019-02-13 09:30 | 260.54 | 258.63
2019-02-13 10:00 | 260.92 | 258.94
2019-02-13 10:30 | 260.94 | 258.83
2019-02-13 11:00 | 256.8 | 254.78
2019-02-13 11:30 | 254.55 | 252.57
2019-02-13 12:00 | 257.36 | 255.29
2019-02-13 12:30 | 255.94 | 254.19
2019-02-13 13:00 | 255.94 | 254.42
2019-02-13 13:30 | 256.7 | 255.16
2019-02-13 14:00 | 257.75 | 256.17
2019-02-13 14:30 | 258.67 | 256.86
2019-02-13 15:00 | 258.08 | 256.31
2019-02-13 15:30 | 258.36 | 256.39
2019-02-13 16:00 | 258.17 | 256.03
2019-02-13 16:30 | 259.82 | 257.53
2019-02-13 17:00 | 263.36 | 260.5
2019-02-13 17:30 | 265.11 | 262.32
2019-02-13 18:00 | 264.82 | 262.31
2019-02-13 18:30 | 262.6 | 260.27
2019-02-13 19:00 | 260.09 | 257.88
2019-02-13 19:30 | 258.61 | 256.51
2019-02-13 20:00 | 259.87 | 257.73
2019-02-13 20:30 | 263.16 | 260.93
2019-02-13 21:00 | 266.12 | 264
2019-02-13 21:30 | 268.45 | 266.15
2019-02-13 22:00 | 268.91 | 266.56
2019-02-13 22:30 | 269.12 | 266.55
2019-02-13 23:00 | 268.02 | 265.63
2019-02-13 23:30 | 263.8 | 261.23
2019-02-14 | 260.01 | 257.25
2019-02-14 00:30 | 260.76 | 257.44
2019-02-14 01:00 | 260.38 | 257.27
2019-02-14 01:30 | 259.25 | 256.31
2019-02-14 02:00 | 259.09 | 256.21
2019-02-14 02:30 | 259.52 | 256.6
2019-02-14 03:00 | 265.1 | 262.56
2019-02-14 03:30 | 264.96 | 262.68
2019-02-14 04:00 | 265.68 | 263.4
2019-02-14 04:30 | 265.2 | 262.99
2019-02-14 05:00 | 263.85 | 261.73
2019-02-14 05:30 | 263.64 | 261.52
2019-02-14 06:00 | 264.13 | 261.9
2019-02-14 06:30 | 263.91 | 262.38
2019-02-14 07:00 | 263.58 | 262.06
2019-02-14 07:30 | 260.55 | 259.18
2019-02-14 08:00 | 264.41 | 262.59
2019-02-14 08:30 | 266.21 | 264.28
2019-02-14 09:00 | 264.43 | 262.36
2019-02-14 09:30 | 262.66 | 260.58
2019-02-14 10:00 | 262.04 | 259.88
2019-02-14 10:30 | 262.19 | 259.79
2019-02-14 11:00 | 246.44 | 243.09
2019-02-14 11:30 | 236.54 | 233.28
2019-02-14 12:00 | 241.42 | 237.62
2019-02-14 12:30 | 242.78 | 239.06
2019-02-14 13:00 | 248.3 | 244.02
2019-02-14 13:30 | 257.66 | 253.8
2019-02-14 14:00 | 254.6 | 250.68
2019-02-14 14:30 | 252.42 | 248.42
2019-02-14 15:00 | 250.52 | 246.98
2019-02-14 15:30 | 250.81 | 247.2
2019-02-14 16:00 | 252.13 | 248.2
2019-02-14 16:30 | 251.21 | 247.38
2019-02-14 17:00 | 250.12 | 246.43
2019-02-14 17:30 | 250.5 | 246.92
2019-02-14 18:00 | 250.78 | 247.04
2019-02-14 18:30 | 246.29 | 243.14
2019-02-14 19:00 | 234.77 | 232.72
2019-02-14 19:30 | 234.82 | 232.78
2019-02-14 20:00 | 233.38 | 231.54
2019-02-14 20:30 | 234.12 | 232.27
2019-02-14 21:00 | 232.33 | 230.64
2019-02-14 21:30 | 233.64 | 231.9
2019-02-14 22:00 | 234.94 | 233.13
2019-02-14 22:30 | 237.06 | 234.6
2019-02-14 23:00 | 238.9 | 235.97
2019-02-14 23:30 | 241.2 | 237.46
2019-02-15 | 245.36 | 241.09
2019-02-15 00:30 | 244.85 | 240.66
2019-02-15 01:00 | 244.81 | 240.68
2019-02-15 01:30 | 261.66 | 257.88
2019-02-15 02:00 | 265.53 | 261.88
2019-02-15 02:30 | 266.6 | 262.91
2019-02-15 03:00 | 271.92 | 268.37
2019-02-15 03:30 | 273.98 | 270.34
2019-02-15 04:00 | 273.76 | 270.19
2019-02-15 04:30 | 274.08 | 270.57
2019-02-15 05:00 | 275.02 | 271.43
2019-02-15 05:30 | 274.76 | 271.16
2019-02-15 06:00 | 274.53 | 270.9
2019-02-15 06:30 | 274.55 | 271.4
2019-02-15 07:00 | 271.18 | 268.77
2019-02-15 07:30 | 268.2 | 266.23
2019-02-15 08:00 | 271.32 | 268.89
2019-02-15 08:30 | 269.88 | 267.49
2019-02-15 09:00 | 266.95 | 264.98
2019-02-15 09:30 | 267.22 | 265.67
2019-02-15 10:00 | 267.11 | 265.42
2019-02-15 10:30 | 266.54 | 264.85
2019-02-15 11:00 | 266.31 | 264.61
2019-02-15 11:30 | 265.03 | 263.45
2019-02-15 12:00 | 264.16 | 262.62
2019-02-15 12:30 | 262.03 | 260.58
2019-02-15 13:00 | 266.84 | 265.01
2019-02-15 13:30 | 268.62 | 266.58
2019-02-15 14:00 | 269.82 | 267.71
2019-02-15 14:30 | 268.44 | 266.32
2019-02-15 15:00 | 268.9 | 266.73
2019-02-15 15:30 | 269.17 | 266.9
2019-02-15 16:00 | 270.04 | 267.74
2019-02-15 16:30 | 244.2 | 241.78
2019-02-15 17:00 | 231.98 | 229.75
2019-02-15 17:30 | 266.83 | 264.91
2019-02-15 18:00 | 271.27 | 269.23
2019-02-15 18:30 | 266.81 | 265.15
2019-02-15 19:00 | 269.59 | 267.9
2019-02-15 19:30 | 272.57 | 270.75
2019-02-15 20:00 | 246.34 | 244.09
2019-02-15 20:30 | 238.81 | 236.73
2019-02-15 21:00 | 259.03 | 256.75
2019-02-15 21:30 | 261.31 | 258.96
2019-02-15 22:00 | 262.26 | 259.79
2019-02-15 22:30 | 262.1 | 259.17
2019-02-15 23:00 | 261.47 | 258.65
2019-02-15 23:30 | 262.15 | 259.06
2019-02-16 | 264.36 | 260.57
2019-02-16 00:30 | 263.7 | 259.97
2019-02-16 01:00 | 263.85 | 260.1
2019-02-16 01:30 | 263.42 | 259.72
2019-02-16 02:00 | 262.92 | 259.29
2019-02-16 02:30 | 262.54 | 258.94
2019-02-16 03:00 | 262.51 | 258.97
2019-02-16 03:30 | 260.48 | 257.11
2019-02-16 04:00 | 259.37 | 256.16
2019-02-16 04:30 | 262.05 | 258.03
2019-02-16 05:00 | 262.91 | 258.79
2019-02-16 05:30 | 263.46 | 259.27
2019-02-16 06:00 | 263.01 | 258.8
2019-02-16 06:30 | 261.9 | 258.13
2019-02-16 07:00 | 260.79 | 257.31
2019-02-16 07:30 | 261.44 | 257.91
2019-02-16 08:00 | 261.79 | 258.06
2019-02-16 08:30 | 275.36 | 271.82
2019-02-16 09:00 | 279.52 | 275.89
2019-02-16 09:30 | 279.05 | 275.4
2019-02-16 10:00 | 278.46 | 274.71
2019-02-16 10:30 | 282.58 | 278.92
2019-02-16 11:00 | 283.16 | 279.5
2019-02-16 11:30 | 282.1 | 278.52
2019-02-16 12:00 | 278.91 | 275.43
2019-02-16 12:30 | 275.08 | 271.5
2019-02-16 13:00 | 274.64 | 270.95
2019-02-16 13:30 | 275.13 | 271.62
2019-02-16 14:00 | 279.06 | 275.45
2019-02-16 14:30 | 279.5 | 275.86
2019-02-16 15:00 | 280.63 | 276.94
2019-02-16 15:30 | 279.85 | 276.22
2019-02-16 16:00 | 279.9 | 276.22
2019-02-16 16:30 | 280.5 | 276.71
2019-02-16 17:00 | 280.76 | 276.85
2019-02-16 17:30 | 280.62 | 276.73
2019-02-16 18:00 | 280.8 | 276.88
2019-02-16 18:30 | 281.35 | 277.39
2019-02-16 19:00 | 282.51 | 278.6
2019-02-16 19:30 | 282.18 | 278.44
2019-02-16 20:00 | 281.99 | 278.45
2019-02-16 20:30 | 284.37 | 280.74
2019-02-16 21:00 | 281.49 | 277.81
2019-02-16 21:30 | 256.79 | 253.32
2019-02-16 22:00 | 243.58 | 240.1
2019-02-16 22:30 | 247.48 | 244.26
2019-02-16 23:00 | 260.88 | 258.17
2019-02-16 23:30 | 249.08 | 246.03
2019-02-17 | 243.5 | 240.24
2019-02-17 00:30 | 239.5 | 236.75
2019-02-17 01:00 | 239.31 | 236.7
2019-02-17 01:30 | 239.79 | 236.66
2019-02-17 02:00 | 239.82 | 236.52
2019-02-17 02:30 | 248.18 | 245.15
2019-02-17 03:00 | 249.44 | 246.4
2019-02-17 03:30 | 254.95 | 252.14
2019-02-17 04:00 | 255.62 | 253.02
2019-02-17 04:30 | 254.91 | 252.35
2019-02-17 05:00 | 255.29 | 252.68
2019-02-17 05:30 | 255.58 | 252.97
2019-02-17 06:00 | 254.58 | 252.06
2019-02-17 06:30 | 254.64 | 252.14
2019-02-17 07:00 | 255.34 | 252.77
2019-02-17 07:30 | 256.52 | 253.81
2019-02-17 08:00 | 255.46 | 252.75
2019-02-17 08:30 | 252.65 | 249.57
2019-02-17 09:00 | 235.91 | 232.86
2019-02-17 09:30 | 233.86 | 230.73
2019-02-17 10:00 | 233.86 | 230.7
2019-02-17 10:30 | 232.65 | 229.61
2019-02-17 11:00 | 230.24 | 227.58
2019-02-17 11:30 | 229.35 | 226.78
2019-02-17 12:00 | 229.16 | 226.57
2019-02-17 12:30 | 247.93 | 246.07
2019-02-17 13:00 | 260.66 | 259.12
2019-02-17 13:30 | 259.46 | 258.02
2019-02-17 14:00 | 259.99 | 258.45
2019-02-17 14:30 | 262.3 | 260.61
2019-02-17 15:00 | 262.94 | 261.04
2019-02-17 15:30 | 262.27 | 260.15
2019-02-17 16:00 | 268.14 | 265.39
2019-02-17 16:30 | 269.2 | 266.84
2019-02-17 17:00 | 268.4 | 266.22
2019-02-17 17:30 | 269.4 | 267.22
2019-02-17 18:00 | 270.32 | 268.26
2019-02-17 18:30 | 269.24 | 267.54
2019-02-17 19:00 | 269.18 | 267.51
2019-02-17 19:30 | 268.71 | 267.16
2019-02-17 20:00 | 268.84 | 267.27
2019-02-17 20:30 | 269.48 | 267.77
2019-02-17 21:00 | 271.42 | 269.6
2019-02-17 21:30 | 270.99 | 269.19
2019-02-17 22:00 | 268.72 | 266.96
2019-02-17 22:30 | 267.23 | 265.63
2019-02-17 23:00 | 265.45 | 263.97
2019-02-17 23:30 | 267.36 | 265.78
2019-02-18 | 268.78 | 267.18
2019-02-18 00:30 | 270.3 | 267.57
2019-02-18 01:00 | 271.58 | 268.51
2019-02-18 01:30 | 272.5 | 269.55
2019-02-18 02:00 | 272.95 | 269.92
2019-02-18 02:30 | 271.5 | 268.59
2019-02-18 03:00 | 271.62 | 268.7
2019-02-18 03:30 | 271.14 | 268.29
2019-02-18 04:00 | 272.16 | 269.28
2019-02-18 04:30 | 272.22 | 269.39
2019-02-18 05:00 | 272.07 | 269.25
2019-02-18 05:30 | 272.57 | 269.65
2019-02-18 06:00 | 273.44 | 270.45
2019-02-18 06:30 | 272.42 | 270.47
2019-02-18 07:00 | 271.09 | 269.32
2019-02-18 07:30 | 271.49 | 269.55
2019-02-18 08:00 | 271.75 | 269.54
2019-02-18 08:30 | 271.03 | 268.81
2019-02-18 09:00 | 251.8 | 249.28
2019-02-18 09:30 | 234.78 | 231.93
2019-02-18 10:00 | 235.22 | 232.23
2019-02-18 10:30 | 233.81 | 231.1
2019-02-18 11:00 | 234.87 | 232.09
2019-02-18 11:30 | 235.02 | 232.13
2019-02-18 12:00 | 238.27 | 235.43
2019-02-18 12:30 | 239.32 | 236.62
2019-02-18 13:00 | 250.31 | 247.94
2019-02-18 13:30 | 251.74 | 249.53
2019-02-18 14:00 | 251.39 | 249.16
2019-02-18 14:30 | 246.93 | 245.05
2019-02-18 15:00 | 245.54 | 243.6
2019-02-18 15:30 | 233.73 | 231.35
2019-02-18 16:00 | 231.65 | 229.16
2019-02-18 16:30 | 230.42 | 228.06
2019-02-18 17:00 | 230.3 | 227.84
2019-02-18 17:30 | 230.99 | 228.34
2019-02-18 18:00 | 231.01 | 228.26
2019-02-18 18:30 | 231.16 | 228.53
2019-02-18 19:00 | 231.86 | 228.79
2019-02-18 19:30 | 234.85 | 231.51
2019-02-18 20:00 | 233.9 | 230.94
2019-02-18 20:30 | 232.9 | 230.14
2019-02-18 21:00 | 234.37 | 231.53
2019-02-18 21:30 | 234.23 | 231.46
2019-02-18 22:00 | 233.6 | 230.93
2019-02-18 22:30 | 233.48 | 230.75
2019-02-18 23:00 | 233.46 | 230.82
2019-02-18 23:30 | 233.59 | 230.95
2019-02-19 | 233.79 | 230.85
2019-02-19 00:30 | 233.34 | 230.01
2019-02-19 01:00 | 234.49 | 231.05
2019-02-19 01:30 | 234.38 | 230.94
2019-02-19 02:00 | 233.55 | 230.19
2019-02-19 02:30 | 232.95 | 229.34
2019-02-19 03:00 | 232.32 | 228.66
2019-02-19 03:30 | 233.83 | 230.05
2019-02-19 04:00 | 237.59 | 233.31
2019-02-19 04:30 | 237.75 | 233.38
2019-02-19 05:00 | 237.74 | 233.36
2019-02-19 05:30 | 237.2 | 232.85
2019-02-19 06:00 | 236.99 | 232.57
2019-02-19 06:30 | 233.57 | 229.92
2019-02-19 07:00 | 227.41 | 224.54
2019-02-19 07:30 | 226.96 | 223.97
2019-02-19 08:00 | 225.38 | 222.43
2019-02-19 08:30 | 226.02 | 223.1
2019-02-19 09:00 | 227.14 | 224.08
2019-02-19 09:30 | 232.94 | 230.15
2019-02-19 10:00 | 233.95 | 230.98
2019-02-19 10:30 | 233.37 | 230.41
2019-02-19 11:00 | 232 | 229.14
2019-02-19 11:30 | 232.11 | 229.35
2019-02-19 12:00 | 244.68 | 241.9
2019-02-19 12:30 | 244.21 | 241.51
2019-02-19 13:00 | 243.61 | 240.9
2019-02-19 13:30 | 242.49 | 239.79
2019-02-19 14:00 | 243.86 | 241.14
2019-02-19 14:30 | 247.71 | 244.76
2019-02-19 15:00 | 248.86 | 245.91
2019-02-19 15:30 | 247.27 | 244.3
2019-02-19 16:00 | 249 | 245.45
2019-02-19 16:30 | 250.56 | 246.54
2019-02-19 17:00 | 251.65 | 247.47
2019-02-19 17:30 | 256.9 | 252.96
2019-02-19 18:00 | 265.63 | 262.02
2019-02-19 18:30 | 263.99 | 260.54
2019-02-19 19:00 | 264.65 | 261.09
2019-02-19 19:30 | 263.65 | 261.26
2019-02-19 20:00 | 263.14 | 260.95
2019-02-19 20:30 | 262.97 | 260.8
2019-02-19 21:00 | 262.68 | 260.45
2019-02-19 21:30 | 263.61 | 261.16
2019-02-19 22:00 | 263.99 | 261.11
2019-02-19 22:30 | 264.14 | 260.62
2019-02-19 23:00 | 263.35 | 259.45
2019-02-19 23:30 | 263.2 | 259.39
2019-02-20 | 263.88 | 259.85
2019-02-20 00:30 | 251.31 | 247.12
2019-02-20 01:00 | 252.94 | 247.86
2019-02-20 01:30 | 238.27 | 232.44
2019-02-20 02:00 | 228.34 | 223.1
2019-02-20 02:30 | 230.08 | 224.49
2019-02-20 03:00 | 235.67 | 229.39
2019-02-20 03:30 | 234.12 | 228.1
2019-02-20 04:00 | 233.59 | 227.7
2019-02-20 04:30 | 233.98 | 228.04
2019-02-20 05:00 | 243.9 | 238.65
2019-02-20 05:30 | 257.89 | 253.73
2019-02-20 06:00 | 260.85 | 257.69
2019-02-20 06:30 | 259.09 | 256.1
2019-02-20 07:00 | 264.42 | 261.67
2019-02-20 07:30 | 269.15 | 266.34
2019-02-20 08:00 | 266.92 | 264.47
2019-02-20 08:30 | 254.79 | 252.07
2019-02-20 09:00 | 231.57 | 228.31
2019-02-20 09:30 | 231.89 | 228.89
2019-02-20 10:00 | 227.07 | 224.7
2019-02-20 10:30 | 226.67 | 224.4
2019-02-20 11:00 | 227.13 | 224.88
2019-02-20 11:30 | 226.68 | 224.52
2019-02-20 12:00 | 225.68 | 223.63
2019-02-20 12:30 | 228.97 | 226.57
2019-02-20 13:00 | 232.1 | 229.36
2019-02-20 13:30 | 232.66 | 230.59
2019-02-20 14:00 | 232.72 | 230.73
2019-02-20 14:30 | 262.19 | 260.28
2019-02-20 15:00 | 267.54 | 265.7
2019-02-20 15:30 | 268.21 | 266.47
2019-02-20 16:00 | 268.75 | 266.98
2019-02-20 16:30 | 271.37 | 269.31
2019-02-20 17:00 | 272.58 | 270.43
2019-02-20 17:30 | 268.46 | 266.61
2019-02-20 18:00 | 268.16 | 266.3
2019-02-20 18:30 | 266.65 | 264.79
2019-02-20 19:00 | 263.11 | 261.07
2019-02-20 19:30 | 260.65 | 258.76
2019-02-20 20:00 | 262.39 | 260.5
2019-02-20 20:30 | 264.68 | 262.39
2019-02-20 21:00 | 265.13 | 262.86
2019-02-20 21:30 | 265.82 | 263.35
2019-02-20 22:00 | 266.86 | 262.82
2019-02-20 22:30 | 267.3 | 263.16
2019-02-20 23:00 | 267.56 | 264.25
2019-02-20 23:30 | 266.09 | 262.89
2019-02-21 | 249.73 | 246.29
2019-02-21 00:30 | 233.73 | 229.67
2019-02-21 01:00 | 234.61 | 230.15
2019-02-21 01:30 | 234.29 | 229.94
2019-02-21 02:00 | 234.38 | 230.21
2019-02-21 02:30 | 232.07 | 227.92
2019-02-21 03:00 | 229.72 | 225.41
2019-02-21 03:30 | 229.77 | 225.52
2019-02-21 04:00 | 229.88 | 225.71
2019-02-21 04:30 | 229.79 | 225.65
2019-02-21 05:00 | 229.77 | 225.61
2019-02-21 05:30 | 229.78 | 225.57
2019-02-21 06:00 | 229.97 | 225.71
2019-02-21 06:30 | 229.35 | 225.37
2019-02-21 07:00 | 231 | 227.36
2019-02-21 07:30 | 230.92 | 227.54
2019-02-21 08:00 | 231.18 | 227.6
2019-02-21 08:30 | 234.74 | 230.7
2019-02-21 09:00 | 237.37 | 232.96
2019-02-21 09:30 | 237.52 | 233.14
2019-02-21 10:00 | 238.71 | 234.11
2019-02-21 10:30 | 238.9 | 234.26
2019-02-21 11:00 | 238.44 | 233.9
2019-02-21 11:30 | 237.08 | 232.71
2019-02-21 12:00 | 233.74 | 229.59
2019-02-21 12:30 | 234.69 | 230.57
2019-02-21 13:00 | 234.05 | 230.04
2019-02-21 13:30 | 234.88 | 230.67
2019-02-21 14:00 | 264.5 | 261.35
2019-02-21 14:30 | 266.04 | 263.74
2019-02-21 15:00 | 265.53 | 263.02
2019-02-21 15:30 | 267.34 | 264.72
2019-02-21 16:00 | 268.16 | 265.57
2019-02-21 16:30 | 268.29 | 265.71
2019-02-21 17:00 | 269.49 | 266.9
2019-02-21 17:30 | 269.39 | 266.85
2019-02-21 18:00 | 268.84 | 266.41
2019-02-21 18:30 | 268.48 | 266.13
2019-02-21 19:00 | 269.11 | 266.66
2019-02-21 19:30 | 268.7 | 266.59
2019-02-21 20:00 | 269 | 266.96
2019-02-21 20:30 | 268.86 | 266.59
2019-02-21 21:00 | 270.29 | 268.07
2019-02-21 21:30 | 272.45 | 270.43
2019-02-21 22:00 | 272.69 | 270.73
2019-02-21 22:30 | 271.17 | 269.13
2019-02-21 23:00 | 273.64 | 270.96
2019-02-21 23:30 | 277.57 | 274.22
2019-02-22 | 278.03 | 274.38
2019-02-22 00:30 | 278.79 | 274.93
2019-02-22 01:00 | 279.8 | 275.78
2019-02-22 01:30 | 280.55 | 276.51
2019-02-22 02:00 | 256.63 | 251.91
2019-02-22 02:30 | 240.99 | 235.67
2019-02-22 03:00 | 240.34 | 235.11
2019-02-22 03:30 | 239.95 | 234.85
2019-02-22 04:00 | 237.65 | 232.84
2019-02-22 04:30 | 237.53 | 232.75
2019-02-22 05:00 | 236.9 | 232.23
2019-02-22 05:30 | 236.39 | 231.69
2019-02-22 06:00 | 235.16 | 230.7
2019-02-22 06:30 | 238.2 | 234.45
2019-02-22 07:00 | 250.79 | 247.59
2019-02-22 07:30 | 251.61 | 248.14
2019-02-22 08:00 | 252.11 | 248.86
2019-02-22 08:30 | 252.24 | 249.01
2019-02-22 09:00 | 251.99 | 248.95
2019-02-22 09:30 | 246.81 | 244.36
2019-02-22 10:00 | 244.16 | 241.98
2019-02-22 10:30 | 237.51 | 235.26
2019-02-22 11:00 | 236.89 | 233.82
2019-02-22 11:30 | 236.8 | 233.88
2019-02-22 12:00 | 234.57 | 231.83
2019-02-22 12:30 | 230.49 | 228
2019-02-22 13:00 | 221.47 | 219.82
2019-02-22 13:30 | 223.79 | 221.87
2019-02-22 14:00 | 230.29 | 227.79
2019-02-22 14:30 | 226.81 | 224.76
2019-02-22 15:00 | 229.05 | 227.07
2019-02-22 15:30 | 226.17 | 224.14
2019-02-22 16:00 | 233.47 | 230.61
2019-02-22 16:30 | 241.57 | 238.37
2019-02-22 17:00 | 244.26 | 240.88
2019-02-22 17:30 | 246.77 | 243.27
2019-02-22 18:00 | 255.61 | 252.12
2019-02-22 18:30 | 255.09 | 251.69
2019-02-22 19:00 | 254.99 | 251.8
2019-02-22 19:30 | 252.48 | 249.69
2019-02-22 20:00 | 255.91 | 252.95
2019-02-22 20:30 | 256.08 | 253.14
2019-02-22 21:00 | 256.09 | 253.19
2019-02-22 21:30 | 254 | 251.31
2019-02-22 22:00 | 251.47 | 249.03
2019-02-22 22:30 | 251.52 | 248.54
2019-02-22 23:00 | 252.23 | 249.03
2019-02-22 23:30 | 253.72 | 249.91
2019-02-23 | 254.08 | 250.01
2019-02-23 00:30 | 256.56 | 252.35
2019-02-23 01:00 | 260.3 | 255.62
2019-02-23 01:30 | 260.82 | 255.95
2019-02-23 02:00 | 260.66 | 255.59
2019-02-23 02:30 | 260.95 | 255.88
2019-02-23 03:00 | 260.98 | 255.94
2019-02-23 03:30 | 261.5 | 256.39
2019-02-23 04:00 | 263.21 | 258.33
2019-02-23 04:30 | 283.66 | 279.3
2019-02-23 05:00 | 283.95 | 279.7
2019-02-23 05:30 | 285.52 | 281.33
2019-02-23 06:00 | 285.69 | 281.5
2019-02-23 06:30 | 284.29 | 280.13
2019-02-23 07:00 | 283.36 | 279.48
2019-02-23 07:30 | 283.78 | 279.74
2019-02-23 08:00 | 283.53 | 279.38
2019-02-23 08:30 | 277.21 | 272.67
2019-02-23 09:00 | 263.4 | 258.47
2019-02-23 09:30 | 263.85 | 259.81
2019-02-23 10:00 | 259.59 | 255.59
2019-02-23 10:30 | 257.77 | 253.65
2019-02-23 11:00 | 259.58 | 255.23
2019-02-23 11:30 | 259.43 | 255.06
2019-02-23 12:00 | 258.6 | 254.27
2019-02-23 12:30 | 258.47 | 254.13
2019-02-23 13:00 | 258.87 | 254.57
2019-02-23 13:30 | 259.63 | 255.25
2019-02-23 14:00 | 261.15 | 256.94
2019-02-23 14:30 | 266.95 | 262.93
2019-02-23 15:00 | 268.84 | 264.88
2019-02-23 15:30 | 275.56 | 271.88
2019-02-23 16:00 | 283.27 | 280.01
2019-02-23 16:30 | 283.5 | 280.24
2019-02-23 17:00 | 284.42 | 281.07
2019-02-23 17:30 | 284.8 | 281.39
2019-02-23 18:00 | 284.1 | 280.69
2019-02-23 18:30 | 284.71 | 281.22
2019-02-23 19:00 | 277.51 | 274.8
2019-02-23 19:30 | 284.84 | 281.39
2019-02-23 20:00 | 285.52 | 282.22
2019-02-23 20:30 | 286.17 | 282.75
2019-02-23 21:00 | 285.95 | 282.59
2019-02-23 21:30 | 287.57 | 284.12
2019-02-23 22:00 | 286.68 | 283.39
2019-02-23 22:30 | 286.28 | 283.21
2019-02-23 23:00 | 285.44 | 282.51
2019-02-23 23:30 | 286.07 | 282.85
2019-02-24 | 284.87 | 280.35
2019-02-24 00:30 | 284.88 | 279.92
2019-02-24 01:00 | 285.08 | 280.49
2019-02-24 01:30 | 257.16 | 252.95
2019-02-24 02:00 | 256.09 | 252.06
2019-02-24 02:30 | 280.46 | 277.18
2019-02-24 03:00 | 281.45 | 278.04
2019-02-24 03:30 | 273.26 | 269.49
2019-02-24 04:00 | 269.14 | 265.22
2019-02-24 04:30 | 269.32 | 265.43
2019-02-24 05:00 | 270.34 | 266.28
2019-02-24 05:30 | 270.95 | 266.79
2019-02-24 06:00 | 269.35 | 265.49
2019-02-24 06:30 | 267.52 | 264.3
2019-02-24 07:00 | 268.35 | 265.05
2019-02-24 07:30 | 268.34 | 264.92
2019-02-24 08:00 | 269.08 | 265.5
2019-02-24 08:30 | 269.58 | 265.86
2019-02-24 09:00 | 261.8 | 257.82
2019-02-24 09:30 | 258.61 | 255.02
2019-02-24 10:00 | 259.47 | 256.15
2019-02-24 10:30 | 259.64 | 256.21
2019-02-24 11:00 | 258.36 | 255.05
2019-02-24 11:30 | 260.52 | 257.13
2019-02-24 12:00 | 262.98 | 259.86
2019-02-24 12:30 | 261.37 | 258.15
2019-02-24 13:00 | 259.67 | 256.26
2019-02-24 13:30 | 260.39 | 256.88
2019-02-24 14:00 | 261.12 | 257.57
2019-02-24 14:30 | 264.4 | 260.99
2019-02-24 15:00 | 265.53 | 262.16
2019-02-24 15:30 | 265.91 | 262.45
2019-02-24 16:00 | 266.4 | 263.02
2019-02-24 16:30 | 283.72 | 280.91
2019-02-24 17:00 | 289.35 | 286.38
2019-02-24 17:30 | 289.79 | 286.89
2019-02-24 18:00 | 292.5 | 289.62
2019-02-24 18:30 | 292.76 | 290.05
2019-02-24 19:00 | 294.33 | 291.57
2019-02-24 19:30 | 294.51 | 291.75
2019-02-24 20:00 | 294.61 | 291.88
2019-02-24 20:30 | 294.68 | 291.8
2019-02-24 21:00 | 289.36 | 286.47
2019-02-24 21:30 | 287.12 | 284.3
2019-02-24 22:00 | 288.12 | 285.2
2019-02-24 22:30 | 287.5 | 284.45
2019-02-24 23:00 | 280.18 | 277.09
2019-02-24 23:30 | 280.19 | 277.02
2019-02-25 | 270.64 | 266.94
2019-02-25 00:30 | 267.51 | 263.94
2019-02-25 01:00 | 259.04 | 255.29
2019-02-25 01:30 | 260.32 | 256.03
2019-02-25 02:00 | 252.71 | 247.88
2019-02-25 02:30 | 251.62 | 246.76
2019-02-25 03:00 | 248.73 | 243.85
2019-02-25 03:30 | 247.93 | 243.07
2019-02-25 04:00 | 249.3 | 244.48
2019-02-25 04:30 | 248.3 | 243.77
2019-02-25 05:00 | 245.76 | 241.44
2019-02-25 05:30 | 244.97 | 240.7
2019-02-25 06:00 | 242.15 | 238.93
2019-02-25 06:30 | 241.61 | 238.79
2019-02-25 07:00 | 241.77 | 238.98
2019-02-25 07:30 | 241.13 | 238.5
2019-02-25 08:00 | 238.95 | 236.45
2019-02-25 08:30 | 240.74 | 237.92
2019-02-25 09:00 | 241.88 | 238.37
2019-02-25 09:30 | 241.6 | 238.24
2019-02-25 10:00 | 240.25 | 237.01
2019-02-25 10:30 | 238.37 | 235.25
2019-02-25 11:00 | 227.41 | 224.16
2019-02-25 11:30 | 226.35 | 223.13
2019-02-25 12:00 | 225.17 | 221.89
2019-02-25 12:30 | 224.05 | 220.71
2019-02-25 13:00 | 226.25 | 222.75
2019-02-25 13:30 | 226.36 | 222.86
2019-02-25 14:00 | 227.97 | 224.31
2019-02-25 14:30 | 233.28 | 229.12
2019-02-25 15:00 | 234.53 | 230.08
2019-02-25 15:30 | 236.9 | 232.21
2019-02-25 16:00 | 239.62 | 234.52
2019-02-25 16:30 | 240.21 | 234.75
2019-02-25 17:00 | 239.37 | 233.93
2019-02-25 17:30 | 257.75 | 253.15
2019-02-25 18:00 | 277.01 | 272.98
2019-02-25 18:30 | 277.27 | 273.16
2019-02-25 19:00 | 277.87 | 273.56
2019-02-25 19:30 | 277.51 | 273.58
2019-02-25 20:00 | 278.58 | 274.67
2019-02-25 20:30 | 280.96 | 277
2019-02-25 21:00 | 282.48 | 278.59
2019-02-25 21:30 | 282.36 | 278.53
2019-02-25 22:00 | 281.81 | 278.12
2019-02-25 22:30 | 281.64 | 277.98
2019-02-25 23:00 | 282.8 | 278.71
2019-02-25 23:30 | 282.92 | 278.84
2019-02-26 | 281.83 | 277.84
2019-02-26 00:30 | 253.84 | 248.74
2019-02-26 01:00 | 253.44 | 248.09
2019-02-26 01:30 | 252.63 | 247.36
2019-02-26 02:00 | 249.64 | 243.59
2019-02-26 02:30 | 243.51 | 237.01
2019-02-26 03:00 | 244.04 | 237.17
2019-02-26 03:30 | 244.57 | 237.59
2019-02-26 04:00 | 250.63 | 244.2
2019-02-26 04:30 | 247.5 | 241.93
2019-02-26 05:00 | 246.67 | 241.2
2019-02-26 05:30 | 247.45 | 241.77
2019-02-26 06:00 | 246.42 | 241.24
2019-02-26 06:30 | 245.87 | 240.77
2019-02-26 07:00 | 243.84 | 239.52
2019-02-26 07:30 | 243.26 | 238.84
2019-02-26 08:00 | 242.15 | 237.8
2019-02-26 08:30 | 240.99 | 236.75
2019-02-26 09:00 | 234.42 | 230.77
2019-02-26 09:30 | 235.92 | 232.36
2019-02-26 10:00 | 236.49 | 232.59
2019-02-26 10:30 | 239.13 | 235
2019-02-26 11:00 | 236.68 | 232.86
2019-02-26 11:30 | 239.21 | 235.14
2019-02-26 12:00 | 229.09 | 224.89
2019-02-26 12:30 | 228.85 | 224.64
2019-02-26 13:00 | 231.97 | 227.57
2019-02-26 13:30 | 233.33 | 229.02
2019-02-26 14:00 | 230.69 | 226.78
2019-02-26 14:30 | 230.18 | 226.03
2019-02-26 15:00 | 229.73 | 225.48
2019-02-26 15:30 | 237.49 | 233.54
2019-02-26 16:00 | 238.02 | 233.89
2019-02-26 16:30 | 244.1 | 239.26
2019-02-26 17:00 | 245.42 | 240.71
2019-02-26 17:30 | 245.69 | 241.01
2019-02-26 18:00 | 245.58 | 241
2019-02-26 18:30 | 246.53 | 241.86
2019-02-26 19:00 | 247.48 | 242.56
2019-02-26 19:30 | 254.39 | 249.86
2019-02-26 20:00 | 261.05 | 256.95
2019-02-26 20:30 | 260.47 | 256.55
2019-02-26 21:00 | 260.09 | 256.24
2019-02-26 21:30 | 260.14 | 256.28
2019-02-26 22:00 | 261.27 | 257.35
2019-02-26 22:30 | 261.88 | 258.03
2019-02-26 23:00 | 262.03 | 258.13
2019-02-26 23:30 | 262.79 | 258.74
2019-02-27 | 263.15 | 259.01
2019-02-27 00:30 | 263.62 | 259.39
2019-02-27 01:00 | 263.83 | 259.56
2019-02-27 01:30 | 262.6 | 258.54
2019-02-27 02:00 | 263.27 | 258.23
2019-02-27 02:30 | 261.15 | 256.48
2019-02-27 03:00 | 261.49 | 256.03
2019-02-27 03:30 | 262.92 | 257.14
2019-02-27 04:00 | 262.58 | 256.83
2019-02-27 04:30 | 262.23 | 256.45
2019-02-27 05:00 | 263.81 | 257.93
2019-02-27 05:30 | 264.8 | 259.38
2019-02-27 06:00 | 262.48 | 259.84
2019-02-27 06:30 | 259.9 | 257.47
2019-02-27 07:00 | 259.04 | 256.62
2019-02-27 07:30 | 244.38 | 242.25
2019-02-27 08:00 | 239.06 | 236.58
2019-02-27 08:30 | 243.49 | 240.26
2019-02-27 09:00 | 242.53 | 239.32
2019-02-27 09:30 | 241.92 | 239.36
2019-02-27 10:00 | 241.24 | 238.87
2019-02-27 10:30 | 242.05 | 238.69
2019-02-27 11:00 | 244.01 | 240.19
2019-02-27 11:30 | 244.92 | 241.06
2019-02-27 12:00 | 243.76 | 240.12
2019-02-27 12:30 | 233.99 | 231.42
2019-02-27 13:00 | 237.59 | 234.15
2019-02-27 13:30 | 240.27 | 236.5
2019-02-27 14:00 | 241.65 | 237.75
2019-02-27 14:30 | 249.86 | 244.8
2019-02-27 15:00 | 250.29 | 245.06
2019-02-27 15:30 | 251.55 | 246.12
2019-02-27 16:00 | 253.06 | 247.23
2019-02-27 16:30 | 251.91 | 246.43
2019-02-27 17:00 | 252.14 | 246.43
2019-02-27 17:30 | 251.45 | 245.78
2019-02-27 18:00 | 252.03 | 246.22
2019-02-27 18:30 | 251.87 | 246.39
2019-02-27 19:00 | 253.33 | 247.44
2019-02-27 19:30 | 252.63 | 246.9
2019-02-27 20:00 | 251.83 | 246.51
2019-02-27 20:30 | 251.1 | 245.86
2019-02-27 21:00 | 242.23 | 238.34
2019-02-27 21:30 | 241.49 | 237.77
2019-02-27 22:00 | 240.05 | 236.53
2019-02-27 22:30 | 239.52 | 236.2
2019-02-27 23:00 | 239.65 | 236.55
2019-02-27 23:30 | 239.27 | 236.19
2019-02-28 | 239.99 | 236.87
2019-02-28 00:30 | 238.86 | 235.96
2019-02-28 01:00 | 239.01 | 235.51
2019-02-28 01:30 | 248.35 | 245.19
2019-02-28 02:00 | 275.17 | 272.73
2019-02-28 02:30 | 275.91 | 273.49
2019-02-28 03:00 | 276.73 | 274.2
2019-02-28 03:30 | 275.6 | 273.16
2019-02-28 04:00 | 280.69 | 277.68
2019-02-28 04:30 | 281.54 | 278.41
2019-02-28 05:00 | 281.62 | 278.44
2019-02-28 05:30 | 282.19 | 278.72
2019-02-28 06:00 | 269.75 | 265.51
2019-02-28 06:30 | 267.01 | 263.3
2019-02-28 07:00 | 261.16 | 257.42
2019-02-28 07:30 | 258.64 | 254.98
2019-02-28 08:00 | 255.52 | 252.01
2019-02-28 08:30 | 244.3 | 240.97
2019-02-28 09:00 | 237.73 | 234.04
2019-02-28 09:30 | 232.93 | 229.3
2019-02-28 10:00 | 237.17 | 233.29
2019-02-28 10:30 | 239.63 | 235.66
2019-02-28 11:00 | 243.98 | 240.25
2019-02-28 11:30 | 247.67 | 244.4
2019-02-28 12:00 | 247.76 | 244.58
2019-02-28 12:30 | 250.62 | 247.86
2019-02-28 13:00 | 267.84 | 265.44
2019-02-28 13:30 | 273.06 | 270.61
2019-02-28 14:00 | 274.05 | 271.54
2019-02-28 14:30 | 274.02 | 271.46
2019-02-28 15:00 | 271.79 | 269.5
2019-02-28 15:30 | 271.74 | 269.77
2019-02-28 16:00 | 275.78 | 273.47
2019-02-28 16:30 | 278.01 | 275.46
2019-02-28 17:00 | 277.71 | 274.82
2019-02-28 17:30 | 276.98 | 274.27
2019-02-28 18:00 | 277.53 | 274.8
2019-02-28 18:30 | 276.33 | 273.72
2019-02-28 19:00 | 277.65 | 274.98
2019-02-28 19:30 | 277.46 | 274.82
2019-02-28 20:00 | 273.58 | 271.08
2019-02-28 20:30 | 273.06 | 270.68
2019-02-28 21:00 | 275.32 | 273.11
2019-02-28 21:30 | 276.39 | 274.29
2019-02-28 22:00 | 276.02 | 274.01
2019-02-28 22:30 | 276.85 | 274.84
2019-02-28 23:00 | 278.68 | 276.49
2019-02-28 23:30 | 279.76 | 277.52
2019-03-01 | 279.64 | 277.36
2019-03-01 00:30 | 277.95 | 274.96
2019-03-01 01:00 | 278.26 | 275.22
2019-03-01 01:30 | 278.57 | 275.56
2019-03-01 02:00 | 278.49 | 275.45
2019-03-01 02:30 | 279.9 | 276.44
2019-03-01 03:00 | 280.42 | 276.97
2019-03-01 03:30 | 279.88 | 276.41
2019-03-01 04:00 | 278.58 | 275.23
2019-03-01 04:30 | 278.92 | 275.55
2019-03-01 05:00 | 278.68 | 275.4
2019-03-01 05:30 | 278.52 | 275.22
2019-03-01 06:00 | 279.98 | 276.82
2019-03-01 06:30 | 280.78 | 278.03
2019-03-01 07:00 | 269.22 | 266.67
2019-03-01 07:30 | 266.35 | 263.65
2019-03-01 08:00 | 262.49 | 259.97
2019-03-01 08:30 | 262.94 | 260.52
2019-03-01 09:00 | 262.01 | 259.85
2019-03-01 09:30 | 263.09 | 259.87
2019-03-01 10:00 | 262.5 | 259.77
2019-03-01 10:30 | 262.89 | 260.15
2019-03-01 11:00 | 262.11 | 259.53
2019-03-01 11:30 | 261.68 | 259.39
2019-03-01 12:00 | 265.35 | 263.15
2019-03-01 12:30 | 272.6 | 270.53
2019-03-01 13:00 | 271.93 | 269.93
2019-03-01 13:30 | 272.19 | 270.26
2019-03-01 14:00 | 272.04 | 269.97
2019-03-01 14:30 | 270.34 | 268.29
2019-03-01 15:00 | 274.18 | 271.85
2019-03-01 15:30 | 274.73 | 272.5
2019-03-01 16:00 | 275.86 | 273.46
2019-03-01 16:30 | 275.68 | 273.31
2019-03-01 17:00 | 275.66 | 273.36
2019-03-01 17:30 | 276.43 | 274.06
2019-03-01 18:00 | 281.02 | 278.26
2019-03-01 18:30 | 280.73 | 277.97
2019-03-01 19:00 | 282.02 | 279.11
2019-03-01 19:30 | 282.79 | 279.9
2019-03-01 20:00 | 282.32 | 279.6
2019-03-01 20:30 | 278.56 | 276.29
2019-03-01 21:00 | 277.83 | 275.73
2019-03-01 21:30 | 278.06 | 275.95
2019-03-01 22:00 | 277.42 | 275.38
2019-03-01 22:30 | 275.05 | 273.11
2019-03-01 23:00 | 274.35 | 271.62
2019-03-01 23:30 | 275.19 | 272.53
2019-03-02 | 275.55 | 273.04
2019-03-02 00:30 | 275.69 | 273.19
2019-03-02 01:00 | 275.44 | 272.93
2019-03-02 01:30 | 275.02 | 272.5
2019-03-02 02:00 | 272.84 | 270.57
2019-03-02 02:30 | 268.99 | 266.72
2019-03-02 03:00 | 270.42 | 267.92
2019-03-02 03:30 | 271.8 | 269.24
2019-03-02 04:00 | 272.83 | 270
2019-03-02 04:30 | 274.25 | 271.09
2019-03-02 05:00 | 275.05 | 271.85
2019-03-02 05:30 | 275.26 | 271.96
2019-03-02 06:00 | 275.53 | 272.12
2019-03-02 06:30 | 275.49 | 272.16
2019-03-02 07:00 | 274.77 | 272.07
2019-03-02 07:30 | 272.81 | 269.95
2019-03-02 08:00 | 272.27 | 269.3
2019-03-02 08:30 | 263.48 | 260.46
2019-03-02 09:00 | 264.18 | 261
2019-03-02 09:30 | 264.46 | 261.39
2019-03-02 10:00 | 263.28 | 259.96
2019-03-02 10:30 | 263.77 | 260.52
2019-03-02 11:00 | 265.14 | 262.01
2019-03-02 11:30 | 264.3 | 261.98
2019-03-02 12:00 | 264.88 | 262.77
2019-03-02 12:30 | 265.21 | 263.08
2019-03-02 13:00 | 265.79 | 263.14
2019-03-02 13:30 | 265.52 | 263
2019-03-02 14:00 | 267.18 | 264.47
2019-03-02 14:30 | 265.08 | 262.47
2019-03-02 15:00 | 263.59 | 261.07
2019-03-02 15:30 | 265.07 | 262.35
2019-03-02 16:00 | 265.78 | 263.15
2019-03-02 16:30 | 266.02 | 263.22
2019-03-02 17:00 | 267.61 | 264.72
2019-03-02 17:30 | 268.46 | 265.71
2019-03-02 18:00 | 267.07 | 264.55
2019-03-02 18:30 | 262.53 | 259.62
2019-03-02 19:00 | 240.68 | 237.27
2019-03-02 19:30 | 241.17 | 237.71
2019-03-02 20:00 | 232.63 | 228.91
2019-03-02 20:30 | 233.16 | 229.41
2019-03-02 21:00 | 232.73 | 229
2019-03-02 21:30 | 229.64 | 226.11
2019-03-02 22:00 | 229.91 | 226.49
2019-03-02 22:30 | 235.42 | 232.25
2019-03-02 23:00 | 237.77 | 234.4
2019-03-02 23:30 | 238.28 | 234.61
2019-03-03 | 237.4 | 233.19
2019-03-03 00:30 | 238.35 | 233.6
2019-03-03 01:00 | 240.31 | 235.1
2019-03-03 01:30 | 248.44 | 243.33
2019-03-03 02:00 | 267.43 | 263.14
2019-03-03 02:30 | 272.35 | 268.53
2019-03-03 03:00 | 271.9 | 269.03
2019-03-03 03:30 | 272.32 | 269.41
2019-03-03 04:00 | 268.69 | 265.68
2019-03-03 04:30 | 267.14 | 264.14
2019-03-03 05:00 | 266.65 | 263.68
2019-03-03 05:30 | 266.52 | 263.52
2019-03-03 06:00 | 266.51 | 263.66
2019-03-03 06:30 | 265.31 | 263.33
2019-03-03 07:00 | 265.43 | 263.16
2019-03-03 07:30 | 266.02 | 263.26
2019-03-03 08:00 | 266.63 | 262.71
2019-03-03 08:30 | 258.97 | 254.08
2019-03-03 09:00 | 250.32 | 244.88
2019-03-03 09:30 | 249.68 | 244.2
2019-03-03 10:00 | 250.77 | 244.96
2019-03-03 10:30 | 241.98 | 236.51
2019-03-03 11:00 | 241.63 | 235.59
2019-03-03 11:30 | 240.85 | 235.33
2019-03-03 12:00 | 241.14 | 235.7
2019-03-03 12:30 | 241.29 | 235.87
2019-03-03 13:00 | 241.92 | 236.51
2019-03-03 13:30 | 241.88 | 236.54
2019-03-03 14:00 | 242.27 | 236.99
2019-03-03 14:30 | 242.02 | 236.95
2019-03-03 15:00 | 241.58 | 236.36
2019-03-03 15:30 | 241.37 | 236.31
2019-03-03 16:00 | 240.99 | 235.7
2019-03-03 16:30 | 240.91 | 235.6
2019-03-03 17:00 | 242.49 | 236.75
2019-03-03 17:30 | 251.94 | 246.47
2019-03-03 18:00 | 250.42 | 245.52
2019-03-03 18:30 | 249.62 | 244.84
2019-03-03 19:00 | 241.67 | 236.66
2019-03-03 19:30 | 240.74 | 236.22
2019-03-03 20:00 | 240.84 | 236.62
2019-03-03 20:30 | 240.17 | 236.16
2019-03-03 21:00 | 240.58 | 236.61
2019-03-03 21:30 | 239.84 | 235.97
2019-03-03 22:00 | 242.85 | 239.1
2019-03-03 22:30 | 246.63 | 242.43
2019-03-03 23:00 | 247.37 | 243.11
2019-03-03 23:30 | 247.39 | 243.14
2019-03-04 | 246.98 | 242.31
2019-03-04 00:30 | 249.23 | 244.96
2019-03-04 01:00 | 254.08 | 249.95
2019-03-04 01:30 | 255.38 | 251.23
2019-03-04 02:00 | 257.2 | 252.57
2019-03-04 02:30 | 258.24 | 253.39
2019-03-04 03:00 | 258.71 | 253.77
2019-03-04 03:30 | 259.48 | 254.46
2019-03-04 04:00 | 261.02 | 255.87
2019-03-04 04:30 | 260 | 254.96
2019-03-04 05:00 | 256.35 | 251.95
2019-03-04 05:30 | 255.62 | 251.43
2019-03-04 06:00 | 256.74 | 252.45
2019-03-04 06:30 | 271.35 | 267.54
2019-03-04 07:00 | 273.22 | 270.12
2019-03-04 07:30 | 274.4 | 271.07
2019-03-04 08:00 | 274.59 | 271.13
2019-03-04 08:30 | 266.46 | 262.75
2019-03-04 09:00 | 251.8 | 247.67
2019-03-04 09:30 | 252.92 | 248.76
2019-03-04 10:00 | 255.44 | 251.4
2019-03-04 10:30 | 259.5 | 255.51
2019-03-04 11:00 | 258.4 | 254.64
2019-03-04 11:30 | 258.07 | 254.4
2019-03-04 12:00 | 258.68 | 254.94
2019-03-04 12:30 | 257 | 253.51
2019-03-04 13:00 | 255.07 | 251.75
2019-03-04 13:30 | 256.08 | 252.63
2019-03-04 14:00 | 256.82 | 253.2
2019-03-04 14:30 | 237.68 | 233.53
2019-03-04 15:00 | 238.32 | 233.81
2019-03-04 15:30 | 242.23 | 237.17
2019-03-04 16:00 | 241.31 | 237.11
2019-03-04 16:30 | 243.19 | 238.85
2019-03-04 17:00 | 243.38 | 239.1
2019-03-04 17:30 | 241.24 | 237.49
2019-03-04 18:00 | 241.04 | 237.54
2019-03-04 18:30 | 239.97 | 236.72
2019-03-04 19:00 | 265.92 | 263.08
2019-03-04 19:30 | 270.74 | 268.06
2019-03-04 20:00 | 270.93 | 268.38
2019-03-04 20:30 | 269.32 | 266.88
2019-03-04 21:00 | 266.92 | 264.09
2019-03-04 21:30 | 241.66 | 237.9
2019-03-04 22:00 | 242.54 | 238.49
2019-03-04 22:30 | 243.63 | 239.56
2019-03-04 23:00 | 243.46 | 239.41
2019-03-04 23:30 | 236.74 | 232.74
2019-03-05 | 231.94 | 226.81
2019-03-05 00:30 | 232.83 | 226.95
2019-03-05 01:00 | 230.88 | 225.19
2019-03-05 01:30 | 231.23 | 225.65
2019-03-05 02:00 | 230.78 | 225.36
2019-03-05 02:30 | 228.26 | 223.08
2019-03-05 03:00 | 227.54 | 222.45
2019-03-05 03:30 | 227.74 | 222.67
2019-03-05 04:00 | 228.9 | 223.78
2019-03-05 04:30 | 231.26 | 225.92
2019-03-05 05:00 | 231.98 | 226.49
2019-03-05 05:30 | 231.92 | 226.31
2019-03-05 06:00 | 236.35 | 230.65
2019-03-05 06:30 | 272.92 | 269.24
2019-03-05 07:00 | 254.48 | 250.44
2019-03-05 07:30 | 224.65 | 220.17
2019-03-05 08:00 | 224.1 | 219.48
2019-03-05 08:30 | 225.74 | 220.71
2019-03-05 09:00 | 230.09 | 224.47
2019-03-05 09:30 | 226.38 | 221.97
2019-03-05 10:00 | 226.97 | 222.53
2019-03-05 10:30 | 227.55 | 223.05
2019-03-05 11:00 | 227.58 | 223.12
2019-03-05 11:30 | 225.27 | 220.95
2019-03-05 12:00 | 227.01 | 222.56
2019-03-05 12:30 | 230.74 | 225.89
2019-03-05 13:00 | 233.22 | 228.03
2019-03-05 13:30 | 234.09 | 228.76
2019-03-05 14:00 | 236.68 | 230.89
2019-03-05 14:30 | 235.41 | 229.81
2019-03-05 15:00 | 233.09 | 228.24
2019-03-05 15:30 | 232.69 | 228.51
2019-03-05 16:00 | 232.91 | 228.6
2019-03-05 16:30 | 232.24 | 227.94
2019-03-05 17:00 | 231.38 | 227.15
2019-03-05 17:30 | 231.33 | 227.1
2019-03-05 18:00 | 235.62 | 230.77
2019-03-05 18:30 | 235.36 | 230.32
2019-03-05 19:00 | 234.29 | 228.96
2019-03-05 19:30 | 236.36 | 231.52
2019-03-05 20:00 | 236.53 | 231.92
2019-03-05 20:30 | 238.75 | 234.15
2019-03-05 21:00 | 240.4 | 235.65
2019-03-05 21:30 | 239.96 | 235.27
2019-03-05 22:00 | 240.57 | 234.99
2019-03-05 22:30 | 240.3 | 234.25
2019-03-05 23:00 | 241.78 | 235.19
2019-03-05 23:30 | 242.38 | 235.41
2019-03-06 | 242.67 | 235.78
2019-03-06 00:30 | 244.48 | 237.01
2019-03-06 01:00 | 242.74 | 235.29
2019-03-06 01:30 | 242.7 | 235.32
2019-03-06 02:00 | 242.26 | 235.08
2019-03-06 02:30 | 240.51 | 233.52
2019-03-06 03:00 | 241.18 | 234.09
2019-03-06 03:30 | 241.78 | 234.62
2019-03-06 04:00 | 242.6 | 235.31
2019-03-06 04:30 | 242.81 | 235.49
2019-03-06 05:00 | 242.4 | 235.08
2019-03-06 05:30 | 240.89 | 233.68
2019-03-06 06:00 | 239.78 | 232.64
2019-03-06 06:30 | 228.83 | 223.76
2019-03-06 07:00 | 227.47 | 222.78
2019-03-06 07:30 | 227.56 | 222.73
2019-03-06 08:00 | 226.95 | 222.66
2019-03-06 08:30 | 223.9 | 220.16
2019-03-06 09:00 | 225.74 | 221.72
2019-03-06 09:30 | 226.88 | 222.63
2019-03-06 10:00 | 225.68 | 221.57
2019-03-06 10:30 | 224.95 | 221.03
2019-03-06 11:00 | 223.15 | 219.5
2019-03-06 11:30 | 222.73 | 219.39
2019-03-06 12:00 | 224.56 | 220.85
2019-03-06 12:30 | 230.07 | 225.56
2019-03-06 13:00 | 230.8 | 226.74
2019-03-06 13:30 | 232.16 | 227.88
2019-03-06 14:00 | 234.16 | 229.65
2019-03-06 14:30 | 235.26 | 230.63
2019-03-06 15:00 | 234.76 | 230.22
2019-03-06 15:30 | 237.82 | 232.74
2019-03-06 16:00 | 241.73 | 236.33
2019-03-06 16:30 | 240.64 | 235.44
2019-03-06 17:00 | 239.85 | 234.45
2019-03-06 17:30 | 252.39 | 247.55
2019-03-06 18:00 | 281.96 | 277.81
2019-03-06 18:30 | 281.3 | 277.15
2019-03-06 19:00 | 281.98 | 277.65
2019-03-06 19:30 | 283.02 | 278.88
2019-03-06 20:00 | 284 | 279.96
2019-03-06 20:30 | 283.26 | 279.44
2019-03-06 21:00 | 283.73 | 280.06
2019-03-06 21:30 | 247.91 | 242.86
2019-03-06 22:00 | 241.97 | 236.89
2019-03-06 22:30 | 242.42 | 236.96
2019-03-06 23:00 | 238.52 | 232.94
2019-03-06 23:30 | 241.65 | 235.7
2019-03-07 | 244.5 | 238.23
2019-03-07 00:30 | 245.46 | 238.62
2019-03-07 01:00 | 244.59 | 237.87
2019-03-07 01:30 | 245.4 | 238.7
2019-03-07 02:00 | 244.82 | 238.24
2019-03-07 02:30 | 245.17 | 238.31
2019-03-07 03:00 | 244.42 | 237.65
2019-03-07 03:30 | 243.22 | 236.59
2019-03-07 04:00 | 240.46 | 233.92
2019-03-07 04:30 | 231.07 | 225.34
2019-03-07 05:00 | 231.98 | 226.03
2019-03-07 05:30 | 233.55 | 227.27
2019-03-07 06:00 | 234.35 | 228.3
2019-03-07 06:30 | 232.04 | 226.54
2019-03-07 07:00 | 232.29 | 226.59
2019-03-07 07:30 | 231.89 | 226.11
2019-03-07 08:00 | 232.32 | 226.29
2019-03-07 08:30 | 263.57 | 259.49
2019-03-07 09:00 | 275.23 | 271.37
2019-03-07 09:30 | 255.29 | 250.58
2019-03-07 10:00 | 275.06 | 271.21
2019-03-07 10:30 | 274.31 | 270.65
2019-03-07 11:00 | 274.72 | 270.95
2019-03-07 11:30 | 280.59 | 276.25
2019-03-07 12:00 | 280 | 275.46
2019-03-07 12:30 | 279.2 | 275.08
2019-03-07 13:00 | 279.68 | 275.54
2019-03-07 13:30 | 277.66 | 273.57
2019-03-07 14:00 | 274 | 270.17
2019-03-07 14:30 | 272.86 | 269.07
2019-03-07 15:00 | 276.5 | 272.82
2019-03-07 15:30 | 274.84 | 271.1
2019-03-07 16:00 | 274.53 | 270.88
2019-03-07 16:30 | 276.31 | 272.57
2019-03-07 17:00 | 279.5 | 275.49
2019-03-07 17:30 | 281.44 | 277.48
2019-03-07 18:00 | 280.77 | 276.76
2019-03-07 18:30 | 250.11 | 244.86
2019-03-07 19:00 | 250.87 | 245.32
2019-03-07 19:30 | 245.62 | 241.12
2019-03-07 20:00 | 249.17 | 244.25
2019-03-07 20:30 | 248.38 | 243.66
2019-03-07 21:00 | 247.78 | 243.36
2019-03-07 21:30 | 249.36 | 244.84
2019-03-07 22:00 | 249.08 | 244.46
2019-03-07 22:30 | 249.61 | 244.5
2019-03-07 23:00 | 249.44 | 244.38
2019-03-07 23:30 | 241.78 | 237.52
2019-03-08 | 256.68 | 252.1
2019-03-08 00:30 | 260.86 | 255.42
2019-03-08 01:00 | 262.75 | 256.75
2019-03-08 01:30 | 262.36 | 256.52
2019-03-08 02:00 | 257.55 | 251.31
2019-03-08 02:30 | 257.68 | 251.63
2019-03-08 03:00 | 261.94 | 256.22
2019-03-08 03:30 | 266.4 | 260.66
2019-03-08 04:00 | 270.82 | 265.56
2019-03-08 04:30 | 272.81 | 267.36
2019-03-08 05:00 | 273.34 | 267.77
2019-03-08 05:30 | 274.06 | 268.29
2019-03-08 06:00 | 274.43 | 268.48
2019-03-08 06:30 | 272.17 | 267.06
2019-03-08 07:00 | 286.57 | 282.09
2019-03-08 07:30 | 290.55 | 286
2019-03-08 08:00 | 290.56 | 285.89
2019-03-08 08:30 | 290.9 | 285.99
2019-03-08 09:00 | 289.55 | 284.71
2019-03-08 09:30 | 289.28 | 284.37
2019-03-08 10:00 | 276.54 | 271.19
2019-03-08 10:30 | 272.85 | 267.61
2019-03-08 11:00 | 273.94 | 268.47
2019-03-08 11:30 | 272.74 | 267.61
2019-03-08 12:00 | 270.95 | 266.05
2019-03-08 12:30 | 270.91 | 265.86
2019-03-08 13:00 | 269.83 | 265.13
2019-03-08 13:30 | 269.8 | 265.19
2019-03-08 14:00 | 271.35 | 266.49
2019-03-08 14:30 | 271.55 | 266.69
2019-03-08 15:00 | 265.12 | 261.05
2019-03-08 15:30 | 267.75 | 263.86
2019-03-08 16:00 | 271.29 | 267.66
2019-03-08 16:30 | 269.22 | 265.87
2019-03-08 17:00 | 267.93 | 264.72
2019-03-08 17:30 | 271.12 | 267.67
2019-03-08 18:00 | 272.08 | 268.62
2019-03-08 18:30 | 267.24 | 264.15
2019-03-08 19:00 | 265.78 | 262.69
2019-03-08 19:30 | 273.26 | 270.18
2019-03-08 20:00 | 279.15 | 275.72
2019-03-08 20:30 | 280.39 | 276.85
2019-03-08 21:00 | 281.4 | 277.86
2019-03-08 21:30 | 280.86 | 277.53
2019-03-08 22:00 | 279.76 | 276.58
2019-03-08 22:30 | 283.34 | 279.88
2019-03-08 23:00 | 287.4 | 283.18
2019-03-08 23:30 | 289.34 | 284.49
2019-03-09 | 290.14 | 285.27
2019-03-09 00:30 | 288.89 | 283.78
2019-03-09 01:00 | 288.37 | 282.78
2019-03-09 01:30 | 289.2 | 283.65
2019-03-09 02:00 | 291.2 | 285.51
2019-03-09 02:30 | 257.13 | 251.6
2019-03-09 03:00 | 240.47 | 234.82
2019-03-09 03:30 | 239.65 | 234.05
2019-03-09 04:00 | 240.79 | 235.19
2019-03-09 04:30 | 240.68 | 235.23
2019-03-09 05:00 | 241.11 | 235.6
2019-03-09 05:30 | 241.1 | 235.52
2019-03-09 06:00 | 240.31 | 234.61
2019-03-09 06:30 | 240.76 | 234.95
2019-03-09 07:00 | 239.48 | 233.74
2019-03-09 07:30 | 228.26 | 223.87
2019-03-09 08:00 | 228.43 | 223.88
2019-03-09 08:30 | 228.39 | 223.77
2019-03-09 09:00 | 226.57 | 222.08
2019-03-09 09:30 | 249.6 | 245.94
2019-03-09 10:00 | 261.71 | 258.33
2019-03-09 10:30 | 261.17 | 257.71
2019-03-09 11:00 | 261.1 | 257.6
2019-03-09 11:30 | 260.97 | 257.79
2019-03-09 12:00 | 261.59 | 258.34
2019-03-09 12:30 | 259.84 | 256.63
2019-03-09 13:00 | 266.78 | 263.09
2019-03-09 13:30 | 268.73 | 266.06
2019-03-09 14:00 | 270.01 | 267.29
2019-03-09 14:30 | 270.84 | 267.96
2019-03-09 15:00 | 269.79 | 266.56
2019-03-09 15:30 | 269.22 | 265.92
2019-03-09 16:00 | 261.76 | 259.15
2019-03-09 16:30 | 262.62 | 259.96
2019-03-09 17:00 | 262.31 | 260.06
2019-03-09 17:30 | 260.59 | 258.8
2019-03-09 18:00 | 263.23 | 261.38
2019-03-09 18:30 | 261.78 | 260.03
2019-03-09 19:00 | 260.89 | 259.27
2019-03-09 19:30 | 262.14 | 260.53
2019-03-09 20:00 | 263.28 | 261.68
2019-03-09 20:30 | 262.88 | 261.25
2019-03-09 21:00 | 263.95 | 262.24
2019-03-09 21:30 | 262.8 | 261.08
2019-03-09 22:00 | 263.17 | 261.45
2019-03-09 22:30 | 263.5 | 261.71
2019-03-09 23:00 | 263.17 | 261.44
2019-03-09 23:30 | 265.15 | 263.36
2019-03-10 | 259.79 | 257.88
2019-03-10 00:30 | 229.55 | 227.23
2019-03-10 01:00 | 232.65 | 229.93
2019-03-10 01:30 | 232.09 | 229.45
2019-03-10 02:00 | 231.19 | 228.63
2019-03-10 02:30 | 231.39 | 228.75
2019-03-10 03:00 | 231.34 | 228.69
2019-03-10 03:30 | 230.55 | 227.98
2019-03-10 04:00 | 229.66 | 227.15
2019-03-10 04:30 | 229.38 | 226.87
2019-03-10 05:00 | 230.71 | 228.11
2019-03-10 05:30 | 231.47 | 228.75
2019-03-10 06:00 | 231.63 | 228.82
2019-03-10 06:30 | 229.74 | 227.04
2019-03-10 07:00 | 229.99 | 227.18
2019-03-10 07:30 | 232.67 | 229.44
2019-03-10 08:00 | 233.4 | 229.83
2019-03-10 08:30 | 233.82 | 230.06
2019-03-10 09:00 | 232.76 | 229.08
2019-03-10 09:30 | 231.93 | 228.35
2019-03-10 10:00 | 234.63 | 231.12
2019-03-10 10:30 | 237.39 | 233.76
2019-03-10 11:00 | 235.97 | 232.36
2019-03-10 11:30 | 235.25 | 231.85
2019-03-10 12:00 | 236.59 | 232.98
2019-03-10 12:30 | 236.54 | 232.95
2019-03-10 13:00 | 235.93 | 232.44
2019-03-10 13:30 | 235.6 | 232.19
2019-03-10 14:00 | 243.77 | 240.29
2019-03-10 14:30 | 257.02 | 253.24
2019-03-10 15:00 | 257.8 | 253.9
2019-03-10 15:30 | 261.49 | 256.87
2019-03-10 16:00 | 261.82 | 257.49
2019-03-10 16:30 | 278.21 | 274.59
2019-03-10 17:00 | 277.95 | 274.4
2019-03-10 17:30 | 280.33 | 277.15
2019-03-10 18:00 | 281.52 | 278.24
2019-03-10 18:30 | 282.16 | 278.81
2019-03-10 19:00 | 282.7 | 279.54
2019-03-10 19:30 | 283.38 | 280.14
2019-03-10 20:00 | 284.67 | 281.45
2019-03-10 20:30 | 284.62 | 281.55
2019-03-10 21:00 | 284.6 | 281.45
2019-03-10 21:30 | 284.92 | 281.76
2019-03-10 22:00 | 286.83 | 283.55
2019-03-10 22:30 | 287.54 | 284.31
2019-03-10 23:00 | 288.53 | 285.27
2019-03-10 23:30 | 290.22 | 286.85
2019-03-11 | 288.18 | 284.98
2019-03-11 00:30 | 287.65 | 284.62
2019-03-11 01:00 | 289.69 | 286.43
2019-03-11 01:30 | 289.12 | 285.99
2019-03-11 02:00 | 287.51 | 284.53
2019-03-11 02:30 | 288.98 | 285.95
2019-03-11 03:00 | 289.04 | 285.97
2019-03-11 03:30 | 289.37 | 286.26
2019-03-11 04:00 | 287.65 | 284.69
2019-03-11 04:30 | 288.07 | 285.01
2019-03-11 05:00 | 281.56 | 278.22
2019-03-11 05:30 | 270.92 | 267.03
2019-03-11 06:00 | 253.64 | 249.32
2019-03-11 06:30 | 251.73 | 247.44
2019-03-11 07:00 | 251.03 | 247.03
2019-03-11 07:30 | 251.81 | 247.53
2019-03-11 08:00 | 250.51 | 246.12
2019-03-11 08:30 | 253.47 | 249.23
2019-03-11 09:00 | 274.19 | 270.53
2019-03-11 09:30 | 279.38 | 276.15
2019-03-11 10:00 | 272.59 | 269.31
2019-03-11 10:30 | 277.77 | 274.34
2019-03-11 11:00 | 279.28 | 275.23
2019-03-11 11:30 | 282.35 | 278.48
2019-03-11 12:00 | 284.71 | 280.57
2019-03-11 12:30 | 284.04 | 280.06
2019-03-11 13:00 | 282.27 | 278.34
2019-03-11 13:30 | 282.51 | 278.35
2019-03-11 14:00 | 282.55 | 278.21
2019-03-11 14:30 | 282.16 | 278.03
2019-03-11 15:00 | 281.1 | 277.17
2019-03-11 15:30 | 282.48 | 278.38
2019-03-11 16:00 | 283.74 | 279.65
2019-03-11 16:30 | 284.49 | 280.34
2019-03-11 17:00 | 285.75 | 281.39
2019-03-11 17:30 | 285.56 | 281.38
2019-03-11 18:00 | 284.35 | 280.59
2019-03-11 18:30 | 286.71 | 282.9
2019-03-11 19:00 | 287.35 | 283.55
2019-03-11 19:30 | 286.45 | 282.8
2019-03-11 20:00 | 285.36 | 281.83
2019-03-11 20:30 | 281.69 | 278.65
2019-03-11 21:00 | 283.39 | 280.31
2019-03-11 21:30 | 282.88 | 279.95
2019-03-11 22:00 | 284.52 | 281.48
2019-03-11 22:30 | 284.26 | 281.19
2019-03-11 23:00 | 283.02 | 279.92
2019-03-11 23:30 | 283.65 | 280.65
2019-03-12 | 284.11 | 280.93
2019-03-12 00:30 | 283.78 | 279.74
2019-03-12 01:00 | 283.1 | 279.13
2019-03-12 01:30 | 284.82 | 280.75
2019-03-12 02:00 | 286.48 | 282.36
2019-03-12 02:30 | 286.38 | 282.28
2019-03-12 03:00 | 287.72 | 283.52
2019-03-12 03:30 | 289.34 | 285.02
2019-03-12 04:00 | 288.04 | 283.8
2019-03-12 04:30 | 283.55 | 279.86
2019-03-12 05:00 | 283.67 | 279.99
2019-03-12 05:30 | 283.36 | 279.67
2019-03-12 06:00 | 284.83 | 280.87
2019-03-12 06:30 | 284.31 | 280.35
2019-03-12 07:00 | 283.11 | 279.64
2019-03-12 07:30 | 284.24 | 280.55
2019-03-12 08:00 | 285.46 | 281.35
2019-03-12 08:30 | 285.11 | 280.81
2019-03-12 09:00 | 283.44 | 279.2
2019-03-12 09:30 | 283.2 | 279.09
2019-03-12 10:00 | 281.81 | 277.69
2019-03-12 10:30 | 279.34 | 275.3
2019-03-12 11:00 | 275.53 | 271.7
2019-03-12 11:30 | 276.02 | 271.9
2019-03-12 12:00 | 274.98 | 270.86
2019-03-12 12:30 | 273.53 | 269.33
2019-03-12 13:00 | 272.8 | 268.67
2019-03-12 13:30 | 272.8 | 268.58
2019-03-12 14:00 | 271.8 | 267.39
2019-03-12 14:30 | 267.92 | 263.64
2019-03-12 15:00 | 266.46 | 261.51
2019-03-12 15:30 | 257.95 | 252.77
2019-03-12 16:00 | 258.18 | 252.96
2019-03-12 16:30 | 260.99 | 255.62
2019-03-12 17:00 | 262.88 | 257.15
2019-03-12 17:30 | 262.66 | 257.18
2019-03-12 18:00 | 261.94 | 256.6
2019-03-12 18:30 | 260.01 | 255.3
2019-03-12 19:00 | 267.23 | 262.96
2019-03-12 19:30 | 255.16 | 250.59
2019-03-12 20:00 | 253.44 | 248.32
2019-03-12 20:30 | 255.07 | 249.76
2019-03-12 21:00 | 254.95 | 249.8
2019-03-12 21:30 | 252.37 | 246.61
2019-03-12 22:00 | 253.46 | 247.48
2019-03-12 22:30 | 253.45 | 247.8
2019-03-12 23:00 | 254.2 | 248.15
2019-03-12 23:30 | 252.54 | 246.7
2019-03-13 | 249.76 | 244.25
2019-03-13 00:30 | 248.72 | 243.13
2019-03-13 01:00 | 247.83 | 242.22
2019-03-13 01:30 | 247.71 | 241.9
2019-03-13 02:00 | 248.34 | 242.31
2019-03-13 02:30 | 249.4 | 243.18
2019-03-13 03:00 | 247.56 | 241.44
2019-03-13 03:30 | 248.65 | 242.4
2019-03-13 04:00 | 249.62 | 243.32
2019-03-13 04:30 | 248.55 | 242.39
2019-03-13 05:00 | 247.66 | 241.73
2019-03-13 05:30 | 249.18 | 242.66
2019-03-13 06:00 | 249.26 | 242.47
2019-03-13 06:30 | 244.53 | 238.47
2019-03-13 07:00 | 244.31 | 238.28
2019-03-13 07:30 | 244.91 | 239
2019-03-13 08:00 | 246.06 | 239.98
2019-03-13 08:30 | 245.26 | 239.92
2019-03-13 09:00 | 243.1 | 239.37
2019-03-13 09:30 | 244.01 | 240.14
2019-03-13 10:00 | 242.42 | 238.78
2019-03-13 10:30 | 239.27 | 235.84
2019-03-13 11:00 | 237.98 | 234.61
2019-03-13 11:30 | 239.83 | 236.11
2019-03-13 12:00 | 242.04 | 238.56
2019-03-13 12:30 | 266.84 | 264.23
2019-03-13 13:00 | 264.53 | 262.05
2019-03-13 13:30 | 265.8 | 263.19
2019-03-13 14:00 | 271.9 | 268.95
2019-03-13 14:30 | 277.41 | 274.63
2019-03-13 15:00 | 277.17 | 274.44
2019-03-13 15:30 | 279.7 | 276.56
2019-03-13 16:00 | 278.96 | 275.75
2019-03-13 16:30 | 281.89 | 278.59
2019-03-13 17:00 | 281.02 | 277.86
2019-03-13 17:30 | 283.14 | 279.64
2019-03-13 18:00 | 283.44 | 280.1
2019-03-13 18:30 | 281.55 | 278.66
2019-03-13 19:00 | 278.56 | 275.86
2019-03-13 19:30 | 280.26 | 277.43
2019-03-13 20:00 | 282.65 | 279.41
2019-03-13 20:30 | 281.77 | 278.27
2019-03-13 21:00 | 288.2 | 283
2019-03-13 21:30 | 289.4 | 283.94
2019-03-13 22:00 | 289.48 | 283.84
2019-03-13 22:30 | 288.4 | 283.63
2019-03-13 23:00 | 288.5 | 283.06
2019-03-13 23:30 | 287.46 | 282.28
2019-03-14 | 286.68 | 281.8
2019-03-14 00:30 | 287.17 | 282.01
2019-03-14 01:00 | 288.45 | 282.58
2019-03-14 01:30 | 288.72 | 282.9
2019-03-14 02:00 | 288.3 | 282.53
2019-03-14 02:30 | 286.44 | 280.87
2019-03-14 03:00 | 284.78 | 279.31
2019-03-14 03:30 | 284.73 | 278.91
2019-03-14 04:00 | 285.23 | 279.18
2019-03-14 04:30 | 285.97 | 279.98
2019-03-14 05:00 | 286.34 | 280.28
2019-03-14 05:30 | 276.38 | 271.6
2019-03-14 06:00 | 275.27 | 270.96
2019-03-14 06:30 | 275.11 | 271.13
2019-03-14 07:00 | 274.91 | 271.28
2019-03-14 07:30 | 273.25 | 270.06
2019-03-14 08:00 | 273.4 | 269.91
2019-03-14 08:30 | 273.16 | 269.67
2019-03-14 09:00 | 271.15 | 268.14
2019-03-14 09:30 | 271.09 | 267.86
2019-03-14 10:00 | 271.01 | 267.67
2019-03-14 10:30 | 273.19 | 269.76
2019-03-14 11:00 | 276.7 | 273.3
2019-03-14 11:30 | 280.52 | 276.58
2019-03-14 12:00 | 278.38 | 274.13
2019-03-14 12:30 | 277.83 | 273.62
2019-03-14 13:00 | 278.7 | 274.38
2019-03-14 13:30 | 277.96 | 273.32
2019-03-14 14:00 | 276.68 | 272.56
2019-03-14 14:30 | 276.57 | 272.77
2019-03-14 15:00 | 271.96 | 268.57
2019-03-14 15:30 | 275.19 | 271.37
2019-03-14 16:00 | 273.27 | 269.67
2019-03-14 16:30 | 274.07 | 270.48
2019-03-14 17:00 | 276.73 | 273.04
2019-03-14 17:30 | 278.91 | 275.16
2019-03-14 18:00 | 278.81 | 275.34
2019-03-14 18:30 | 277.71 | 274.63
2019-03-14 19:00 | 277.43 | 274.47
2019-03-14 19:30 | 278.14 | 275.01
2019-03-14 20:00 | 277.88 | 274.82
2019-03-14 20:30 | 276.68 | 273.76
2019-03-14 21:00 | 277.79 | 275.12
2019-03-14 21:30 | 279.5 | 276.25
2019-03-14 22:00 | 280.22 | 276.47
2019-03-14 22:30 | 279.91 | 276.1
2019-03-14 23:00 | 278.88 | 275.2
2019-03-14 23:30 | 278.98 | 275.37
2019-03-15 | 280.37 | 276.45
2019-03-15 00:30 | 263.69 | 258.72
2019-03-15 01:00 | 246.86 | 241.32
2019-03-15 01:30 | 246.77 | 241.24
2019-03-15 02:00 | 245.67 | 240.46
2019-03-15 02:30 | 245.6 | 240.53
2019-03-15 03:00 | 242.15 | 237.52
2019-03-15 03:30 | 241.41 | 236.89
2019-03-15 04:00 | 241.02 | 236.55
2019-03-15 04:30 | 241.19 | 236.67
2019-03-15 05:00 | 239.75 | 235.32
2019-03-15 05:30 | 237.96 | 233.45
2019-03-15 06:00 | 235.77 | 231.13
2019-03-15 06:30 | 233.67 | 229.32
2019-03-15 07:00 | 233.94 | 229.55
2019-03-15 07:30 | 236.35 | 232.05
2019-03-15 08:00 | 237.38 | 232.94
2019-03-15 08:30 | 238.08 | 233.44
2019-03-15 09:00 | 237.94 | 232.85
2019-03-15 09:30 | 238.09 | 232.46
2019-03-15 10:00 | 240.47 | 234.99
2019-03-15 10:30 | 242 | 236.56
2019-03-15 11:00 | 242.89 | 237.25
2019-03-15 11:30 | 242.23 | 236.82
2019-03-15 12:00 | 243.33 | 238
2019-03-15 12:30 | 245.03 | 239.38
2019-03-15 13:00 | 245.35 | 239.28
2019-03-15 13:30 | 244.8 | 238.82
2019-03-15 14:00 | 246.18 | 240.02
2019-03-15 14:30 | 244.77 | 238.81
2019-03-15 15:00 | 244.81 | 239.01
2019-03-15 15:30 | 245.76 | 239.78
2019-03-15 16:00 | 243.05 | 236.69
2019-03-15 16:30 | 235.79 | 229.72
2019-03-15 17:00 | 235.35 | 229.72
2019-03-15 17:30 | 235.79 | 230.3
2019-03-15 18:00 | 236.16 | 230.78
2019-03-15 18:30 | 234.21 | 229.56
2019-03-15 19:00 | 235.47 | 231.01
2019-03-15 19:30 | 236.26 | 231.9
2019-03-15 20:00 | 235.73 | 231.37
2019-03-15 20:30 | 234.68 | 230.2
2019-03-15 21:00 | 234.14 | 229.89
2019-03-15 21:30 | 234.43 | 230.36
2019-03-15 22:00 | 235.5 | 231.26
2019-03-15 22:30 | 236.11 | 231.04
2019-03-15 23:00 | 234.43 | 229.55
2019-03-15 23:30 | 235.34 | 230.38
2019-03-16 | 235.51 | 230.44
2019-03-16 00:30 | 235.87 | 230.9
2019-03-16 01:00 | 236.18 | 231.22
2019-03-16 01:30 | 237 | 231.91
2019-03-16 02:00 | 233.96 | 228.62
2019-03-16 02:30 | 233.6 | 228.25
2019-03-16 03:00 | 232.65 | 227.53
2019-03-16 03:30 | 232.91 | 227.64
2019-03-16 04:00 | 232.77 | 227.46
2019-03-16 04:30 | 233.43 | 227.95
2019-03-16 05:00 | 233.75 | 228.54
2019-03-16 05:30 | 235.15 | 229.8
2019-03-16 06:00 | 233.53 | 228.22
2019-03-16 06:30 | 233.06 | 227.75
2019-03-16 07:00 | 232.6 | 227.76
2019-03-16 07:30 | 232.17 | 227.32
2019-03-16 08:00 | 232.01 | 227.06
2019-03-16 08:30 | 231.97 | 227.11
2019-03-16 09:00 | 230.71 | 226.27
2019-03-16 09:30 | 230.43 | 226.34
2019-03-16 10:00 | 231.04 | 226.78
2019-03-16 10:30 | 230.46 | 226.27
2019-03-16 11:00 | 230.95 | 226.6
2019-03-16 11:30 | 230.06 | 225.82
2019-03-16 12:00 | 229.51 | 225.5
2019-03-16 12:30 | 230.81 | 226.69
2019-03-16 13:00 | 232.76 | 228.3
2019-03-16 13:30 | 232.4 | 228.24
2019-03-16 14:00 | 231.42 | 227.37
2019-03-16 14:30 | 231.11 | 227.24
2019-03-16 15:00 | 236.61 | 232.9
2019-03-16 15:30 | 238.83 | 235.56
2019-03-16 16:00 | 247.11 | 242.57
2019-03-16 16:30 | 248.06 | 243.37
2019-03-16 17:00 | 245.69 | 241.96
2019-03-16 17:30 | 270.76 | 268.26
2019-03-16 18:00 | 270.64 | 268.16
2019-03-16 18:30 | 271.18 | 268.54
2019-03-16 19:00 | 269.19 | 266.63
2019-03-16 19:30 | 265.7 | 263.24
2019-03-16 20:00 | 265.36 | 262.97
2019-03-16 20:30 | 262.35 | 260.32
2019-03-16 21:00 | 259.1 | 257.22
2019-03-16 21:30 | 260.24 | 258.12
2019-03-16 22:00 | 264.27 | 261.89
2019-03-16 22:30 | 266.46 | 263.27
2019-03-16 23:00 | 267.11 | 263.35
2019-03-16 23:30 | 266.54 | 263.02
2019-03-17 | 271.09 | 267.2
2019-03-17 00:30 | 274.07 | 269.01
2019-03-17 01:00 | 275.58 | 270.26
2019-03-17 01:30 | 275.12 | 270.09
2019-03-17 02:00 | 274 | 269.17
2019-03-17 02:30 | 275.14 | 269.91
2019-03-17 03:00 | 275.17 | 269.87
2019-03-17 03:30 | 273.93 | 268.86
2019-03-17 04:00 | 273.66 | 268.71
2019-03-17 04:30 | 273.67 | 268.77
2019-03-17 05:00 | 271.36 | 266.76
2019-03-17 05:30 | 263.55 | 260.03
2019-03-17 06:00 | 264.29 | 260.65
2019-03-17 06:30 | 265.84 | 261.7
2019-03-17 07:00 | 267.32 | 262.97
2019-03-17 07:30 | 268.55 | 264.55
2019-03-17 08:00 | 268.59 | 265.83
2019-03-17 08:30 | 277.46 | 273.95
2019-03-17 09:00 | 280.94 | 277.54
2019-03-17 09:30 | 280.81 | 277.34
2019-03-17 10:00 | 281.61 | 278.01
2019-03-17 10:30 | 282.04 | 278.5
2019-03-17 11:00 | 280.98 | 277.49
2019-03-17 11:30 | 281.61 | 278.05
2019-03-17 12:00 | 281.28 | 277.56
2019-03-17 12:30 | 280.86 | 276.92
2019-03-17 13:00 | 283.3 | 279.12
2019-03-17 13:30 | 282.57 | 278.69
2019-03-17 14:00 | 282.09 | 278.23
2019-03-17 14:30 | 282.06 | 278.06
2019-03-17 15:00 | 281.05 | 276.87
2019-03-17 15:30 | 284.27 | 280.05
2019-03-17 16:00 | 284.96 | 281.03
2019-03-17 16:30 | 283.98 | 279.8
2019-03-17 17:00 | 283.8 | 279.67
2019-03-17 17:30 | 284.24 | 279.87
2019-03-17 18:00 | 284.05 | 279.46
2019-03-17 18:30 | 281.57 | 277.27
2019-03-17 19:00 | 279.48 | 274.87
2019-03-17 19:30 | 277.8 | 273.1
2019-03-17 20:00 | 278.31 | 273.6
2019-03-17 20:30 | 275.77 | 271.4
2019-03-17 21:00 | 273.12 | 269.12
2019-03-17 21:30 | 269.44 | 265.79
2019-03-17 22:00 | 265.46 | 262.33
2019-03-17 22:30 | 270.56 | 267.06
2019-03-17 23:00 | 269.27 | 265.96
2019-03-17 23:30 | 268.7 | 264.92
2019-03-18 | 269.3 | 265.19
2019-03-18 00:30 | 267.31 | 263.05
2019-03-18 01:00 | 264.03 | 260.27
2019-03-18 01:30 | 263.8 | 260.14
2019-03-18 02:00 | 263.2 | 259.54
2019-03-18 02:30 | 261.03 | 257.66
2019-03-18 03:00 | 261.34 | 257.97
2019-03-18 03:30 | 262.2 | 258.78
2019-03-18 04:00 | 264.51 | 260.86
2019-03-18 04:30 | 263.93 | 260.41
2019-03-18 05:00 | 265.34 | 261.64
2019-03-18 05:30 | 265.53 | 261.57
2019-03-18 06:00 | 266.1 | 262.32
2019-03-18 06:30 | 259.28 | 256.26
2019-03-18 07:00 | 255.38 | 251.92
2019-03-18 07:30 | 257.06 | 253.42
2019-03-18 08:00 | 256.11 | 252.94
2019-03-18 08:30 | 262.05 | 259.58
2019-03-18 09:00 | 258.97 | 256.33
2019-03-18 09:30 | 248.48 | 245.73
2019-03-18 10:00 | 240.92 | 236.51
2019-03-18 10:30 | 241.4 | 236.8
2019-03-18 11:00 | 241.29 | 236.97
2019-03-18 11:30 | 235.86 | 232.15
2019-03-18 12:00 | 232.11 | 228.62
2019-03-18 12:30 | 224.47 | 221.76
2019-03-18 13:00 | 225.75 | 222.95
2019-03-18 13:30 | 242.8 | 240.12
2019-03-18 14:00 | 248.78 | 245.78
2019-03-18 14:30 | 255.29 | 252.71
2019-03-18 15:00 | 256.99 | 254.89
2019-03-18 15:30 | 263.12 | 260.94
2019-03-18 16:00 | 264.46 | 262.37
2019-03-18 16:30 | 264.55 | 262.76
2019-03-18 17:00 | 263.02 | 261.25
2019-03-18 17:30 | 264.72 | 262.66
2019-03-18 18:00 | 266.01 | 263.82
2019-03-18 18:30 | 265.16 | 263.13
2019-03-18 19:00 | 257.64 | 255.38
2019-03-18 19:30 | 252.37 | 249.85
2019-03-18 20:00 | 255.75 | 253.07
2019-03-18 20:30 | 239.74 | 236.78
2019-03-18 21:00 | 232.83 | 230.35
2019-03-18 21:30 | 232.8 | 230.29
2019-03-18 22:00 | 235.7 | 232.8
2019-03-18 22:30 | 234.07 | 231.58
2019-03-18 23:00 | 235.12 | 232.1
2019-03-18 23:30 | 235.91 | 232.49
2019-03-19 | 241.93 | 238
2019-03-19 00:30 | 242.11 | 238.29
2019-03-19 01:00 | 242.2 | 238.24
2019-03-19 01:30 | 242.95 | 238.94
2019-03-19 02:00 | 241.92 | 238.2
2019-03-19 02:30 | 244.73 | 240.78
2019-03-19 03:00 | 243.99 | 240.16
2019-03-19 03:30 | 243.55 | 239.59
2019-03-19 04:00 | 242.9 | 239.01
2019-03-19 04:30 | 255.42 | 251.89
2019-03-19 05:00 | 255.67 | 252.57
2019-03-19 05:30 | 257 | 253.92
2019-03-19 06:00 | 259.35 | 255.86
2019-03-19 06:30 | 258.87 | 255.09
2019-03-19 07:00 | 254.23 | 250.71
2019-03-19 07:30 | 245.15 | 242.56
2019-03-19 08:00 | 243.63 | 241.43
2019-03-19 08:30 | 245.25 | 242.81
2019-03-19 09:00 | 244.66 | 242.24
2019-03-19 09:30 | 244.92 | 242.41
2019-03-19 10:00 | 243.82 | 241.37
2019-03-19 10:30 | 243.24 | 240.78
2019-03-19 11:00 | 242.78 | 240.18
2019-03-19 11:30 | 229.57 | 226.8
2019-03-19 12:00 | 230.53 | 227.41
2019-03-19 12:30 | 233.45 | 229.93
2019-03-19 13:00 | 234.77 | 231.34
2019-03-19 13:30 | 235.83 | 232.83
2019-03-19 14:00 | 236.9 | 233.72
2019-03-19 14:30 | 238.6 | 235.19
2019-03-19 15:00 | 237.66 | 234.28
2019-03-19 15:30 | 238.77 | 235.1
2019-03-19 16:00 | 241.76 | 237.29
2019-03-19 16:30 | 241.36 | 236.72
2019-03-19 17:00 | 238.93 | 234.46
2019-03-19 17:30 | 240.56 | 236.29
2019-03-19 18:00 | 248.61 | 244.67
2019-03-19 18:30 | 274.88 | 271.92
2019-03-19 19:00 | 275.95 | 273
2019-03-19 19:30 | 278.36 | 275.12
2019-03-19 20:00 | 279.99 | 276.12
2019-03-19 20:30 | 281.98 | 278.3
2019-03-19 21:00 | 281.83 | 278.43
2019-03-19 21:30 | 281.06 | 277.76
2019-03-19 22:00 | 278.28 | 275.63
2019-03-19 22:30 | 278.75 | 275.99
2019-03-19 23:00 | 284.28 | 281.19
2019-03-19 23:30 | 285.9 | 282.44
2019-03-20 | 284.57 | 281.59
2019-03-20 00:30 | 284.13 | 280.6
2019-03-20 01:00 | 284.41 | 280.78
2019-03-20 01:30 | 285.45 | 281.89
2019-03-20 02:00 | 286.22 | 282.6
2019-03-20 02:30 | 284.44 | 281.14
2019-03-20 03:00 | 286.05 | 282.6
2019-03-20 03:30 | 269.2 | 265.01
2019-03-20 04:00 | 249.69 | 244.88
2019-03-20 04:30 | 242.67 | 237.8
2019-03-20 05:00 | 236.91 | 232.26
2019-03-20 05:30 | 236.17 | 231.6
2019-03-20 06:00 | 237.34 | 232.4
2019-03-20 06:30 | 232.13 | 227.31
2019-03-20 07:00 | 231.5 | 227.18
2019-03-20 07:30 | 230.61 | 226.68
2019-03-20 08:00 | 231.25 | 226.93
2019-03-20 08:30 | 263.33 | 260.19
2019-03-20 09:00 | 269.47 | 266.54
2019-03-20 09:30 | 268.66 | 265.79
2019-03-20 10:00 | 270.22 | 266.96
2019-03-20 10:30 | 268.5 | 265.21
2019-03-20 11:00 | 268.05 | 264.88
2019-03-20 11:30 | 269.92 | 266.12
2019-03-20 12:00 | 272.55 | 267.98
2019-03-20 12:30 | 272.47 | 268.59
2019-03-20 13:00 | 271.88 | 268.79
2019-03-20 13:30 | 269.94 | 265.76
2019-03-20 14:00 | 269.58 | 265.39
2019-03-20 14:30 | 270.35 | 265.78
2019-03-20 15:00 | 274.34 | 268.79
2019-03-20 15:30 | 277.58 | 272.39
2019-03-20 16:00 | 281.84 | 276.36
2019-03-20 16:30 | 279.07 | 273.72
2019-03-20 17:00 | 278.34 | 272.68
2019-03-20 17:30 | 278.59 | 272.77
2019-03-20 18:00 | 271.99 | 265.78
2019-03-20 18:30 | 262.3 | 256.13
2019-03-20 19:00 | 261.18 | 256.12
2019-03-20 19:30 | 260.63 | 255.76
2019-03-20 20:00 | 261.45 | 256.56
2019-03-20 20:30 | 261.52 | 256.37
2019-03-20 21:00 | 262.79 | 257.47
2019-03-20 21:30 | 261.42 | 257.44
2019-03-20 22:00 | 260.45 | 256.84
2019-03-20 22:30 | 259.95 | 256.66
2019-03-20 23:00 | 258.5 | 255.43
2019-03-20 23:30 | 255.81 | 252.58
2019-03-21 | 255.91 | 252.63
2019-03-21 00:30 | 258.37 | 254.88
2019-03-21 01:00 | 256.66 | 253.35
2019-03-21 01:30 | 254.55 | 251.51
2019-03-21 02:00 | 257.86 | 254.5
2019-03-21 02:30 | 260.69 | 257.1
2019-03-21 03:00 | 260.86 | 257.33
2019-03-21 03:30 | 261.58 | 258.13
2019-03-21 04:00 | 253 | 249.36
2019-03-21 04:30 | 240.54 | 236.65
2019-03-21 05:00 | 236.5 | 232.97
2019-03-21 05:30 | 234.07 | 230.78
2019-03-21 06:00 | 235.74 | 231.94
2019-03-21 06:30 | 234.04 | 230.13
2019-03-21 07:00 | 236.44 | 232.53
2019-03-21 07:30 | 241.07 | 237.65
2019-03-21 08:00 | 246.19 | 243.22
2019-03-21 08:30 | 261.53 | 258.21
2019-03-21 09:00 | 268.3 | 264.82
2019-03-21 09:30 | 265.7 | 262.57
2019-03-21 10:00 | 265.58 | 262.11
2019-03-21 10:30 | 262.82 | 259.41
2019-03-21 11:00 | 264.21 | 260.33
2019-03-21 11:30 | 264.24 | 260.5
2019-03-21 12:00 | 263.13 | 260.06
2019-03-21 12:30 | 265.71 | 262.52
2019-03-21 13:00 | 265.24 | 262.19
2019-03-21 13:30 | 266.06 | 263.1
2019-03-21 14:00 | 268.69 | 265.99
2019-03-21 14:30 | 272.12 | 268.97
2019-03-21 15:00 | 269.85 | 266.88
2019-03-21 15:30 | 267.04 | 264.26
2019-03-21 16:00 | 268.59 | 265.72
2019-03-21 16:30 | 266.23 | 263.39
2019-03-21 17:00 | 269.45 | 266.35
2019-03-21 17:30 | 265.87 | 263.07
2019-03-21 18:00 | 269.21 | 266.04
2019-03-21 18:30 | 264.33 | 260.51
2019-03-21 19:00 | 264.94 | 260.8
2019-03-21 19:30 | 264.43 | 260.45
2019-03-21 20:00 | 265.68 | 261.68
2019-03-21 20:30 | 258.23 | 253.99
2019-03-21 21:00 | 256.73 | 252.46
2019-03-21 21:30 | 255.18 | 250.39
2019-03-21 22:00 | 255.37 | 250.51
2019-03-21 22:30 | 255.9 | 251.34
2019-03-21 23:00 | 259.68 | 255.58
2019-03-21 23:30 | 259.19 | 255.18
2019-03-22 | 259 | 253.97
2019-03-22 00:30 | 259.66 | 254.6
2019-03-22 01:00 | 260.67 | 255.66
2019-03-22 01:30 | 259.18 | 254.43
2019-03-22 02:00 | 259.42 | 254.74
2019-03-22 02:30 | 258.62 | 253.93
2019-03-22 03:00 | 257.26 | 252.64
2019-03-22 03:30 | 255.97 | 251.65
2019-03-22 04:00 | 260.61 | 255.83
2019-03-22 04:30 | 260.58 | 255.72
2019-03-22 05:00 | 263.62 | 258.62
2019-03-22 05:30 | 272.19 | 267.29
2019-03-22 06:00 | 271.64 | 266.85
2019-03-22 06:30 | 272.54 | 267.34
2019-03-22 07:00 | 274.96 | 269.4
2019-03-22 07:30 | 275.62 | 270.19
2019-03-22 08:00 | 274.82 | 269.37
2019-03-22 08:30 | 274.65 | 269.13
2019-03-22 09:00 | 266.35 | 260.9
2019-03-22 09:30 | 265.02 | 259.39
2019-03-22 10:00 | 263.21 | 257.9
2019-03-22 10:30 | 261.93 | 256.19
2019-03-22 11:00 | 260.62 | 254.07
2019-03-22 11:30 | 259.05 | 252.27
2019-03-22 12:00 | 247.39 | 243.06
2019-03-22 12:30 | 244.6 | 241.45
2019-03-22 13:00 | 247.61 | 244
2019-03-22 13:30 | 245.84 | 241.71
2019-03-22 14:00 | 243.55 | 238.61
2019-03-22 14:30 | 225.53 | 221.63
2019-03-22 15:00 | 226.74 | 222.47
2019-03-22 15:30 | 232.11 | 227.06
2019-03-22 16:00 | 235.07 | 229.37
2019-03-22 16:30 | 234.47 | 228.35
2019-03-22 17:00 | 238.05 | 231.46
2019-03-22 17:30 | 240.71 | 233.86
2019-03-22 18:00 | 237.45 | 230.97
2019-03-22 18:30 | 229.89 | 224.34
2019-03-22 19:00 | 236.04 | 229.7
2019-03-22 19:30 | 232.87 | 227.04
2019-03-22 20:00 | 236.1 | 229.99
2019-03-22 20:30 | 236.01 | 230.11
2019-03-22 21:00 | 236.08 | 230.28
2019-03-22 21:30 | 235.44 | 229.88
2019-03-22 22:00 | 236.07 | 230.63
2019-03-22 22:30 | 237.6 | 232.23
2019-03-22 23:00 | 238.08 | 232.84
2019-03-22 23:30 | 237.66 | 232
2019-03-23 | 237.66 | 231.92
2019-03-23 00:30 | 238.19 | 232.35
2019-03-23 01:00 | 239.71 | 233.67
2019-03-23 01:30 | 240.24 | 234.17
2019-03-23 02:00 | 239.92 | 234.16
2019-03-23 02:30 | 240.53 | 234.74
2019-03-23 03:00 | 241.29 | 235.42
2019-03-23 03:30 | 243.09 | 236.84
2019-03-23 04:00 | 245.36 | 238.88
2019-03-23 04:30 | 248.88 | 241.79
2019-03-23 05:00 | 250 | 242.73
2019-03-23 05:30 | 249.76 | 242.43
2019-03-23 06:00 | 246.8 | 239.9
2019-03-23 06:30 | 245.2 | 238.38
2019-03-23 07:00 | 247.08 | 239.72
2019-03-23 07:30 | 248.83 | 240.92
2019-03-23 08:00 | 248.29 | 240.48
2019-03-23 08:30 | 245.22 | 236.85
2019-03-23 09:00 | 245.26 | 236.66
2019-03-23 09:30 | 246 | 237.1
2019-03-23 10:00 | 244.1 | 236.25
2019-03-23 10:30 | 242.87 | 235.49
2019-03-23 11:00 | 242.25 | 235.09
2019-03-23 11:30 | 245.24 | 237.75
2019-03-23 12:00 | 245.45 | 238.08
2019-03-23 12:30 | 244.9 | 237.58
2019-03-23 13:00 | 244.1 | 236.56
2019-03-23 13:30 | 245.21 | 237.18
2019-03-23 14:00 | 245.5 | 236.84
2019-03-23 14:30 | 243.91 | 235.33
2019-03-23 15:00 | 242.27 | 233.33
2019-03-23 15:30 | 246.21 | 236.77
2019-03-23 16:00 | 244.71 | 235.33
2019-03-23 16:30 | 236.07 | 229.91
2019-03-23 17:00 | 236.52 | 231.27
2019-03-23 17:30 | 241.07 | 235.75
2019-03-23 18:00 | 242.38 | 237.13
2019-03-23 18:30 | 240.59 | 235.28
2019-03-23 19:00 | 240.41 | 235.22
2019-03-23 19:30 | 239.06 | 234.3
2019-03-23 20:00 | 240.89 | 235.4
2019-03-23 20:30 | 238.64 | 233.89
2019-03-23 21:00 | 240.73 | 235.11
2019-03-23 21:30 | 242.57 | 236.5
2019-03-23 22:00 | 243.28 | 237.29
2019-03-23 22:30 | 241.14 | 235.62
2019-03-23 23:00 | 240.09 | 234.45
2019-03-23 23:30 | 240.32 | 234.76
2019-03-24 | 240.8 | 234.83
2019-03-24 00:30 | 239.96 | 233.32
2019-03-24 01:00 | 239.69 | 232.92
2019-03-24 01:30 | 240.03 | 233.37
2019-03-24 02:00 | 241.04 | 234.44
2019-03-24 02:30 | 238.55 | 232.39
2019-03-24 03:00 | 239.13 | 232.77
2019-03-24 03:30 | 238.53 | 233.38
2019-03-24 04:00 | 240.99 | 235.61
2019-03-24 04:30 | 239.88 | 234.73
2019-03-24 05:00 | 245.24 | 239
2019-03-24 05:30 | 251.05 | 244.41
2019-03-24 06:00 | 260.87 | 255.92
2019-03-24 06:30 | 271.54 | 267.61
2019-03-24 07:00 | 276 | 272.3
2019-03-24 07:30 | 278.72 | 274.76
2019-03-24 08:00 | 280.63 | 276.69
2019-03-24 08:30 | 256.68 | 251.84
2019-03-24 09:00 | 239.86 | 233.95
2019-03-24 09:30 | 242.87 | 236.27
2019-03-24 10:00 | 243.54 | 236.83
2019-03-24 10:30 | 243.41 | 236.7
2019-03-24 11:00 | 243.69 | 236.86
2019-03-24 11:30 | 242.36 | 236.58
2019-03-24 12:00 | 240.22 | 234.72
2019-03-24 12:30 | 241.75 | 235.87
2019-03-24 13:00 | 243.04 | 236.56
2019-03-24 13:30 | 243.61 | 236.4
2019-03-24 14:00 | 240.89 | 234.94
2019-03-24 14:30 | 241.35 | 235.56
2019-03-24 15:00 | 242 | 236.07
2019-03-24 15:30 | 242.48 | 236.36
2019-03-24 16:00 | 240.74 | 234.71
2019-03-24 16:30 | 237.38 | 231.35
2019-03-24 17:00 | 238.49 | 232.82
2019-03-24 17:30 | 246.54 | 241.09
2019-03-24 18:00 | 246.16 | 241.31
2019-03-24 18:30 | 246.36 | 241.54
2019-03-24 19:00 | 249.94 | 245.31
2019-03-24 19:30 | 249.27 | 244.98
2019-03-24 20:00 | 249.27 | 245.07
2019-03-24 20:30 | 249.1 | 244.96
2019-03-24 21:00 | 244.37 | 240.12
2019-03-24 21:30 | 239.63 | 235.37
2019-03-24 22:00 | 239.37 | 234.92
2019-03-24 22:30 | 238.15 | 233.85
2019-03-24 23:00 | 238.08 | 233.41
2019-03-24 23:30 | 238.23 | 233.37
2019-03-25 | 236.69 | 232
2019-03-25 00:30 | 237.62 | 232.76
2019-03-25 01:00 | 234.91 | 230.47
2019-03-25 01:30 | 234.81 | 230.28
2019-03-25 02:00 | 234.74 | 229.63
2019-03-25 02:30 | 234.36 | 229.28
2019-03-25 03:00 | 232.7 | 227.78
2019-03-25 03:30 | 233.41 | 228.4
2019-03-25 04:00 | 230.95 | 226.19
2019-03-25 04:30 | 231.62 | 226.77
2019-03-25 05:00 | 231.17 | 226.52
2019-03-25 05:30 | 230.34 | 225.66
2019-03-25 06:00 | 240.54 | 236.9
2019-03-25 06:30 | 243.02 | 239.47
2019-03-25 07:00 | 244.9 | 241.6
2019-03-25 07:30 | 248.46 | 244.87
2019-03-25 08:00 | 248.74 | 245.09
2019-03-25 08:30 | 250.21 | 246.02
2019-03-25 09:00 | 250.55 | 247.05
2019-03-25 09:30 | 250.29 | 246.88
2019-03-25 10:00 | 251.36 | 247.79
2019-03-25 10:30 | 243.78 | 239.81
2019-03-25 11:00 | 240.76 | 237.09
2019-03-25 11:30 | 243.19 | 239.49
2019-03-25 12:00 | 245.24 | 241.37
2019-03-25 12:30 | 245.19 | 241.38
2019-03-25 13:00 | 246.91 | 242.83
2019-03-25 13:30 | 248.41 | 243.78
2019-03-25 14:00 | 248.71 | 243.9
2019-03-25 14:30 | 249.4 | 244.32
2019-03-25 15:00 | 246.37 | 241.74
2019-03-25 15:30 | 243.39 | 239.23
2019-03-25 16:00 | 244.89 | 240.51
2019-03-25 16:30 | 244.82 | 240.38
2019-03-25 17:00 | 243.95 | 239.51
2019-03-25 17:30 | 244.08 | 239.72
2019-03-25 18:00 | 245.36 | 240.94
2019-03-25 18:30 | 246.38 | 242.05
2019-03-25 19:00 | 246.86 | 242.52
2019-03-25 19:30 | 244.75 | 241.43
2019-03-25 20:00 | 244.54 | 241.88
2019-03-25 20:30 | 246.16 | 242.33
2019-03-25 21:00 | 245.16 | 240.13
2019-03-25 21:30 | 232.2 | 227.05
2019-03-25 22:00 | 229.51 | 223.83
2019-03-25 22:30 | 230.4 | 224.05
2019-03-25 23:00 | 233.9 | 227.86
2019-03-25 23:30 | 235.22 | 229.31
2019-03-26 | 236.58 | 230.52
2019-03-26 00:30 | 241.69 | 235.2
2019-03-26 01:00 | 247.7 | 240.91
2019-03-26 01:30 | 245.55 | 239.4
2019-03-26 02:00 | 245.58 | 240.36
2019-03-26 02:30 | 244.26 | 239.36
2019-03-26 03:00 | 243.65 | 238.9
2019-03-26 03:30 | 240.98 | 236.59
2019-03-26 04:00 | 242.44 | 237.91
2019-03-26 04:30 | 242.13 | 237.73
2019-03-26 05:00 | 242.33 | 237.88
2019-03-26 05:30 | 278.15 | 274.59
2019-03-26 06:00 | 280.06 | 276.61
2019-03-26 06:30 | 274.7 | 271.81
2019-03-26 07:00 | 274.31 | 271.56
2019-03-26 07:30 | 273.88 | 271.31
2019-03-26 08:00 | 274.47 | 271.59
2019-03-26 08:30 | 274.21 | 271.25
2019-03-26 09:00 | 272.74 | 269.69
2019-03-26 09:30 | 271.76 | 268.87
2019-03-26 10:00 | 272.89 | 269.77
2019-03-26 10:30 | 272.36 | 269
2019-03-26 11:00 | 271.39 | 267.82
2019-03-26 11:30 | 274.5 | 271.15
2019-03-26 12:00 | 275.66 | 272.53
2019-03-26 12:30 | 274.5 | 271.69
2019-03-26 13:00 | 275.37 | 272.4
2019-03-26 13:30 | 275.77 | 272.47
2019-03-26 14:00 | 275.4 | 272.03
2019-03-26 14:30 | 275.64 | 272
2019-03-26 15:00 | 276.93 | 273.14
2019-03-26 15:30 | 278.07 | 274.29
2019-03-26 16:00 | 278.27 | 274.48
2019-03-26 16:30 | 277.5 | 274.46
2019-03-26 17:00 | 277.6 | 274.9
2019-03-26 17:30 | 279.31 | 276.49
2019-03-26 18:00 | 279.16 | 276.43
2019-03-26 18:30 | 280.48 | 277.55
2019-03-26 19:00 | 277.65 | 274.79
2019-03-26 19:30 | 276.96 | 274.45
2019-03-26 20:00 | 276.49 | 274
2019-03-26 20:30 | 278.69 | 275.61
2019-03-26 21:00 | 278.04 | 274.49
2019-03-26 21:30 | 277.43 | 274.45
2019-03-26 22:00 | 277.33 | 274.46
2019-03-26 22:30 | 278.14 | 275.34
2019-03-26 23:00 | 277.81 | 275.17
2019-03-26 23:30 | 277.98 | 275.51
2019-03-27 | 279.03 | 276.47
2019-03-27 00:30 | 274.79 | 272.75
2019-03-27 01:00 | 276.43 | 274.33
2019-03-27 01:30 | 277.8 | 275.63
2019-03-27 02:00 | 277.38 | 275.36
2019-03-27 02:30 | 276.89 | 274.91
2019-03-27 03:00 | 278.03 | 276.05
2019-03-27 03:30 | 276.77 | 274.84
2019-03-27 04:00 | 276.91 | 275.03
2019-03-27 04:30 | 267.79 | 265.88
2019-03-27 05:00 | 251.8 | 249.62
2019-03-27 05:30 | 242.03 | 238.68
2019-03-27 06:00 | 241.19 | 237.88
2019-03-27 06:30 | 235.99 | 233.08
2019-03-27 07:00 | 236.48 | 233.38
2019-03-27 07:30 | 236.32 | 233.24
2019-03-27 08:00 | 236.48 | 233.25
2019-03-27 08:30 | 237.42 | 233.98
2019-03-27 09:00 | 238.28 | 235.05
2019-03-27 09:30 | 237.42 | 234.71
2019-03-27 10:00 | 237.4 | 234.65
2019-03-27 10:30 | 238.63 | 235.77
2019-03-27 11:00 | 251.94 | 249.25
2019-03-27 11:30 | 256.54 | 254.34
2019-03-27 12:00 | 247.99 | 245.97
2019-03-27 12:30 | 242.8 | 241.16
2019-03-27 13:00 | 247.87 | 245.83
2019-03-27 13:30 | 249.59 | 247.39
2019-03-27 14:00 | 248.89 | 246.79
2019-03-27 14:30 | 245.34 | 243.52
2019-03-27 15:00 | 243.98 | 242.31
2019-03-27 15:30 | 244.29 | 242.54
2019-03-27 16:00 | 243.83 | 242.07
2019-03-27 16:30 | 246.91 | 244.89
2019-03-27 17:00 | 249.12 | 246.93
2019-03-27 17:30 | 250.58 | 248.21
2019-03-27 18:00 | 249.61 | 247.32
2019-03-27 18:30 | 247.21 | 245.1
2019-03-27 19:00 | 248.99 | 246.65
2019-03-27 19:30 | 250.71 | 248.09
2019-03-27 20:00 | 270.98 | 268.77
2019-03-27 20:30 | 268.98 | 267.29
2019-03-27 21:00 | 269.76 | 267.98
2019-03-27 21:30 | 271.15 | 269.12
2019-03-27 22:00 | 272.31 | 270.23
2019-03-27 22:30 | 271.46 | 269.19
2019-03-27 23:00 | 274.59 | 271.82
2019-03-27 23:30 | 275.81 | 272.91
2019-03-28 | 280.68 | 277.11
2019-03-28 00:30 | 278.49 | 274.9
2019-03-28 01:00 | 276.55 | 273.13
2019-03-28 01:30 | 271.99 | 268.46
2019-03-28 02:00 | 271.31 | 268.23
2019-03-28 02:30 | 260.95 | 257.66
2019-03-28 03:00 | 233.79 | 229.39
2019-03-28 03:30 | 224.7 | 219.1
2019-03-28 04:00 | 226.91 | 220.89
2019-03-28 04:30 | 225.4 | 219.53
2019-03-28 05:00 | 238.5 | 233.21
2019-03-28 05:30 | 240.44 | 234.83
2019-03-28 06:00 | 239.39 | 234.41
2019-03-28 06:30 | 238.38 | 233.68
2019-03-28 07:00 | 234.45 | 229.99
2019-03-28 07:30 | 234.37 | 230.01
2019-03-28 08:00 | 235.98 | 231.48
2019-03-28 08:30 | 240.06 | 234.96
2019-03-28 09:00 | 239.34 | 234.34
2019-03-28 09:30 | 237.02 | 232.26
2019-03-28 10:00 | 235.84 | 231.4
2019-03-28 10:30 | 236.22 | 231.67
2019-03-28 11:00 | 232.4 | 228.28
2019-03-28 11:30 | 234.62 | 230.29
2019-03-28 12:00 | 240.24 | 235.32
2019-03-28 12:30 | 242.54 | 237.37
2019-03-28 13:00 | 243.75 | 238.21
2019-03-28 13:30 | 241.91 | 236.76
2019-03-28 14:00 | 241.24 | 236.35
2019-03-28 14:30 | 241.74 | 236.67
2019-03-28 15:00 | 243.58 | 238.08
2019-03-28 15:30 | 246.82 | 240.7
2019-03-28 16:00 | 246.14 | 240.02
2019-03-28 16:30 | 244.95 | 238.54
2019-03-28 17:00 | 239.49 | 232.52
2019-03-28 17:30 | 239 | 232
2019-03-28 18:00 | 234.92 | 228.37
2019-03-28 18:30 | 251.96 | 246.72
2019-03-28 19:00 | 273.28 | 270.54
2019-03-28 19:30 | 278.47 | 275.4
2019-03-28 20:00 | 278.85 | 275.93
2019-03-28 20:30 | 245.86 | 241.87
2019-03-28 21:00 | 244.35 | 240.35
2019-03-28 21:30 | 245.56 | 241.54
2019-03-28 22:00 | 243.08 | 239.55
2019-03-28 22:30 | 244.09 | 240.59
2019-03-28 23:00 | 245.09 | 241.57
2019-03-28 23:30 | 245.2 | 241.71
2019-03-29 | 244.26 | 240.57
2019-03-29 00:30 | 243.6 | 239.78
2019-03-29 01:00 | 274.2 | 271.06
2019-03-29 01:30 | 283.55 | 280.16
2019-03-29 02:00 | 282.71 | 279.34
2019-03-29 02:30 | 275.9 | 271.93
2019-03-29 03:00 | 249.52 | 244.23
2019-03-29 03:30 | 249.25 | 243.95
2019-03-29 04:00 | 248.51 | 243.25
2019-03-29 04:30 | 250.16 | 244.77
2019-03-29 05:00 | 252.28 | 246.57
2019-03-29 05:30 | 252.2 | 246.91
2019-03-29 06:00 | 250.9 | 246.23
2019-03-29 06:30 | 251.13 | 246.26
2019-03-29 07:00 | 252.99 | 247.61
2019-03-29 07:30 | 245.05 | 240.67
2019-03-29 08:00 | 246.12 | 241.48
2019-03-29 08:30 | 249.32 | 244.21
2019-03-29 09:00 | 251.38 | 245.98
2019-03-29 09:30 | 251.69 | 246.35
2019-03-29 10:00 | 251.73 | 246.79
2019-03-29 10:30 | 250.76 | 246.08
2019-03-29 11:00 | 250.18 | 245.53
2019-03-29 11:30 | 247.83 | 243.73
2019-03-29 12:00 | 248.58 | 244.38
2019-03-29 12:30 | 248.22 | 243.93
2019-03-29 13:00 | 243.32 | 239.65
2019-03-29 13:30 | 242.03 | 238.61
2019-03-29 14:00 | 244.09 | 240.51
2019-03-29 14:30 | 243.72 | 240.22
2019-03-29 15:00 | 245.65 | 241.87
2019-03-29 15:30 | 242.23 | 238.12
2019-03-29 16:00 | 239.41 | 235
2019-03-29 16:30 | 239.57 | 235.12
2019-03-29 17:00 | 240.02 | 235.32
2019-03-29 17:30 | 240.17 | 235.48
2019-03-29 18:00 | 239.62 | 235.06
2019-03-29 18:30 | 241.01 | 236.24
2019-03-29 19:00 | 241.92 | 236.91
2019-03-29 19:30 | 241.84 | 237
2019-03-29 20:00 | 240.33 | 235.75
2019-03-29 20:30 | 238.21 | 233.91
2019-03-29 21:00 | 237.59 | 233.49
2019-03-29 21:30 | 232.99 | 228.93
2019-03-29 22:00 | 231.65 | 227.76
2019-03-29 22:30 | 231.39 | 227.48
2019-03-29 23:00 | 232 | 228.11
2019-03-29 23:30 | 230.84 | 227.3
2019-03-30 | 255.34 | 252.52
2019-03-30 00:30 | 248.73 | 244.97
2019-03-30 01:00 | 236.95 | 232.49
2019-03-30 01:30 | 242.37 | 238.26
2019-03-30 02:00 | 279.15 | 276.12
2019-03-30 02:30 | 280.94 | 277.18
2019-03-30 03:00 | 283.22 | 279.12
2019-03-30 03:30 | 282.7 | 278.28
2019-03-30 04:00 | 281.84 | 277.43
2019-03-30 04:30 | 282.36 | 277.84
2019-03-30 05:00 | 280.22 | 275.88
2019-03-30 05:30 | 280.15 | 275.96
2019-03-30 06:00 | 280.47 | 276.22
2019-03-30 06:30 | 281.12 | 276.74
2019-03-30 07:00 | 281.48 | 277.33
2019-03-30 07:30 | 280.73 | 276.77
2019-03-30 08:00 | 280.1 | 275.88
2019-03-30 08:30 | 249.94 | 244.53
2019-03-30 09:00 | 247.2 | 241.65
2019-03-30 09:30 | 247.26 | 242.73
2019-03-30 10:00 | 248.46 | 243.88
2019-03-30 10:30 | 249.18 | 244.25
2019-03-30 11:00 | 248.6 | 243.52
2019-03-30 11:30 | 249.96 | 244.83
2019-03-30 12:00 | 248.06 | 243.37
2019-03-30 12:30 | 256.97 | 252.41
2019-03-30 13:00 | 257.97 | 253.52
2019-03-30 13:30 | 256.93 | 252.69
2019-03-30 14:00 | 257.66 | 253.43
2019-03-30 14:30 | 257.98 | 253.68
2019-03-30 15:00 | 258.59 | 254.03
2019-03-30 15:30 | 258.28 | 253.74
2019-03-30 16:00 | 258.29 | 253.76
2019-03-30 16:30 | 258.47 | 253.74
2019-03-30 17:00 | 258 | 253.21
2019-03-30 17:30 | 260.74 | 255.76
2019-03-30 18:00 | 265.35 | 261.91
2019-03-30 18:30 | 265.38 | 262.38
2019-03-30 19:00 | 265.27 | 262.49
2019-03-30 19:30 | 267.08 | 264.11
2019-03-30 20:00 | 266.14 | 263.33
2019-03-30 20:30 | 263.47 | 261.07
2019-03-30 21:00 | 255.51 | 253.66
2019-03-30 21:30 | 258.07 | 255.54
2019-03-30 22:00 | 255.76 | 253.33
2019-03-30 22:30 | 255.87 | 253.61
2019-03-30 23:00 | 257.18 | 254.86
2019-03-30 23:30 | 255.81 | 253.54
2019-03-31 | 256.54 | 253.9
2019-03-31 00:30 | 261.87 | 258.49
2019-03-31 01:00 | 265.92 | 261.5
2019-03-31 01:30 | 265.39 | 261.01
2019-03-31 02:00 | 265.2 | 261.01
2019-03-31 02:30 | 266.72 | 262.21
2019-03-31 03:00 | 267.24 | 262.59
2019-03-31 03:30 | 267.74 | 262.81
2019-03-31 04:00 | 268.8 | 263.6
2019-03-31 04:30 | 284.84 | 280.12
2019-03-31 05:00 | 284.09 | 279.75
2019-03-31 05:30 | 285.03 | 280.52
2019-03-31 06:00 | 286.19 | 281.68
2019-03-31 06:30 | 286.6 | 282.22
2019-03-31 07:00 | 288.19 | 283.7
2019-03-31 07:30 | 288.84 | 284.14
2019-03-31 08:00 | 288.42 | 283.71
2019-03-31 08:30 | 285.4 | 281.16
2019-03-31 09:00 | 284.63 | 280.79
2019-03-31 09:30 | 268.22 | 264.06
2019-03-31 10:00 | 241.19 | 236.69
2019-03-31 10:30 | 240.9 | 236.43
2019-03-31 11:00 | 240.43 | 236.06
2019-03-31 11:30 | 239.37 | 235.11
2019-03-31 12:00 | 236.02 | 232.23
2019-03-31 12:30 | 235.85 | 232.03
2019-03-31 13:00 | 233.14 | 229.57
2019-03-31 13:30 | 232.17 | 228.65
2019-03-31 14:00 | 234.08 | 230.37
2019-03-31 14:30 | 233.94 | 230.14
2019-03-31 15:00 | 234.06 | 230.3
2019-03-31 15:30 | 235.98 | 232.08
2019-03-31 16:00 | 236.21 | 232.16
2019-03-31 16:30 | 241.02 | 236.82
2019-03-31 17:00 | 263.18 | 260.18
2019-03-31 17:30 | 267.28 | 264.69
2019-03-31 18:00 | 264.94 | 262.39
2019-03-31 18:30 | 240.8 | 237.43
2019-03-31 19:00 | 242.13 | 238.84
2019-03-31 19:30 | 261.35 | 258.75
2019-03-31 20:00 | 267.3 | 264.96
2019-03-31 20:30 | 267.64 | 265.42
2019-03-31 21:00 | 269.45 | 267.23
2019-03-31 21:30 | 269.91 | 267.76
2019-03-31 22:00 | 270.04 | 267.82
2019-03-31 22:30 | 269.29 | 266.95
2019-03-31 23:00 | 270.05 | 267.85
2019-03-31 23:30 | 269.26 | 267.18
2019-04-01 | 267.55 | 265.26
2019-04-01 00:30 | 268.4 | 266.22
2019-04-01 01:00 | 271.39 | 269.03
2019-04-01 01:30 | 270.75 | 268.59
2019-04-01 02:00 | 271.4 | 269.39
2019-04-01 02:30 | 270.99 | 269.05
2019-04-01 03:00 | 270.46 | 268.44
2019-04-01 03:30 | 269.11 | 267.09
2019-04-01 04:00 | 269.3 | 267.22
2019-04-01 04:30 | 269.35 | 267.19
2019-04-01 05:00 | 270.46 | 268.21
2019-04-01 05:30 | 270.7 | 268.43
2019-04-01 06:00 | 270.58 | 268.28
2019-04-01 06:30 | 271.68 | 269.23
2019-04-01 07:00 | 270.17 | 267.65
2019-04-01 07:30 | 265.22 | 263.05
2019-04-01 08:00 | 264.9 | 262.72
2019-04-01 08:30 | 264.71 | 262.24
2019-04-01 09:00 | 250.39 | 247.41
2019-04-01 09:30 | 245.69 | 242.7
2019-04-01 10:00 | 247.96 | 244.5
2019-04-01 10:30 | 247.74 | 244.45
2019-04-01 11:00 | 246.79 | 243.71
2019-04-01 11:30 | 247.1 | 243.89
2019-04-01 12:00 | 232.24 | 228.48
2019-04-01 12:30 | 227.87 | 224.08
2019-04-01 13:00 | 229.43 | 225.35
2019-04-01 13:30 | 233.53 | 229.2
2019-04-01 14:00 | 233.75 | 229.67
2019-04-01 14:30 | 237.67 | 233.45
2019-04-01 15:00 | 239.43 | 235.07
2019-04-01 15:30 | 238.15 | 233.93
2019-04-01 16:00 | 237.73 | 233.55
2019-04-01 16:30 | 252.48 | 248.75
2019-04-01 17:00 | 253.29 | 248.98
2019-04-01 17:30 | 269.45 | 266.22
2019-04-01 18:00 | 273.09 | 270.31
2019-04-01 18:30 | 269.41 | 266.97
2019-04-01 19:00 | 269.2 | 266.87
2019-04-01 19:30 | 271.05 | 268.81
2019-04-01 20:00 | 258.6 | 256.26
2019-04-01 20:30 | 245.72 | 242.95
2019-04-01 21:00 | 241.14 | 238.55
2019-04-01 21:30 | 237.63 | 234.96
2019-04-01 22:00 | 237.22 | 234.13
2019-04-01 22:30 | 236.28 | 233.17
2019-04-01 23:00 | 235.14 | 231.93
2019-04-01 23:30 | 232.75 | 229.09
2019-04-02 | 233.15 | 229.5
2019-04-02 00:30 | 234.08 | 230.36
2019-04-02 01:00 | 235.34 | 231.42
2019-04-02 01:30 | 234.45 | 230.76
2019-04-02 02:00 | 233.14 | 229.66
2019-04-02 02:30 | 233.89 | 230.32
2019-04-02 03:00 | 234.22 | 230.66
2019-04-02 03:30 | 234.07 | 230.62
2019-04-02 04:00 | 232.26 | 229.06
2019-04-02 04:30 | 228.1 | 225.09
2019-04-02 05:00 | 226.28 | 223.28
2019-04-02 05:30 | 227.35 | 224.05
2019-04-02 06:00 | 229.22 | 225.36
2019-04-02 06:30 | 232.14 | 228.35
2019-04-02 07:00 | 250.85 | 247.7
2019-04-02 07:30 | 251.85 | 249.43
2019-04-02 08:00 | 253.34 | 251.09
2019-04-02 08:30 | 243.39 | 241.07
2019-04-02 09:00 | 234.67 | 231.99
2019-04-02 09:30 | 232.56 | 230.01
2019-04-02 10:00 | 231.13 | 228.67
2019-04-02 10:30 | 229.28 | 226.41
2019-04-02 11:00 | 228.55 | 225.13
2019-04-02 11:30 | 227.28 | 224.66
2019-04-02 12:00 | 245.28 | 243.74
2019-04-02 12:30 | 253.04 | 251.85
2019-04-02 13:00 | 250.38 | 249.43
2019-04-02 13:30 | 250.42 | 249.25
2019-04-02 14:00 | 251.42 | 250.13
2019-04-02 14:30 | 252.76 | 251.33
2019-04-02 15:00 | 254.67 | 253.11
2019-04-02 15:30 | 257.26 | 255.56
2019-04-02 16:00 | 258.21 | 256.31
2019-04-02 16:30 | 263.81 | 261.63
2019-04-02 17:00 | 269.15 | 267.07
2019-04-02 17:30 | 270.83 | 268.58
2019-04-02 18:00 | 273.07 | 270.65
2019-04-02 18:30 | 272.47 | 270.57
2019-04-02 19:00 | 273.51 | 271.64
2019-04-02 19:30 | 272.65 | 270.57
2019-04-02 20:00 | 277.52 | 273.73
2019-04-02 20:30 | 278.76 | 274.72
2019-04-02 21:00 | 280.07 | 276.37
2019-04-02 21:30 | 279.64 | 276.41
2019-04-02 22:00 | 281.41 | 278.1
2019-04-02 22:30 | 281 | 277.79
2019-04-02 23:00 | 282.01 | 278.94
2019-04-02 23:30 | 281.18 | 278.01
2019-04-03 | 280.1 | 277.04
2019-04-03 00:30 | 280.39 | 277.34
2019-04-03 01:00 | 280.55 | 277.17
2019-04-03 01:30 | 278.82 | 275.68
2019-04-03 02:00 | 279.17 | 275.96
2019-04-03 02:30 | 280.14 | 276.42
2019-04-03 03:00 | 281.79 | 277.47
2019-04-03 03:30 | 281.81 | 277.6
2019-04-03 04:00 | 281.78 | 277.57
2019-04-03 04:30 | 281.71 | 277.4
2019-04-03 05:00 | 281.83 | 277.48
2019-04-03 05:30 | 281.55 | 277.17
2019-04-03 06:00 | 280.65 | 276.77
2019-04-03 06:30 | 278.8 | 276.3
2019-04-03 07:00 | 278.28 | 275.91
2019-04-03 07:30 | 274.89 | 273.09
2019-04-03 08:00 | 273.53 | 271.79
2019-04-03 08:30 | 272.3 | 270.41
2019-04-03 09:00 | 247.79 | 246.31
2019-04-03 09:30 | 246.32 | 244.88
2019-04-03 10:00 | 244.18 | 242.75
2019-04-03 10:30 | 248.2 | 246.74
2019-04-03 11:00 | 261.35 | 259.8
2019-04-03 11:30 | 264.66 | 263.05
2019-04-03 12:00 | 265.28 | 263.66
2019-04-03 12:30 | 266.06 | 264.39
2019-04-03 13:00 | 265.04 | 263.39
2019-04-03 13:30 | 264.02 | 262.38
2019-04-03 14:00 | 264.04 | 262.25
2019-04-03 14:30 | 270.14 | 268.12
2019-04-03 15:00 | 272.49 | 270.16
2019-04-03 15:30 | 273.09 | 270.33
2019-04-03 16:00 | 249.73 | 246.04
2019-04-03 16:30 | 254.64 | 250.05
2019-04-03 17:00 | 253.85 | 248.76
2019-04-03 17:30 | 258.57 | 254.01
2019-04-03 18:00 | 266.26 | 262.94
2019-04-03 18:30 | 280.3 | 277.46
2019-04-03 19:00 | 280.08 | 277.42
2019-04-03 19:30 | 278.47 | 276.01
2019-04-03 20:00 | 279.85 | 276.74
2019-04-03 20:30 | 278.92 | 276.09
2019-04-03 21:00 | 278.81 | 276.06
2019-04-03 21:30 | 278.7 | 275.79
2019-04-03 22:00 | 280.67 | 276.95
2019-04-03 22:30 | 279.31 | 275.39
2019-04-03 23:00 | 279.06 | 275.18
2019-04-03 23:30 | 279.78 | 275.93
2019-04-04 | 280.71 | 276.98
2019-04-04 00:30 | 279.89 | 276.41
2019-04-04 01:00 | 280 | 276.5
2019-04-04 01:30 | 282.91 | 278.47
2019-04-04 02:00 | 281.84 | 277.58
2019-04-04 02:30 | 282.32 | 278.08
2019-04-04 03:00 | 282.36 | 278.11
2019-04-04 03:30 | 281.82 | 277.53
2019-04-04 04:00 | 280.44 | 276.38
2019-04-04 04:30 | 280.44 | 276.42
2019-04-04 05:00 | 281.37 | 277.36
2019-04-04 05:30 | 276.57 | 272.96
2019-04-04 06:00 | 275.93 | 272.33
2019-04-04 06:30 | 274.3 | 271.15
2019-04-04 07:00 | 270.03 | 267.71
2019-04-04 07:30 | 268.18 | 266.02
2019-04-04 08:00 | 267.1 | 265.06
2019-04-04 08:30 | 234.5 | 231.55
2019-04-04 09:00 | 236.04 | 232.27
2019-04-04 09:30 | 238.51 | 234.46
2019-04-04 10:00 | 236.57 | 232.86
2019-04-04 10:30 | 236.68 | 232.87
2019-04-04 11:00 | 236.83 | 232.84
2019-04-04 11:30 | 234.54 | 230.94
2019-04-04 12:00 | 234.86 | 231.24
2019-04-04 12:30 | 235.99 | 232.24
2019-04-04 13:00 | 236.19 | 232.1
2019-04-04 13:30 | 236.42 | 232.38
2019-04-04 14:00 | 238.3 | 234.19
2019-04-04 14:30 | 240.06 | 235.87
2019-04-04 15:00 | 239.87 | 235.47
2019-04-04 15:30 | 238.9 | 234.73
2019-04-04 16:00 | 238.83 | 234.67
2019-04-04 16:30 | 239.05 | 234.79
2019-04-04 17:00 | 240.12 | 235.28
2019-04-04 17:30 | 235.84 | 232.22
2019-04-04 18:00 | 239.04 | 235.09
2019-04-04 18:30 | 238.65 | 235.06
2019-04-04 19:00 | 240.63 | 237.23
2019-04-04 19:30 | 242.16 | 238.82
2019-04-04 20:00 | 241.63 | 238.46
2019-04-04 20:30 | 241.62 | 238.69
2019-04-04 21:00 | 241.19 | 238.49
2019-04-04 21:30 | 241.63 | 239.09
2019-04-04 22:00 | 241.91 | 238.72
2019-04-04 22:30 | 242.34 | 238.41
2019-04-04 23:00 | 240.85 | 236.23
2019-04-04 23:30 | 240.5 | 235.86
2019-04-05 | 240.84 | 236.17
2019-04-05 00:30 | 241.02 | 236.19
2019-04-05 01:00 | 239.36 | 234.85
2019-04-05 01:30 | 240.17 | 235.27
2019-04-05 02:00 | 239.36 | 234.25
2019-04-05 02:30 | 239.64 | 234.5
2019-04-05 03:00 | 239.23 | 234.09
2019-04-05 03:30 | 239.02 | 233.92
2019-04-05 04:00 | 242.96 | 237.28
2019-04-05 04:30 | 244.86 | 238.97
2019-04-05 05:00 | 243.15 | 237.46
2019-04-05 05:30 | 242.96 | 237.18
2019-04-05 06:00 | 244.05 | 239.51
2019-04-05 06:30 | 276.6 | 274.31
2019-04-05 07:00 | 280.08 | 277.77
2019-04-05 07:30 | 275.36 | 273.41
2019-04-05 08:00 | 272.63 | 271.15
2019-04-05 08:30 | 267.35 | 265.87
2019-04-05 09:00 | 231.56 | 229.7
2019-04-05 09:30 | 232.59 | 230.74
2019-04-05 10:00 | 233.45 | 231.53
2019-04-05 10:30 | 234.6 | 232.44
2019-04-05 11:00 | 236.26 | 233.85
2019-04-05 11:30 | 241.36 | 238.98
2019-04-05 12:00 | 250.25 | 248.2
2019-04-05 12:30 | 246.18 | 244.14
2019-04-05 13:00 | 236.77 | 234.48
2019-04-05 13:30 | 237.93 | 235.4
2019-04-05 14:00 | 237.41 | 234.98
2019-04-05 14:30 | 238.58 | 235.07
2019-04-05 15:00 | 239.52 | 234.54
2019-04-05 15:30 | 239.17 | 234.71
2019-04-05 16:00 | 238.66 | 234.64
2019-04-05 16:30 | 238.11 | 233.77
2019-04-05 17:00 | 239.8 | 235.03
2019-04-05 17:30 | 237.74 | 233.31
2019-04-05 18:00 | 237.31 | 233.48
2019-04-05 18:30 | 236.81 | 233.04
2019-04-05 19:00 | 236.89 | 233.19
2019-04-05 19:30 | 236.49 | 233.21
2019-04-05 20:00 | 237.2 | 234.33
2019-04-05 20:30 | 235.17 | 232.6
2019-04-05 21:00 | 234.35 | 231.67
2019-04-05 21:30 | 235.52 | 232.42
2019-04-05 22:00 | 235.71 | 232.11
2019-04-05 22:30 | 236.81 | 232.53
2019-04-05 23:00 | 241.69 | 236.64
2019-04-05 23:30 | 243.89 | 238.41
2019-04-06 | 242.64 | 237.67
2019-04-06 00:30 | 241.66 | 236.91
2019-04-06 01:00 | 241.43 | 236.69
2019-04-06 01:30 | 241.52 | 236.68
2019-04-06 02:00 | 240.49 | 235.74
2019-04-06 02:30 | 240.85 | 235.99
2019-04-06 03:00 | 240.41 | 235.55
2019-04-06 03:30 | 241.53 | 236.73
2019-04-06 04:00 | 258.1 | 254.2
2019-04-06 04:30 | 257.13 | 253.33
2019-04-06 05:00 | 258.69 | 254.69
2019-04-06 05:30 | 258.17 | 254.13
2019-04-06 06:00 | 255.44 | 251.69
2019-04-06 06:30 | 255.6 | 251.86
2019-04-06 07:00 | 256.52 | 252.63
2019-04-06 07:30 | 256.72 | 252.76
2019-04-06 08:00 | 256.9 | 252.78
2019-04-06 08:30 | 240.34 | 235.98
2019-04-06 09:00 | 241.13 | 236.2
2019-04-06 09:30 | 238.86 | 234.91
2019-04-06 10:00 | 235.49 | 231.45
2019-04-06 10:30 | 229.76 | 225.51
2019-04-06 11:00 | 229.64 | 225.3
2019-04-06 11:30 | 228.42 | 224.31
2019-04-06 12:00 | 228.62 | 224.56
2019-04-06 12:30 | 234.64 | 230.72
2019-04-06 13:00 | 230.5 | 226.49
2019-04-06 13:30 | 229.69 | 226.01
2019-04-06 14:00 | 231.03 | 227.9
2019-04-06 14:30 | 233.41 | 228.91
2019-04-06 15:00 | 232.39 | 227.81
2019-04-06 15:30 | 232.08 | 227.41
2019-04-06 16:00 | 232.42 | 227.54
2019-04-06 16:30 | 232.08 | 227.28
2019-04-06 17:00 | 235.14 | 230.39
2019-04-06 17:30 | 230.33 | 226.08
2019-04-06 18:00 | 229.6 | 225.28
2019-04-06 18:30 | 230.17 | 225.87
2019-04-06 19:00 | 232.22 | 227.61
2019-04-06 19:30 | 231.46 | 227.01
2019-04-06 20:00 | 231.85 | 227.25
2019-04-06 20:30 | 230.4 | 225.97
2019-04-06 21:00 | 228.63 | 224.21
2019-04-06 21:30 | 230.25 | 225.22
2019-04-06 22:00 | 231.7 | 226.23
2019-04-06 22:30 | 232.48 | 226.57
2019-04-06 23:00 | 232.62 | 226.64
2019-04-06 23:30 | 231.34 | 225.8
2019-04-07 | 229.56 | 224.22
2019-04-07 00:30 | 231.23 | 225.55
2019-04-07 01:00 | 233.25 | 227.23
2019-04-07 01:30 | 232.5 | 226.53
2019-04-07 02:00 | 233.24 | 227.2
2019-04-07 02:30 | 234.6 | 228.42
2019-04-07 03:00 | 231.04 | 225.45
2019-04-07 03:30 | 227.12 | 221.95
2019-04-07 04:00 | 228.05 | 222.61
2019-04-07 04:30 | 229.54 | 224.05
2019-04-07 05:00 | 235.25 | 230.32
2019-04-07 05:30 | 247.15 | 243.52
2019-04-07 06:00 | 239.61 | 235.91
2019-04-07 06:30 | 240.15 | 236.4
2019-04-07 07:00 | 238.89 | 235.27
2019-04-07 07:30 | 238.3 | 234.64
2019-04-07 08:00 | 238.92 | 235.19
2019-04-07 08:30 | 229.11 | 225.75
2019-04-07 09:00 | 229.63 | 225.85
2019-04-07 09:30 | 230.79 | 226.56
2019-04-07 10:00 | 228.97 | 225.51
2019-04-07 10:30 | 229.66 | 226.49
2019-04-07 11:00 | 227.56 | 224.58
2019-04-07 11:30 | 219.1 | 216.15
2019-04-07 12:00 | 222.08 | 219.03
2019-04-07 12:30 | 222.59 | 219.59
2019-04-07 13:00 | 223.7 | 220.49
2019-04-07 13:30 | 223.28 | 220.26
2019-04-07 14:00 | 221.93 | 218.69
2019-04-07 14:30 | 222.51 | 219.16
2019-04-07 15:00 | 223.09 | 219.84
2019-04-07 15:30 | 222.17 | 219.14
2019-04-07 16:00 | 223.54 | 220.19
2019-04-07 16:30 | 223.57 | 219.91
2019-04-07 17:00 | 226.14 | 222.29
2019-04-07 17:30 | 224.59 | 221.35
2019-04-07 18:00 | 226.14 | 222.5
2019-04-07 18:30 | 226.43 | 223.31
2019-04-07 19:00 | 251.02 | 248.1
2019-04-07 19:30 | 263.15 | 261.09
2019-04-07 20:00 | 238.4 | 235.5
2019-04-07 20:30 | 226.36 | 223.37
2019-04-07 21:00 | 222.71 | 219.87
2019-04-07 21:30 | 221.07 | 218.29
2019-04-07 22:00 | 221.74 | 219.03
2019-04-07 22:30 | 222.04 | 219.51
2019-04-07 23:00 | 220.82 | 218.26
2019-04-07 23:30 | 220.25 | 216.83
2019-04-08 | 220.25 | 217.01
2019-04-08 00:30 | 221.75 | 218.08
2019-04-08 01:00 | 221.83 | 218.13
2019-04-08 01:30 | 220.78 | 216.84
2019-04-08 02:00 | 221.67 | 217.6
2019-04-08 02:30 | 223.26 | 218.89
2019-04-08 03:00 | 222.69 | 218.52
2019-04-08 03:30 | 222.16 | 217.98
2019-04-08 04:00 | 220.63 | 216.59
2019-04-08 04:30 | 222.37 | 218.11
2019-04-08 05:00 | 220.64 | 216.74
2019-04-08 05:30 | 236.18 | 232.29
2019-04-08 06:00 | 261.81 | 259.02
2019-04-08 06:30 | 261.11 | 258.87
2019-04-08 07:00 | 261.2 | 258.89
2019-04-08 07:30 | 260.88 | 258.63
2019-04-08 08:00 | 258.87 | 256.81
2019-04-08 08:30 | 253.77 | 252.17
2019-04-08 09:00 | 231.48 | 229.25
2019-04-08 09:30 | 233.31 | 230.81
2019-04-08 10:00 | 233.23 | 230.76
2019-04-08 10:30 | 232.84 | 230.58
2019-04-08 11:00 | 229.9 | 227.84
2019-04-08 11:30 | 229.65 | 227.73
2019-04-08 12:00 | 224.52 | 222.4
2019-04-08 12:30 | 224.96 | 223
2019-04-08 13:00 | 224.45 | 222.56
2019-04-08 13:30 | 226.2 | 224.09
2019-04-08 14:00 | 225.48 | 223.1
2019-04-08 14:30 | 223.07 | 220.73
2019-04-08 15:00 | 225.6 | 223.22
2019-04-08 15:30 | 226.68 | 224.38
2019-04-08 16:00 | 226.05 | 223.95
2019-04-08 16:30 | 228.88 | 226.67
2019-04-08 17:00 | 235.15 | 232.92
2019-04-08 17:30 | 233.91 | 231.5
2019-04-08 18:00 | 234.55 | 231.88
2019-04-08 18:30 | 221.12 | 217.93
2019-04-08 19:00 | 216.5 | 213.17
2019-04-08 19:30 | 215.38 | 212.83
2019-04-08 20:00 | 211.37 | 208.88
2019-04-08 20:30 | 210.5 | 208.19
2019-04-08 21:00 | 210.67 | 208.37
2019-04-08 21:30 | 215.14 | 212.48
2019-04-08 22:00 | 216.23 | 213.64
2019-04-08 22:30 | 217.52 | 214.45
2019-04-08 23:00 | 218.72 | 215.75
2019-04-08 23:30 | 219.28 | 216.22
2019-04-09 | 219.42 | 216.6
2019-04-09 00:30 | 221 | 217.65
2019-04-09 01:00 | 225.68 | 222.42
2019-04-09 01:30 | 222.6 | 219.66
2019-04-09 02:00 | 221.86 | 219.11
2019-04-09 02:30 | 228.89 | 226.4
2019-04-09 03:00 | 241.87 | 239.97
2019-04-09 03:30 | 251.7 | 249.92
2019-04-09 04:00 | 252.48 | 250.67
2019-04-09 04:30 | 254.38 | 252.27
2019-04-09 05:00 | 255.4 | 253.14
2019-04-09 05:30 | 255.49 | 253.21
2019-04-09 06:00 | 255.7 | 253.29
2019-04-09 06:30 | 254.16 | 252.03
2019-04-09 07:00 | 256.72 | 254.88
2019-04-09 07:30 | 254.48 | 253.04
2019-04-09 08:00 | 259.82 | 258.16
2019-04-09 08:30 | 267.36 | 265.62
2019-04-09 09:00 | 266.93 | 265.05
2019-04-09 09:30 | 266.69 | 264.42
2019-04-09 10:00 | 262.39 | 260.46
2019-04-09 10:30 | 261.52 | 259.75
2019-04-09 11:00 | 260.21 | 258.51
2019-04-09 11:30 | 263.49 | 261.48
2019-04-09 12:00 | 263.15 | 261.2
2019-04-09 12:30 | 263.56 | 261.52
2019-04-09 13:00 | 263.78 | 261.75
2019-04-09 13:30 | 263.44 | 261.58
2019-04-09 14:00 | 263.44 | 261.6
2019-04-09 14:30 | 263.57 | 261.61
2019-04-09 15:00 | 264.06 | 262.17
2019-04-09 15:30 | 263.35 | 261.24
2019-04-09 16:00 | 257.27 | 255.01
2019-04-09 16:30 | 245.7 | 242.96
2019-04-09 17:00 | 241.83 | 238.94
2019-04-09 17:30 | 241.67 | 238.72
2019-04-09 18:00 | 242.85 | 239.34
2019-04-09 18:30 | 249.76 | 246.29
2019-04-09 19:00 | 252.35 | 248.85
2019-04-09 19:30 | 255.53 | 251.62
2019-04-09 20:00 | 254.8 | 251.02
2019-04-09 20:30 | 252.4 | 248.92
2019-04-09 21:00 | 250.62 | 247.53
2019-04-09 21:30 | 253.2 | 250.17
2019-04-09 22:00 | 255.05 | 251.91
2019-04-09 22:30 | 255.9 | 252.77
2019-04-09 23:00 | 256.03 | 252.77
2019-04-09 23:30 | 255.28 | 251.6
2019-04-10 | 255.46 | 251.74
2019-04-10 00:30 | 255.94 | 251.64
2019-04-10 01:00 | 257.84 | 253.07
2019-04-10 01:30 | 257.26 | 252.56
2019-04-10 02:00 | 257.15 | 252.51
2019-04-10 02:30 | 259.64 | 255.22
2019-04-10 03:00 | 276.01 | 272.02
2019-04-10 03:30 | 275.95 | 272.01
2019-04-10 04:00 | 276.96 | 272.95
2019-04-10 04:30 | 277.1 | 273.11
2019-04-10 05:00 | 275.21 | 271.37
2019-04-10 05:30 | 274.94 | 271
2019-04-10 06:00 | 274.45 | 270.41
2019-04-10 06:30 | 264.58 | 261.92
2019-04-10 07:00 | 260.44 | 258.16
2019-04-10 07:30 | 245.14 | 242.4
2019-04-10 08:00 | 225.23 | 222.06
2019-04-10 08:30 | 225.75 | 222.32
2019-04-10 09:00 | 224.69 | 222.2
2019-04-10 09:30 | 224.21 | 222.09
2019-04-10 10:00 | 224.34 | 222.22
2019-04-10 10:30 | 224.42 | 222.23
2019-04-10 11:00 | 223.42 | 221.38
2019-04-10 11:30 | 223.3 | 221.35
2019-04-10 12:00 | 222.08 | 220.39
2019-04-10 12:30 | 223.83 | 221.89
2019-04-10 13:00 | 223.47 | 221.65
2019-04-10 13:30 | 225.2 | 223.37
2019-04-10 14:00 | 230.41 | 228.45
2019-04-10 14:30 | 257.48 | 255.81
2019-04-10 15:00 | 254.68 | 253.03
2019-04-10 15:30 | 258.8 | 256.6
2019-04-10 16:00 | 260.07 | 257.83
2019-04-10 16:30 | 260.76 | 258.22
2019-04-10 17:00 | 271.08 | 267.68
2019-04-10 17:30 | 277.9 | 274.17
2019-04-10 18:00 | 277.86 | 273.99
2019-04-10 18:30 | 277.87 | 274
2019-04-10 19:00 | 277.43 | 273.89
2019-04-10 19:30 | 279.39 | 275.92
2019-04-10 20:00 | 280.9 | 277.25
2019-04-10 20:30 | 280.74 | 277.34
2019-04-10 21:00 | 281.76 | 278.51
2019-04-10 21:30 | 282.66 | 278.89
2019-04-10 22:00 | 282.69 | 278.97
2019-04-10 22:30 | 282.95 | 279.17
2019-04-10 23:00 | 281.58 | 278.05
2019-04-10 23:30 | 281.81 | 278.18
2019-04-11 | 279.76 | 275.7
2019-04-11 00:30 | 278.47 | 274.64
2019-04-11 01:00 | 278.51 | 274.8
2019-04-11 01:30 | 277.89 | 274.36
2019-04-11 02:00 | 279.99 | 276.33
2019-04-11 02:30 | 279.93 | 276.14
2019-04-11 03:00 | 278.89 | 275.13
2019-04-11 03:30 | 276.02 | 272.49
2019-04-11 04:00 | 275.95 | 272.39
2019-04-11 04:30 | 276.26 | 272.65
2019-04-11 05:00 | 276.29 | 272.65
2019-04-11 05:30 | 276.57 | 272.93
2019-04-11 06:00 | 277.38 | 274.04
2019-04-11 06:30 | 275.66 | 272.45
2019-04-11 07:00 | 274.82 | 271.65
2019-04-11 07:30 | 273.28 | 270.67
2019-04-11 08:00 | 273.25 | 270.68
2019-04-11 08:30 | 272.18 | 269.59
2019-04-11 09:00 | 255.66 | 252.71
2019-04-11 09:30 | 253.76 | 250.36
2019-04-11 10:00 | 253.92 | 250.53
2019-04-11 10:30 | 239.28 | 235.47
2019-04-11 11:00 | 237.71 | 234.17
2019-04-11 11:30 | 237.64 | 234.16
2019-04-11 12:00 | 236.9 | 233.47
2019-04-11 12:30 | 239.09 | 235.53
2019-04-11 13:00 | 239.69 | 236.03
2019-04-11 13:30 | 239.42 | 235.64
2019-04-11 14:00 | 236.39 | 232.95
2019-04-11 14:30 | 236.52 | 233.06
2019-04-11 15:00 | 239.14 | 235.56
2019-04-11 15:30 | 239.4 | 235.9
2019-04-11 16:00 | 240.88 | 237.46
2019-04-11 16:30 | 239.57 | 236.55
2019-04-11 17:00 | 238.6 | 235.51
2019-04-11 17:30 | 240.36 | 236.88
2019-04-11 18:00 | 270.34 | 267.62
2019-04-11 18:30 | 276.87 | 274.36
2019-04-11 19:00 | 274.31 | 272.2
2019-04-11 19:30 | 278.37 | 276.14
2019-04-11 20:00 | 277.28 | 275.13
2019-04-11 20:30 | 274.93 | 272.35
2019-04-11 21:00 | 275.25 | 272.37
2019-04-11 21:30 | 274.52 | 271.85
2019-04-11 22:00 | 274.79 | 272.09
2019-04-11 22:30 | 267.07 | 264.27
2019-04-11 23:00 | 250.17 | 246.96
2019-04-11 23:30 | 250.57 | 247.4
2019-04-12 | 250.28 | 247.01
2019-04-12 00:30 | 250.02 | 245.83
2019-04-12 01:00 | 251.3 | 246.76
2019-04-12 01:30 | 251.23 | 246.79
2019-04-12 02:00 | 252.46 | 247.81
2019-04-12 02:30 | 253.8 | 248.91
2019-04-12 03:00 | 255.79 | 250.74
2019-04-12 03:30 | 255.05 | 250.02
2019-04-12 04:00 | 255.55 | 250.37
2019-04-12 04:30 | 255.79 | 250.59
2019-04-12 05:00 | 255.21 | 250.07
2019-04-12 05:30 | 254.92 | 249.7
2019-04-12 06:00 | 254.78 | 249.44
2019-04-12 06:30 | 254.92 | 249.64
2019-04-12 07:00 | 283.65 | 280.12
2019-04-12 07:30 | 282.84 | 279.26
2019-04-12 08:00 | 283.03 | 279.13
2019-04-12 08:30 | 282.47 | 278.48
2019-04-12 09:00 | 279.97 | 276.02
2019-04-12 09:30 | 274.58 | 271.22
2019-04-12 10:00 | 267.61 | 265.04
2019-04-12 10:30 | 263.74 | 262.01
2019-04-12 11:00 | 262.42 | 260.79
2019-04-12 11:30 | 262.39 | 260.59
2019-04-12 12:00 | 263.05 | 261.09
2019-04-12 12:30 | 263.36 | 261.45
2019-04-12 13:00 | 261.13 | 259.32
2019-04-12 13:30 | 264.16 | 262.28
2019-04-12 14:00 | 270.54 | 268.33
2019-04-12 14:30 | 272.44 | 269.98
2019-04-12 15:00 | 272.02 | 269.64
2019-04-12 15:30 | 272.89 | 270.48
2019-04-12 16:00 | 271.96 | 269.57
2019-04-12 16:30 | 272.6 | 270.04
2019-04-12 17:00 | 273.7 | 270.88
2019-04-12 17:30 | 277.79 | 274.81
2019-04-12 18:00 | 278.6 | 275.63
2019-04-12 18:30 | 277.68 | 274.63
2019-04-12 19:00 | 277.26 | 274.21
2019-04-12 19:30 | 277.87 | 274.79
2019-04-12 20:00 | 277.59 | 274.53
2019-04-12 20:30 | 278.38 | 275.34
2019-04-12 21:00 | 278.96 | 275.93
2019-04-12 21:30 | 276.02 | 273.29
2019-04-12 22:00 | 276.29 | 273.65
2019-04-12 22:30 | 277.06 | 273.93
2019-04-12 23:00 | 278.04 | 274.74
2019-04-12 23:30 | 277.15 | 273.98
2019-04-13 | 277.5 | 274.4
2019-04-13 00:30 | 277.6 | 274.8
2019-04-13 01:00 | 278.79 | 275.93
2019-04-13 01:30 | 279.35 | 276.48
2019-04-13 02:00 | 278.57 | 275.86
2019-04-13 02:30 | 279.42 | 276.59
2019-04-13 03:00 | 281.8 | 278.59
2019-04-13 03:30 | 282.19 | 278.37
2019-04-13 04:00 | 282.8 | 278.64
2019-04-13 04:30 | 275.15 | 270.64
2019-04-13 05:00 | 272.19 | 267.59
2019-04-13 05:30 | 271.57 | 267.02
2019-04-13 06:00 | 271.22 | 266.74
2019-04-13 06:30 | 275.11 | 270.81
2019-04-13 07:00 | 283.44 | 279.49
2019-04-13 07:30 | 282.33 | 278.83
2019-04-13 08:00 | 277.09 | 274.27
2019-04-13 08:30 | 257.92 | 255
2019-04-13 09:00 | 239.87 | 236.26
2019-04-13 09:30 | 240.09 | 236.48
2019-04-13 10:00 | 239.49 | 236
2019-04-13 10:30 | 241.15 | 237.54
2019-04-13 11:00 | 240.23 | 236.53
2019-04-13 11:30 | 238.57 | 235.07
2019-04-13 12:00 | 239.16 | 235.58
2019-04-13 12:30 | 236.75 | 233.4
2019-04-13 13:00 | 235.66 | 232.43
2019-04-13 13:30 | 236.52 | 233.17
2019-04-13 14:00 | 237.13 | 233.58
2019-04-13 14:30 | 236.6 | 232.95
2019-04-13 15:00 | 237.14 | 233.39
2019-04-13 15:30 | 238.74 | 235.08
2019-04-13 16:00 | 269.13 | 266.27
2019-04-13 16:30 | 271.5 | 268.72
2019-04-13 17:00 | 273.1 | 270.11
2019-04-13 17:30 | 275.19 | 272.16
2019-04-13 18:00 | 277.18 | 274.15
2019-04-13 18:30 | 277.12 | 274.13
2019-04-13 19:00 | 277.15 | 274.24
2019-04-13 19:30 | 276.77 | 273.94
2019-04-13 20:00 | 277.35 | 274.51
2019-04-13 20:30 | 276.19 | 273.45
2019-04-13 21:00 | 275.84 | 273.22
2019-04-13 21:30 | 267.39 | 264.48
2019-04-13 22:00 | 240.38 | 237.13
2019-04-13 22:30 | 232.31 | 229.24
2019-04-13 23:00 | 235.64 | 232.04
2019-04-13 23:30 | 241.38 | 237.12
2019-04-14 | 239.4 | 235.22
2019-04-14 00:30 | 239.16 | 234.18
2019-04-14 01:00 | 237.4 | 232.6
2019-04-14 01:30 | 236.65 | 231.83
2019-04-14 02:00 | 235.57 | 230.87
2019-04-14 02:30 | 236.95 | 232.1
2019-04-14 03:00 | 235.33 | 230.76
2019-04-14 03:30 | 235.77 | 231.23
2019-04-14 04:00 | 235.72 | 231.15
2019-04-14 04:30 | 235.08 | 230.62
2019-04-14 05:00 | 237.12 | 232.48
2019-04-14 05:30 | 239.4 | 234.59
2019-04-14 06:00 | 239.88 | 234.99
2019-04-14 06:30 | 242.73 | 238.09
2019-04-14 07:00 | 279.17 | 275.94
2019-04-14 07:30 | 278.79 | 275.3
2019-04-14 08:00 | 243.18 | 238.6
2019-04-14 08:30 | 238.52 | 233.48
2019-04-14 09:00 | 237.44 | 233
2019-04-14 09:30 | 237.55 | 233.06
2019-04-14 10:00 | 237.81 | 233.24
2019-04-14 10:30 | 237.08 | 232.61
2019-04-14 11:00 | 237.46 | 232.82
2019-04-14 11:30 | 235.87 | 231.46
2019-04-14 12:00 | 231.89 | 227.5
2019-04-14 12:30 | 228.6 | 224.37
2019-04-14 13:00 | 229.14 | 224.96
2019-04-14 13:30 | 228.44 | 224.21
2019-04-14 14:00 | 228.05 | 223.76
2019-04-14 14:30 | 228.12 | 223.47
2019-04-14 15:00 | 228.01 | 223.16
2019-04-14 15:30 | 238.07 | 233.84
2019-04-14 16:00 | 259.71 | 257.54
2019-04-14 16:30 | 258.73 | 256.6
2019-04-14 17:00 | 258.95 | 256.77
2019-04-14 17:30 | 261.25 | 258.9
2019-04-14 18:00 | 261.62 | 259.32
2019-04-14 18:30 | 262.7 | 260.57
2019-04-14 19:00 | 264.54 | 262.54
2019-04-14 19:30 | 264.19 | 262.24
2019-04-14 20:00 | 265.83 | 263.47
2019-04-14 20:30 | 265.77 | 263.38
2019-04-14 21:00 | 265.92 | 263.53
2019-04-14 21:30 | 266.28 | 263.91
2019-04-14 22:00 | 259.67 | 256.67
2019-04-14 22:30 | 229.06 | 225.14
2019-04-14 23:00 | 228.01 | 224
2019-04-14 23:30 | 228.65 | 224.74
2019-04-15 | 229.24 | 225.17
2019-04-15 00:30 | 230.82 | 225.79
2019-04-15 01:00 | 231.25 | 226.15
2019-04-15 01:30 | 229.96 | 224.44
2019-04-15 02:00 | 229.97 | 224.52
2019-04-15 02:30 | 228.81 | 223.41
2019-04-15 03:00 | 228.62 | 223.19
2019-04-15 03:30 | 229.94 | 224.39
2019-04-15 04:00 | 229.83 | 224.06
2019-04-15 04:30 | 229.05 | 223.33
2019-04-15 05:00 | 236.47 | 231.22
2019-04-15 05:30 | 267.53 | 264.29
2019-04-15 06:00 | 266.16 | 264.21
2019-04-15 06:30 | 266.09 | 264.22
2019-04-15 07:00 | 264.17 | 262.57
2019-04-15 07:30 | 265.71 | 264.01
2019-04-15 08:00 | 265.63 | 263.71
2019-04-15 08:30 | 264.37 | 262.11
2019-04-15 09:00 | 237.62 | 235.82
2019-04-15 09:30 | 245.81 | 244
2019-04-15 10:00 | 244.21 | 242.39
2019-04-15 10:30 | 244.16 | 242.29
2019-04-15 11:00 | 243.34 | 241.58
2019-04-15 11:30 | 242.21 | 240.45
2019-04-15 12:00 | 238.98 | 237.48
2019-04-15 12:30 | 236.4 | 235.12
2019-04-15 13:00 | 236.24 | 235.05
2019-04-15 13:30 | 238.8 | 237.39
2019-04-15 14:00 | 238.36 | 237.01
2019-04-15 14:30 | 237.79 | 236.52
2019-04-15 15:00 | 237.57 | 236.32
2019-04-15 15:30 | 239.62 | 238.19
2019-04-15 16:00 | 241.76 | 240.24
2019-04-15 16:30 | 242.28 | 240.56
2019-04-15 17:00 | 242.83 | 240.89
2019-04-15 17:30 | 242.27 | 240.32
2019-04-15 18:00 | 246.17 | 244.39
2019-04-15 18:30 | 255.2 | 253.72
2019-04-15 19:00 | 254.75 | 253.36
2019-04-15 19:30 | 254.92 | 253.48
2019-04-15 20:00 | 255.83 | 254.35
2019-04-15 20:30 | 254.06 | 252.62
2019-04-15 21:00 | 255.63 | 253.84
2019-04-15 21:30 | 256.79 | 254.84
2019-04-15 22:00 | 257.57 | 254.98
2019-04-15 22:30 | 257.11 | 254.76
2019-04-15 23:00 | 257.06 | 254.66
2019-04-15 23:30 | 248.65 | 246.01
2019-04-16 | 218.53 | 214.92
2019-04-16 00:30 | 217.17 | 213.9
2019-04-16 01:00 | 218.93 | 215.12
2019-04-16 01:30 | 218.12 | 214.32
2019-04-16 02:00 | 227.15 | 223.75
2019-04-16 02:30 | 226.66 | 223.24
2019-04-16 03:00 | 226.67 | 223.26
2019-04-16 03:30 | 228.44 | 224.8
2019-04-16 04:00 | 227.31 | 223.8
2019-04-16 04:30 | 231.45 | 228.25
2019-04-16 05:00 | 231.43 | 228.34
2019-04-16 05:30 | 231.65 | 228.43
2019-04-16 06:00 | 231.48 | 228.13
2019-04-16 06:30 | 231.55 | 228.34
2019-04-16 07:00 | 231.55 | 228.01
2019-04-16 07:30 | 230.28 | 227.19
2019-04-16 08:00 | 227.57 | 225.26
2019-04-16 08:30 | 227.98 | 225.73
2019-04-16 09:00 | 229.08 | 226.67
2019-04-16 09:30 | 228.52 | 226.17
2019-04-16 10:00 | 219.46 | 216.68
2019-04-16 10:30 | 213.8 | 211.05
2019-04-16 11:00 | 212.75 | 210.07
2019-04-16 11:30 | 212.56 | 210.12
2019-04-16 12:00 | 212.85 | 210.23
2019-04-16 12:30 | 212.45 | 209.88
2019-04-16 13:00 | 212.5 | 209.94
2019-04-16 13:30 | 212.53 | 209.87
2019-04-16 14:00 | 212.26 | 209.48
2019-04-16 14:30 | 211.6 | 209.58
2019-04-16 15:00 | 212.15 | 210.29
2019-04-16 15:30 | 212.33 | 210.58
2019-04-16 16:00 | 212.15 | 210.28
2019-04-16 16:30 | 212.44 | 210.38
2019-04-16 17:00 | 215.41 | 213.09
2019-04-16 17:30 | 228.01 | 226.04
2019-04-16 18:00 | 243.02 | 241.37
2019-04-16 18:30 | 251.64 | 250.1
2019-04-16 19:00 | 253.89 | 252.35
2019-04-16 19:30 | 254.79 | 253.3
2019-04-16 20:00 | 255.46 | 253.93
2019-04-16 20:30 | 256.05 | 254.57
2019-04-16 21:00 | 255.12 | 253.89
2019-04-16 21:30 | 236.97 | 235.5
2019-04-16 22:00 | 215.16 | 213.17
2019-04-16 22:30 | 217.8 | 215.12
2019-04-16 23:00 | 215.8 | 213.17
2019-04-16 23:30 | 213.33 | 210.36
2019-04-17 | 214.25 | 210.13
2019-04-17 00:30 | 212.23 | 209.02
2019-04-17 01:00 | 211 | 208.63
2019-04-17 01:30 | 212.01 | 209.71
2019-04-17 02:00 | 212.33 | 209.85
2019-04-17 02:30 | 222.08 | 219.44
2019-04-17 03:00 | 222 | 219.38
2019-04-17 03:30 | 222.36 | 219.7
2019-04-17 04:00 | 222.36 | 219.77
2019-04-17 04:30 | 222.75 | 220.03
2019-04-17 05:00 | 222.65 | 219.89
2019-04-17 05:30 | 222.97 | 220.19
2019-04-17 06:00 | 221.78 | 219.97
2019-04-17 06:30 | 221.01 | 219.6
2019-04-17 07:00 | 228.3 | 227.34
2019-04-17 07:30 | 234.99 | 233.75
2019-04-17 08:00 | 235.68 | 234.34
2019-04-17 08:30 | 237.32 | 235.87
2019-04-17 09:00 | 234.42 | 232.98
2019-04-17 09:30 | 221.63 | 220.38
2019-04-17 10:00 | 222.84 | 221.61
2019-04-17 10:30 | 220.43 | 219.26
2019-04-17 11:00 | 220.54 | 219.29
2019-04-17 11:30 | 220.17 | 218.95
2019-04-17 12:00 | 221.47 | 220.25
2019-04-17 12:30 | 222.57 | 221.19
2019-04-17 13:00 | 223.67 | 222.24
2019-04-17 13:30 | 223.91 | 222.5
2019-04-17 14:00 | 225.86 | 224.38
2019-04-17 14:30 | 227.78 | 226.45
2019-04-17 15:00 | 227.46 | 226.17
2019-04-17 15:30 | 227.42 | 226.24
2019-04-17 16:00 | 225.64 | 224.35
2019-04-17 16:30 | 222.25 | 221.12
2019-04-17 17:00 | 222.89 | 221.8
2019-04-17 17:30 | 223.64 | 222.51
2019-04-17 18:00 | 224.38 | 223.1
2019-04-17 18:30 | 216.38 | 215.06
2019-04-17 19:00 | 214.86 | 213.6
2019-04-17 19:30 | 214.98 | 213.74
2019-04-17 20:00 | 214.87 | 213.57
2019-04-17 20:30 | 215.08 | 213.82
2019-04-17 21:00 | 214.87 | 213.6
2019-04-17 21:30 | 214.28 | 213.13
2019-04-17 22:00 | 215.65 | 214.44
2019-04-17 22:30 | 215.66 | 214.32
2019-04-17 23:00 | 217.08 | 215.6
2019-04-17 23:30 | 219.57 | 217.34
2019-04-18 | 218.89 | 216.78
2019-04-18 00:30 | 218.22 | 216.51
2019-04-18 01:00 | 218.09 | 215.69
2019-04-18 01:30 | 219.32 | 216.3
2019-04-18 02:00 | 218.68 | 215.76
2019-04-18 02:30 | 219.16 | 216.2
2019-04-18 03:00 | 222.54 | 219.3
2019-04-18 03:30 | 225.36 | 221.84
2019-04-18 04:00 | 224.92 | 221.53
2019-04-18 04:30 | 227.11 | 223.57
2019-04-18 05:00 | 226.6 | 223.05
2019-04-18 05:30 | 228.5 | 224.52
2019-04-18 06:00 | 227.17 | 223.81
2019-04-18 06:30 | 226.97 | 224.11
2019-04-18 07:00 | 233.6 | 230.71
2019-04-18 07:30 | 242.95 | 240.34
2019-04-18 08:00 | 246.8 | 244.35
2019-04-18 08:30 | 247.07 | 244.58
2019-04-18 09:00 | 247.18 | 244.62
2019-04-18 09:30 | 247.99 | 245.42
2019-04-18 10:00 | 246.22 | 243.98
2019-04-18 10:30 | 245.53 | 243.23
2019-04-18 11:00 | 246.91 | 244.47
2019-04-18 11:30 | 244.53 | 242.54
2019-04-18 12:00 | 243.49 | 241.65
2019-04-18 12:30 | 243.59 | 241.74
2019-04-18 13:00 | 244.21 | 242.23
2019-04-18 13:30 | 243.78 | 241.94
2019-04-18 14:00 | 244.21 | 242.19
2019-04-18 14:30 | 244.45 | 242.28
2019-04-18 15:00 | 246.17 | 243.39
2019-04-18 15:30 | 246.94 | 245.12
2019-04-18 16:00 | 256.62 | 255
2019-04-18 16:30 | 257.88 | 255.98
2019-04-18 17:00 | 258.47 | 256.44
2019-04-18 17:30 | 262.83 | 260.96
2019-04-18 18:00 | 262.9 | 261.04
2019-04-18 18:30 | 261.54 | 259.81
2019-04-18 19:00 | 261.88 | 260.14
2019-04-18 19:30 | 262.18 | 260.49
2019-04-18 20:00 | 260.01 | 258.41
2019-04-18 20:30 | 244.16 | 242.1
2019-04-18 21:00 | 243.1 | 240.99
2019-04-18 21:30 | 241.08 | 239.3
2019-04-18 22:00 | 240.92 | 238.92
2019-04-18 22:30 | 243.11 | 239.81
2019-04-18 23:00 | 242.41 | 238.66
2019-04-18 23:30 | 242.95 | 239.08
2019-04-19 | 244.1 | 240.13
2019-04-19 00:30 | 245.83 | 241.62
2019-04-19 01:00 | 244.32 | 240.37
2019-04-19 01:30 | 242.95 | 239.12
2019-04-19 02:00 | 244.08 | 240.11
2019-04-19 02:30 | 244.46 | 240.39
2019-04-19 03:00 | 242.08 | 238.34
2019-04-19 03:30 | 244.67 | 240.68
2019-04-19 04:00 | 245.71 | 241.56
2019-04-19 04:30 | 245.97 | 241.84
2019-04-19 05:00 | 245.27 | 241.38
2019-04-19 05:30 | 235.2 | 231.78
2019-04-19 06:00 | 235.3 | 231.67
2019-04-19 06:30 | 233.21 | 229.45
2019-04-19 07:00 | 233.74 | 229.79
2019-04-19 07:30 | 233.94 | 230.16
2019-04-19 08:00 | 235.25 | 231.52
2019-04-19 08:30 | 234.97 | 231.18
2019-04-19 09:00 | 233.73 | 230.35
2019-04-19 09:30 | 232.99 | 230.33
2019-04-19 10:00 | 234.82 | 231.81
2019-04-19 10:30 | 233.76 | 231.02
2019-04-19 11:00 | 232.28 | 229.74
2019-04-19 11:30 | 235.44 | 232.22
2019-04-19 12:00 | 229.66 | 226.11
2019-04-19 12:30 | 228.43 | 224.83
2019-04-19 13:00 | 228.13 | 224.7
2019-04-19 13:30 | 226.07 | 222.79
2019-04-19 14:00 | 227.08 | 223.57
2019-04-19 14:30 | 226.77 | 223.32
2019-04-19 15:00 | 224.77 | 221.7
2019-04-19 15:30 | 235.35 | 232.43
2019-04-19 16:00 | 250.74 | 248.45
2019-04-19 16:30 | 243.18 | 240.61
2019-04-19 17:00 | 241.27 | 238.62
2019-04-19 17:30 | 219.11 | 215.71
2019-04-19 18:00 | 212.54 | 209.03
2019-04-19 18:30 | 205.74 | 202.24
2019-04-19 19:00 | 202.95 | 199.69
2019-04-19 19:30 | 220.72 | 217.84
2019-04-19 20:00 | 223.29 | 220.75
2019-04-19 20:30 | 222.78 | 220.32
2019-04-19 21:00 | 222.98 | 220.57
2019-04-19 21:30 | 224.96 | 222.26
2019-04-19 22:00 | 223.35 | 220.77
2019-04-19 22:30 | 223.52 | 221.05
2019-04-19 23:00 | 224.29 | 221.74
2019-04-19 23:30 | 228.97 | 225.97
2019-04-20 | 229.44 | 226.13
2019-04-20 00:30 | 228.67 | 224.49
2019-04-20 01:00 | 229.78 | 225.35
2019-04-20 01:30 | 230.03 | 225.59
2019-04-20 02:00 | 230.14 | 225.73
2019-04-20 02:30 | 229.86 | 225.61
2019-04-20 03:00 | 230.54 | 226.58
2019-04-20 03:30 | 228.76 | 225.11
2019-04-20 04:00 | 228.17 | 224.51
2019-04-20 04:30 | 228.07 | 224.49
2019-04-20 05:00 | 229.83 | 226.03
2019-04-20 05:30 | 229.74 | 225.76
2019-04-20 06:00 | 229.88 | 225.57
2019-04-20 06:30 | 228.9 | 224.71
2019-04-20 07:00 | 228.53 | 224.18
2019-04-20 07:30 | 226.49 | 223.25
2019-04-20 08:00 | 227.01 | 223.93
2019-04-20 08:30 | 227.23 | 223.92
2019-04-20 09:00 | 222.49 | 219.01
2019-04-20 09:30 | 213.78 | 209.87
2019-04-20 10:00 | 213.2 | 209.44
2019-04-20 10:30 | 212.83 | 209.05
2019-04-20 11:00 | 214.24 | 210.3
2019-04-20 11:30 | 214.08 | 210.19
2019-04-20 12:00 | 212.39 | 208.69
2019-04-20 12:30 | 214.45 | 210.51
2019-04-20 13:00 | 215.03 | 211.41
2019-04-20 13:30 | 214.95 | 211.19
2019-04-20 14:00 | 215.79 | 211.79
2019-04-20 14:30 | 215.78 | 211.9
2019-04-20 15:00 | 214.63 | 210.77
2019-04-20 15:30 | 215.4 | 211.23
2019-04-20 16:00 | 215.91 | 211.84
2019-04-20 16:30 | 215.98 | 211.78
2019-04-20 17:00 | 229.25 | 225.27
2019-04-20 17:30 | 229.48 | 226.01
2019-04-20 18:00 | 228.86 | 225.4
2019-04-20 18:30 | 230.73 | 227.34
2019-04-20 19:00 | 249.77 | 247.12
2019-04-20 19:30 | 251.7 | 249.12
2019-04-20 20:00 | 251.5 | 249.05
2019-04-20 20:30 | 251.77 | 249.34
2019-04-20 21:00 | 251.83 | 249.52
2019-04-20 21:30 | 251.41 | 249.17
2019-04-20 22:00 | 252.1 | 249.76
2019-04-20 22:30 | 251.59 | 249.32
2019-04-20 23:00 | 248.65 | 246.58
2019-04-20 23:30 | 244.21 | 241.03
2019-04-21 | 232.37 | 229.02
2019-04-21 00:30 | 234.7 | 231.22
2019-04-21 01:00 | 239.56 | 235.55
2019-04-21 01:30 | 240.26 | 236.28
2019-04-21 02:00 | 238.46 | 234.11
2019-04-21 02:30 | 238.59 | 233.72
2019-04-21 03:00 | 239.36 | 234.28
2019-04-21 03:30 | 240.39 | 235.19
2019-04-21 04:00 | 241.49 | 235.87
2019-04-21 04:30 | 241.43 | 235.93
2019-04-21 05:00 | 241.65 | 236.06
2019-04-21 05:30 | 240.78 | 235.88
2019-04-21 06:00 | 241.45 | 236.67
2019-04-21 06:30 | 238.7 | 234.05
2019-04-21 07:00 | 230.63 | 225.65
2019-04-21 07:30 | 232.22 | 226.8
2019-04-21 08:00 | 231.59 | 227.11
2019-04-21 08:30 | 230.56 | 226.44
2019-04-21 09:00 | 230.46 | 226.23
2019-04-21 09:30 | 229.4 | 225.16
2019-04-21 10:00 | 230.7 | 226.3
2019-04-21 10:30 | 229.29 | 225.09
2019-04-21 11:00 | 229.97 | 225.77
2019-04-21 11:30 | 234.68 | 230.07
2019-04-21 12:00 | 237.68 | 232.71
2019-04-21 12:30 | 237.71 | 232
2019-04-21 13:00 | 238.23 | 232.27
2019-04-21 13:30 | 238.48 | 232.25
2019-04-21 14:00 | 238.26 | 232.1
2019-04-21 14:30 | 238.89 | 232.69
2019-04-21 15:00 | 238.7 | 232.84
2019-04-21 15:30 | 239.83 | 233.3
2019-04-21 16:00 | 240.01 | 233.92
2019-04-21 16:30 | 249.04 | 243.48
2019-04-21 17:00 | 248.37 | 242.79
2019-04-21 17:30 | 243.1 | 238.41
2019-04-21 18:00 | 247.07 | 241.67
2019-04-21 18:30 | 248.53 | 242.96
2019-04-21 19:00 | 254.36 | 248.91
2019-04-21 19:30 | 255.46 | 250.04
2019-04-21 20:00 | 253.57 | 248.47
2019-04-21 20:30 | 253.04 | 247.95
2019-04-21 21:00 | 252.98 | 248.19
2019-04-21 21:30 | 253.18 | 248.47
2019-04-21 22:00 | 253.88 | 249.08
2019-04-21 22:30 | 252.9 | 248.3
2019-04-21 23:00 | 252.12 | 247.67
2019-04-21 23:30 | 252.76 | 248.25
2019-04-22 | 252.92 | 248.06
2019-04-22 00:30 | 252.42 | 247.31
2019-04-22 01:00 | 252.4 | 247.26
2019-04-22 01:30 | 252.17 | 246.92
2019-04-22 02:00 | 252.65 | 247.34
2019-04-22 02:30 | 253.11 | 247.4
2019-04-22 03:00 | 252.59 | 246.98
2019-04-22 03:30 | 253.21 | 247.5
2019-04-22 04:00 | 252.29 | 246.69
2019-04-22 04:30 | 250.86 | 245.24
2019-04-22 05:00 | 249.5 | 243.99
2019-04-22 05:30 | 252.7 | 246.86
2019-04-22 06:00 | 252.09 | 246.52
2019-04-22 06:30 | 250.48 | 245.06
2019-04-22 07:00 | 244.02 | 239.34
2019-04-22 07:30 | 242.61 | 237.82
2019-04-22 08:00 | 246.72 | 241.35
2019-04-22 08:30 | 249.29 | 243.77
2019-04-22 09:00 | 247.02 | 242.03
2019-04-22 09:30 | 243.88 | 240.35
2019-04-22 10:00 | 244.14 | 241.07
2019-04-22 10:30 | 245.29 | 241.7
2019-04-22 11:00 | 245.53 | 241.63
2019-04-22 11:30 | 244.55 | 240.71
2019-04-22 12:00 | 243.28 | 239.62
2019-04-22 12:30 | 236.76 | 232.99
2019-04-22 13:00 | 245.14 | 241.72
2019-04-22 13:30 | 242.12 | 238.43
2019-04-22 14:00 | 237.4 | 233.33
2019-04-22 14:30 | 235.39 | 232.09
2019-04-22 15:00 | 245.81 | 243.26
2019-04-22 15:30 | 267.33 | 265.17
2019-04-22 16:00 | 269.84 | 267.56
2019-04-22 16:30 | 270.42 | 268.05
2019-04-22 17:00 | 272.69 | 269.89
2019-04-22 17:30 | 270.71 | 268.23
2019-04-22 18:00 | 270.1 | 267.32
2019-04-22 18:30 | 269.98 | 267.28
2019-04-22 19:00 | 271.79 | 268.92
2019-04-22 19:30 | 260.7 | 257.64
2019-04-22 20:00 | 237.41 | 233.34
2019-04-22 20:30 | 235.5 | 231.63
2019-04-22 21:00 | 234.8 | 231.1
2019-04-22 21:30 | 235.52 | 231.8
2019-04-22 22:00 | 235.13 | 231.61
2019-04-22 22:30 | 235.39 | 231.74
2019-04-22 23:00 | 235.21 | 231.66
2019-04-22 23:30 | 234.79 | 231.12
2019-04-23 | 235.21 | 230.92
2019-04-23 00:30 | 236.09 | 231.78
2019-04-23 01:00 | 234.45 | 230.43
2019-04-23 01:30 | 234.65 | 230.63
2019-04-23 02:00 | 236.13 | 232.06
2019-04-23 02:30 | 238.36 | 234.12
2019-04-23 03:00 | 237.55 | 233.31
2019-04-23 03:30 | 238.67 | 234.27
2019-04-23 04:00 | 238.66 | 234.24
2019-04-23 04:30 | 238.5 | 234.04
2019-04-23 05:00 | 237.48 | 233.18
2019-04-23 05:30 | 237.21 | 232.79
2019-04-23 06:00 | 238.14 | 233.48
2019-04-23 06:30 | 234.51 | 230.27
2019-04-23 07:00 | 234.52 | 230.36
2019-04-23 07:30 | 236.97 | 232.39
2019-04-23 08:00 | 235.51 | 232.47
2019-04-23 08:30 | 238.5 | 235.86
2019-04-23 09:00 | 266.12 | 264.48
2019-04-23 09:30 | 266.99 | 265.23
2019-04-23 10:00 | 266.95 | 265.28
2019-04-23 10:30 | 267.26 | 265.6
2019-04-23 11:00 | 266.88 | 265.32
2019-04-23 11:30 | 268.22 | 266.48
2019-04-23 12:00 | 270.45 | 268.56
2019-04-23 12:30 | 272.49 | 270.48
2019-04-23 13:00 | 273.07 | 271.04
2019-04-23 13:30 | 272.9 | 270.94
2019-04-23 14:00 | 272.42 | 270.43
2019-04-23 14:30 | 268.73 | 267.06
2019-04-23 15:00 | 269.81 | 268.12
2019-04-23 15:30 | 270.09 | 268.3
2019-04-23 16:00 | 266.52 | 264.73
2019-04-23 16:30 | 270.18 | 267.97
2019-04-23 17:00 | 270.65 | 268.59
2019-04-23 17:30 | 270.87 | 269.32
2019-04-23 18:00 | 271.59 | 270.06
2019-04-23 18:30 | 269.13 | 267.1
2019-04-23 19:00 | 271.73 | 268.29
2019-04-23 19:30 | 249.27 | 244.6
2019-04-23 20:00 | 237.8 | 232.29
2019-04-23 20:30 | 240.68 | 235.21
2019-04-23 21:00 | 238.28 | 233.1
2019-04-23 21:30 | 236.45 | 231.77
2019-04-23 22:00 | 238.56 | 233.17
2019-04-23 22:30 | 239.02 | 234.45
2019-04-23 23:00 | 239.05 | 235.26
2019-04-23 23:30 | 237.94 | 234.43
2019-04-24 | 229.69 | 227.11
2019-04-24 00:30 | 227.9 | 224.59
2019-04-24 01:00 | 233.99 | 229.84
2019-04-24 01:30 | 238.59 | 233.97
2019-04-24 02:00 | 238.18 | 233.54
2019-04-24 02:30 | 238.42 | 233.68
2019-04-24 03:00 | 238.59 | 233.84
2019-04-24 03:30 | 239.9 | 235.08
2019-04-24 04:00 | 240.71 | 235.75
2019-04-24 04:30 | 240.43 | 235.44
2019-04-24 05:00 | 246.11 | 241.73
2019-04-24 05:30 | 277.43 | 273.8
2019-04-24 06:00 | 280.53 | 276.55
2019-04-24 06:30 | 279.51 | 275.71
2019-04-24 07:00 | 279.64 | 275.82
2019-04-24 07:30 | 280.02 | 276.63
2019-04-24 08:00 | 278.65 | 275.31
2019-04-24 08:30 | 277.56 | 273.97
2019-04-24 09:00 | 259.48 | 255.28
2019-04-24 09:30 | 259.56 | 255.34
2019-04-24 10:00 | 260.51 | 256.19
2019-04-24 10:30 | 259.05 | 255.2
2019-04-24 11:00 | 258.57 | 254.91
2019-04-24 11:30 | 256.5 | 252.81
2019-04-24 12:00 | 251.14 | 247.43
2019-04-24 12:30 | 253.56 | 249.64
2019-04-24 13:00 | 252.47 | 248.75
2019-04-24 13:30 | 251.82 | 247.97
2019-04-24 14:00 | 251.34 | 247.65
2019-04-24 14:30 | 249.43 | 245.92
2019-04-24 15:00 | 249.8 | 246.24
2019-04-24 15:30 | 249.82 | 246.09
2019-04-24 16:00 | 251.38 | 247.39
2019-04-24 16:30 | 252.25 | 247.77
2019-04-24 17:00 | 251.58 | 247.03
2019-04-24 17:30 | 252.03 | 247.31
2019-04-24 18:00 | 252.52 | 248.27
2019-04-24 18:30 | 252.16 | 248.01
2019-04-24 19:00 | 250.46 | 246.58
2019-04-24 19:30 | 249.66 | 245.96
2019-04-24 20:00 | 250.21 | 246.48
2019-04-24 20:30 | 250.91 | 247.36
2019-04-24 21:00 | 250.01 | 246.79
2019-04-24 21:30 | 249.97 | 246.33
2019-04-24 22:00 | 250.07 | 246.14
2019-04-24 22:30 | 244.57 | 241.47
2019-04-24 23:00 | 243.35 | 240.7
2019-04-24 23:30 | 243.56 | 240.96
2019-04-25 | 245.42 | 242.69
2019-04-25 00:30 | 251.44 | 247.8
2019-04-25 01:00 | 251.03 | 247.32
2019-04-25 01:30 | 251.73 | 247.89
2019-04-25 02:00 | 252.3 | 248.35
2019-04-25 02:30 | 251.57 | 247.72
2019-04-25 03:00 | 251.56 | 247.66
2019-04-25 03:30 | 251.19 | 247.25
2019-04-25 04:00 | 252.99 | 248.75
2019-04-25 04:30 | 253.05 | 248.93
2019-04-25 05:00 | 256.08 | 251.93
2019-04-25 05:30 | 276.81 | 273.47
2019-04-25 06:00 | 276.36 | 272.88
2019-04-25 06:30 | 274.24 | 271.03
2019-04-25 07:00 | 274.03 | 270.83
2019-04-25 07:30 | 275.52 | 272.01
2019-04-25 08:00 | 275.91 | 272.33
2019-04-25 08:30 | 275.47 | 272.06
2019-04-25 09:00 | 274.1 | 270.85
2019-04-25 09:30 | 271.81 | 268.47
2019-04-25 10:00 | 267.01 | 263.58
2019-04-25 10:30 | 262.06 | 258.72
2019-04-25 11:00 | 262.49 | 258.98
2019-04-25 11:30 | 266.07 | 262.27
2019-04-25 12:00 | 256.39 | 252.5
2019-04-25 12:30 | 250.86 | 247.09
2019-04-25 13:00 | 250.92 | 247.17
2019-04-25 13:30 | 248.63 | 245.16
2019-04-25 14:00 | 240.1 | 237.21
2019-04-25 14:30 | 233.86 | 231.27
2019-04-25 15:00 | 232 | 229.58
2019-04-25 15:30 | 233.52 | 230.93
2019-04-25 16:00 | 232.34 | 229.8
2019-04-25 16:30 | 231.94 | 229.71
2019-04-25 17:00 | 232.7 | 230.81
2019-04-25 17:30 | 232.34 | 230.4
2019-04-25 18:00 | 242.37 | 240.56
2019-04-25 18:30 | 253.49 | 252
2019-04-25 19:00 | 237.43 | 235.64
2019-04-25 19:30 | 209.27 | 206.93
2019-04-25 20:00 | 205.99 | 203.89
2019-04-25 20:30 | 213.69 | 211.81
2019-04-25 21:00 | 225.44 | 223.54
2019-04-25 21:30 | 227.45 | 225.62
2019-04-25 22:00 | 227.72 | 225.64
2019-04-25 22:30 | 228.78 | 225.74
2019-04-25 23:00 | 228.44 | 225.49
2019-04-25 23:30 | 224.87 | 222.23
2019-04-26 | 225.04 | 222.59
2019-04-26 00:30 | 225.67 | 223.21
2019-04-26 01:00 | 230.65 | 228.11
2019-04-26 01:30 | 231.19 | 228.62
2019-04-26 02:00 | 237.83 | 235.39
2019-04-26 02:30 | 259.05 | 256.99
2019-04-26 03:00 | 261.94 | 260
2019-04-26 03:30 | 263.14 | 261.13
2019-04-26 04:00 | 266.48 | 264.22
2019-04-26 04:30 | 268.3 | 265.9
2019-04-26 05:00 | 269.23 | 266.66
2019-04-26 05:30 | 269.89 | 267.12
2019-04-26 06:00 | 270.34 | 267.4
2019-04-26 06:30 | 269.13 | 266.29
2019-04-26 07:00 | 270.05 | 267.35
2019-04-26 07:30 | 270.11 | 267.53
2019-04-26 08:00 | 269.54 | 266.81
2019-04-26 08:30 | 269.99 | 267.15
2019-04-26 09:00 | 270.91 | 267.73
2019-04-26 09:30 | 271.02 | 268.09
2019-04-26 10:00 | 271.33 | 268.64
2019-04-26 10:30 | 270.89 | 268.51
2019-04-26 11:00 | 269.6 | 267.42
2019-04-26 11:30 | 269.86 | 267.63
2019-04-26 12:00 | 269.99 | 267.67
2019-04-26 12:30 | 269.81 | 267.54
2019-04-26 13:00 | 267.18 | 264.88
2019-04-26 13:30 | 260.53 | 257.95
2019-04-26 14:00 | 267.74 | 264.26
2019-04-26 14:30 | 268.27 | 264.75
2019-04-26 15:00 | 268.45 | 264.86
2019-04-26 15:30 | 254.39 | 250.39
2019-04-26 16:00 | 253.24 | 248.54
2019-04-26 16:30 | 254.59 | 249.4
2019-04-26 17:00 | 270.81 | 265.89
2019-04-26 17:30 | 284.27 | 279.77
2019-04-26 18:00 | 284.84 | 280.24
2019-04-26 18:30 | 283.29 | 278.99
2019-04-26 19:00 | 284.39 | 280.15
2019-04-26 19:30 | 265.19 | 260.48
2019-04-26 20:00 | 265 | 260.4
2019-04-26 20:30 | 263.98 | 259.74
2019-04-26 21:00 | 262.21 | 258.35
2019-04-26 21:30 | 261.33 | 257.56
2019-04-26 22:00 | 256.91 | 253.05
2019-04-26 22:30 | 256.07 | 252.37
2019-04-26 23:00 | 255.38 | 251.3
2019-04-26 23:30 | 257.45 | 252.84
2019-04-27 | 261.55 | 257.1
2019-04-27 00:30 | 278.36 | 273.94
2019-04-27 01:00 | 283.91 | 279.4
2019-04-27 01:30 | 283.72 | 279.28
2019-04-27 02:00 | 284.19 | 279.79
2019-04-27 02:30 | 283.84 | 279.43
2019-04-27 03:00 | 281.7 | 277.4
2019-04-27 03:30 | 280.2 | 276.57
2019-04-27 04:00 | 279.64 | 276.51
2019-04-27 04:30 | 279.93 | 276.72
2019-04-27 05:00 | 281.11 | 277.78
2019-04-27 05:30 | 280.45 | 277.16
2019-04-27 06:00 | 281.08 | 277.73
2019-04-27 06:30 | 280.69 | 277.39
2019-04-27 07:00 | 280.5 | 277.96
2019-04-27 07:30 | 280.18 | 277.96
2019-04-27 08:00 | 278.87 | 276.69
2019-04-27 08:30 | 277.47 | 275.32
2019-04-27 09:00 | 277.08 | 274.81
2019-04-27 09:30 | 277.31 | 274.8
2019-04-27 10:00 | 276.55 | 274.16
2019-04-27 10:30 | 274.73 | 272.48
2019-04-27 11:00 | 273.4 | 271.28
2019-04-27 11:30 | 273.2 | 271
2019-04-27 12:00 | 272.58 | 270.29
2019-04-27 12:30 | 272.57 | 270.13
2019-04-27 13:00 | 270.95 | 268.77
2019-04-27 13:30 | 270.29 | 268.07
2019-04-27 14:00 | 269.22 | 267.08
2019-04-27 14:30 | 269.52 | 267.49
2019-04-27 15:00 | 270.09 | 268.05
2019-04-27 15:30 | 271.71 | 269.57
2019-04-27 16:00 | 273.21 | 271.05
2019-04-27 16:30 | 274.14 | 271.78
2019-04-27 17:00 | 274.57 | 271.99
2019-04-27 17:30 | 274.35 | 271.89
2019-04-27 18:00 | 275.04 | 272.52
2019-04-27 18:30 | 275.62 | 273.18
2019-04-27 19:00 | 275.5 | 273.21
2019-04-27 19:30 | 276.61 | 274.45
2019-04-27 20:00 | 279.59 | 277.4
2019-04-27 20:30 | 279.57 | 277.46
2019-04-27 21:00 | 279.91 | 277.85
2019-04-27 21:30 | 279.26 | 277.08
2019-04-27 22:00 | 277.39 | 275.33
2019-04-27 22:30 | 277.88 | 275.8
2019-04-27 23:00 | 277.83 | 275.74
2019-04-27 23:30 | 277.87 | 275.69
2019-04-28 | 278.83 | 275.99
2019-04-28 00:30 | 280.66 | 277.77
2019-04-28 01:00 | 283.32 | 280.16
2019-04-28 01:30 | 284.47 | 280.58
2019-04-28 02:00 | 283.28 | 279.54
2019-04-28 02:30 | 282.93 | 279.25
2019-04-28 03:00 | 282.63 | 279.01
2019-04-28 03:30 | 282.63 | 279.13
2019-04-28 04:00 | 282.89 | 279.41
2019-04-28 04:30 | 283.49 | 279.96
2019-04-28 05:00 | 284.02 | 280.45
2019-04-28 05:30 | 284.62 | 281.08
2019-04-28 06:00 | 285.3 | 281.65
2019-04-28 06:30 | 283.4 | 279.85
2019-04-28 07:00 | 284.15 | 280.69
2019-04-28 07:30 | 285 | 281.5
2019-04-28 08:00 | 283.78 | 280.62
2019-04-28 08:30 | 281.1 | 278.21
2019-04-28 09:00 | 278.56 | 275.35
2019-04-28 09:30 | 269.29 | 265.98
2019-04-28 10:00 | 269.72 | 266.37
2019-04-28 10:30 | 269.89 | 266.42
2019-04-28 11:00 | 263.65 | 259.97
2019-04-28 11:30 | 250.71 | 246.39
2019-04-28 12:00 | 247.3 | 242.73
2019-04-28 12:30 | 247.13 | 242.5
2019-04-28 13:00 | 237.2 | 232.3
2019-04-28 13:30 | 236.94 | 232.09
2019-04-28 14:00 | 236.63 | 231.63
2019-04-28 14:30 | 236.87 | 231.95
2019-04-28 15:00 | 237.74 | 232.79
2019-04-28 15:30 | 237.79 | 233.01
2019-04-28 16:00 | 238.53 | 233.94
2019-04-28 16:30 | 276.08 | 272.6
2019-04-28 17:00 | 284.88 | 281.16
2019-04-28 17:30 | 284.94 | 281.34
2019-04-28 18:00 | 286.91 | 283.48
2019-04-28 18:30 | 286.12 | 282.96
2019-04-28 19:00 | 286.94 | 283.93
2019-04-28 19:30 | 287.49 | 284.49
2019-04-28 20:00 | 290.41 | 287.22
2019-04-28 20:30 | 261.56 | 258.76
2019-04-28 21:00 | 260.2 | 256.47
2019-04-28 21:30 | 258.43 | 254.89
2019-04-28 22:00 | 258.34 | 255.13
2019-04-28 22:30 | 258.1 | 254.93
2019-04-28 23:00 | 258.35 | 255.19
2019-04-28 23:30 | 257.66 | 254.42
2019-04-29 | 257.99 | 254.26
2019-04-29 00:30 | 266.88 | 263.06
2019-04-29 01:00 | 269.38 | 265.27
2019-04-29 01:30 | 269.13 | 264.92
2019-04-29 02:00 | 270.07 | 265.98
2019-04-29 02:30 | 272.69 | 268.75
2019-04-29 03:00 | 272.79 | 268.84
2019-04-29 03:30 | 271.64 | 267.73
2019-04-29 04:00 | 275.54 | 271.5
2019-04-29 04:30 | 274.86 | 271.18
2019-04-29 05:00 | 278.51 | 274.4
2019-04-29 05:30 | 289.13 | 285.8
2019-04-29 06:00 | 289.71 | 286.52
2019-04-29 06:30 | 289.14 | 286.2
2019-04-29 07:00 | 288.46 | 285.49
2019-04-29 07:30 | 263 | 259.51
2019-04-29 08:00 | 244.34 | 240.42
2019-04-29 08:30 | 245.57 | 241.22
2019-04-29 09:00 | 238.69 | 234.01
2019-04-29 09:30 | 235.97 | 231.52
2019-04-29 10:00 | 235.28 | 231.54
2019-04-29 10:30 | 234.38 | 230.83
2019-04-29 11:00 | 235.19 | 231.46
2019-04-29 11:30 | 235.96 | 232.22
2019-04-29 12:00 | 235.79 | 232.07
2019-04-29 12:30 | 234.53 | 231.01
2019-04-29 13:00 | 234 | 230.64
2019-04-29 13:30 | 234.63 | 231.11
2019-04-29 14:00 | 235.01 | 231.55
2019-04-29 14:30 | 234.61 | 231.2
2019-04-29 15:00 | 236.01 | 232.24
2019-04-29 15:30 | 240.44 | 236.26
2019-04-29 16:00 | 238.07 | 234.08
2019-04-29 16:30 | 236.74 | 232.63
2019-04-29 17:00 | 236.76 | 232.76
2019-04-29 17:30 | 239.18 | 235.36
2019-04-29 18:00 | 240.55 | 236.65
2019-04-29 18:30 | 239.05 | 235.48
2019-04-29 19:00 | 238.58 | 235.12
2019-04-29 19:30 | 238.12 | 234.77
2019-04-29 20:00 | 237.15 | 234
2019-04-29 20:30 | 235.99 | 232.99
2019-04-29 21:00 | 231.99 | 229.42
2019-04-29 21:30 | 235.79 | 232.55
2019-04-29 22:00 | 236.33 | 232.84
2019-04-29 22:30 | 235.96 | 231.82
2019-04-29 23:00 | 235.68 | 231.69
2019-04-29 23:30 | 236.23 | 232.3
2019-04-30 | 235.03 | 230.96
2019-04-30 00:30 | 230.54 | 226.58
2019-04-30 01:00 | 230.58 | 226.64
2019-04-30 01:30 | 229.02 | 225.3
2019-04-30 02:00 | 227.85 | 224.42
2019-04-30 02:30 | 229.02 | 225.46
2019-04-30 03:00 | 228.25 | 224.8
2019-04-30 03:30 | 226.25 | 223.01
2019-04-30 04:00 | 225.99 | 222.89
2019-04-30 04:30 | 225.15 | 222.1
2019-04-30 05:00 | 225.32 | 222.28
2019-04-30 05:30 | 225.54 | 222.42
2019-04-30 06:00 | 221.94 | 219.34
2019-04-30 06:30 | 215.49 | 213.68
2019-04-30 07:00 | 214.6 | 212.98
2019-04-30 07:30 | 227.86 | 226.72
2019-04-30 08:00 | 233.63 | 232.5
2019-04-30 08:30 | 218.68 | 217.43
2019-04-30 09:00 | 214.09 | 212.73
2019-04-30 09:30 | 220.29 | 218.31
2019-04-30 10:00 | 222.64 | 220.35
2019-04-30 10:30 | 221.02 | 218.99
2019-04-30 11:00 | 214.41 | 212.89
2019-04-30 11:30 | 217.76 | 215.98
2019-04-30 12:00 | 223.04 | 221.11
2019-04-30 12:30 | 224.76 | 222.84
2019-04-30 13:00 | 225.19 | 223.25
2019-04-30 13:30 | 225.17 | 223.24
2019-04-30 14:00 | 225.02 | 223.08
2019-04-30 14:30 | 223.55 | 221.69
2019-04-30 15:00 | 245.55 | 243.97
2019-04-30 15:30 | 260.7 | 259.33
2019-04-30 16:00 | 241.93 | 240.37
2019-04-30 16:30 | 236.87 | 235.11
2019-04-30 17:00 | 215.44 | 213.75
2019-04-30 17:30 | 212.18 | 209.65
2019-04-30 18:00 | 209.03 | 206.72
2019-04-30 18:30 | 208.62 | 206.24
2019-04-30 19:00 | 207.97 | 205.75
2019-04-30 19:30 | 208.02 | 205.91
2019-04-30 20:00 | 207.99 | 205.77
2019-04-30 20:30 | 209.46 | 207.05
2019-04-30 21:00 | 209.35 | 207.12
2019-04-30 21:30 | 209.4 | 207.19
2019-04-30 22:00 | 207.99 | 206.08
2019-04-30 22:30 | 211.92 | 208.8
2019-04-30 23:00 | 213.74 | 210.4
2019-04-30 23:30 | 213.89 | 210.2
2019-05-01 | 212.51 | 208.38
2019-05-01 00:30 | 212.31 | 208.47
2019-05-01 01:00 | 212.7 | 208.77
2019-05-01 01:30 | 211.9 | 208.01
2019-05-01 02:00 | 212.29 | 208.37
2019-05-01 02:30 | 212.08 | 208.15
2019-05-01 03:00 | 210.9 | 207.19
2019-05-01 03:30 | 210.59 | 206.9
2019-05-01 04:00 | 211.17 | 207.36
2019-05-01 04:30 | 212.67 | 208.5
2019-05-01 05:00 | 213.96 | 209.7
2019-05-01 05:30 | 221.13 | 216.9
2019-05-01 06:00 | 229.62 | 225.48
2019-05-01 06:30 | 262.01 | 259.47
2019-05-01 07:00 | 262.56 | 260.51
2019-05-01 07:30 | 267.3 | 264.77
2019-05-01 08:00 | 267.56 | 265.04
2019-05-01 08:30 | 245.57 | 242.39
2019-05-01 09:00 | 230.88 | 227.11
2019-05-01 09:30 | 231.42 | 227.65
2019-05-01 10:00 | 231.27 | 227.29
2019-05-01 10:30 | 224.03 | 220.22
2019-05-01 11:00 | 223.13 | 219.82
2019-05-01 11:30 | 222.8 | 219.67
2019-05-01 12:00 | 222.7 | 219.72
2019-05-01 12:30 | 221.75 | 218.83
2019-05-01 13:00 | 223.7 | 220.91
2019-05-01 13:30 | 224.79 | 221.97
2019-05-01 14:00 | 223.88 | 220.88
2019-05-01 14:30 | 224.38 | 221.24
2019-05-01 15:00 | 223.51 | 220.58
2019-05-01 15:30 | 224.4 | 221.21
2019-05-01 16:00 | 226.35 | 223.07
2019-05-01 16:30 | 225.91 | 222.74
2019-05-01 17:00 | 226.32 | 223.23
2019-05-01 17:30 | 229.33 | 226.18
2019-05-01 18:00 | 236.29 | 233.3
2019-05-01 18:30 | 234.93 | 232.19
2019-05-01 19:00 | 233.39 | 230.8
2019-05-01 19:30 | 232.33 | 229.74
2019-05-01 20:00 | 232.6 | 229.89
2019-05-01 20:30 | 232.21 | 229.61
2019-05-01 21:00 | 232.19 | 229.74
2019-05-01 21:30 | 232.4 | 229.42
2019-05-01 22:00 | 232.39 | 229.29
2019-05-01 22:30 | 231.21 | 228.37
2019-05-01 23:00 | 232.76 | 229.73
2019-05-01 23:30 | 233.67 | 230.63
2019-05-02 | 233.94 | 230.2
2019-05-02 00:30 | 233.15 | 229.14
2019-05-02 01:00 | 233.8 | 229.79
2019-05-02 01:30 | 233.98 | 229.87
2019-05-02 02:00 | 235.2 | 230.82
2019-05-02 02:30 | 236.35 | 231.88
2019-05-02 03:00 | 235.78 | 231.34
2019-05-02 03:30 | 234.43 | 230.09
2019-05-02 04:00 | 231.7 | 227.54
2019-05-02 04:30 | 229.96 | 226.08
2019-05-02 05:00 | 230.36 | 226.48
2019-05-02 05:30 | 231.97 | 227.99
2019-05-02 06:00 | 232.37 | 228.69
2019-05-02 06:30 | 227.86 | 224.39
2019-05-02 07:00 | 227.15 | 223.41
2019-05-02 07:30 | 262.05 | 259.39
2019-05-02 08:00 | 266.47 | 264.29
2019-05-02 08:30 | 265.89 | 263.39
2019-05-02 09:00 | 264.86 | 262.82
2019-05-02 09:30 | 262.55 | 261.26
2019-05-02 10:00 | 259.6 | 258.36
2019-05-02 10:30 | 225.39 | 223.46
2019-05-02 11:00 | 225.68 | 223.53
2019-05-02 11:30 | 224.85 | 222.84
2019-05-02 12:00 | 224.29 | 222.49
2019-05-02 12:30 | 224.62 | 222.68
2019-05-02 13:00 | 225.33 | 223.4
2019-05-02 13:30 | 226.36 | 224.12
2019-05-02 14:00 | 226.23 | 223.89
2019-05-02 14:30 | 229.97 | 227.5
2019-05-02 15:00 | 229.9 | 227.26
2019-05-02 15:30 | 230 | 227.24
2019-05-02 16:00 | 229.6 | 226.96
2019-05-02 16:30 | 252.2 | 249.95
2019-05-02 17:00 | 268.43 | 266.31
2019-05-02 17:30 | 270.22 | 267.94
2019-05-02 18:00 | 271.04 | 268.68
2019-05-02 18:30 | 271.07 | 268.87
2019-05-02 19:00 | 244.25 | 242.21
2019-05-02 19:30 | 229.56 | 227.54
2019-05-02 20:00 | 230.23 | 228.14
2019-05-02 20:30 | 229.74 | 227.65
2019-05-02 21:00 | 227.67 | 225.7
2019-05-02 21:30 | 227.35 | 224.75
2019-05-02 22:00 | 228.94 | 226.39
2019-05-02 22:30 | 231.31 | 227.76
2019-05-02 23:00 | 241.9 | 237.21
2019-05-02 23:30 | 243.23 | 238.54
2019-05-03 | 243.73 | 239.11
2019-05-03 00:30 | 243.01 | 238.7
2019-05-03 01:00 | 242.88 | 238.41
2019-05-03 01:30 | 243.58 | 239.15
2019-05-03 02:00 | 245.02 | 240.36
2019-05-03 02:30 | 244.49 | 239.83
2019-05-03 03:00 | 244.06 | 239.32
2019-05-03 03:30 | 243.84 | 238.6
2019-05-03 04:00 | 243.95 | 238.7
2019-05-03 04:30 | 241.64 | 236.69
2019-05-03 05:00 | 242.98 | 237.81
2019-05-03 05:30 | 243.35 | 238.11
2019-05-03 06:00 | 243.41 | 237.88
2019-05-03 06:30 | 242.75 | 237.1
2019-05-03 07:00 | 242.31 | 237.49
2019-05-03 07:30 | 244.04 | 238.6
2019-05-03 08:00 | 242.82 | 237.69
2019-05-03 08:30 | 243.23 | 238.53
2019-05-03 09:00 | 249.29 | 245.4
2019-05-03 09:30 | 267.2 | 264.03
2019-05-03 10:00 | 266.55 | 264.04
2019-05-03 10:30 | 265.99 | 263.28
2019-05-03 11:00 | 268.77 | 265.72
2019-05-03 11:30 | 270.75 | 267.55
2019-05-03 12:00 | 268.48 | 265.59
2019-05-03 12:30 | 268.32 | 265.53
2019-05-03 13:00 | 268.75 | 265.97
2019-05-03 13:30 | 245.75 | 242.36
2019-05-03 14:00 | 241.19 | 237.4
2019-05-03 14:30 | 241.46 | 237.69
2019-05-03 15:00 | 239.93 | 236.13
2019-05-03 15:30 | 239.26 | 235.52
2019-05-03 16:00 | 240.53 | 236.51
2019-05-03 16:30 | 241.01 | 236.8
2019-05-03 17:00 | 241.71 | 237.33
2019-05-03 17:30 | 242.94 | 238.37
2019-05-03 18:00 | 243.63 | 238.86
2019-05-03 18:30 | 233.41 | 228.58
2019-05-03 19:00 | 233.66 | 228.86
2019-05-03 19:30 | 235.02 | 230.04
2019-05-03 20:00 | 232.06 | 227.35
2019-05-03 20:30 | 246.06 | 242.22
2019-05-03 21:00 | 273.08 | 270.29
2019-05-03 21:30 | 275.42 | 272.79
2019-05-03 22:00 | 276.33 | 273.02
2019-05-03 22:30 | 276.41 | 273.12
2019-05-03 23:00 | 269.75 | 267.24
2019-05-03 23:30 | 267.2 | 265.17
2019-05-04 | 265.99 | 264.3
2019-05-04 00:30 | 256.78 | 255.07
2019-05-04 01:00 | 250.46 | 248.19
2019-05-04 01:30 | 268.12 | 265.81
2019-05-04 02:00 | 266.76 | 264.56
2019-05-04 02:30 | 266.62 | 264.37
2019-05-04 03:00 | 267.6 | 265.29
2019-05-04 03:30 | 267.85 | 265.56
2019-05-04 04:00 | 266.71 | 264.55
2019-05-04 04:30 | 267.33 | 265.17
2019-05-04 05:00 | 267.2 | 264.97
2019-05-04 05:30 | 266.33 | 264.2
2019-05-04 06:00 | 266.13 | 264.08
2019-05-04 06:30 | 266.83 | 264.67
2019-05-04 07:00 | 268.22 | 265.89
2019-05-04 07:30 | 269.18 | 266.61
2019-05-04 08:00 | 269.7 | 267.03
2019-05-04 08:30 | 236.86 | 233.42
2019-05-04 09:00 | 232.17 | 228.11
2019-05-04 09:30 | 231.67 | 228.58
2019-05-04 10:00 | 245.67 | 243.08
2019-05-04 10:30 | 250.68 | 248.15
2019-05-04 11:00 | 229.91 | 227.26
2019-05-04 11:30 | 229.37 | 226.85
2019-05-04 12:00 | 230.97 | 228.45
2019-05-04 12:30 | 234.75 | 231.8
2019-05-04 13:00 | 238.71 | 235.41
2019-05-04 13:30 | 238.19 | 234.85
2019-05-04 14:00 | 238.99 | 235.59
2019-05-04 14:30 | 239.52 | 236.11
2019-05-04 15:00 | 241.25 | 237.75
2019-05-04 15:30 | 241.32 | 237.99
2019-05-04 16:00 | 242.61 | 239.11
2019-05-04 16:30 | 245.25 | 241.29
2019-05-04 17:00 | 244.55 | 240.54
2019-05-04 17:30 | 246.52 | 242.35
2019-05-04 18:00 | 246.54 | 242.25
2019-05-04 18:30 | 246.16 | 241.86
2019-05-04 19:00 | 245.68 | 241.56
2019-05-04 19:30 | 246.59 | 242.36
2019-05-04 20:00 | 247.05 | 242.78
2019-05-04 20:30 | 246.84 | 242.51
2019-05-04 21:00 | 245.22 | 241.18
2019-05-04 21:30 | 246.38 | 242.29
2019-05-04 22:00 | 246.61 | 242.55
2019-05-04 22:30 | 246.79 | 242.79
2019-05-04 23:00 | 245.33 | 241.63
2019-05-04 23:30 | 245.86 | 241.38
2019-05-05 | 249.47 | 243.68
2019-05-05 00:30 | 249.72 | 244.04
2019-05-05 01:00 | 249.19 | 243.36
2019-05-05 01:30 | 248.8 | 242.98
2019-05-05 02:00 | 249.12 | 243.29
2019-05-05 02:30 | 247.07 | 241.44
2019-05-05 03:00 | 248.87 | 242.11
2019-05-05 03:30 | 247.92 | 241.16
2019-05-05 04:00 | 249.95 | 242.96
2019-05-05 04:30 | 248.66 | 242.31
2019-05-05 05:00 | 247.98 | 243.25
2019-05-05 05:30 | 242.39 | 238.22
2019-05-05 06:00 | 242.43 | 238.37
2019-05-05 06:30 | 240.95 | 237.15
2019-05-05 07:00 | 238.17 | 234.56
2019-05-05 07:30 | 232.61 | 229.47
2019-05-05 08:00 | 232.19 | 228.93
2019-05-05 08:30 | 234.21 | 230.78
2019-05-05 09:00 | 238.05 | 234.13
2019-05-05 09:30 | 235.94 | 232.09
2019-05-05 10:00 | 237.61 | 233.54
2019-05-05 10:30 | 238.79 | 234.54
2019-05-05 11:00 | 242.25 | 237.63
2019-05-05 11:30 | 246.58 | 241.5
2019-05-05 12:00 | 247.11 | 242.03
2019-05-05 12:30 | 248.24 | 243.12
2019-05-05 13:00 | 248.71 | 243.57
2019-05-05 13:30 | 250.52 | 245.04
2019-05-05 14:00 | 252.44 | 246.51
2019-05-05 14:30 | 252.69 | 246.59
2019-05-05 15:00 | 251.89 | 246.06
2019-05-05 15:30 | 250.59 | 244.91
2019-05-05 16:00 | 252.41 | 246.43
2019-05-05 16:30 | 249.81 | 243.82
2019-05-05 17:00 | 250.84 | 245.11
2019-05-05 17:30 | 262.71 | 258.97
2019-05-05 18:00 | 265.24 | 261.3
2019-05-05 18:30 | 262.44 | 258.88
2019-05-05 19:00 | 261.22 | 257.78
2019-05-05 19:30 | 262.7 | 259.02
2019-05-05 20:00 | 261.73 | 258.14
2019-05-05 20:30 | 259.89 | 256.56
2019-05-05 21:00 | 255.31 | 252.09
2019-05-05 21:30 | 247.55 | 243.73
2019-05-05 22:00 | 248.07 | 243.46
2019-05-05 22:30 | 248.7 | 243.89
2019-05-05 23:00 | 250.24 | 245.26
2019-05-05 23:30 | 250.33 | 245.34
2019-05-06 | 250.32 | 245.25
2019-05-06 00:30 | 250.02 | 244.74
2019-05-06 01:00 | 249.23 | 244.16
2019-05-06 01:30 | 250.3 | 245.01
2019-05-06 02:00 | 248.58 | 243.47
2019-05-06 02:30 | 247.68 | 242.69
2019-05-06 03:00 | 245.44 | 240.64
2019-05-06 03:30 | 244.74 | 240.08
2019-05-06 04:00 | 248.36 | 243.36
2019-05-06 04:30 | 249.08 | 244.04
2019-05-06 05:00 | 247.84 | 242.82
2019-05-06 05:30 | 248.41 | 243.32
2019-05-06 06:00 | 249.04 | 243.98
2019-05-06 06:30 | 248.95 | 243.96
2019-05-06 07:00 | 249.05 | 243.88
2019-05-06 07:30 | 249.74 | 244.33
2019-05-06 08:00 | 248.86 | 243.4
2019-05-06 08:30 | 248.49 | 243.1
2019-05-06 09:00 | 243.18 | 238.42
2019-05-06 09:30 | 250.09 | 244.3
2019-05-06 10:00 | 249.05 | 243.26
2019-05-06 10:30 | 238.4 | 233.08
2019-05-06 11:00 | 236.26 | 230.74
2019-05-06 11:30 | 243.57 | 238.52
2019-05-06 12:00 | 243.05 | 238.08
2019-05-06 12:30 | 242.49 | 238.06
2019-05-06 13:00 | 241.54 | 237.32
2019-05-06 13:30 | 240.76 | 236.34
2019-05-06 14:00 | 241.11 | 236.46
2019-05-06 14:30 | 241.42 | 236.83
2019-05-06 15:00 | 241.2 | 236.59
2019-05-06 15:30 | 241.37 | 236.62
2019-05-06 16:00 | 240.47 | 236.39
2019-05-06 16:30 | 240.76 | 236.76
2019-05-06 17:00 | 240.75 | 236.7
2019-05-06 17:30 | 240.14 | 236.6
2019-05-06 18:00 | 239.5 | 236.1
2019-05-06 18:30 | 239.6 | 236.31
2019-05-06 19:00 | 238.68 | 235.35
2019-05-06 19:30 | 238.39 | 235.12
2019-05-06 20:00 | 239.3 | 235.94
2019-05-06 20:30 | 238.61 | 235.39
2019-05-06 21:00 | 238.75 | 235.53
2019-05-06 21:30 | 240.22 | 236.89
2019-05-06 22:00 | 240.01 | 236.76
2019-05-06 22:30 | 241.09 | 237.08
2019-05-06 23:00 | 239.52 | 235.68
2019-05-06 23:30 | 235.5 | 232.13
2019-05-07 | 231.47 | 228.55
2019-05-07 00:30 | 231.22 | 227.65
2019-05-07 01:00 | 233.43 | 229.6
2019-05-07 01:30 | 235.79 | 231.74
2019-05-07 02:00 | 236.08 | 231.86
2019-05-07 02:30 | 236.06 | 231.89
2019-05-07 03:00 | 234.99 | 230.98
2019-05-07 03:30 | 246.17 | 242.25
2019-05-07 04:00 | 263.26 | 259.76
2019-05-07 04:30 | 267.89 | 265.11
2019-05-07 05:00 | 271.98 | 269.39
2019-05-07 05:30 | 271.74 | 269.14
2019-05-07 06:00 | 273.12 | 271.02
2019-05-07 06:30 | 273.52 | 271.71
2019-05-07 07:00 | 273.14 | 271.43
2019-05-07 07:30 | 268.61 | 267.19
2019-05-07 08:00 | 268.47 | 267.05
2019-05-07 08:30 | 227.28 | 225.43
2019-05-07 09:00 | 221.54 | 219.81
2019-05-07 09:30 | 222.63 | 220.33
2019-05-07 10:00 | 223 | 220.14
2019-05-07 10:30 | 222.79 | 219.98
2019-05-07 11:00 | 222.04 | 219.33
2019-05-07 11:30 | 221.89 | 219.04
2019-05-07 12:00 | 221.35 | 218.67
2019-05-07 12:30 | 221.39 | 218.94
2019-05-07 13:00 | 220.72 | 218.76
2019-05-07 13:30 | 225.8 | 223.71
2019-05-07 14:00 | 224.08 | 221.89
2019-05-07 14:30 | 223.01 | 220.93
2019-05-07 15:00 | 221.01 | 218.99
2019-05-07 15:30 | 222.73 | 220.68
2019-05-07 16:00 | 225.1 | 222.59
2019-05-07 16:30 | 225.9 | 223.2
2019-05-07 17:00 | 230.4 | 227.28
2019-05-07 17:30 | 232.9 | 230.11
2019-05-07 18:00 | 230.15 | 228.33
2019-05-07 18:30 | 258.59 | 256.7
2019-05-07 19:00 | 271.41 | 269.51
2019-05-07 19:30 | 272.32 | 270.4
2019-05-07 20:00 | 271.91 | 270.03
2019-05-07 20:30 | 273.06 | 271
2019-05-07 21:00 | 272.44 | 270.57
2019-05-07 21:30 | 272.68 | 270.21
2019-05-07 22:00 | 273.23 | 270.86
2019-05-07 22:30 | 275.45 | 273
2019-05-07 23:00 | 259.28 | 256.52
2019-05-07 23:30 | 243.27 | 239.77
2019-05-08 | 244.16 | 239.71
2019-05-08 00:30 | 242.83 | 238.95
2019-05-08 01:00 | 243.2 | 239.97
2019-05-08 01:30 | 245.08 | 241.66
2019-05-08 02:00 | 245.81 | 242.32
2019-05-08 02:30 | 246.9 | 243.35
2019-05-08 03:00 | 248.14 | 244.5
2019-05-08 03:30 | 247.78 | 244.25
2019-05-08 04:00 | 248.35 | 244.81
2019-05-08 04:30 | 247.55 | 244
2019-05-08 05:00 | 248.27 | 244.57
2019-05-08 05:30 | 248.51 | 244.81
2019-05-08 06:00 | 247.21 | 244.27
2019-05-08 06:30 | 242.26 | 240.21
2019-05-08 07:00 | 241.41 | 239.37
2019-05-08 07:30 | 242.04 | 239.79
2019-05-08 08:00 | 244.08 | 241.93
2019-05-08 08:30 | 236.74 | 235.01
2019-05-08 09:00 | 232.5 | 230.73
2019-05-08 09:30 | 232.33 | 230.49
2019-05-08 10:00 | 232.23 | 230.32
2019-05-08 10:30 | 232.15 | 230.01
2019-05-08 11:00 | 232.79 | 230.67
2019-05-08 11:30 | 234.33 | 232.06
2019-05-08 12:00 | 234.8 | 232.56
2019-05-08 12:30 | 235.06 | 232.85
2019-05-08 13:00 | 234.14 | 231.95
2019-05-08 13:30 | 234.24 | 232.08
2019-05-08 14:00 | 233.63 | 231.62
2019-05-08 14:30 | 232.41 | 230.28
2019-05-08 15:00 | 230.11 | 228.25
2019-05-08 15:30 | 230.56 | 228.73
2019-05-08 16:00 | 232.95 | 230.91
2019-05-08 16:30 | 234.2 | 231.9
2019-05-08 17:00 | 233.94 | 231.54
2019-05-08 17:30 | 238.31 | 236.22
2019-05-08 18:00 | 253.83 | 251.92
2019-05-08 18:30 | 252.74 | 250.99
2019-05-08 19:00 | 252.89 | 251.38
2019-05-08 19:30 | 252.18 | 250.56
2019-05-08 20:00 | 257.11 | 255.5
2019-05-08 20:30 | 268.28 | 266.61
2019-05-08 21:00 | 271.13 | 269.42
2019-05-08 21:30 | 273.22 | 271.4
2019-05-08 22:00 | 274.36 | 272.5
2019-05-08 22:30 | 274.54 | 272.65
2019-05-08 23:00 | 273.21 | 271.81
2019-05-08 23:30 | 272.75 | 271.21
2019-05-09 | 273.9 | 272.3
2019-05-09 00:30 | 275.69 | 274.04
2019-05-09 01:00 | 274.94 | 273.43
2019-05-09 01:30 | 276.68 | 274.67
2019-05-09 02:00 | 276.05 | 273.9
2019-05-09 02:30 | 275.69 | 273.44
2019-05-09 03:00 | 273.69 | 271.22
2019-05-09 03:30 | 274.2 | 271.62
2019-05-09 04:00 | 273.62 | 271.05
2019-05-09 04:30 | 275 | 272.2
2019-05-09 05:00 | 272.92 | 270.37
2019-05-09 05:30 | 272.03 | 269.53
2019-05-09 06:00 | 272.2 | 269.79
2019-05-09 06:30 | 270.89 | 269.31
2019-05-09 07:00 | 269.17 | 268.03
2019-05-09 07:30 | 265 | 263.93
2019-05-09 08:00 | 266.3 | 265.29
2019-05-09 08:30 | 258.44 | 257.25
2019-05-09 09:00 | 242.28 | 241.03
2019-05-09 09:30 | 242.47 | 241.2
2019-05-09 10:00 | 239.54 | 238.19
2019-05-09 10:30 | 224.2 | 222.73
2019-05-09 11:00 | 223.78 | 222.38
2019-05-09 11:30 | 223.17 | 221.78
2019-05-09 12:00 | 221.09 | 219.79
2019-05-09 12:30 | 219.22 | 218.06
2019-05-09 13:00 | 219.53 | 218.34
2019-05-09 13:30 | 220.75 | 219.44
2019-05-09 14:00 | 221 | 219.71
2019-05-09 14:30 | 225.19 | 223.59
2019-05-09 15:00 | 223.57 | 222.16
2019-05-09 15:30 | 225.2 | 223.57
2019-05-09 16:00 | 226.52 | 224.79
2019-05-09 16:30 | 229.42 | 227.5
2019-05-09 17:00 | 234.73 | 232.77
2019-05-09 17:30 | 269.45 | 268.14
2019-05-09 18:00 | 269.62 | 268.23
2019-05-09 18:30 | 266.76 | 265.38
2019-05-09 19:00 | 237.9 | 236.03
2019-05-09 19:30 | 231.72 | 229.49
2019-05-09 20:00 | 232.74 | 230.44
2019-05-09 20:30 | 233.69 | 231.3
2019-05-09 21:00 | 233.53 | 230.87
2019-05-09 21:30 | 234.81 | 231.97
2019-05-09 22:00 | 234.44 | 231.7
2019-05-09 22:30 | 233.33 | 230.88
2019-05-09 23:00 | 231.6 | 229.33
2019-05-09 23:30 | 234.69 | 232.18
2019-05-10 | 234.76 | 232.41
2019-05-10 00:30 | 235.87 | 232.25
2019-05-10 01:00 | 235.86 | 232.2
2019-05-10 01:30 | 235.78 | 232.08
2019-05-10 02:00 | 235.81 | 232.17
2019-05-10 02:30 | 230.34 | 227.3
2019-05-10 03:00 | 230.06 | 226.96
2019-05-10 03:30 | 230.41 | 227.15
2019-05-10 04:00 | 229.4 | 226.29
2019-05-10 04:30 | 228.42 | 225.47
2019-05-10 05:00 | 228.4 | 225.38
2019-05-10 05:30 | 228.94 | 225.86
2019-05-10 06:00 | 228.42 | 225.93
2019-05-10 06:30 | 233.4 | 231.23
2019-05-10 07:00 | 233.54 | 231.38
2019-05-10 07:30 | 233.51 | 231.59
2019-05-10 08:00 | 232.74 | 230.9
2019-05-10 08:30 | 233.55 | 231.58
2019-05-10 09:00 | 235.51 | 233.17
2019-05-10 09:30 | 235.75 | 233.25
2019-05-10 10:00 | 234.51 | 232.21
2019-05-10 10:30 | 235.51 | 233.24
2019-05-10 11:00 | 242.03 | 240.02
2019-05-10 11:30 | 269.99 | 268.31
2019-05-10 12:00 | 253.71 | 251.68
2019-05-10 12:30 | 237.95 | 235.53
2019-05-10 13:00 | 238.38 | 236.06
2019-05-10 13:30 | 238.6 | 236.09
2019-05-10 14:00 | 238.76 | 236.37
2019-05-10 14:30 | 239.46 | 237.16
2019-05-10 15:00 | 238.51 | 236.29
2019-05-10 15:30 | 237.65 | 235.53
2019-05-10 16:00 | 237.81 | 235.62
2019-05-10 16:30 | 239.48 | 237.03
2019-05-10 17:00 | 240.55 | 237.88
2019-05-10 17:30 | 239.78 | 237.1
2019-05-10 18:00 | 239.68 | 237.05
2019-05-10 18:30 | 256.39 | 254.33
2019-05-10 19:00 | 257.93 | 255.87
2019-05-10 19:30 | 257.15 | 255.16
2019-05-10 20:00 | 258.85 | 256.71
2019-05-10 20:30 | 257.09 | 255.06
2019-05-10 21:00 | 256.44 | 254.61
2019-05-10 21:30 | 268.94 | 267.08
2019-05-10 22:00 | 270.72 | 268.14
2019-05-10 22:30 | 270.63 | 268.1
2019-05-10 23:00 | 269.68 | 267.21
2019-05-10 23:30 | 266.84 | 264.19
2019-05-11 | 259.47 | 257.06
2019-05-11 00:30 | 258.38 | 255.84
2019-05-11 01:00 | 258.54 | 255.23
2019-05-11 01:30 | 257.95 | 254.43
2019-05-11 02:00 | 257.54 | 254.07
2019-05-11 02:30 | 257.11 | 253.69
2019-05-11 03:00 | 255.99 | 252.64
2019-05-11 03:30 | 256.34 | 252.99
2019-05-11 04:00 | 257.04 | 253.65
2019-05-11 04:30 | 256.58 | 253.18
2019-05-11 05:00 | 257.43 | 253.85
2019-05-11 05:30 | 258.65 | 254.94
2019-05-11 06:00 | 259.2 | 256.03
2019-05-11 06:30 | 258.28 | 255.21
2019-05-11 07:00 | 259.07 | 255.77
2019-05-11 07:30 | 259.11 | 255.98
2019-05-11 08:00 | 257.76 | 254.86
2019-05-11 08:30 | 239.34 | 236.08
2019-05-11 09:00 | 239.45 | 236.29
2019-05-11 09:30 | 238.64 | 235.59
2019-05-11 10:00 | 239.56 | 236.47
2019-05-11 10:30 | 239.98 | 236.91
2019-05-11 11:00 | 240.49 | 237.49
2019-05-11 11:30 | 240.77 | 237.93
2019-05-11 12:00 | 239.79 | 237.12
2019-05-11 12:30 | 238.59 | 236.07
2019-05-11 13:00 | 238.34 | 235.91
2019-05-11 13:30 | 238.87 | 236.16
2019-05-11 14:00 | 239.18 | 236.1
2019-05-11 14:30 | 239.5 | 236.36
2019-05-11 15:00 | 235.26 | 232.57
2019-05-11 15:30 | 233.22 | 230.66
2019-05-11 16:00 | 233.83 | 231.34
2019-05-11 16:30 | 233.79 | 231.23
2019-05-11 17:00 | 234.72 | 231.87
2019-05-11 17:30 | 240.23 | 236.88
2019-05-11 18:00 | 239.59 | 236.4
2019-05-11 18:30 | 238.51 | 235.3
2019-05-11 19:00 | 238.01 | 234.78
2019-05-11 19:30 | 239.06 | 235.8
2019-05-11 20:00 | 237.84 | 234.71
2019-05-11 20:30 | 237.31 | 234.22
2019-05-11 21:00 | 236.23 | 233.35
2019-05-11 21:30 | 234.94 | 232.27
2019-05-11 22:00 | 235.99 | 233.21
2019-05-11 22:30 | 230.53 | 228.32
2019-05-11 23:00 | 241.54 | 239.39
2019-05-11 23:30 | 251.96 | 250.09
2019-05-12 | 248.99 | 247.05
2019-05-12 00:30 | 249.34 | 247.05
2019-05-12 01:00 | 255.24 | 252.46
2019-05-12 01:30 | 252.7 | 249.6
2019-05-12 02:00 | 254.49 | 251.19
2019-05-12 02:30 | 249.21 | 246.4
2019-05-12 03:00 | 253.19 | 250.03
2019-05-12 03:30 | 253.29 | 250.13
2019-05-12 04:00 | 253.61 | 250.41
2019-05-12 04:30 | 248.48 | 245.7
2019-05-12 05:00 | 246.52 | 243.92
2019-05-12 05:30 | 246.91 | 244.25
2019-05-12 06:00 | 247.9 | 245.18
2019-05-12 06:30 | 247.38 | 244.7
2019-05-12 07:00 | 255.44 | 252.99
2019-05-12 07:30 | 271.5 | 269.64
2019-05-12 08:00 | 270.64 | 268.61
2019-05-12 08:30 | 232.33 | 229.11
2019-05-12 09:00 | 227.61 | 224.17
2019-05-12 09:30 | 228.2 | 224.64
2019-05-12 10:00 | 229.09 | 225.5
2019-05-12 10:30 | 227 | 223.39
2019-05-12 11:00 | 226.43 | 222.95
2019-05-12 11:30 | 226.83 | 223.32
2019-05-12 12:00 | 232.3 | 228.46
2019-05-12 12:30 | 230.28 | 226.67
2019-05-12 13:00 | 228.96 | 225.19
2019-05-12 13:30 | 233.45 | 230.04
2019-05-12 14:00 | 233.63 | 229.93
2019-05-12 14:30 | 233.75 | 229.75
2019-05-12 15:00 | 233.63 | 229.72
2019-05-12 15:30 | 233.69 | 229.85
2019-05-12 16:00 | 233.76 | 230.08
2019-05-12 16:30 | 234.52 | 230.55
2019-05-12 17:00 | 234.68 | 230.35
2019-05-12 17:30 | 234.06 | 229.77
2019-05-12 18:00 | 235.23 | 230.86
2019-05-12 18:30 | 236.33 | 231.96
2019-05-12 19:00 | 235.9 | 231.55
2019-05-12 19:30 | 232.42 | 228.46
2019-05-12 20:00 | 236.32 | 231.96
2019-05-12 20:30 | 234.57 | 230.35
2019-05-12 21:00 | 234.91 | 230.67
2019-05-12 21:30 | 234.17 | 230.04
2019-05-12 22:00 | 235.12 | 231.03
2019-05-12 22:30 | 235.25 | 231.41
2019-05-12 23:00 | 234.77 | 231.14
2019-05-12 23:30 | 234.9 | 231.5
2019-05-13 | 234.11 | 230.78
2019-05-13 00:30 | 233.97 | 230.4
2019-05-13 01:00 | 234.01 | 230.11
2019-05-13 01:30 | 234.28 | 230.34
2019-05-13 02:00 | 234.67 | 230.75
2019-05-13 02:30 | 233.81 | 229.85
2019-05-13 03:00 | 234.07 | 229.8
2019-05-13 03:30 | 233.99 | 229.74
2019-05-13 04:00 | 234.08 | 229.83
2019-05-13 04:30 | 234.2 | 229.89
2019-05-13 05:00 | 234.82 | 230.38
2019-05-13 05:30 | 235.03 | 230.95
2019-05-13 06:00 | 230.82 | 227.91
2019-05-13 06:30 | 228.01 | 225.31
2019-05-13 07:00 | 231.39 | 228.04
2019-05-13 07:30 | 255.6 | 252.07
2019-05-13 08:00 | 264.81 | 261.18
2019-05-13 08:30 | 250 | 246.33
2019-05-13 09:00 | 232.17 | 228.62
2019-05-13 09:30 | 231.32 | 228.03
2019-05-13 10:00 | 231.57 | 228.74
2019-05-13 10:30 | 231.93 | 229.14
2019-05-13 11:00 | 232.84 | 229.93
2019-05-13 11:30 | 231.95 | 229.17
2019-05-13 12:00 | 230.8 | 228.17
2019-05-13 12:30 | 232.72 | 229.9
2019-05-13 13:00 | 233.01 | 230.12
2019-05-13 13:30 | 232.56 | 229.62
2019-05-13 14:00 | 232.98 | 230.06
2019-05-13 14:30 | 232.02 | 229.17
2019-05-13 15:00 | 232.81 | 229.82
2019-05-13 15:30 | 236.3 | 232.88
2019-05-13 16:00 | 237.23 | 233.45
2019-05-13 16:30 | 235.9 | 232.01
2019-05-13 17:00 | 240.93 | 237.16
2019-05-13 17:30 | 260.95 | 258.2
2019-05-13 18:00 | 265.33 | 262.64
2019-05-13 18:30 | 271.33 | 268.8
2019-05-13 19:00 | 276.13 | 273.13
2019-05-13 19:30 | 277.19 | 274.18
2019-05-13 20:00 | 273.87 | 271.25
2019-05-13 20:30 | 273.1 | 270.58
2019-05-13 21:00 | 277.25 | 274.4
2019-05-13 21:30 | 278.76 | 275.94
2019-05-13 22:00 | 264.24 | 261.6
2019-05-13 22:30 | 233.42 | 230.37
2019-05-13 23:00 | 230.5 | 227.78
2019-05-13 23:30 | 226.62 | 224.12
2019-05-14 | 226.77 | 224.15
2019-05-14 00:30 | 227.72 | 224.36
2019-05-14 01:00 | 227.96 | 224.34
2019-05-14 01:30 | 227.49 | 223.99
2019-05-14 02:00 | 226.71 | 223
2019-05-14 02:30 | 226.61 | 222.86
2019-05-14 03:00 | 226.53 | 222.85
2019-05-14 03:30 | 228.18 | 224.36
2019-05-14 04:00 | 228.62 | 224.72
2019-05-14 04:30 | 229.87 | 225.91
2019-05-14 05:00 | 235.06 | 230.8
2019-05-14 05:30 | 247.51 | 243.5
2019-05-14 06:00 | 275.76 | 273.06
2019-05-14 06:30 | 270.01 | 268.32
2019-05-14 07:00 | 271.51 | 269.48
2019-05-14 07:30 | 272 | 269.8
2019-05-14 08:00 | 268.71 | 267.07
2019-05-14 08:30 | 252.58 | 251.22
2019-05-14 09:00 | 228.18 | 226.59
2019-05-14 09:30 | 230.96 | 228.48
2019-05-14 10:00 | 233.52 | 230.87
2019-05-14 10:30 | 233.2 | 230.87
2019-05-14 11:00 | 233.67 | 231.35
2019-05-14 11:30 | 233.29 | 230.58
2019-05-14 12:00 | 234.01 | 231.24
2019-05-14 12:30 | 233.21 | 230.46
2019-05-14 13:00 | 227.22 | 224.92
2019-05-14 13:30 | 220.11 | 218.35
2019-05-14 14:00 | 222.97 | 220.85
2019-05-14 14:30 | 223.25 | 220.74
2019-05-14 15:00 | 224.52 | 221.72
2019-05-14 15:30 | 225.04 | 222.28
2019-05-14 16:00 | 232.07 | 229.5
2019-05-14 16:30 | 227.42 | 224.02
2019-05-14 17:00 | 230.99 | 228.22
2019-05-14 17:30 | 264.21 | 262.2
2019-05-14 18:00 | 262.63 | 260.83
2019-05-14 18:30 | 261.91 | 260.26
2019-05-14 19:00 | 262.19 | 260.56
2019-05-14 19:30 | 261.66 | 260.18
2019-05-14 20:00 | 256.92 | 255.77
2019-05-14 20:30 | 254.51 | 253.56
2019-05-14 21:00 | 254.38 | 253.56
2019-05-14 21:30 | 223.6 | 222.46
2019-05-14 22:00 | 214.76 | 213.05
2019-05-14 22:30 | 220.46 | 218.28
2019-05-14 23:00 | 222.39 | 220.23
2019-05-14 23:30 | 224.37 | 222.19
2019-05-15 | 225.84 | 223.78
2019-05-15 00:30 | 225.32 | 223
2019-05-15 01:00 | 223.7 | 220.26
2019-05-15 01:30 | 225.11 | 221.49
2019-05-15 02:00 | 230.23 | 226.04
2019-05-15 02:30 | 231.62 | 227.35
2019-05-15 03:00 | 232.68 | 228.23
2019-05-15 03:30 | 232.75 | 228.31
2019-05-15 04:00 | 231.63 | 227.3
2019-05-15 04:30 | 261.81 | 258.34
2019-05-15 05:00 | 274.23 | 270.92
2019-05-15 05:30 | 274.65 | 271.27
2019-05-15 06:00 | 274.65 | 271.39
2019-05-15 06:30 | 274.08 | 271.27
2019-05-15 07:00 | 273.43 | 270.4
2019-05-15 07:30 | 269.9 | 267.04
2019-05-15 08:00 | 269.03 | 266.23
2019-05-15 08:30 | 263.69 | 260.85
2019-05-15 09:00 | 251.4 | 248.3
2019-05-15 09:30 | 248.92 | 247.09
2019-05-15 10:00 | 243.37 | 242.18
2019-05-15 10:30 | 243.65 | 242.45
2019-05-15 11:00 | 242.57 | 241.46
2019-05-15 11:30 | 242.91 | 241.81
2019-05-15 12:00 | 242.6 | 241.49
2019-05-15 12:30 | 247.15 | 245.63
2019-05-15 13:00 | 249 | 247.34
2019-05-15 13:30 | 248.76 | 247.15
2019-05-15 14:00 | 249.15 | 247.58
2019-05-15 14:30 | 249.87 | 248.24
2019-05-15 15:00 | 249.17 | 247.51
2019-05-15 15:30 | 249.04 | 247.35
2019-05-15 16:00 | 251.22 | 249.39
2019-05-15 16:30 | 250.97 | 249.05
2019-05-15 17:00 | 254.99 | 252.83
2019-05-15 17:30 | 255.82 | 253.33
2019-05-15 18:00 | 255.8 | 253.23
2019-05-15 18:30 | 256.34 | 253.75
2019-05-15 19:00 | 251.04 | 248.38
2019-05-15 19:30 | 230.96 | 228
2019-05-15 20:00 | 230.26 | 227.39
2019-05-15 20:30 | 230.38 | 227.49
2019-05-15 21:00 | 229.37 | 226.54
2019-05-15 21:30 | 229.34 | 226.52
2019-05-15 22:00 | 230.49 | 227.7
2019-05-15 22:30 | 229.93 | 227.17
2019-05-15 23:00 | 231.36 | 228.38
2019-05-15 23:30 | 231.79 | 228.82
2019-05-16 | 232.12 | 229.14
2019-05-16 00:30 | 231.47 | 228.67
2019-05-16 01:00 | 231.58 | 228.69
2019-05-16 01:30 | 231.5 | 228.51
2019-05-16 02:00 | 231.76 | 228.71
2019-05-16 02:30 | 231.84 | 228.88
2019-05-16 03:00 | 232.12 | 229.19
2019-05-16 03:30 | 232.42 | 229.4
2019-05-16 04:00 | 232.56 | 229.49
2019-05-16 04:30 | 231.8 | 228.86
2019-05-16 05:00 | 231.8 | 228.79
2019-05-16 05:30 | 231.77 | 228.71
2019-05-16 06:00 | 231.58 | 228.56
2019-05-16 06:30 | 231.79 | 228.73
2019-05-16 07:00 | 234.64 | 231.46
2019-05-16 07:30 | 244.74 | 241.82
2019-05-16 08:00 | 251.72 | 249.08
2019-05-16 08:30 | 259.86 | 257.51
2019-05-16 09:00 | 256.98 | 254.73
2019-05-16 09:30 | 254.41 | 252.3
2019-05-16 10:00 | 255.05 | 252.84
2019-05-16 10:30 | 251.68 | 249.52
2019-05-16 11:00 | 250.68 | 248.93
2019-05-16 11:30 | 250.41 | 248.63
2019-05-16 12:00 | 250.04 | 247.98
2019-05-16 12:30 | 250.28 | 248.03
2019-05-16 13:00 | 249.14 | 246.83
2019-05-16 13:30 | 248.17 | 245.9
2019-05-16 14:00 | 250.45 | 248.03
2019-05-16 14:30 | 251.14 | 248.63
2019-05-16 15:00 | 250.23 | 247.85
2019-05-16 15:30 | 247.57 | 245.39
2019-05-16 16:00 | 247.8 | 245.53
2019-05-16 16:30 | 247.92 | 245.47
2019-05-16 17:00 | 249.14 | 246.43
2019-05-16 17:30 | 250.9 | 248.29
2019-05-16 18:00 | 259.53 | 257.08
2019-05-16 18:30 | 270.32 | 268.09
2019-05-16 19:00 | 271.03 | 268.76
2019-05-16 19:30 | 271.62 | 269.34
2019-05-16 20:00 | 268.66 | 266.65
2019-05-16 20:30 | 265.74 | 263.98
2019-05-16 21:00 | 265.93 | 263.69
2019-05-16 21:30 | 229.49 | 226.56
2019-05-16 22:00 | 231.47 | 228.25
2019-05-16 22:30 | 231.72 | 228.53
2019-05-16 23:00 | 238.49 | 235.58
2019-05-16 23:30 | 239.76 | 237.07
2019-05-17 | 239.73 | 237.05
2019-05-17 00:30 | 238.77 | 236.34
2019-05-17 01:00 | 238.19 | 235.74
2019-05-17 01:30 | 238.66 | 236.07
2019-05-17 02:00 | 239.26 | 236.63
2019-05-17 02:30 | 239.02 | 236.44
2019-05-17 03:00 | 239.36 | 236.65
2019-05-17 03:30 | 240.91 | 238.08
2019-05-17 04:00 | 241.57 | 238.71
2019-05-17 04:30 | 241.86 | 238.99
2019-05-17 05:00 | 241.24 | 238.39
2019-05-17 05:30 | 241.05 | 238.2
2019-05-17 06:00 | 240.67 | 237.87
2019-05-17 06:30 | 257.47 | 255.1
2019-05-17 07:00 | 272.04 | 269.81
2019-05-17 07:30 | 273.86 | 271.37
2019-05-17 08:00 | 274.11 | 271.69
2019-05-17 08:30 | 273.73 | 271.66
2019-05-17 09:00 | 271.51 | 269.59
2019-05-17 09:30 | 235.03 | 232.15
2019-05-17 10:00 | 231.43 | 228.36
2019-05-17 10:30 | 231.52 | 228.48
2019-05-17 11:00 | 231.65 | 228.59
2019-05-17 11:30 | 231.78 | 228.67
2019-05-17 12:00 | 232.44 | 229.25
2019-05-17 12:30 | 233.73 | 230.39
2019-05-17 13:00 | 234.16 | 230.88
2019-05-17 13:30 | 234.18 | 230.72
2019-05-17 14:00 | 234.13 | 230.63
2019-05-17 14:30 | 235.34 | 231.74
2019-05-17 15:00 | 235.04 | 231.43
2019-05-17 15:30 | 234.64 | 231.11
2019-05-17 16:00 | 235.83 | 232.17
2019-05-17 16:30 | 249.86 | 246.58
2019-05-17 17:00 | 258.48 | 255.03
2019-05-17 17:30 | 278.61 | 275.45
2019-05-17 18:00 | 280.36 | 277.18
2019-05-17 18:30 | 279.35 | 276.32
2019-05-17 19:00 | 279.55 | 276.46
2019-05-17 19:30 | 277.35 | 274.22
2019-05-17 20:00 | 276.89 | 273.81
2019-05-17 20:30 | 277.85 | 274.79
2019-05-17 21:00 | 277.77 | 274.81
2019-05-17 21:30 | 277.3 | 274.4
2019-05-17 22:00 | 278.97 | 276
2019-05-17 22:30 | 278.15 | 275.2
2019-05-17 23:00 | 279.26 | 276.24
2019-05-17 23:30 | 278.91 | 275.98
2019-05-18 | 280.73 | 277.77
2019-05-18 00:30 | 279.55 | 276.85
2019-05-18 01:00 | 281.4 | 278.47
2019-05-18 01:30 | 282.53 | 279.54
2019-05-18 02:00 | 282.37 | 279.43
2019-05-18 02:30 | 283.25 | 280.23
2019-05-18 03:00 | 282.65 | 279.7
2019-05-18 03:30 | 283.58 | 280.51
2019-05-18 04:00 | 283.84 | 280.66
2019-05-18 04:30 | 284.61 | 281.37
2019-05-18 05:00 | 283.93 | 280.79
2019-05-18 05:30 | 284.75 | 281.57
2019-05-18 06:00 | 285.23 | 282
2019-05-18 06:30 | 283.16 | 280.21
2019-05-18 07:00 | 283.4 | 280.34
2019-05-18 07:30 | 283.02 | 279.8
2019-05-18 08:00 | 283.57 | 280.42
2019-05-18 08:30 | 284.53 | 281.22
2019-05-18 09:00 | 282.69 | 279.51
2019-05-18 09:30 | 282.7 | 279.5
2019-05-18 10:00 | 282.77 | 279.57
2019-05-18 10:30 | 280.46 | 277.34
2019-05-18 11:00 | 279.6 | 276.44
2019-05-18 11:30 | 280.77 | 277.56
2019-05-18 12:00 | 280.62 | 277.31
2019-05-18 12:30 | 280.99 | 277.62
2019-05-18 13:00 | 281.48 | 278.03
2019-05-18 13:30 | 282.17 | 278.6
2019-05-18 14:00 | 283.01 | 279.28
2019-05-18 14:30 | 282.45 | 278.81
2019-05-18 15:00 | 283.33 | 279.62
2019-05-18 15:30 | 287.87 | 283.64
2019-05-18 16:00 | 284.02 | 280.38
2019-05-18 16:30 | 286.03 | 282.03
2019-05-18 17:00 | 288.31 | 283.76
2019-05-18 17:30 | 289.86 | 285.13
2019-05-18 18:00 | 286.89 | 282.59
2019-05-18 18:30 | 287.52 | 283.15
2019-05-18 19:00 | 286.38 | 282.29
2019-05-18 19:30 | 282.4 | 278.92
2019-05-18 20:00 | 282.76 | 279.31
2019-05-18 20:30 | 281.3 | 277.76
2019-05-18 21:00 | 281.85 | 278.33
2019-05-18 21:30 | 280.72 | 277.26
2019-05-18 22:00 | 278.51 | 275.23
2019-05-18 22:30 | 276.11 | 272.58
2019-05-18 23:00 | 274.66 | 271.41
2019-05-18 23:30 | 275.08 | 271.82
2019-05-19 | 280.47 | 276.63
2019-05-19 00:30 | 278.25 | 273.92
2019-05-19 01:00 | 277.88 | 273.57
2019-05-19 01:30 | 276.96 | 272.71
2019-05-19 02:00 | 277.64 | 273.4
2019-05-19 02:30 | 277.42 | 273.29
2019-05-19 03:00 | 278.7 | 274.41
2019-05-19 03:30 | 278.32 | 274.03
2019-05-19 04:00 | 276.64 | 272.55
2019-05-19 04:30 | 276.68 | 272.53
2019-05-19 05:00 | 276.12 | 272.05
2019-05-19 05:30 | 276.04 | 271.93
2019-05-19 06:00 | 274.06 | 270.14
2019-05-19 06:30 | 273.85 | 269.96
2019-05-19 07:00 | 273.72 | 269.86
2019-05-19 07:30 | 273.58 | 269.75
2019-05-19 08:00 | 274.55 | 270.6
2019-05-19 08:30 | 276.34 | 272.25
2019-05-19 09:00 | 276.23 | 272.18
2019-05-19 09:30 | 272.11 | 267.87
2019-05-19 10:00 | 249 | 243.92
2019-05-19 10:30 | 265.95 | 261.51
2019-05-19 11:00 | 273.7 | 269.44
2019-05-19 11:30 | 267.17 | 262.81
2019-05-19 12:00 | 266.87 | 262.55
2019-05-19 12:30 | 267.21 | 262.81
2019-05-19 13:00 | 267.32 | 262.93
2019-05-19 13:30 | 261.58 | 257.92
2019-05-19 14:00 | 265.59 | 261.33
2019-05-19 14:30 | 266.99 | 262.57
2019-05-19 15:00 | 267.34 | 262.87
2019-05-19 15:30 | 264.82 | 260.63
2019-05-19 16:00 | 263.59 | 259.54
2019-05-19 16:30 | 264.25 | 259.89
2019-05-19 17:00 | 262.99 | 258.66
2019-05-19 17:30 | 259.35 | 255.48
2019-05-19 18:00 | 258.21 | 254.41
2019-05-19 18:30 | 256.67 | 253
2019-05-19 19:00 | 252.88 | 249.73
2019-05-19 19:30 | 251.95 | 248.98
2019-05-19 20:00 | 251.06 | 248.13
2019-05-19 20:30 | 250.22 | 247.46
2019-05-19 21:00 | 249.93 | 247.2
2019-05-19 21:30 | 249.54 | 246.88
2019-05-19 22:00 | 248.34 | 245.93
2019-05-19 22:30 | 247.5 | 245.15
2019-05-19 23:00 | 243.01 | 240.78
2019-05-19 23:30 | 240.25 | 238.14
2019-05-20 | 233.53 | 231.34
2019-05-20 00:30 | 230.32 | 228.14
2019-05-20 01:00 | 229.84 | 227.74
2019-05-20 01:30 | 230.8 | 228.62
2019-05-20 02:00 | 230.76 | 228.78
2019-05-20 02:30 | 235.83 | 233.78
2019-05-20 03:00 | 238.42 | 236.14
2019-05-20 03:30 | 240.39 | 237.9
2019-05-20 04:00 | 244.26 | 241.78
2019-05-20 04:30 | 249.76 | 247.47
2019-05-20 05:00 | 258.98 | 256.82
2019-05-20 05:30 | 260.57 | 258.29
2019-05-20 06:00 | 265.46 | 263.21
2019-05-20 06:30 | 265.85 | 263.77
2019-05-20 07:00 | 266.9 | 264.54
2019-05-20 07:30 | 267.35 | 264.68
2019-05-20 08:00 | 267.51 | 264.73
2019-05-20 08:30 | 267.53 | 264.81
2019-05-20 09:00 | 268.03 | 265.27
2019-05-20 09:30 | 265.25 | 262.86
2019-05-20 10:00 | 262.28 | 260.31
2019-05-20 10:30 | 261.57 | 259.76
2019-05-20 11:00 | 261.58 | 259.83
2019-05-20 11:30 | 264.11 | 262.45
2019-05-20 12:00 | 266.07 | 264.46
2019-05-20 12:30 | 265.13 | 263.49
2019-05-20 13:00 | 260.48 | 259.29
2019-05-20 13:30 | 262.44 | 260.72
2019-05-20 14:00 | 263.36 | 261.53
2019-05-20 14:30 | 265.39 | 263.5
2019-05-20 15:00 | 266.48 | 264.59
2019-05-20 15:30 | 266.16 | 264.3
2019-05-20 16:00 | 264.31 | 262.57
2019-05-20 16:30 | 268.99 | 266.64
2019-05-20 17:00 | 273.18 | 270.31
2019-05-20 17:30 | 274.12 | 271.38
2019-05-20 18:00 | 276.16 | 273.39
2019-05-20 18:30 | 275.25 | 272.67
2019-05-20 19:00 | 276.07 | 273.37
2019-05-20 19:30 | 273.2 | 270.82
2019-05-20 20:00 | 273.62 | 271.27
2019-05-20 20:30 | 275.08 | 272.59
2019-05-20 21:00 | 281.1 | 278.03
2019-05-20 21:30 | 278.09 | 274.69
2019-05-20 22:00 | 266.46 | 262.77
2019-05-20 22:30 | 266.36 | 262.45
2019-05-20 23:00 | 265.38 | 261.64
2019-05-20 23:30 | 264.59 | 260.92
2019-05-21 | 263.13 | 259.34
2019-05-21 00:30 | 264.4 | 260.49
2019-05-21 01:00 | 265.54 | 261.53
2019-05-21 01:30 | 256.38 | 251.8
2019-05-21 02:00 | 252.52 | 247.59
2019-05-21 02:30 | 244.1 | 238.89
2019-05-21 03:00 | 240.93 | 236.19
2019-05-21 03:30 | 243.37 | 238.38
2019-05-21 04:00 | 243.38 | 238.43
2019-05-21 04:30 | 242.87 | 237.94
2019-05-21 05:00 | 242.91 | 237.94
2019-05-21 05:30 | 243.99 | 238.92
2019-05-21 06:00 | 244.53 | 239.44
2019-05-21 06:30 | 254.76 | 250.18
2019-05-21 07:00 | 286.66 | 282.88
2019-05-21 07:30 | 284.2 | 280.77
2019-05-21 08:00 | 282.04 | 278.9
2019-05-21 08:30 | 265.1 | 261.63
2019-05-21 09:00 | 237.29 | 233.64
2019-05-21 09:30 | 237.46 | 233.97
2019-05-21 10:00 | 239.9 | 236.07
2019-05-21 10:30 | 241.16 | 237.17
2019-05-21 11:00 | 239.02 | 235.32
2019-05-21 11:30 | 234.93 | 231.83
2019-05-21 12:00 | 237.45 | 234.07
2019-05-21 12:30 | 241.01 | 237.11
2019-05-21 13:00 | 240.36 | 236.44
2019-05-21 13:30 | 239.62 | 235.72
2019-05-21 14:00 | 240.55 | 236.69
2019-05-21 14:30 | 240.75 | 236.86
2019-05-21 15:00 | 240.1 | 236.2
2019-05-21 15:30 | 240.87 | 236.82
2019-05-21 16:00 | 242.66 | 238.83
2019-05-21 16:30 | 277.8 | 275.27
2019-05-21 17:00 | 279.03 | 276.08
2019-05-21 17:30 | 283.57 | 280.37
2019-05-21 18:00 | 285.48 | 282.33
2019-05-21 18:30 | 288.18 | 285.21
2019-05-21 19:00 | 289.57 | 286.5
2019-05-21 19:30 | 289.24 | 286.36
2019-05-21 20:00 | 288.13 | 285.4
2019-05-21 20:30 | 287.97 | 285.26
2019-05-21 21:00 | 289.17 | 286.31
2019-05-21 21:30 | 290.14 | 287.36
2019-05-21 22:00 | 288.49 | 285.84
2019-05-21 22:30 | 274.42 | 271.54
2019-05-21 23:00 | 267.39 | 264.57
2019-05-21 23:30 | 268.44 | 264.81
2019-05-22 | 269.1 | 264.59
2019-05-22 00:30 | 269.35 | 265.16
2019-05-22 01:00 | 269.7 | 265.29
2019-05-22 01:30 | 266.71 | 262.24
2019-05-22 02:00 | 246.01 | 241.02
2019-05-22 02:30 | 245.66 | 240.29
2019-05-22 03:00 | 250.64 | 245.48
2019-05-22 03:30 | 254.65 | 249.71
2019-05-22 04:00 | 253.81 | 249
2019-05-22 04:30 | 255.82 | 251.48
2019-05-22 05:00 | 260.63 | 256.7
2019-05-22 05:30 | 280.07 | 276.57
2019-05-22 06:00 | 283.92 | 281.28
2019-05-22 06:30 | 283.25 | 280.71
2019-05-22 07:00 | 282.86 | 280.16
2019-05-22 07:30 | 282.54 | 279.89
2019-05-22 08:00 | 277.82 | 276.29
2019-05-22 08:30 | 277.72 | 276.08
2019-05-22 09:00 | 278.88 | 277.04
2019-05-22 09:30 | 280.22 | 277.95
2019-05-22 10:00 | 277.88 | 275.98
2019-05-22 10:30 | 270.49 | 269.11
2019-05-22 11:00 | 268.24 | 266.94
2019-05-22 11:30 | 266.79 | 265.47
2019-05-22 12:00 | 266.78 | 265.49
2019-05-22 12:30 | 265.49 | 264.2
2019-05-22 13:00 | 265.55 | 264.22
2019-05-22 13:30 | 265.74 | 264.38
2019-05-22 14:00 | 265.23 | 263.88
2019-05-22 14:30 | 266.19 | 264.85
2019-05-22 15:00 | 267.14 | 265.67
2019-05-22 15:30 | 267.22 | 265.78
2019-05-22 16:00 | 268.14 | 266.52
2019-05-22 16:30 | 268.91 | 267.2
2019-05-22 17:00 | 271.22 | 269.39
2019-05-22 17:30 | 272.74 | 270.84
2019-05-22 18:00 | 263.61 | 262.19
2019-05-22 18:30 | 262.17 | 260.73
2019-05-22 19:00 | 262.17 | 260.77
2019-05-22 19:30 | 262.29 | 260.92
2019-05-22 20:00 | 263.04 | 261.67
2019-05-22 20:30 | 261.56 | 260.3
2019-05-22 21:00 | 260.89 | 259.62
2019-05-22 21:30 | 262.3 | 260.38
2019-05-22 22:00 | 262.1 | 260.33
2019-05-22 22:30 | 261.72 | 260.03
2019-05-22 23:00 | 261.84 | 260.22
2019-05-22 23:30 | 260.28 | 258.76
2019-05-23 | 261.04 | 259.55
2019-05-23 00:30 | 260.9 | 259.4
2019-05-23 01:00 | 242.61 | 240.53
2019-05-23 01:30 | 218.46 | 215.56
2019-05-23 02:00 | 218.66 | 215.83
2019-05-23 02:30 | 219.7 | 216.8
2019-05-23 03:00 | 219.25 | 216.36
2019-05-23 03:30 | 218.69 | 215.89
2019-05-23 04:00 | 217.84 | 215.18
2019-05-23 04:30 | 218.44 | 215.71
2019-05-23 05:00 | 218.87 | 216.07
2019-05-23 05:30 | 220.08 | 217.05
2019-05-23 06:00 | 220.4 | 217.17
2019-05-23 06:30 | 219.9 | 216.47
2019-05-23 07:00 | 258.65 | 256.67
2019-05-23 07:30 | 260.25 | 258.37
2019-05-23 08:00 | 258.28 | 256.91
2019-05-23 08:30 | 255.84 | 254.54
2019-05-23 09:00 | 237.82 | 235.62
2019-05-23 09:30 | 239.02 | 236.31
2019-05-23 10:00 | 238.6 | 235.9
2019-05-23 10:30 | 238.85 | 236.31
2019-05-23 11:00 | 238.27 | 235.81
2019-05-23 11:30 | 250.54 | 248.27
2019-05-23 12:00 | 258.39 | 256.24
2019-05-23 12:30 | 258.12 | 256.09
2019-05-23 13:00 | 256.95 | 255.02
2019-05-23 13:30 | 235.26 | 232.48
2019-05-23 14:00 | 243.27 | 240.17
2019-05-23 14:30 | 242.74 | 239.59
2019-05-23 15:00 | 242.73 | 239.47
2019-05-23 15:30 | 242.99 | 239.66
2019-05-23 16:00 | 247.31 | 243.42
2019-05-23 16:30 | 248.47 | 244.12
2019-05-23 17:00 | 249.98 | 245.54
2019-05-23 17:30 | 249.72 | 246.73
2019-05-23 18:00 | 249.68 | 246.66
2019-05-23 18:30 | 248.99 | 246.06
2019-05-23 19:00 | 248.27 | 245.49
2019-05-23 19:30 | 257.59 | 255.15
2019-05-23 20:00 | 280.5 | 278.39
2019-05-23 20:30 | 280.57 | 278.47
2019-05-23 21:00 | 280.86 | 278.81
2019-05-23 21:30 | 281.2 | 279.23
2019-05-23 22:00 | 280.84 | 278.96
2019-05-23 22:30 | 281.24 | 279.36
2019-05-23 23:00 | 281.61 | 279.67
2019-05-23 23:30 | 281.85 | 279.65
2019-05-24 | 270.95 | 268.42
2019-05-24 00:30 | 242.8 | 238.73
2019-05-24 01:00 | 244.33 | 239.4
2019-05-24 01:30 | 244.42 | 239.45
2019-05-24 02:00 | 245.28 | 240.23
2019-05-24 02:30 | 244.91 | 239.75
2019-05-24 03:00 | 246.27 | 240.27
2019-05-24 03:30 | 246.47 | 240.46
2019-05-24 04:00 | 245.86 | 239.82
2019-05-24 04:30 | 244.3 | 239.42
2019-05-24 05:00 | 243.71 | 238.82
2019-05-24 05:30 | 243.82 | 238.88
2019-05-24 06:00 | 244.34 | 239.15
2019-05-24 06:30 | 243.65 | 239.13
2019-05-24 07:00 | 247.65 | 243.39
2019-05-24 07:30 | 270.36 | 267.16
2019-05-24 08:00 | 273.77 | 271.85
2019-05-24 08:30 | 264.16 | 262.36
2019-05-24 09:00 | 254.45 | 252.5
2019-05-24 09:30 | 255.12 | 253.19
2019-05-24 10:00 | 258.62 | 256.4
2019-05-24 10:30 | 259.41 | 257.15
2019-05-24 11:00 | 259.15 | 256.87
2019-05-24 11:30 | 257.96 | 255.82
2019-05-24 12:00 | 257.75 | 255.61
2019-05-24 12:30 | 258.75 | 256.52
2019-05-24 13:00 | 261.5 | 259.18
2019-05-24 13:30 | 261.6 | 259.27
2019-05-24 14:00 | 262.11 | 259.76
2019-05-24 14:30 | 268.26 | 266
2019-05-24 15:00 | 272.27 | 270.08
2019-05-24 15:30 | 278.74 | 276.57
2019-05-24 16:00 | 277.68 | 275.57
2019-05-24 16:30 | 279.49 | 277.41
2019-05-24 17:00 | 280.43 | 278.38
2019-05-24 17:30 | 280.05 | 278.02
2019-05-24 18:00 | 280.43 | 278.45
2019-05-24 18:30 | 281.03 | 279.08
2019-05-24 19:00 | 281.3 | 279.34
2019-05-24 19:30 | 282.21 | 280.2
2019-05-24 20:00 | 282.23 | 280.24
2019-05-24 20:30 | 261.74 | 259.34
2019-05-24 21:00 | 258.92 | 256.34
2019-05-24 21:30 | 248.09 | 245.33
2019-05-24 22:00 | 247.89 | 245.18
2019-05-24 22:30 | 251.66 | 249.22
2019-05-24 23:00 | 252.11 | 249.73
2019-05-24 23:30 | 252.51 | 249.66
2019-05-25 | 251.67 | 248.88
2019-05-25 00:30 | 253.65 | 249.82
2019-05-25 01:00 | 253.88 | 249.68
2019-05-25 01:30 | 254.74 | 250.43
2019-05-25 02:00 | 254.68 | 250.47
2019-05-25 02:30 | 253.93 | 249.77
2019-05-25 03:00 | 255.48 | 250.83
2019-05-25 03:30 | 257.11 | 252.29
2019-05-25 04:00 | 256.48 | 251.7
2019-05-25 04:30 | 254.6 | 250.08
2019-05-25 05:00 | 258.5 | 254.1
2019-05-25 05:30 | 286.2 | 282.78
2019-05-25 06:00 | 287.71 | 284.45
2019-05-25 06:30 | 287.69 | 284.49
2019-05-25 07:00 | 287.63 | 284.41
2019-05-25 07:30 | 270.49 | 266.3
2019-05-25 08:00 | 246.5 | 241.56
2019-05-25 08:30 | 245.09 | 240.54
2019-05-25 09:00 | 243.61 | 239.24
2019-05-25 09:30 | 244.01 | 239.67
2019-05-25 10:00 | 243.7 | 239.77
2019-05-25 10:30 | 246.01 | 241.9
2019-05-25 11:00 | 247.28 | 243.01
2019-05-25 11:30 | 243.91 | 239.88
2019-05-25 12:00 | 245.96 | 241.74
2019-05-25 12:30 | 247.61 | 243.11
2019-05-25 13:00 | 236.64 | 233.29
2019-05-25 13:30 | 235.62 | 232.32
2019-05-25 14:00 | 235.38 | 232.05
2019-05-25 14:30 | 235.62 | 232.31
2019-05-25 15:00 | 237.49 | 233.93
2019-05-25 15:30 | 237.56 | 233.99
2019-05-25 16:00 | 237.33 | 233.56
2019-05-25 16:30 | 236.25 | 232.27
2019-05-25 17:00 | 235.51 | 231.48
2019-05-25 17:30 | 238.31 | 234.43
2019-05-25 18:00 | 279.02 | 275.5
2019-05-25 18:30 | 278.82 | 275.18
2019-05-25 19:00 | 280.24 | 276.61
2019-05-25 19:30 | 279.65 | 276.29
2019-05-25 20:00 | 279.41 | 276.09
2019-05-25 20:30 | 279.85 | 276.54
2019-05-25 21:00 | 280.32 | 276.97
2019-05-25 21:30 | 280.31 | 276.94
2019-05-25 22:00 | 282.79 | 279.23
2019-05-25 22:30 | 282.89 | 279.37
2019-05-25 23:00 | 285.14 | 281.67
2019-05-25 23:30 | 287.45 | 284.05
2019-05-26 | 288.56 | 285.11
2019-05-26 00:30 | 286.17 | 282.55
2019-05-26 01:00 | 287.12 | 283.23
2019-05-26 01:30 | 286.99 | 283.01
2019-05-26 02:00 | 288.36 | 284.29
2019-05-26 02:30 | 289.37 | 285.27
2019-05-26 03:00 | 290.33 | 286.3
2019-05-26 03:30 | 291.79 | 287.54
2019-05-26 04:00 | 293.4 | 288.92
2019-05-26 04:30 | 271.41 | 266.12
2019-05-26 05:00 | 267.58 | 262.43
2019-05-26 05:30 | 258.97 | 253.25
2019-05-26 06:00 | 250.1 | 244
2019-05-26 06:30 | 248.69 | 242.79
2019-05-26 07:00 | 247.97 | 242.17
2019-05-26 07:30 | 247.71 | 241.96
2019-05-26 08:00 | 247.16 | 241.57
2019-05-26 08:30 | 245.89 | 241.04
2019-05-26 09:00 | 250.1 | 245.39
2019-05-26 09:30 | 250.42 | 245.92
2019-05-26 10:00 | 249.87 | 245.75
2019-05-26 10:30 | 254.34 | 250.84
2019-05-26 11:00 | 256.27 | 252.87
2019-05-26 11:30 | 256.59 | 253.05
2019-05-26 12:00 | 257.86 | 254.12
2019-05-26 12:30 | 257.3 | 253.7
2019-05-26 13:00 | 257.92 | 254.24
2019-05-26 13:30 | 258.43 | 254.58
2019-05-26 14:00 | 258.45 | 254.54
2019-05-26 14:30 | 257.39 | 253.53
2019-05-26 15:00 | 257.41 | 253.58
2019-05-26 15:30 | 258.67 | 254.6
2019-05-26 16:00 | 264.07 | 260.18
2019-05-26 16:30 | 277.22 | 273.53
2019-05-26 17:00 | 278.5 | 274.52
2019-05-26 17:30 | 283.25 | 279.04
2019-05-26 18:00 | 282.03 | 278.55
2019-05-26 18:30 | 283.18 | 279.76
2019-05-26 19:00 | 276.29 | 272.63
2019-05-26 19:30 | 245.73 | 241.09
2019-05-26 20:00 | 244.58 | 240.14
2019-05-26 20:30 | 243.01 | 238.75
2019-05-26 21:00 | 242.01 | 237.83
2019-05-26 21:30 | 243.86 | 239.61
2019-05-26 22:00 | 243.59 | 239.46
2019-05-26 22:30 | 243.86 | 239.92
2019-05-26 23:00 | 244.72 | 240.61
2019-05-26 23:30 | 241.21 | 237.05
2019-05-27 | 241.72 | 237.16
2019-05-27 00:30 | 240.73 | 236.06
2019-05-27 01:00 | 240.19 | 235.3
2019-05-27 01:30 | 240.1 | 235.29
2019-05-27 02:00 | 240.06 | 235.33
2019-05-27 02:30 | 239.94 | 235.11
2019-05-27 03:00 | 241.77 | 236.76
2019-05-27 03:30 | 241.13 | 236.29
2019-05-27 04:00 | 239.87 | 235.16
2019-05-27 04:30 | 248.11 | 243.38
2019-05-27 05:00 | 286.23 | 282.79
2019-05-27 05:30 | 287.12 | 283.71
2019-05-27 06:00 | 286.85 | 284.29
2019-05-27 06:30 | 287.97 | 285.38
2019-05-27 07:00 | 286.26 | 283.57
2019-05-27 07:30 | 286.63 | 283.71
2019-05-27 08:00 | 287.49 | 284.38
2019-05-27 08:30 | 285.58 | 282.45
2019-05-27 09:00 | 279.6 | 277.78
2019-05-27 09:30 | 277.9 | 276.18
2019-05-27 10:00 | 274.78 | 273.15
2019-05-27 10:30 | 271.35 | 269.75
2019-05-27 11:00 | 270.29 | 268.69
2019-05-27 11:30 | 268.21 | 266.53
2019-05-27 12:00 | 268.7 | 267.09
2019-05-27 12:30 | 269.49 | 267.83
2019-05-27 13:00 | 269.6 | 267.8
2019-05-27 13:30 | 268.36 | 266.59
2019-05-27 14:00 | 266.06 | 264.46
2019-05-27 14:30 | 269.13 | 267.46
2019-05-27 15:00 | 267.5 | 265.7
2019-05-27 15:30 | 272.39 | 270.4
2019-05-27 16:00 | 271.88 | 269.93
2019-05-27 16:30 | 269.88 | 268.07
2019-05-27 17:00 | 271.01 | 269.09
2019-05-27 17:30 | 274.16 | 272.09
2019-05-27 18:00 | 274.85 | 272.82
2019-05-27 18:30 | 273.26 | 271.48
2019-05-27 19:00 | 272 | 270.28
2019-05-27 19:30 | 272.75 | 270.99
2019-05-27 20:00 | 271.83 | 270.12
2019-05-27 20:30 | 272.03 | 270.33
2019-05-27 21:00 | 272.52 | 270.73
2019-05-27 21:30 | 272.4 | 270.45
2019-05-27 22:00 | 277.06 | 274.87
2019-05-27 22:30 | 278.09 | 275.94
2019-05-27 23:00 | 277.79 | 275.59
2019-05-27 23:30 | 278.52 | 276.19
2019-05-28 | 277.25 | 275.08
2019-05-28 00:30 | 276.86 | 274.99
2019-05-28 01:00 | 275.57 | 273.94
2019-05-28 01:30 | 274.96 | 273.46
2019-05-28 02:00 | 275.17 | 273.18
2019-05-28 02:30 | 276.26 | 274.12
2019-05-28 03:00 | 278.26 | 275.92
2019-05-28 03:30 | 278.5 | 276.13
2019-05-28 04:00 | 276.18 | 274.11
2019-05-28 04:30 | 275.27 | 273.25
2019-05-28 05:00 | 274.14 | 272.09
2019-05-28 05:30 | 275.21 | 272.98
2019-05-28 06:00 | 274.72 | 272.5
2019-05-28 06:30 | 274.3 | 271.97
2019-05-28 07:00 | 273.19 | 271.44
2019-05-28 07:30 | 273.71 | 271.99
2019-05-28 08:00 | 273.42 | 271.52
2019-05-28 08:30 | 272.67 | 270.77
2019-05-28 09:00 | 268.21 | 266.7
2019-05-28 09:30 | 271.79 | 270.11
2019-05-28 10:00 | 270.63 | 269.04
2019-05-28 10:30 | 267.92 | 266.53
2019-05-28 11:00 | 266.44 | 265.03
2019-05-28 11:30 | 267.41 | 265.85
2019-05-28 12:00 | 268.55 | 266.76
2019-05-28 12:30 | 267.47 | 265.74
2019-05-28 13:00 | 265.65 | 264.02
2019-05-28 13:30 | 264.32 | 262.61
2019-05-28 14:00 | 263.12 | 261.48
2019-05-28 14:30 | 263.56 | 261.8
2019-05-28 15:00 | 263.48 | 261.72
2019-05-28 15:30 | 265.99 | 264.11
2019-05-28 16:00 | 271.51 | 269.1
2019-05-28 16:30 | 273.66 | 271.14
2019-05-28 17:00 | 274.8 | 272.33
2019-05-28 17:30 | 275.73 | 273.44
2019-05-28 18:00 | 275.68 | 273.61
2019-05-28 18:30 | 276.37 | 274.35
2019-05-28 19:00 | 276.72 | 274.9
2019-05-28 19:30 | 277.8 | 276.13
2019-05-28 20:00 | 278.49 | 276.95
2019-05-28 20:30 | 277.65 | 276.24
2019-05-28 21:00 | 277.56 | 276.23
2019-05-28 21:30 | 278.81 | 277.23
2019-05-28 22:00 | 267.91 | 266.08
2019-05-28 22:30 | 267.28 | 265.52
2019-05-28 23:00 | 267.17 | 265.08
2019-05-28 23:30 | 265.32 | 262.96
2019-05-29 | 267.62 | 265.15
2019-05-29 00:30 | 269.45 | 266.93
2019-05-29 01:00 | 267.86 | 265.35
2019-05-29 01:30 | 264.4 | 261.54
2019-05-29 02:00 | 264.03 | 261.07
2019-05-29 02:30 | 263.85 | 260.9
2019-05-29 03:00 | 263.54 | 260.58
2019-05-29 03:30 | 259.56 | 256.81
2019-05-29 04:00 | 252.83 | 250.34
2019-05-29 04:30 | 253.2 | 250.71
2019-05-29 05:00 | 253.59 | 251.03
2019-05-29 05:30 | 252.48 | 249.88
2019-05-29 06:00 | 252.82 | 250.1
2019-05-29 06:30 | 263.9 | 261.16
2019-05-29 07:00 | 274.17 | 271.38
2019-05-29 07:30 | 268.32 | 266.55
2019-05-29 08:00 | 260.43 | 259.54
2019-05-29 08:30 | 262.08 | 261.07
2019-05-29 09:00 | 263.32 | 262.28
2019-05-29 09:30 | 266.99 | 265.81
2019-05-29 10:00 | 228.52 | 226.53
2019-05-29 10:30 | 225.84 | 223.66
2019-05-29 11:00 | 226.77 | 224.47
2019-05-29 11:30 | 226.48 | 224.2
2019-05-29 12:00 | 227.07 | 224.75
2019-05-29 12:30 | 227.09 | 224.99
2019-05-29 13:00 | 225.79 | 223.9
2019-05-29 13:30 | 226.51 | 224.17
2019-05-29 14:00 | 225.98 | 223.75
2019-05-29 14:30 | 227.2 | 224.69
2019-05-29 15:00 | 229.47 | 226.64
2019-05-29 15:30 | 236.49 | 232.91
2019-05-29 16:00 | 235.97 | 232.38
2019-05-29 16:30 | 237.21 | 233.29
2019-05-29 17:00 | 238.82 | 235.42
2019-05-29 17:30 | 274.46 | 271.84
2019-05-29 18:00 | 274.24 | 271.62
2019-05-29 18:30 | 275.79 | 273.23
2019-05-29 19:00 | 278.42 | 275.85
2019-05-29 19:30 | 270.8 | 268.1
2019-05-29 20:00 | 240.47 | 236.62
2019-05-29 20:30 | 239.98 | 236.28
2019-05-29 21:00 | 239.41 | 235.81
2019-05-29 21:30 | 240.14 | 236.67
2019-05-29 22:00 | 241.3 | 237.13
2019-05-29 22:30 | 241.87 | 237.58
2019-05-29 23:00 | 242.75 | 238.43
2019-05-29 23:30 | 245.72 | 240.97
2019-05-30 | 243.73 | 239.21
2019-05-30 00:30 | 244.36 | 239.07
2019-05-30 01:00 | 244.06 | 238.54
2019-05-30 01:30 | 243.67 | 238.2
2019-05-30 02:00 | 244.7 | 239.2
2019-05-30 02:30 | 243.81 | 238.5
2019-05-30 03:00 | 243.42 | 238.25
2019-05-30 03:30 | 242.79 | 237.73
2019-05-30 04:00 | 242.31 | 237.41
2019-05-30 04:30 | 242.12 | 237.19
2019-05-30 05:00 | 242 | 237.13
2019-05-30 05:30 | 242.27 | 237.23
2019-05-30 06:00 | 242.54 | 237.32
2019-05-30 06:30 | 241.31 | 236.15
2019-05-30 07:00 | 240.94 | 236.02
2019-05-30 07:30 | 241.99 | 236.24
2019-05-30 08:00 | 251.37 | 247.11
2019-05-30 08:30 | 255.7 | 251.83
2019-05-30 09:00 | 239.22 | 234.91
2019-05-30 09:30 | 240.12 | 236.22
2019-05-30 10:00 | 241.83 | 237.71
2019-05-30 10:30 | 239.47 | 235.53
2019-05-30 11:00 | 234.15 | 231.16
2019-05-30 11:30 | 234.64 | 231.05
2019-05-30 12:00 | 240.98 | 236.47
2019-05-30 12:30 | 242.86 | 238.1
2019-05-30 13:00 | 242.13 | 237.31
2019-05-30 13:30 | 246.01 | 240.66
2019-05-30 14:00 | 243.72 | 238.64
2019-05-30 14:30 | 242.53 | 237.54
2019-05-30 15:00 | 243.38 | 238.12
2019-05-30 15:30 | 244.19 | 238.87
2019-05-30 16:00 | 244.02 | 238.81
2019-05-30 16:30 | 244.42 | 239.34
2019-05-30 17:00 | 245.41 | 240.08
2019-05-30 17:30 | 245.45 | 240.22
2019-05-30 18:00 | 245.46 | 240.22
2019-05-30 18:30 | 246.44 | 241.02
2019-05-30 19:00 | 247.19 | 241.79
2019-05-30 19:30 | 247.07 | 241.56
2019-05-30 20:00 | 247.73 | 242.1
2019-05-30 20:30 | 247.24 | 241.78
2019-05-30 21:00 | 245.61 | 240.55
2019-05-30 21:30 | 246.58 | 241.35
2019-05-30 22:00 | 248.03 | 242.85
2019-05-30 22:30 | 249.06 | 243.89
2019-05-30 23:00 | 249.48 | 245.06
2019-05-30 23:30 | 249.3 | 244.96
2019-05-31 | 250 | 245.56
2019-05-31 00:30 | 250.51 | 245.88
2019-05-31 01:00 | 250.96 | 246.07
2019-05-31 01:30 | 251.62 | 245.81
2019-05-31 02:00 | 250.56 | 244.56
2019-05-31 02:30 | 242.04 | 237.46
2019-05-31 03:00 | 240.03 | 235.81
2019-05-31 03:30 | 236.55 | 232.67
2019-05-31 04:00 | 237.8 | 233.56
2019-05-31 04:30 | 238.16 | 233.64
2019-05-31 05:00 | 237.82 | 233.24
2019-05-31 05:30 | 236.74 | 232.42
2019-05-31 06:00 | 236.96 | 232.92
2019-05-31 06:30 | 235.44 | 231.51
2019-05-31 07:00 | 231.76 | 228.25
2019-05-31 07:30 | 230.65 | 227.23
2019-05-31 08:00 | 231.05 | 227.21
2019-05-31 08:30 | 225.96 | 222.59
2019-05-31 09:00 | 223.18 | 219.82
2019-05-31 09:30 | 225.24 | 222
2019-05-31 10:00 | 225.93 | 222.81
2019-05-31 10:30 | 225.6 | 222.83
2019-05-31 11:00 | 225.64 | 222.95
2019-05-31 11:30 | 228.08 | 225.07
2019-05-31 12:00 | 234.45 | 231.23
2019-05-31 12:30 | 235.06 | 231.87
2019-05-31 13:00 | 232.77 | 229.76
2019-05-31 13:30 | 232.74 | 229.73
2019-05-31 14:00 | 230.25 | 227.53
2019-05-31 14:30 | 230.53 | 227.75
2019-05-31 15:00 | 230.56 | 227.72
2019-05-31 15:30 | 231.2 | 228.26
2019-05-31 16:00 | 245.12 | 242.65
2019-05-31 16:30 | 269.7 | 267.64
2019-05-31 17:00 | 271.47 | 269.07
2019-05-31 17:30 | 273.04 | 270.98
2019-05-31 18:00 | 273.45 | 271.64
2019-05-31 18:30 | 274.01 | 272.3
2019-05-31 19:00 | 273.84 | 272.13
2019-05-31 19:30 | 277.73 | 275.67
2019-05-31 20:00 | 280.49 | 278.17
2019-05-31 20:30 | 280.51 | 278.3
2019-05-31 21:00 | 279.62 | 277.68
2019-05-31 21:30 | 280.36 | 278.22
2019-05-31 22:00 | 280.76 | 278.55
2019-05-31 22:30 | 280.72 | 278.53
2019-05-31 23:00 | 280.64 | 278.58
2019-05-31 23:30 | 243.14 | 239.79
2019-06-01 | 239.48 | 234.82
2019-06-01 00:30 | 239.75 | 235.39
2019-06-01 01:00 | 241.65 | 235.93
2019-06-01 01:30 | 241.2 | 235.29
2019-06-01 02:00 | 239.82 | 235.63
2019-06-01 02:30 | 239.52 | 235.75
2019-06-01 03:00 | 238.03 | 234.65
2019-06-01 03:30 | 238.56 | 235.15
2019-06-01 04:00 | 239.36 | 235.96
2019-06-01 04:30 | 238.82 | 235.48
2019-06-01 05:00 | 238.65 | 235.36
2019-06-01 05:30 | 239.22 | 235.63
2019-06-01 06:00 | 238.73 | 235.23
2019-06-01 06:30 | 236.96 | 234.11
2019-06-01 07:00 | 237.3 | 234.25
2019-06-01 07:30 | 238.47 | 234.91
2019-06-01 08:00 | 237.92 | 234.42
2019-06-01 08:30 | 239.03 | 235.42
2019-06-01 09:00 | 238.96 | 235.17
2019-06-01 09:30 | 238.03 | 234.41
2019-06-01 10:00 | 233.77 | 231.5
2019-06-01 10:30 | 232.75 | 230.57
2019-06-01 11:00 | 233.83 | 231.75
2019-06-01 11:30 | 233.28 | 231.22
2019-06-01 12:00 | 232.72 | 230.8
2019-06-01 12:30 | 234.07 | 231.98
2019-06-01 13:00 | 234.1 | 231.93
2019-06-01 13:30 | 232.7 | 230.55
2019-06-01 14:00 | 233.01 | 230.83
2019-06-01 14:30 | 234.74 | 232.39
2019-06-01 15:00 | 234.57 | 232.29
2019-06-01 15:30 | 248.33 | 246.35
2019-06-01 16:00 | 279.35 | 277.68
2019-06-01 16:30 | 279.72 | 278.11
2019-06-01 17:00 | 280.39 | 278.7
2019-06-01 17:30 | 280.1 | 278.51
2019-06-01 18:00 | 279.98 | 278.47
2019-06-01 18:30 | 280.3 | 278.76
2019-06-01 19:00 | 278.69 | 277.23
2019-06-01 19:30 | 277.95 | 276.49
2019-06-01 20:00 | 277.39 | 275.97
2019-06-01 20:30 | 277.44 | 275.98
2019-06-01 21:00 | 277.4 | 275.79
2019-06-01 21:30 | 279.12 | 277.46
2019-06-01 22:00 | 276.08 | 274.22
2019-06-01 22:30 | 235.19 | 232.54
2019-06-01 23:00 | 235.91 | 233.15
2019-06-01 23:30 | 236.26 | 233.48
2019-06-02 | 236.47 | 233.81
2019-06-02 00:30 | 236.79 | 234.23
2019-06-02 01:00 | 236.77 | 234.17
2019-06-02 01:30 | 236.27 | 233.71
2019-06-02 02:00 | 236.23 | 232.79
2019-06-02 02:30 | 236.01 | 232.73
2019-06-02 03:00 | 235.59 | 232.28
2019-06-02 03:30 | 234.91 | 231.63
2019-06-02 04:00 | 234.88 | 231.56
2019-06-02 04:30 | 234.77 | 231.59
2019-06-02 05:00 | 234.67 | 231.72
2019-06-02 05:30 | 234.67 | 231.78
2019-06-02 06:00 | 234.65 | 231.72
2019-06-02 06:30 | 232.9 | 229.99
2019-06-02 07:00 | 233.08 | 229.9
2019-06-02 07:30 | 234.75 | 231.31
2019-06-02 08:00 | 234.4 | 231.54
2019-06-02 08:30 | 234.23 | 231.1
2019-06-02 09:00 | 233.38 | 230.87
2019-06-02 09:30 | 233.73 | 231.82
2019-06-02 10:00 | 233.4 | 231.69
2019-06-02 10:30 | 233.34 | 231.38
2019-06-02 11:00 | 232.94 | 230.17
2019-06-02 11:30 | 231.36 | 228.62
2019-06-02 12:00 | 231.45 | 228.57
2019-06-02 12:30 | 232.54 | 229.42
2019-06-02 13:00 | 232.46 | 229.37
2019-06-02 13:30 | 233.45 | 230.22
2019-06-02 14:00 | 233.76 | 230.33
2019-06-02 14:30 | 233.26 | 230.07
2019-06-02 15:00 | 233.02 | 229.87
2019-06-02 15:30 | 227.95 | 224.83
2019-06-02 16:00 | 227.47 | 224.26
2019-06-02 16:30 | 232.25 | 228.5
2019-06-02 17:00 | 234.85 | 230.63
2019-06-02 17:30 | 233.49 | 229.57
2019-06-02 18:00 | 235.01 | 231.08
2019-06-02 18:30 | 233.25 | 229.4
2019-06-02 19:00 | 233.05 | 229.17
2019-06-02 19:30 | 234.44 | 230.68
2019-06-02 20:00 | 234.66 | 231.03
2019-06-02 20:30 | 242.11 | 238.8
2019-06-02 21:00 | 272.57 | 270.36
2019-06-02 21:30 | 272.2 | 270.06
2019-06-02 22:00 | 274.97 | 272.74
2019-06-02 22:30 | 276.29 | 273.38
2019-06-02 23:00 | 276.77 | 273.94
2019-06-02 23:30 | 277.19 | 274.52
2019-06-03 | 276.75 | 274.18
2019-06-03 00:30 | 265.15 | 262.53
2019-06-03 01:00 | 234.54 | 231.05
2019-06-03 01:30 | 234.55 | 230.79
2019-06-03 02:00 | 235.14 | 231.11
2019-06-03 02:30 | 236.74 | 231.5
2019-06-03 03:00 | 236.77 | 231.58
2019-06-03 03:30 | 236.53 | 231.48
2019-06-03 04:00 | 237.51 | 232.3
2019-06-03 04:30 | 237.89 | 232.55
2019-06-03 05:00 | 237.58 | 232.14
2019-06-03 05:30 | 236.34 | 231.48
2019-06-03 06:00 | 234.37 | 231.59
2019-06-03 06:30 | 234.87 | 231.82
2019-06-03 07:00 | 232.82 | 230.02
2019-06-03 07:30 | 233.36 | 230.54
2019-06-03 08:00 | 233.24 | 230.72
2019-06-03 08:30 | 256.02 | 254.18
2019-06-03 09:00 | 272.72 | 271.44
2019-06-03 09:30 | 271.5 | 270.22
2019-06-03 10:00 | 266.34 | 264.88
2019-06-03 10:30 | 247.08 | 245.62
2019-06-03 11:00 | 237.14 | 235.5
2019-06-03 11:30 | 228.87 | 226.92
2019-06-03 12:00 | 230.14 | 228.07
2019-06-03 12:30 | 229.53 | 227.51
2019-06-03 13:00 | 227.76 | 225.86
2019-06-03 13:30 | 228.92 | 226.9
2019-06-03 14:00 | 227 | 225.08
2019-06-03 14:30 | 226.96 | 225.1
2019-06-03 15:00 | 227.47 | 225.1
2019-06-03 15:30 | 226.12 | 223.85
2019-06-03 16:00 | 227.82 | 225.18
2019-06-03 16:30 | 230.29 | 227.48
2019-06-03 17:00 | 228.19 | 225.74
2019-06-03 17:30 | 229.45 | 227.13
2019-06-03 18:00 | 239.31 | 237.08
2019-06-03 18:30 | 245.18 | 243.62
2019-06-03 19:00 | 245.08 | 243.53
2019-06-03 19:30 | 236.26 | 234.59
2019-06-03 20:00 | 235.27 | 233.74
2019-06-03 20:30 | 233.83 | 232.58
2019-06-03 21:00 | 233.51 | 232.32
2019-06-03 21:30 | 234.6 | 233.23
2019-06-03 22:00 | 235.63 | 234.14
2019-06-03 22:30 | 234.94 | 233.55
2019-06-03 23:00 | 234.83 | 233.53
2019-06-03 23:30 | 234.08 | 232.9
2019-06-04 | 228.8 | 227.18
2019-06-04 00:30 | 226.04 | 223.94
2019-06-04 01:00 | 224.92 | 223.02
2019-06-04 01:30 | 225.01 | 223.15
2019-06-04 02:00 | 224.63 | 222.23
2019-06-04 02:30 | 225.18 | 222.58
2019-06-04 03:00 | 225.21 | 222.68
2019-06-04 03:30 | 224.77 | 222.33
2019-06-04 04:00 | 223.65 | 221.42
2019-06-04 04:30 | 220.24 | 218.21
2019-06-04 05:00 | 229.89 | 227.98
2019-06-04 05:30 | 238.37 | 236.33
2019-06-04 06:00 | 238.88 | 236.66
2019-06-04 06:30 | 237.75 | 235.37
2019-06-04 07:00 | 238.37 | 235.78
2019-06-04 07:30 | 254.52 | 252.42
2019-06-04 08:00 | 266.4 | 264.69
2019-06-04 08:30 | 235.9 | 233.77
2019-06-04 09:00 | 214.24 | 212.33
2019-06-04 09:30 | 213.58 | 211.36
2019-06-04 10:00 | 213.4 | 211.06
2019-06-04 10:30 | 213.24 | 210.96
2019-06-04 11:00 | 212.04 | 209.95
2019-06-04 11:30 | 212.92 | 210.57
2019-06-04 12:00 | 215.15 | 212.47
2019-06-04 12:30 | 215.89 | 213.06
2019-06-04 13:00 | 216.48 | 213.81
2019-06-04 13:30 | 218.81 | 216.51
2019-06-04 14:00 | 221.2 | 218.65
2019-06-04 14:30 | 221.77 | 219.19
2019-06-04 15:00 | 220.36 | 217.65
2019-06-04 15:30 | 220.79 | 217.94
2019-06-04 16:00 | 221.03 | 218.4
2019-06-04 16:30 | 219.9 | 217.63
2019-06-04 17:00 | 220.05 | 217.31
2019-06-04 17:30 | 222.79 | 219.85
2019-06-04 18:00 | 221.34 | 218.8
2019-06-04 18:30 | 220.28 | 218.12
2019-06-04 19:00 | 221.68 | 219.7
2019-06-04 19:30 | 222.15 | 220.17
2019-06-04 20:00 | 218.45 | 216.82
2019-06-04 20:30 | 220.28 | 218.5
2019-06-04 21:00 | 221.28 | 219.54
2019-06-04 21:30 | 219.05 | 217.55
2019-06-04 22:00 | 219.12 | 217.31
2019-06-04 22:30 | 218.91 | 217.01
2019-06-04 23:00 | 218.35 | 216.56
2019-06-04 23:30 | 218.16 | 216.5
2019-06-05 | 217.82 | 216.26
2019-06-05 00:30 | 217.29 | 216
2019-06-05 01:00 | 219.44 | 216.81
2019-06-05 01:30 | 222.43 | 218.02
2019-06-05 02:00 | 221.64 | 217.5
2019-06-05 02:30 | 221.37 | 217.32
2019-06-05 03:00 | 221.28 | 217.37
2019-06-05 03:30 | 220.57 | 216.78
2019-06-05 04:00 | 220.08 | 216.36
2019-06-05 04:30 | 220.48 | 216.67
2019-06-05 05:00 | 219.98 | 216.08
2019-06-05 05:30 | 221.06 | 216.91
2019-06-05 06:00 | 220.51 | 216.31
2019-06-05 06:30 | 220.77 | 216.65
2019-06-05 07:00 | 221.1 | 217.17
2019-06-05 07:30 | 266.95 | 264.23
2019-06-05 08:00 | 271.72 | 269.34
2019-06-05 08:30 | 271.86 | 269.37
2019-06-05 09:00 | 237.92 | 235.07
2019-06-05 09:30 | 221.85 | 218.22
2019-06-05 10:00 | 219.28 | 216.24
2019-06-05 10:30 | 218.07 | 215.08
2019-06-05 11:00 | 212.46 | 209.76
2019-06-05 11:30 | 217.18 | 214.28
2019-06-05 12:00 | 218.44 | 215.28
2019-06-05 12:30 | 216.64 | 213.6
2019-06-05 13:00 | 217.36 | 214.09
2019-06-05 13:30 | 217.84 | 214.54
2019-06-05 14:00 | 218.23 | 214.84
2019-06-05 14:30 | 218.61 | 215.15
2019-06-05 15:00 | 217.29 | 213.88
2019-06-05 15:30 | 216.27 | 213.08
2019-06-05 16:00 | 214.35 | 211.29
2019-06-05 16:30 | 211.88 | 208.93
2019-06-05 17:00 | 209.85 | 206.87
2019-06-05 17:30 | 211.49 | 208.56
2019-06-05 18:00 | 211.59 | 208.95
2019-06-05 18:30 | 208.03 | 205.68
2019-06-05 19:00 | 210.7 | 208.13
2019-06-05 19:30 | 209.21 | 206.91
2019-06-05 20:00 | 209.51 | 207.3
2019-06-05 20:30 | 210.21 | 208
2019-06-05 21:00 | 211.09 | 208.79
2019-06-05 21:30 | 211.36 | 209.03
2019-06-05 22:00 | 210.85 | 208.52
2019-06-05 22:30 | 211.69 | 208.9
2019-06-05 23:00 | 212.13 | 209.14
2019-06-05 23:30 | 212.4 | 209.39
2019-06-06 | 211.71 | 208.89
2019-06-06 00:30 | 212.21 | 209.31
2019-06-06 01:00 | 216.9 | 213.67
2019-06-06 01:30 | 216.41 | 213.67
2019-06-06 02:00 | 216 | 213.13
2019-06-06 02:30 | 216.18 | 213.23
2019-06-06 03:00 | 215.77 | 213.03
2019-06-06 03:30 | 217.56 | 214.48
2019-06-06 04:00 | 220.58 | 217.22
2019-06-06 04:30 | 220.4 | 217.15
2019-06-06 05:00 | 221.61 | 218.02
2019-06-06 05:30 | 221.33 | 217.59
2019-06-06 06:00 | 220.55 | 216.67
2019-06-06 06:30 | 249.79 | 246.79
2019-06-06 07:00 | 268.78 | 266.41
2019-06-06 07:30 | 270.7 | 268.64
2019-06-06 08:00 | 270.39 | 268.38
2019-06-06 08:30 | 269.41 | 266.68
2019-06-06 09:00 | 236.61 | 232.88
2019-06-06 09:30 | 224.3 | 219.96
2019-06-06 10:00 | 225.27 | 220.72
2019-06-06 10:30 | 226.09 | 221.27
2019-06-06 11:00 | 226.61 | 221.87
2019-06-06 11:30 | 226.81 | 222.23
2019-06-06 12:00 | 226.39 | 223.01
2019-06-06 12:30 | 224.6 | 222.41
2019-06-06 13:00 | 223.76 | 221.92
2019-06-06 13:30 | 224.52 | 222.64
2019-06-06 14:00 | 223.37 | 221.6
2019-06-06 14:30 | 225.73 | 223.71
2019-06-06 15:00 | 226.13 | 224.07
2019-06-06 15:30 | 225.69 | 223.7
2019-06-06 16:00 | 224.94 | 222.88
2019-06-06 16:30 | 227.18 | 225.24
2019-06-06 17:00 | 231.41 | 229.66
2019-06-06 17:30 | 232.09 | 230.09
2019-06-06 18:00 | 232.69 | 230.57
2019-06-06 18:30 | 233.03 | 230.91
2019-06-06 19:00 | 232.33 | 230.27
2019-06-06 19:30 | 232.66 | 230.52
2019-06-06 20:00 | 232.59 | 230.33
2019-06-06 20:30 | 229.54 | 227.55
2019-06-06 21:00 | 228.98 | 226.95
2019-06-06 21:30 | 229.92 | 227.83
2019-06-06 22:00 | 229.52 | 227.5
2019-06-06 22:30 | 231.81 | 229.49
2019-06-06 23:00 | 231.13 | 228.9
2019-06-06 23:30 | 231.7 | 229.35
2019-06-07 | 233.55 | 230.97
2019-06-07 00:30 | 233.34 | 231.03
2019-06-07 01:00 | 233.48 | 231.46
2019-06-07 01:30 | 229.18 | 227.63
2019-06-07 02:00 | 228.12 | 226.51
2019-06-07 02:30 | 228.79 | 226.92
2019-06-07 03:00 | 232.96 | 230.42
2019-06-07 03:30 | 234.85 | 232.11
2019-06-07 04:00 | 235.25 | 232.4
2019-06-07 04:30 | 235.38 | 232.44
2019-06-07 05:00 | 237.16 | 234.21
2019-06-07 05:30 | 237.04 | 234.07
2019-06-07 06:00 | 234.86 | 232.22
2019-06-07 06:30 | 235.71 | 232.64
2019-06-07 07:00 | 251.98 | 249.27
2019-06-07 07:30 | 268.79 | 266.89
2019-06-07 08:00 | 260.68 | 259.01
2019-06-07 08:30 | 232.18 | 230.16
2019-06-07 09:00 | 221.16 | 218.86
2019-06-07 09:30 | 224.66 | 222.09
2019-06-07 10:00 | 228.29 | 225.89
2019-06-07 10:30 | 229.16 | 226.54
2019-06-07 11:00 | 232.54 | 229.13
2019-06-07 11:30 | 235.63 | 232.15
2019-06-07 12:00 | 243.95 | 240.92
2019-06-07 12:30 | 240.44 | 238.04
2019-06-07 13:00 | 245.01 | 241.84
2019-06-07 13:30 | 244.26 | 241.19
2019-06-07 14:00 | 242.22 | 239.26
2019-06-07 14:30 | 236.84 | 233.76
2019-06-07 15:00 | 243.35 | 240.38
2019-06-07 15:30 | 243.95 | 240.98
2019-06-07 16:00 | 245.87 | 242.7
2019-06-07 16:30 | 246.36 | 243.01
2019-06-07 17:00 | 246.19 | 242.61
2019-06-07 17:30 | 246.94 | 243.16
2019-06-07 18:00 | 245.39 | 241.6
2019-06-07 18:30 | 244.18 | 240.42
2019-06-07 19:00 | 244.15 | 240.53
2019-06-07 19:30 | 244.74 | 241.12
2019-06-07 20:00 | 246.04 | 242.16
2019-06-07 20:30 | 247.01 | 242.93
2019-06-07 21:00 | 246.36 | 242.36
2019-06-07 21:30 | 246.33 | 242.46
2019-06-07 22:00 | 243.33 | 239.92
2019-06-07 22:30 | 249.16 | 244.5
2019-06-07 23:00 | 250.87 | 246.02
2019-06-07 23:30 | 250.95 | 246.03
2019-06-08 | 251.23 | 246.22
2019-06-08 00:30 | 248.55 | 244.32
2019-06-08 01:00 | 248.22 | 244.38
2019-06-08 01:30 | 248.23 | 244.75
2019-06-08 02:00 | 249.19 | 245.83
2019-06-08 02:30 | 248.66 | 245.48
2019-06-08 03:00 | 242.26 | 239.8
2019-06-08 03:30 | 241.88 | 239.45
2019-06-08 04:00 | 249.26 | 246.14
2019-06-08 04:30 | 250.07 | 246.91
2019-06-08 05:00 | 248.96 | 245.95
2019-06-08 05:30 | 248.7 | 245.63
2019-06-08 06:00 | 249.18 | 245.85
2019-06-08 06:30 | 248.64 | 245.08
2019-06-08 07:00 | 248.45 | 244.96
2019-06-08 07:30 | 248.66 | 245.08
2019-06-08 08:00 | 246.51 | 243.46
2019-06-08 08:30 | 246.86 | 243.57
2019-06-08 09:00 | 247.2 | 243.61
2019-06-08 09:30 | 246.52 | 242.98
2019-06-08 10:00 | 248.29 | 244.61
2019-06-08 10:30 | 247.67 | 244.27
2019-06-08 11:00 | 246.61 | 243.31
2019-06-08 11:30 | 245.47 | 242.4
2019-06-08 12:00 | 245.34 | 242.22
2019-06-08 12:30 | 246.65 | 243.64
2019-06-08 13:00 | 247.86 | 244.58
2019-06-08 13:30 | 246.42 | 243.5
2019-06-08 14:00 | 246.43 | 243.5
2019-06-08 14:30 | 246.47 | 243.3
2019-06-08 15:00 | 248.28 | 244.76
2019-06-08 15:30 | 248.11 | 244.77
2019-06-08 16:00 | 247.96 | 244.61
2019-06-08 16:30 | 248.66 | 245.2
2019-06-08 17:00 | 248.5 | 244.79
2019-06-08 17:30 | 246.83 | 243.36
2019-06-08 18:00 | 247.65 | 244.06
2019-06-08 18:30 | 241.63 | 237.6
2019-06-08 19:00 | 240.59 | 236.42
2019-06-08 19:30 | 238.68 | 234.81
2019-06-08 20:00 | 239.58 | 235.57
2019-06-08 20:30 | 238.32 | 234.46
2019-06-08 21:00 | 233.67 | 230.38
2019-06-08 21:30 | 237.18 | 233.69
2019-06-08 22:00 | 238.74 | 235.02
2019-06-08 22:30 | 239.58 | 235.71
2019-06-08 23:00 | 238.65 | 234.84
2019-06-08 23:30 | 239.11 | 235.37
2019-06-09 | 238.11 | 234.51
2019-06-09 00:30 | 234.1 | 231.4
2019-06-09 01:00 | 233.08 | 229.89
2019-06-09 01:30 | 236.05 | 232.76
2019-06-09 02:00 | 237.2 | 233.83
2019-06-09 02:30 | 236.75 | 233.53
2019-06-09 03:00 | 235.16 | 232.06
2019-06-09 03:30 | 238.19 | 234.76
2019-06-09 04:00 | 239.85 | 236.28
2019-06-09 04:30 | 240.15 | 236.67
2019-06-09 05:00 | 240.95 | 237.59
2019-06-09 05:30 | 242.62 | 239.05
2019-06-09 06:00 | 242.5 | 238.86
2019-06-09 06:30 | 241.9 | 238.28
2019-06-09 07:00 | 241.75 | 238.1
2019-06-09 07:30 | 242.37 | 238.3
2019-06-09 08:00 | 242.97 | 238.74
2019-06-09 08:30 | 243.37 | 239.22
2019-06-09 09:00 | 240.72 | 237.14
2019-06-09 09:30 | 240.59 | 237
2019-06-09 10:00 | 240.1 | 236.65
2019-06-09 10:30 | 239.85 | 236.67
2019-06-09 11:00 | 238.3 | 235.4
2019-06-09 11:30 | 237.17 | 233.88
2019-06-09 12:00 | 238.65 | 234.71
2019-06-09 12:30 | 238.15 | 234.17
2019-06-09 13:00 | 237.61 | 233.64
2019-06-09 13:30 | 237.84 | 233.9
2019-06-09 14:00 | 238.41 | 234.35
2019-06-09 14:30 | 237.3 | 233.46
2019-06-09 15:00 | 237.37 | 233.5
2019-06-09 15:30 | 238.1 | 233.96
2019-06-09 16:00 | 237.85 | 233.57
2019-06-09 16:30 | 238.01 | 233.37
2019-06-09 17:00 | 239.05 | 234.14
2019-06-09 17:30 | 239.64 | 234.7
2019-06-09 18:00 | 239.2 | 234.43
2019-06-09 18:30 | 238.75 | 234.15
2019-06-09 19:00 | 238.53 | 234.24
2019-06-09 19:30 | 238.48 | 234.21
2019-06-09 20:00 | 239.07 | 234.68
2019-06-09 20:30 | 237.75 | 233.54
2019-06-09 21:00 | 237.58 | 233.43
2019-06-09 21:30 | 238.2 | 233.91
2019-06-09 22:00 | 238.65 | 234.45
2019-06-09 22:30 | 237.38 | 233.58
2019-06-09 23:00 | 237.63 | 233.82
2019-06-09 23:30 | 237.91 | 233.77
2019-06-10 | 237.61 | 233.54
2019-06-10 00:30 | 238.05 | 233.97
2019-06-10 01:00 | 238.12 | 233.38
2019-06-10 01:30 | 238.47 | 233.53
2019-06-10 02:00 | 237.99 | 233.21
2019-06-10 02:30 | 238.3 | 233.57
2019-06-10 03:00 | 238.03 | 233.28
2019-06-10 03:30 | 239.25 | 234.13
2019-06-10 04:00 | 239.53 | 234.4
2019-06-10 04:30 | 238.86 | 233.76
2019-06-10 05:00 | 237.85 | 232.76
2019-06-10 05:30 | 239.71 | 234.1
2019-06-10 06:00 | 238.51 | 233.92
2019-06-10 06:30 | 237.58 | 233.02
2019-06-10 07:00 | 238.85 | 233.8
2019-06-10 07:30 | 238.45 | 233.81
2019-06-10 08:00 | 236.76 | 232.86
2019-06-10 08:30 | 237.43 | 233.54
2019-06-10 09:00 | 237.68 | 233.81
2019-06-10 09:30 | 239.16 | 235.17
2019-06-10 10:00 | 235.01 | 231.56
2019-06-10 10:30 | 235.89 | 232.35
2019-06-10 11:00 | 233.37 | 230.03
2019-06-10 11:30 | 230.89 | 228.24
2019-06-10 12:00 | 233.11 | 230.08
2019-06-10 12:30 | 233.31 | 230.3
2019-06-10 13:00 | 234.25 | 231.14
2019-06-10 13:30 | 235.24 | 232
2019-06-10 14:00 | 235.51 | 232.15
2019-06-10 14:30 | 234.11 | 230.92
2019-06-10 15:00 | 229.29 | 226.61
2019-06-10 15:30 | 235.88 | 232.29
2019-06-10 16:00 | 236.14 | 232.6
2019-06-10 16:30 | 236.37 | 232.72
2019-06-10 17:00 | 236.01 | 232.01
2019-06-10 17:30 | 239.56 | 234.97
2019-06-10 18:00 | 240.55 | 235.86
2019-06-10 18:30 | 238.88 | 234.69
2019-06-10 19:00 | 238.67 | 234.72
2019-06-10 19:30 | 240.78 | 236.57
2019-06-10 20:00 | 240.77 | 236.65
2019-06-10 20:30 | 238.59 | 234.57
2019-06-10 21:00 | 238.62 | 234.62
2019-06-10 21:30 | 240.47 | 236.16
2019-06-10 22:00 | 239.94 | 235.67
2019-06-10 22:30 | 238.35 | 234.38
2019-06-10 23:00 | 238.19 | 234.42
2019-06-10 23:30 | 237.79 | 234.2
2019-06-11 | 238.02 | 234.46
2019-06-11 00:30 | 238.62 | 235.27
2019-06-11 01:00 | 245.29 | 240.68
2019-06-11 01:30 | 247.87 | 243.61
2019-06-11 02:00 | 246.98 | 242.96
2019-06-11 02:30 | 246.97 | 243.02
2019-06-11 03:00 | 247.97 | 243.96
2019-06-11 03:30 | 248.72 | 244.49
2019-06-11 04:00 | 249.06 | 244.8
2019-06-11 04:30 | 248.09 | 243.83
2019-06-11 05:00 | 246.45 | 242.26
2019-06-11 05:30 | 246.16 | 242.58
2019-06-11 06:00 | 246.89 | 243.39
2019-06-11 06:30 | 245.49 | 242.36
2019-06-11 07:00 | 246.48 | 242.76
2019-06-11 07:30 | 246.16 | 242.35
2019-06-11 08:00 | 245.35 | 241.55
2019-06-11 08:30 | 243.24 | 239.84
2019-06-11 09:00 | 240.48 | 237.19
2019-06-11 09:30 | 237.55 | 234.12
2019-06-11 10:00 | 237.61 | 234.03
2019-06-11 10:30 | 237.44 | 233.8
2019-06-11 11:00 | 237.47 | 233.71
2019-06-11 11:30 | 236.06 | 232.73
2019-06-11 12:00 | 234.98 | 231.78
2019-06-11 12:30 | 236.66 | 233.27
2019-06-11 13:00 | 237.05 | 233.64
2019-06-11 13:30 | 236.91 | 233.57
2019-06-11 14:00 | 236.87 | 233.65
2019-06-11 14:30 | 236.15 | 232.73
2019-06-11 15:00 | 236.59 | 233.1
2019-06-11 15:30 | 241.19 | 237.25
2019-06-11 16:00 | 242.26 | 238.28
2019-06-11 16:30 | 244.28 | 239.89
2019-06-11 17:00 | 244.46 | 239.71
2019-06-11 17:30 | 244.48 | 239.8
2019-06-11 18:00 | 243.74 | 239.14
2019-06-11 18:30 | 239.47 | 235.36
2019-06-11 19:00 | 237.3 | 233.79
2019-06-11 19:30 | 238.35 | 234.8
2019-06-11 20:00 | 239.83 | 236.11
2019-06-11 20:30 | 239.77 | 236.03
2019-06-11 21:00 | 237.9 | 234.45
2019-06-11 21:30 | 237.72 | 234.29
2019-06-11 22:00 | 238.46 | 235.1
2019-06-11 22:30 | 236.79 | 233.5
2019-06-11 23:00 | 236.84 | 233.53
2019-06-11 23:30 | 237.48 | 233.6
2019-06-12 | 237.12 | 233.37
2019-06-12 00:30 | 237.34 | 233.7
2019-06-12 01:00 | 237.21 | 233.24
2019-06-12 01:30 | 237.12 | 233.12
2019-06-12 02:00 | 239.37 | 235.08
2019-06-12 02:30 | 240.85 | 235.93
2019-06-12 03:00 | 238.55 | 233.92
2019-06-12 03:30 | 238.84 | 234.2
2019-06-12 04:00 | 238.1 | 233.51
2019-06-12 04:30 | 238.17 | 233.59
2019-06-12 05:00 | 237.74 | 233.42
2019-06-12 05:30 | 238.3 | 233.86
2019-06-12 06:00 | 238.74 | 234.14
2019-06-12 06:30 | 237.23 | 233.24
2019-06-12 07:00 | 238.13 | 233.85
2019-06-12 07:30 | 238.34 | 234.42
2019-06-12 08:00 | 238.28 | 234.32
2019-06-12 08:30 | 238.53 | 234.56
2019-06-12 09:00 | 234.8 | 231.02
2019-06-12 09:30 | 233.4 | 230.09
2019-06-12 10:00 | 233.68 | 230.23
2019-06-12 10:30 | 233.23 | 229.99
2019-06-12 11:00 | 231.97 | 229.4
2019-06-12 11:30 | 231.26 | 228.76
2019-06-12 12:00 | 231.5 | 229.05
2019-06-12 12:30 | 231.81 | 229.41
2019-06-12 13:00 | 232.16 | 229.94
2019-06-12 13:30 | 232.31 | 230.23
2019-06-12 14:00 | 232.44 | 230.41
2019-06-12 14:30 | 232.3 | 230.35
2019-06-12 15:00 | 233.74 | 231.62
2019-06-12 15:30 | 236.97 | 234.5
2019-06-12 16:00 | 236.57 | 234.15
2019-06-12 16:30 | 236.42 | 233.9
2019-06-12 17:00 | 236.33 | 233.35
2019-06-12 17:30 | 235.9 | 232.76
2019-06-12 18:00 | 236.33 | 233.02
2019-06-12 18:30 | 235.78 | 231.99
2019-06-12 19:00 | 235.69 | 231.53
2019-06-12 19:30 | 235.96 | 231.87
2019-06-12 20:00 | 235.05 | 231.06
2019-06-12 20:30 | 236.33 | 232.21
2019-06-12 21:00 | 236.52 | 232.43
2019-06-12 21:30 | 237.34 | 233.25
2019-06-12 22:00 | 237.61 | 233.57
2019-06-12 22:30 | 236.57 | 232.26
2019-06-12 23:00 | 237.5 | 233.08
2019-06-12 23:30 | 238.07 | 233.49
2019-06-13 | 237.86 | 233.59
2019-06-13 00:30 | 237.24 | 233.38
2019-06-13 01:00 | 237.15 | 233.54
2019-06-13 01:30 | 236.68 | 233.24
2019-06-13 02:00 | 237.02 | 232.94
2019-06-13 02:30 | 237.95 | 233.2
2019-06-13 03:00 | 237.15 | 232.53
2019-06-13 03:30 | 237.18 | 232.53
2019-06-13 04:00 | 236.36 | 231.81
2019-06-13 04:30 | 232.27 | 228.16
2019-06-13 05:00 | 229.62 | 225.84
2019-06-13 05:30 | 228.47 | 225.06
2019-06-13 06:00 | 229.15 | 226.05
2019-06-13 06:30 | 228.23 | 225.24
2019-06-13 07:00 | 228.71 | 225.17
2019-06-13 07:30 | 227.24 | 224.16
2019-06-13 08:00 | 224.92 | 222.73
2019-06-13 08:30 | 223.69 | 221.77
2019-06-13 09:00 | 221.08 | 219.37
2019-06-13 09:30 | 223.26 | 221.02
2019-06-13 10:00 | 225.91 | 223.39
2019-06-13 10:30 | 227.66 | 224.75
2019-06-13 11:00 | 232.36 | 229.18
2019-06-13 11:30 | 231.12 | 228.32
2019-06-13 12:00 | 230.16 | 227.6
2019-06-13 12:30 | 231.44 | 228.8
2019-06-13 13:00 | 238.32 | 235.35
2019-06-13 13:30 | 237.88 | 234.88
2019-06-13 14:00 | 235.28 | 232.81
2019-06-13 14:30 | 234.93 | 232.59
2019-06-13 15:00 | 232.6 | 230.44
2019-06-13 15:30 | 233.39 | 231.13
2019-06-13 16:00 | 234.52 | 232.07
2019-06-13 16:30 | 239.07 | 236.16
2019-06-13 17:00 | 241.15 | 238
2019-06-13 17:30 | 242.19 | 239.01
2019-06-13 18:00 | 241.9 | 238.72
2019-06-13 18:30 | 239.58 | 236.7
2019-06-13 19:00 | 240.41 | 237.61
2019-06-13 19:30 | 239.06 | 236.38
2019-06-13 20:00 | 234.93 | 232.66
2019-06-13 20:30 | 233.15 | 231.08
2019-06-13 21:00 | 239.07 | 236.47
2019-06-13 21:30 | 240.01 | 237.47
2019-06-13 22:00 | 241.24 | 237.76
2019-06-13 22:30 | 241.53 | 238.02
2019-06-13 23:00 | 241.45 | 238.1
2019-06-13 23:30 | 241.74 | 238.39
2019-06-14 | 241.61 | 238.32
2019-06-14 00:30 | 241.48 | 238.04
2019-06-14 01:00 | 241.56 | 237.78
2019-06-14 01:30 | 241.38 | 237.59
2019-06-14 02:00 | 242.45 | 238.17
2019-06-14 02:30 | 238.82 | 234.5
2019-06-14 03:00 | 238.69 | 234.4
2019-06-14 03:30 | 238.38 | 234.06
2019-06-14 04:00 | 238.83 | 234.01
2019-06-14 04:30 | 238.21 | 233.4
2019-06-14 05:00 | 238.91 | 233.93
2019-06-14 05:30 | 239.54 | 234.29
2019-06-14 06:00 | 240.37 | 235.25
2019-06-14 06:30 | 239.18 | 234.8
2019-06-14 07:00 | 239.64 | 235.38
2019-06-14 07:30 | 236.96 | 233.42
2019-06-14 08:00 | 233.42 | 230.46
2019-06-14 08:30 | 231.38 | 229.06
2019-06-14 09:00 | 228.45 | 226.46
2019-06-14 09:30 | 228.8 | 226.87
2019-06-14 10:00 | 228.6 | 226.6
2019-06-14 10:30 | 225.77 | 223.97
2019-06-14 11:00 | 227.49 | 225.57
2019-06-14 11:30 | 226.78 | 224.87
2019-06-14 12:00 | 227.74 | 225.93
2019-06-14 12:30 | 229.11 | 227.18
2019-06-14 13:00 | 228.51 | 226.52
2019-06-14 13:30 | 229.36 | 227.43
2019-06-14 14:00 | 224.12 | 222.56
2019-06-14 14:30 | 221.77 | 220.33
2019-06-14 15:00 | 219.93 | 218.52
2019-06-14 15:30 | 217.78 | 216.48
2019-06-14 16:00 | 215.65 | 214.24
2019-06-14 16:30 | 216.96 | 215.38
2019-06-14 17:00 | 218.08 | 216.3
2019-06-14 17:30 | 217.56 | 215.96
2019-06-14 18:00 | 254.61 | 253.62
2019-06-14 18:30 | 253.87 | 252.95
2019-06-14 19:00 | 254.4 | 253.48
2019-06-14 19:30 | 255.51 | 254.58
2019-06-14 20:00 | 255.41 | 254.52
2019-06-14 20:30 | 254.22 | 253.34
2019-06-14 21:00 | 251.67 | 250.82
2019-06-14 21:30 | 252.71 | 251.88
2019-06-14 22:00 | 258.5 | 257.56
2019-06-14 22:30 | 258.24 | 257.31
2019-06-14 23:00 | 257.62 | 256.73
2019-06-14 23:30 | 259.38 | 258.34
2019-06-15 | 260.02 | 258.97
2019-06-15 00:30 | 257.43 | 256.28
2019-06-15 01:00 | 254.05 | 252.94
2019-06-15 01:30 | 255.08 | 253.62
2019-06-15 02:00 | 254.49 | 253.14
2019-06-15 02:30 | 254.59 | 253.23
2019-06-15 03:00 | 254.34 | 252.91
2019-06-15 03:30 | 255.51 | 253.96
2019-06-15 04:00 | 250.23 | 248.74
2019-06-15 04:30 | 249.75 | 248.3
2019-06-15 05:00 | 248.15 | 246.87
2019-06-15 05:30 | 248.12 | 246.74
2019-06-15 06:00 | 247.84 | 246.51
2019-06-15 06:30 | 247.43 | 246.16
2019-06-15 07:00 | 248.52 | 246.97
2019-06-15 07:30 | 248.82 | 247.26
2019-06-15 08:00 | 247.68 | 246.28
2019-06-15 08:30 | 215.42 | 213.52
2019-06-15 09:00 | 216 | 214.09
2019-06-15 09:30 | 215.03 | 213.17
2019-06-15 10:00 | 216.8 | 214.83
2019-06-15 10:30 | 217.41 | 215.18
2019-06-15 11:00 | 235.52 | 233.64
2019-06-15 11:30 | 234.39 | 232.59
2019-06-15 12:00 | 233.47 | 231.65
2019-06-15 12:30 | 232.82 | 230.97
2019-06-15 13:00 | 232.54 | 230.6
2019-06-15 13:30 | 231.95 | 230.08
2019-06-15 14:00 | 231.31 | 229.33
2019-06-15 14:30 | 230.8 | 228.93
2019-06-15 15:00 | 231.76 | 229.85
2019-06-15 15:30 | 235.96 | 233.68
2019-06-15 16:00 | 235.7 | 233.58
2019-06-15 16:30 | 235.71 | 233.37
2019-06-15 17:00 | 234.6 | 232.57
2019-06-15 17:30 | 233.86 | 232.02
2019-06-15 18:00 | 235.99 | 234.3
2019-06-15 18:30 | 245.47 | 243.96
2019-06-15 19:00 | 244.11 | 242.58
2019-06-15 19:30 | 240.72 | 239.09
2019-06-15 20:00 | 239.51 | 237.88
2019-06-15 20:30 | 234.43 | 232.73
2019-06-15 21:00 | 234.76 | 232.95
2019-06-15 21:30 | 234.46 | 232.77
2019-06-15 22:00 | 234.45 | 232.88
2019-06-15 22:30 | 234 | 232.45
2019-06-15 23:00 | 234.1 | 232.5
2019-06-15 23:30 | 234.13 | 232.7
2019-06-16 | 234.71 | 233.43
2019-06-16 00:30 | 238.79 | 237.42
2019-06-16 01:00 | 238.76 | 237.18
2019-06-16 01:30 | 238.53 | 236.67
2019-06-16 02:00 | 238.68 | 236.77
2019-06-16 02:30 | 239.97 | 237.89
2019-06-16 03:00 | 241.7 | 239.44
2019-06-16 03:30 | 241.6 | 239.25
2019-06-16 04:00 | 242.1 | 239.69
2019-06-16 04:30 | 242.16 | 239.76
2019-06-16 05:00 | 241.76 | 239.33
2019-06-16 05:30 | 241.75 | 239.32
2019-06-16 06:00 | 241.88 | 239.44
2019-06-16 06:30 | 239.55 | 236.29
2019-06-16 07:00 | 234.15 | 230.65
2019-06-16 07:30 | 223.54 | 220.18
2019-06-16 08:00 | 223.4 | 219.58
2019-06-16 08:30 | 222.79 | 219.04
2019-06-16 09:00 | 219.87 | 216.81
2019-06-16 09:30 | 220.81 | 217.88
2019-06-16 10:00 | 219.87 | 217.01
2019-06-16 10:30 | 218.35 | 215.62
2019-06-16 11:00 | 218.32 | 215.59
2019-06-16 11:30 | 213.51 | 211.56
2019-06-16 12:00 | 213.44 | 211.73
2019-06-16 12:30 | 212.07 | 210.26
2019-06-16 13:00 | 211.91 | 209.93
2019-06-16 13:30 | 211.64 | 209.7
2019-06-16 14:00 | 213.2 | 211.13
2019-06-16 14:30 | 215.63 | 213.54
2019-06-16 15:00 | 218.02 | 215.44
2019-06-16 15:30 | 227.54 | 224.09
2019-06-16 16:00 | 229.79 | 226.28
2019-06-16 16:30 | 239.39 | 235.88
2019-06-16 17:00 | 258.94 | 256.01
2019-06-16 17:30 | 267.23 | 264.37
2019-06-16 18:00 | 266.97 | 264.2
2019-06-16 18:30 | 266.66 | 263.96
2019-06-16 19:00 | 266.09 | 263.53
2019-06-16 19:30 | 265.97 | 263.66
2019-06-16 20:00 | 265.26 | 263.11
2019-06-16 20:30 | 260.59 | 258.29
2019-06-16 21:00 | 254.8 | 252.36
2019-06-16 21:30 | 246.59 | 243.91
2019-06-16 22:00 | 246.27 | 243.69
2019-06-16 22:30 | 246.01 | 243.56
2019-06-16 23:00 | 242.79 | 240.22
2019-06-16 23:30 | 243.58 | 240.91
2019-06-17 | 242.21 | 239.8
2019-06-17 00:30 | 241.45 | 239.29
2019-06-17 01:00 | 242.39 | 239.65
2019-06-17 01:30 | 242.72 | 239.59
2019-06-17 02:00 | 238.66 | 235.26
2019-06-17 02:30 | 238.26 | 234.61
2019-06-17 03:00 | 238.46 | 234.6
2019-06-17 03:30 | 233.4 | 229.6
2019-06-17 04:00 | 234.07 | 230.14
2019-06-17 04:30 | 232.83 | 229.17
2019-06-17 05:00 | 227.33 | 224.26
2019-06-17 05:30 | 228.17 | 225.09
2019-06-17 06:00 | 228.85 | 225.63
2019-06-17 06:30 | 229.33 | 225.62
2019-06-17 07:00 | 229.28 | 226.01
2019-06-17 07:30 | 229.01 | 225.89
2019-06-17 08:00 | 228.13 | 225.83
2019-06-17 08:30 | 227.44 | 225.86
2019-06-17 09:00 | 225.9 | 224.47
2019-06-17 09:30 | 226.24 | 224.63
2019-06-17 10:00 | 226.77 | 225.07
2019-06-17 10:30 | 239.83 | 238.21
2019-06-17 11:00 | 230.93 | 229.04
2019-06-17 11:30 | 232.84 | 230.84
2019-06-17 12:00 | 233.27 | 231.2
2019-06-17 12:30 | 233.51 | 231.38
2019-06-17 13:00 | 232.49 | 230.26
2019-06-17 13:30 | 232.58 | 230.12
2019-06-17 14:00 | 257.99 | 255.45
2019-06-17 14:30 | 262.68 | 260.62
2019-06-17 15:00 | 262.28 | 260.38
2019-06-17 15:30 | 263.5 | 261.64
2019-06-17 16:00 | 263.85 | 262.05
2019-06-17 16:30 | 264.31 | 262.72
2019-06-17 17:00 | 264.84 | 263.41
2019-06-17 17:30 | 265.07 | 263.58
2019-06-17 18:00 | 266.48 | 264.96
2019-06-17 18:30 | 263.9 | 262.69
2019-06-17 19:00 | 259.54 | 258.66
2019-06-17 19:30 | 221.74 | 220.7
2019-06-17 20:00 | 226.23 | 224.85
2019-06-17 20:30 | 225.15 | 223.85
2019-06-17 21:00 | 228.2 | 226.63
2019-06-17 21:30 | 234.55 | 233.02
2019-06-17 22:00 | 234.79 | 233.13
2019-06-17 22:30 | 232.97 | 231.22
2019-06-17 23:00 | 233.21 | 231.51
2019-06-17 23:30 | 233.16 | 231.48
2019-06-18 | 230.19 | 228.85
2019-06-18 00:30 | 226.54 | 225.4
2019-06-18 01:00 | 226.7 | 225.41
2019-06-18 01:30 | 226.89 | 225.44
2019-06-18 02:00 | 226.99 | 224.78
2019-06-18 02:30 | 226.66 | 224.47
2019-06-18 03:00 | 226.19 | 224.12
2019-06-18 03:30 | 227.09 | 225.01
2019-06-18 04:00 | 227.3 | 225.15
2019-06-18 04:30 | 220.4 | 218.82
2019-06-18 05:00 | 221.67 | 220.03
2019-06-18 05:30 | 221.68 | 219.96
2019-06-18 06:00 | 222.17 | 220.29
2019-06-18 06:30 | 221.11 | 219.64
2019-06-18 07:00 | 222.79 | 220.93
2019-06-18 07:30 | 221.13 | 218.96
2019-06-18 08:00 | 220.79 | 219.24
2019-06-18 08:30 | 242.09 | 241.09
2019-06-18 09:00 | 255.36 | 254.41
2019-06-18 09:30 | 250.23 | 249.55
2019-06-18 10:00 | 248.72 | 248.05
2019-06-18 10:30 | 249.56 | 248.71
2019-06-18 11:00 | 249.51 | 248.62
2019-06-18 11:30 | 248.52 | 247.8
2019-06-18 12:00 | 251.82 | 250.94
2019-06-18 12:30 | 254.01 | 252.93
2019-06-18 13:00 | 252.82 | 251.78
2019-06-18 13:30 | 251.41 | 250.29
2019-06-18 14:00 | 250.4 | 249.15
2019-06-18 14:30 | 252.42 | 250.81
2019-06-18 15:00 | 254.41 | 252.79
2019-06-18 15:30 | 254.53 | 252.97
2019-06-18 16:00 | 256.64 | 255.11
2019-06-18 16:30 | 263.2 | 261.22
2019-06-18 17:00 | 264.28 | 262.25
2019-06-18 17:30 | 264.38 | 262.21
2019-06-18 18:00 | 267.27 | 265.02
2019-06-18 18:30 | 267.73 | 265.74
2019-06-18 19:00 | 268.12 | 266.18
2019-06-18 19:30 | 267.34 | 265.55
2019-06-18 20:00 | 268.38 | 266.51
2019-06-18 20:30 | 268.45 | 266.56
2019-06-18 21:00 | 266.96 | 265.23
2019-06-18 21:30 | 267.96 | 266.23
2019-06-18 22:00 | 268.97 | 267.02
2019-06-18 22:30 | 269.48 | 267.1
2019-06-18 23:00 | 267.81 | 265.81
2019-06-18 23:30 | 267.46 | 265.69
2019-06-19 | 268.07 | 266.46
2019-06-19 00:30 | 269.2 | 267.02
2019-06-19 01:00 | 269.59 | 267.45
2019-06-19 01:30 | 268.97 | 266.85
2019-06-19 02:00 | 267.47 | 265.2
2019-06-19 02:30 | 255.62 | 253.03
2019-06-19 03:00 | 255.29 | 252.76
2019-06-19 03:30 | 254.17 | 251.79
2019-06-19 04:00 | 255.21 | 252.76
2019-06-19 04:30 | 255.61 | 253.14
2019-06-19 05:00 | 256.48 | 253.95
2019-06-19 05:30 | 256.06 | 253.46
2019-06-19 06:00 | 256.12 | 253.55
2019-06-19 06:30 | 255.88 | 253.54
2019-06-19 07:00 | 256.47 | 253.85
2019-06-19 07:30 | 255.55 | 253.77
2019-06-19 08:00 | 254.18 | 252.51
2019-06-19 08:30 | 250.73 | 249.35
2019-06-19 09:00 | 247.11 | 245.46
2019-06-19 09:30 | 236.26 | 233.44
2019-06-19 10:00 | 236.97 | 233.45
2019-06-19 10:30 | 235.86 | 232.71
2019-06-19 11:00 | 237.79 | 234.65
2019-06-19 11:30 | 240.49 | 237.08
2019-06-19 12:00 | 239.88 | 236.54
2019-06-19 12:30 | 240.36 | 237.08
2019-06-19 13:00 | 241.4 | 237.96
2019-06-19 13:30 | 241.3 | 237.42
2019-06-19 14:00 | 241.16 | 237.18
2019-06-19 14:30 | 242.77 | 238.53
2019-06-19 15:00 | 243.41 | 240.07
2019-06-19 15:30 | 256.72 | 254.21
2019-06-19 16:00 | 258.7 | 256.41
2019-06-19 16:30 | 257.98 | 255.62
2019-06-19 17:00 | 257.73 | 255.32
2019-06-19 17:30 | 259 | 256.28
2019-06-19 18:00 | 261.65 | 259.33
2019-06-19 18:30 | 260.97 | 258.84
2019-06-19 19:00 | 261.99 | 259.77
2019-06-19 19:30 | 257.95 | 256.16
2019-06-19 20:00 | 255.22 | 252.79
2019-06-19 20:30 | 242.77 | 239.78
2019-06-19 21:00 | 242.16 | 239.28
2019-06-19 21:30 | 243.93 | 241.2
2019-06-19 22:00 | 242.12 | 239.74
2019-06-19 22:30 | 240.11 | 237.76
2019-06-19 23:00 | 237.45 | 235.64
2019-06-19 23:30 | 237.27 | 235.49
2019-06-20 | 237.93 | 235.56
2019-06-20 00:30 | 238.2 | 235.76
2019-06-20 01:00 | 239.21 | 236.23
2019-06-20 01:30 | 239.09 | 236.16
2019-06-20 02:00 | 238.38 | 235.36
2019-06-20 02:30 | 236.61 | 233.83
2019-06-20 03:00 | 237.35 | 234.4
2019-06-20 03:30 | 241.29 | 237.95
2019-06-20 04:00 | 243.6 | 239.99
2019-06-20 04:30 | 243.56 | 239.95
2019-06-20 05:00 | 242.97 | 239.45
2019-06-20 05:30 | 243.7 | 240.1
2019-06-20 06:00 | 244.46 | 240.73
2019-06-20 06:30 | 244.63 | 241.2
2019-06-20 07:00 | 243.98 | 240.69
2019-06-20 07:30 | 241.24 | 238.18
2019-06-20 08:00 | 240.16 | 237.08
2019-06-20 08:30 | 241.37 | 238.46
2019-06-20 09:00 | 241.13 | 238.43
2019-06-20 09:30 | 241.23 | 238.32
2019-06-20 10:00 | 241.2 | 238.73
2019-06-20 10:30 | 251.81 | 249.76
2019-06-20 11:00 | 259.39 | 257.56
2019-06-20 11:30 | 259.74 | 257.8
2019-06-20 12:00 | 259.41 | 257.45
2019-06-20 12:30 | 259.69 | 257.7
2019-06-20 13:00 | 259.66 | 257.62
2019-06-20 13:30 | 260.72 | 258.53
2019-06-20 14:00 | 260.68 | 258.6
2019-06-20 14:30 | 261.59 | 259.09
2019-06-20 15:00 | 261.31 | 259.2
2019-06-20 15:30 | 260.91 | 258.87
2019-06-20 16:00 | 266.46 | 264.73
2019-06-20 16:30 | 269.77 | 268.1
2019-06-20 17:00 | 270.04 | 268.37
2019-06-20 17:30 | 271.53 | 269.65
2019-06-20 18:00 | 272.93 | 271.06
2019-06-20 18:30 | 272.64 | 270.93
2019-06-20 19:00 | 273.71 | 271.98
2019-06-20 19:30 | 276.39 | 274.5
2019-06-20 20:00 | 279.11 | 277.06
2019-06-20 20:30 | 279.73 | 277.69
2019-06-20 21:00 | 281.69 | 278.98
2019-06-20 21:30 | 281.4 | 278.57
2019-06-20 22:00 | 280.13 | 277.61
2019-06-20 22:30 | 283.11 | 280.04
2019-06-20 23:00 | 282.72 | 279.77
2019-06-20 23:30 | 282.16 | 279.5
2019-06-21 | 280.82 | 278.49
2019-06-21 00:30 | 279.38 | 277.08
2019-06-21 01:00 | 279.6 | 277.11
2019-06-21 01:30 | 264.73 | 262.05
2019-06-21 02:00 | 260.21 | 257.54
2019-06-21 02:30 | 260.61 | 257.94
2019-06-21 03:00 | 260.89 | 258.12
2019-06-21 03:30 | 262.09 | 259.17
2019-06-21 04:00 | 261.07 | 258.28
2019-06-21 04:30 | 265.67 | 262.29
2019-06-21 05:00 | 267.08 | 263.55
2019-06-21 05:30 | 266.98 | 263.39
2019-06-21 06:00 | 265.1 | 261.71
2019-06-21 06:30 | 264.11 | 260.48
2019-06-21 07:00 | 265.63 | 261.76
2019-06-21 07:30 | 268.43 | 264.57
2019-06-21 08:00 | 268.79 | 265.13
2019-06-21 08:30 | 278.25 | 275.33
2019-06-21 09:00 | 255.37 | 252.08
2019-06-21 09:30 | 254.41 | 251.38
2019-06-21 10:00 | 254.88 | 251.68
2019-06-21 10:30 | 251.37 | 247.9
2019-06-21 11:00 | 249.51 | 246.11
2019-06-21 11:30 | 249.08 | 245.73
2019-06-21 12:00 | 249.2 | 245.65
2019-06-21 12:30 | 244.73 | 241.03
2019-06-21 13:00 | 246.45 | 242.51
2019-06-21 13:30 | 245.96 | 242.23
2019-06-21 14:00 | 246.97 | 242.83
2019-06-21 14:30 | 248.71 | 243.97
2019-06-21 15:00 | 247.96 | 243.42
2019-06-21 15:30 | 247.17 | 242.74
2019-06-21 16:00 | 247.51 | 243.1
2019-06-21 16:30 | 248.39 | 243.9
2019-06-21 17:00 | 248.34 | 243.63
2019-06-21 17:30 | 248.45 | 243.6
2019-06-21 18:00 | 248.39 | 244.04
2019-06-21 18:30 | 246.76 | 243.05
2019-06-21 19:00 | 244.04 | 240.61
2019-06-21 19:30 | 245.81 | 242.16
2019-06-21 20:00 | 249.63 | 245.48
2019-06-21 20:30 | 250.52 | 246.38
2019-06-21 21:00 | 251.59 | 247.26
2019-06-21 21:30 | 252.11 | 247.79
2019-06-21 22:00 | 251.28 | 246.95
2019-06-21 22:30 | 252.61 | 247.79
2019-06-21 23:00 | 253.63 | 248
2019-06-21 23:30 | 249.23 | 244.42
2019-06-22 | 244.53 | 240.75
2019-06-22 00:30 | 245.42 | 241.57
2019-06-22 01:00 | 245.86 | 241.6
2019-06-22 01:30 | 245.12 | 240.97
2019-06-22 02:00 | 243.45 | 239.44
2019-06-22 02:30 | 246.67 | 242.35
2019-06-22 03:00 | 246.25 | 241.92
2019-06-22 03:30 | 245.74 | 240.86
2019-06-22 04:00 | 243.3 | 238.76
2019-06-22 04:30 | 242.39 | 237.89
2019-06-22 05:00 | 243.79 | 239.63
2019-06-22 05:30 | 260 | 256.33
2019-06-22 06:00 | 259.8 | 256.36
2019-06-22 06:30 | 258.29 | 255.39
2019-06-22 07:00 | 260.19 | 257
2019-06-22 07:30 | 265.52 | 261.71
2019-06-22 08:00 | 267.39 | 263.67
2019-06-22 08:30 | 255.78 | 252.34
2019-06-22 09:00 | 239.86 | 236.01
2019-06-22 09:30 | 237.54 | 233.79
2019-06-22 10:00 | 239.9 | 236.54
2019-06-22 10:30 | 245.52 | 242.42
2019-06-22 11:00 | 245.01 | 242.15
2019-06-22 11:30 | 247.21 | 244.06
2019-06-22 12:00 | 249.92 | 246.21
2019-06-22 12:30 | 250.94 | 247.01
2019-06-22 13:00 | 250.85 | 246.64
2019-06-22 13:30 | 250.44 | 246.17
2019-06-22 14:00 | 251.27 | 246.76
2019-06-22 14:30 | 250.81 | 246.47
2019-06-22 15:00 | 251.23 | 246.8
2019-06-22 15:30 | 250.69 | 246.21
2019-06-22 16:00 | 250.56 | 246.04
2019-06-22 16:30 | 246.56 | 242.58
2019-06-22 17:00 | 247.48 | 243.9
2019-06-22 17:30 | 238.29 | 235.76
2019-06-22 18:00 | 236.87 | 234.83
2019-06-22 18:30 | 236.82 | 234.96
2019-06-22 19:00 | 238.92 | 236.92
2019-06-22 19:30 | 239.89 | 237.9
2019-06-22 20:00 | 239.8 | 237.76
2019-06-22 20:30 | 241.99 | 239.79
2019-06-22 21:00 | 244.95 | 242.5
2019-06-22 21:30 | 244.98 | 242.61
2019-06-22 22:00 | 246.95 | 243.83
2019-06-22 22:30 | 247.49 | 244.57
2019-06-22 23:00 | 247.34 | 244.63
2019-06-22 23:30 | 246.83 | 244.24
2019-06-23 | 247.63 | 245.2
2019-06-23 00:30 | 247.76 | 244.88
2019-06-23 01:00 | 248.31 | 244.89
2019-06-23 01:30 | 248.67 | 244.94
2019-06-23 02:00 | 249.55 | 245.13
2019-06-23 02:30 | 249.27 | 244.9
2019-06-23 03:00 | 249.27 | 244.49
2019-06-23 03:30 | 246.85 | 242.22
2019-06-23 04:00 | 248.71 | 243.81
2019-06-23 04:30 | 249.82 | 244.8
2019-06-23 05:00 | 249.6 | 244.63
2019-06-23 05:30 | 249.74 | 244.71
2019-06-23 06:00 | 251.04 | 245.79
2019-06-23 06:30 | 248.61 | 244.46
2019-06-23 07:00 | 247.42 | 243.61
2019-06-23 07:30 | 243.53 | 240.29
2019-06-23 08:00 | 240.93 | 238.2
2019-06-23 08:30 | 241.7 | 238.52
2019-06-23 09:00 | 243.02 | 239.58
2019-06-23 09:30 | 245.59 | 242.05
2019-06-23 10:00 | 247.92 | 244.26
2019-06-23 10:30 | 248.8 | 245.26
2019-06-23 11:00 | 243.73 | 240.86
2019-06-23 11:30 | 238.33 | 235.95
2019-06-23 12:00 | 236.67 | 234.47
2019-06-23 12:30 | 236.07 | 233.86
2019-06-23 13:00 | 235.29 | 233.12
2019-06-23 13:30 | 235.79 | 233.58
2019-06-23 14:00 | 237.63 | 235.26
2019-06-23 14:30 | 238.48 | 235.99
2019-06-23 15:00 | 238.07 | 235.27
2019-06-23 15:30 | 238.38 | 235.73
2019-06-23 16:00 | 238.02 | 235.39
2019-06-23 16:30 | 237.22 | 234.69
2019-06-23 17:00 | 236.18 | 233.76
2019-06-23 17:30 | 236.22 | 233.82
2019-06-23 18:00 | 235.97 | 233.62
2019-06-23 18:30 | 236.04 | 233.68
2019-06-23 19:00 | 235.12 | 232.85
2019-06-23 19:30 | 234.92 | 232.71
2019-06-23 20:00 | 233.88 | 231.82
2019-06-23 20:30 | 234.08 | 232.06
2019-06-23 21:00 | 234.49 | 232.54
2019-06-23 21:30 | 234.1 | 232.24
2019-06-23 22:00 | 233.99 | 232.25
2019-06-23 22:30 | 235.51 | 233.75
2019-06-23 23:00 | 246.23 | 242.94
2019-06-23 23:30 | 245.44 | 242.13
2019-06-24 | 245.47 | 242.25
2019-06-24 00:30 | 246.63 | 242.17
2019-06-24 01:00 | 246.71 | 242.03
2019-06-24 01:30 | 246.79 | 242.18
2019-06-24 02:00 | 247.54 | 242.78
2019-06-24 02:30 | 246.86 | 242.21
2019-06-24 03:00 | 247.04 | 242.41
2019-06-24 03:30 | 247.88 | 243.2
2019-06-24 04:00 | 248.78 | 244.03
2019-06-24 04:30 | 249.16 | 244.27
2019-06-24 05:00 | 247.85 | 243.13
2019-06-24 05:30 | 247.77 | 242.89
2019-06-24 06:00 | 247.39 | 243.02
2019-06-24 06:30 | 245.46 | 241.99
2019-06-24 07:00 | 235.98 | 233.66
2019-06-24 07:30 | 235.37 | 232.96
2019-06-24 08:00 | 233.92 | 231.88
2019-06-24 08:30 | 234.39 | 232.65
2019-06-24 09:00 | 234.51 | 232.39
2019-06-24 09:30 | 236.24 | 233.69
2019-06-24 10:00 | 236.6 | 234.15
2019-06-24 10:30 | 237.63 | 235.01
2019-06-24 11:00 | 238.13 | 235.25
2019-06-24 11:30 | 238.08 | 235.38
2019-06-24 12:00 | 237.18 | 234.63
2019-06-24 12:30 | 237.55 | 234.81
2019-06-24 13:00 | 237.16 | 234.27
2019-06-24 13:30 | 236.32 | 233.71
2019-06-24 14:00 | 235.26 | 233.02
2019-06-24 14:30 | 236.7 | 234.35
2019-06-24 15:00 | 236.71 | 234.38
2019-06-24 15:30 | 237.08 | 234.73
2019-06-24 16:00 | 236.51 | 234.26
2019-06-24 16:30 | 237.6 | 235.11
2019-06-24 17:00 | 236.66 | 234.17
2019-06-24 17:30 | 235.44 | 233.68
2019-06-24 18:00 | 235.2 | 233.61
2019-06-24 18:30 | 234.94 | 233.45
2019-06-24 19:00 | 234.5 | 233.14
2019-06-24 19:30 | 234.44 | 233.1
2019-06-24 20:00 | 235.3 | 233.89
2019-06-24 20:30 | 235.78 | 234.35
2019-06-24 21:00 | 234.45 | 233.06
2019-06-24 21:30 | 235.35 | 232.86
2019-06-24 22:00 | 236.85 | 233.76
2019-06-24 22:30 | 237.39 | 233.57
2019-06-24 23:00 | 237.37 | 233.66
2019-06-24 23:30 | 237.49 | 234.09
2019-06-25 | 239.17 | 235.3
2019-06-25 00:30 | 238.4 | 234.65
2019-06-25 01:00 | 238.44 | 234.78
2019-06-25 01:30 | 238.78 | 235.13
2019-06-25 02:00 | 239.4 | 235.48
2019-06-25 02:30 | 238.53 | 234.74
2019-06-25 03:00 | 239.99 | 236.05
2019-06-25 03:30 | 240.14 | 236.15
2019-06-25 04:00 | 240.42 | 236.38
2019-06-25 04:30 | 240.67 | 236.68
2019-06-25 05:00 | 241.82 | 237.74
2019-06-25 05:30 | 243.57 | 239.18
2019-06-25 06:00 | 248 | 242.92
2019-06-25 06:30 | 247.19 | 243.36
2019-06-25 07:00 | 246.26 | 242.53
2019-06-25 07:30 | 245.44 | 241.74
2019-06-25 08:00 | 244.6 | 241.6
2019-06-25 08:30 | 245.56 | 242.49
2019-06-25 09:00 | 243.69 | 240.79
2019-06-25 09:30 | 243.12 | 240.32
2019-06-25 10:00 | 243.33 | 240.48
2019-06-25 10:30 | 244.18 | 241.31
2019-06-25 11:00 | 244.14 | 241.14
2019-06-25 11:30 | 242.45 | 239.6
2019-06-25 12:00 | 243.73 | 240.78
2019-06-25 12:30 | 244.17 | 241.29
2019-06-25 13:00 | 245.08 | 241.97
2019-06-25 13:30 | 242.6 | 239.71
2019-06-25 14:00 | 240.01 | 237.64
2019-06-25 14:30 | 241.84 | 238.96
2019-06-25 15:00 | 243.37 | 240
2019-06-25 15:30 | 237.12 | 234.73
2019-06-25 16:00 | 238.36 | 236.12
2019-06-25 16:30 | 244.98 | 241.94
2019-06-25 17:00 | 246.98 | 243.94
2019-06-25 17:30 | 248.8 | 245.79
2019-06-25 18:00 | 248.07 | 245.16
2019-06-25 18:30 | 238.62 | 236.71
2019-06-25 19:00 | 234.88 | 233.29
2019-06-25 19:30 | 236.42 | 234.64
2019-06-25 20:00 | 237.26 | 235.55
2019-06-25 20:30 | 237.13 | 235.58
2019-06-25 21:00 | 236.51 | 234.9
2019-06-25 21:30 | 237.79 | 235.36
2019-06-25 22:00 | 238.73 | 236.52
2019-06-25 22:30 | 239.12 | 236.24
2019-06-25 23:00 | 239.58 | 236.49
2019-06-25 23:30 | 240.64 | 237.24
2019-06-26 | 242.48 | 238.61
2019-06-26 00:30 | 243.17 | 239.46
2019-06-26 01:00 | 241.94 | 238.4
2019-06-26 01:30 | 241.86 | 238.05
2019-06-26 02:00 | 242.65 | 238.29
2019-06-26 02:30 | 249.84 | 244.51
2019-06-26 03:00 | 273.7 | 269.22
2019-06-26 03:30 | 276.55 | 272.06
2019-06-26 04:00 | 275.98 | 271.45
2019-06-26 04:30 | 278.38 | 274.06
2019-06-26 05:00 | 277.26 | 273.05
2019-06-26 05:30 | 277.37 | 272.99
2019-06-26 06:00 | 275.9 | 272.28
2019-06-26 06:30 | 274.54 | 271.87
2019-06-26 07:00 | 275.6 | 272.7
2019-06-26 07:30 | 275.63 | 272.59
2019-06-26 08:00 | 273.03 | 270.49
2019-06-26 08:30 | 272.78 | 270.53
2019-06-26 09:00 | 271.55 | 269.59
2019-06-26 09:30 | 270.95 | 269.04
2019-06-26 10:00 | 271.58 | 269.59
2019-06-26 10:30 | 272.24 | 270.12
2019-06-26 11:00 | 272 | 269.91
2019-06-26 11:30 | 271.22 | 269.17
2019-06-26 12:00 | 271.7 | 269.67
2019-06-26 12:30 | 270.14 | 268.19
2019-06-26 13:00 | 270.97 | 268.94
2019-06-26 13:30 | 271.16 | 269.17
2019-06-26 14:00 | 269.76 | 267.85
2019-06-26 14:30 | 271.03 | 269.06
2019-06-26 15:00 | 266.51 | 264.61
2019-06-26 15:30 | 267.11 | 265.12
2019-06-26 16:00 | 267.26 | 265.14
2019-06-26 16:30 | 269.98 | 267.49
2019-06-26 17:00 | 269.57 | 267.06
2019-06-26 17:30 | 271 | 268.37
2019-06-26 18:00 | 272.51 | 269.95
2019-06-26 18:30 | 272.54 | 270.02
2019-06-26 19:00 | 272.03 | 269.57
2019-06-26 19:30 | 271.59 | 269.22
2019-06-26 20:00 | 271.7 | 269.39
2019-06-26 20:30 | 272.14 | 269.73
2019-06-26 21:00 | 271.66 | 268.91
2019-06-26 21:30 | 270.93 | 268.31
2019-06-26 22:00 | 270.29 | 267.82
2019-06-26 22:30 | 271.13 | 268.12
2019-06-26 23:00 | 271.35 | 268.31
2019-06-26 23:30 | 271.26 | 268.28
2019-06-27 | 271.02 | 267.93
2019-06-27 00:30 | 270.63 | 267.4
2019-06-27 01:00 | 271.1 | 267.23
2019-06-27 01:30 | 272.09 | 267.91
2019-06-27 02:00 | 272.44 | 268.23
2019-06-27 02:30 | 268.68 | 264.31
2019-06-27 03:00 | 270.76 | 267.18
2019-06-27 03:30 | 270.35 | 267.22
2019-06-27 04:00 | 270.17 | 267.07
2019-06-27 04:30 | 269.37 | 266.33
2019-06-27 05:00 | 268.26 | 266.03
2019-06-27 05:30 | 268.67 | 266.84
2019-06-27 06:00 | 269.14 | 267.42
2019-06-27 06:30 | 269.34 | 267.49
2019-06-27 07:00 | 265.65 | 263.68
2019-06-27 07:30 | 262.13 | 259.71
2019-06-27 08:00 | 258.59 | 256.44
2019-06-27 08:30 | 256.56 | 254.26
2019-06-27 09:00 | 256.53 | 253.94
2019-06-27 09:30 | 257.2 | 254.22
2019-06-27 10:00 | 256.79 | 254.19
2019-06-27 10:30 | 257.57 | 254.89
2019-06-27 11:00 | 258.63 | 255.91
2019-06-27 11:30 | 259.23 | 256.44
2019-06-27 12:00 | 259.97 | 256.91
2019-06-27 12:30 | 256.96 | 254.19
2019-06-27 13:00 | 253.62 | 251.32
2019-06-27 13:30 | 251.68 | 249.49
2019-06-27 14:00 | 249.24 | 247.21
2019-06-27 14:30 | 249.69 | 247.75
2019-06-27 15:00 | 250.55 | 248.69
2019-06-27 15:30 | 243.32 | 241.23
2019-06-27 16:00 | 228.8 | 226.82
2019-06-27 16:30 | 227.99 | 225.92
2019-06-27 17:00 | 228.3 | 226.27
2019-06-27 17:30 | 230.14 | 227.75
2019-06-27 18:00 | 231.07 | 228.59
2019-06-27 18:30 | 230.45 | 228.17
2019-06-27 19:00 | 230.67 | 228.3
2019-06-27 19:30 | 231.37 | 228.75
2019-06-27 20:00 | 231.56 | 228.86
2019-06-27 20:30 | 230.51 | 228.09
2019-06-27 21:00 | 231.43 | 228.17
2019-06-27 21:30 | 231.52 | 228.37
2019-06-27 22:00 | 231.7 | 228.56
2019-06-27 22:30 | 232.08 | 228.26
2019-06-27 23:00 | 228.34 | 224.91
2019-06-27 23:30 | 228.51 | 225.07
2019-06-28 | 230.62 | 227.63
2019-06-28 00:30 | 230.93 | 227.7
2019-06-28 01:00 | 231.37 | 228.17
2019-06-28 01:30 | 229.87 | 226.82
2019-06-28 02:00 | 229.76 | 226.16
2019-06-28 02:30 | 229.16 | 225.51
2019-06-28 03:00 | 228.44 | 224.82
2019-06-28 03:30 | 225.07 | 221.59
2019-06-28 04:00 | 230.76 | 226.82
2019-06-28 04:30 | 232.59 | 229.29
2019-06-28 05:00 | 232.42 | 229.75
2019-06-28 05:30 | 230.51 | 228.01
2019-06-28 06:00 | 226.64 | 225.05
2019-06-28 06:30 | 224.49 | 223.39
2019-06-28 07:00 | 222.98 | 222
2019-06-28 07:30 | 223.78 | 222.74
2019-06-28 08:00 | 224.42 | 223.35
2019-06-28 08:30 | 231.6 | 230.59
2019-06-28 09:00 | 256.69 | 255.54
2019-06-28 09:30 | 257.28 | 256.09
2019-06-28 10:00 | 257.95 | 256.64
2019-06-28 10:30 | 253.95 | 252.59
2019-06-28 11:00 | 254.36 | 252.99
2019-06-28 11:30 | 255.21 | 253.82
2019-06-28 12:00 | 256.11 | 254.83
2019-06-28 12:30 | 252.2 | 251.04
2019-06-28 13:00 | 252.17 | 250.96
2019-06-28 13:30 | 257.23 | 255.85
2019-06-28 14:00 | 257.67 | 256.29
2019-06-28 14:30 | 257.59 | 256.16
2019-06-28 15:00 | 258.38 | 256.89
2019-06-28 15:30 | 258.01 | 256.47
2019-06-28 16:00 | 257.6 | 256.14
2019-06-28 16:30 | 257.52 | 256.1
2019-06-28 17:00 | 258.4 | 257.07
2019-06-28 17:30 | 257.88 | 256.54
2019-06-28 18:00 | 256.52 | 255.16
2019-06-28 18:30 | 245.7 | 244.62
2019-06-28 19:00 | 229.92 | 228.53
2019-06-28 19:30 | 228.21 | 227.07
2019-06-28 20:00 | 227.52 | 226.38
2019-06-28 20:30 | 228.96 | 227.55
2019-06-28 21:00 | 222.98 | 221.76
2019-06-28 21:30 | 222.22 | 221.12
2019-06-28 22:00 | 222.08 | 221.04
2019-06-28 22:30 | 221.56 | 220.5
2019-06-28 23:00 | 222.67 | 221.38
2019-06-28 23:30 | 224.29 | 222.77
2019-06-29 | 225.34 | 223.66
2019-06-29 00:30 | 226.75 | 224.68
2019-06-29 01:00 | 226.98 | 224.75
2019-06-29 01:30 | 226.09 | 223.79
2019-06-29 02:00 | 225.88 | 223.48
2019-06-29 02:30 | 229.54 | 226.88
2019-06-29 03:00 | 231.52 | 228.65
2019-06-29 03:30 | 231.53 | 228.81
2019-06-29 04:00 | 233.9 | 231.02
2019-06-29 04:30 | 250.61 | 248.27
2019-06-29 05:00 | 251.73 | 249.28
2019-06-29 05:30 | 255.77 | 253.45
2019-06-29 06:00 | 254.42 | 252.32
2019-06-29 06:30 | 255.35 | 253.49
2019-06-29 07:00 | 257.65 | 255.77
2019-06-29 07:30 | 255 | 253.34
2019-06-29 08:00 | 254.48 | 252.68
2019-06-29 08:30 | 253.93 | 251.99
2019-06-29 09:00 | 254.65 | 252.29
2019-06-29 09:30 | 251.74 | 249.99
2019-06-29 10:00 | 252.18 | 250.57
2019-06-29 10:30 | 257 | 255.13
2019-06-29 11:00 | 258.38 | 256.35
2019-06-29 11:30 | 257.76 | 255.88
2019-06-29 12:00 | 245.12 | 242.71
2019-06-29 12:30 | 237.07 | 234.31
2019-06-29 13:00 | 231.25 | 229.04
2019-06-29 13:30 | 224.79 | 222.85
2019-06-29 14:00 | 224.22 | 222.34
2019-06-29 14:30 | 226.53 | 224.45
2019-06-29 15:00 | 225.78 | 223.86
2019-06-29 15:30 | 225.2 | 223.35
2019-06-29 16:00 | 224.87 | 222.89
2019-06-29 16:30 | 225.55 | 223.52
2019-06-29 17:00 | 227.69 | 225.61
2019-06-29 17:30 | 228.71 | 226.49
2019-06-29 18:00 | 228.74 | 226.53
2019-06-29 18:30 | 228.55 | 226.43
2019-06-29 19:00 | 228.01 | 226.04
2019-06-29 19:30 | 226.84 | 225
2019-06-29 20:00 | 223.22 | 221.76
2019-06-29 20:30 | 223.01 | 221.65
2019-06-29 21:00 | 223.32 | 222.07
2019-06-29 21:30 | 223.67 | 222.41
2019-06-29 22:00 | 224.28 | 222.94
2019-06-29 22:30 | 224.43 | 223.09
2019-06-29 23:00 | 224.27 | 222.85
2019-06-29 23:30 | 223.98 | 221.53
2019-06-30 | 224.61 | 222.12
2019-06-30 00:30 | 225.86 | 222.59
2019-06-30 01:00 | 225.04 | 221.69
2019-06-30 01:30 | 225.65 | 222.31
2019-06-30 02:00 | 235.21 | 231.61
2019-06-30 02:30 | 235.23 | 231.51
2019-06-30 03:00 | 236.77 | 233.16
2019-06-30 03:30 | 236.49 | 233.42
2019-06-30 04:00 | 233.94 | 230.92
2019-06-30 04:30 | 235.74 | 232.5
2019-06-30 05:00 | 238.68 | 235.51
2019-06-30 05:30 | 250.47 | 247.56
2019-06-30 06:00 | 257.8 | 255.16
2019-06-30 06:30 | 257.16 | 254.53
2019-06-30 07:00 | 257.08 | 254.41
2019-06-30 07:30 | 258.79 | 255.89
2019-06-30 08:00 | 259.44 | 256.34
2019-06-30 08:30 | 246.16 | 242.77
2019-06-30 09:00 | 243.83 | 240.95
2019-06-30 09:30 | 244.46 | 241.35
2019-06-30 10:00 | 242.63 | 239.53
2019-06-30 10:30 | 228.91 | 225.64
2019-06-30 11:00 | 227.99 | 224.93
2019-06-30 11:30 | 228.76 | 225.5
2019-06-30 12:00 | 229.43 | 226.14
2019-06-30 12:30 | 230.52 | 227.03
2019-06-30 13:00 | 230.4 | 226.98
2019-06-30 13:30 | 230.4 | 226.89
2019-06-30 14:00 | 230.72 | 227.22
2019-06-30 14:30 | 230.16 | 226.64
2019-06-30 15:00 | 228.87 | 225.48
2019-06-30 15:30 | 228.68 | 225.33
2019-06-30 16:00 | 229.11 | 225.86
2019-06-30 16:30 | 229.17 | 226.13
2019-06-30 17:00 | 228.3 | 226.42
2019-06-30 17:30 | 229.13 | 226.94
2019-06-30 18:00 | 230.82 | 228.63
2019-06-30 18:30 | 231.77 | 229.78
2019-06-30 19:00 | 227.65 | 225.74
2019-06-30 19:30 | 228.19 | 226.25
2019-06-30 20:00 | 227.27 | 225.45
2019-06-30 20:30 | 225.24 | 223.6
2019-06-30 21:00 | 224.87 | 223.51
2019-06-30 21:30 | 225.56 | 224.18
2019-06-30 22:00 | 226.46 | 225.02
2019-06-30 22:30 | 231.12 | 229.41
2019-06-30 23:00 | 232.97 | 231.3
2019-06-30 23:30 | 233.88 | 232.06
2019-07-01 | 235.06 | 233.2
2019-07-01 00:30 | 235.79 | 233.91
2019-07-01 01:00 | 235.16 | 233.17
2019-07-01 01:30 | 236.39 | 234.09
2019-07-01 02:00 | 237.15 | 234.14
2019-07-01 02:30 | 236.85 | 233.87
2019-07-01 03:00 | 237.59 | 234.52
2019-07-01 03:30 | 237.5 | 234.49
2019-07-01 04:00 | 234.91 | 232.24
2019-07-01 04:30 | 229.31 | 226.49
2019-07-01 05:00 | 229.81 | 227.01
2019-07-01 05:30 | 229.65 | 226.72
2019-07-01 06:00 | 228.87 | 226.03
2019-07-01 06:30 | 225.43 | 223.17
2019-07-01 07:00 | 226.04 | 223.36
2019-07-01 07:30 | 226.74 | 223.81
2019-07-01 08:00 | 226.24 | 223.09
2019-07-01 08:30 | 225.74 | 222.52
2019-07-01 09:00 | 225 | 221.86
2019-07-01 09:30 | 222.66 | 220.04
2019-07-01 10:00 | 222.6 | 220.21
2019-07-01 10:30 | 221.25 | 218.99
2019-07-01 11:00 | 222.2 | 219.81
2019-07-01 11:30 | 222.23 | 220.03
2019-07-01 12:00 | 219.97 | 217.98
2019-07-01 12:30 | 219.15 | 217.21
2019-07-01 13:00 | 219.41 | 217.44
2019-07-01 13:30 | 221.23 | 219.09
2019-07-01 14:00 | 220.53 | 218.53
2019-07-01 14:30 | 220.67 | 219.28
2019-07-01 15:00 | 220.93 | 218.99
2019-07-01 15:30 | 221.61 | 219.47
2019-07-01 16:00 | 221.04 | 218.87
2019-07-01 16:30 | 221.21 | 218.86
2019-07-01 17:00 | 220.41 | 218.01
2019-07-01 17:30 | 220.67 | 218.22
2019-07-01 18:00 | 221.18 | 218.86
2019-07-01 18:30 | 221.12 | 218.89
2019-07-01 19:00 | 221.01 | 218.88
2019-07-01 19:30 | 221.63 | 219.54
2019-07-01 20:00 | 222.1 | 219.98
2019-07-01 20:30 | 222.43 | 220.37
2019-07-01 21:00 | 222.19 | 220.22
2019-07-01 21:30 | 225.29 | 223.2
2019-07-01 22:00 | 216.85 | 214.81
2019-07-01 22:30 | 217.19 | 214.38
2019-07-01 23:00 | 215.73 | 213
2019-07-01 23:30 | 216.82 | 214.03
2019-07-02 | 217.8 | 214.92
2019-07-02 00:30 | 218.38 | 215.23
2019-07-02 01:00 | 218.35 | 215.19
2019-07-02 01:30 | 218.33 | 214.61
2019-07-02 02:00 | 216.83 | 213.09
2019-07-02 02:30 | 215.85 | 212.17
2019-07-02 03:00 | 215.6 | 211.94
2019-07-02 03:30 | 214.69 | 211.07
2019-07-02 04:00 | 214.49 | 210.8
2019-07-02 04:30 | 214.5 | 210.7
2019-07-02 05:00 | 218.05 | 214.06
2019-07-02 05:30 | 219.45 | 215.47
2019-07-02 06:00 | 220.1 | 216.42
2019-07-02 06:30 | 227.47 | 224.81
2019-07-02 07:00 | 227.17 | 224.98
2019-07-02 07:30 | 227.85 | 225.48
2019-07-02 08:00 | 232.88 | 229.99
2019-07-02 08:30 | 234.07 | 231.8
2019-07-02 09:00 | 234.57 | 232.53
2019-07-02 09:30 | 235.31 | 233.37
2019-07-02 10:00 | 234.85 | 232.97
2019-07-02 10:30 | 233.13 | 231.48
2019-07-02 11:00 | 233.74 | 231.86
2019-07-02 11:30 | 234.46 | 232.6
2019-07-02 12:00 | 234.48 | 232.61
2019-07-02 12:30 | 234.31 | 232.52
2019-07-02 13:00 | 233.39 | 231.7
2019-07-02 13:30 | 233.41 | 231.65
2019-07-02 14:00 | 233.69 | 231.82
2019-07-02 14:30 | 232.31 | 230.55
2019-07-02 15:00 | 231.46 | 229.75
2019-07-02 15:30 | 229.8 | 228.08
2019-07-02 16:00 | 229.74 | 228.17
2019-07-02 16:30 | 230 | 228.39
2019-07-02 17:00 | 230.47 | 228.64
2019-07-02 17:30 | 231.2 | 229.04
2019-07-02 18:00 | 231.45 | 229.27
2019-07-02 18:30 | 230.38 | 228.48
2019-07-02 19:00 | 230.34 | 228.44
2019-07-02 19:30 | 230.37 | 228.44
2019-07-02 20:00 | 230.65 | 228.49
2019-07-02 20:30 | 228.63 | 226.64
2019-07-02 21:00 | 232.39 | 230.4
2019-07-02 21:30 | 234.41 | 232.21
2019-07-02 22:00 | 233.47 | 230.85
2019-07-02 22:30 | 233.17 | 230.58
2019-07-02 23:00 | 231.59 | 229.35
2019-07-02 23:30 | 230.94 | 228.82
2019-07-03 | 230.33 | 228.36
2019-07-03 00:30 | 230.99 | 228.57
2019-07-03 01:00 | 231.32 | 228.9
2019-07-03 01:30 | 231.76 | 229.38
2019-07-03 02:00 | 237.82 | 235.52
2019-07-03 02:30 | 242.71 | 240.38
2019-07-03 03:00 | 244.65 | 242.28
2019-07-03 03:30 | 247.44 | 245.18
2019-07-03 04:00 | 247.44 | 245.21
2019-07-03 04:30 | 247.24 | 245.07
2019-07-03 05:00 | 247.04 | 244.85
2019-07-03 05:30 | 245.77 | 243.62
2019-07-03 06:00 | 245.26 | 243.47
2019-07-03 06:30 | 244.67 | 242.95
2019-07-03 07:00 | 243.27 | 241.5
2019-07-03 07:30 | 242.48 | 240.74
2019-07-03 08:00 | 242.26 | 240.65
2019-07-03 08:30 | 241.55 | 239.99
2019-07-03 09:00 | 243.8 | 242.01
2019-07-03 09:30 | 238.2 | 236.77
2019-07-03 10:00 | 237.9 | 236.55
2019-07-03 10:30 | 237.17 | 235.64
2019-07-03 11:00 | 235.6 | 234.11
2019-07-03 11:30 | 228.58 | 227.21
2019-07-03 12:00 | 231.05 | 229.5
2019-07-03 12:30 | 233.69 | 232.16
2019-07-03 13:00 | 233.5 | 232.12
2019-07-03 13:30 | 235.08 | 233.61
2019-07-03 14:00 | 235.8 | 234.31
2019-07-03 14:30 | 235.42 | 233.92
2019-07-03 15:00 | 234.41 | 233
2019-07-03 15:30 | 234.25 | 232.86
2019-07-03 16:00 | 236.02 | 234.51
2019-07-03 16:30 | 228.88 | 227.14
2019-07-03 17:00 | 224.93 | 223.18
2019-07-03 17:30 | 224.09 | 222.36
2019-07-03 18:00 | 222.86 | 221.21
2019-07-03 18:30 | 222.91 | 221.27
2019-07-03 19:00 | 221.31 | 219.65
2019-07-03 19:30 | 221.27 | 219.63
2019-07-03 20:00 | 221.59 | 219.92
2019-07-03 20:30 | 221.9 | 220.3
2019-07-03 21:00 | 222 | 220.52
2019-07-03 21:30 | 221.52 | 220.21
2019-07-03 22:00 | 222.21 | 220.94
2019-07-03 22:30 | 221.3 | 220.08
2019-07-03 23:00 | 221.97 | 220.64
2019-07-03 23:30 | 223.79 | 221.25
2019-07-04 | 223.31 | 220.83
2019-07-04 00:30 | 223.84 | 221.32
2019-07-04 01:00 | 223.13 | 220.72
2019-07-04 01:30 | 223.9 | 221.4
2019-07-04 02:00 | 224.33 | 221.58
2019-07-04 02:30 | 224.71 | 221.61
2019-07-04 03:00 | 223.67 | 220.69
2019-07-04 03:30 | 221.57 | 218.82
2019-07-04 04:00 | 220.59 | 218.01
2019-07-04 04:30 | 218.86 | 216.5
2019-07-04 05:00 | 219.19 | 216.81
2019-07-04 05:30 | 219.44 | 216.94
2019-07-04 06:00 | 219.41 | 216.84
2019-07-04 06:30 | 217.97 | 216.23
2019-07-04 07:00 | 218.84 | 216.78
2019-07-04 07:30 | 218.77 | 216.62
2019-07-04 08:00 | 218.01 | 216
2019-07-04 08:30 | 219.21 | 217.47
2019-07-04 09:00 | 237.81 | 236.54
2019-07-04 09:30 | 239.29 | 237.98
2019-07-04 10:00 | 235.58 | 234.35
2019-07-04 10:30 | 224.74 | 223.5
2019-07-04 11:00 | 220.21 | 218.95
2019-07-04 11:30 | 221.71 | 220.34
2019-07-04 12:00 | 224.43 | 223.01
2019-07-04 12:30 | 225.19 | 223.8
2019-07-04 13:00 | 225.83 | 224.35
2019-07-04 13:30 | 225.35 | 223.94
2019-07-04 14:00 | 225.2 | 223.87
2019-07-04 14:30 | 223.81 | 222.49
2019-07-04 15:00 | 224.37 | 222.99
2019-07-04 15:30 | 224.51 | 223.1
2019-07-04 16:00 | 225.24 | 223.9
2019-07-04 16:30 | 225.43 | 224.09
2019-07-04 17:00 | 224.86 | 223.41
2019-07-04 17:30 | 224.84 | 223.24
2019-07-04 18:00 | 226.3 | 224.3
2019-07-04 18:30 | 225.09 | 223.27
2019-07-04 19:00 | 224.76 | 222.88
2019-07-04 19:30 | 225.16 | 223.28
2019-07-04 20:00 | 225.33 | 223.39
2019-07-04 20:30 | 227.6 | 225.57
2019-07-04 21:00 | 228.36 | 226.32
2019-07-04 21:30 | 228.35 | 226.4
2019-07-04 22:00 | 228.51 | 226.74
2019-07-04 22:30 | 227.7 | 226.1
2019-07-04 23:00 | 227.37 | 225.96
2019-07-04 23:30 | 228.64 | 226.62
2019-07-05 | 228.85 | 226.28
2019-07-05 00:30 | 229.25 | 226.75
2019-07-05 01:00 | 227.37 | 225.09
2019-07-05 01:30 | 228.52 | 226.19
2019-07-05 02:00 | 231.11 | 228.65
2019-07-05 02:30 | 231.39 | 228.94
2019-07-05 03:00 | 230.86 | 228.5
2019-07-05 03:30 | 231.32 | 229
2019-07-05 04:00 | 231.35 | 228.99
2019-07-05 04:30 | 231.34 | 228.83
2019-07-05 05:00 | 234.03 | 231.18
2019-07-05 05:30 | 234.58 | 231.62
2019-07-05 06:00 | 233.02 | 230.62
2019-07-05 06:30 | 231.51 | 229.22
2019-07-05 07:00 | 230.97 | 228.62
2019-07-05 07:30 | 229.75 | 227.34
2019-07-05 08:00 | 227 | 225.12
2019-07-05 08:30 | 225.92 | 224.32
2019-07-05 09:00 | 221.1 | 219.64
2019-07-05 09:30 | 226.72 | 225.15
2019-07-05 10:00 | 224.16 | 222.24
2019-07-05 10:30 | 224.03 | 222.14
2019-07-05 11:00 | 220.86 | 219.24
2019-07-05 11:30 | 220.59 | 219.08
2019-07-05 12:00 | 220.74 | 219.12
2019-07-05 12:30 | 222.43 | 220.66
2019-07-05 13:00 | 227.31 | 225.42
2019-07-05 13:30 | 227.22 | 225.39
2019-07-05 14:00 | 225.3 | 223.53
2019-07-05 14:30 | 224.49 | 222.93
2019-07-05 15:00 | 229.28 | 227.75
2019-07-05 15:30 | 233.24 | 231.71
2019-07-05 16:00 | 233.95 | 232.39
2019-07-05 16:30 | 232.67 | 231.1
2019-07-05 17:00 | 232.79 | 231.01
2019-07-05 17:30 | 232.73 | 230.88
2019-07-05 18:00 | 232.04 | 230.17
2019-07-05 18:30 | 229.16 | 227.19
2019-07-05 19:00 | 229.08 | 227.13
2019-07-05 19:30 | 231.27 | 229.21
2019-07-05 20:00 | 229.34 | 227.28
2019-07-05 20:30 | 228.91 | 226.52
2019-07-05 21:00 | 229.28 | 226.94
2019-07-05 21:30 | 229.73 | 227.25
2019-07-05 22:00 | 233.3 | 230.16
2019-07-05 22:30 | 233.66 | 230.28
2019-07-05 23:00 | 234.37 | 230.44
2019-07-05 23:30 | 235.74 | 231.73
2019-07-06 | 235.98 | 231.97
2019-07-06 00:30 | 236.15 | 232.01
2019-07-06 01:00 | 236.54 | 231.94
2019-07-06 01:30 | 237.27 | 232.68
2019-07-06 02:00 | 236.88 | 232.37
2019-07-06 02:30 | 237.37 | 232.85
2019-07-06 03:00 | 236.66 | 232.22
2019-07-06 03:30 | 236.4 | 231.96
2019-07-06 04:00 | 236.01 | 231.54
2019-07-06 04:30 | 236.89 | 232.07
2019-07-06 05:00 | 235.51 | 230.82
2019-07-06 05:30 | 235.72 | 230.93
2019-07-06 06:00 | 236.86 | 232.48
2019-07-06 06:30 | 235.46 | 231.21
2019-07-06 07:00 | 236.06 | 231.61
2019-07-06 07:30 | 233.22 | 228.58
2019-07-06 08:00 | 228.45 | 223.62
2019-07-06 08:30 | 227.24 | 223.03
2019-07-06 09:00 | 226.23 | 222.09
2019-07-06 09:30 | 225.45 | 221.57
2019-07-06 10:00 | 226.73 | 222.72
2019-07-06 10:30 | 226.18 | 222.31
2019-07-06 11:00 | 225.96 | 221.93
2019-07-06 11:30 | 227.68 | 223.48
2019-07-06 12:00 | 229.64 | 225.27
2019-07-06 12:30 | 226.77 | 222.63
2019-07-06 13:00 | 225.36 | 221.32
2019-07-06 13:30 | 225.54 | 221.43
2019-07-06 14:00 | 226.18 | 221.94
2019-07-06 14:30 | 226.13 | 221.82
2019-07-06 15:00 | 227.36 | 223.03
2019-07-06 15:30 | 227.66 | 223.39
2019-07-06 16:00 | 227.4 | 223.02
2019-07-06 16:30 | 228.9 | 224.92
2019-07-06 17:00 | 226.8 | 223.12
2019-07-06 17:30 | 221.81 | 217.9
2019-07-06 18:00 | 222.73 | 218.66
2019-07-06 18:30 | 221.25 | 217.51
2019-07-06 19:00 | 220.86 | 217.33
2019-07-06 19:30 | 220.77 | 217.2
2019-07-06 20:00 | 221.3 | 217.84
2019-07-06 20:30 | 219.68 | 216.57
2019-07-06 21:00 | 219.83 | 216.66
2019-07-06 21:30 | 220.66 | 216.83
2019-07-06 22:00 | 220.08 | 216.32
2019-07-06 22:30 | 217.11 | 213.99
2019-07-06 23:00 | 216.62 | 213.51
2019-07-06 23:30 | 218.55 | 215.07
2019-07-07 | 225.58 | 222.08
2019-07-07 00:30 | 226.92 | 223.51
2019-07-07 01:00 | 229.12 | 225.03
2019-07-07 01:30 | 231 | 226.19
2019-07-07 02:00 | 228.22 | 223.75
2019-07-07 02:30 | 228.64 | 224.14
2019-07-07 03:00 | 229.08 | 224.5
2019-07-07 03:30 | 230.95 | 226.13
2019-07-07 04:00 | 230.14 | 225.55
2019-07-07 04:30 | 229.86 | 225.34
2019-07-07 05:00 | 229.33 | 224.49
2019-07-07 05:30 | 229.75 | 224.75
2019-07-07 06:00 | 228.43 | 223.63
2019-07-07 06:30 | 229.11 | 224.17
2019-07-07 07:00 | 229 | 223.94
2019-07-07 07:30 | 227.19 | 223.57
2019-07-07 08:00 | 226.18 | 223.19
2019-07-07 08:30 | 221.46 | 218.37
2019-07-07 09:00 | 215.76 | 212.78
2019-07-07 09:30 | 215.37 | 212.28
2019-07-07 10:00 | 217.42 | 214.17
2019-07-07 10:30 | 217.93 | 214.66
2019-07-07 11:00 | 218.01 | 214.72
2019-07-07 11:30 | 216.84 | 213.94
2019-07-07 12:00 | 217.04 | 214.31
2019-07-07 12:30 | 215.41 | 212.86
2019-07-07 13:00 | 214.19 | 211.63
2019-07-07 13:30 | 214.44 | 211.88
2019-07-07 14:00 | 215.15 | 212.46
2019-07-07 14:30 | 216.36 | 213.61
2019-07-07 15:00 | 216.5 | 213.66
2019-07-07 15:30 | 216.71 | 213.65
2019-07-07 16:00 | 217.16 | 214.09
2019-07-07 16:30 | 220.69 | 217.56
2019-07-07 17:00 | 219.87 | 216.67
2019-07-07 17:30 | 219.4 | 216.01
2019-07-07 18:00 | 219.42 | 216.44
2019-07-07 18:30 | 219.9 | 217.49
2019-07-07 19:00 | 220.19 | 217.85
2019-07-07 19:30 | 218.87 | 216.81
2019-07-07 20:00 | 219.33 | 217.34
2019-07-07 20:30 | 220.15 | 218.14
2019-07-07 21:00 | 219.97 | 217.97
2019-07-07 21:30 | 219.7 | 217.77
2019-07-07 22:00 | 219.34 | 217.49
2019-07-07 22:30 | 216.59 | 215.06
2019-07-07 23:00 | 217.09 | 215.64
2019-07-07 23:30 | 217.71 | 216.15
2019-07-08 | 217.87 | 215.96
2019-07-08 00:30 | 218.2 | 216.19
2019-07-08 01:00 | 218.54 | 216.21
2019-07-08 01:30 | 218.98 | 216.65
2019-07-08 02:00 | 218.97 | 216.68
2019-07-08 02:30 | 219.18 | 216.72
2019-07-08 03:00 | 218.37 | 215.75
2019-07-08 03:30 | 217.49 | 214.96
2019-07-08 04:00 | 216.82 | 214.31
2019-07-08 04:30 | 219.05 | 216.33
2019-07-08 05:00 | 219.14 | 216.41
2019-07-08 05:30 | 218.58 | 215.83
2019-07-08 06:00 | 217.99 | 215.28
2019-07-08 06:30 | 217.75 | 215.97
2019-07-08 07:00 | 217.43 | 215.77
2019-07-08 07:30 | 217.71 | 216.07
2019-07-08 08:00 | 218.1 | 216.36
2019-07-08 08:30 | 217.13 | 215.6
2019-07-08 09:00 | 217.26 | 215.72
2019-07-08 09:30 | 217.3 | 215.78
2019-07-08 10:00 | 217.12 | 215.71
2019-07-08 10:30 | 217.56 | 215.99
2019-07-08 11:00 | 216.32 | 214.65
2019-07-08 11:30 | 217.47 | 215.68
2019-07-08 12:00 | 218.4 | 216.51
2019-07-08 12:30 | 218.48 | 216.62
2019-07-08 13:00 | 220.44 | 218.26
2019-07-08 13:30 | 221.25 | 219.04
2019-07-08 14:00 | 220.97 | 218.74
2019-07-08 14:30 | 219.75 | 217.63
2019-07-08 15:00 | 221.16 | 218.94
2019-07-08 15:30 | 221.09 | 218.82
2019-07-08 16:00 | 222.46 | 220.15
2019-07-08 16:30 | 221.81 | 219.4
2019-07-08 17:00 | 219.51 | 216.9
2019-07-08 17:30 | 217.09 | 214.7
2019-07-08 18:00 | 215.39 | 214.02
2019-07-08 18:30 | 215.76 | 214.59
2019-07-08 19:00 | 219.85 | 218.64
2019-07-08 19:30 | 220.2 | 218.98
2019-07-08 20:00 | 220.5 | 218.91
2019-07-08 20:30 | 219.7 | 217.93
2019-07-08 21:00 | 220.44 | 218.44
2019-07-08 21:30 | 220.76 | 218.39
2019-07-08 22:00 | 220.47 | 218.18
2019-07-08 22:30 | 219.05 | 216.48
2019-07-08 23:00 | 218.98 | 216.52
2019-07-08 23:30 | 219.63 | 216.13
2019-07-09 | 219.4 | 215.31
2019-07-09 00:30 | 219.24 | 215.3
2019-07-09 01:00 | 217.84 | 214.88
2019-07-09 01:30 | 217.56 | 214.56
2019-07-09 02:00 | 217.65 | 214.73
2019-07-09 02:30 | 217.27 | 214.4
2019-07-09 03:00 | 217.25 | 214.39
2019-07-09 03:30 | 217.44 | 214.55
2019-07-09 04:00 | 217.49 | 214.61
2019-07-09 04:30 | 218.17 | 215.26
2019-07-09 05:00 | 218.86 | 215.85
2019-07-09 05:30 | 219.24 | 216.11
2019-07-09 06:00 | 219.15 | 216.18
2019-07-09 06:30 | 217.2 | 215.63
2019-07-09 07:00 | 216.5 | 214.69
2019-07-09 07:30 | 216.75 | 214.8
2019-07-09 08:00 | 217.81 | 216.18
2019-07-09 08:30 | 217.72 | 216.16
2019-07-09 09:00 | 217.06 | 215.57
2019-07-09 09:30 | 215.67 | 214.42
2019-07-09 10:00 | 212.74 | 211.73
2019-07-09 10:30 | 212.56 | 211.61
2019-07-09 11:00 | 215.62 | 214.63
2019-07-09 11:30 | 216.13 | 215.1
2019-07-09 12:00 | 215.74 | 214.74
2019-07-09 12:30 | 216.44 | 215.48
2019-07-09 13:00 | 215.59 | 214.7
2019-07-09 13:30 | 214.9 | 213.98
2019-07-09 14:00 | 212.73 | 211.95
2019-07-09 14:30 | 214.22 | 213.37
2019-07-09 15:00 | 217.71 | 216.51
2019-07-09 15:30 | 218.15 | 216.42
2019-07-09 16:00 | 217.99 | 216.59
2019-07-09 16:30 | 220.18 | 219.06
2019-07-09 17:00 | 220.14 | 219.03
2019-07-09 17:30 | 219.12 | 218.03
2019-07-09 18:00 | 219.93 | 218.82
2019-07-09 18:30 | 219.7 | 218.61
2019-07-09 19:00 | 218.75 | 217.63
2019-07-09 19:30 | 218.01 | 216.97
2019-07-09 20:00 | 219.14 | 218.06
2019-07-09 20:30 | 219.02 | 217.94
2019-07-09 21:00 | 218.67 | 217.35
2019-07-09 21:30 | 219.45 | 217.85
2019-07-09 22:00 | 218.42 | 216.74
2019-07-09 22:30 | 216.99 | 215.45
2019-07-09 23:00 | 217.73 | 216.28
2019-07-09 23:30 | 212.87 | 211.93
2019-07-10 | 213.97 | 213.05
2019-07-10 00:30 | 214.08 | 213.23
2019-07-10 01:00 | 214.85 | 213.38
2019-07-10 01:30 | 214.76 | 213.14
2019-07-10 02:00 | 214 | 212.44
2019-07-10 02:30 | 213.6 | 212.07
2019-07-10 03:00 | 214.37 | 212.82
2019-07-10 03:30 | 214.03 | 212.54
2019-07-10 04:00 | 214.25 | 212.78
2019-07-10 04:30 | 214.37 | 212.89
2019-07-10 05:00 | 213.54 | 212.08
2019-07-10 05:30 | 212.8 | 211.29
2019-07-10 06:00 | 212.33 | 210.69
2019-07-10 06:30 | 211.77 | 210.47
2019-07-10 07:00 | 211.18 | 210.04
2019-07-10 07:30 | 210.9 | 209.7
2019-07-10 08:00 | 211.62 | 210.37
2019-07-10 08:30 | 212.17 | 210.91
2019-07-10 09:00 | 211.88 | 210.69
2019-07-10 09:30 | 211.72 | 210.65
2019-07-10 10:00 | 212.18 | 211.07
2019-07-10 10:30 | 212.93 | 211.79
2019-07-10 11:00 | 212.68 | 211.58
2019-07-10 11:30 | 213.29 | 212.13
2019-07-10 12:00 | 214.5 | 213.31
2019-07-10 12:30 | 215.28 | 214.07
2019-07-10 13:00 | 213.95 | 212.8
2019-07-10 13:30 | 215.47 | 214.28
2019-07-10 14:00 | 215.71 | 214.53
2019-07-10 14:30 | 216.28 | 215.08
2019-07-10 15:00 | 215.4 | 214.26
2019-07-10 15:30 | 216.17 | 214.91
2019-07-10 16:00 | 217.55 | 216.18
2019-07-10 16:30 | 216.1 | 214.64
2019-07-10 17:00 | 215.35 | 214.16
2019-07-10 17:30 | 216.18 | 215.11
2019-07-10 18:00 | 217.09 | 215.96
2019-07-10 18:30 | 216.28 | 215.17
2019-07-10 19:00 | 215.89 | 214.82
2019-07-10 19:30 | 215.42 | 214.37
2019-07-10 20:00 | 216.17 | 215.1
2019-07-10 20:30 | 215.86 | 214.81
2019-07-10 21:00 | 215.47 | 214.51
2019-07-10 21:30 | 215.17 | 214.26
2019-07-10 22:00 | 216.94 | 215.53
2019-07-10 22:30 | 216.98 | 215.47
2019-07-10 23:00 | 217.39 | 215.89
2019-07-10 23:30 | 217.43 | 216.01
2019-07-11 | 216.34 | 215.16
2019-07-11 00:30 | 215.29 | 214.06
2019-07-11 01:00 | 218.63 | 216.8
2019-07-11 01:30 | 218.83 | 217.05
2019-07-11 02:00 | 219.89 | 218.1
2019-07-11 02:30 | 219.16 | 217.4
2019-07-11 03:00 | 217.22 | 215.55
2019-07-11 03:30 | 217.71 | 215.95
2019-07-11 04:00 | 217.94 | 216.21
2019-07-11 04:30 | 217.24 | 215.56
2019-07-11 05:00 | 217.52 | 215.8
2019-07-11 05:30 | 218.18 | 216.39
2019-07-11 06:00 | 218.33 | 216.47
2019-07-11 06:30 | 218.8 | 216.75
2019-07-11 07:00 | 216.24 | 214.07
2019-07-11 07:30 | 215.78 | 213.54
2019-07-11 08:00 | 215.35 | 213.82
2019-07-11 08:30 | 216.11 | 214.56
2019-07-11 09:00 | 218.55 | 217.04
2019-07-11 09:30 | 218.13 | 216.77
2019-07-11 10:00 | 218.37 | 217.19
2019-07-11 10:30 | 216.37 | 215.13
2019-07-11 11:00 | 216.15 | 214.89
2019-07-11 11:30 | 214.79 | 213.58
2019-07-11 12:00 | 213.8 | 212.67
2019-07-11 12:30 | 214.27 | 213.16
2019-07-11 13:00 | 215.18 | 213.96
2019-07-11 13:30 | 213.93 | 212.71
2019-07-11 14:00 | 214.74 | 213.25
2019-07-11 14:30 | 218.35 | 216.52
2019-07-11 15:00 | 218.2 | 216.34
2019-07-11 15:30 | 218.61 | 216.78
2019-07-11 16:00 | 219.48 | 217.46
2019-07-11 16:30 | 220.44 | 218.16
2019-07-11 17:00 | 220.54 | 218.07
2019-07-11 17:30 | 222.15 | 219.58
2019-07-11 18:00 | 221.85 | 219.64
2019-07-11 18:30 | 222 | 219.75
2019-07-11 19:00 | 220.92 | 218.76
2019-07-11 19:30 | 219.97 | 217.9
2019-07-11 20:00 | 219.59 | 217.62
2019-07-11 20:30 | 219.43 | 217.5
2019-07-11 21:00 | 219.32 | 217.35
2019-07-11 21:30 | 218.94 | 217.02
2019-07-11 22:00 | 219.11 | 217.33
2019-07-11 22:30 | 219.11 | 217.05
2019-07-11 23:00 | 219.25 | 217.21
2019-07-11 23:30 | 218.88 | 216.41
2019-07-12 | 219.3 | 216.8
2019-07-12 00:30 | 229.86 | 227
2019-07-12 01:00 | 232.09 | 229.21
2019-07-12 01:30 | 231.81 | 229.04
2019-07-12 02:00 | 231.93 | 229.2
2019-07-12 02:30 | 230.96 | 228.3
2019-07-12 03:00 | 229.98 | 227.35
2019-07-12 03:30 | 230.2 | 227.6
2019-07-12 04:00 | 230.48 | 227.93
2019-07-12 04:30 | 230.47 | 227.91
2019-07-12 05:00 | 231.2 | 228.54
2019-07-12 05:30 | 231 | 228.25
2019-07-12 06:00 | 232.15 | 229.24
2019-07-12 06:30 | 232.68 | 229.51
2019-07-12 07:00 | 232.06 | 228.59
2019-07-12 07:30 | 227.19 | 225.53
2019-07-12 08:00 | 226.31 | 224.4
2019-07-12 08:30 | 227.63 | 225.58
2019-07-12 09:00 | 227.55 | 225.53
2019-07-12 09:30 | 224.82 | 222.89
2019-07-12 10:00 | 224.93 | 223.05
2019-07-12 10:30 | 225.34 | 223.35
2019-07-12 11:00 | 215.35 | 213.58
2019-07-12 11:30 | 215.13 | 213.4
2019-07-12 12:00 | 215.35 | 213.42
2019-07-12 12:30 | 214.46 | 212.45
2019-07-12 13:00 | 214.4 | 211.76
2019-07-12 13:30 | 214.94 | 212.11
2019-07-12 14:00 | 218.82 | 215.62
2019-07-12 14:30 | 220.67 | 217.24
2019-07-12 15:00 | 220.57 | 216.96
2019-07-12 15:30 | 221.54 | 217.9
2019-07-12 16:00 | 226.02 | 222.05
2019-07-12 16:30 | 224.94 | 220.82
2019-07-12 17:00 | 225.38 | 221.19
2019-07-12 17:30 | 225.55 | 221.57
2019-07-12 18:00 | 225.91 | 221.69
2019-07-12 18:30 | 225.18 | 221.22
2019-07-12 19:00 | 225.39 | 221.31
2019-07-12 19:30 | 224.84 | 220.94
2019-07-12 20:00 | 224.35 | 220.46
2019-07-12 20:30 | 222.92 | 219.19
2019-07-12 21:00 | 223.03 | 219.24
2019-07-12 21:30 | 223.35 | 219.5
2019-07-12 22:00 | 224.22 | 220.46
2019-07-12 22:30 | 232.2 | 228.49
2019-07-12 23:00 | 232.69 | 229.14
2019-07-12 23:30 | 233.3 | 229.61
2019-07-13 | 233.2 | 229.03
2019-07-13 00:30 | 231.95 | 228.09
2019-07-13 01:00 | 232.59 | 228.86
2019-07-13 01:30 | 232.25 | 228.61
2019-07-13 02:00 | 231.64 | 228.22
2019-07-13 02:30 | 231.58 | 228.21
2019-07-13 03:00 | 231.89 | 228.85
2019-07-13 03:30 | 231.69 | 228.76
2019-07-13 04:00 | 230.64 | 227.89
2019-07-13 04:30 | 229.39 | 226.66
2019-07-13 05:00 | 231.28 | 228.38
2019-07-13 05:30 | 230.52 | 227.63
2019-07-13 06:00 | 230.16 | 227.14
2019-07-13 06:30 | 228.59 | 225.78
2019-07-13 07:00 | 226.85 | 224.21
2019-07-13 07:30 | 226.98 | 224.07
2019-07-13 08:00 | 226.08 | 223.02
2019-07-13 08:30 | 227.27 | 224.62
2019-07-13 09:00 | 229.03 | 226.55
2019-07-13 09:30 | 229.2 | 227.38
2019-07-13 10:00 | 228.28 | 226.58
2019-07-13 10:30 | 227.78 | 226.33
2019-07-13 11:00 | 227.64 | 226.22
2019-07-13 11:30 | 230.18 | 228.42
2019-07-13 12:00 | 229.48 | 227.93
2019-07-13 12:30 | 230.55 | 228.92
2019-07-13 13:00 | 231.52 | 228.57
2019-07-13 13:30 | 230.57 | 228.12
2019-07-13 14:00 | 230.34 | 228
2019-07-13 14:30 | 229.54 | 227.94
2019-07-13 15:00 | 229.76 | 228.13
2019-07-13 15:30 | 233.6 | 231.65
2019-07-13 16:00 | 234.06 | 232.11
2019-07-13 16:30 | 234.56 | 232.55
2019-07-13 17:00 | 234.58 | 232.42
2019-07-13 17:30 | 233.53 | 231.33
2019-07-13 18:00 | 234.03 | 232.02
2019-07-13 18:30 | 233.8 | 231.92
2019-07-13 19:00 | 233.11 | 231.35
2019-07-13 19:30 | 233.22 | 231.52
2019-07-13 20:00 | 233.16 | 231.42
2019-07-13 20:30 | 233.22 | 231.52
2019-07-13 21:00 | 234.05 | 232.42
2019-07-13 21:30 | 233.96 | 232.31
2019-07-13 22:00 | 232.65 | 231.07
2019-07-13 22:30 | 233.21 | 231.68
2019-07-13 23:00 | 231.84 | 230.42
2019-07-13 23:30 | 233.67 | 231.47
2019-07-14 | 235.1 | 232.2
2019-07-14 00:30 | 235.53 | 232.31
2019-07-14 01:00 | 236.41 | 233.24
2019-07-14 01:30 | 236.09 | 232.96
2019-07-14 02:00 | 235.69 | 232.64
2019-07-14 02:30 | 235.84 | 232.83
2019-07-14 03:00 | 235.75 | 232.76
2019-07-14 03:30 | 235.55 | 232.63
2019-07-14 04:00 | 235.17 | 232.27
2019-07-14 04:30 | 233.65 | 230.95
2019-07-14 05:00 | 232.34 | 229.72
2019-07-14 05:30 | 232.82 | 230.1
2019-07-14 06:00 | 232.99 | 230.24
2019-07-14 06:30 | 232.13 | 229.24
2019-07-14 07:00 | 231.6 | 228.6
2019-07-14 07:30 | 232.48 | 229.86
2019-07-14 08:00 | 231.8 | 229.7
2019-07-14 08:30 | 232.54 | 230.36
2019-07-14 09:00 | 232.57 | 230.44
2019-07-14 09:30 | 233.22 | 231.06
2019-07-14 10:00 | 233.07 | 230.92
2019-07-14 10:30 | 232.33 | 230.33
2019-07-14 11:00 | 231.11 | 229.19
2019-07-14 11:30 | 232.42 | 230.34
2019-07-14 12:00 | 232.61 | 230.74
2019-07-14 12:30 | 232.56 | 230.84
2019-07-14 13:00 | 232.55 | 230.86
2019-07-14 13:30 | 233.39 | 231.64
2019-07-14 14:00 | 233.51 | 231.72
2019-07-14 14:30 | 233.94 | 232.15
2019-07-14 15:00 | 232.54 | 230.9
2019-07-14 15:30 | 231.66 | 230.07
2019-07-14 16:00 | 233.06 | 231.28
2019-07-14 16:30 | 233.34 | 231.43
2019-07-14 17:00 | 234.12 | 232.02
2019-07-14 17:30 | 234.52 | 232.99
2019-07-14 18:00 | 235.07 | 233.54
2019-07-14 18:30 | 233.23 | 231.83
2019-07-14 19:00 | 231.96 | 230.62
2019-07-14 19:30 | 232.85 | 231.53
2019-07-14 20:00 | 235.42 | 233.95
2019-07-14 20:30 | 233.43 | 232.11
2019-07-14 21:00 | 233.72 | 231.97
2019-07-14 21:30 | 233.78 | 231.96
2019-07-14 22:00 | 236.36 | 233.9
2019-07-14 22:30 | 236.06 | 233.67
2019-07-14 23:00 | 234.21 | 232.02
2019-07-14 23:30 | 234.52 | 232.34
2019-07-15 | 233.73 | 231.62
2019-07-15 00:30 | 234.05 | 231.5
2019-07-15 01:00 | 234.04 | 231.46
2019-07-15 01:30 | 234.82 | 232.25
2019-07-15 02:00 | 232.75 | 230.32
2019-07-15 02:30 | 234.28 | 231.41
2019-07-15 03:00 | 235.24 | 232.02
2019-07-15 03:30 | 236.34 | 233.01
2019-07-15 04:00 | 238.18 | 234.64
2019-07-15 04:30 | 237.24 | 233.74
2019-07-15 05:00 | 236.57 | 233.09
2019-07-15 05:30 | 235.29 | 231.87
2019-07-15 06:00 | 232.88 | 229.65
2019-07-15 06:30 | 232.65 | 229
2019-07-15 07:00 | 233.68 | 229.46
2019-07-15 07:30 | 232.2 | 229.14
2019-07-15 08:00 | 228.47 | 225.93
2019-07-15 08:30 | 203.08 | 200.52
2019-07-15 09:00 | 115.98 | 111.95
2019-07-15 09:30 | 87.74 | 85.79
2019-07-15 10:00 | 86.78 | 84.85
2019-07-15 10:30 | 86.47 | 84.54
2019-07-15 11:00 | 87.37 | 85.37
2019-07-15 11:30 | 85.58 | 83.63
2019-07-15 12:00 | 85.45 | 83.52
2019-07-15 12:30 | 84.62 | 82.71
2019-07-15 13:00 | 84.79 | 82.96
2019-07-15 13:30 | 85.23 | 83.31
2019-07-15 14:00 | 85.74 | 83.8
2019-07-15 14:30 | 86.11 | 84.16
2019-07-15 15:00 | 85.68 | 83.73
2019-07-15 15:30 | 85.11 | 83.19
2019-07-15 16:00 | 84.54 | 82.67
2019-07-15 16:30 | 83.45 | 81.63
2019-07-15 17:00 | 84.44 | 82.55
2019-07-15 17:30 | 85.06 | 83.12
2019-07-15 18:00 | 85.01 | 83.08
2019-07-15 18:30 | 84.97 | 83.1
2019-07-15 19:00 | 84.85 | 82.96
2019-07-15 19:30 | 84.96 | 83.08
2019-07-15 20:00 | 84.68 | 82.77
2019-07-15 20:30 | 84.79 | 82.84
2019-07-15 21:00 | 84.33 | 82.43
2019-07-15 21:30 | 83.05 | 81.19
2019-07-15 22:00 | 86.76 | 84.44
2019-07-15 22:30 | 88.5 | 86.05
2019-07-15 23:00 | 88.73 | 86.25
2019-07-15 23:30 | 87.11 | 84.81
2019-07-16 | 87.68 | 85.38
2019-07-16 00:30 | 88.62 | 86.26
2019-07-16 01:00 | 87.83 | 85.53
2019-07-16 01:30 | 86.8 | 84.56
2019-07-16 02:00 | 87.41 | 85.09
2019-07-16 02:30 | 88.65 | 86.25
2019-07-16 03:00 | 90.13 | 87.62
2019-07-16 03:30 | 87.59 | 85.23
2019-07-16 04:00 | 86.72 | 84.42
2019-07-16 04:30 | 88.24 | 85.85
2019-07-16 05:00 | 88.47 | 86.07
2019-07-16 05:30 | 87.67 | 85.36
2019-07-16 06:00 | 87.73 | 85.4
2019-07-16 06:30 | 87.59 | 85.26
2019-07-16 07:00 | 87.84 | 85.5
2019-07-16 07:30 | 87.24 | 84.94
2019-07-16 08:00 | 88.27 | 86.09
2019-07-16 08:30 | 87.13 | 85.16
2019-07-16 09:00 | 87.32 | 85.3
2019-07-16 09:30 | 87.01 | 85.02
2019-07-16 10:00 | 83.65 | 81.77
2019-07-16 10:30 | 84.58 | 82.65
2019-07-16 11:00 | 88.02 | 85.9
2019-07-16 11:30 | 88 | 85.9
2019-07-16 12:00 | 88.37 | 86.22
2019-07-16 12:30 | 87.74 | 85.64
2019-07-16 13:00 | 87.29 | 85.22
2019-07-16 13:30 | 87.4 | 85.35
2019-07-16 14:00 | 87.31 | 85.29
2019-07-16 14:30 | 86.2 | 84.24
2019-07-16 15:00 | 87.55 | 85.53
2019-07-16 15:30 | 87.66 | 85.64
2019-07-16 16:00 | 86.81 | 84.81
2019-07-16 16:30 | 88.37 | 86.22
2019-07-16 17:00 | 89.14 | 87.01
2019-07-16 17:30 | 88.46 | 86.36
2019-07-16 18:00 | 88.91 | 86.79
2019-07-16 18:30 | 87.09 | 85.1
2019-07-16 19:00 | 88.06 | 86.03
2019-07-16 19:30 | 88.41 | 86.34
2019-07-16 20:00 | 88.46 | 86.36
2019-07-16 20:30 | 89.54 | 87.41
2019-07-16 21:00 | 89.95 | 87.79
2019-07-16 21:30 | 88.41 | 86.29
2019-07-16 22:00 | 87.61 | 85.54
2019-07-16 22:30 | 87.68 | 85.62
2019-07-16 23:00 | 88.61 | 86.51
2019-07-16 23:30 | 88.11 | 86.02
2019-07-17 | 84.83 | 83.03
2019-07-17 00:30 | 84.03 | 82.26
2019-07-17 01:00 | 84.31 | 82.52
2019-07-17 01:30 | 85.55 | 83.67
2019-07-17 02:00 | 85.26 | 83.42
2019-07-17 02:30 | 84.52 | 82.73
2019-07-17 03:00 | 80.95 | 79.34
2019-07-17 03:30 | 81.52 | 79.91
2019-07-17 04:00 | 81.73 | 80.1
2019-07-17 04:30 | 81.24 | 79.63
2019-07-17 05:00 | 80.59 | 79
2019-07-17 05:30 | 78.9 | 77.41
2019-07-17 06:00 | 79.38 | 77.87
2019-07-17 06:30 | 79.3 | 77.81
2019-07-17 07:00 | 78.42 | 77.17
2019-07-17 07:30 | 78.73 | 77.52
2019-07-17 08:00 | 79.38 | 78.14
2019-07-17 08:30 | 79.78 | 78.49
2019-07-17 09:00 | 80.04 | 78.71
2019-07-17 09:30 | 80.81 | 79.42
2019-07-17 10:00 | 81.1 | 79.69
2019-07-17 10:30 | 80.93 | 79.53
2019-07-17 11:00 | 80.55 | 79.16
2019-07-17 11:30 | 80.98 | 79.56
2019-07-17 12:00 | 80.91 | 79.51
2019-07-17 12:30 | 81.35 | 79.92
2019-07-17 13:00 | 81.83 | 80.31
2019-07-17 13:30 | 80.3 | 78.69
2019-07-17 14:00 | 81.75 | 80.07
2019-07-17 14:30 | 84.56 | 82.72
2019-07-17 15:00 | 86.43 | 84.49
2019-07-17 15:30 | 86.99 | 85.03
2019-07-17 16:00 | 87.53 | 85.54
2019-07-17 16:30 | 87.78 | 85.72
2019-07-17 17:00 | 87.14 | 85.11
2019-07-17 17:30 | 87.44 | 85.39
2019-07-17 18:00 | 87.05 | 85.02
2019-07-17 18:30 | 85.48 | 83.56
2019-07-17 19:00 | 86.39 | 84.43
2019-07-17 19:30 | 86.28 | 84.3
2019-07-17 20:00 | 85.42 | 83.49
2019-07-17 20:30 | 85.92 | 84.01
2019-07-17 21:00 | 86.64 | 84.74
2019-07-17 21:30 | 85.24 | 83.4
2019-07-17 22:00 | 85.98 | 84.09
2019-07-17 22:30 | 86.74 | 84.82
2019-07-17 23:00 | 87.04 | 85.09
2019-07-17 23:30 | 86.68 | 84.69
2019-07-18 | 86.88 | 84.88
2019-07-18 00:30 | 87.64 | 85.6
2019-07-18 01:00 | 87.3 | 85.28
2019-07-18 01:30 | 86.59 | 84.61
2019-07-18 02:00 | 86.31 | 84.35
2019-07-18 02:30 | 86.01 | 84.06
2019-07-18 03:00 | 85.76 | 83.84
2019-07-18 03:30 | 85.63 | 83.71
2019-07-18 04:00 | 85.7 | 83.78
2019-07-18 04:30 | 84.46 | 82.58
2019-07-18 05:00 | 83.8 | 81.95
2019-07-18 05:30 | 84.96 | 83.05
2019-07-18 06:00 | 85.04 | 83.1
2019-07-18 06:30 | 84.53 | 82.62
2019-07-18 07:00 | 83.68 | 81.84
2019-07-18 07:30 | 83.45 | 81.66
2019-07-18 08:00 | 83.67 | 81.86
2019-07-18 08:30 | 84.29 | 82.38
2019-07-18 09:00 | 84.87 | 82.91
2019-07-18 09:30 | 84.6 | 82.65
2019-07-18 10:00 | 84.89 | 82.88
2019-07-18 10:30 | 85.39 | 83.35
2019-07-18 11:00 | 85.98 | 83.92
2019-07-18 11:30 | 86.65 | 84.56
2019-07-18 12:00 | 87.08 | 84.91
2019-07-18 12:30 | 87.12 | 84.9
2019-07-18 13:00 | 85.74 | 83.59
2019-07-18 13:30 | 86.75 | 84.52
2019-07-18 14:00 | 86.91 | 84.88
2019-07-18 14:30 | 85.92 | 84.03
2019-07-18 15:00 | 86.6 | 84.7
2019-07-18 15:30 | 87.51 | 85.47
2019-07-18 16:00 | 91.67 | 89.23
2019-07-18 16:30 | 94.51 | 91.83
2019-07-18 17:00 | 94.39 | 91.74
2019-07-18 17:30 | 95.05 | 92.56
2019-07-18 18:00 | 94.91 | 92.6
2019-07-18 18:30 | 94.99 | 92.71
2019-07-18 19:00 | 95.04 | 92.76
2019-07-18 19:30 | 95.21 | 93.17
2019-07-18 20:00 | 95 | 93.06
2019-07-18 20:30 | 93.55 | 91.69
2019-07-18 21:00 | 89.64 | 87.57
2019-07-18 21:30 | 90.28 | 88.11
2019-07-18 22:00 | 90.51 | 88.33
2019-07-18 22:30 | 90.21 | 88.08
2019-07-18 23:00 | 90.71 | 88.57
2019-07-18 23:30 | 89.42 | 87.31
2019-07-19 | 91.04 | 88.83
2019-07-19 00:30 | 91.11 | 88.91
2019-07-19 01:00 | 90.65 | 88.47
2019-07-19 01:30 | 90.44 | 88.26
2019-07-19 02:00 | 90.21 | 88.09
2019-07-19 02:30 | 91.36 | 89.15
2019-07-19 03:00 | 90.34 | 88.19
2019-07-19 03:30 | 90.58 | 88.39
2019-07-19 04:00 | 90.47 | 88.32
2019-07-19 04:30 | 90.59 | 88.46
2019-07-19 05:00 | 90.38 | 88.24
2019-07-19 05:30 | 90.69 | 88.54
2019-07-19 06:00 | 90.6 | 88.49
2019-07-19 06:30 | 91.09 | 88.95
2019-07-19 07:00 | 90.08 | 88.02
2019-07-19 07:30 | 87.49 | 85.56
2019-07-19 08:00 | 86.89 | 85.03
2019-07-19 08:30 | 86.55 | 84.69
2019-07-19 09:00 | 86.96 | 85.09
2019-07-19 09:30 | 87.64 | 86
2019-07-19 10:00 | 87.39 | 85.7
2019-07-19 10:30 | 87.66 | 85.92
2019-07-19 11:00 | 88.27 | 86.47
2019-07-19 11:30 | 88.25 | 86.45
2019-07-19 12:00 | 87.93 | 86.14
2019-07-19 12:30 | 87.28 | 85.52
2019-07-19 13:00 | 91.34 | 89.32
2019-07-19 13:30 | 93.94 | 91.63
2019-07-19 14:00 | 92.99 | 90.74
2019-07-19 14:30 | 92.7 | 90.4
2019-07-19 15:00 | 92.56 | 90.27
2019-07-19 15:30 | 92.16 | 89.84
2019-07-19 16:00 | 92.3 | 89.97
2019-07-19 16:30 | 92.19 | 89.88
2019-07-19 17:00 | 92.58 | 90.27
2019-07-19 17:30 | 92.61 | 90.23
2019-07-19 18:00 | 92.01 | 89.75
2019-07-19 18:30 | 91.58 | 89.39
2019-07-19 19:00 | 90.76 | 88.64
2019-07-19 19:30 | 90.82 | 88.7
2019-07-19 20:00 | 91.17 | 89.02
2019-07-19 20:30 | 91.11 | 88.95
2019-07-19 21:00 | 90.38 | 88.28
2019-07-19 21:30 | 91.18 | 89.02
2019-07-19 22:00 | 91.46 | 89.29
2019-07-19 22:30 | 91.52 | 89.34
2019-07-19 23:00 | 89.67 | 87.56
2019-07-19 23:30 | 90.12 | 87.97
2019-07-20 | 89.97 | 87.88
2019-07-20 00:30 | 88.95 | 86.93
2019-07-20 01:00 | 88.96 | 86.92
2019-07-20 01:30 | 90.2 | 88.01
2019-07-20 02:00 | 88.45 | 86.45
2019-07-20 02:30 | 88.91 | 86.86
2019-07-20 03:00 | 89.67 | 87.54
2019-07-20 03:30 | 90.69 | 88.47
2019-07-20 04:00 | 89.45 | 87.43
2019-07-20 04:30 | 89.61 | 87.56
2019-07-20 05:00 | 89.67 | 87.61
2019-07-20 05:30 | 88.38 | 86.4
2019-07-20 06:00 | 87.32 | 85.46
2019-07-20 06:30 | 87.57 | 85.7
2019-07-20 07:00 | 87.35 | 85.5
2019-07-20 07:30 | 87.45 | 85.56
2019-07-20 08:00 | 87.87 | 86
2019-07-20 08:30 | 88.46 | 86.57
2019-07-20 09:00 | 88.72 | 86.76
2019-07-20 09:30 | 88.76 | 86.82
2019-07-20 10:00 | 89 | 87.03
2019-07-20 10:30 | 88.62 | 86.64
2019-07-20 11:00 | 88.52 | 86.56
2019-07-20 11:30 | 88.23 | 86.26
2019-07-20 12:00 | 88.98 | 86.91
2019-07-20 12:30 | 89.43 | 87.36
2019-07-20 13:00 | 90.34 | 88.2
2019-07-20 13:30 | 89.63 | 87.45
2019-07-20 14:00 | 92.46 | 90.28
2019-07-20 14:30 | 91.83 | 89.66
2019-07-20 15:00 | 92.59 | 90.39
2019-07-20 15:30 | 91.66 | 89.47
2019-07-20 16:00 | 91.39 | 89.26
2019-07-20 16:30 | 91.26 | 89.09
2019-07-20 17:00 | 90.48 | 88.34
2019-07-20 17:30 | 90.79 | 88.62
2019-07-20 18:00 | 90.48 | 88.4
2019-07-20 18:30 | 88.94 | 86.9
2019-07-20 19:00 | 88.77 | 86.63
2019-07-20 19:30 | 90.09 | 87.9
2019-07-20 20:00 | 92.61 | 90.24
2019-07-20 20:30 | 92.05 | 89.75
2019-07-20 21:00 | 86.38 | 84.62
2019-07-20 21:30 | 88.83 | 86.98
2019-07-20 22:00 | 90.32 | 88.34
2019-07-20 22:30 | 89.21 | 87.34
2019-07-20 23:00 | 90.7 | 88.7
2019-07-20 23:30 | 89.97 | 88.08
2019-07-21 | 90.73 | 88.81
2019-07-21 00:30 | 91.2 | 89.21
2019-07-21 01:00 | 91.26 | 89.29
2019-07-21 01:30 | 88.79 | 87
2019-07-21 02:00 | 90.02 | 88.13
2019-07-21 02:30 | 89.38 | 87.5
2019-07-21 03:00 | 88.92 | 87.09
2019-07-21 03:30 | 89.91 | 88.03
2019-07-21 04:00 | 90.12 | 88.27
2019-07-21 04:30 | 89.54 | 87.75
2019-07-21 05:00 | 90.35 | 88.53
2019-07-21 05:30 | 88.96 | 87.22
2019-07-21 06:00 | 88.87 | 87.1
2019-07-21 06:30 | 87.17 | 85.49
2019-07-21 07:00 | 87.72 | 86.03
2019-07-21 07:30 | 88.25 | 86.6
2019-07-21 08:00 | 88.36 | 86.7
2019-07-21 08:30 | 87.55 | 85.93
2019-07-21 09:00 | 86.02 | 84.55
2019-07-21 09:30 | 86.14 | 84.67
2019-07-21 10:00 | 85.73 | 84.25
2019-07-21 10:30 | 84.95 | 83.48
2019-07-21 11:00 | 84.84 | 83.31
2019-07-21 11:30 | 85.67 | 84.1
2019-07-21 12:00 | 85.22 | 83.66
2019-07-21 12:30 | 84.55 | 83.04
2019-07-21 13:00 | 85.03 | 83.49
2019-07-21 13:30 | 84.59 | 83.07
2019-07-21 14:00 | 83.85 | 82.36
2019-07-21 14:30 | 82.6 | 81.16
2019-07-21 15:00 | 82.99 | 81.55
2019-07-21 15:30 | 83.33 | 81.86
2019-07-21 16:00 | 83.69 | 82.23
2019-07-21 16:30 | 83.38 | 81.91
2019-07-21 17:00 | 82.9 | 81.48
2019-07-21 17:30 | 83.11 | 81.67
2019-07-21 18:00 | 83.2 | 81.76
2019-07-21 18:30 | 82.5 | 81.13
2019-07-21 19:00 | 82.71 | 81.32
2019-07-21 19:30 | 83.12 | 81.7
2019-07-21 20:00 | 82.77 | 81.39
2019-07-21 20:30 | 83.77 | 82.33
2019-07-21 21:00 | 82.67 | 81.29
2019-07-21 21:30 | 83.02 | 81.59
2019-07-21 22:00 | 83.49 | 82.08
2019-07-21 22:30 | 83.28 | 81.87
2019-07-21 23:00 | 82.74 | 81.33
2019-07-21 23:30 | 82.18 | 80.77
2019-07-22 | 81.54 | 80.23
2019-07-22 00:30 | 81.14 | 79.84
2019-07-22 01:00 | 81.69 | 80.36
2019-07-22 01:30 | 82.29 | 80.91
2019-07-22 02:00 | 82.01 | 80.66
2019-07-22 02:30 | 81.34 | 79.99
2019-07-22 03:00 | 82.31 | 80.9
2019-07-22 03:30 | 82.08 | 80.68
2019-07-22 04:00 | 82.93 | 81.53
2019-07-22 04:30 | 83.97 | 82.5
2019-07-22 05:00 | 84.82 | 83.28
2019-07-22 05:30 | 85.07 | 83.52
2019-07-22 06:00 | 84.64 | 83.06
2019-07-22 06:30 | 84.85 | 83.24
2019-07-22 07:00 | 84.78 | 83.18
2019-07-22 07:30 | 83.94 | 82.39
2019-07-22 08:00 | 83.43 | 81.9
2019-07-22 08:30 | 83.69 | 82.1
2019-07-22 09:00 | 79.59 | 78.27
2019-07-22 09:30 | 77.6 | 76.38
2019-07-22 10:00 | 78.26 | 76.98
2019-07-22 10:30 | 79.17 | 77.83
2019-07-22 11:00 | 78.43 | 77.08
2019-07-22 11:30 | 78.19 | 76.83
2019-07-22 12:00 | 79.81 | 78.34
2019-07-22 12:30 | 81.8 | 80.25
2019-07-22 13:00 | 84.43 | 82.74
2019-07-22 13:30 | 85.49 | 83.79
2019-07-22 14:00 | 84.96 | 83.29
2019-07-22 14:30 | 82.42 | 80.95
2019-07-22 15:00 | 82.81 | 81.32
2019-07-22 15:30 | 81.42 | 80.06
2019-07-22 16:00 | 80.98 | 79.62
2019-07-22 16:30 | 79.73 | 78.44
2019-07-22 17:00 | 80.96 | 79.65
2019-07-22 17:30 | 81.11 | 79.79
2019-07-22 18:00 | 81.03 | 79.72
2019-07-22 18:30 | 80.68 | 79.37
2019-07-22 19:00 | 80.97 | 79.67
2019-07-22 19:30 | 81.3 | 80.01
2019-07-22 20:00 | 82.19 | 80.85
2019-07-22 20:30 | 82.56 | 81.16
2019-07-22 21:00 | 82.83 | 81.41
2019-07-22 21:30 | 83.24 | 81.81
2019-07-22 22:00 | 82.92 | 81.49
2019-07-22 22:30 | 86.34 | 84.57
2019-07-22 23:00 | 86.31 | 84.53
2019-07-22 23:30 | 86.12 | 84.38
2019-07-23 | 86.99 | 85.14
2019-07-23 00:30 | 86.94 | 85.06
2019-07-23 01:00 | 86.88 | 85.01
2019-07-23 01:30 | 86.52 | 84.66
2019-07-23 02:00 | 86.21 | 84.37
2019-07-23 02:30 | 85.04 | 83.3
2019-07-23 03:00 | 85.87 | 84.09
2019-07-23 03:30 | 85.66 | 83.84
2019-07-23 04:00 | 85.94 | 84.12
2019-07-23 04:30 | 84.98 | 83.24
2019-07-23 05:00 | 84.28 | 82.59
2019-07-23 05:30 | 82.38 | 80.78
2019-07-23 06:00 | 83.04 | 81.41
2019-07-23 06:30 | 79.75 | 78.34
2019-07-23 07:00 | 76.87 | 75.61
2019-07-23 07:30 | 76.95 | 75.68
2019-07-23 08:00 | 76.85 | 75.68
2019-07-23 08:30 | 80.7 | 79.51
2019-07-23 09:00 | 81.48 | 80.32
2019-07-23 09:30 | 80.31 | 79.21
2019-07-23 10:00 | 83.76 | 82.45
2019-07-23 10:30 | 84.6 | 83.22
2019-07-23 11:00 | 86.32 | 85.1
2019-07-23 11:30 | 90.39 | 88.87
2019-07-23 12:00 | 90.58 | 89.04
2019-07-23 12:30 | 86.86 | 85.6
2019-07-23 13:00 | 89.5 | 88
2019-07-23 13:30 | 89.95 | 88.28
2019-07-23 14:00 | 95.61 | 93.66
2019-07-23 14:30 | 96.74 | 94.69
2019-07-23 15:00 | 98.14 | 95.95
2019-07-23 15:30 | 99.81 | 97.45
2019-07-23 16:00 | 100.59 | 98.17
2019-07-23 16:30 | 100.46 | 98.1
2019-07-23 17:00 | 101.61 | 99.18
2019-07-23 17:30 | 103.43 | 100.85
2019-07-23 18:00 | 104.77 | 102.13
2019-07-23 18:30 | 105.34 | 102.61
2019-07-23 19:00 | 107.88 | 104.84
2019-07-23 19:30 | 107.28 | 104.24
2019-07-23 20:00 | 103.82 | 101.09
2019-07-23 20:30 | 103.04 | 100.4
2019-07-23 21:00 | 102.31 | 99.73
2019-07-23 21:30 | 103.17 | 100.51
2019-07-23 22:00 | 103.02 | 100.41
2019-07-23 22:30 | 102.95 | 100.31
2019-07-23 23:00 | 102.77 | 100.16
2019-07-23 23:30 | 102.81 | 100.22
2019-07-24 | 102.51 | 99.99
2019-07-24 00:30 | 102.79 | 100.25
2019-07-24 01:00 | 102.75 | 100.23
2019-07-24 01:30 | 103.44 | 100.84
2019-07-24 02:00 | 103.46 | 100.93
2019-07-24 02:30 | 103.37 | 100.81
2019-07-24 03:00 | 102.79 | 100.28
2019-07-24 03:30 | 101.89 | 99.44
2019-07-24 04:00 | 99.82 | 97.55
2019-07-24 04:30 | 92.65 | 90.95
2019-07-24 05:00 | 92.29 | 90.62
2019-07-24 05:30 | 93.86 | 92.08
2019-07-24 06:00 | 93.27 | 91.58
2019-07-24 06:30 | 94.43 | 92.81
2019-07-24 07:00 | 95.03 | 93.38
2019-07-24 07:30 | 94.52 | 92.86
2019-07-24 08:00 | 92.21 | 90.77
2019-07-24 08:30 | 97.78 | 95.97
2019-07-24 09:00 | 97.55 | 95.7
2019-07-24 09:30 | 97.82 | 95.88
2019-07-24 10:00 | 97.39 | 95.43
2019-07-24 10:30 | 98.7 | 96.6
2019-07-24 11:00 | 100.1 | 97.86
2019-07-24 11:30 | 99.86 | 97.62
2019-07-24 12:00 | 100.51 | 98.24
2019-07-24 12:30 | 100.64 | 98.24
2019-07-24 13:00 | 102.11 | 99.46
2019-07-24 13:30 | 105.28 | 102.46
2019-07-24 14:00 | 105.11 | 102.34
2019-07-24 14:30 | 105.71 | 102.89
2019-07-24 15:00 | 105.27 | 102.57
2019-07-24 15:30 | 105.31 | 102.68
2019-07-24 16:00 | 105.85 | 103.21
2019-07-24 16:30 | 105.5 | 102.7
2019-07-24 17:00 | 108.34 | 105.31
2019-07-24 17:30 | 103.51 | 100.91
2019-07-24 18:00 | 100.2 | 97.92
2019-07-24 18:30 | 101.42 | 99.05
2019-07-24 19:00 | 98.29 | 96.19
2019-07-24 19:30 | 95.16 | 93.33
2019-07-24 20:00 | 94.91 | 93.11
2019-07-24 20:30 | 103.93 | 101.36
2019-07-24 21:00 | 108.49 | 105.51
2019-07-24 21:30 | 107.84 | 104.92
2019-07-24 22:00 | 107.36 | 104.52
2019-07-24 22:30 | 107.56 | 104.71
2019-07-24 23:00 | 106.71 | 103.93
2019-07-24 23:30 | 103.51 | 100.92
2019-07-25 | 101.95 | 99.57
2019-07-25 00:30 | 100.69 | 98.45
2019-07-25 01:00 | 100.68 | 98.43
2019-07-25 01:30 | 100.58 | 98.36
2019-07-25 02:00 | 99.9 | 97.72
2019-07-25 02:30 | 103.89 | 101.32
2019-07-25 03:00 | 103.85 | 101.26
2019-07-25 03:30 | 103.52 | 100.98
2019-07-25 04:00 | 101.48 | 99.12
2019-07-25 04:30 | 97.15 | 95.19
2019-07-25 05:00 | 100.49 | 98.32
2019-07-25 05:30 | 100.78 | 98.62
2019-07-25 06:00 | 101.11 | 98.91
2019-07-25 06:30 | 100.55 | 98.43
2019-07-25 07:00 | 99.14 | 97.07
2019-07-25 07:30 | 95.28 | 93.63
2019-07-25 08:00 | 93.65 | 92.13
2019-07-25 08:30 | 94.82 | 93.2
2019-07-25 09:00 | 96.49 | 94.74
2019-07-25 09:30 | 94.89 | 93.23
2019-07-25 10:00 | 96.07 | 94.33
2019-07-25 10:30 | 96.92 | 95.09
2019-07-25 11:00 | 96.63 | 94.82
2019-07-25 11:30 | 96.1 | 94.3
2019-07-25 12:00 | 90.2 | 88.81
2019-07-25 12:30 | 88.86 | 87.63
2019-07-25 13:00 | 89.94 | 88.66
2019-07-25 13:30 | 90.47 | 89.17
2019-07-25 14:00 | 91.22 | 89.86
2019-07-25 14:30 | 93.09 | 91.6
2019-07-25 15:00 | 93.34 | 91.83
2019-07-25 15:30 | 95.4 | 93.66
2019-07-25 16:00 | 103.68 | 101.24
2019-07-25 16:30 | 104.17 | 101.68
2019-07-25 17:00 | 104.14 | 101.73
2019-07-25 17:30 | 104.26 | 101.86
2019-07-25 18:00 | 104.49 | 102.09
2019-07-25 18:30 | 104.69 | 102.28
2019-07-25 19:00 | 104.63 | 102.23
2019-07-25 19:30 | 104.2 | 101.83
2019-07-25 20:00 | 105.34 | 102.88
2019-07-25 20:30 | 103.94 | 101.55
2019-07-25 21:00 | 103.8 | 101.46
2019-07-25 21:30 | 103.36 | 101.07
2019-07-25 22:00 | 103.69 | 101.37
2019-07-25 22:30 | 104.98 | 102.6
2019-07-25 23:00 | 105.71 | 103.27
2019-07-25 23:30 | 105.6 | 103.12
2019-07-26 | 107.17 | 104.59
2019-07-26 00:30 | 107.66 | 105.01
2019-07-26 01:00 | 107.05 | 104.48
2019-07-26 01:30 | 106.46 | 103.97
2019-07-26 02:00 | 104.83 | 102.51
2019-07-26 02:30 | 107.16 | 104.65
2019-07-26 03:00 | 107.42 | 104.78
2019-07-26 03:30 | 108.09 | 105.3
2019-07-26 04:00 | 105.73 | 103.21
2019-07-26 04:30 | 105.33 | 102.72
2019-07-26 05:00 | 104.64 | 101.92
2019-07-26 05:30 | 102.95 | 100.36
2019-07-26 06:00 | 102.37 | 99.82
2019-07-26 06:30 | 102.86 | 100.25
2019-07-26 07:00 | 102.16 | 99.62
2019-07-26 07:30 | 106.45 | 103.65
2019-07-26 08:00 | 103.03 | 100.63
2019-07-26 08:30 | 103.09 | 100.61
2019-07-26 09:00 | 106.15 | 103.27
2019-07-26 09:30 | 106.11 | 103.23
2019-07-26 10:00 | 107.73 | 104.78
2019-07-26 10:30 | 107.23 | 104.3
2019-07-26 11:00 | 107.51 | 104.52
2019-07-26 11:30 | 108.72 | 105.63
2019-07-26 12:00 | 105.92 | 103.13
2019-07-26 12:30 | 104.72 | 102.07
2019-07-26 13:00 | 103.82 | 101.21
2019-07-26 13:30 | 104.47 | 101.77
2019-07-26 14:00 | 105.23 | 102.4
2019-07-26 14:30 | 111.44 | 108
2019-07-26 15:00 | 111.42 | 108.02
2019-07-26 15:30 | 111.11 | 107.72
2019-07-26 16:00 | 113.23 | 109.71
2019-07-26 16:30 | 112 | 108.66
2019-07-26 17:00 | 107.26 | 104.39
2019-07-26 17:30 | 108.54 | 105.51
2019-07-26 18:00 | 111.89 | 108.43
2019-07-26 18:30 | 111.88 | 108.44
2019-07-26 19:00 | 111.58 | 108.15
2019-07-26 19:30 | 109.51 | 106.38
2019-07-26 20:00 | 108.29 | 105.35
2019-07-26 20:30 | 108.74 | 105.82
2019-07-26 21:00 | 110.28 | 107.24
2019-07-26 21:30 | 111.14 | 108
2019-07-26 22:00 | 110.74 | 107.45
2019-07-26 22:30 | 108.95 | 105.77
2019-07-26 23:00 | 110.89 | 107.54
2019-07-26 23:30 | 112.77 | 109.35
2019-07-27 | 113.21 | 109.75
2019-07-27 00:30 | 113.02 | 109.62
2019-07-27 01:00 | 113.32 | 109.87
2019-07-27 01:30 | 113.28 | 109.82
2019-07-27 02:00 | 112.87 | 109.45
2019-07-27 02:30 | 111.79 | 108.52
2019-07-27 03:00 | 113.13 | 109.72
2019-07-27 03:30 | 113.9 | 110.41
2019-07-27 04:00 | 113.06 | 109.69
2019-07-27 04:30 | 112.64 | 109.32
2019-07-27 05:00 | 112.28 | 109.03
2019-07-27 05:30 | 112.5 | 109.26
2019-07-27 06:00 | 112.29 | 109.06
2019-07-27 06:30 | 109.03 | 105.93
2019-07-27 07:00 | 107.53 | 104.59
2019-07-27 07:30 | 107.07 | 104.3
2019-07-27 08:00 | 107.56 | 104.7
2019-07-27 08:30 | 108.26 | 105.35
2019-07-27 09:00 | 106.78 | 103.97
2019-07-27 09:30 | 103.6 | 101.05
2019-07-27 10:00 | 102.73 | 100.15
2019-07-27 10:30 | 102.03 | 99.43
2019-07-27 11:00 | 101 | 98.5
2019-07-27 11:30 | 101.4 | 98.83
2019-07-27 12:00 | 102.13 | 99.46
2019-07-27 12:30 | 105.6 | 102.59
2019-07-27 13:00 | 106.88 | 103.82
2019-07-27 13:30 | 107.55 | 104.46
2019-07-27 14:00 | 108.13 | 104.97
2019-07-27 14:30 | 108.83 | 105.56
2019-07-27 15:00 | 106.93 | 103.9
2019-07-27 15:30 | 107.38 | 104.39
2019-07-27 16:00 | 107.94 | 104.82
2019-07-27 16:30 | 105.95 | 102.95
2019-07-27 17:00 | 106.48 | 103.48
2019-07-27 17:30 | 107.53 | 104.42
2019-07-27 18:00 | 101.12 | 98.55
2019-07-27 18:30 | 99.23 | 96.9
2019-07-27 19:00 | 100.55 | 98.13
2019-07-27 19:30 | 105.32 | 102.48
2019-07-27 20:00 | 107.7 | 104.62
2019-07-27 20:30 | 106.7 | 103.73
2019-07-27 21:00 | 109.11 | 105.95
2019-07-27 21:30 | 109.73 | 106.52
2019-07-27 22:00 | 109.48 | 106.31
2019-07-27 22:30 | 109.96 | 106.83
2019-07-27 23:00 | 108.88 | 105.86
2019-07-27 23:30 | 107.89 | 104.88
2019-07-28 | 108.78 | 105.87
2019-07-28 00:30 | 109.73 | 106.82
2019-07-28 01:00 | 109.67 | 106.74
2019-07-28 01:30 | 110.01 | 107.06
2019-07-28 02:00 | 110.45 | 107.52
2019-07-28 02:30 | 112.51 | 109.16
2019-07-28 03:00 | 114.48 | 110.92
2019-07-28 03:30 | 113.32 | 109.89
2019-07-28 04:00 | 113.07 | 109.73
2019-07-28 04:30 | 111.82 | 108.66
2019-07-28 05:00 | 113.82 | 110.39
2019-07-28 05:30 | 112.85 | 109.54
2019-07-28 06:00 | 112.31 | 109.07
2019-07-28 06:30 | 111.6 | 108.42
2019-07-28 07:00 | 111.85 | 108.54
2019-07-28 07:30 | 110.71 | 107.5
2019-07-28 08:00 | 110.17 | 107.03
2019-07-28 08:30 | 110 | 106.88
2019-07-28 09:00 | 109.17 | 106.11
2019-07-28 09:30 | 108.83 | 105.81
2019-07-28 10:00 | 108.65 | 105.61
2019-07-28 10:30 | 108.77 | 105.75
2019-07-28 11:00 | 110.12 | 106.92
2019-07-28 11:30 | 111.52 | 108.2
2019-07-28 12:00 | 110.06 | 106.8
2019-07-28 12:30 | 110.04 | 106.83
2019-07-28 13:00 | 110.77 | 107.53
2019-07-28 13:30 | 111.69 | 108.36
2019-07-28 14:00 | 111.62 | 108.36
2019-07-28 14:30 | 112.17 | 108.83
2019-07-28 15:00 | 111.36 | 108.16
2019-07-28 15:30 | 112.35 | 109.05
2019-07-28 16:00 | 111.38 | 108.17
2019-07-28 16:30 | 110.77 | 107.62
2019-07-28 17:00 | 110.78 | 107.59
2019-07-28 17:30 | 111.27 | 107.99
2019-07-28 18:00 | 110.17 | 107.07
2019-07-28 18:30 | 110.48 | 107.39
2019-07-28 19:00 | 110.41 | 107.3
2019-07-28 19:30 | 109.43 | 106.4
2019-07-28 20:00 | 108.35 | 105.4
2019-07-28 20:30 | 107.93 | 104.99
2019-07-28 21:00 | 107.23 | 104.27
2019-07-28 21:30 | 108.47 | 105.52
2019-07-28 22:00 | 109.44 | 106.43
2019-07-28 22:30 | 109.69 | 106.67
2019-07-28 23:00 | 110.63 | 107.48
2019-07-28 23:30 | 110.26 | 107.24
2019-07-29 | 110.77 | 107.67
2019-07-29 00:30 | 111.19 | 107.99
2019-07-29 01:00 | 111.61 | 108.36
2019-07-29 01:30 | 111.01 | 107.86
2019-07-29 02:00 | 110.55 | 107.46
2019-07-29 02:30 | 110.43 | 107.36
2019-07-29 03:00 | 110.04 | 107.01
2019-07-29 03:30 | 109.67 | 106.67
2019-07-29 04:00 | 109.28 | 106.33
2019-07-29 04:30 | 109.39 | 106.4
2019-07-29 05:00 | 109.95 | 106.89
2019-07-29 05:30 | 109.91 | 106.86
2019-07-29 06:00 | 109.96 | 106.9
2019-07-29 06:30 | 108.66 | 105.77
2019-07-29 07:00 | 109.45 | 106.48
2019-07-29 07:30 | 111.12 | 107.98
2019-07-29 08:00 | 111.66 | 108.46
2019-07-29 08:30 | 111.94 | 108.7
2019-07-29 09:00 | 111.37 | 108.14
2019-07-29 09:30 | 110.05 | 106.95
2019-07-29 10:00 | 110.27 | 107.17
2019-07-29 10:30 | 110.48 | 107.33
2019-07-29 11:00 | 111.13 | 107.87
2019-07-29 11:30 | 111.49 | 108.12
2019-07-29 12:00 | 112.31 | 108.88
2019-07-29 12:30 | 110.83 | 107.55
2019-07-29 13:00 | 107.73 | 104.76
2019-07-29 13:30 | 112.08 | 108.69
2019-07-29 14:00 | 111.46 | 108.11
2019-07-29 14:30 | 111.75 | 108.34
2019-07-29 15:00 | 111.24 | 107.9
2019-07-29 15:30 | 111.31 | 107.95
2019-07-29 16:00 | 112.11 | 108.65
2019-07-29 16:30 | 110.91 | 107.57
2019-07-29 17:00 | 110.12 | 106.86
2019-07-29 17:30 | 110.39 | 107.11
2019-07-29 18:00 | 109.97 | 106.76
2019-07-29 18:30 | 109.96 | 106.72
2019-07-29 19:00 | 110.2 | 106.97
2019-07-29 19:30 | 109.78 | 106.53
2019-07-29 20:00 | 110.52 | 107.29
2019-07-29 20:30 | 110.4 | 107.19
2019-07-29 21:00 | 110.48 | 107.26
2019-07-29 21:30 | 110.34 | 107.13
2019-07-29 22:00 | 110.58 | 107.32
2019-07-29 22:30 | 107.14 | 104.14
2019-07-29 23:00 | 106.59 | 103.9
2019-07-29 23:30 | 107.47 | 104.71
2019-07-30 | 108.03 | 105.19
2019-07-30 00:30 | 107.56 | 104.75
2019-07-30 01:00 | 107.51 | 104.74
2019-07-30 01:30 | 107.89 | 105.11
2019-07-30 02:00 | 107.5 | 104.75
2019-07-30 02:30 | 107.61 | 104.91
2019-07-30 03:00 | 107.55 | 104.82
2019-07-30 03:30 | 108.01 | 105.25
2019-07-30 04:00 | 107.72 | 104.98
2019-07-30 04:30 | 108.31 | 105.55
2019-07-30 05:00 | 108.58 | 105.8
2019-07-30 05:30 | 107.42 | 104.73
2019-07-30 06:00 | 107.43 | 104.77
2019-07-30 06:30 | 107.51 | 104.87
2019-07-30 07:00 | 106.03 | 103.42
2019-07-30 07:30 | 105.94 | 103.09
2019-07-30 08:00 | 107.23 | 104.32
2019-07-30 08:30 | 107.88 | 104.9
2019-07-30 09:00 | 107.38 | 104.46
2019-07-30 09:30 | 108.7 | 105.63
2019-07-30 10:00 | 107.04 | 104.07
2019-07-30 10:30 | 107.63 | 104.8
2019-07-30 11:00 | 106.7 | 103.85
2019-07-30 11:30 | 104.97 | 102.11
2019-07-30 12:00 | 109.05 | 106.13
2019-07-30 12:30 | 109.26 | 106.3
2019-07-30 13:00 | 108.21 | 105.3
2019-07-30 13:30 | 108.79 | 105.83
2019-07-30 14:00 | 109.09 | 106.08
2019-07-30 14:30 | 108.86 | 105.86
2019-07-30 15:00 | 109.14 | 106.12
2019-07-30 15:30 | 108.36 | 105.4
2019-07-30 16:00 | 108.96 | 105.92
2019-07-30 16:30 | 107.62 | 104.76
2019-07-30 17:00 | 107.75 | 104.83
2019-07-30 17:30 | 107.89 | 104.84
2019-07-30 18:00 | 108.16 | 105.07
2019-07-30 18:30 | 107.18 | 104.2
2019-07-30 19:00 | 99.66 | 97.37
2019-07-30 19:30 | 97.64 | 95.54
2019-07-30 20:00 | 98.23 | 96.07
2019-07-30 20:30 | 99.21 | 96.88
2019-07-30 21:00 | 98.13 | 95.96
2019-07-30 21:30 | 98.44 | 96.31
2019-07-30 22:00 | 100.8 | 98.49
2019-07-30 22:30 | 102.1 | 99.64
2019-07-30 23:00 | 102.27 | 99.84
2019-07-30 23:30 | 100.43 | 98.27
2019-07-31 | 103.41 | 101.04
2019-07-31 00:30 | 100.16 | 97.98
2019-07-31 01:00 | 98.07 | 96.1
2019-07-31 01:30 | 102.74 | 100.51
2019-07-31 02:00 | 104.69 | 102.33
2019-07-31 02:30 | 106.31 | 103.78
2019-07-31 03:00 | 106.6 | 104.07
2019-07-31 03:30 | 107.77 | 105.16
2019-07-31 04:00 | 112.13 | 109.13
2019-07-31 04:30 | 113.43 | 110.26
2019-07-31 05:00 | 111.49 | 108.5
2019-07-31 05:30 | 111.28 | 108.33
2019-07-31 06:00 | 110.05 | 107.2
2019-07-31 06:30 | 106.69 | 104.21
2019-07-31 07:00 | 105.41 | 103.11
2019-07-31 07:30 | 105.99 | 103.67
2019-07-31 08:00 | 104.47 | 102.21
2019-07-31 08:30 | 104.81 | 102.39
2019-07-31 09:00 | 102.99 | 100.74
2019-07-31 09:30 | 102.98 | 100.76
2019-07-31 10:00 | 103.19 | 100.92
2019-07-31 10:30 | 103.96 | 101.63
2019-07-31 11:00 | 103.68 | 101.38
2019-07-31 11:30 | 102.68 | 100.43
2019-07-31 12:00 | 103.59 | 101.26
2019-07-31 12:30 | 103.66 | 101.36
2019-07-31 13:00 | 102.4 | 100.19
2019-07-31 13:30 | 101.91 | 99.7
2019-07-31 14:00 | 102.03 | 99.8
2019-07-31 14:30 | 101.66 | 99.48
2019-07-31 15:00 | 100.32 | 98.24
2019-07-31 15:30 | 100.48 | 98.38
2019-07-31 16:00 | 100.81 | 98.7
2019-07-31 16:30 | 99.68 | 97.74
2019-07-31 17:00 | 101.19 | 99.06
2019-07-31 17:30 | 102.6 | 100.27
2019-07-31 18:00 | 102.93 | 100.63
2019-07-31 18:30 | 101 | 98.84
2019-07-31 19:00 | 102.55 | 100.3
2019-07-31 19:30 | 104.35 | 101.89
2019-07-31 20:00 | 107.41 | 104.61
2019-07-31 20:30 | 110.94 | 107.85
2019-07-31 21:00 | 111.4 | 108.07
2019-07-31 21:30 | 111.5 | 108.11
2019-07-31 22:00 | 112.26 | 108.87
2019-07-31 22:30 | 112.67 | 109.23
2019-07-31 23:00 | 112.74 | 109.24
2019-07-31 23:30 | 114.82 | 111.11
2019-08-01 | 112.13 | 108.75
2019-08-01 00:30 | 107.54 | 104.46
2019-08-01 01:00 | 104.13 | 101.37
2019-08-01 01:30 | 114.06 | 110.43
2019-08-01 02:00 | 115.36 | 111.76
2019-08-01 02:30 | 109.8 | 106.79
2019-08-01 03:00 | 109.25 | 106.28
2019-08-01 03:30 | 106.93 | 104.03
2019-08-01 04:00 | 106.36 | 103.44
2019-08-01 04:30 | 110.44 | 107.11
2019-08-01 05:00 | 110.05 | 106.74
2019-08-01 05:30 | 110.2 | 106.91
2019-08-01 06:00 | 109.53 | 106.33
2019-08-01 06:30 | 109.03 | 105.87
2019-08-01 07:00 | 109.95 | 106.63
2019-08-01 07:30 | 110.72 | 107.3
2019-08-01 08:00 | 112.85 | 109.29
2019-08-01 08:30 | 110.57 | 107.12
2019-08-01 09:00 | 110.76 | 107.25
2019-08-01 09:30 | 110.25 | 106.71
2019-08-01 10:00 | 109.26 | 105.81
2019-08-01 10:30 | 109.91 | 106.36
2019-08-01 11:00 | 110.44 | 106.85
2019-08-01 11:30 | 111.22 | 107.56
2019-08-01 12:00 | 111.94 | 108.24
2019-08-01 12:30 | 112.85 | 109.07
2019-08-01 13:00 | 112.34 | 108.57
2019-08-01 13:30 | 112.22 | 108.45
2019-08-01 14:00 | 112.88 | 109.07
2019-08-01 14:30 | 112.34 | 108.54
2019-08-01 15:00 | 112.96 | 109.24
2019-08-01 15:30 | 112.25 | 108.61
2019-08-01 16:00 | 113.04 | 109.3
2019-08-01 16:30 | 111.49 | 108.01
2019-08-01 17:00 | 111.37 | 107.86
2019-08-01 17:30 | 109.95 | 106.58
2019-08-01 18:00 | 109.98 | 106.62
2019-08-01 18:30 | 109.32 | 106.05
2019-08-01 19:00 | 108.36 | 105.13
2019-08-01 19:30 | 106.16 | 103.17
2019-08-01 20:00 | 106.06 | 102.98
2019-08-01 20:30 | 106.41 | 103.29
2019-08-01 21:00 | 106.29 | 103.2
2019-08-01 21:30 | 106.22 | 103.15
2019-08-01 22:00 | 107 | 103.84
2019-08-01 22:30 | 107.97 | 104.73
2019-08-01 23:00 | 108.1 | 104.84
2019-08-01 23:30 | 107.6 | 104.4
2019-08-02 | 107.4 | 104.26
2019-08-02 00:30 | 108.16 | 104.91
2019-08-02 01:00 | 108.36 | 105.1
2019-08-02 01:30 | 108.26 | 105.07
2019-08-02 02:00 | 109.09 | 105.8
2019-08-02 02:30 | 108.62 | 105.36
2019-08-02 03:00 | 107.32 | 104.16
2019-08-02 03:30 | 107.4 | 104.23
2019-08-02 04:00 | 106.39 | 103.34
2019-08-02 04:30 | 100.82 | 98.31
2019-08-02 05:00 | 98.48 | 96.08
2019-08-02 05:30 | 97.87 | 95.48
2019-08-02 06:00 | 98.2 | 95.81
2019-08-02 06:30 | 97.44 | 95.09
2019-08-02 07:00 | 96.2 | 93.94
2019-08-02 07:30 | 98.46 | 96.17
2019-08-02 08:00 | 98.3 | 96.09
2019-08-02 08:30 | 98.2 | 96.03
2019-08-02 09:00 | 98.75 | 96.51
2019-08-02 09:30 | 98.9 | 96.66
2019-08-02 10:00 | 98.7 | 96.44
2019-08-02 10:30 | 98.34 | 96.12
2019-08-02 11:00 | 98.03 | 95.85
2019-08-02 11:30 | 97.42 | 95.31
2019-08-02 12:00 | 98.22 | 96.01
2019-08-02 12:30 | 98.51 | 96.26
2019-08-02 13:00 | 99.76 | 97.39
2019-08-02 13:30 | 98.85 | 96.58
2019-08-02 14:00 | 102.02 | 99.55
2019-08-02 14:30 | 101.84 | 99.34
2019-08-02 15:00 | 96.58 | 94.56
2019-08-02 15:30 | 94.33 | 92.48
2019-08-02 16:00 | 97.52 | 95.48
2019-08-02 16:30 | 96.49 | 94.41
2019-08-02 17:00 | 97.42 | 95.3
2019-08-02 17:30 | 98.02 | 95.88
2019-08-02 18:00 | 102.25 | 99.82
2019-08-02 18:30 | 104.51 | 101.8
2019-08-02 19:00 | 104.24 | 101.56
2019-08-02 19:30 | 105.08 | 102.37
2019-08-02 20:00 | 105.29 | 102.48
2019-08-02 20:30 | 104.22 | 101.49
2019-08-02 21:00 | 103.27 | 100.61
2019-08-02 21:30 | 104.3 | 101.62
2019-08-02 22:00 | 105.5 | 102.69
2019-08-02 22:30 | 107.61 | 104.78
2019-08-02 23:00 | 106.71 | 103.89
2019-08-02 23:30 | 106.75 | 104.03
2019-08-03 | 104.74 | 102.02
2019-08-03 00:30 | 104.3 | 101.65
2019-08-03 01:00 | 105.44 | 102.72
2019-08-03 01:30 | 107.53 | 104.68
2019-08-03 02:00 | 107.32 | 104.57
2019-08-03 02:30 | 106.47 | 103.84
2019-08-03 03:00 | 106.05 | 103.42
2019-08-03 03:30 | 106.42 | 103.77
2019-08-03 04:00 | 107.4 | 104.63
2019-08-03 04:30 | 109.26 | 106.29
2019-08-03 05:00 | 109.06 | 106.14
2019-08-03 05:30 | 109.84 | 106.89
2019-08-03 06:00 | 109.57 | 106.6
2019-08-03 06:30 | 108.94 | 106.04
2019-08-03 07:00 | 109.8 | 106.84
2019-08-03 07:30 | 110.74 | 107.75
2019-08-03 08:00 | 110.59 | 107.54
2019-08-03 08:30 | 110.84 | 107.91
2019-08-03 09:00 | 109.97 | 106.83
2019-08-03 09:30 | 111.21 | 107.96
2019-08-03 10:00 | 109.25 | 106.25
2019-08-03 10:30 | 110.61 | 107.45
2019-08-03 11:00 | 106.3 | 103.46
2019-08-03 11:30 | 105.92 | 103.11
2019-08-03 12:00 | 106.2 | 103.4
2019-08-03 12:30 | 102.44 | 100.07
2019-08-03 13:00 | 99.83 | 97.65
2019-08-03 13:30 | 99.72 | 97.54
2019-08-03 14:00 | 100.92 | 98.69
2019-08-03 14:30 | 101.32 | 99.09
2019-08-03 15:00 | 100.34 | 98.15
2019-08-03 15:30 | 96.83 | 95.03
2019-08-03 16:00 | 97.44 | 95.66
2019-08-03 16:30 | 97.89 | 96.05
2019-08-03 17:00 | 97.47 | 95.66
2019-08-03 17:30 | 97.43 | 95.64
2019-08-03 18:00 | 97.12 | 95.37
2019-08-03 18:30 | 96.48 | 94.76
2019-08-03 19:00 | 98.61 | 96.76
2019-08-03 19:30 | 99.05 | 97.14
2019-08-03 20:00 | 99.11 | 97.16
2019-08-03 20:30 | 98.64 | 96.76
2019-08-03 21:00 | 97.24 | 95.52
2019-08-03 21:30 | 96 | 94.41
2019-08-03 22:00 | 97.28 | 95.6
2019-08-03 22:30 | 96.85 | 95.1
2019-08-03 23:00 | 97.72 | 96.03
2019-08-03 23:30 | 97.82 | 96.11
2019-08-04 | 99.23 | 97.4
2019-08-04 00:30 | 99.12 | 97.29
2019-08-04 01:00 | 99.05 | 97.28
2019-08-04 01:30 | 98.9 | 97.12
2019-08-04 02:00 | 97.2 | 95.5
2019-08-04 02:30 | 98.75 | 96.97
2019-08-04 03:00 | 99.13 | 97.41
2019-08-04 03:30 | 98.22 | 96.51
2019-08-04 04:00 | 98.88 | 96.99
2019-08-04 04:30 | 99.73 | 97.86
2019-08-04 05:00 | 98.81 | 97.03
2019-08-04 05:30 | 97.79 | 96.06
2019-08-04 06:00 | 96.43 | 94.79
2019-08-04 06:30 | 96.1 | 94.52
2019-08-04 07:00 | 95.04 | 93.47
2019-08-04 07:30 | 94.77 | 93.26
2019-08-04 08:00 | 94.37 | 92.9
2019-08-04 08:30 | 96.57 | 94.94
2019-08-04 09:00 | 95.76 | 94.17
2019-08-04 09:30 | 96.48 | 94.85
2019-08-04 10:00 | 96.75 | 95.13
2019-08-04 10:30 | 97.17 | 95.49
2019-08-04 11:00 | 95.83 | 94.22
2019-08-04 11:30 | 95.49 | 93.89
2019-08-04 12:00 | 96.51 | 94.83
2019-08-04 12:30 | 96.25 | 94.54
2019-08-04 13:00 | 95.94 | 94.27
2019-08-04 13:30 | 95.18 | 93.57
2019-08-04 14:00 | 97.15 | 95.39
2019-08-04 14:30 | 96.63 | 94.84
2019-08-04 15:00 | 96.97 | 95.17
2019-08-04 15:30 | 97.31 | 95.56
2019-08-04 16:00 | 98.21 | 96.42
2019-08-04 16:30 | 98.26 | 96.47
2019-08-04 17:00 | 96.46 | 94.8
2019-08-04 17:30 | 96.81 | 95.15
2019-08-04 18:00 | 97.04 | 95.36
2019-08-04 18:30 | 95.97 | 94.36
2019-08-04 19:00 | 96.71 | 95.04
2019-08-04 19:30 | 96.96 | 95.28
2019-08-04 20:00 | 98.02 | 96.29
2019-08-04 20:30 | 98.78 | 97
2019-08-04 21:00 | 98.67 | 96.89
2019-08-04 21:30 | 98.82 | 97
2019-08-04 22:00 | 98.04 | 96.3
2019-08-04 22:30 | 94.51 | 93.13
2019-08-04 23:00 | 93.67 | 92.36
2019-08-04 23:30 | 94.94 | 93.42
2019-08-05 | 95.88 | 94.13
2019-08-05 00:30 | 95.79 | 94.04
2019-08-05 01:00 | 96.7 | 94.87
2019-08-05 01:30 | 98.08 | 96.12
2019-08-05 02:00 | 97.89 | 95.95
2019-08-05 02:30 | 97.52 | 95.62
2019-08-05 03:00 | 97 | 95.01
2019-08-05 03:30 | 98.04 | 95.83
2019-08-05 04:00 | 97.98 | 95.81
2019-08-05 04:30 | 97.88 | 95.77
2019-08-05 05:00 | 96.95 | 95.12
2019-08-05 05:30 | 96.64 | 94.81
2019-08-05 06:00 | 97.23 | 95.35
2019-08-05 06:30 | 97.48 | 95.58
2019-08-05 07:00 | 97.51 | 95.55
2019-08-05 07:30 | 97.36 | 95.43
2019-08-05 08:00 | 97.25 | 95.32
2019-08-05 08:30 | 96.74 | 94.85
2019-08-05 09:00 | 97.02 | 95.08
2019-08-05 09:30 | 96.91 | 94.94
2019-08-05 10:00 | 96.64 | 94.69
2019-08-05 10:30 | 96.28 | 94.4
2019-08-05 11:00 | 95.73 | 93.9
2019-08-05 11:30 | 95.87 | 94.01
2019-08-05 12:00 | 95.54 | 93.68
2019-08-05 12:30 | 96.26 | 94.34
2019-08-05 13:00 | 96.87 | 94.92
2019-08-05 13:30 | 97.41 | 95.38
2019-08-05 14:00 | 97.95 | 95.87
2019-08-05 14:30 | 97.55 | 95.54
2019-08-05 15:00 | 97.5 | 95.51
2019-08-05 15:30 | 100.38 | 98.25
2019-08-05 16:00 | 101.56 | 99.35
2019-08-05 16:30 | 100.65 | 98.54
2019-08-05 17:00 | 100.55 | 98.45
2019-08-05 17:30 | 96.62 | 94.79
2019-08-05 18:00 | 94.54 | 92.8
2019-08-05 18:30 | 93.76 | 92.11
2019-08-05 19:00 | 94.34 | 92.66
2019-08-05 19:30 | 95.61 | 93.9
2019-08-05 20:00 | 96.91 | 95.08
2019-08-05 20:30 | 98.08 | 96.16
2019-08-05 21:00 | 98.7 | 96.77
2019-08-05 21:30 | 99.02 | 97.07
2019-08-05 22:00 | 99.92 | 97.91
2019-08-05 22:30 | 97.82 | 95.97
2019-08-05 23:00 | 96.91 | 95.1
2019-08-05 23:30 | 98.44 | 96.55
2019-08-06 | 99.46 | 97.53
2019-08-06 00:30 | 98.28 | 96.41
2019-08-06 01:00 | 98.99 | 97.06
2019-08-06 01:30 | 99.47 | 97.52
2019-08-06 02:00 | 99.77 | 97.77
2019-08-06 02:30 | 98.38 | 96.51
2019-08-06 03:00 | 98.17 | 96.32
2019-08-06 03:30 | 101.99 | 99.9
2019-08-06 04:00 | 102.35 | 100.25
2019-08-06 04:30 | 95.67 | 94.07
2019-08-06 05:00 | 95.94 | 94.41
2019-08-06 05:30 | 97.33 | 95.68
2019-08-06 06:00 | 97.29 | 95.68
2019-08-06 06:30 | 95.54 | 94.03
2019-08-06 07:00 | 95.47 | 93.98
2019-08-06 07:30 | 96.08 | 94.49
2019-08-06 08:00 | 96.61 | 95
2019-08-06 08:30 | 96.75 | 95.1
2019-08-06 09:00 | 96.62 | 95
2019-08-06 09:30 | 97.09 | 95.45
2019-08-06 10:00 | 96.5 | 94.93
2019-08-06 10:30 | 96.33 | 94.76
2019-08-06 11:00 | 96.71 | 95.06
2019-08-06 11:30 | 94.19 | 92.7
2019-08-06 12:00 | 89.17 | 87.7
2019-08-06 12:30 | 89.47 | 88.03
2019-08-06 13:00 | 89.51 | 88.11
2019-08-06 13:30 | 88.3 | 86.94
2019-08-06 14:00 | 90.88 | 89.33
2019-08-06 14:30 | 93.62 | 91.94
2019-08-06 15:00 | 94.58 | 92.89
2019-08-06 15:30 | 94.53 | 92.97
2019-08-06 16:00 | 95.22 | 93.61
2019-08-06 16:30 | 94.81 | 93.31
2019-08-06 17:00 | 96.2 | 94.65
2019-08-06 17:30 | 96.14 | 94.59
2019-08-06 18:00 | 95.41 | 93.89
2019-08-06 18:30 | 95.92 | 94.35
2019-08-06 19:00 | 95.46 | 93.74
2019-08-06 19:30 | 100.21 | 98.24
2019-08-06 20:00 | 101.29 | 99.23
2019-08-06 20:30 | 100.63 | 98.61
2019-08-06 21:00 | 99.35 | 97.4
2019-08-06 21:30 | 100.34 | 98.4
2019-08-06 22:00 | 102.11 | 100.05
2019-08-06 22:30 | 101.27 | 99.2
2019-08-06 23:00 | 101.36 | 99.25
2019-08-06 23:30 | 101.16 | 99.09
2019-08-07 | 100.57 | 98.53
2019-08-07 00:30 | 99.29 | 97.36
2019-08-07 01:00 | 101.09 | 99.03
2019-08-07 01:30 | 100.6 | 98.59
2019-08-07 02:00 | 100.52 | 98.56
2019-08-07 02:30 | 100.76 | 98.8
2019-08-07 03:00 | 101.07 | 99.09
2019-08-07 03:30 | 100.97 | 99.01
2019-08-07 04:00 | 99.76 | 97.83
2019-08-07 04:30 | 97.69 | 95.89
2019-08-07 05:00 | 98.84 | 96.98
2019-08-07 05:30 | 98.59 | 96.73
2019-08-07 06:00 | 99.13 | 97.2
2019-08-07 06:30 | 95.38 | 93.68
2019-08-07 07:00 | 93.83 | 92.21
2019-08-07 07:30 | 92.51 | 90.88
2019-08-07 08:00 | 95.75 | 93.87
2019-08-07 08:30 | 97.25 | 95.27
2019-08-07 09:00 | 102.37 | 99.85
2019-08-07 09:30 | 103.66 | 101.07
2019-08-07 10:00 | 103.45 | 101.05
2019-08-07 10:30 | 103.57 | 101.15
2019-08-07 11:00 | 102.11 | 99.79
2019-08-07 11:30 | 101.86 | 99.53
2019-08-07 12:00 | 104.61 | 102.13
2019-08-07 12:30 | 105.23 | 102.67
2019-08-07 13:00 | 104.99 | 102.44
2019-08-07 13:30 | 100.16 | 98.01
2019-08-07 14:00 | 97.65 | 95.67
2019-08-07 14:30 | 96.84 | 94.92
2019-08-07 15:00 | 101.53 | 99.23
2019-08-07 15:30 | 103.3 | 100.84
2019-08-07 16:00 | 102.15 | 99.78
2019-08-07 16:30 | 102.58 | 100.1
2019-08-07 17:00 | 106.35 | 103.52
2019-08-07 17:30 | 107.84 | 104.92
2019-08-07 18:00 | 109.21 | 106.19
2019-08-07 18:30 | 109.64 | 106.61
2019-08-07 19:00 | 110.03 | 106.99
2019-08-07 19:30 | 109.7 | 106.64
2019-08-07 20:00 | 106.86 | 104.18
2019-08-07 20:30 | 106.98 | 104.39
2019-08-07 21:00 | 107.58 | 104.96
2019-08-07 21:30 | 107.86 | 105.24
2019-08-07 22:00 | 107.87 | 105.24
2019-08-07 22:30 | 107.55 | 104.94
2019-08-07 23:00 | 106.31 | 103.75
2019-08-07 23:30 | 105.83 | 103.3
2019-08-08 | 106.66 | 104.07
2019-08-08 00:30 | 106.56 | 103.96
2019-08-08 01:00 | 106.2 | 103.62
2019-08-08 01:30 | 105.91 | 103.33
2019-08-08 02:00 | 105.74 | 103.17
2019-08-08 02:30 | 106.07 | 103.54
2019-08-08 03:00 | 105.08 | 102.62
2019-08-08 03:30 | 103.52 | 101.19
2019-08-08 04:00 | 103.49 | 101.17
2019-08-08 04:30 | 104.14 | 101.74
2019-08-08 05:00 | 104.57 | 102.14
2019-08-08 05:30 | 104.24 | 101.84
2019-08-08 06:00 | 104.19 | 101.77
2019-08-08 06:30 | 102.23 | 100
2019-08-08 07:00 | 97.13 | 95.19
2019-08-08 07:30 | 94.52 | 92.93
2019-08-08 08:00 | 93.39 | 91.99
2019-08-08 08:30 | 92.12 | 90.78
2019-08-08 09:00 | 89.71 | 88.54
2019-08-08 09:30 | 89.63 | 88.47
2019-08-08 10:00 | 90.08 | 88.88
2019-08-08 10:30 | 90.32 | 89.09
2019-08-08 11:00 | 90.12 | 88.91
2019-08-08 11:30 | 91.26 | 89.98
2019-08-08 12:00 | 91.5 | 90.13
2019-08-08 12:30 | 92.13 | 90.66
2019-08-08 13:00 | 91.22 | 89.81
2019-08-08 13:30 | 90.86 | 89.42
2019-08-08 14:00 | 90.96 | 89.56
2019-08-08 14:30 | 90.68 | 89.28
2019-08-08 15:00 | 90.14 | 88.81
2019-08-08 15:30 | 87.87 | 86.6
2019-08-08 16:00 | 97.07 | 95.2
2019-08-08 16:30 | 91.89 | 90.42
2019-08-08 17:00 | 94.64 | 92.97
2019-08-08 17:30 | 97.61 | 95.74
2019-08-08 18:00 | 98.35 | 96.43
2019-08-08 18:30 | 98.37 | 96.45
2019-08-08 19:00 | 98.14 | 96.23
2019-08-08 19:30 | 102.78 | 100.46
2019-08-08 20:00 | 102.85 | 100.47
2019-08-08 20:30 | 103.36 | 100.92
2019-08-08 21:00 | 103.02 | 100.7
2019-08-08 21:30 | 98.21 | 96.33
2019-08-08 22:00 | 97.75 | 95.89
2019-08-08 22:30 | 98 | 96.12
2019-08-08 23:00 | 98.29 | 96.37
2019-08-08 23:30 | 98.31 | 96.37
2019-08-09 | 97.15 | 95.26
2019-08-09 00:30 | 92.38 | 90.76
2019-08-09 01:00 | 91.81 | 90.43
2019-08-09 01:30 | 97.82 | 95.98
2019-08-09 02:00 | 100.67 | 98.62
2019-08-09 02:30 | 99.61 | 97.63
2019-08-09 03:00 | 100.86 | 98.67
2019-08-09 03:30 | 103.75 | 101.3
2019-08-09 04:00 | 104.21 | 101.7
2019-08-09 04:30 | 105 | 102.37
2019-08-09 05:00 | 104.08 | 101.57
2019-08-09 05:30 | 104.61 | 102.13
2019-08-09 06:00 | 105.74 | 103.13
2019-08-09 06:30 | 105.66 | 103.04
2019-08-09 07:00 | 105.57 | 102.98
2019-08-09 07:30 | 105.55 | 102.94
2019-08-09 08:00 | 106.77 | 103.99
2019-08-09 08:30 | 107.53 | 104.6
2019-08-09 09:00 | 105.96 | 103.24
2019-08-09 09:30 | 105.17 | 102.51
2019-08-09 10:00 | 105.91 | 103.17
2019-08-09 10:30 | 104.01 | 101.34
2019-08-09 11:00 | 101.24 | 98.72
2019-08-09 11:30 | 99.22 | 96.83
2019-08-09 12:00 | 96.36 | 94.22
2019-08-09 12:30 | 95.42 | 93.22
2019-08-09 13:00 | 91.98 | 90.1
2019-08-09 13:30 | 91.48 | 89.63
2019-08-09 14:00 | 90.17 | 88.49
2019-08-09 14:30 | 91.66 | 89.9
2019-08-09 15:00 | 90.62 | 88.93
2019-08-09 15:30 | 91.88 | 90.06
2019-08-09 16:00 | 94.35 | 92.39
2019-08-09 16:30 | 95.45 | 93.45
2019-08-09 17:00 | 98.49 | 96.28
2019-08-09 17:30 | 100.91 | 98.44
2019-08-09 18:00 | 102.18 | 99.62
2019-08-09 18:30 | 101.6 | 99.11
2019-08-09 19:00 | 101.48 | 99.03
2019-08-09 19:30 | 103.05 | 100.48
2019-08-09 20:00 | 105.28 | 102.57
2019-08-09 20:30 | 110.55 | 107.2
2019-08-09 21:00 | 113.26 | 109.83
2019-08-09 21:30 | 114.27 | 110.76
2019-08-09 22:00 | 113.66 | 110.26
2019-08-09 22:30 | 111.45 | 108.17
2019-08-09 23:00 | 108.44 | 105.46
2019-08-09 23:30 | 108.36 | 105.36
2019-08-10 | 108.15 | 105.13
2019-08-10 00:30 | 105.95 | 103.01
2019-08-10 01:00 | 104.45 | 101.64
2019-08-10 01:30 | 104.3 | 101.55
2019-08-10 02:00 | 104.34 | 101.55
2019-08-10 02:30 | 105.63 | 102.75
2019-08-10 03:00 | 104.73 | 102
2019-08-10 03:30 | 106.35 | 103.45
2019-08-10 04:00 | 105.83 | 102.91
2019-08-10 04:30 | 106.29 | 103.4
2019-08-10 05:00 | 105.16 | 102.38
2019-08-10 05:30 | 106.7 | 103.77
2019-08-10 06:00 | 106.58 | 103.65
2019-08-10 06:30 | 103.74 | 101.09
2019-08-10 07:00 | 104.8 | 102.07
2019-08-10 07:30 | 106.28 | 103.46
2019-08-10 08:00 | 106.55 | 103.62
2019-08-10 08:30 | 106.81 | 103.86
2019-08-10 09:00 | 107.4 | 104.31
2019-08-10 09:30 | 107.93 | 104.78
2019-08-10 10:00 | 107.1 | 103.88
2019-08-10 10:30 | 105.02 | 102.05
2019-08-10 11:00 | 105.51 | 102.39
2019-08-10 11:30 | 106.35 | 103.11
2019-08-10 12:00 | 104.59 | 101.46
2019-08-10 12:30 | 101.3 | 98.58
2019-08-10 13:00 | 100.78 | 98.02
2019-08-10 13:30 | 103.06 | 100.1
2019-08-10 14:00 | 105.77 | 102.49
2019-08-10 14:30 | 102.18 | 99.26
2019-08-10 15:00 | 103.03 | 99.96
2019-08-10 15:30 | 102.36 | 99.35
2019-08-10 16:00 | 103.69 | 100.57
2019-08-10 16:30 | 101.69 | 98.85
2019-08-10 17:00 | 102.51 | 99.51
2019-08-10 17:30 | 101.27 | 98.43
2019-08-10 18:00 | 101.91 | 98.94
2019-08-10 18:30 | 102.43 | 99.34
2019-08-10 19:00 | 102.44 | 99.29
2019-08-10 19:30 | 102.48 | 99.57
2019-08-10 20:00 | 103.17 | 100.29
2019-08-10 20:30 | 102.7 | 100.07
2019-08-10 21:00 | 102.42 | 99.75
2019-08-10 21:30 | 103.12 | 100.37
2019-08-10 22:00 | 102.75 | 100.04
2019-08-10 22:30 | 103.45 | 100.72
2019-08-10 23:00 | 105.43 | 102.4
2019-08-10 23:30 | 106.59 | 103.36
2019-08-11 | 107.63 | 104.37
2019-08-11 00:30 | 106.91 | 103.79
2019-08-11 01:00 | 106.48 | 103.35
2019-08-11 01:30 | 108.14 | 104.86
2019-08-11 02:00 | 108.15 | 104.96
2019-08-11 02:30 | 107.78 | 104.68
2019-08-11 03:00 | 108.44 | 105.24
2019-08-11 03:30 | 109.24 | 105.92
2019-08-11 04:00 | 108.71 | 105.5
2019-08-11 04:30 | 107.65 | 104.57
2019-08-11 05:00 | 106.1 | 103.15
2019-08-11 05:30 | 105.34 | 102.42
2019-08-11 06:00 | 105.13 | 102.24
2019-08-11 06:30 | 104.38 | 101.64
2019-08-11 07:00 | 103.96 | 101.18
2019-08-11 07:30 | 104.73 | 101.86
2019-08-11 08:00 | 105.74 | 102.77
2019-08-11 08:30 | 104.52 | 101.72
2019-08-11 09:00 | 103.13 | 100.46
2019-08-11 09:30 | 103.26 | 100.49
2019-08-11 10:00 | 103.33 | 100.57
2019-08-11 10:30 | 103.97 | 101.07
2019-08-11 11:00 | 105.4 | 102.42
2019-08-11 11:30 | 105.46 | 102.47
2019-08-11 12:00 | 105.08 | 102.12
2019-08-11 12:30 | 105.28 | 102.32
2019-08-11 13:00 | 106.79 | 103.63
2019-08-11 13:30 | 106.63 | 103.52
2019-08-11 14:00 | 105.75 | 102.8
2019-08-11 14:30 | 105.2 | 102.35
2019-08-11 15:00 | 107.3 | 104.13
2019-08-11 15:30 | 107.29 | 104.14
2019-08-11 16:00 | 106.36 | 103.18
2019-08-11 16:30 | 100.92 | 98.2
2019-08-11 17:00 | 94.93 | 92.8
2019-08-11 17:30 | 91.11 | 89.42
2019-08-11 18:00 | 100.62 | 97.98
2019-08-11 18:30 | 100.31 | 97.75
2019-08-11 19:00 | 100.95 | 98.39
2019-08-11 19:30 | 100.19 | 97.74
2019-08-11 20:00 | 90.72 | 89.18
2019-08-11 20:30 | 89.59 | 88.16
2019-08-11 21:00 | 90.03 | 88.6
2019-08-11 21:30 | 93.85 | 92.09
2019-08-11 22:00 | 103.58 | 100.94
2019-08-11 22:30 | 104.32 | 101.61
2019-08-11 23:00 | 104.09 | 101.39
2019-08-11 23:30 | 103.55 | 100.92
2019-08-12 | 102.77 | 100.2
2019-08-12 00:30 | 101.93 | 99.45
2019-08-12 01:00 | 101.62 | 99.18
2019-08-12 01:30 | 101.42 | 98.99
2019-08-12 02:00 | 104.19 | 101.58
2019-08-12 02:30 | 104.74 | 102.12
2019-08-12 03:00 | 105.16 | 102.52
2019-08-12 03:30 | 102.7 | 100.19
2019-08-12 04:00 | 101.24 | 98.98
2019-08-12 04:30 | 100.51 | 98.36
2019-08-12 05:00 | 100.11 | 97.98
2019-08-12 05:30 | 96.74 | 94.84
2019-08-12 06:00 | 96.55 | 94.66
2019-08-12 06:30 | 97.2 | 95.27
2019-08-12 07:00 | 98.14 | 96.16
2019-08-12 07:30 | 98.33 | 96.36
2019-08-12 08:00 | 98.78 | 96.79
2019-08-12 08:30 | 99.03 | 97.01
2019-08-12 09:00 | 99.84 | 97.73
2019-08-12 09:30 | 100.06 | 97.83
2019-08-12 10:00 | 101.33 | 98.97
2019-08-12 10:30 | 100.96 | 98.57
2019-08-12 11:00 | 101.06 | 98.64
2019-08-12 11:30 | 101.14 | 98.67
2019-08-12 12:00 | 100.13 | 97.69
2019-08-12 12:30 | 97.19 | 95.08
2019-08-12 13:00 | 97.19 | 95.05
2019-08-12 13:30 | 98.02 | 95.83
2019-08-12 14:00 | 97.73 | 95.57
2019-08-12 14:30 | 97.81 | 95.65
2019-08-12 15:00 | 97.77 | 95.66
2019-08-12 15:30 | 98.08 | 95.96
2019-08-12 16:00 | 98.38 | 96.25
2019-08-12 16:30 | 98.86 | 96.71
2019-08-12 17:00 | 98.91 | 96.83
2019-08-12 17:30 | 98.55 | 96.45
2019-08-12 18:00 | 98.87 | 96.73
2019-08-12 18:30 | 99.19 | 97.03
2019-08-12 19:00 | 98.32 | 96.25
2019-08-12 19:30 | 98.56 | 96.47
2019-08-12 20:00 | 95.05 | 93.34
2019-08-12 20:30 | 91.47 | 90.11
2019-08-12 21:00 | 89.55 | 88.35
2019-08-12 21:30 | 90.41 | 89.1
2019-08-12 22:00 | 98.42 | 96.41
2019-08-12 22:30 | 98.34 | 96.33
2019-08-12 23:00 | 99.78 | 97.65
2019-08-12 23:30 | 101.72 | 99.39
2019-08-13 | 101.35 | 99.02
2019-08-13 00:30 | 100.29 | 98.07
2019-08-13 01:00 | 99.84 | 97.66
2019-08-13 01:30 | 99.58 | 97.41
2019-08-13 02:00 | 100.85 | 98.52
2019-08-13 02:30 | 97.52 | 95.55
2019-08-13 03:00 | 101.06 | 98.73
2019-08-13 03:30 | 101.08 | 98.85
2019-08-13 04:00 | 102.29 | 99.87
2019-08-13 04:30 | 101.85 | 99.51
2019-08-13 05:00 | 101.08 | 98.8
2019-08-13 05:30 | 101.69 | 99.32
2019-08-13 06:00 | 101.67 | 99.33
2019-08-13 06:30 | 101.62 | 99.3
2019-08-13 07:00 | 101.55 | 99.26
2019-08-13 07:30 | 102.23 | 99.86
2019-08-13 08:00 | 102.09 | 99.72
2019-08-13 08:30 | 98.01 | 96.07
2019-08-13 09:00 | 97.64 | 95.73
2019-08-13 09:30 | 97.29 | 95.36
2019-08-13 10:00 | 94.07 | 92.39
2019-08-13 10:30 | 93.19 | 91.58
2019-08-13 11:00 | 87.51 | 86.26
2019-08-13 11:30 | 86.88 | 85.64
2019-08-13 12:00 | 86.98 | 85.72
2019-08-13 12:30 | 87.32 | 86.07
2019-08-13 13:00 | 89.71 | 88.36
2019-08-13 13:30 | 89.94 | 88.54
2019-08-13 14:00 | 88.39 | 87.05
2019-08-13 14:30 | 88.74 | 87.37
2019-08-13 15:00 | 88.79 | 87.39
2019-08-13 15:30 | 88.76 | 87.37
2019-08-13 16:00 | 88.14 | 86.8
2019-08-13 16:30 | 88.24 | 86.89
2019-08-13 17:00 | 92.96 | 91.22
2019-08-13 17:30 | 94.53 | 92.7
2019-08-13 18:00 | 89.86 | 88.37
2019-08-13 18:30 | 90.06 | 88.58
2019-08-13 19:00 | 94.67 | 92.83
2019-08-13 19:30 | 96.36 | 94.25
2019-08-13 20:00 | 99.83 | 97.42
2019-08-13 20:30 | 100.56 | 98.15
2019-08-13 21:00 | 100.29 | 97.88
2019-08-13 21:30 | 100.07 | 97.75
2019-08-13 22:00 | 101.07 | 98.63
2019-08-13 22:30 | 101.33 | 98.89
2019-08-13 23:00 | 100.89 | 98.54
2019-08-13 23:30 | 101.18 | 98.8
2019-08-14 | 101.02 | 98.61
2019-08-14 00:30 | 100.93 | 98.54
2019-08-14 01:00 | 100.43 | 98.13
2019-08-14 01:30 | 99.54 | 97.38
2019-08-14 02:00 | 96.39 | 94.37
2019-08-14 02:30 | 96.05 | 94.11
2019-08-14 03:00 | 96.59 | 94.65
2019-08-14 03:30 | 95.98 | 94.07
2019-08-14 04:00 | 96.03 | 94.13
2019-08-14 04:30 | 89.98 | 88.63
2019-08-14 05:00 | 86.33 | 85.17
2019-08-14 05:30 | 87.12 | 85.91
2019-08-14 06:00 | 88.58 | 87.25
2019-08-14 06:30 | 87.75 | 86.54
2019-08-14 07:00 | 87 | 85.82
2019-08-14 07:30 | 87.54 | 86.35
2019-08-14 08:00 | 87.81 | 86.54
2019-08-14 08:30 | 88.34 | 87.1
2019-08-14 09:00 | 88.87 | 87.56
2019-08-14 09:30 | 89.24 | 87.87
2019-08-14 10:00 | 90.11 | 88.64
2019-08-14 10:30 | 90.64 | 89.25
2019-08-14 11:00 | 91.8 | 90.33
2019-08-14 11:30 | 94.12 | 92.5
2019-08-14 12:00 | 97.12 | 95.3
2019-08-14 12:30 | 97.23 | 95.47
2019-08-14 13:00 | 97.47 | 95.62
2019-08-14 13:30 | 99.25 | 97.19
2019-08-14 14:00 | 99.95 | 97.89
2019-08-14 14:30 | 100.53 | 98.42
2019-08-14 15:00 | 100.55 | 98.36
2019-08-14 15:30 | 97.94 | 96.01
2019-08-14 16:00 | 97.41 | 95.59
2019-08-14 16:30 | 98.93 | 97.02
2019-08-14 17:00 | 103.35 | 101.06
2019-08-14 17:30 | 105.17 | 102.63
2019-08-14 18:00 | 104.37 | 101.92
2019-08-14 18:30 | 103.02 | 100.54
2019-08-14 19:00 | 104.22 | 101.62
2019-08-14 19:30 | 105.47 | 102.79
2019-08-14 20:00 | 104.64 | 102.06
2019-08-14 20:30 | 104.3 | 101.74
2019-08-14 21:00 | 104.61 | 102
2019-08-14 21:30 | 105.25 | 102.67
2019-08-14 22:00 | 105.46 | 102.86
2019-08-14 22:30 | 104.29 | 101.66
2019-08-14 23:00 | 102.13 | 99.62
2019-08-14 23:30 | 99.97 | 97.77
2019-08-15 | 100.7 | 98.51
2019-08-15 00:30 | 102.44 | 100.15
2019-08-15 01:00 | 102.95 | 100.57
2019-08-15 01:30 | 101.56 | 99.35
2019-08-15 02:00 | 102.38 | 100.07
2019-08-15 02:30 | 102.37 | 100.05
2019-08-15 03:00 | 103.11 | 100.74
2019-08-15 03:30 | 102.2 | 99.97
2019-08-15 04:00 | 102.86 | 100.48
2019-08-15 04:30 | 102.26 | 99.74
2019-08-15 05:00 | 101.53 | 99.08
2019-08-15 05:30 | 102.39 | 99.96
2019-08-15 06:00 | 104.38 | 101.83
2019-08-15 06:30 | 103.65 | 101.09
2019-08-15 07:00 | 103.55 | 101.08
2019-08-15 07:30 | 102.44 | 99.98
2019-08-15 08:00 | 102.32 | 99.74
2019-08-15 08:30 | 102.79 | 100.06
2019-08-15 09:00 | 104.51 | 101.78
2019-08-15 09:30 | 106.87 | 103.91
2019-08-15 10:00 | 107.07 | 104.11
2019-08-15 10:30 | 105.89 | 102.98
2019-08-15 11:00 | 104.76 | 101.97
2019-08-15 11:30 | 106.24 | 103.3
2019-08-15 12:00 | 106.38 | 103.46
2019-08-15 12:30 | 106.32 | 103.38
2019-08-15 13:00 | 97.43 | 95.42
2019-08-15 13:30 | 96.23 | 94.45
2019-08-15 14:00 | 96.53 | 94.68
2019-08-15 14:30 | 95.73 | 93.93
2019-08-15 15:00 | 95.02 | 93.25
2019-08-15 15:30 | 95.55 | 93.77
2019-08-15 16:00 | 95.07 | 93.35
2019-08-15 16:30 | 95.76 | 94.02
2019-08-15 17:00 | 95.24 | 93.52
2019-08-15 17:30 | 96.61 | 94.83
2019-08-15 18:00 | 98.48 | 96.55
2019-08-15 18:30 | 97.63 | 95.82
2019-08-15 19:00 | 96.96 | 95.2
2019-08-15 19:30 | 96.48 | 94.79
2019-08-15 20:00 | 96.72 | 95
2019-08-15 20:30 | 95.13 | 93.52
2019-08-15 21:00 | 93.44 | 92
2019-08-15 21:30 | 97.83 | 96.18
2019-08-15 22:00 | 100.4 | 98.51
2019-08-15 22:30 | 96.86 | 95.34
2019-08-15 23:00 | 93.29 | 91.98
2019-08-15 23:30 | 93.11 | 91.8
2019-08-16 | 97.47 | 95.76
2019-08-16 00:30 | 106.41 | 103.9
2019-08-16 01:00 | 108.82 | 106.02
2019-08-16 01:30 | 110.74 | 107.67
2019-08-16 02:00 | 112 | 108.76
2019-08-16 02:30 | 112.11 | 108.89
2019-08-16 03:00 | 112.04 | 108.82
2019-08-16 03:30 | 111.38 | 108.37
2019-08-16 04:00 | 111.37 | 108.4
2019-08-16 04:30 | 112.53 | 109.45
2019-08-16 05:00 | 113.53 | 110.35
2019-08-16 05:30 | 112.14 | 109.07
2019-08-16 06:00 | 112.52 | 109.38
2019-08-16 06:30 | 110.46 | 107.47
2019-08-16 07:00 | 106.29 | 103.58
2019-08-16 07:30 | 102.95 | 100.4
2019-08-16 08:00 | 103.02 | 100.48
2019-08-16 08:30 | 102.69 | 100.25
2019-08-16 09:00 | 103.39 | 100.81
2019-08-16 09:30 | 104.36 | 101.68
2019-08-16 10:00 | 104.45 | 101.73
2019-08-16 10:30 | 104.05 | 101.13
2019-08-16 11:00 | 104.85 | 101.85
2019-08-16 11:30 | 106.26 | 103.1
2019-08-16 12:00 | 105.61 | 102.57
2019-08-16 12:30 | 104.45 | 101.46
2019-08-16 13:00 | 102.72 | 99.87
2019-08-16 13:30 | 103.68 | 100.81
2019-08-16 14:00 | 104.9 | 101.95
2019-08-16 14:30 | 105.64 | 102.56
2019-08-16 15:00 | 107.47 | 104.21
2019-08-16 15:30 | 106.99 | 103.76
2019-08-16 16:00 | 105.55 | 102.38
2019-08-16 16:30 | 104.75 | 101.63
2019-08-16 17:00 | 108.09 | 104.79
2019-08-16 17:30 | 110.67 | 107.11
2019-08-16 18:00 | 110.1 | 106.67
2019-08-16 18:30 | 109.32 | 106.04
2019-08-16 19:00 | 108.23 | 105.06
2019-08-16 19:30 | 108.72 | 105.5
2019-08-16 20:00 | 109.23 | 106.02
2019-08-16 20:30 | 108.4 | 105.24
2019-08-16 21:00 | 108.05 | 104.93
2019-08-16 21:30 | 109.46 | 106.14
2019-08-16 22:00 | 110.75 | 107.41
2019-08-16 22:30 | 110.12 | 106.82
2019-08-16 23:00 | 110.26 | 106.96
2019-08-16 23:30 | 110.21 | 106.92
2019-08-17 | 111.69 | 108.41
2019-08-17 00:30 | 112.5 | 109.11
2019-08-17 01:00 | 112.48 | 109.09
2019-08-17 01:30 | 112 | 108.57
2019-08-17 02:00 | 112.41 | 109.02
2019-08-17 02:30 | 113.95 | 110.43
2019-08-17 03:00 | 110.98 | 107.6
2019-08-17 03:30 | 110.45 | 107.34
2019-08-17 04:00 | 110.4 | 107.34
2019-08-17 04:30 | 110.61 | 107.54
2019-08-17 05:00 | 111.68 | 108.54
2019-08-17 05:30 | 111.72 | 108.59
2019-08-17 06:00 | 110.58 | 107.58
2019-08-17 06:30 | 109.91 | 106.94
2019-08-17 07:00 | 108.11 | 105.26
2019-08-17 07:30 | 108.33 | 105.41
2019-08-17 08:00 | 112.55 | 109.2
2019-08-17 08:30 | 113.27 | 109.85
2019-08-17 09:00 | 113.8 | 110.3
2019-08-17 09:30 | 114.7 | 111.1
2019-08-17 10:00 | 114.41 | 110.87
2019-08-17 10:30 | 114.26 | 110.66
2019-08-17 11:00 | 114.35 | 110.69
2019-08-17 11:30 | 114.55 | 110.81
2019-08-17 12:00 | 114.14 | 110.54
2019-08-17 12:30 | 113.95 | 110.38
2019-08-17 13:00 | 113.9 | 110.33
2019-08-17 13:30 | 113.75 | 110.13
2019-08-17 14:00 | 113.1 | 109.61
2019-08-17 14:30 | 114.43 | 110.77
2019-08-17 15:00 | 114.61 | 110.91
2019-08-17 15:30 | 114.39 | 110.67
2019-08-17 16:00 | 110.88 | 107.42
2019-08-17 16:30 | 110.9 | 107.44
2019-08-17 17:00 | 110.92 | 107.4
2019-08-17 17:30 | 111.18 | 107.58
2019-08-17 18:00 | 110.43 | 106.95
2019-08-17 18:30 | 110.51 | 107.07
2019-08-17 19:00 | 109.83 | 106.46
2019-08-17 19:30 | 110.47 | 107.02
2019-08-17 20:00 | 110.03 | 106.7
2019-08-17 20:30 | 110.64 | 107.24
2019-08-17 21:00 | 111.73 | 108.24
2019-08-17 21:30 | 112.19 | 108.66
2019-08-17 22:00 | 111.37 | 107.92
2019-08-17 22:30 | 114.28 | 110.65
2019-08-17 23:00 | 114.72 | 111.03
2019-08-17 23:30 | 113.07 | 109.59
2019-08-18 | 114.66 | 110.99
2019-08-18 00:30 | 113.8 | 110.29
2019-08-18 01:00 | 113.75 | 110.22
2019-08-18 01:30 | 113.56 | 110.11
2019-08-18 02:00 | 113.14 | 109.77
2019-08-18 02:30 | 113.65 | 110.2
2019-08-18 03:00 | 114.61 | 111.02
2019-08-18 03:30 | 114.75 | 111.19
2019-08-18 04:00 | 114.32 | 110.81
2019-08-18 04:30 | 114.84 | 111.32
2019-08-18 05:00 | 115.13 | 111.55
2019-08-18 05:30 | 115.23 | 111.63
2019-08-18 06:00 | 114.89 | 111.34
2019-08-18 06:30 | 114.7 | 111.21
2019-08-18 07:00 | 114.29 | 110.78
2019-08-18 07:30 | 113.52 | 110.12
2019-08-18 08:00 | 113.85 | 110.39
2019-08-18 08:30 | 113.18 | 109.81
2019-08-18 09:00 | 112.56 | 109.13
2019-08-18 09:30 | 113.15 | 109.66
2019-08-18 10:00 | 113.31 | 109.8
2019-08-18 10:30 | 113.42 | 109.86
2019-08-18 11:00 | 113.18 | 109.54
2019-08-18 11:30 | 114.32 | 110.65
2019-08-18 12:00 | 112.42 | 108.91
2019-08-18 12:30 | 107.45 | 104.47
2019-08-18 13:00 | 107.92 | 104.83
2019-08-18 13:30 | 108.29 | 105.27
2019-08-18 14:00 | 108.62 | 105.54
2019-08-18 14:30 | 107.63 | 104.69
2019-08-18 15:00 | 106.04 | 103.2
2019-08-18 15:30 | 102.43 | 100
2019-08-18 16:00 | 102.41 | 100.01
2019-08-18 16:30 | 102.49 | 100.11
2019-08-18 17:00 | 103.34 | 100.86
2019-08-18 17:30 | 105.8 | 103.26
2019-08-18 18:00 | 105.75 | 103.25
2019-08-18 18:30 | 103.94 | 101.57
2019-08-18 19:00 | 105.31 | 102.8
2019-08-18 19:30 | 102.77 | 100.48
2019-08-18 20:00 | 105.73 | 103.3
2019-08-18 20:30 | 105.82 | 103.38
2019-08-18 21:00 | 105.75 | 103.3
2019-08-18 21:30 | 106.06 | 103.57
2019-08-18 22:00 | 106.63 | 104.14
2019-08-18 22:30 | 105.92 | 103.48
2019-08-18 23:00 | 105.1 | 102.73
2019-08-18 23:30 | 104.31 | 102.04
2019-08-19 | 104.5 | 102.27
2019-08-19 00:30 | 104.86 | 102.58
2019-08-19 01:00 | 103.92 | 101.71
2019-08-19 01:30 | 101.76 | 99.65
2019-08-19 02:00 | 99.22 | 97.32
2019-08-19 02:30 | 100.23 | 98.39
2019-08-19 03:00 | 99.53 | 97.83
2019-08-19 03:30 | 98.92 | 97.25
2019-08-19 04:00 | 96.46 | 95.11
2019-08-19 04:30 | 98.28 | 96.63
2019-08-19 05:00 | 97.6 | 96.02
2019-08-19 05:30 | 98.54 | 96.89
2019-08-19 06:00 | 98.93 | 97.25
2019-08-19 06:30 | 98.47 | 96.79
2019-08-19 07:00 | 98.64 | 97
2019-08-19 07:30 | 100.33 | 98.57
2019-08-19 08:00 | 102.58 | 100.68
2019-08-19 08:30 | 105.16 | 103.01
2019-08-19 09:00 | 113.88 | 110.76
2019-08-19 09:30 | 115.62 | 112.31
2019-08-19 10:00 | 114.14 | 110.96
2019-08-19 10:30 | 108.79 | 106.13
2019-08-19 11:00 | 111.81 | 108.83
2019-08-19 11:30 | 111.73 | 108.79
2019-08-19 12:00 | 112.36 | 109.29
2019-08-19 12:30 | 113.08 | 109.93
2019-08-19 13:00 | 112.53 | 109.38
2019-08-19 13:30 | 113.36 | 110.08
2019-08-19 14:00 | 114.47 | 111.14
2019-08-19 14:30 | 115.18 | 111.75
2019-08-19 15:00 | 113.62 | 110.34
2019-08-19 15:30 | 114.34 | 110.95
2019-08-19 16:00 | 115.99 | 112.46
2019-08-19 16:30 | 118.77 | 115.09
2019-08-19 17:00 | 116.8 | 113.35
2019-08-19 17:30 | 116.91 | 113.46
2019-08-19 18:00 | 116.75 | 113.36
2019-08-19 18:30 | 116.12 | 112.76
2019-08-19 19:00 | 116.97 | 113.59
2019-08-19 19:30 | 117.43 | 114.02
2019-08-19 20:00 | 117.66 | 114.19
2019-08-19 20:30 | 117.03 | 113.59
2019-08-19 21:00 | 115.91 | 112.53
2019-08-19 21:30 | 117.82 | 114.32
2019-08-19 22:00 | 116.79 | 113.26
2019-08-19 22:30 | 116.84 | 113.34
2019-08-19 23:00 | 116.05 | 112.59
2019-08-19 23:30 | 116.75 | 113.22
2019-08-20 | 115.49 | 112.1
2019-08-20 00:30 | 113.55 | 110.31
2019-08-20 01:00 | 112.77 | 109.58
2019-08-20 01:30 | 113.89 | 110.65
2019-08-20 02:00 | 113.86 | 110.58
2019-08-20 02:30 | 112.65 | 109.46
2019-08-20 03:00 | 111.86 | 108.8
2019-08-20 03:30 | 111.44 | 108.36
2019-08-20 04:00 | 110.69 | 107.55
2019-08-20 04:30 | 110.37 | 107.29
2019-08-20 05:00 | 109.58 | 106.63
2019-08-20 05:30 | 109.52 | 106.71
2019-08-20 06:00 | 109.53 | 106.71
2019-08-20 06:30 | 109.58 | 106.66
2019-08-20 07:00 | 110.15 | 107.1
2019-08-20 07:30 | 109.96 | 106.95
2019-08-20 08:00 | 111.23 | 108.09
2019-08-20 08:30 | 112.13 | 108.87
2019-08-20 09:00 | 112.78 | 109.15
2019-08-20 09:30 | 114.35 | 110.51
2019-08-20 10:00 | 114.59 | 110.75
2019-08-20 10:30 | 115.26 | 111.32
2019-08-20 11:00 | 115.62 | 111.63
2019-08-20 11:30 | 114.65 | 110.73
2019-08-20 12:00 | 115.04 | 111.02
2019-08-20 12:30 | 114.92 | 110.92
2019-08-20 13:00 | 115.62 | 111.49
2019-08-20 13:30 | 117.44 | 113.13
2019-08-20 14:00 | 119.55 | 115.01
2019-08-20 14:30 | 118.87 | 114.47
2019-08-20 15:00 | 118.57 | 114.3
2019-08-20 15:30 | 114.35 | 110.49
2019-08-20 16:00 | 114.4 | 110.59
2019-08-20 16:30 | 114.87 | 110.95
2019-08-20 17:00 | 115.7 | 111.66
2019-08-20 17:30 | 116.21 | 112.11
2019-08-20 18:00 | 116.41 | 112.29
2019-08-20 18:30 | 113.93 | 110.08
2019-08-20 19:00 | 114.71 | 110.81
2019-08-20 19:30 | 113.39 | 109.64
2019-08-20 20:00 | 112.24 | 108.66
2019-08-20 20:30 | 112.8 | 109.2
2019-08-20 21:00 | 113.15 | 109.51
2019-08-20 21:30 | 112.44 | 108.87
2019-08-20 22:00 | 112.41 | 108.86
2019-08-20 22:30 | 111.2 | 107.78
2019-08-20 23:00 | 111.08 | 107.65
2019-08-20 23:30 | 111.54 | 108.1
2019-08-21 | 111.33 | 107.95
2019-08-21 00:30 | 111.08 | 107.72
2019-08-21 01:00 | 112.19 | 108.71
2019-08-21 01:30 | 113.09 | 109.48
2019-08-21 02:00 | 113.2 | 109.55
2019-08-21 02:30 | 113.08 | 109.48
2019-08-21 03:00 | 107.98 | 104.9
2019-08-21 03:30 | 111.78 | 108.35
2019-08-21 04:00 | 114.07 | 110.4
2019-08-21 04:30 | 113.85 | 110.24
2019-08-21 05:00 | 113.18 | 109.6
2019-08-21 05:30 | 113.53 | 109.97
2019-08-21 06:00 | 114.48 | 110.83
2019-08-21 06:30 | 112.81 | 109.29
2019-08-21 07:00 | 112.77 | 109.23
2019-08-21 07:30 | 110.69 | 107.35
2019-08-21 08:00 | 104.57 | 101.89
2019-08-21 08:30 | 105.71 | 102.92
2019-08-21 09:00 | 106.86 | 103.9
2019-08-21 09:30 | 106.38 | 103.44
2019-08-21 10:00 | 106.1 | 103.18
2019-08-21 10:30 | 105.93 | 103
2019-08-21 11:00 | 101.53 | 98.98
2019-08-21 11:30 | 105 | 102.12
2019-08-21 12:00 | 105.12 | 102.18
2019-08-21 12:30 | 105.23 | 102.67
2019-08-21 13:00 | 99.43 | 97.33
2019-08-21 13:30 | 99.79 | 97.7
2019-08-21 14:00 | 100.6 | 98.41
2019-08-21 14:30 | 101.04 | 98.83
2019-08-21 15:00 | 101.76 | 99.53
2019-08-21 15:30 | 100.76 | 98.57
2019-08-21 16:00 | 101.37 | 99.18
2019-08-21 16:30 | 103.01 | 99.27
2019-08-21 17:00 | 141.82 | 128.75
2019-08-21 17:30 | 126.37 | 120.1
2019-08-21 18:00 | 103.67 | 101.3
2019-08-21 18:30 | 106.16 | 103.58
2019-08-21 19:00 | 107.06 | 104.38
2019-08-21 19:30 | 107.27 | 104.62
2019-08-21 20:00 | 107.16 | 104.52
2019-08-21 20:30 | 107.73 | 104.98
2019-08-21 21:00 | 110.97 | 107.92
2019-08-21 21:30 | 116.35 | 112.83
2019-08-21 22:00 | 116.15 | 112.69
2019-08-21 22:30 | 116.24 | 112.7
2019-08-21 23:00 | 116.03 | 112.54
2019-08-21 23:30 | 139.76 | 135.63
2019-08-22 | 201.71 | 196.1
2019-08-22 00:30 | 217.88 | 213.08
2019-08-22 01:00 | 219.77 | 214.54
2019-08-22 01:30 | 225.47 | 220.41
2019-08-22 02:00 | 181.19 | 177.66
2019-08-22 02:30 | 115.6 | 112.22
2019-08-22 03:00 | 114.23 | 110.99
2019-08-22 03:30 | 113.81 | 110.49
2019-08-22 04:00 | 113.84 | 110.62
2019-08-22 04:30 | 112.7 | 109.63
2019-08-22 05:00 | 113.56 | 110.47
2019-08-22 05:30 | 113.23 | 110.18
2019-08-22 06:00 | 112.19 | 109.21
2019-08-22 06:30 | 112.19 | 109.22
2019-08-22 07:00 | 112.19 | 109.21
2019-08-22 07:30 | 112.97 | 109.88
2019-08-22 08:00 | 113.34 | 110.21
2019-08-22 08:30 | 114.79 | 111.44
2019-08-22 09:00 | 115.44 | 111.98
2019-08-22 09:30 | 115.55 | 112.07
2019-08-22 10:00 | 114.11 | 110.75
2019-08-22 10:30 | 115.18 | 111.75
2019-08-22 11:00 | 115.53 | 112.11
2019-08-22 11:30 | 115.04 | 111.62
2019-08-22 12:00 | 115.51 | 112.04
2019-08-22 12:30 | 115.38 | 111.86
2019-08-22 13:00 | 116 | 112.43
2019-08-22 13:30 | 116.89 | 113.19
2019-08-22 14:00 | 117.31 | 113.53
2019-08-22 14:30 | 117.09 | 113.35
2019-08-22 15:00 | 117.34 | 113.58
2019-08-22 15:30 | 116.34 | 112.71
2019-08-22 16:00 | 116.66 | 112.97
2019-08-22 16:30 | 115.74 | 112.09
2019-08-22 17:00 | 116.03 | 112.37
2019-08-22 17:30 | 116.09 | 112.41
2019-08-22 18:00 | 116.15 | 112.43
2019-08-22 18:30 | 116.24 | 112.56
2019-08-22 19:00 | 115.65 | 112.03
2019-08-22 19:30 | 114.65 | 111.18
2019-08-22 20:00 | 114.32 | 110.88
2019-08-22 20:30 | 107.97 | 105.13
2019-08-22 21:00 | 107.08 | 104.35
2019-08-22 21:30 | 106.91 | 104.22
2019-08-22 22:00 | 106.71 | 103.96
2019-08-22 22:30 | 107.58 | 104.77
2019-08-22 23:00 | 108.39 | 105.5
2019-08-22 23:30 | 113.2 | 109.84
2019-08-23 | 113.66 | 110.26
2019-08-23 00:30 | 113.56 | 110.15
2019-08-23 01:00 | 113.72 | 110.3
2019-08-23 01:30 | 114.43 | 110.96
2019-08-23 02:00 | 114.24 | 110.74
2019-08-23 02:30 | 114.06 | 110.62
2019-08-23 03:00 | 115.16 | 111.72
2019-08-23 03:30 | 114.77 | 111.36
2019-08-23 04:00 | 115.26 | 111.82
2019-08-23 04:30 | 114.75 | 111.34
2019-08-23 05:00 | 114.7 | 111.27
2019-08-23 05:30 | 114.21 | 110.86
2019-08-23 06:00 | 114.5 | 111.12
2019-08-23 06:30 | 114.66 | 111.25
2019-08-23 07:00 | 115.3 | 111.87
2019-08-23 07:30 | 116.39 | 112.84
2019-08-23 08:00 | 116.03 | 112.54
2019-08-23 08:30 | 116.52 | 112.98
2019-08-23 09:00 | 115.8 | 112.3
2019-08-23 09:30 | 112.91 | 109.77
2019-08-23 10:00 | 112.99 | 109.82
2019-08-23 10:30 | 113.92 | 110.67
2019-08-23 11:00 | 113.15 | 109.94
2019-08-23 11:30 | 114.46 | 111.07
2019-08-23 12:00 | 141.69 | 136.37
2019-08-23 12:30 | 173.25 | 169.76
2019-08-23 13:00 | 202.97 | 200.46
2019-08-23 13:30 | 213.1 | 210.77
2019-08-23 14:00 | 225.1 | 222.62
2019-08-23 14:30 | 250.02 | 246.99
2019-08-23 15:00 | 282.17 | 279.02
2019-08-23 15:30 | 282.82 | 279.63
2019-08-23 16:00 | 283.26 | 280.53
2019-08-23 16:30 | 285 | 280.59
2019-08-23 17:00 | 299.47 | 277.19
2019-08-23 17:30 | 292.5 | 278.27
2019-08-23 18:00 | 279.14 | 277.71
2019-08-23 18:30 | 275.99 | 274.76
2019-08-23 19:00 | 275.81 | 274.57
2019-08-23 19:30 | 275.57 | 274.3
2019-08-23 20:00 | 277.38 | 276.05
2019-08-23 20:30 | 279.15 | 277.86
2019-08-23 21:00 | 279.45 | 278.08
2019-08-23 21:30 | 279.01 | 277.55
2019-08-23 22:00 | 279.56 | 278.14
2019-08-23 22:30 | 280.14 | 278.67
2019-08-23 23:00 | 280.21 | 278.61
2019-08-23 23:30 | 279.3 | 277.69
2019-08-24 | 281.39 | 279.75
2019-08-24 00:30 | 282.35 | 280.67
2019-08-24 01:00 | 282.2 | 280.39
2019-08-24 01:30 | 278.71 | 277.31
2019-08-24 02:00 | 263.51 | 262.34
2019-08-24 02:30 | 264.78 | 263.78
2019-08-24 03:00 | 252.93 | 251.14
2019-08-24 03:30 | 249.2 | 247.89
2019-08-24 04:00 | 240.77 | 239.48
2019-08-24 04:30 | 233.41 | 232.14
2019-08-24 05:00 | 228.3 | 227.08
2019-08-24 05:30 | 226.07 | 224.56
2019-08-24 06:00 | 224.4 | 222.46
2019-08-24 06:30 | 211.5 | 209.6
2019-08-24 07:00 | 203.69 | 201
2019-08-24 07:30 | 203.42 | 200.66
2019-08-24 08:00 | 210.06 | 206.75
2019-08-24 08:30 | 222.03 | 218.58
2019-08-24 09:00 | 214.65 | 211.14
2019-08-24 09:30 | 115.11 | 111.98
2019-08-24 10:00 | 119.34 | 114.92
2019-08-24 10:30 | 193.27 | 186.42
2019-08-24 11:00 | 227.31 | 221.26
2019-08-24 11:30 | 278.74 | 274.07
2019-08-24 12:00 | 283.75 | 281.19
2019-08-24 12:30 | 286.04 | 281.74
2019-08-24 13:00 | 290.07 | 284.77
2019-08-24 13:30 | 284.32 | 280.86
2019-08-24 14:00 | 284.34 | 280.3
2019-08-24 14:30 | 285.31 | 280.14
2019-08-24 15:00 | 286.64 | 279.11
2019-08-24 15:30 | 294.65 | 279.56
2019-08-24 16:00 | 294.13 | 279.92
2019-08-24 16:30 | 287.64 | 281.21
2019-08-24 17:00 | 289.62 | 283.53
2019-08-24 17:30 | 291.83 | 289.38
2019-08-24 18:00 | 292.5 | 289.96
2019-08-24 18:30 | 291.69 | 289.15
2019-08-24 19:00 | 291.22 | 288.65
2019-08-24 19:30 | 289.96 | 287.17
2019-08-24 20:00 | 260.35 | 257.63
2019-08-24 20:30 | 215.42 | 212.72
2019-08-24 21:00 | 172.6 | 169.67
2019-08-24 21:30 | 216.83 | 214.13
2019-08-24 22:00 | 238.12 | 235.44
2019-08-24 22:30 | 278.25 | 275.71
2019-08-24 23:00 | 279.8 | 277.75
2019-08-24 23:30 | 269.11 | 267.11
2019-08-25 | 256.47 | 254.48
2019-08-25 00:30 | 241.48 | 239.56
2019-08-25 01:00 | 233.07 | 231.08
2019-08-25 01:30 | 234.15 | 232.03
2019-08-25 02:00 | 225.71 | 223.47
2019-08-25 02:30 | 263.89 | 261.55
2019-08-25 03:00 | 278.66 | 276.88
2019-08-25 03:30 | 278.97 | 277.17
2019-08-25 04:00 | 279.38 | 277.6
2019-08-25 04:30 | 279.19 | 277.43
2019-08-25 05:00 | 248.11 | 246.44
2019-08-25 05:30 | 225.37 | 223.81
2019-08-25 06:00 | 224.7 | 223.23
2019-08-25 06:30 | 223.73 | 222.03
2019-08-25 07:00 | 239.7 | 238.02
2019-08-25 07:30 | 246.32 | 244.06
2019-08-25 08:00 | 245.4 | 243.36
2019-08-25 08:30 | 227.52 | 225.86
2019-08-25 09:00 | 108.71 | 106.03
2019-08-25 09:30 | 144.07 | 138.38
2019-08-25 10:00 | 212.56 | 207.71
2019-08-25 10:30 | 116.08 | 113.63
2019-08-25 11:00 | 105.23 | 102.71
2019-08-25 11:30 | 105.32 | 102.74
2019-08-25 12:00 | 104.51 | 101.94
2019-08-25 12:30 | 104.06 | 101.52
2019-08-25 13:00 | 103.43 | 100.87
2019-08-25 13:30 | 103.93 | 101.41
2019-08-25 14:00 | 104.79 | 102.16
2019-08-25 14:30 | 105.56 | 102.91
2019-08-25 15:00 | 121.17 | 118.45
2019-08-25 15:30 | 189.55 | 187.01
2019-08-25 16:00 | 267.58 | 265.98
2019-08-25 16:30 | 266.06 | 264.37
2019-08-25 17:00 | 231.33 | 229.15
2019-08-25 17:30 | 254.41 | 252.6
2019-08-25 18:00 | 243.37 | 241.3
2019-08-25 18:30 | 242.62 | 240.68
2019-08-25 19:00 | 242.07 | 240.21
2019-08-25 19:30 | 241.3 | 239.43
2019-08-25 20:00 | 246.22 | 243.96
2019-08-25 20:30 | 246.29 | 244.14
2019-08-25 21:00 | 246.56 | 244.41
2019-08-25 21:30 | 247.39 | 245.17
2019-08-25 22:00 | 247.49 | 245.4
2019-08-25 22:30 | 246.51 | 244.56
2019-08-25 23:00 | 246.65 | 244.71
2019-08-25 23:30 | 244.67 | 242.97
2019-08-26 | 241.92 | 240.58
2019-08-26 00:30 | 241.46 | 240.32
2019-08-26 01:00 | 242.14 | 240.33
2019-08-26 01:30 | 242.41 | 240
2019-08-26 02:00 | 241.8 | 239.5
2019-08-26 02:30 | 240.43 | 238.22
2019-08-26 03:00 | 239.13 | 236.94
2019-08-26 03:30 | 236.01 | 233.76
2019-08-26 04:00 | 235.63 | 233.46
2019-08-26 04:30 | 235.92 | 233.66
2019-08-26 05:00 | 240.59 | 238.23
2019-08-26 05:30 | 241.38 | 239.01
2019-08-26 06:00 | 241.51 | 239.36
2019-08-26 06:30 | 241.84 | 239.66
2019-08-26 07:00 | 241.83 | 240.13
2019-08-26 07:30 | 241.02 | 239.26
2019-08-26 08:00 | 241.69 | 240.08
2019-08-26 08:30 | 248.84 | 247.06
2019-08-26 09:00 | 250.09 | 248.26
2019-08-26 09:30 | 249.82 | 248.13
2019-08-26 10:00 | 249.03 | 247.53
2019-08-26 10:30 | 248.77 | 247.29
2019-08-26 11:00 | 247.51 | 246.17
2019-08-26 11:30 | 247.91 | 246.53
2019-08-26 12:00 | 247.9 | 246.52
2019-08-26 12:30 | 247.96 | 246.44
2019-08-26 13:00 | 245 | 243.34
2019-08-26 13:30 | 236.49 | 234.15
2019-08-26 14:00 | 234.36 | 231.75
2019-08-26 14:30 | 233.72 | 231.35
2019-08-26 15:00 | 233.74 | 231.42
2019-08-26 15:30 | 235.9 | 233.41
2019-08-26 16:00 | 235.11 | 232.9
2019-08-26 16:30 | 234.89 | 232.69
2019-08-26 17:00 | 235.02 | 232.9
2019-08-26 17:30 | 235.35 | 233.37
2019-08-26 18:00 | 244.98 | 243.55
2019-08-26 18:30 | 249.12 | 247.6
2019-08-26 19:00 | 248.18 | 246.76
2019-08-26 19:30 | 222.34 | 220.63
2019-08-26 20:00 | 219.64 | 217.97
2019-08-26 20:30 | 219.16 | 217.55
2019-08-26 21:00 | 219.6 | 218.06
2019-08-26 21:30 | 219.83 | 218.33
2019-08-26 22:00 | 219.28 | 217.74
2019-08-26 22:30 | 220.57 | 218.34
2019-08-26 23:00 | 221.59 | 218.79
2019-08-26 23:30 | 221.64 | 218.72
2019-08-27 | 220.65 | 218
2019-08-27 00:30 | 220.62 | 217.74
2019-08-27 01:00 | 222.54 | 219.2
2019-08-27 01:30 | 222.74 | 219.5
2019-08-27 02:00 | 221.66 | 218.53
2019-08-27 02:30 | 222.1 | 218.99
2019-08-27 03:00 | 223 | 219.79
2019-08-27 03:30 | 222.27 | 219.16
2019-08-27 04:00 | 222.67 | 219.5
2019-08-27 04:30 | 222.54 | 219.23
2019-08-27 05:00 | 249.05 | 246.32
2019-08-27 05:30 | 250.21 | 248.22
2019-08-27 06:00 | 247.31 | 246.07
2019-08-27 06:30 | 255.4 | 254.23
2019-08-27 07:00 | 268.08 | 266.93
2019-08-27 07:30 | 267.33 | 266.51
2019-08-27 08:00 | 265.86 | 264.94
2019-08-27 08:30 | 246.33 | 244.91
2019-08-27 09:00 | 228.95 | 226.92
2019-08-27 09:30 | 216.93 | 214.96
2019-08-27 10:00 | 213.07 | 211.55
2019-08-27 10:30 | 218.12 | 216.37
2019-08-27 11:00 | 223.48 | 221.52
2019-08-27 11:30 | 223.06 | 221.05
2019-08-27 12:00 | 222.73 | 219.77
2019-08-27 12:30 | 223.01 | 220.08
2019-08-27 13:00 | 223.13 | 220.24
2019-08-27 13:30 | 223.23 | 220.3
2019-08-27 14:00 | 222.45 | 219.29
2019-08-27 14:30 | 222.31 | 219.33
2019-08-27 15:00 | 212.84 | 210.1
2019-08-27 15:30 | 205.21 | 202.22
2019-08-27 16:00 | 204.87 | 201.57
2019-08-27 16:30 | 203.95 | 201.38
2019-08-27 17:00 | 202.07 | 200.07
2019-08-27 17:30 | 207.62 | 206.05
2019-08-27 18:00 | 244.62 | 243.64
2019-08-27 18:30 | 252.16 | 250.96
2019-08-27 19:00 | 251.94 | 250.1
2019-08-27 19:30 | 252.06 | 250.08
2019-08-27 20:00 | 253.32 | 251.27
2019-08-27 20:30 | 254.07 | 251.91
2019-08-27 21:00 | 239.49 | 237.28
2019-08-27 21:30 | 209.19 | 205.84
2019-08-27 22:00 | 209.03 | 205.37
2019-08-27 22:30 | 208.93 | 205.22
2019-08-27 23:00 | 208.79 | 205.17
2019-08-27 23:30 | 208.32 | 204.8
2019-08-28 | 208.68 | 205.38
2019-08-28 00:30 | 208.49 | 206.06
2019-08-28 01:00 | 211.79 | 209.35
2019-08-28 01:30 | 213.77 | 211.81
2019-08-28 02:00 | 215.03 | 213.32
2019-08-28 02:30 | 215.81 | 214.07
2019-08-28 03:00 | 215.47 | 213.77
2019-08-28 03:30 | 215.21 | 213.48
2019-08-28 04:00 | 215.08 | 213.26
2019-08-28 04:30 | 220.67 | 218.93
2019-08-28 05:00 | 244.34 | 242.9
2019-08-28 05:30 | 251.78 | 250.42
2019-08-28 06:00 | 258.4 | 257.27
2019-08-28 06:30 | 258.18 | 257.23
2019-08-28 07:00 | 258.38 | 257.4
2019-08-28 07:30 | 258.54 | 257.44
2019-08-28 08:00 | 259.17 | 257.91
2019-08-28 08:30 | 258.93 | 257.65
2019-08-28 09:00 | 258.85 | 257.8
2019-08-28 09:30 | 258.42 | 257.52
2019-08-28 10:00 | 259.38 | 258.29
2019-08-28 10:30 | 259.48 | 258.64
2019-08-28 11:00 | 259.32 | 258.55
2019-08-28 11:30 | 258.16 | 257.43
2019-08-28 12:00 | 257.77 | 257.03
2019-08-28 12:30 | 257.78 | 256.99
2019-08-28 13:00 | 258.31 | 257.42
2019-08-28 13:30 | 258.19 | 257.38
2019-08-28 14:00 | 258.17 | 257.35
2019-08-28 14:30 | 257.51 | 256.75
2019-08-28 15:00 | 257.55 | 256.8
2019-08-28 15:30 | 257.82 | 256.99
2019-08-28 16:00 | 257.7 | 256.93
2019-08-28 16:30 | 257.5 | 256.82
2019-08-28 17:00 | 258.62 | 257.86
2019-08-28 17:30 | 258.85 | 257.92
2019-08-28 18:00 | 261.59 | 260.68
2019-08-28 18:30 | 266.64 | 265.71
2019-08-28 19:00 | 266.55 | 265.54
2019-08-28 19:30 | 267.85 | 266.83
2019-08-28 20:00 | 264.08 | 263.05
2019-08-28 20:30 | 261.5 | 260.35
2019-08-28 21:00 | 261.81 | 260.92
2019-08-28 21:30 | 266.86 | 265.73
2019-08-28 22:00 | 266.37 | 265.19
2019-08-28 22:30 | 262.14 | 260.96
2019-08-28 23:00 | 259.26 | 258.03
2019-08-28 23:30 | 237.26 | 235.42
2019-08-29 | 233.36 | 230.66
2019-08-29 00:30 | 232.14 | 229.71
2019-08-29 01:00 | 229.98 | 227.86
2019-08-29 01:30 | 227.85 | 225.97
2019-08-29 02:00 | 230.21 | 228.19
2019-08-29 02:30 | 229.39 | 227.51
2019-08-29 03:00 | 228.83 | 226.99
2019-08-29 03:30 | 227.62 | 225.76
2019-08-29 04:00 | 228.79 | 226.34
2019-08-29 04:30 | 227.65 | 225.41
2019-08-29 05:00 | 227.62 | 225.44
2019-08-29 05:30 | 228.65 | 226.26
2019-08-29 06:00 | 229.36 | 227.13
2019-08-29 06:30 | 226.88 | 225.04
2019-08-29 07:00 | 243.32 | 241.86
2019-08-29 07:30 | 267.9 | 266.76
2019-08-29 08:00 | 269.14 | 268.21
2019-08-29 08:30 | 265.66 | 264.82
2019-08-29 09:00 | 263.82 | 262.73
2019-08-29 09:30 | 266.02 | 264.63
2019-08-29 10:00 | 268.87 | 267.39
2019-08-29 10:30 | 266.89 | 265.55
2019-08-29 11:00 | 265.68 | 264.52
2019-08-29 11:30 | 266.31 | 264.91
2019-08-29 12:00 | 265.36 | 263.63
2019-08-29 12:30 | 263.99 | 262.86
2019-08-29 13:00 | 263.03 | 261.77
2019-08-29 13:30 | 264.21 | 263.19
2019-08-29 14:00 | 264.93 | 263.99
2019-08-29 14:30 | 265.43 | 264.5
2019-08-29 15:00 | 264.28 | 263.34
2019-08-29 15:30 | 265.68 | 264.46
2019-08-29 16:00 | 266.36 | 265.34
2019-08-29 16:30 | 266.45 | 265.51
2019-08-29 17:00 | 266.49 | 265.55
2019-08-29 17:30 | 268.59 | 267.67
2019-08-29 18:00 | 275.06 | 274.16
2019-08-29 18:30 | 272.19 | 271.33
2019-08-29 19:00 | 272.61 | 271.76
2019-08-29 19:30 | 275.9 | 275.01
2019-08-29 20:00 | 271.77 | 270.92
2019-08-29 20:30 | 268.72 | 267.84
2019-08-29 21:00 | 258.1 | 257.18
2019-08-29 21:30 | 258.77 | 257.86
2019-08-29 22:00 | 258.28 | 257.42
2019-08-29 22:30 | 259.3 | 258.4
2019-08-29 23:00 | 259.19 | 258.25
2019-08-29 23:30 | 259.25 | 258.27
2019-08-30 | 259.5 | 258.59
2019-08-30 00:30 | 259.17 | 258.27
2019-08-30 01:00 | 259.53 | 258.49
2019-08-30 01:30 | 260.8 | 259.67
2019-08-30 02:00 | 260.21 | 259.24
2019-08-30 02:30 | 258.63 | 257.81
2019-08-30 03:00 | 258.33 | 257.52
2019-08-30 03:30 | 259.2 | 258.31
2019-08-30 04:00 | 258.63 | 257.78
2019-08-30 04:30 | 255.61 | 254.7
2019-08-30 05:00 | 250.58 | 249.49
2019-08-30 05:30 | 250.32 | 249.23
2019-08-30 06:00 | 249.8 | 248.7
2019-08-30 06:30 | 248.85 | 247.62
2019-08-30 07:00 | 256.59 | 255.37
2019-08-30 07:30 | 264.32 | 263.08
2019-08-30 08:00 | 256.82 | 255.56
2019-08-30 08:30 | 258.11 | 256.48
2019-08-30 09:00 | 264.7 | 263.05
2019-08-30 09:30 | 251.36 | 249.64
2019-08-30 10:00 | 249.73 | 248.53
2019-08-30 10:30 | 249.99 | 248.52
2019-08-30 11:00 | 247.91 | 246.47
2019-08-30 11:30 | 248.95 | 247.49
2019-08-30 12:00 | 246.75 | 245.39
2019-08-30 12:30 | 249.72 | 248.38
2019-08-30 13:00 | 252.74 | 251.09
2019-08-30 13:30 | 254.05 | 252.13
2019-08-30 14:00 | 254.86 | 252.9
2019-08-30 14:30 | 254.97 | 252.9
2019-08-30 15:00 | 255.41 | 253.15
2019-08-30 15:30 | 261.88 | 259.62
2019-08-30 16:00 | 264.65 | 263.07
2019-08-30 16:30 | 266.72 | 265.01
2019-08-30 17:00 | 269.23 | 267.38
2019-08-30 17:30 | 269.41 | 267.71
2019-08-30 18:00 | 271.97 | 270.03
2019-08-30 18:30 | 275.25 | 273.54
2019-08-30 19:00 | 275.77 | 274.24
2019-08-30 19:30 | 275.42 | 273.93
2019-08-30 20:00 | 275.69 | 274.2
2019-08-30 20:30 | 275.57 | 274.02
2019-08-30 21:00 | 276.16 | 274.63
2019-08-30 21:30 | 274.93 | 273.4
2019-08-30 22:00 | 247.12 | 245.26
2019-08-30 22:30 | 244.11 | 242.27
2019-08-30 23:00 | 244.44 | 242.47
2019-08-30 23:30 | 242.27 | 240.51
2019-08-31 | 239.87 | 238.37
2019-08-31 00:30 | 240.25 | 238.67
2019-08-31 01:00 | 239.82 | 238.21
2019-08-31 01:30 | 239.29 | 237.81
2019-08-31 02:00 | 238.78 | 237.18
2019-08-31 02:30 | 240.11 | 238.2
2019-08-31 03:00 | 239.79 | 237.9
2019-08-31 03:30 | 239.31 | 237.55
2019-08-31 04:00 | 239.47 | 237.8
2019-08-31 04:30 | 240.34 | 238.53
2019-08-31 05:00 | 239.71 | 237.95
2019-08-31 05:30 | 236.93 | 235.49
2019-08-31 06:00 | 235.14 | 233.78
2019-08-31 06:30 | 236.56 | 234.9
2019-08-31 07:00 | 239.42 | 237.23
2019-08-31 07:30 | 241.86 | 239.5
2019-08-31 08:00 | 240.24 | 238.13
2019-08-31 08:30 | 244.71 | 242.47
2019-08-31 09:00 | 272.07 | 270.17
2019-08-31 09:30 | 263.99 | 262.19
2019-08-31 10:00 | 247.71 | 245.46
2019-08-31 10:30 | 250.89 | 248.59
2019-08-31 11:00 | 249.71 | 247.73
2019-08-31 11:30 | 249.72 | 247.72
2019-08-31 12:00 | 250.26 | 248.27
2019-08-31 12:30 | 250.4 | 248.28
2019-08-31 13:00 | 249.23 | 247.22
2019-08-31 13:30 | 250.04 | 247.84
2019-08-31 14:00 | 249.8 | 247.46
2019-08-31 14:30 | 249.69 | 247.26
2019-08-31 15:00 | 248.33 | 245.75
2019-08-31 15:30 | 250.41 | 247.4
2019-08-31 16:00 | 250.59 | 247.55
2019-08-31 16:30 | 247.74 | 244.9
2019-08-31 17:00 | 247.19 | 244.56
2019-08-31 17:30 | 269.95 | 267.83
2019-08-31 18:00 | 273.29 | 271.3
2019-08-31 18:30 | 268.23 | 266.42
2019-08-31 19:00 | 240.9 | 238.87
2019-08-31 19:30 | 237.98 | 236.07
2019-08-31 20:00 | 240.63 | 239.07
2019-08-31 20:30 | 240.36 | 238.87
2019-08-31 21:00 | 246.81 | 245.37
2019-08-31 21:30 | 267.21 | 266.01
2019-08-31 22:00 | 267.24 | 266.05
2019-08-31 22:30 | 268.71 | 267.11
2019-08-31 23:00 | 269.75 | 268.1
2019-08-31 23:30 | 271.09 | 269.33
2019-09-01 | 270.42 | 268.87
2019-09-01 00:30 | 271.3 | 270.18
2019-09-01 01:00 | 271.4 | 270.34
2019-09-01 01:30 | 271.71 | 270.54
2019-09-01 02:00 | 272.8 | 271.41
2019-09-01 02:30 | 274.9 | 273.08
2019-09-01 03:00 | 275.32 | 273.35
2019-09-01 03:30 | 277.55 | 275.66
2019-09-01 04:00 | 280.55 | 278.57
2019-09-01 04:30 | 283.9 | 281.85
2019-09-01 05:00 | 286.05 | 283.62
2019-09-01 05:30 | 287.51 | 284.62
2019-09-01 06:00 | 287.38 | 284.57
2019-09-01 06:30 | 285.08 | 282.3
2019-09-01 07:00 | 282.55 | 279.88
2019-09-01 07:30 | 282.87 | 279.69
2019-09-01 08:00 | 281.13 | 277.83
2019-09-01 08:30 | 264.64 | 262.1
2019-09-01 09:00 | 250.24 | 247.38
2019-09-01 09:30 | 250.7 | 247.95
2019-09-01 10:00 | 255.36 | 252.83
2019-09-01 10:30 | 255.84 | 253.68
2019-09-01 11:00 | 256.78 | 254.63
2019-09-01 11:30 | 255.12 | 253.22
2019-09-01 12:00 | 254.68 | 252.77
2019-09-01 12:30 | 254.71 | 252.4
2019-09-01 13:00 | 250.84 | 248.81
2019-09-01 13:30 | 250.75 | 248.77
2019-09-01 14:00 | 250.51 | 248.55
2019-09-01 14:30 | 250.38 | 248.25
2019-09-01 15:00 | 251.75 | 249.17
2019-09-01 15:30 | 251.83 | 249.03
2019-09-01 16:00 | 249.14 | 247.09
2019-09-01 16:30 | 250.49 | 248.12
2019-09-01 17:00 | 253.78 | 251.27
2019-09-01 17:30 | 273.27 | 271.41
2019-09-01 18:00 | 271.39 | 269.83
2019-09-01 18:30 | 273.16 | 271.47
2019-09-01 19:00 | 275.23 | 273.42
2019-09-01 19:30 | 280.02 | 277.84
2019-09-01 20:00 | 289.24 | 286.27
2019-09-01 20:30 | 289.62 | 286.63
2019-09-01 21:00 | 290.67 | 287.83
2019-09-01 21:30 | 291.16 | 288.49
2019-09-01 22:00 | 292.39 | 289.66
2019-09-01 22:30 | 290.59 | 287.94
2019-09-01 23:00 | 289.18 | 286.7
2019-09-01 23:30 | 288.84 | 286.68
2019-09-02 | 290.73 | 288.75
2019-09-02 00:30 | 291.08 | 288.97
2019-09-02 01:00 | 290.63 | 288.58
2019-09-02 01:30 | 292.52 | 290.47
2019-09-02 02:00 | 293.94 | 291.9
2019-09-02 02:30 | 295.77 | 293.04
2019-09-02 03:00 | 271.03 | 267.73
2019-09-02 03:30 | 255.64 | 251.77
2019-09-02 04:00 | 253.99 | 250.23
2019-09-02 04:30 | 253.9 | 250.15
2019-09-02 05:00 | 254.91 | 251.08
2019-09-02 05:30 | 255.54 | 251.49
2019-09-02 06:00 | 255.23 | 251.46
2019-09-02 06:30 | 250.81 | 247.94
2019-09-02 07:00 | 282.59 | 280.57
2019-09-02 07:30 | 284.06 | 281.74
2019-09-02 08:00 | 285.26 | 282.44
2019-09-02 08:30 | 280.79 | 278.39
2019-09-02 09:00 | 280.35 | 277.96
2019-09-02 09:30 | 273.09 | 270.59
2019-09-02 10:00 | 248.55 | 245.75
2019-09-02 10:30 | 245.91 | 243.29
2019-09-02 11:00 | 243.94 | 241.33
2019-09-02 11:30 | 243.63 | 241.21
2019-09-02 12:00 | 241.05 | 238.36
2019-09-02 12:30 | 244.1 | 241.02
2019-09-02 13:00 | 244.57 | 241.57
2019-09-02 13:30 | 243.71 | 240.33
2019-09-02 14:00 | 234.76 | 231.15
2019-09-02 14:30 | 236.04 | 232.17
2019-09-02 15:00 | 236.52 | 232.42
2019-09-02 15:30 | 235.92 | 231.64
2019-09-02 16:00 | 235.54 | 231.21
2019-09-02 16:30 | 251.65 | 246.7
2019-09-02 17:00 | 271.55 | 267.04
2019-09-02 17:30 | 272.38 | 268.09
2019-09-02 18:00 | 285.52 | 281.52
2019-09-02 18:30 | 281.75 | 278.39
2019-09-02 19:00 | 280.64 | 277.5
2019-09-02 19:30 | 280.14 | 277.23
2019-09-02 20:00 | 280.86 | 278.02
2019-09-02 20:30 | 280.63 | 277.89
2019-09-02 21:00 | 278.35 | 275.98
2019-09-02 21:30 | 280.72 | 278.07
2019-09-02 22:00 | 282.16 | 279.32
2019-09-02 22:30 | 282.42 | 279.37
2019-09-02 23:00 | 282.22 | 279.35
2019-09-02 23:30 | 283.41 | 280.46
2019-09-03 | 282.88 | 280.3
2019-09-03 00:30 | 283.36 | 281.23
2019-09-03 01:00 | 284.16 | 281.88
2019-09-03 01:30 | 286.6 | 283.83
2019-09-03 02:00 | 282.14 | 278.65
2019-09-03 02:30 | 248.99 | 244.01
2019-09-03 03:00 | 248.79 | 243.85
2019-09-03 03:30 | 247.84 | 243.06
2019-09-03 04:00 | 247.98 | 243.19
2019-09-03 04:30 | 247 | 242.17
2019-09-03 05:00 | 245.99 | 241.3
2019-09-03 05:30 | 246.49 | 241.66
2019-09-03 06:00 | 245.87 | 241.61
2019-09-03 06:30 | 247.63 | 244.33
2019-09-03 07:00 | 274.65 | 272.81
2019-09-03 07:30 | 273.42 | 271.54
2019-09-03 08:00 | 271.23 | 269.52
2019-09-03 08:30 | 270.47 | 268.57
2019-09-03 09:00 | 249.01 | 246.53
2019-09-03 09:30 | 236.22 | 233.55
2019-09-03 10:00 | 235.33 | 232.2
2019-09-03 10:30 | 236.39 | 233.61
2019-09-03 11:00 | 236.91 | 234.41
2019-09-03 11:30 | 237.61 | 234.64
2019-09-03 12:00 | 238.1 | 234.88
2019-09-03 12:30 | 237.99 | 234.95
2019-09-03 13:00 | 237.1 | 233.78
2019-09-03 13:30 | 236.85 | 232.92
2019-09-03 14:00 | 237.1 | 233.22
2019-09-03 14:30 | 238.03 | 234
2019-09-03 15:00 | 241.05 | 236.75
2019-09-03 15:30 | 239.34 | 236.09
2019-09-03 16:00 | 239.55 | 236.26
2019-09-03 16:30 | 260.72 | 257.53
2019-09-03 17:00 | 271.56 | 268.69
2019-09-03 17:30 | 271.71 | 269.04
2019-09-03 18:00 | 273.81 | 271.62
2019-09-03 18:30 | 277.04 | 274.49
2019-09-03 19:00 | 276.82 | 274.38
2019-09-03 19:30 | 276.92 | 274.63
2019-09-03 20:00 | 277.6 | 275.37
2019-09-03 20:30 | 279.17 | 276.93
2019-09-03 21:00 | 278.69 | 276.5
2019-09-03 21:30 | 277.93 | 276.05
2019-09-03 22:00 | 278.29 | 276.38
2019-09-03 22:30 | 278.88 | 276.57
2019-09-03 23:00 | 276.02 | 273.97
2019-09-03 23:30 | 274.26 | 272.64
2019-09-04 | 273.33 | 271.84
2019-09-04 00:30 | 264.33 | 262.42
2019-09-04 01:00 | 265.29 | 262.73
2019-09-04 01:30 | 259.77 | 256.78
2019-09-04 02:00 | 236.92 | 233.49
2019-09-04 02:30 | 236.95 | 233.6
2019-09-04 03:00 | 239.68 | 235.87
2019-09-04 03:30 | 246.89 | 242.88
2019-09-04 04:00 | 257.9 | 254.07
2019-09-04 04:30 | 258.32 | 254.41
2019-09-04 05:00 | 259.41 | 255.39
2019-09-04 05:30 | 259.35 | 255.17
2019-09-04 06:00 | 260.11 | 255.61
2019-09-04 06:30 | 256.75 | 253.3
2019-09-04 07:00 | 258.28 | 254.79
2019-09-04 07:30 | 257.39 | 253.82
2019-09-04 08:00 | 254.82 | 251.44
2019-09-04 08:30 | 254.05 | 250.86
2019-09-04 09:00 | 242.97 | 239.62
2019-09-04 09:30 | 235.86 | 232.39
2019-09-04 10:00 | 235.08 | 231.86
2019-09-04 10:30 | 234.64 | 231.43
2019-09-04 11:00 | 235.78 | 232.43
2019-09-04 11:30 | 234.75 | 231.49
2019-09-04 12:00 | 233.82 | 230.74
2019-09-04 12:30 | 229.23 | 226.7
2019-09-04 13:00 | 224.04 | 221.44
2019-09-04 13:30 | 218.92 | 216.86
2019-09-04 14:00 | 216.96 | 215.04
2019-09-04 14:30 | 221.23 | 218.38
2019-09-04 15:00 | 221.91 | 218.64
2019-09-04 15:30 | 221.75 | 218.45
2019-09-04 16:00 | 232.42 | 229.37
2019-09-04 16:30 | 240.91 | 238.16
2019-09-04 17:00 | 244.27 | 241.74
2019-09-04 17:30 | 265.32 | 262.72
2019-09-04 18:00 | 270.82 | 267.76
2019-09-04 18:30 | 270.31 | 267.13
2019-09-04 19:00 | 270.36 | 267.16
2019-09-04 19:30 | 271.09 | 267.77
2019-09-04 20:00 | 269.74 | 266.55
2019-09-04 20:30 | 267.87 | 264.94
2019-09-04 21:00 | 269.18 | 266.26
2019-09-04 21:30 | 273.58 | 270.19
2019-09-04 22:00 | 273.85 | 270.07
2019-09-04 22:30 | 273.68 | 269.62
2019-09-04 23:00 | 274.36 | 270.4
2019-09-04 23:30 | 274.53 | 270.84
2019-09-05 | 274.28 | 270.67
2019-09-05 00:30 | 273.17 | 269.92
2019-09-05 01:00 | 276.37 | 273.44
2019-09-05 01:30 | 279.85 | 276.57
2019-09-05 02:00 | 279.37 | 275.83
2019-09-05 02:30 | 278.92 | 275.24
2019-09-05 03:00 | 279.11 | 275.29
2019-09-05 03:30 | 278.82 | 275.11
2019-09-05 04:00 | 278.99 | 275.16
2019-09-05 04:30 | 279.33 | 275.44
2019-09-05 05:00 | 280.37 | 276.41
2019-09-05 05:30 | 280.64 | 276.63
2019-09-05 06:00 | 280.59 | 276.9
2019-09-05 06:30 | 278.07 | 274.58
2019-09-05 07:00 | 280.11 | 276.76
2019-09-05 07:30 | 281.58 | 278.07
2019-09-05 08:00 | 275.7 | 272.24
2019-09-05 08:30 | 239.47 | 235.86
2019-09-05 09:00 | 228.53 | 224.98
2019-09-05 09:30 | 227.18 | 223.84
2019-09-05 10:00 | 226.72 | 223.2
2019-09-05 10:30 | 223.67 | 220.48
2019-09-05 11:00 | 222.77 | 219.4
2019-09-05 11:30 | 222.8 | 219.32
2019-09-05 12:00 | 224.33 | 220.68
2019-09-05 12:30 | 226.07 | 222.12
2019-09-05 13:00 | 227.67 | 223.4
2019-09-05 13:30 | 229.15 | 224.64
2019-09-05 14:00 | 228.58 | 224.05
2019-09-05 14:30 | 231.41 | 226.26
2019-09-05 15:00 | 231.19 | 226.86
2019-09-05 15:30 | 231.96 | 227.51
2019-09-05 16:00 | 233.65 | 228.81
2019-09-05 16:30 | 245.49 | 240.9
2019-09-05 17:00 | 257.91 | 253.81
2019-09-05 17:30 | 263.29 | 259.61
2019-09-05 18:00 | 267.49 | 263.66
2019-09-05 18:30 | 271.05 | 267.98
2019-09-05 19:00 | 271.6 | 269.26
2019-09-05 19:30 | 264.33 | 262.71
2019-09-05 20:00 | 270.12 | 268.29
2019-09-05 20:30 | 274.31 | 272.35
2019-09-05 21:00 | 275.83 | 273.31
2019-09-05 21:30 | 276.48 | 273.57
2019-09-05 22:00 | 277.69 | 274.24
2019-09-05 22:30 | 279.1 | 275.43
2019-09-05 23:00 | 279.78 | 275.94
2019-09-05 23:30 | 279.08 | 275.12
2019-09-06 | 278.65 | 274.92
2019-09-06 00:30 | 276.82 | 273.4
2019-09-06 01:00 | 275.89 | 272.32
2019-09-06 01:30 | 274.68 | 271.82
2019-09-06 02:00 | 274.63 | 271.84
2019-09-06 02:30 | 275.71 | 272.46
2019-09-06 03:00 | 275.56 | 272.3
2019-09-06 03:30 | 273.22 | 270.29
2019-09-06 04:00 | 269.75 | 267.75
2019-09-06 04:30 | 272.32 | 270.17
2019-09-06 05:00 | 275.02 | 272.57
2019-09-06 05:30 | 275.19 | 272.69
2019-09-06 06:00 | 274.8 | 272.3
2019-09-06 06:30 | 273.41 | 271.23
2019-09-06 07:00 | 274.02 | 272.24
2019-09-06 07:30 | 276.13 | 274.33
2019-09-06 08:00 | 278.01 | 275.86
2019-09-06 08:30 | 276.99 | 274.45
2019-09-06 09:00 | 260.37 | 257.73
2019-09-06 09:30 | 231.89 | 228.58
2019-09-06 10:00 | 231.19 | 228.19
2019-09-06 10:30 | 227.15 | 224.55
2019-09-06 11:00 | 223.59 | 221.42
2019-09-06 11:30 | 222.88 | 220.73
2019-09-06 12:00 | 223.6 | 221.1
2019-09-06 12:30 | 224.1 | 221.64
2019-09-06 13:00 | 224.12 | 221.64
2019-09-06 13:30 | 221.17 | 218.77
2019-09-06 14:00 | 225.61 | 222.83
2019-09-06 14:30 | 254.34 | 252.01
2019-09-06 15:00 | 255.32 | 253.15
2019-09-06 15:30 | 256.06 | 253.84
2019-09-06 16:00 | 261.43 | 258.83
2019-09-06 16:30 | 262.34 | 260.27
2019-09-06 17:00 | 262.12 | 260.19
2019-09-06 17:30 | 263.7 | 261.77
2019-09-06 18:00 | 265.28 | 263.19
2019-09-06 18:30 | 267 | 264.76
2019-09-06 19:00 | 267.79 | 265.62
2019-09-06 19:30 | 265.29 | 263.37
2019-09-06 20:00 | 265.82 | 264.14
2019-09-06 20:30 | 265.97 | 264.29
2019-09-06 21:00 | 264.72 | 263.17
2019-09-06 21:30 | 264.45 | 262.87
2019-09-06 22:00 | 265.21 | 263.64
2019-09-06 22:30 | 265.23 | 263.44
2019-09-06 23:00 | 265.3 | 263.44
2019-09-06 23:30 | 265.49 | 263.52
2019-09-07 | 265.45 | 263.56
2019-09-07 00:30 | 265.34 | 263.51
2019-09-07 01:00 | 266.22 | 264.04
2019-09-07 01:30 | 268.19 | 265.93
2019-09-07 02:00 | 268.95 | 267.12
2019-09-07 02:30 | 269.13 | 267.26
2019-09-07 03:00 | 269.68 | 267.74
2019-09-07 03:30 | 270.14 | 268.17
2019-09-07 04:00 | 269.9 | 267.95
2019-09-07 04:30 | 269.73 | 267.59
2019-09-07 05:00 | 270.44 | 267.92
2019-09-07 05:30 | 269.79 | 267.42
2019-09-07 06:00 | 270.2 | 267.8
2019-09-07 06:30 | 269.76 | 267.19
2019-09-07 07:00 | 276.66 | 273.92
2019-09-07 07:30 | 278.83 | 275.58
2019-09-07 08:00 | 276.78 | 273.94
2019-09-07 08:30 | 275.48 | 272.67
2019-09-07 09:00 | 262.59 | 259.34
2019-09-07 09:30 | 236.7 | 232.99
2019-09-07 10:00 | 230.5 | 227.52
2019-09-07 10:30 | 229.43 | 226.86
2019-09-07 11:00 | 229.2 | 226.84
2019-09-07 11:30 | 228.31 | 226.52
2019-09-07 12:00 | 229.94 | 227.99
2019-09-07 12:30 | 229.33 | 227.39
2019-09-07 13:00 | 229.8 | 227.41
2019-09-07 13:30 | 229.14 | 226.82
2019-09-07 14:00 | 229.87 | 227.24
2019-09-07 14:30 | 230.74 | 227.97
2019-09-07 15:00 | 230.99 | 228.26
2019-09-07 15:30 | 230.7 | 228.29
2019-09-07 16:00 | 237.96 | 235.46
2019-09-07 16:30 | 243.61 | 240.92
2019-09-07 17:00 | 268.5 | 266.68
2019-09-07 17:30 | 270.45 | 268.58
2019-09-07 18:00 | 271.92 | 269.98
2019-09-07 18:30 | 273.15 | 271.15
2019-09-07 19:00 | 274.04 | 272.09
2019-09-07 19:30 | 273.96 | 272.12
2019-09-07 20:00 | 274.61 | 272.79
2019-09-07 20:30 | 274.96 | 272.83
2019-09-07 21:00 | 278.82 | 276.5
2019-09-07 21:30 | 278.6 | 276.39
2019-09-07 22:00 | 278.13 | 275.97
2019-09-07 22:30 | 278.21 | 276.05
2019-09-07 23:00 | 277.68 | 275.72
2019-09-07 23:30 | 278.81 | 276.76
2019-09-08 | 277.39 | 275.63
2019-09-08 00:30 | 277.16 | 275.44
2019-09-08 01:00 | 277.4 | 275.66
2019-09-08 01:30 | 277.93 | 275.58
2019-09-08 02:00 | 278.52 | 275.75
2019-09-08 02:30 | 279.04 | 276.26
2019-09-08 03:00 | 280.13 | 276.99
2019-09-08 03:30 | 277.8 | 274.84
2019-09-08 04:00 | 275.52 | 272.84
2019-09-08 04:30 | 272.2 | 269.91
2019-09-08 05:00 | 270.94 | 268.82
2019-09-08 05:30 | 273.1 | 271.02
2019-09-08 06:00 | 275.27 | 273.21
2019-09-08 06:30 | 276.26 | 273.83
2019-09-08 07:00 | 277.56 | 274.71
2019-09-08 07:30 | 274.36 | 271.52
2019-09-08 08:00 | 264.66 | 261.67
2019-09-08 08:30 | 244.58 | 241.14
2019-09-08 09:00 | 228.66 | 224.7
2019-09-08 09:30 | 230.7 | 226.38
2019-09-08 10:00 | 229.46 | 225.38
2019-09-08 10:30 | 229.86 | 225.76
2019-09-08 11:00 | 230.46 | 226.53
2019-09-08 11:30 | 229.43 | 226.13
2019-09-08 12:00 | 230.3 | 226.95
2019-09-08 12:30 | 231.07 | 227.71
2019-09-08 13:00 | 232.13 | 228.09
2019-09-08 13:30 | 233.09 | 228.72
2019-09-08 14:00 | 235.48 | 230.47
2019-09-08 14:30 | 238.06 | 232.44
2019-09-08 15:00 | 235.8 | 231.73
2019-09-08 15:30 | 235.36 | 231.99
2019-09-08 16:00 | 235.63 | 232.09
2019-09-08 16:30 | 236.23 | 232.86
2019-09-08 17:00 | 253.87 | 251.22
2019-09-08 17:30 | 273.56 | 271.39
2019-09-08 18:00 | 274.7 | 272.38
2019-09-08 18:30 | 274.47 | 272.29
2019-09-08 19:00 | 274.12 | 272.25
2019-09-08 19:30 | 273.97 | 272.3
2019-09-08 20:00 | 274.64 | 273.09
2019-09-08 20:30 | 277.25 | 275.41
2019-09-08 21:00 | 278.98 | 277.02
2019-09-08 21:30 | 274.46 | 272.61
2019-09-08 22:00 | 272.71 | 270.83
2019-09-08 22:30 | 270.37 | 268.42
2019-09-08 23:00 | 265.74 | 263.49
2019-09-08 23:30 | 261.42 | 259.25
2019-09-09 | 259.92 | 257.7
2019-09-09 00:30 | 254.6 | 252.15
2019-09-09 01:00 | 253.09 | 250.53
2019-09-09 01:30 | 252.66 | 249.86
2019-09-09 02:00 | 252.82 | 249.92
2019-09-09 02:30 | 249.14 | 245.72
2019-09-09 03:00 | 247.95 | 244.8
2019-09-09 03:30 | 248.66 | 245.58
2019-09-09 04:00 | 248.07 | 244.98
2019-09-09 04:30 | 247.61 | 244.4
2019-09-09 05:00 | 247.56 | 244.55
2019-09-09 05:30 | 244.98 | 242.15
2019-09-09 06:00 | 243.27 | 240.47
2019-09-09 06:30 | 241.97 | 239.18
2019-09-09 07:00 | 232.5 | 229.43
2019-09-09 07:30 | 233.38 | 229.95
2019-09-09 08:00 | 233.76 | 229.84
2019-09-09 08:30 | 232.92 | 229.23
2019-09-09 09:00 | 234.56 | 229.87
2019-09-09 09:30 | 234.62 | 230.04
2019-09-09 10:00 | 233.03 | 228.87
2019-09-09 10:30 | 233.19 | 229.29
2019-09-09 11:00 | 233.45 | 229.64
2019-09-09 11:30 | 232.93 | 229.11
2019-09-09 12:00 | 233.33 | 229.49
2019-09-09 12:30 | 232.45 | 228.75
2019-09-09 13:00 | 232.97 | 229.07
2019-09-09 13:30 | 231.35 | 227.48
2019-09-09 14:00 | 207.72 | 204.61
2019-09-09 14:30 | 208.47 | 205.01
2019-09-09 15:00 | 207.64 | 204.19
2019-09-09 15:30 | 203.05 | 200.24
2019-09-09 16:00 | 198.82 | 196.65
2019-09-09 16:30 | 199.86 | 197.55
2019-09-09 17:00 | 199.12 | 197.06
2019-09-09 17:30 | 195.86 | 194.34
2019-09-09 18:00 | 231.16 | 230.15
2019-09-09 18:30 | 234.79 | 233.97
2019-09-09 19:00 | 234.02 | 233.36
2019-09-09 19:30 | 215.69 | 214.84
2019-09-09 20:00 | 191.8 | 190.65
2019-09-09 20:30 | 189.87 | 188.84
2019-09-09 21:00 | 189.95 | 188.96
2019-09-09 21:30 | 190.42 | 189.32
2019-09-09 22:00 | 190.04 | 188.86
2019-09-09 22:30 | 189.82 | 188.69
2019-09-09 23:00 | 190.52 | 189.46
2019-09-09 23:30 | 190.26 | 189.24
2019-09-10 | 189.94 | 189.12
2019-09-10 00:30 | 189.93 | 188.92
2019-09-10 01:00 | 185.93 | 185.02
2019-09-10 01:30 | 185.65 | 184.76
2019-09-10 02:00 | 185.46 | 184.6
2019-09-10 02:30 | 184.87 | 184.05
2019-09-10 03:00 | 185 | 184.18
2019-09-10 03:30 | 184.21 | 183.41
2019-09-10 04:00 | 185.64 | 184.78
2019-09-10 04:30 | 186.76 | 185.79
2019-09-10 05:00 | 187.43 | 186.36
2019-09-10 05:30 | 188.17 | 187.23
2019-09-10 06:00 | 187.8 | 186.99
2019-09-10 06:30 | 188.07 | 186.97
2019-09-10 07:00 | 187.09 | 186.04
2019-09-10 07:30 | 186.58 | 185.78
2019-09-10 08:00 | 187.46 | 185.84
2019-09-10 08:30 | 187.37 | 186.09
2019-09-10 09:00 | 186.74 | 186.1
2019-09-10 09:30 | 186.68 | 186.21
2019-09-10 10:00 | 186.5 | 185.98
2019-09-10 10:30 | 186.13 | 185.68
2019-09-10 11:00 | 186.3 | 185.93
2019-09-10 11:30 | 186.98 | 186.14
2019-09-10 12:00 | 187.6 | 185.76
2019-09-10 12:30 | 188.85 | 186.4
2019-09-10 13:00 | 189.52 | 186.58
2019-09-10 13:30 | 190.32 | 187.3
2019-09-10 14:00 | 191.54 | 186.23
2019-09-10 14:30 | 195.05 | 189.77
2019-09-10 15:00 | 198.87 | 192.63
2019-09-10 15:30 | 201.11 | 194.54
2019-09-10 16:00 | 201.24 | 194.49
2019-09-10 16:30 | 200.33 | 194.71
2019-09-10 17:00 | 197.79 | 195.57
2019-09-10 17:30 | 198.22 | 197.36
2019-09-10 18:00 | 200.52 | 199.85
2019-09-10 18:30 | 201.51 | 200.71
2019-09-10 19:00 | 205.98 | 204.4
2019-09-10 19:30 | 209.3 | 207.61
2019-09-10 20:00 | 210.8 | 209.75
2019-09-10 20:30 | 211.84 | 210.74
2019-09-10 21:00 | 210.25 | 209
2019-09-10 21:30 | 208.96 | 207.56
2019-09-10 22:00 | 208.62 | 207.2
2019-09-10 22:30 | 208.84 | 207.62
2019-09-10 23:00 | 209.02 | 207.47
2019-09-10 23:30 | 208.95 | 207.39
2019-09-11 | 207.33 | 206.38
2019-09-11 00:30 | 197.99 | 197.23
2019-09-11 01:00 | 197.57 | 196.81
2019-09-11 01:30 | 198.79 | 197.97
2019-09-11 02:00 | 199.08 | 198.26
2019-09-11 02:30 | 199.74 | 199.09
2019-09-11 03:00 | 199.36 | 198.92
2019-09-11 03:30 | 199.49 | 199.03
2019-09-11 04:00 | 198.7 | 198.28
2019-09-11 04:30 | 198.79 | 198.37
2019-09-11 05:00 | 198.85 | 198.45
2019-09-11 05:30 | 197.77 | 197.33
2019-09-11 06:00 | 196.86 | 196.26
2019-09-11 06:30 | 196.6 | 196.22
2019-09-11 07:00 | 197.78 | 197.42
2019-09-11 07:30 | 198.83 | 198.4
2019-09-11 08:00 | 199.26 | 198.6
2019-09-11 08:30 | 206.99 | 206.16
2019-09-11 09:00 | 209.55 | 208.6
2019-09-11 09:30 | 209.2 | 208.34
2019-09-11 10:00 | 209.16 | 208.27
2019-09-11 10:30 | 209.3 | 208.25
2019-09-11 11:00 | 208.83 | 207.65
2019-09-11 11:30 | 208.52 | 207.39
2019-09-11 12:00 | 208.29 | 207.28
2019-09-11 12:30 | 208.54 | 207.6
2019-09-11 13:00 | 208.93 | 207.98
2019-09-11 13:30 | 208.83 | 207.84
2019-09-11 14:00 | 209.67 | 208.57
2019-09-11 14:30 | 210.66 | 209.42
2019-09-11 15:00 | 209.92 | 208.64
2019-09-11 15:30 | 211.24 | 209.99
2019-09-11 16:00 | 211.32 | 209.98
2019-09-11 16:30 | 210.52 | 209.15
2019-09-11 17:00 | 210.96 | 209.58
2019-09-11 17:30 | 212.44 | 211.19
2019-09-11 18:00 | 213.75 | 212.47
2019-09-11 18:30 | 212.31 | 211.34
2019-09-11 19:00 | 212.23 | 211.29
2019-09-11 19:30 | 213.01 | 212.09
2019-09-11 20:00 | 213.07 | 212.12
2019-09-11 20:30 | 213.85 | 212.8
2019-09-11 21:00 | 213.52 | 212.4
2019-09-11 21:30 | 214.53 | 213.47
2019-09-11 22:00 | 214.35 | 212.9
2019-09-11 22:30 | 214.42 | 212.91
2019-09-11 23:00 | 211.34 | 210.04
2019-09-11 23:30 | 212.11 | 210.58
2019-09-12 | 212.31 | 210.79
2019-09-12 00:30 | 211.74 | 210.37
2019-09-12 01:00 | 212.5 | 211.26
2019-09-12 01:30 | 210.67 | 209.58
2019-09-12 02:00 | 207.76 | 207
2019-09-12 02:30 | 207.07 | 206.38
2019-09-12 03:00 | 205.79 | 205.11
2019-09-12 03:30 | 205.81 | 205.11
2019-09-12 04:00 | 205.62 | 204.93
2019-09-12 04:30 | 206.05 | 205.35
2019-09-12 05:00 | 205.26 | 204.6
2019-09-12 05:30 | 206.19 | 205.42
2019-09-12 06:00 | 208.87 | 207.83
2019-09-12 06:30 | 208.08 | 207.1
2019-09-12 07:00 | 208.32 | 207.35
2019-09-12 07:30 | 210.17 | 209.06
2019-09-12 08:00 | 207.54 | 206.5
2019-09-12 08:30 | 210.06 | 208.63
2019-09-12 09:00 | 210.61 | 208.86
2019-09-12 09:30 | 210.28 | 208.55
2019-09-12 10:00 | 209.55 | 207.94
2019-09-12 10:30 | 207.17 | 205.92
2019-09-12 11:00 | 205.72 | 204.81
2019-09-12 11:30 | 206.55 | 205.6
2019-09-12 12:00 | 207.85 | 206.78
2019-09-12 12:30 | 207.83 | 206.76
2019-09-12 13:00 | 208.31 | 207.24
2019-09-12 13:30 | 207.17 | 206.12
2019-09-12 14:00 | 206.25 | 205.27
2019-09-12 14:30 | 206.53 | 205.59
2019-09-12 15:00 | 207.38 | 206.44
2019-09-12 15:30 | 209.31 | 208.3
2019-09-12 16:00 | 210 | 208.77
2019-09-12 16:30 | 205.14 | 204.15
2019-09-12 17:00 | 205.98 | 205.17
2019-09-12 17:30 | 206.51 | 205.61
2019-09-12 18:00 | 206.04 | 205.14
2019-09-12 18:30 | 207.25 | 206.2
2019-09-12 19:00 | 207.64 | 206.74
2019-09-12 19:30 | 209.78 | 208.74
2019-09-12 20:00 | 210.13 | 209.13
2019-09-12 20:30 | 211.62 | 210.65
2019-09-12 21:00 | 212.85 | 211.85
2019-09-12 21:30 | 213.21 | 212.18
2019-09-12 22:00 | 212.29 | 211.27
2019-09-12 22:30 | 210.05 | 209.21
2019-09-12 23:00 | 210.19 | 209.19
2019-09-12 23:30 | 211.27 | 209.92
2019-09-13 | 213.76 | 212.39
2019-09-13 00:30 | 215.23 | 213.78
2019-09-13 01:00 | 214.52 | 213.04
2019-09-13 01:30 | 216.96 | 215.29
2019-09-13 02:00 | 216.88 | 215.35
2019-09-13 02:30 | 216.77 | 215.3
2019-09-13 03:00 | 216.82 | 215.33
2019-09-13 03:30 | 218.42 | 216.82
2019-09-13 04:00 | 221.03 | 219.5
2019-09-13 04:30 | 223.15 | 221.61
2019-09-13 05:00 | 237.87 | 236.38
2019-09-13 05:30 | 257.52 | 256.25
2019-09-13 06:00 | 262.86 | 261.23
2019-09-13 06:30 | 261.98 | 260.38
2019-09-13 07:00 | 262.66 | 261.02
2019-09-13 07:30 | 260.78 | 259.47
2019-09-13 08:00 | 259.41 | 258.34
2019-09-13 08:30 | 259.49 | 258.27
2019-09-13 09:00 | 243.48 | 241.82
2019-09-13 09:30 | 232.66 | 230.88
2019-09-13 10:00 | 228.22 | 226.4
2019-09-13 10:30 | 226.96 | 225.35
2019-09-13 11:00 | 225.97 | 224.41
2019-09-13 11:30 | 222.26 | 220.87
2019-09-13 12:00 | 221.34 | 219.91
2019-09-13 12:30 | 227.3 | 225.55
2019-09-13 13:00 | 227.65 | 225.92
2019-09-13 13:30 | 226.36 | 224.66
2019-09-13 14:00 | 225.18 | 223.46
2019-09-13 14:30 | 223.09 | 221.61
2019-09-13 15:00 | 223.7 | 221.75
2019-09-13 15:30 | 222.47 | 220.87
2019-09-13 16:00 | 220.4 | 218.98
2019-09-13 16:30 | 219.11 | 217.86
2019-09-13 17:00 | 219.6 | 218.29
2019-09-13 17:30 | 219.77 | 218.42
2019-09-13 18:00 | 220.22 | 218.8
2019-09-13 18:30 | 219.01 | 217.72
2019-09-13 19:00 | 220.95 | 219.64
2019-09-13 19:30 | 221.57 | 220.22
2019-09-13 20:00 | 220.22 | 218.87
2019-09-13 20:30 | 217.85 | 216.58
2019-09-13 21:00 | 219.54 | 218.08
2019-09-13 21:30 | 220.04 | 218.5
2019-09-13 22:00 | 220.3 | 218.6
2019-09-13 22:30 | 219.76 | 218.09
2019-09-13 23:00 | 219.11 | 217.62
2019-09-13 23:30 | 219.57 | 218.25
2019-09-14 | 218.15 | 216.73
2019-09-14 00:30 | 218.09 | 216.78
2019-09-14 01:00 | 218.27 | 216.89
2019-09-14 01:30 | 217.92 | 216.57
2019-09-14 02:00 | 219.02 | 217.61
2019-09-14 02:30 | 219.82 | 218.34
2019-09-14 03:00 | 219.19 | 217.57
2019-09-14 03:30 | 218.49 | 216.81
2019-09-14 04:00 | 217.05 | 215.57
2019-09-14 04:30 | 220.41 | 218.72
2019-09-14 05:00 | 221.89 | 220.01
2019-09-14 05:30 | 237.05 | 235.39
2019-09-14 06:00 | 265.45 | 264.21
2019-09-14 06:30 | 263.68 | 262.46
2019-09-14 07:00 | 265.22 | 263.94
2019-09-14 07:30 | 266.36 | 265.16
2019-09-14 08:00 | 262.85 | 261.76
2019-09-14 08:30 | 229.56 | 227.79
2019-09-14 09:00 | 223.25 | 221
2019-09-14 09:30 | 223.75 | 221.76
2019-09-14 10:00 | 223.13 | 221.42
2019-09-14 10:30 | 223.48 | 221.78
2019-09-14 11:00 | 222.35 | 220.96
2019-09-14 11:30 | 221.47 | 219.99
2019-09-14 12:00 | 222.49 | 220.77
2019-09-14 12:30 | 222.55 | 220.79
2019-09-14 13:00 | 220.66 | 218.92
2019-09-14 13:30 | 222.6 | 220.96
2019-09-14 14:00 | 223.6 | 221.66
2019-09-14 14:30 | 221.09 | 219.02
2019-09-14 15:00 | 220.98 | 218.72
2019-09-14 15:30 | 221.02 | 219.25
2019-09-14 16:00 | 221.02 | 219.29
2019-09-14 16:30 | 246.03 | 244.83
2019-09-14 17:00 | 249.49 | 248.32
2019-09-14 17:30 | 261.32 | 259.82
2019-09-14 18:00 | 263.08 | 261.5
2019-09-14 18:30 | 261.77 | 260.28
2019-09-14 19:00 | 263.83 | 262.27
2019-09-14 19:30 | 264.51 | 262.93
2019-09-14 20:00 | 265.24 | 263.74
2019-09-14 20:30 | 263.53 | 262.04
2019-09-14 21:00 | 262.65 | 261.29
2019-09-14 21:30 | 262.2 | 260.76
2019-09-14 22:00 | 263.8 | 262.28
2019-09-14 22:30 | 230.65 | 229.13
2019-09-14 23:00 | 217.8 | 216.4
2019-09-14 23:30 | 219.26 | 217.9
2019-09-15 | 219.75 | 218.42
2019-09-15 00:30 | 220.09 | 218.89
2019-09-15 01:00 | 221.42 | 220.16
2019-09-15 01:30 | 221.51 | 220.25
2019-09-15 02:00 | 221.24 | 219.73
2019-09-15 02:30 | 220.65 | 219.14
2019-09-15 03:00 | 220.14 | 218.68
2019-09-15 03:30 | 219.51 | 218.29
2019-09-15 04:00 | 219.25 | 217.96
2019-09-15 04:30 | 219.36 | 218
2019-09-15 05:00 | 218.92 | 217.61
2019-09-15 05:30 | 218.01 | 216.73
2019-09-15 06:00 | 218.35 | 216.98
2019-09-15 06:30 | 218.78 | 217.12
2019-09-15 07:00 | 218.29 | 216.86
2019-09-15 07:30 | 218.7 | 217.24
2019-09-15 08:00 | 220.36 | 217.44
2019-09-15 08:30 | 219.66 | 217.5
2019-09-15 09:00 | 219.43 | 217.49
2019-09-15 09:30 | 219.24 | 217.43
2019-09-15 10:00 | 219.69 | 217.75
2019-09-15 10:30 | 219.63 | 217.85
2019-09-15 11:00 | 220.31 | 218.57
2019-09-15 11:30 | 220.58 | 218.77
2019-09-15 12:00 | 219.64 | 217.98
2019-09-15 12:30 | 219.16 | 217.39
2019-09-15 13:00 | 218.3 | 216.63
2019-09-15 13:30 | 218.32 | 216.64
2019-09-15 14:00 | 219.46 | 217.45
2019-09-15 14:30 | 220.84 | 218.37
2019-09-15 15:00 | 222.72 | 219.97
2019-09-15 15:30 | 222.43 | 220.12
2019-09-15 16:00 | 220.26 | 217.91
2019-09-15 16:30 | 224.17 | 222.07
2019-09-15 17:00 | 259.2 | 257.96
2019-09-15 17:30 | 260.51 | 259.26
2019-09-15 18:00 | 260.92 | 259.57
2019-09-15 18:30 | 262.43 | 260.98
2019-09-15 19:00 | 238.14 | 236.15
2019-09-15 19:30 | 218.81 | 217.39
2019-09-15 20:00 | 219.08 | 217.67
2019-09-15 20:30 | 218.6 | 217.18
2019-09-15 21:00 | 217.69 | 216.04
2019-09-15 21:30 | 217.64 | 216.1
2019-09-15 22:00 | 217.52 | 216.11
2019-09-15 22:30 | 217.3 | 215.99
2019-09-15 23:00 | 218.13 | 216.66
2019-09-15 23:30 | 218.01 | 216.45
2019-09-16 | 218.23 | 216.73
2019-09-16 00:30 | 217.5 | 216.1
2019-09-16 01:00 | 216.34 | 214.85
2019-09-16 01:30 | 215.16 | 213.71
2019-09-16 02:00 | 227.25 | 225.97
2019-09-16 02:30 | 257.41 | 256.34
2019-09-16 03:00 | 259.5 | 258.26
2019-09-16 03:30 | 261.23 | 259.91
2019-09-16 04:00 | 261.19 | 259.89
2019-09-16 04:30 | 262.22 | 260.84
2019-09-16 05:00 | 262.27 | 260.8
2019-09-16 05:30 | 263.24 | 261.69
2019-09-16 06:00 | 261.51 | 260.35
2019-09-16 06:30 | 261.24 | 260.36
2019-09-16 07:00 | 265.52 | 264.55
2019-09-16 07:30 | 264.61 | 263.61
2019-09-16 08:00 | 263.26 | 262.28
2019-09-16 08:30 | 223.71 | 222.51
2019-09-16 09:00 | 216.69 | 215.24
2019-09-16 09:30 | 217.03 | 215.83
2019-09-16 10:00 | 218.01 | 216.83
2019-09-16 10:30 | 218.66 | 217.39
2019-09-16 11:00 | 219.97 | 218.69
2019-09-16 11:30 | 219.09 | 217.83
2019-09-16 12:00 | 218.23 | 217
2019-09-16 12:30 | 220.01 | 218.63
2019-09-16 13:00 | 219.04 | 217.79
2019-09-16 13:30 | 220.65 | 219.31
2019-09-16 14:00 | 221.43 | 220.03
2019-09-16 14:30 | 221.66 | 220.18
2019-09-16 15:00 | 222.01 | 220.3
2019-09-16 15:30 | 222.65 | 220.77
2019-09-16 16:00 | 224.75 | 222.67
2019-09-16 16:30 | 240.76 | 239.4
2019-09-16 17:00 | 240.84 | 239.54
2019-09-16 17:30 | 261.33 | 260.26
2019-09-16 18:00 | 263.98 | 262.66
2019-09-16 18:30 | 265.25 | 264.02
2019-09-16 19:00 | 264.85 | 263.78
2019-09-16 19:30 | 266.28 | 265.17
2019-09-16 20:00 | 267.43 | 266.21
2019-09-16 20:30 | 267.18 | 265.94
2019-09-16 21:00 | 266.88 | 265.64
2019-09-16 21:30 | 267.01 | 265.71
2019-09-16 22:00 | 267.52 | 266.19
2019-09-16 22:30 | 266.86 | 265.55
2019-09-16 23:00 | 268.08 | 266.68
2019-09-16 23:30 | 268.65 | 267.25
2019-09-17 | 268.85 | 267.41
2019-09-17 00:30 | 268.07 | 266.43
2019-09-17 01:00 | 268.59 | 267.16
2019-09-17 01:30 | 263.07 | 262.33
2019-09-17 02:00 | 263.2 | 262.49
2019-09-17 02:30 | 263.69 | 263
2019-09-17 03:00 | 263.57 | 262.84
2019-09-17 03:30 | 263.82 | 263.12
2019-09-17 04:00 | 266.26 | 265.5
2019-09-17 04:30 | 267.03 | 266.22
2019-09-17 05:00 | 268.13 | 267.2
2019-09-17 05:30 | 267.84 | 266.99
2019-09-17 06:00 | 267.12 | 266.35
2019-09-17 06:30 | 267.27 | 266.33
2019-09-17 07:00 | 266.19 | 265.2
2019-09-17 07:30 | 263.87 | 262.67
2019-09-17 08:00 | 256.78 | 255.77
2019-09-17 08:30 | 235.03 | 233.7
2019-09-17 09:00 | 216.91 | 215.11
2019-09-17 09:30 | 223.05 | 220.74
2019-09-17 10:00 | 224.7 | 222.18
2019-09-17 10:30 | 224.27 | 221.68
2019-09-17 11:00 | 223.23 | 221.04
2019-09-17 11:30 | 223.41 | 221.22
2019-09-17 12:00 | 225.61 | 223.07
2019-09-17 12:30 | 225.37 | 222.87
2019-09-17 13:00 | 224.55 | 222.12
2019-09-17 13:30 | 226.05 | 223.27
2019-09-17 14:00 | 227.16 | 224.38
2019-09-17 14:30 | 224.92 | 222.32
2019-09-17 15:00 | 226.7 | 224.21
2019-09-17 15:30 | 244.37 | 242.7
2019-09-17 16:00 | 245.03 | 243.29
2019-09-17 16:30 | 244.04 | 242.63
2019-09-17 17:00 | 256.02 | 255
2019-09-17 17:30 | 257.43 | 256.38
2019-09-17 18:00 | 260.21 | 259.09
2019-09-17 18:30 | 261.49 | 260.49
2019-09-17 19:00 | 261.84 | 260.86
2019-09-17 19:30 | 262.1 | 261.09
2019-09-17 20:00 | 269.79 | 268.39
2019-09-17 20:30 | 271.8 | 270.36
2019-09-17 21:00 | 272.29 | 270.82
2019-09-17 21:30 | 270.65 | 269.22
2019-09-17 22:00 | 270.42 | 269.11
2019-09-17 22:30 | 270.51 | 269.22
2019-09-17 23:00 | 270.37 | 269.02
2019-09-17 23:30 | 271.21 | 269.69
2019-09-18 | 272.35 | 270.61
2019-09-18 00:30 | 271.89 | 270.53
2019-09-18 01:00 | 275.61 | 274
2019-09-18 01:30 | 278.83 | 277.04
2019-09-18 02:00 | 279.1 | 277.56
2019-09-18 02:30 | 279.73 | 278.17
2019-09-18 03:00 | 280.14 | 278.59
2019-09-18 03:30 | 280.71 | 279.14
2019-09-18 04:00 | 267.67 | 265.8
2019-09-18 04:30 | 262.67 | 260.4
2019-09-18 05:00 | 263.83 | 261.09
2019-09-18 05:30 | 260.95 | 258.38
2019-09-18 06:00 | 257.59 | 255.48
2019-09-18 06:30 | 257.28 | 255
2019-09-18 07:00 | 257.6 | 255.3
2019-09-18 07:30 | 258.95 | 256.43
2019-09-18 08:00 | 256.62 | 254.37
2019-09-18 08:30 | 234.84 | 232.44
2019-09-18 09:00 | 229.3 | 226.52
2019-09-18 09:30 | 228.2 | 226.25
2019-09-18 10:00 | 227.58 | 225.63
2019-09-18 10:30 | 227.06 | 225.39
2019-09-18 11:00 | 226.67 | 225.15
2019-09-18 11:30 | 226.08 | 224.45
2019-09-18 12:00 | 226.82 | 225.03
2019-09-18 12:30 | 226.07 | 224.2
2019-09-18 13:00 | 224.18 | 222.37
2019-09-18 13:30 | 223.61 | 221.84
2019-09-18 14:00 | 222.86 | 221.32
2019-09-18 14:30 | 223.56 | 221.92
2019-09-18 15:00 | 224.5 | 222.88
2019-09-18 15:30 | 225.11 | 223.56
2019-09-18 16:00 | 225.84 | 224.3
2019-09-18 16:30 | 234.47 | 232.25
2019-09-18 17:00 | 250.64 | 248.64
2019-09-18 17:30 | 272.73 | 270.93
2019-09-18 18:00 | 273.38 | 271.56
2019-09-18 18:30 | 275.95 | 273.73
2019-09-18 19:00 | 275.81 | 273.83
2019-09-18 19:30 | 277.06 | 275.16
2019-09-18 20:00 | 273.45 | 271.35
2019-09-18 20:30 | 248.66 | 245.92
2019-09-18 21:00 | 234.85 | 231.57
2019-09-18 21:30 | 233.41 | 230.34
2019-09-18 22:00 | 232.68 | 229.76
2019-09-18 22:30 | 235.68 | 232.28
2019-09-18 23:00 | 234.57 | 231.36
2019-09-18 23:30 | 234.29 | 231.17
2019-09-19 | 234.25 | 231.39
2019-09-19 00:30 | 235.39 | 232.04
2019-09-19 01:00 | 235.65 | 232.85
2019-09-19 01:30 | 234.72 | 232.31
2019-09-19 02:00 | 234.92 | 232.25
2019-09-19 02:30 | 235.1 | 232.61
2019-09-19 03:00 | 233.83 | 231.68
2019-09-19 03:30 | 232.57 | 230.66
2019-09-19 04:00 | 233.68 | 231.43
2019-09-19 04:30 | 234.21 | 231.59
2019-09-19 05:00 | 234.72 | 231.91
2019-09-19 05:30 | 270.23 | 267.91
2019-09-19 06:00 | 281.99 | 280.08
2019-09-19 06:30 | 280.69 | 278.7
2019-09-19 07:00 | 279.64 | 277.61
2019-09-19 07:30 | 274.65 | 272.59
2019-09-19 08:00 | 266.41 | 264.76
2019-09-19 08:30 | 265.27 | 263.82
2019-09-19 09:00 | 266.4 | 264.87
2019-09-19 09:30 | 262.6 | 261.05
2019-09-19 10:00 | 224.41 | 223
2019-09-19 10:30 | 222.77 | 221.49
2019-09-19 11:00 | 222.17 | 220.93
2019-09-19 11:30 | 223.06 | 221.63
2019-09-19 12:00 | 221.97 | 220.53
2019-09-19 12:30 | 218.99 | 217.77
2019-09-19 13:00 | 220.56 | 219.35
2019-09-19 13:30 | 222.46 | 221.12
2019-09-19 14:00 | 223 | 221.63
2019-09-19 14:30 | 260.31 | 259.01
2019-09-19 15:00 | 265.25 | 263.69
2019-09-19 15:30 | 267.02 | 265.28
2019-09-19 16:00 | 266.95 | 265.31
2019-09-19 16:30 | 267.01 | 265.03
2019-09-19 17:00 | 267.85 | 265.95
2019-09-19 17:30 | 269.48 | 267.54
2019-09-19 18:00 | 268.72 | 266.88
2019-09-19 18:30 | 268.27 | 266.62
2019-09-19 19:00 | 268.96 | 267.36
2019-09-19 19:30 | 270.99 | 269.38
2019-09-19 20:00 | 269.6 | 267.97
2019-09-19 20:30 | 269.69 | 267.84
2019-09-19 21:00 | 261.12 | 259.2
2019-09-19 21:30 | 248.48 | 246.51
2019-09-19 22:00 | 246.69 | 244.62
2019-09-19 22:30 | 247.35 | 244.98
2019-09-19 23:00 | 246.82 | 244.67
2019-09-19 23:30 | 247.65 | 245.57
2019-09-20 | 247.74 | 245.68
2019-09-20 00:30 | 246.58 | 244.77
2019-09-20 01:00 | 246.26 | 244.76
2019-09-20 01:30 | 245.78 | 244.29
2019-09-20 02:00 | 246.01 | 244.57
2019-09-20 02:30 | 246.16 | 244.56
2019-09-20 03:00 | 245.6 | 243.94
2019-09-20 03:30 | 246.2 | 244.59
2019-09-20 04:00 | 250.2 | 248.52
2019-09-20 04:30 | 249.81 | 248.23
2019-09-20 05:00 | 249.1 | 247.53
2019-09-20 05:30 | 249.77 | 248.24
2019-09-20 06:00 | 248.17 | 246.72
2019-09-20 06:30 | 267.86 | 266.42
2019-09-20 07:00 | 268.74 | 266.54
2019-09-20 07:30 | 263.87 | 261.73
2019-09-20 08:00 | 263.71 | 261.74
2019-09-20 08:30 | 249 | 247.11
2019-09-20 09:00 | 227.5 | 226.01
2019-09-20 09:30 | 222.54 | 220.95
2019-09-20 10:00 | 223.54 | 221.88
2019-09-20 10:30 | 222.83 | 221.13
2019-09-20 11:00 | 223.15 | 221.4
2019-09-20 11:30 | 225.84 | 223.86
2019-09-20 12:00 | 228.52 | 226.54
2019-09-20 12:30 | 226.75 | 224.77
2019-09-20 13:00 | 226.84 | 224.67
2019-09-20 13:30 | 228.9 | 226.35
2019-09-20 14:00 | 239.96 | 237.87
2019-09-20 14:30 | 269.29 | 267.23
2019-09-20 15:00 | 269.64 | 267.31
2019-09-20 15:30 | 271.57 | 269.37
2019-09-20 16:00 | 271.42 | 269.32
2019-09-20 16:30 | 272.75 | 270.65
2019-09-20 17:00 | 273.93 | 271.51
2019-09-20 17:30 | 275.97 | 273.47
2019-09-20 18:00 | 275.29 | 272.97
2019-09-20 18:30 | 274.26 | 272.08
2019-09-20 19:00 | 275.87 | 273.53
2019-09-20 19:30 | 276.33 | 274.16
2019-09-20 20:00 | 275.26 | 273.21
2019-09-20 20:30 | 275.27 | 273.16
2019-09-20 21:00 | 275.82 | 273.74
2019-09-20 21:30 | 276.39 | 274.29
2019-09-20 22:00 | 278.11 | 275.95
2019-09-20 22:30 | 278.37 | 276.34
2019-09-20 23:00 | 278.22 | 276.17
2019-09-20 23:30 | 278.36 | 276.26
2019-09-21 | 276.11 | 273.89
2019-09-21 00:30 | 276.77 | 275.05
2019-09-21 01:00 | 278.29 | 276.63
2019-09-21 01:30 | 277.13 | 275.78
2019-09-21 02:00 | 277.95 | 276.44
2019-09-21 02:30 | 279.09 | 277.45
2019-09-21 03:00 | 279.41 | 277.76
2019-09-21 03:30 | 242.68 | 240.85
2019-09-21 04:00 | 230.69 | 228.81
2019-09-21 04:30 | 231.43 | 229.43
2019-09-21 05:00 | 230.41 | 228.38
2019-09-21 05:30 | 225.25 | 223.2
2019-09-21 06:00 | 224.98 | 223.05
2019-09-21 06:30 | 225.94 | 223.88
2019-09-21 07:00 | 226.1 | 223.76
2019-09-21 07:30 | 226.67 | 223.81
2019-09-21 08:00 | 225.92 | 223.79
2019-09-21 08:30 | 228.13 | 226.27
2019-09-21 09:00 | 229.26 | 227.09
2019-09-21 09:30 | 232.03 | 229.9
2019-09-21 10:00 | 231.69 | 229.44
2019-09-21 10:30 | 231.02 | 229.08
2019-09-21 11:00 | 230.88 | 228.9
2019-09-21 11:30 | 231.52 | 229.35
2019-09-21 12:00 | 234.59 | 232.02
2019-09-21 12:30 | 234.61 | 232.25
2019-09-21 13:00 | 234.11 | 231.77
2019-09-21 13:30 | 235.39 | 233.03
2019-09-21 14:00 | 234.83 | 232.64
2019-09-21 14:30 | 234.88 | 232.83
2019-09-21 15:00 | 235.1 | 232.83
2019-09-21 15:30 | 235.37 | 233.44
2019-09-21 16:00 | 235.42 | 233.35
2019-09-21 16:30 | 237.63 | 234.95
2019-09-21 17:00 | 237.69 | 234.77
2019-09-21 17:30 | 238 | 234.92
2019-09-21 18:00 | 235.86 | 233.92
2019-09-21 18:30 | 233.96 | 232.08
2019-09-21 19:00 | 235.6 | 233.61
2019-09-21 19:30 | 235.4 | 233.49
2019-09-21 20:00 | 235.51 | 233.51
2019-09-21 20:30 | 235.23 | 233.26
2019-09-21 21:00 | 235.77 | 233.6
2019-09-21 21:30 | 236.03 | 233.94
2019-09-21 22:00 | 236.7 | 234.34
2019-09-21 22:30 | 235.37 | 233.19
2019-09-21 23:00 | 236.66 | 234.28
2019-09-21 23:30 | 236.82 | 234.27
2019-09-22 | 236.26 | 234
2019-09-22 00:30 | 236.71 | 234.34
2019-09-22 01:00 | 237.96 | 235.56
2019-09-22 01:30 | 238.5 | 235.63
2019-09-22 02:00 | 237.64 | 234.47
2019-09-22 02:30 | 238.24 | 234.69
2019-09-22 03:00 | 236.67 | 234.33
2019-09-22 03:30 | 236.99 | 234.21
2019-09-22 04:00 | 237.44 | 234.59
2019-09-22 04:30 | 239.11 | 236.03
2019-09-22 05:00 | 243.43 | 239.81
2019-09-22 05:30 | 242.81 | 239.3
2019-09-22 06:00 | 242.5 | 238.86
2019-09-22 06:30 | 241.81 | 237.93
2019-09-22 07:00 | 243.19 | 238.75
2019-09-22 07:30 | 241.35 | 238.45
2019-09-22 08:00 | 242.81 | 239.44
2019-09-22 08:30 | 244.04 | 240.54
2019-09-22 09:00 | 243.71 | 240.49
2019-09-22 09:30 | 243.65 | 240.97
2019-09-22 10:00 | 242.8 | 240.26
2019-09-22 10:30 | 241.49 | 239.11
2019-09-22 11:00 | 242.39 | 239.89
2019-09-22 11:30 | 242.9 | 240.19
2019-09-22 12:00 | 240.28 | 237.67
2019-09-22 12:30 | 238.8 | 236.34
2019-09-22 13:00 | 238.82 | 236.36
2019-09-22 13:30 | 239.27 | 236.81
2019-09-22 14:00 | 239.43 | 237.11
2019-09-22 14:30 | 236.64 | 234.59
2019-09-22 15:00 | 239.51 | 237.33
2019-09-22 15:30 | 239.56 | 237.1
2019-09-22 16:00 | 238.21 | 236.04
2019-09-22 16:30 | 247.43 | 244.65
2019-09-22 17:00 | 249.15 | 246.29
2019-09-22 17:30 | 248.9 | 246.05
2019-09-22 18:00 | 250.17 | 247.08
2019-09-22 18:30 | 248.78 | 245.74
2019-09-22 19:00 | 248.09 | 245.35
2019-09-22 19:30 | 248.17 | 245.39
2019-09-22 20:00 | 247.28 | 244.52
2019-09-22 20:30 | 246.36 | 243.66
2019-09-22 21:00 | 246.61 | 243.83
2019-09-22 21:30 | 246.88 | 244.09
2019-09-22 22:00 | 247.46 | 244.64
2019-09-22 22:30 | 246.67 | 243.97
2019-09-22 23:00 | 247.7 | 244.87
2019-09-22 23:30 | 247.56 | 244.5
2019-09-23 | 283.75 | 281.35
2019-09-23 00:30 | 266.03 | 262.96
2019-09-23 01:00 | 256.9 | 253.65
2019-09-23 01:30 | 248.07 | 244.81
2019-09-23 02:00 | 246.05 | 243.18
2019-09-23 02:30 | 246.43 | 243.01
2019-09-23 03:00 | 246.12 | 242.68
2019-09-23 03:30 | 244.1 | 240.86
2019-09-23 04:00 | 243.23 | 240.18
2019-09-23 04:30 | 243.88 | 240.76
2019-09-23 05:00 | 242.8 | 239.87
2019-09-23 05:30 | 241.99 | 239.32
2019-09-23 06:00 | 241.72 | 239.27
2019-09-23 06:30 | 241.82 | 239.23
2019-09-23 07:00 | 241.86 | 239.36
2019-09-23 07:30 | 254.38 | 252.11
2019-09-23 08:00 | 268.17 | 265.91
2019-09-23 08:30 | 272.22 | 269.96
2019-09-23 09:00 | 244.82 | 242.42
2019-09-23 09:30 | 239.94 | 237.29
2019-09-23 10:00 | 239.69 | 236.94
2019-09-23 10:30 | 239.02 | 236.4
2019-09-23 11:00 | 238.24 | 235.97
2019-09-23 11:30 | 238.59 | 236.36
2019-09-23 12:00 | 238.67 | 236.42
2019-09-23 12:30 | 242.35 | 239.76
2019-09-23 13:00 | 243.94 | 241.02
2019-09-23 13:30 | 242.66 | 239.75
2019-09-23 14:00 | 241.02 | 238.34
2019-09-23 14:30 | 240.68 | 238.03
2019-09-23 15:00 | 233.52 | 231.26
2019-09-23 15:30 | 240.6 | 238.21
2019-09-23 16:00 | 241.53 | 239.19
2019-09-23 16:30 | 242.26 | 239.92
2019-09-23 17:00 | 241.93 | 239.6
2019-09-23 17:30 | 241.91 | 239.33
2019-09-23 18:00 | 241.82 | 239.31
2019-09-23 18:30 | 240.53 | 238.39
2019-09-23 19:00 | 239.7 | 237.72
2019-09-23 19:30 | 231.7 | 229.97
2019-09-23 20:00 | 230.88 | 229.08
2019-09-23 20:30 | 230.2 | 228.56
2019-09-23 21:00 | 231.11 | 229.43
2019-09-23 21:30 | 232.54 | 230.76
2019-09-23 22:00 | 233.37 | 231.01
2019-09-23 22:30 | 233.6 | 231.13
2019-09-23 23:00 | 234.12 | 231.6
2019-09-23 23:30 | 235.24 | 232.37
2019-09-24 | 233.95 | 231.26
2019-09-24 00:30 | 233.68 | 230.72
2019-09-24 01:00 | 234.64 | 231.57
2019-09-24 01:30 | 233.66 | 231.27
2019-09-24 02:00 | 230.32 | 227.83
2019-09-24 02:30 | 226.45 | 224.27
2019-09-24 03:00 | 227.53 | 225.39
2019-09-24 03:30 | 228.24 | 226.12
2019-09-24 04:00 | 229.6 | 227.45
2019-09-24 04:30 | 233.84 | 231.47
2019-09-24 05:00 | 235.17 | 232.48
2019-09-24 05:30 | 235.97 | 233.28
2019-09-24 06:00 | 236.5 | 233.62
2019-09-24 06:30 | 236.86 | 233.92
2019-09-24 07:00 | 236.77 | 233.86
2019-09-24 07:30 | 237.51 | 235.04
2019-09-24 08:00 | 236.09 | 234.25
2019-09-24 08:30 | 244.63 | 242.87
2019-09-24 09:00 | 245.89 | 243.62
2019-09-24 09:30 | 246.34 | 243.55
2019-09-24 10:00 | 245.19 | 242.24
2019-09-24 10:30 | 233.63 | 230.86
2019-09-24 11:00 | 234.57 | 232.21
2019-09-24 11:30 | 235.78 | 233.07
2019-09-24 12:00 | 236.34 | 233.75
2019-09-24 12:30 | 236.86 | 234.19
2019-09-24 13:00 | 236.52 | 233.79
2019-09-24 13:30 | 237.47 | 234.46
2019-09-24 14:00 | 236.4 | 233.77
2019-09-24 14:30 | 237.61 | 234.63
2019-09-24 15:00 | 236.75 | 233.91
2019-09-24 15:30 | 236.79 | 234.4
2019-09-24 16:00 | 238.53 | 236.14
2019-09-24 16:30 | 239.16 | 236.48
2019-09-24 17:00 | 239.09 | 236.35
2019-09-24 17:30 | 238.63 | 235.83
2019-09-24 18:00 | 238.31 | 235.72
2019-09-24 18:30 | 238.9 | 236.22
2019-09-24 19:00 | 239.2 | 236.93
2019-09-24 19:30 | 239.02 | 236.83
2019-09-24 20:00 | 245.03 | 242.05
2019-09-24 20:30 | 247.9 | 244.28
2019-09-24 21:00 | 248.16 | 244.68
2019-09-24 21:30 | 246.74 | 243.37
2019-09-24 22:00 | 248.67 | 245.27
2019-09-24 22:30 | 249.91 | 246.3
2019-09-24 23:00 | 249.14 | 245.62
2019-09-24 23:30 | 247.93 | 244.32
2019-09-25 | 247.25 | 243.39
2019-09-25 00:30 | 245.13 | 240.95
2019-09-25 01:00 | 244.72 | 240.37
2019-09-25 01:30 | 243.9 | 239.54
2019-09-25 02:00 | 240.6 | 237.53
2019-09-25 02:30 | 238.85 | 236.1
2019-09-25 03:00 | 239.57 | 236.91
2019-09-25 03:30 | 240.56 | 238.04
2019-09-25 04:00 | 240.32 | 237.85
2019-09-25 04:30 | 240.94 | 238.36
2019-09-25 05:00 | 241.05 | 238.43
2019-09-25 05:30 | 236.84 | 234.55
2019-09-25 06:00 | 241 | 237.89
2019-09-25 06:30 | 239.56 | 236.32
2019-09-25 07:00 | 236.2 | 233.27
2019-09-25 07:30 | 234.68 | 231.96
2019-09-25 08:00 | 235.09 | 232.51
2019-09-25 08:30 | 235.1 | 232.05
2019-09-25 09:00 | 235.51 | 232.46
2019-09-25 09:30 | 231.56 | 229.37
2019-09-25 10:00 | 230.97 | 229.01
2019-09-25 10:30 | 236.31 | 233.43
2019-09-25 11:00 | 238.18 | 235.28
2019-09-25 11:30 | 239.88 | 237.33
2019-09-25 12:00 | 245.27 | 242.18
2019-09-25 12:30 | 245.95 | 242.22
2019-09-25 13:00 | 246.05 | 242.3
2019-09-25 13:30 | 244.67 | 241.03
2019-09-25 14:00 | 247.42 | 243.4
2019-09-25 14:30 | 242.75 | 238.75
2019-09-25 15:00 | 242.17 | 238.41
2019-09-25 15:30 | 242.76 | 239.27
2019-09-25 16:00 | 245.96 | 242.6
2019-09-25 16:30 | 245.58 | 242.47
2019-09-25 17:00 | 246.77 | 242.8
2019-09-25 17:30 | 248.37 | 243.49
2019-09-25 18:00 | 248.08 | 243.51
2019-09-25 18:30 | 246.44 | 242.45
2019-09-25 19:00 | 248.96 | 244
2019-09-25 19:30 | 254.67 | 250.65
2019-09-25 20:00 | 258.64 | 255.13
2019-09-25 20:30 | 260.9 | 257.11
2019-09-25 21:00 | 256.38 | 253.28
2019-09-25 21:30 | 252.43 | 249.44
2019-09-25 22:00 | 250.09 | 247.1
2019-09-25 22:30 | 250.28 | 246.98
2019-09-25 23:00 | 249.74 | 246.69
2019-09-25 23:30 | 248.7 | 245.33
2019-09-26 | 247.13 | 243.91
2019-09-26 00:30 | 248.43 | 245.08
2019-09-26 01:00 | 250.21 | 246.81
2019-09-26 01:30 | 249.69 | 246.22
2019-09-26 02:00 | 249.36 | 245.9
2019-09-26 02:30 | 249.55 | 246.04
2019-09-26 03:00 | 247.37 | 244.02
2019-09-26 03:30 | 245.46 | 242.27
2019-09-26 04:00 | 245.14 | 241.89
2019-09-26 04:30 | 244.17 | 240.99
2019-09-26 05:00 | 248.08 | 244.72
2019-09-26 05:30 | 249.43 | 245.76
2019-09-26 06:00 | 250.67 | 245.81
2019-09-26 06:30 | 249.22 | 244.4
2019-09-26 07:00 | 258.69 | 254.08
2019-09-26 07:30 | 258.65 | 254.22
2019-09-26 08:00 | 260.74 | 256.4
2019-09-26 08:30 | 250.33 | 246.48
2019-09-26 09:00 | 249.12 | 244.8
2019-09-26 09:30 | 248.48 | 244.05
2019-09-26 10:00 | 249.43 | 244.87
2019-09-26 10:30 | 249.53 | 244.8
2019-09-26 11:00 | 250.72 | 245.87
2019-09-26 11:30 | 251.03 | 246.05
2019-09-26 12:00 | 249.6 | 244.3
2019-09-26 12:30 | 249.18 | 243.62
2019-09-26 13:00 | 249.83 | 244.08
2019-09-26 13:30 | 249.29 | 243.94
2019-09-26 14:00 | 248.19 | 243.13
2019-09-26 14:30 | 247.93 | 242.63
2019-09-26 15:00 | 249.27 | 243.55
2019-09-26 15:30 | 246.29 | 240.78
2019-09-26 16:00 | 248.56 | 243.26
2019-09-26 16:30 | 290.38 | 285.19
2019-09-26 17:00 | 294.92 | 289.91
2019-09-26 17:30 | 296.15 | 291.17
2019-09-26 18:00 | 295.83 | 291.21
2019-09-26 18:30 | 299.5 | 294.66
2019-09-26 19:00 | 301.74 | 296.36
2019-09-26 19:30 | 301.73 | 296.26
2019-09-26 20:00 | 288.18 | 282.82
2019-09-26 20:30 | 280.5 | 275.03
2019-09-26 21:00 | 280.59 | 274.64
2019-09-26 21:30 | 278.57 | 272.58
2019-09-26 22:00 | 270.24 | 264
2019-09-26 22:30 | 261.19 | 256.73
2019-09-26 23:00 | 253.95 | 250.16
2019-09-26 23:30 | 252.54 | 248.6
2019-09-27 | 251.2 | 247.06
2019-09-27 00:30 | 248.35 | 244.34
2019-09-27 01:00 | 247.92 | 244.03
2019-09-27 01:30 | 249.49 | 245.64
2019-09-27 02:00 | 258.5 | 254.36
2019-09-27 02:30 | 257.37 | 253.22
2019-09-27 03:00 | 253.41 | 249.99
2019-09-27 03:30 | 252.41 | 249.04
2019-09-27 04:00 | 251.31 | 247.7
2019-09-27 04:30 | 248.58 | 244.95
2019-09-27 05:00 | 246.47 | 242.95
2019-09-27 05:30 | 246.06 | 242.99
2019-09-27 06:00 | 246.71 | 243.61
2019-09-27 06:30 | 246.09 | 242.34
2019-09-27 07:00 | 245.73 | 240.89
2019-09-27 07:30 | 244.74 | 240.17
2019-09-27 08:00 | 244.64 | 240.18
2019-09-27 08:30 | 244.05 | 240.11
2019-09-27 09:00 | 244.97 | 241.09
2019-09-27 09:30 | 245.23 | 241.42
2019-09-27 10:00 | 245.53 | 241.65
2019-09-27 10:30 | 244.75 | 240.96
2019-09-27 11:00 | 244.08 | 240.32
2019-09-27 11:30 | 244.98 | 241.04
2019-09-27 12:00 | 245.6 | 241.43
2019-09-27 12:30 | 246.76 | 242.49
2019-09-27 13:00 | 245.75 | 241.31
2019-09-27 13:30 | 247.6 | 243.41
2019-09-27 14:00 | 248.59 | 243.79
2019-09-27 14:30 | 247.63 | 242.77
2019-09-27 15:00 | 246.02 | 241.45
2019-09-27 15:30 | 246.83 | 242.31
2019-09-27 16:00 | 247.15 | 242.75
2019-09-27 16:30 | 246.57 | 242.22
2019-09-27 17:00 | 247.97 | 243.49
2019-09-27 17:30 | 249.7 | 245.18
2019-09-27 18:00 | 249.45 | 245.21
2019-09-27 18:30 | 249.21 | 245.21
2019-09-27 19:00 | 247.86 | 243.84
2019-09-27 19:30 | 247.83 | 243.63
2019-09-27 20:00 | 247.99 | 243.76
2019-09-27 20:30 | 246.7 | 243.02
2019-09-27 21:00 | 246.1 | 242.74
2019-09-27 21:30 | 242.75 | 239.4
2019-09-27 22:00 | 240.89 | 237.33
2019-09-27 22:30 | 239.12 | 235.47
2019-09-27 23:00 | 239.4 | 235.61
2019-09-27 23:30 | 239.13 | 235.07
2019-09-28 | 239.4 | 235.53
2019-09-28 00:30 | 239.71 | 235.79
2019-09-28 01:00 | 239.85 | 235.72
2019-09-28 01:30 | 241.48 | 237.25
2019-09-28 02:00 | 241.42 | 237.24
2019-09-28 02:30 | 240.75 | 236.54
2019-09-28 03:00 | 242.25 | 237.99
2019-09-28 03:30 | 243.7 | 239.11
2019-09-28 04:00 | 244.5 | 239.8
2019-09-28 04:30 | 244.2 | 239.56
2019-09-28 05:00 | 243.74 | 239.26
2019-09-28 05:30 | 244.03 | 239.9
2019-09-28 06:00 | 244.6 | 240.42
2019-09-28 06:30 | 244.97 | 241.06
2019-09-28 07:00 | 244.77 | 241.03
2019-09-28 07:30 | 243.86 | 240.56
2019-09-28 08:00 | 243.25 | 240.22
2019-09-28 08:30 | 243.19 | 239.96
2019-09-28 09:00 | 244.05 | 240.36
2019-09-28 09:30 | 244.6 | 240.79
2019-09-28 10:00 | 243.88 | 240.15
2019-09-28 10:30 | 242.92 | 239.1
2019-09-28 11:00 | 248.32 | 244.03
2019-09-28 11:30 | 250.39 | 245.85
2019-09-28 12:00 | 251.6 | 247.06
2019-09-28 12:30 | 251.81 | 247.32
2019-09-28 13:00 | 250.64 | 246.64
2019-09-28 13:30 | 251.31 | 246.96
2019-09-28 14:00 | 251.4 | 247.17
2019-09-28 14:30 | 251.61 | 247.88
2019-09-28 15:00 | 252.15 | 248.21
2019-09-28 15:30 | 253.2 | 248.86
2019-09-28 16:00 | 252.11 | 247.67
2019-09-28 16:30 | 251.01 | 246.75
2019-09-28 17:00 | 249.55 | 245.49
2019-09-28 17:30 | 252.07 | 247.81
2019-09-28 18:00 | 263.11 | 258.66
2019-09-28 18:30 | 296.35 | 291.87
2019-09-28 19:00 | 296.48 | 291.97
2019-09-28 19:30 | 296.3 | 291.66
2019-09-28 20:00 | 296.66 | 291.9
2019-09-28 20:30 | 296.47 | 291.69
2019-09-28 21:00 | 293.36 | 288.5
2019-09-28 21:30 | 291.64 | 286.77
2019-09-28 22:00 | 295.57 | 290.71
2019-09-28 22:30 | 294.59 | 289.97
2019-09-28 23:00 | 294.51 | 290.09
2019-09-28 23:30 | 295.36 | 290.66
2019-09-29 | 296.01 | 290.96
2019-09-29 00:30 | 288.64 | 283.48
2019-09-29 01:00 | 271.39 | 266.27
2019-09-29 01:30 | 271.03 | 265.85
2019-09-29 02:00 | 271.6 | 266.2
2019-09-29 02:30 | 271.67 | 266.2
2019-09-29 03:00 | 271.43 | 266.06
2019-09-29 03:30 | 271.58 | 266.06
2019-09-29 04:00 | 271.83 | 266.01
2019-09-29 04:30 | 271.76 | 265.82
2019-09-29 05:00 | 271.13 | 265.17
2019-09-29 05:30 | 271.79 | 265.59
2019-09-29 06:00 | 282.6 | 277.18
2019-09-29 06:30 | 296.09 | 290.97
2019-09-29 07:00 | 295.25 | 290.04
2019-09-29 07:30 | 264.42 | 259.77
2019-09-29 08:00 | 251.82 | 247.15
2019-09-29 08:30 | 252.44 | 247.72
2019-09-29 09:00 | 253.38 | 248.39
2019-09-29 09:30 | 254.56 | 249.57
2019-09-29 10:00 | 254.09 | 248.73
2019-09-29 10:30 | 253.93 | 247.9
2019-09-29 11:00 | 254.38 | 248.61
2019-09-29 11:30 | 255.59 | 249.83
2019-09-29 12:00 | 255.67 | 249.98
2019-09-29 12:30 | 256.29 | 250.49
2019-09-29 13:00 | 257.71 | 251.84
2019-09-29 13:30 | 258.24 | 252.61
2019-09-29 14:00 | 257.99 | 252.45
2019-09-29 14:30 | 255.81 | 250.74
2019-09-29 15:00 | 253.83 | 249.14
2019-09-29 15:30 | 254.33 | 248.98
2019-09-29 16:00 | 266.45 | 260.9
2019-09-29 16:30 | 293.77 | 288.1
2019-09-29 17:00 | 295.45 | 289.53
2019-09-29 17:30 | 300.06 | 293.85
2019-09-29 18:00 | 299.87 | 293.68
2019-09-29 18:30 | 297.09 | 291.15
2019-09-29 19:00 | 293.48 | 287.58
2019-09-29 19:30 | 287.97 | 282.4
2019-09-29 20:00 | 288.72 | 283.1
2019-09-29 20:30 | 284.48 | 280.32
2019-09-29 21:00 | 282.61 | 278.32
2019-09-29 21:30 | 282.57 | 278.3
2019-09-29 22:00 | 283.2 | 278.73
2019-09-29 22:30 | 282.39 | 279.37
2019-09-29 23:00 | 282.38 | 279.59
2019-09-29 23:30 | 282.63 | 279.95
2019-09-30 | 282.93 | 280.34
2019-09-30 00:30 | 284.12 | 281.84
2019-09-30 01:00 | 283.5 | 281.25
2019-09-30 01:30 | 284.43 | 282.16
2019-09-30 02:00 | 283.75 | 281.4
2019-09-30 02:30 | 282.71 | 280.18
2019-09-30 03:00 | 283.8 | 281.31
2019-09-30 03:30 | 283.41 | 281.1
2019-09-30 04:00 | 283.71 | 281.42
2019-09-30 04:30 | 283.6 | 281.43
2019-09-30 05:00 | 283.74 | 281.69
2019-09-30 05:30 | 284.74 | 282.65
2019-09-30 06:00 | 286.12 | 283.91
2019-09-30 06:30 | 283.79 | 281.84
2019-09-30 07:00 | 283.86 | 281.87
2019-09-30 07:30 | 281.91 | 279.97
2019-09-30 08:00 | 281.32 | 279.36
2019-09-30 08:30 | 281.56 | 278.61
2019-09-30 09:00 | 278.45 | 275.17
2019-09-30 09:30 | 274.9 | 271.84
2019-09-30 10:00 | 273.32 | 270.3
2019-09-30 10:30 | 271.59 | 268.65
2019-09-30 11:00 | 270.44 | 267.52
2019-09-30 11:30 | 270.13 | 267.13
2019-09-30 12:00 | 268.36 | 265.52
2019-09-30 12:30 | 268.42 | 265.55
2019-09-30 13:00 | 265.92 | 263.12
2019-09-30 13:30 | 262.85 | 259.97
2019-09-30 14:00 | 262.85 | 260.05
2019-09-30 14:30 | 263.98 | 261.01
2019-09-30 15:00 | 267.28 | 264.23
2019-09-30 15:30 | 268 | 264.63
2019-09-30 16:00 | 270.45 | 267.2
2019-09-30 16:30 | 271.18 | 267.97
2019-09-30 17:00 | 277.85 | 274.55
2019-09-30 17:30 | 278.28 | 275.14
2019-09-30 18:00 | 279.56 | 276.45
2019-09-30 18:30 | 280.93 | 277.86
2019-09-30 19:00 | 282.39 | 278.91
2019-09-30 19:30 | 284.21 | 280.13
2019-09-30 20:00 | 272.83 | 268.77
2019-09-30 20:30 | 283.87 | 279.98
2019-09-30 21:00 | 284.46 | 280.71
2019-09-30 21:30 | 284.08 | 280.53
2019-09-30 22:00 | 284.82 | 281.19
2019-09-30 22:30 | 284.97 | 281.12
2019-09-30 23:00 | 284.98 | 281.09
2019-09-30 23:30 | 283.29 | 279.59
2019-10-01 | 282.15 | 278.48
2019-10-01 00:30 | 282.32 | 278.59
2019-10-01 01:00 | 283.94 | 279.69
2019-10-01 01:30 | 284.4 | 279.71
2019-10-01 02:00 | 285.09 | 280.29
2019-10-01 02:30 | 278.59 | 273.8
2019-10-01 03:00 | 265.89 | 261.08
2019-10-01 03:30 | 266.78 | 261.91
2019-10-01 04:00 | 266.74 | 261.89
2019-10-01 04:30 | 266.52 | 261.72
2019-10-01 05:00 | 267.51 | 262.87
2019-10-01 05:30 | 276.99 | 272.46
2019-10-01 06:00 | 280.53 | 276.23
2019-10-01 06:30 | 279.56 | 275.94
2019-10-01 07:00 | 278.11 | 274.69
2019-10-01 07:30 | 244.36 | 241.23
2019-10-01 08:00 | 229.22 | 226.44
2019-10-01 08:30 | 228.91 | 226.1
2019-10-01 09:00 | 228.42 | 225.54
2019-10-01 09:30 | 228.91 | 224.75
2019-10-01 10:00 | 228.85 | 225.71
2019-10-01 10:30 | 230.96 | 227.93
2019-10-01 11:00 | 232.09 | 228.83
2019-10-01 11:30 | 232.08 | 229.31
2019-10-01 12:00 | 230.79 | 228.59
2019-10-01 12:30 | 229.69 | 227.58
2019-10-01 13:00 | 228.5 | 226.41
2019-10-01 13:30 | 229.83 | 227.44
2019-10-01 14:00 | 226 | 223.66
2019-10-01 14:30 | 226.86 | 224.51
2019-10-01 15:00 | 227.05 | 224.74
2019-10-01 15:30 | 229.78 | 227.51
2019-10-01 16:00 | 232.98 | 230.82
2019-10-01 16:30 | 232.29 | 230.16
2019-10-01 17:00 | 232.52 | 230.34
2019-10-01 17:30 | 230.95 | 228.94
2019-10-01 18:00 | 229.3 | 227.38
2019-10-01 18:30 | 230.32 | 228.52
2019-10-01 19:00 | 232.57 | 230.52
2019-10-01 19:30 | 232.74 | 230.81
2019-10-01 20:00 | 232.49 | 230.6
2019-10-01 20:30 | 230.18 | 228.4
2019-10-01 21:00 | 232.39 | 229.87
2019-10-01 21:30 | 231.81 | 229.49
2019-10-01 22:00 | 230.46 | 228.45
2019-10-01 22:30 | 230.46 | 228.32
2019-10-01 23:00 | 229.99 | 228.01
2019-10-01 23:30 | 229.11 | 227.06
2019-10-02 | 229.07 | 227.15
2019-10-02 00:30 | 227.73 | 226.21
2019-10-02 01:00 | 228.41 | 226.7
2019-10-02 01:30 | 228.26 | 226.57
2019-10-02 02:00 | 227.23 | 225.29
2019-10-02 02:30 | 227.98 | 226.07
2019-10-02 03:00 | 229.1 | 227.07
2019-10-02 03:30 | 228.42 | 226.47
2019-10-02 04:00 | 227.76 | 225.87
2019-10-02 04:30 | 226.9 | 225
2019-10-02 05:00 | 226.45 | 224.67
2019-10-02 05:30 | 227.51 | 225.54
2019-10-02 06:00 | 226.13 | 224.7
2019-10-02 06:30 | 221.64 | 220.1
2019-10-02 07:00 | 225.35 | 223.8
2019-10-02 07:30 | 235.84 | 234.48
2019-10-02 08:00 | 241.59 | 240.27
2019-10-02 08:30 | 241.89 | 240.56
2019-10-02 09:00 | 242.7 | 241.17
2019-10-02 09:30 | 238.97 | 237.54
2019-10-02 10:00 | 238.15 | 236.65
2019-10-02 10:30 | 237.76 | 236.28
2019-10-02 11:00 | 237.24 | 235.77
2019-10-02 11:30 | 229.6 | 228.15
2019-10-02 12:00 | 226.52 | 225.02
2019-10-02 12:30 | 226.62 | 225.09
2019-10-02 13:00 | 227.58 | 225.68
2019-10-02 13:30 | 225.29 | 223.22
2019-10-02 14:00 | 228.19 | 225.99
2019-10-02 14:30 | 227.67 | 225.43
2019-10-02 15:00 | 225.76 | 223.07
2019-10-02 15:30 | 225.02 | 222.38
2019-10-02 16:00 | 223.1 | 220.65
2019-10-02 16:30 | 223.58 | 220.97
2019-10-02 17:00 | 248.2 | 245.99
2019-10-02 17:30 | 245.14 | 242.46
2019-10-02 18:00 | 244.92 | 242.45
2019-10-02 18:30 | 242.58 | 240.34
2019-10-02 19:00 | 242.15 | 240.05
2019-10-02 19:30 | 242.4 | 240.58
2019-10-02 20:00 | 235.52 | 233.56
2019-10-02 20:30 | 236.49 | 234.5
2019-10-02 21:00 | 237.28 | 234.82
2019-10-02 21:30 | 231.35 | 229.44
2019-10-02 22:00 | 230.31 | 228.61
2019-10-02 22:30 | 230.79 | 229.02
2019-10-02 23:00 | 231.87 | 230.01
2019-10-02 23:30 | 231.18 | 229.33
2019-10-03 | 232.29 | 230.43
2019-10-03 00:30 | 233.92 | 231.78
2019-10-03 01:00 | 233.7 | 231.66
2019-10-03 01:30 | 233.23 | 231.11
2019-10-03 02:00 | 231.11 | 229.14
2019-10-03 02:30 | 232.86 | 230.78
2019-10-03 03:00 | 234 | 231.89
2019-10-03 03:30 | 233.8 | 231.63
2019-10-03 04:00 | 233.75 | 231.68
2019-10-03 04:30 | 236.96 | 234.6
2019-10-03 05:00 | 240.99 | 238.23
2019-10-03 05:30 | 241.5 | 238.55
2019-10-03 06:00 | 240.46 | 237.4
2019-10-03 06:30 | 234.78 | 232.2
2019-10-03 07:00 | 232.9 | 230.52
2019-10-03 07:30 | 234.79 | 232.28
2019-10-03 08:00 | 235.84 | 233.4
2019-10-03 08:30 | 236.15 | 233.71
2019-10-03 09:00 | 235.69 | 233.26
2019-10-03 09:30 | 236.1 | 233.57
2019-10-03 10:00 | 234.85 | 232.46
2019-10-03 10:30 | 234.27 | 232.02
2019-10-03 11:00 | 232.54 | 230.46
2019-10-03 11:30 | 259.55 | 257.55
2019-10-03 12:00 | 274.36 | 272.6
2019-10-03 12:30 | 274.55 | 272.73
2019-10-03 13:00 | 274.45 | 272.6
2019-10-03 13:30 | 275.41 | 273.58
2019-10-03 14:00 | 276.48 | 274.78
2019-10-03 14:30 | 275.19 | 273.66
2019-10-03 15:00 | 275.46 | 273.98
2019-10-03 15:30 | 277.57 | 275.92
2019-10-03 16:00 | 276 | 274.52
2019-10-03 16:30 | 276.66 | 275.16
2019-10-03 17:00 | 278.58 | 276.93
2019-10-03 17:30 | 279.86 | 278.22
2019-10-03 18:00 | 271.78 | 269.86
2019-10-03 18:30 | 236.92 | 234.17
2019-10-03 19:00 | 236.97 | 234.28
2019-10-03 19:30 | 236.84 | 234.29
2019-10-03 20:00 | 235.23 | 232.81
2019-10-03 20:30 | 235.27 | 232.86
2019-10-03 21:00 | 234.23 | 231.99
2019-10-03 21:30 | 234.15 | 231.93
2019-10-03 22:00 | 234.86 | 232.69
2019-10-03 22:30 | 235.4 | 233.24
2019-10-03 23:00 | 234.66 | 232.55
2019-10-03 23:30 | 235.11 | 232.76
2019-10-04 | 236.32 | 233.84
2019-10-04 00:30 | 237.05 | 234.15
2019-10-04 01:00 | 237.62 | 234.59
2019-10-04 01:30 | 237 | 234.08
2019-10-04 02:00 | 237.4 | 234.48
2019-10-04 02:30 | 237.54 | 234.52
2019-10-04 03:00 | 236.61 | 233.8
2019-10-04 03:30 | 238.01 | 235.19
2019-10-04 04:00 | 238.17 | 235.35
2019-10-04 04:30 | 238.38 | 235.52
2019-10-04 05:00 | 236.76 | 234.02
2019-10-04 05:30 | 236.43 | 233.44
2019-10-04 06:00 | 236.72 | 233.34
2019-10-04 06:30 | 235.5 | 231.97
2019-10-04 07:00 | 234.81 | 232.2
2019-10-04 07:30 | 235.12 | 232.62
2019-10-04 08:00 | 234.34 | 231.78
2019-10-04 08:30 | 278.95 | 277.44
2019-10-04 09:00 | 282.13 | 280.52
2019-10-04 09:30 | 276.9 | 275.2
2019-10-04 10:00 | 265.32 | 263.29
2019-10-04 10:30 | 264.47 | 262.59
2019-10-04 11:00 | 264.12 | 262.47
2019-10-04 11:30 | 264.3 | 262.62
2019-10-04 12:00 | 263.91 | 262.27
2019-10-04 12:30 | 263.44 | 261.86
2019-10-04 13:00 | 263.93 | 262.3
2019-10-04 13:30 | 266 | 264.19
2019-10-04 14:00 | 266.41 | 264.63
2019-10-04 14:30 | 264.47 | 262.81
2019-10-04 15:00 | 263.11 | 261.39
2019-10-04 15:30 | 264.8 | 263.13
2019-10-04 16:00 | 264.59 | 262.91
2019-10-04 16:30 | 263.11 | 261.56
2019-10-04 17:00 | 262.55 | 260.89
2019-10-04 17:30 | 262.86 | 260.94
2019-10-04 18:00 | 265.32 | 263.52
2019-10-04 18:30 | 268.74 | 267.08
2019-10-04 19:00 | 272.75 | 270.91
2019-10-04 19:30 | 275.84 | 273.96
2019-10-04 20:00 | 270.19 | 268.2
2019-10-04 20:30 | 263.61 | 261.34
2019-10-04 21:00 | 266.28 | 263.84
2019-10-04 21:30 | 266.36 | 263.93
2019-10-04 22:00 | 269.85 | 267.5
2019-10-04 22:30 | 274.78 | 271.82
2019-10-04 23:00 | 274.39 | 271.21
2019-10-04 23:30 | 273.45 | 270.45
2019-10-05 | 272.87 | 270.33
2019-10-05 00:30 | 271.35 | 269.18
2019-10-05 01:00 | 269.11 | 267.14
2019-10-05 01:30 | 270.32 | 268.23
2019-10-05 02:00 | 271.09 | 268.84
2019-10-05 02:30 | 270.91 | 268.49
2019-10-05 03:00 | 270 | 267.64
2019-10-05 03:30 | 269.14 | 266.91
2019-10-05 04:00 | 269.37 | 267.07
2019-10-05 04:30 | 269.2 | 266.89
2019-10-05 05:00 | 269.27 | 267.01
2019-10-05 05:30 | 269.65 | 267.26
2019-10-05 06:00 | 270.11 | 267.77
2019-10-05 06:30 | 269.41 | 266.83
2019-10-05 07:00 | 261.37 | 258.12
2019-10-05 07:30 | 260.91 | 258.02
2019-10-05 08:00 | 239.69 | 236.77
2019-10-05 08:30 | 236.59 | 233.48
2019-10-05 09:00 | 236.34 | 233.22
2019-10-05 09:30 | 236.76 | 233.66
2019-10-05 10:00 | 236.12 | 233.34
2019-10-05 10:30 | 236.54 | 234.09
2019-10-05 11:00 | 236.43 | 234.1
2019-10-05 11:30 | 237.57 | 234.63
2019-10-05 12:00 | 241.45 | 238.2
2019-10-05 12:30 | 249.33 | 245.44
2019-10-05 13:00 | 249.23 | 245.78
2019-10-05 13:30 | 248.42 | 245.36
2019-10-05 14:00 | 247.55 | 244.78
2019-10-05 14:30 | 247.33 | 244.54
2019-10-05 15:00 | 247.43 | 244.32
2019-10-05 15:30 | 248.27 | 244.68
2019-10-05 16:00 | 248.75 | 245.28
2019-10-05 16:30 | 249.41 | 245.72
2019-10-05 17:00 | 264.39 | 261.24
2019-10-05 17:30 | 270.77 | 267.83
2019-10-05 18:00 | 270.23 | 267.33
2019-10-05 18:30 | 269.15 | 266.34
2019-10-05 19:00 | 269.46 | 266.55
2019-10-05 19:30 | 269.73 | 266.86
2019-10-05 20:00 | 269.89 | 267.05
2019-10-05 20:30 | 270.31 | 267.27
2019-10-05 21:00 | 267.14 | 264.12
2019-10-05 21:30 | 281.06 | 277.91
2019-10-05 22:00 | 291.56 | 288.22
2019-10-05 22:30 | 291.88 | 288.58
2019-10-05 23:00 | 291.52 | 288.19
2019-10-05 23:30 | 293.76 | 290.22
2019-10-06 | 294.13 | 290.58
2019-10-06 00:30 | 295.76 | 292.28
2019-10-06 01:00 | 294.23 | 291.2
2019-10-06 01:30 | 294.2 | 291.46
2019-10-06 02:00 | 294.94 | 292.19
2019-10-06 02:30 | 294.81 | 292.09
2019-10-06 03:00 | 293.4 | 290.87
2019-10-06 03:30 | 294.1 | 291.58
2019-10-06 04:00 | 293.79 | 291.23
2019-10-06 04:30 | 293.88 | 291.35
2019-10-06 05:00 | 292.45 | 290.02
2019-10-06 05:30 | 293.64 | 291.13
2019-10-06 06:00 | 294.83 | 292.29
2019-10-06 06:30 | 287.58 | 285.14
2019-10-06 07:00 | 252.06 | 248.9
2019-10-06 07:30 | 249.77 | 246.08
2019-10-06 08:00 | 248.54 | 244.86
2019-10-06 08:30 | 245.83 | 241.98
2019-10-06 09:00 | 245.26 | 240.62
2019-10-06 09:30 | 246.48 | 241.75
2019-10-06 10:00 | 246.27 | 242.38
2019-10-06 10:30 | 241.56 | 238.3
2019-10-06 11:00 | 239.36 | 236.29
2019-10-06 11:30 | 240.71 | 237.32
2019-10-06 12:00 | 240.43 | 236.88
2019-10-06 12:30 | 242.67 | 238.91
2019-10-06 13:00 | 242.6 | 239.07
2019-10-06 13:30 | 242.16 | 238.96
2019-10-06 14:00 | 238.23 | 235.1
2019-10-06 14:30 | 238.51 | 235.41
2019-10-06 15:00 | 241.16 | 237.67
2019-10-06 15:30 | 240.55 | 237.23
2019-10-06 16:00 | 240.45 | 237.16
2019-10-06 16:30 | 242.52 | 238.94
2019-10-06 17:00 | 243.25 | 239.44
2019-10-06 17:30 | 249.27 | 244.97
2019-10-06 18:00 | 293.26 | 289.34
2019-10-06 18:30 | 291.03 | 288.13
2019-10-06 19:00 | 292.03 | 289.15
2019-10-06 19:30 | 293.79 | 290.92
2019-10-06 20:00 | 295.05 | 292.21
2019-10-06 20:30 | 296.36 | 293.62
2019-10-06 21:00 | 277.67 | 274.97
2019-10-06 21:30 | 267.71 | 264.52
2019-10-06 22:00 | 264.26 | 260.18
2019-10-06 22:30 | 252.75 | 248.4
2019-10-06 23:00 | 252.82 | 248.5
2019-10-06 23:30 | 253.81 | 249.08
2019-10-07 | 248.54 | 243.85
2019-10-07 00:30 | 248.22 | 243.54
2019-10-07 01:00 | 251.03 | 245.63
2019-10-07 01:30 | 249.65 | 245.04
2019-10-07 02:00 | 249.41 | 245.36
2019-10-07 02:30 | 250.04 | 246.08
2019-10-07 03:00 | 252.1 | 248.07
2019-10-07 03:30 | 252.06 | 247.93
2019-10-07 04:00 | 251.25 | 246.94
2019-10-07 04:30 | 250.3 | 246.02
2019-10-07 05:00 | 250.02 | 245.67
2019-10-07 05:30 | 248.58 | 244.26
2019-10-07 06:00 | 246.49 | 242.33
2019-10-07 06:30 | 249.51 | 245.4
2019-10-07 07:00 | 251.47 | 246.95
2019-10-07 07:30 | 251.87 | 247.02
2019-10-07 08:00 | 249.6 | 244.91
2019-10-07 08:30 | 248.9 | 244.38
2019-10-07 09:00 | 250.69 | 245.9
2019-10-07 09:30 | 251.15 | 246.13
2019-10-07 10:00 | 250.33 | 246.03
2019-10-07 10:30 | 250.87 | 246.47
2019-10-07 11:00 | 251.33 | 246.72
2019-10-07 11:30 | 249.88 | 245.52
2019-10-07 12:00 | 249.48 | 245.1
2019-10-07 12:30 | 250.69 | 246.59
2019-10-07 13:00 | 250.75 | 246.29
2019-10-07 13:30 | 252.98 | 248
2019-10-07 14:00 | 253.78 | 248.76
2019-10-07 14:30 | 254.24 | 249.37
2019-10-07 15:00 | 254.42 | 249.53
2019-10-07 15:30 | 253.81 | 249.3
2019-10-07 16:00 | 255.28 | 250.66
2019-10-07 16:30 | 254.02 | 249.71
2019-10-07 17:00 | 286.1 | 282.89
2019-10-07 17:30 | 295.51 | 292.17
2019-10-07 18:00 | 295.54 | 292.4
2019-10-07 18:30 | 296.57 | 293.6
2019-10-07 19:00 | 296.53 | 293.63
2019-10-07 19:30 | 296.2 | 293.32
2019-10-07 20:00 | 295.19 | 292.4
2019-10-07 20:30 | 294.79 | 291.9
2019-10-07 21:00 | 295.18 | 292.28
2019-10-07 21:30 | 294.66 | 291.86
2019-10-07 22:00 | 288.2 | 285.31
2019-10-07 22:30 | 260.66 | 257.24
2019-10-07 23:00 | 252.44 | 248.95
2019-10-07 23:30 | 252.11 | 248.72
2019-10-08 | 252.26 | 249.07
2019-10-08 00:30 | 252.28 | 249.13
2019-10-08 01:00 | 252.77 | 249.64
2019-10-08 01:30 | 252.12 | 248.61
2019-10-08 02:00 | 251.04 | 247.51
2019-10-08 02:30 | 251.34 | 247.38
2019-10-08 03:00 | 252.03 | 247.71
2019-10-08 03:30 | 252.07 | 247.71
2019-10-08 04:00 | 250.13 | 245.93
2019-10-08 04:30 | 249.74 | 245.76
2019-10-08 05:00 | 249.8 | 246.11
2019-10-08 05:30 | 259.33 | 256.41
2019-10-08 06:00 | 287.08 | 284.52
2019-10-08 06:30 | 268.12 | 265.31
2019-10-08 07:00 | 246.99 | 243.28
2019-10-08 07:30 | 247.05 | 243.29
2019-10-08 08:00 | 244.47 | 241.05
2019-10-08 08:30 | 244.17 | 240.66
2019-10-08 09:00 | 244.32 | 241.26
2019-10-08 09:30 | 246.02 | 242.4
2019-10-08 10:00 | 245.88 | 242.39
2019-10-08 10:30 | 244.44 | 241.31
2019-10-08 11:00 | 245.53 | 242.23
2019-10-08 11:30 | 243.61 | 240.08
2019-10-08 12:00 | 242.81 | 239.38
2019-10-08 12:30 | 246.65 | 242.58
2019-10-08 13:00 | 247.7 | 243.58
2019-10-08 13:30 | 246.87 | 242.82
2019-10-08 14:00 | 246.93 | 242.81
2019-10-08 14:30 | 246.93 | 242.78
2019-10-08 15:00 | 249.05 | 244.78
2019-10-08 15:30 | 250.8 | 246.05
2019-10-08 16:00 | 249.41 | 244.6
2019-10-08 16:30 | 249.85 | 244.99
2019-10-08 17:00 | 249.67 | 244.83
2019-10-08 17:30 | 249.38 | 244.61
2019-10-08 18:00 | 248.35 | 243.57
2019-10-08 18:30 | 248.98 | 243.99
2019-10-08 19:00 | 250.46 | 246.19
2019-10-08 19:30 | 260.47 | 256.86
2019-10-08 20:00 | 258.53 | 255.1
2019-10-08 20:30 | 258.27 | 254.96
2019-10-08 21:00 | 259.39 | 256.14
2019-10-08 21:30 | 261.06 | 257.45
2019-10-08 22:00 | 257.72 | 253.22
2019-10-08 22:30 | 242.69 | 237.77
2019-10-08 23:00 | 243.08 | 238.2
2019-10-08 23:30 | 240.74 | 236.01
2019-10-09 | 240.36 | 235.59
2019-10-09 00:30 | 241.28 | 236.42
2019-10-09 01:00 | 241.77 | 236.85
2019-10-09 01:30 | 241.73 | 236.96
2019-10-09 02:00 | 243.68 | 238.12
2019-10-09 02:30 | 242.85 | 237.29
2019-10-09 03:00 | 241.78 | 236.34
2019-10-09 03:30 | 242.31 | 236.72
2019-10-09 04:00 | 242.55 | 236.92
2019-10-09 04:30 | 237.66 | 232.52
2019-10-09 05:00 | 237 | 231.97
2019-10-09 05:30 | 239.82 | 234.86
2019-10-09 06:00 | 243.89 | 239.7
2019-10-09 06:30 | 240.54 | 236.66
2019-10-09 07:00 | 237.69 | 234.37
2019-10-09 07:30 | 237.46 | 233.94
2019-10-09 08:00 | 237.23 | 233.57
2019-10-09 08:30 | 239.57 | 235.54
2019-10-09 09:00 | 238.66 | 234.63
2019-10-09 09:30 | 238.44 | 234.16
2019-10-09 10:00 | 237.82 | 233.54
2019-10-09 10:30 | 238.4 | 234.18
2019-10-09 11:00 | 239.16 | 234.87
2019-10-09 11:30 | 239.62 | 235.28
2019-10-09 12:00 | 239.53 | 235.25
2019-10-09 12:30 | 240.71 | 236.39
2019-10-09 13:00 | 241.33 | 236.91
2019-10-09 13:30 | 241.22 | 236.8
2019-10-09 14:00 | 241.41 | 236.93
2019-10-09 14:30 | 240.19 | 235.81
2019-10-09 15:00 | 239.03 | 234.96
2019-10-09 15:30 | 238.6 | 234.57
2019-10-09 16:00 | 238.61 | 234.64
2019-10-09 16:30 | 242.52 | 238
2019-10-09 17:00 | 248.51 | 243.27
2019-10-09 17:30 | 250.83 | 245.32
2019-10-09 18:00 | 253.16 | 247.71
2019-10-09 18:30 | 252.17 | 247.77
2019-10-09 19:00 | 252.67 | 248.25
2019-10-09 19:30 | 251.28 | 247.02
2019-10-09 20:00 | 249.83 | 245.78
2019-10-09 20:30 | 249.2 | 245.24
2019-10-09 21:00 | 249.36 | 245.53
2019-10-09 21:30 | 251.62 | 247.64
2019-10-09 22:00 | 251.94 | 247.98
2019-10-09 22:30 | 243.56 | 240.78
2019-10-09 23:00 | 242.47 | 239.89
2019-10-09 23:30 | 238.82 | 236.14
2019-10-10 | 238.85 | 236.13
2019-10-10 00:30 | 240.11 | 237.13
2019-10-10 01:00 | 244.14 | 240.67
2019-10-10 01:30 | 244.38 | 240.94
2019-10-10 02:00 | 244.8 | 241.48
2019-10-10 02:30 | 244.49 | 241.24
2019-10-10 03:00 | 244.69 | 241.41
2019-10-10 03:30 | 245.29 | 241.94
2019-10-10 04:00 | 243.65 | 240.46
2019-10-10 04:30 | 244.1 | 240.9
2019-10-10 05:00 | 244.31 | 240.87
2019-10-10 05:30 | 244.99 | 241.14
2019-10-10 06:00 | 245.81 | 241.71
2019-10-10 06:30 | 244.65 | 240.33
2019-10-10 07:00 | 244.77 | 240.5
2019-10-10 07:30 | 242.96 | 238.92
2019-10-10 08:00 | 248.61 | 244.2
2019-10-10 08:30 | 249.49 | 245.08
2019-10-10 09:00 | 248.78 | 244.64
2019-10-10 09:30 | 249.65 | 245.73
2019-10-10 10:00 | 249.88 | 246.01
2019-10-10 10:30 | 249.87 | 245.94
2019-10-10 11:00 | 251.21 | 247.14
2019-10-10 11:30 | 249.93 | 245.86
2019-10-10 12:00 | 250.73 | 246.72
2019-10-10 12:30 | 251.81 | 247.71
2019-10-10 13:00 | 252.21 | 247.86
2019-10-10 13:30 | 251.01 | 246.89
2019-10-10 14:00 | 253.16 | 248.82
2019-10-10 14:30 | 256.93 | 252.23
2019-10-10 15:00 | 256.51 | 251.73
2019-10-10 15:30 | 254.82 | 250.06
2019-10-10 16:00 | 254.14 | 249.19
2019-10-10 16:30 | 254.91 | 249.92
2019-10-10 17:00 | 255.35 | 250.2
2019-10-10 17:30 | 254.38 | 249.66
2019-10-10 18:00 | 254.24 | 249.44
2019-10-10 18:30 | 253.21 | 248.62
2019-10-10 19:00 | 253.13 | 248.65
2019-10-10 19:30 | 253.85 | 249.35
2019-10-10 20:00 | 254.91 | 250.53
2019-10-10 20:30 | 254.04 | 249.92
2019-10-10 21:00 | 253.56 | 249.6
2019-10-10 21:30 | 254.96 | 250.89
2019-10-10 22:00 | 250.02 | 246.36
2019-10-10 22:30 | 254.85 | 250.6
2019-10-10 23:00 | 255.09 | 250.96
2019-10-10 23:30 | 254.23 | 250.26
2019-10-11 | 254.48 | 250.59
2019-10-11 00:30 | 252.05 | 248.72
2019-10-11 01:00 | 252.42 | 249.04
2019-10-11 01:30 | 250.95 | 247.74
2019-10-11 02:00 | 251.61 | 248.39
2019-10-11 02:30 | 253.52 | 250.26
2019-10-11 03:00 | 253.23 | 249.95
2019-10-11 03:30 | 252.62 | 249.28
2019-10-11 04:00 | 252.53 | 249.15
2019-10-11 04:30 | 252.45 | 249.2
2019-10-11 05:00 | 252.33 | 249.22
2019-10-11 05:30 | 251.98 | 248.8
2019-10-11 06:00 | 252.18 | 248.99
2019-10-11 06:30 | 252.1 | 248.66
2019-10-11 07:00 | 253 | 249.32
2019-10-11 07:30 | 251.55 | 248.05
2019-10-11 08:00 | 240.69 | 238.21
2019-10-11 08:30 | 238.23 | 235.68
2019-10-11 09:00 | 238 | 235.31
2019-10-11 09:30 | 240 | 237.27
2019-10-11 10:00 | 243.28 | 240.61
2019-10-11 10:30 | 243.59 | 240.97
2019-10-11 11:00 | 242.11 | 239.59
2019-10-11 11:30 | 240.59 | 238.08
2019-10-11 12:00 | 246.26 | 243.46
2019-10-11 12:30 | 249.7 | 246.65
2019-10-11 13:00 | 251.65 | 248.67
2019-10-11 13:30 | 251.65 | 248.66
2019-10-11 14:00 | 249.41 | 246.44
2019-10-11 14:30 | 246.05 | 243.22
2019-10-11 15:00 | 247.19 | 244.19
2019-10-11 15:30 | 246.68 | 243.66
2019-10-11 16:00 | 246.48 | 243.53
2019-10-11 16:30 | 246.93 | 243.92
2019-10-11 17:00 | 247.77 | 244.66
2019-10-11 17:30 | 248.03 | 245.04
2019-10-11 18:00 | 248.13 | 245.18
2019-10-11 18:30 | 248.81 | 245.67
2019-10-11 19:00 | 247.55 | 244.62
2019-10-11 19:30 | 249.74 | 246.85
2019-10-11 20:00 | 250.34 | 247.2
2019-10-11 20:30 | 248.76 | 245.89
2019-10-11 21:00 | 249.34 | 246.41
2019-10-11 21:30 | 249.82 | 246.88
2019-10-11 22:00 | 250.56 | 247.66
2019-10-11 22:30 | 251.19 | 248.22
2019-10-11 23:00 | 251.14 | 248.19
2019-10-11 23:30 | 251.09 | 248.14
2019-10-12 | 250.84 | 247.84
2019-10-12 00:30 | 251.75 | 248.4
2019-10-12 01:00 | 249.86 | 246.86
2019-10-12 01:30 | 250.34 | 247.45
2019-10-12 02:00 | 250.43 | 247.46
2019-10-12 02:30 | 247.88 | 245.06
2019-10-12 03:00 | 244.25 | 241.41
2019-10-12 03:30 | 245.12 | 241.83
2019-10-12 04:00 | 246.16 | 242.6
2019-10-12 04:30 | 244.43 | 240.98
2019-10-12 05:00 | 244.66 | 241.12
2019-10-12 05:30 | 244.37 | 241.08
2019-10-12 06:00 | 245.45 | 242.48
2019-10-12 06:30 | 245.08 | 242.15
2019-10-12 07:00 | 244.77 | 241.95
2019-10-12 07:30 | 243.3 | 240.68
2019-10-12 08:00 | 241.86 | 239.24
2019-10-12 08:30 | 238.99 | 236.38
2019-10-12 09:00 | 240.1 | 237.27
2019-10-12 09:30 | 239.4 | 236.72
2019-10-12 10:00 | 238.26 | 235.16
2019-10-12 10:30 | 236.67 | 233.67
2019-10-12 11:00 | 235 | 232.04
2019-10-12 11:30 | 232.88 | 229.89
2019-10-12 12:00 | 235.12 | 231.99
2019-10-12 12:30 | 237.03 | 233.81
2019-10-12 13:00 | 236.12 | 232.83
2019-10-12 13:30 | 235.42 | 232.24
2019-10-12 14:00 | 235.91 | 232.68
2019-10-12 14:30 | 236.01 | 232.88
2019-10-12 15:00 | 236.53 | 233.35
2019-10-12 15:30 | 236.12 | 233.45
2019-10-12 16:00 | 236.38 | 233.44
2019-10-12 16:30 | 235.09 | 232.18
2019-10-12 17:00 | 239.97 | 236.9
2019-10-12 17:30 | 240.64 | 237.57
2019-10-12 18:00 | 243.5 | 240.53
2019-10-12 18:30 | 245.35 | 241.92
2019-10-12 19:00 | 246.47 | 242.89
2019-10-12 19:30 | 245.77 | 242.14
2019-10-12 20:00 | 247.53 | 243.72
2019-10-12 20:30 | 247.54 | 243.83
2019-10-12 21:00 | 249.61 | 245.78
2019-10-12 21:30 | 251.25 | 247.76
2019-10-12 22:00 | 250.32 | 247.04
2019-10-12 22:30 | 252.36 | 248.97
2019-10-12 23:00 | 252.19 | 248.71
2019-10-12 23:30 | 252.34 | 248.88
2019-10-13 | 249.38 | 246.17
2019-10-13 00:30 | 249.54 | 246.37
2019-10-13 01:00 | 250.59 | 247.35
2019-10-13 01:30 | 252.8 | 249.5
2019-10-13 02:00 | 253.73 | 250.21
2019-10-13 02:30 | 253.93 | 250.27
2019-10-13 03:00 | 255.11 | 251.32
2019-10-13 03:30 | 254.16 | 250.43
2019-10-13 04:00 | 254.63 | 250.77
2019-10-13 04:30 | 253.85 | 250.11
2019-10-13 05:00 | 253.05 | 249.38
2019-10-13 05:30 | 253.99 | 250.21
2019-10-13 06:00 | 253.67 | 250.03
2019-10-13 06:30 | 253.73 | 250.04
2019-10-13 07:00 | 251.41 | 247.7
2019-10-13 07:30 | 248.46 | 244.81
2019-10-13 08:00 | 248.74 | 244.8
2019-10-13 08:30 | 250.38 | 246.01
2019-10-13 09:00 | 250.7 | 246.22
2019-10-13 09:30 | 250.84 | 246.28
2019-10-13 10:00 | 250.49 | 246.01
2019-10-13 10:30 | 247.85 | 243.84
2019-10-13 11:00 | 244.93 | 241.4
2019-10-13 11:30 | 244.25 | 240.7
2019-10-13 12:00 | 242.86 | 239.54
2019-10-13 12:30 | 240.35 | 237.12
2019-10-13 13:00 | 239.25 | 236.71
2019-10-13 13:30 | 239.17 | 236.73
2019-10-13 14:00 | 239.24 | 236.77
2019-10-13 14:30 | 238.85 | 236.39
2019-10-13 15:00 | 239.17 | 236.65
2019-10-13 15:30 | 239.1 | 236.47
2019-10-13 16:00 | 238.17 | 235.52
2019-10-13 16:30 | 239.01 | 236.58
2019-10-13 17:00 | 239.43 | 236.97
2019-10-13 17:30 | 239.08 | 236.69
2019-10-13 18:00 | 239.85 | 237.38
2019-10-13 18:30 | 242.45 | 239.69
2019-10-13 19:00 | 247.03 | 244.21
2019-10-13 19:30 | 248.42 | 245.61
2019-10-13 20:00 | 252.04 | 248.72
2019-10-13 20:30 | 252.64 | 249.13
2019-10-13 21:00 | 252.17 | 249.01
2019-10-13 21:30 | 251.65 | 248.56
2019-10-13 22:00 | 251.6 | 247.94
2019-10-13 22:30 | 250.37 | 246.95
2019-10-13 23:00 | 250.05 | 246.66
2019-10-13 23:30 | 248.75 | 245.54
2019-10-14 | 249.48 | 245.56
2019-10-14 00:30 | 248.94 | 244.93
2019-10-14 01:00 | 250 | 245.83
2019-10-14 01:30 | 250.35 | 246.1
2019-10-14 02:00 | 249.62 | 245.39
2019-10-14 02:30 | 249.92 | 245.86
2019-10-14 03:00 | 245.13 | 241.55
2019-10-14 03:30 | 243.37 | 240.05
2019-10-14 04:00 | 243.8 | 240.52
2019-10-14 04:30 | 244.74 | 241.29
2019-10-14 05:00 | 248.3 | 244.45
2019-10-14 05:30 | 249.12 | 245.12
2019-10-14 06:00 | 248.76 | 245.95
2019-10-14 06:30 | 247.52 | 244.73
2019-10-14 07:00 | 245.15 | 242.35
2019-10-14 07:30 | 243.37 | 240.56
2019-10-14 08:00 | 242.99 | 240.18
2019-10-14 08:30 | 241.84 | 238.95
2019-10-14 09:00 | 242.66 | 239.14
2019-10-14 09:30 | 239.34 | 235.83
2019-10-14 10:00 | 242.32 | 238.8
2019-10-14 10:30 | 245.03 | 241.96
2019-10-14 11:00 | 245.66 | 242.02
2019-10-14 11:30 | 245.99 | 242.35
2019-10-14 12:00 | 244.05 | 240.9
2019-10-14 12:30 | 245.41 | 242.3
2019-10-14 13:00 | 246.56 | 243.44
2019-10-14 13:30 | 248.57 | 245.46
2019-10-14 14:00 | 246.87 | 243.79
2019-10-14 14:30 | 247.52 | 244.49
2019-10-14 15:00 | 246.31 | 242.85
2019-10-14 15:30 | 247.04 | 243.41
2019-10-14 16:00 | 247.39 | 243.84
2019-10-14 16:30 | 247.01 | 243.45
2019-10-14 17:00 | 246.11 | 242.61
2019-10-14 17:30 | 247.22 | 243.69
2019-10-14 18:00 | 248.59 | 245.3
2019-10-14 18:30 | 245.19 | 241.72
2019-10-14 19:00 | 246.67 | 242.7
2019-10-14 19:30 | 239.56 | 237.08
2019-10-14 20:00 | 237.23 | 234.93
2019-10-14 20:30 | 238.54 | 235.67
2019-10-14 21:00 | 239.42 | 236.4
2019-10-14 21:30 | 241.24 | 238.03
2019-10-14 22:00 | 245.69 | 242.04
2019-10-14 22:30 | 245.82 | 242.16
2019-10-14 23:00 | 244.6 | 240.53
2019-10-14 23:30 | 245.12 | 240.92
2019-10-15 | 245.14 | 240.35
2019-10-15 00:30 | 244.36 | 239.4
2019-10-15 01:00 | 244.74 | 239.68
2019-10-15 01:30 | 245.58 | 240.38
2019-10-15 02:00 | 245.69 | 240.54
2019-10-15 02:30 | 245.55 | 240.75
2019-10-15 03:00 | 246.73 | 241.81
2019-10-15 03:30 | 246.93 | 241.99
2019-10-15 04:00 | 247.46 | 242.3
2019-10-15 04:30 | 245.5 | 240.76
2019-10-15 05:00 | 244.95 | 240.27
2019-10-15 05:30 | 244.51 | 239.97
2019-10-15 06:00 | 246.85 | 243.58
2019-10-15 06:30 | 283.73 | 281.3
2019-10-15 07:00 | 286.51 | 283.95
2019-10-15 07:30 | 261.72 | 259.21
2019-10-15 08:00 | 244.58 | 241.96
2019-10-15 08:30 | 243.84 | 241.22
2019-10-15 09:00 | 244.93 | 242.09
2019-10-15 09:30 | 244.98 | 242.05
2019-10-15 10:00 | 245.41 | 242.48
2019-10-15 10:30 | 242.26 | 239.24
2019-10-15 11:00 | 237.65 | 234.61
2019-10-15 11:30 | 235.38 | 232.43
2019-10-15 12:00 | 236.16 | 232.78
2019-10-15 12:30 | 236.21 | 231.99
2019-10-15 13:00 | 235.17 | 231.89
2019-10-15 13:30 | 234.8 | 231.43
2019-10-15 14:00 | 234.33 | 230.83
2019-10-15 14:30 | 234.61 | 231.43
2019-10-15 15:00 | 233.18 | 230.18
2019-10-15 15:30 | 235.48 | 232.22
2019-10-15 16:00 | 237.56 | 234.06
2019-10-15 16:30 | 239.43 | 235.84
2019-10-15 17:00 | 238.52 | 235.12
2019-10-15 17:30 | 239.12 | 236.06
2019-10-15 18:00 | 239.5 | 236.54
2019-10-15 18:30 | 239.93 | 236.94
2019-10-15 19:00 | 239.74 | 236.66
2019-10-15 19:30 | 239.49 | 236.49
2019-10-15 20:00 | 238.51 | 235.62
2019-10-15 20:30 | 239.08 | 236.19
2019-10-15 21:00 | 239.91 | 236.86
2019-10-15 21:30 | 239.16 | 235.74
2019-10-15 22:00 | 238.36 | 234.72
2019-10-15 22:30 | 237.89 | 234.57
2019-10-15 23:00 | 239.1 | 235.84
2019-10-15 23:30 | 240.56 | 237.14
2019-10-16 | 241.17 | 237.75
2019-10-16 00:30 | 242.03 | 238.09
2019-10-16 01:00 | 241.89 | 238.03
2019-10-16 01:30 | 242.16 | 237.61
2019-10-16 02:00 | 241.49 | 236.82
2019-10-16 02:30 | 241.65 | 236.62
2019-10-16 03:00 | 242.16 | 237.01
2019-10-16 03:30 | 242.23 | 237.11
2019-10-16 04:00 | 240.82 | 235.86
2019-10-16 04:30 | 240.25 | 235.36
2019-10-16 05:00 | 246.11 | 241.4
2019-10-16 05:30 | 250.49 | 246.16
2019-10-16 06:00 | 253.65 | 249.33
2019-10-16 06:30 | 241.91 | 238.66
2019-10-16 07:00 | 243.83 | 241.56
2019-10-16 07:30 | 275.82 | 274.09
2019-10-16 08:00 | 273.46 | 271.89
2019-10-16 08:30 | 247.46 | 245.39
2019-10-16 09:00 | 233.91 | 231.48
2019-10-16 09:30 | 233.72 | 231.3
2019-10-16 10:00 | 233.99 | 231.52
2019-10-16 10:30 | 233.5 | 231.46
2019-10-16 11:00 | 233.83 | 232.04
2019-10-16 11:30 | 233.82 | 232.04
2019-10-16 12:00 | 233.92 | 231.93
2019-10-16 12:30 | 235.49 | 233.42
2019-10-16 13:00 | 236.37 | 234.41
2019-10-16 13:30 | 236.28 | 234.26
2019-10-16 14:00 | 236.15 | 234.14
2019-10-16 14:30 | 236.97 | 234.59
2019-10-16 15:00 | 238.01 | 235.31
2019-10-16 15:30 | 239.7 | 236.95
2019-10-16 16:00 | 238.67 | 236.26
2019-10-16 16:30 | 237.64 | 235.59
2019-10-16 17:00 | 271.82 | 269.71
2019-10-16 17:30 | 276.31 | 274.06
2019-10-16 18:00 | 279.05 | 276.43
2019-10-16 18:30 | 278.69 | 276.14
2019-10-16 19:00 | 278.29 | 275.73
2019-10-16 19:30 | 279.21 | 276.56
2019-10-16 20:00 | 279.3 | 276.81
2019-10-16 20:30 | 279.5 | 277.52
2019-10-16 21:00 | 280.76 | 278.64
2019-10-16 21:30 | 281.82 | 279.76
2019-10-16 22:00 | 282.17 | 280.11
2019-10-16 22:30 | 282.87 | 280.53
2019-10-16 23:00 | 282.9 | 280.51
2019-10-16 23:30 | 282.69 | 280.23
2019-10-17 | 282.81 | 280.4
2019-10-17 00:30 | 283.27 | 280.66
2019-10-17 01:00 | 283.75 | 281.02
2019-10-17 01:30 | 282.27 | 279.79
2019-10-17 02:00 | 281.67 | 279.57
2019-10-17 02:30 | 281.34 | 279.44
2019-10-17 03:00 | 278.81 | 276.98
2019-10-17 03:30 | 278 | 276.19
2019-10-17 04:00 | 280.92 | 279.1
2019-10-17 04:30 | 280.08 | 278.26
2019-10-17 05:00 | 282.2 | 280.29
2019-10-17 05:30 | 280.24 | 278.5
2019-10-17 06:00 | 279.38 | 277.63
2019-10-17 06:30 | 278.71 | 276.65
2019-10-17 07:00 | 276.53 | 274.67
2019-10-17 07:30 | 272.86 | 271.27
2019-10-17 08:00 | 269.91 | 268.45
2019-10-17 08:30 | 268.17 | 266.55
2019-10-17 09:00 | 269.7 | 268.08
2019-10-17 09:30 | 269.8 | 268.28
2019-10-17 10:00 | 269.84 | 268.29
2019-10-17 10:30 | 269.36 | 267.63
2019-10-17 11:00 | 268.71 | 267.05
2019-10-17 11:30 | 268.58 | 266.96
2019-10-17 12:00 | 270.24 | 268.77
2019-10-17 12:30 | 271.61 | 269.97
2019-10-17 13:00 | 271.51 | 269.4
2019-10-17 13:30 | 273.09 | 270.82
2019-10-17 14:00 | 274.35 | 272.18
2019-10-17 14:30 | 274.48 | 272.44
2019-10-17 15:00 | 275.15 | 273.3
2019-10-17 15:30 | 276.18 | 274.1
2019-10-17 16:00 | 280.34 | 278.01
2019-10-17 16:30 | 280.1 | 277.79
2019-10-17 17:00 | 281.05 | 278.67
2019-10-17 17:30 | 284.09 | 281.41
2019-10-17 18:00 | 284.98 | 282.48
2019-10-17 18:30 | 283.7 | 281.2
2019-10-17 19:00 | 281.83 | 279.44
2019-10-17 19:30 | 284.47 | 281.93
2019-10-17 20:00 | 283.52 | 280.99
2019-10-17 20:30 | 284.35 | 281.36
2019-10-17 21:00 | 282.74 | 279.62
2019-10-17 21:30 | 282.69 | 279.65
2019-10-17 22:00 | 282.09 | 279
2019-10-17 22:30 | 280.29 | 277.02
2019-10-17 23:00 | 271.84 | 269.45
2019-10-17 23:30 | 272.4 | 269.96
2019-10-18 | 274.86 | 272.06
2019-10-18 00:30 | 275.36 | 272.44
2019-10-18 01:00 | 275.41 | 272.94
2019-10-18 01:30 | 275.69 | 273.21
2019-10-18 02:00 | 276.16 | 273.74
2019-10-18 02:30 | 274.66 | 272.23
2019-10-18 03:00 | 273.53 | 271.08
2019-10-18 03:30 | 272.89 | 270.52
2019-10-18 04:00 | 273.44 | 271.03
2019-10-18 04:30 | 275.44 | 273.03
2019-10-18 05:00 | 276.25 | 273.98
2019-10-18 05:30 | 276.2 | 273.94
2019-10-18 06:00 | 276.34 | 274.24
2019-10-18 06:30 | 254.3 | 252.3
2019-10-18 07:00 | 231.28 | 229.1
2019-10-18 07:30 | 231.2 | 228.93
2019-10-18 08:00 | 231.54 | 229.24
2019-10-18 08:30 | 231.12 | 228.78
2019-10-18 09:00 | 230.81 | 228.52
2019-10-18 09:30 | 232.24 | 229.94
2019-10-18 10:00 | 232.82 | 230.47
2019-10-18 10:30 | 233.16 | 230.73
2019-10-18 11:00 | 232.43 | 229.78
2019-10-18 11:30 | 232.41 | 229.69
2019-10-18 12:00 | 233.62 | 230.9
2019-10-18 12:30 | 236.22 | 233.53
2019-10-18 13:00 | 237.59 | 234.81
2019-10-18 13:30 | 238.05 | 235.16
2019-10-18 14:00 | 238.04 | 235.32
2019-10-18 14:30 | 237.39 | 234.72
2019-10-18 15:00 | 237.52 | 234.67
2019-10-18 15:30 | 239.29 | 235.96
2019-10-18 16:00 | 240.27 | 237.15
2019-10-18 16:30 | 240.06 | 237.04
2019-10-18 17:00 | 239.58 | 236.71
2019-10-18 17:30 | 239.84 | 237.31
2019-10-18 18:00 | 244.59 | 241.82
2019-10-18 18:30 | 250.71 | 247.27
2019-10-18 19:00 | 250.83 | 247.39
2019-10-18 19:30 | 245.2 | 242.31
2019-10-18 20:00 | 247.92 | 244.75
2019-10-18 20:30 | 249.87 | 246.48
2019-10-18 21:00 | 255.01 | 250.61
2019-10-18 21:30 | 253.65 | 249.01
2019-10-18 22:00 | 254.04 | 248.99
2019-10-18 22:30 | 254.32 | 249.7
2019-10-18 23:00 | 253.31 | 248.94
2019-10-18 23:30 | 254.05 | 249.72
2019-10-19 | 255.17 | 250.71
2019-10-19 00:30 | 253.28 | 249.23
2019-10-19 01:00 | 253.2 | 249.31
2019-10-19 01:30 | 254.09 | 250.15
2019-10-19 02:00 | 253.14 | 249.36
2019-10-19 02:30 | 253.05 | 248.86
2019-10-19 03:00 | 253.78 | 249.62
2019-10-19 03:30 | 255.02 | 250.74
2019-10-19 04:00 | 254.23 | 249.29
2019-10-19 04:30 | 254.91 | 250.59
2019-10-19 05:00 | 254.53 | 250.84
2019-10-19 05:30 | 255.24 | 251.53
2019-10-19 06:00 | 255.4 | 251.54
2019-10-19 06:30 | 253.55 | 249.73
2019-10-19 07:00 | 252.14 | 248.22
2019-10-19 07:30 | 251.17 | 247
2019-10-19 08:00 | 250.59 | 246.48
2019-10-19 08:30 | 253.02 | 248.62
2019-10-19 09:00 | 253.18 | 248.97
2019-10-19 09:30 | 253.94 | 249.66
2019-10-19 10:00 | 254.05 | 249.66
2019-10-19 10:30 | 254.8 | 250.21
2019-10-19 11:00 | 255.39 | 250.7
2019-10-19 11:30 | 254.13 | 249.83
2019-10-19 12:00 | 255.07 | 250.51
2019-10-19 12:30 | 254.62 | 250.31
2019-10-19 13:00 | 254.11 | 249.94
2019-10-19 13:30 | 254.19 | 249.84
2019-10-19 14:00 | 253.99 | 249.49
2019-10-19 14:30 | 254.32 | 249.76
2019-10-19 15:00 | 254.8 | 249.94
2019-10-19 15:30 | 254.24 | 249.13
2019-10-19 16:00 | 249.09 | 244.92
2019-10-19 16:30 | 245.08 | 241.68
2019-10-19 17:00 | 248.5 | 244.92
2019-10-19 17:30 | 249.85 | 246.08
2019-10-19 18:00 | 248.19 | 244.72
2019-10-19 18:30 | 248.63 | 245.06
2019-10-19 19:00 | 245.91 | 242.57
2019-10-19 19:30 | 246.66 | 243.3
2019-10-19 20:00 | 247.13 | 243.7
2019-10-19 20:30 | 246.63 | 243.12
2019-10-19 21:00 | 247.4 | 243.97
2019-10-19 21:30 | 248.08 | 244.53
2019-10-19 22:00 | 248.82 | 245.24
2019-10-19 22:30 | 247.48 | 244.13
2019-10-19 23:00 | 247.95 | 244.42
2019-10-19 23:30 | 248.64 | 245.1
2019-10-20 | 249.7 | 246.09
2019-10-20 00:30 | 249.58 | 245.89
2019-10-20 01:00 | 250.61 | 246.16
2019-10-20 01:30 | 246.67 | 241.34
2019-10-20 02:00 | 245.42 | 240.1
2019-10-20 02:30 | 244.04 | 238.92
2019-10-20 03:00 | 243.78 | 238.44
2019-10-20 03:30 | 244.76 | 239.27
2019-10-20 04:00 | 248.2 | 243.92
2019-10-20 04:30 | 251.07 | 246.66
2019-10-20 05:00 | 251.74 | 247.38
2019-10-20 05:30 | 250.36 | 246.95
2019-10-20 06:00 | 249.18 | 245.89
2019-10-20 06:30 | 248.34 | 244.94
2019-10-20 07:00 | 248.47 | 244.91
2019-10-20 07:30 | 247.85 | 244.02
2019-10-20 08:00 | 248.67 | 244.57
2019-10-20 08:30 | 248.7 | 244.94
2019-10-20 09:00 | 248.89 | 245.28
2019-10-20 09:30 | 247.57 | 244.32
2019-10-20 10:00 | 248.35 | 245.12
2019-10-20 10:30 | 248.7 | 245.44
2019-10-20 11:00 | 249.04 | 245.69
2019-10-20 11:30 | 248.22 | 244.95
2019-10-20 12:00 | 253.07 | 249.89
2019-10-20 12:30 | 250.97 | 247.84
2019-10-20 13:00 | 253.25 | 249.9
2019-10-20 13:30 | 253.97 | 250.38
2019-10-20 14:00 | 255.05 | 250.67
2019-10-20 14:30 | 254.45 | 250.21
2019-10-20 15:00 | 266.28 | 262.28
2019-10-20 15:30 | 273.49 | 269.38
2019-10-20 16:00 | 273.93 | 270.29
2019-10-20 16:30 | 273.42 | 269.9
2019-10-20 17:00 | 286.84 | 283.7
2019-10-20 17:30 | 286.26 | 282.93
2019-10-20 18:00 | 286.83 | 283.35
2019-10-20 18:30 | 290.1 | 286.22
2019-10-20 19:00 | 298.85 | 294.2
2019-10-20 19:30 | 298.83 | 294.59
2019-10-20 20:00 | 300.34 | 297.13
2019-10-20 20:30 | 299.3 | 296
2019-10-20 21:00 | 299.44 | 295.97
2019-10-20 21:30 | 299.45 | 295.98
2019-10-20 22:00 | 300.34 | 296.76
2019-10-20 22:30 | 298.74 | 295.26
2019-10-20 23:00 | 299.53 | 295.93
2019-10-20 23:30 | 300.43 | 297.03
2019-10-21 | 298.66 | 295.46
2019-10-21 00:30 | 297.89 | 294.65
2019-10-21 01:00 | 298.55 | 295.05
2019-10-21 01:30 | 298.89 | 295.34
2019-10-21 02:00 | 297.74 | 294.07
2019-10-21 02:30 | 256.81 | 251.76
2019-10-21 03:00 | 256.27 | 251.25
2019-10-21 03:30 | 253.64 | 248.9
2019-10-21 04:00 | 254.47 | 249.62
2019-10-21 04:30 | 256.57 | 251.37
2019-10-21 05:00 | 254.55 | 249.68
2019-10-21 05:30 | 255.04 | 250.17
2019-10-21 06:00 | 254.84 | 250.15
2019-10-21 06:30 | 259.54 | 254.97
2019-10-21 07:00 | 255.69 | 251.48
2019-10-21 07:30 | 250.18 | 245.22
2019-10-21 08:00 | 246.15 | 241.55
2019-10-21 08:30 | 242.01 | 237.96
2019-10-21 09:00 | 239.59 | 235.64
2019-10-21 09:30 | 241.25 | 237.28
2019-10-21 10:00 | 242.36 | 238.45
2019-10-21 10:30 | 241.09 | 237.49
2019-10-21 11:00 | 239.84 | 236.25
2019-10-21 11:30 | 239.65 | 236.03
2019-10-21 12:00 | 247.14 | 243.89
2019-10-21 12:30 | 249.25 | 246.05
2019-10-21 13:00 | 249 | 245.88
2019-10-21 13:30 | 250.11 | 246.76
2019-10-21 14:00 | 249.16 | 245.94
2019-10-21 14:30 | 246.79 | 243.56
2019-10-21 15:00 | 247.41 | 244.03
2019-10-21 15:30 | 248.43 | 245.05
2019-10-21 16:00 | 246.92 | 243.6
2019-10-21 16:30 | 248.05 | 244.69
2019-10-21 17:00 | 247.85 | 244.41
2019-10-21 17:30 | 247.49 | 244.12
2019-10-21 18:00 | 246.77 | 243.34
2019-10-21 18:30 | 246.36 | 242.41
2019-10-21 19:00 | 245.83 | 242.09
2019-10-21 19:30 | 245.43 | 241.79
2019-10-21 20:00 | 244.14 | 240.67
2019-10-21 20:30 | 245.09 | 241.54
2019-10-21 21:00 | 244.79 | 241.38
2019-10-21 21:30 | 245.49 | 242.02
2019-10-21 22:00 | 245.14 | 241.67
2019-10-21 22:30 | 245.81 | 241.46
2019-10-21 23:00 | 245.52 | 241.09
2019-10-21 23:30 | 245.09 | 240.8
2019-10-22 | 246.87 | 242.59
2019-10-22 00:30 | 244.19 | 240.57
2019-10-22 01:00 | 244.05 | 240.46
2019-10-22 01:30 | 245.37 | 240.63
2019-10-22 02:00 | 246.75 | 241.67
2019-10-22 02:30 | 248.25 | 242.91
2019-10-22 03:00 | 251 | 245.44
2019-10-22 03:30 | 250.79 | 245.45
2019-10-22 04:00 | 249.68 | 244.46
2019-10-22 04:30 | 248.2 | 243.61
2019-10-22 05:00 | 264.04 | 259.99
2019-10-22 05:30 | 271.97 | 268.03
2019-10-22 06:00 | 271.4 | 268.48
2019-10-22 06:30 | 251.28 | 248.07
2019-10-22 07:00 | 244.36 | 241.13
2019-10-22 07:30 | 241.81 | 238.88
2019-10-22 08:00 | 241.67 | 238.56
2019-10-22 08:30 | 242.02 | 239.46
2019-10-22 09:00 | 242.83 | 239.65
2019-10-22 09:30 | 240.56 | 237.44
2019-10-22 10:00 | 238.87 | 235.88
2019-10-22 10:30 | 238.13 | 235.03
2019-10-22 11:00 | 237.96 | 234.72
2019-10-22 11:30 | 237.65 | 234.49
2019-10-22 12:00 | 237.7 | 234.53
2019-10-22 12:30 | 238.78 | 235.2
2019-10-22 13:00 | 238.07 | 235.11
2019-10-22 13:30 | 238.07 | 234.87
2019-10-22 14:00 | 237.18 | 233.88
2019-10-22 14:30 | 237.83 | 234.41
2019-10-22 15:00 | 239.39 | 235.49
2019-10-22 15:30 | 242.02 | 237.46
2019-10-22 16:00 | 242.92 | 238.36
2019-10-22 16:30 | 245.04 | 239.83
2019-10-22 17:00 | 242.99 | 238.73
2019-10-22 17:30 | 240.89 | 237.08
2019-10-22 18:00 | 240.19 | 236.66
2019-10-22 18:30 | 245.86 | 241.58
2019-10-22 19:00 | 246.27 | 242
2019-10-22 19:30 | 246.47 | 242.21
2019-10-22 20:00 | 244.66 | 240.52
2019-10-22 20:30 | 242.91 | 238.9
2019-10-22 21:00 | 242.42 | 238.47
2019-10-22 21:30 | 241.95 | 238.16
2019-10-22 22:00 | 244.48 | 240.54
2019-10-22 22:30 | 245.5 | 241.45
2019-10-22 23:00 | 242.01 | 238.4
2019-10-22 23:30 | 242.33 | 238.36
2019-10-23 | 243.72 | 239.29
2019-10-23 00:30 | 242.69 | 238.71
2019-10-23 01:00 | 241.95 | 238.31
2019-10-23 01:30 | 244.43 | 240.16
2019-10-23 02:00 | 248.82 | 243.59
2019-10-23 02:30 | 247.53 | 243.6
2019-10-23 03:00 | 244.32 | 240.73
2019-10-23 03:30 | 243.28 | 239.78
2019-10-23 04:00 | 245.32 | 241.54
2019-10-23 04:30 | 244.74 | 241.08
2019-10-23 05:00 | 244.66 | 241
2019-10-23 05:30 | 241.26 | 238.01
2019-10-23 06:00 | 240.28 | 237.22
2019-10-23 06:30 | 240.44 | 237.34
2019-10-23 07:00 | 241 | 238.04
2019-10-23 07:30 | 241.34 | 238.54
2019-10-23 08:00 | 240.95 | 238.41
2019-10-23 08:30 | 242.15 | 238.81
2019-10-23 09:00 | 240.3 | 236.81
2019-10-23 09:30 | 239.36 | 236.25
2019-10-23 10:00 | 239.16 | 236.55
2019-10-23 10:30 | 239.34 | 236.79
2019-10-23 11:00 | 240.17 | 237.43
2019-10-23 11:30 | 240.15 | 237.36
2019-10-23 12:00 | 241.06 | 238.13
2019-10-23 12:30 | 242.35 | 239.52
2019-10-23 13:00 | 242.3 | 239.45
2019-10-23 13:30 | 241.9 | 238.82
2019-10-23 14:00 | 267.04 | 264.43
2019-10-23 14:30 | 268.49 | 265.91
2019-10-23 15:00 | 267.96 | 265.28
2019-10-23 15:30 | 267.3 | 264.72
2019-10-23 16:00 | 270.11 | 267.44
2019-10-23 16:30 | 271.11 | 268.37
2019-10-23 17:00 | 270.67 | 267.67
2019-10-23 17:30 | 271.52 | 268.23
2019-10-23 18:00 | 271.84 | 268.87
2019-10-23 18:30 | 272 | 268.89
2019-10-23 19:00 | 272.88 | 269.66
2019-10-23 19:30 | 272.3 | 269.08
2019-10-23 20:00 | 272.29 | 269.27
2019-10-23 20:30 | 272 | 268.9
2019-10-23 21:00 | 272.14 | 268.9
2019-10-23 21:30 | 273.33 | 270.01
2019-10-23 22:00 | 274.19 | 270.67
2019-10-23 22:30 | 272.71 | 269.4
2019-10-23 23:00 | 273.01 | 269.69
2019-10-23 23:30 | 274.76 | 271.43
2019-10-24 | 276.04 | 273.05
2019-10-24 00:30 | 274.54 | 271.47
2019-10-24 01:00 | 274.14 | 270.84
2019-10-24 01:30 | 272.44 | 269.4
2019-10-24 02:00 | 269.11 | 266.23
2019-10-24 02:30 | 268.21 | 265.52
2019-10-24 03:00 | 269.37 | 266.63
2019-10-24 03:30 | 269.88 | 267.06
2019-10-24 04:00 | 269.51 | 266.75
2019-10-24 04:30 | 269.33 | 266.57
2019-10-24 05:00 | 269.27 | 266.46
2019-10-24 05:30 | 269.58 | 266.54
2019-10-24 06:00 | 268 | 265.04
2019-10-24 06:30 | 267.06 | 264.02
2019-10-24 07:00 | 266.69 | 263.36
2019-10-24 07:30 | 266.96 | 263.75
2019-10-24 08:00 | 268.49 | 265.03
2019-10-24 08:30 | 266.82 | 263.95
2019-10-24 09:00 | 266.68 | 263.93
2019-10-24 09:30 | 268.08 | 265.26
2019-10-24 10:00 | 269.25 | 266.46
2019-10-24 10:30 | 268.36 | 265.79
2019-10-24 11:00 | 269.1 | 266.39
2019-10-24 11:30 | 271.58 | 268.5
2019-10-24 12:00 | 272.66 | 269.45
2019-10-24 12:30 | 272.25 | 269.1
2019-10-24 13:00 | 272.25 | 269.03
2019-10-24 13:30 | 272.23 | 269.11
2019-10-24 14:00 | 272.42 | 269.53
2019-10-24 14:30 | 271.96 | 268.96
2019-10-24 15:00 | 275.66 | 272.56
2019-10-24 15:30 | 276.21 | 273.1
2019-10-24 16:00 | 274.17 | 271.26
2019-10-24 16:30 | 272.26 | 269.14
2019-10-24 17:00 | 273.42 | 270.36
2019-10-24 17:30 | 272.55 | 269.72
2019-10-24 18:00 | 274.46 | 271.63
2019-10-24 18:30 | 273.88 | 271.12
2019-10-24 19:00 | 274.11 | 271.35
2019-10-24 19:30 | 273.45 | 270.61
2019-10-24 20:00 | 272.77 | 270.09
2019-10-24 20:30 | 272.48 | 269.82
2019-10-24 21:00 | 276.83 | 274.02
2019-10-24 21:30 | 291.52 | 288.66
2019-10-24 22:00 | 291.35 | 288.67
2019-10-24 22:30 | 292.72 | 289.73
2019-10-24 23:00 | 292.78 | 289.97
2019-10-24 23:30 | 292.96 | 290.01
2019-10-25 | 292.57 | 289.4
2019-10-25 00:30 | 291.76 | 289.01
2019-10-25 01:00 | 290.72 | 288.18
2019-10-25 01:30 | 291.83 | 288.86
2019-10-25 02:00 | 292.07 | 289.15
2019-10-25 02:30 | 291.75 | 289.02
2019-10-25 03:00 | 293.46 | 290.52
2019-10-25 03:30 | 293.63 | 290.75
2019-10-25 04:00 | 290.6 | 287.9
2019-10-25 04:30 | 291.75 | 289.02
2019-10-25 05:00 | 292.26 | 289.48
2019-10-25 05:30 | 292.84 | 290
2019-10-25 06:00 | 292.37 | 289.42
2019-10-25 06:30 | 290.65 | 287.67
2019-10-25 07:00 | 289.31 | 286.59
2019-10-25 07:30 | 288.04 | 285.32
2019-10-25 08:00 | 286.65 | 284.02
2019-10-25 08:30 | 287.07 | 284.45
2019-10-25 09:00 | 287.9 | 284.79
2019-10-25 09:30 | 259.85 | 256.29
2019-10-25 10:00 | 244.99 | 241.58
2019-10-25 10:30 | 247.17 | 242.31
2019-10-25 11:00 | 244.18 | 239.03
2019-10-25 11:30 | 243.76 | 238.3
2019-10-25 12:00 | 240.22 | 235.75
2019-10-25 12:30 | 239.1 | 235.64
2019-10-25 13:00 | 242.72 | 239.1
2019-10-25 13:30 | 243.44 | 239.89
2019-10-25 14:00 | 243.16 | 239.45
2019-10-25 14:30 | 249.32 | 246.14
2019-10-25 15:00 | 260.01 | 256.59
2019-10-25 15:30 | 289.26 | 286.54
2019-10-25 16:00 | 290.76 | 288.01
2019-10-25 16:30 | 290.22 | 287.71
2019-10-25 17:00 | 289.08 | 286.77
2019-10-25 17:30 | 289.7 | 287.39
2019-10-25 18:00 | 291.16 | 288.79
2019-10-25 18:30 | 292.14 | 289.62
2019-10-25 19:00 | 294.05 | 291.51
2019-10-25 19:30 | 294.78 | 292.19
2019-10-25 20:00 | 293.59 | 291.21
2019-10-25 20:30 | 293.31 | 290.93
2019-10-25 21:00 | 293.93 | 291.49
2019-10-25 21:30 | 294.18 | 291.7
2019-10-25 22:00 | 293.49 | 291.16
2019-10-25 22:30 | 291.93 | 289.71
2019-10-25 23:00 | 293.35 | 291.06
2019-10-25 23:30 | 294.54 | 291.67
2019-10-26 | 293.29 | 289.88
2019-10-26 00:30 | 293.43 | 290.23
2019-10-26 01:00 | 293.1 | 290.17
2019-10-26 01:30 | 293.99 | 291.63
2019-10-26 02:00 | 293.73 | 291.43
2019-10-26 02:30 | 293.28 | 291
2019-10-26 03:00 | 292.39 | 290.14
2019-10-26 03:30 | 294.42 | 292
2019-10-26 04:00 | 294.96 | 292.56
2019-10-26 04:30 | 294.81 | 292.49
2019-10-26 05:00 | 294.91 | 292.61
2019-10-26 05:30 | 294.85 | 292.54
2019-10-26 06:00 | 294.74 | 292.38
2019-10-26 06:30 | 290.75 | 288.31
2019-10-26 07:00 | 289.81 | 287.36
2019-10-26 07:30 | 263.19 | 260.22
2019-10-26 08:00 | 248.94 | 244.96
2019-10-26 08:30 | 248.43 | 245.29
2019-10-26 09:00 | 249.03 | 245.79
2019-10-26 09:30 | 250.18 | 246.78
2019-10-26 10:00 | 251.17 | 247.71
2019-10-26 10:30 | 246.54 | 243.27
2019-10-26 11:00 | 240.36 | 237.37
2019-10-26 11:30 | 240.04 | 237.15
2019-10-26 12:00 | 240.49 | 237.63
2019-10-26 12:30 | 240.81 | 237.82
2019-10-26 13:00 | 240.52 | 237.49
2019-10-26 13:30 | 241.61 | 238.27
2019-10-26 14:00 | 241.61 | 238.03
2019-10-26 14:30 | 240.27 | 237.75
2019-10-26 15:00 | 240.88 | 238.56
2019-10-26 15:30 | 240.98 | 238.71
2019-10-26 16:00 | 245.81 | 243.5
2019-10-26 16:30 | 276.96 | 274.79
2019-10-26 17:00 | 277.68 | 275.61
2019-10-26 17:30 | 278.73 | 276.74
2019-10-26 18:00 | 278.61 | 276.76
2019-10-26 18:30 | 277.89 | 276.08
2019-10-26 19:00 | 280.51 | 278.67
2019-10-26 19:30 | 280.62 | 278.8
2019-10-26 20:00 | 261.52 | 259.41
2019-10-26 20:30 | 238.82 | 236.46
2019-10-26 21:00 | 238.66 | 236.42
2019-10-26 21:30 | 238.67 | 236.49
2019-10-26 22:00 | 245.08 | 242.24
2019-10-26 22:30 | 248.12 | 244.99
2019-10-26 23:00 | 250.85 | 246.87
2019-10-26 23:30 | 250.91 | 246.87
2019-10-27 | 250.93 | 247.11
2019-10-27 00:30 | 249.87 | 246.44
2019-10-27 01:00 | 251.24 | 247.69
2019-10-27 01:30 | 251 | 247.38
2019-10-27 02:00 | 249.12 | 245.29
2019-10-27 02:30 | 250.32 | 245.4
2019-10-27 03:00 | 249.26 | 244.37
2019-10-27 03:30 | 250.28 | 245.34
2019-10-27 04:00 | 251.56 | 246.3
2019-10-27 04:30 | 251.45 | 246.06
2019-10-27 05:00 | 249.92 | 245.69
2019-10-27 05:30 | 248.98 | 245.62
2019-10-27 06:00 | 248.69 | 245.34
2019-10-27 06:30 | 248.76 | 245.17
2019-10-27 07:00 | 247.85 | 244.47
2019-10-27 07:30 | 247.55 | 244.14
2019-10-27 08:00 | 247.58 | 244.01
2019-10-27 08:30 | 246.09 | 243.12
2019-10-27 09:00 | 247.48 | 244.29
2019-10-27 09:30 | 243.52 | 240.72
2019-10-27 10:00 | 237.59 | 235.45
2019-10-27 10:30 | 237.08 | 234.77
2019-10-27 11:00 | 235.75 | 233.14
2019-10-27 11:30 | 236.26 | 233.62
2019-10-27 12:00 | 235.29 | 232.63
2019-10-27 12:30 | 233.58 | 230.98
2019-10-27 13:00 | 234.98 | 232.37
2019-10-27 13:30 | 235.56 | 233.17
2019-10-27 14:00 | 236.2 | 233.74
2019-10-27 14:30 | 235.88 | 233.49
2019-10-27 15:00 | 234.16 | 231.92
2019-10-27 15:30 | 233.03 | 230.84
2019-10-27 16:00 | 229.94 | 227.76
2019-10-27 16:30 | 261.69 | 259.36
2019-10-27 17:00 | 264.47 | 262.2
2019-10-27 17:30 | 265.94 | 263.65
2019-10-27 18:00 | 267.69 | 265.68
2019-10-27 18:30 | 269.74 | 267.76
2019-10-27 19:00 | 270.42 | 267.83
2019-10-27 19:30 | 250.44 | 247.7
2019-10-27 20:00 | 230.92 | 228.01
2019-10-27 20:30 | 231.61 | 228.79
2019-10-27 21:00 | 230.99 | 228.48
2019-10-27 21:30 | 230.55 | 228.19
2019-10-27 22:00 | 230.94 | 228.54
2019-10-27 22:30 | 232.57 | 230.11
2019-10-27 23:00 | 232.42 | 229.95
2019-10-27 23:30 | 230.79 | 228.59
2019-10-28 | 230.44 | 228.22
2019-10-28 00:30 | 230.16 | 227.71
2019-10-28 01:00 | 230.43 | 228.05
2019-10-28 01:30 | 229.98 | 227.72
2019-10-28 02:00 | 229.59 | 227.2
2019-10-28 02:30 | 229.71 | 227.37
2019-10-28 03:00 | 229.53 | 227.14
2019-10-28 03:30 | 228.56 | 226.26
2019-10-28 04:00 | 228.89 | 226.61
2019-10-28 04:30 | 228.85 | 226.64
2019-10-28 05:00 | 228.7 | 226.47
2019-10-28 05:30 | 227.7 | 225.44
2019-10-28 06:00 | 254.73 | 252.11
2019-10-28 06:30 | 249.39 | 246.64
2019-10-28 07:00 | 236.97 | 234.17
2019-10-28 07:30 | 237.73 | 234.87
2019-10-28 08:00 | 233.73 | 231.1
2019-10-28 08:30 | 233.65 | 230.91
2019-10-28 09:00 | 234.5 | 231.43
2019-10-28 09:30 | 234.88 | 231.69
2019-10-28 10:00 | 234.29 | 231.18
2019-10-28 10:30 | 233.29 | 230.42
2019-10-28 11:00 | 233.2 | 230.67
2019-10-28 11:30 | 232.38 | 230.01
2019-10-28 12:00 | 246.49 | 244.35
2019-10-28 12:30 | 248.75 | 246.68
2019-10-28 13:00 | 252.44 | 250.05
2019-10-28 13:30 | 231.7 | 229.56
2019-10-28 14:00 | 224.98 | 223.18
2019-10-28 14:30 | 224.41 | 222.56
2019-10-28 15:00 | 223.22 | 221.5
2019-10-28 15:30 | 223.21 | 221.46
2019-10-28 16:00 | 254.61 | 253
2019-10-28 16:30 | 259.16 | 257.43
2019-10-28 17:00 | 262.54 | 260.7
2019-10-28 17:30 | 265.03 | 262.78
2019-10-28 18:00 | 268.15 | 265.55
2019-10-28 18:30 | 269.41 | 266.87
2019-10-28 19:00 | 269.32 | 266.73
2019-10-28 19:30 | 270.99 | 268.31
2019-10-28 20:00 | 272.26 | 269.53
2019-10-28 20:30 | 273.14 | 270.16
2019-10-28 21:00 | 253.85 | 250.83
2019-10-28 21:30 | 248 | 244.98
2019-10-28 22:00 | 249.44 | 246.66
2019-10-28 22:30 | 247.71 | 244.92
2019-10-28 23:00 | 248.15 | 245.34
2019-10-28 23:30 | 246.79 | 244.03
2019-10-29 | 245.73 | 242.86
2019-10-29 00:30 | 242.76 | 240.4
2019-10-29 01:00 | 241.1 | 239.18
2019-10-29 01:30 | 241.02 | 239.18
2019-10-29 02:00 | 250.18 | 248.24
2019-10-29 02:30 | 258.81 | 256.55
2019-10-29 03:00 | 264.4 | 261.71
2019-10-29 03:30 | 264.62 | 261.83
2019-10-29 04:00 | 264.22 | 261.46
2019-10-29 04:30 | 265.3 | 262.36
2019-10-29 05:00 | 265.02 | 262.1
2019-10-29 05:30 | 264.16 | 261.28
2019-10-29 06:00 | 264.2 | 261.18
2019-10-29 06:30 | 241.8 | 238.46
2019-10-29 07:00 | 238.67 | 235.27
2019-10-29 07:30 | 238.95 | 235.37
2019-10-29 08:00 | 234.88 | 231.88
2019-10-29 08:30 | 232.92 | 229.93
2019-10-29 09:00 | 231.7 | 228.58
2019-10-29 09:30 | 232.12 | 229.18
2019-10-29 10:00 | 232.82 | 229.78
2019-10-29 10:30 | 233.12 | 229.98
2019-10-29 11:00 | 234.17 | 230.66
2019-10-29 11:30 | 233.65 | 230.29
2019-10-29 12:00 | 234.19 | 230.94
2019-10-29 12:30 | 233.57 | 230.37
2019-10-29 13:00 | 234.49 | 231.68
2019-10-29 13:30 | 234.97 | 232.39
2019-10-29 14:00 | 258.39 | 255.97
2019-10-29 14:30 | 277.39 | 273.99
2019-10-29 15:00 | 278.92 | 275.46
2019-10-29 15:30 | 286.45 | 277.35
2019-10-29 16:00 | 292.16 | 279.03
2019-10-29 16:30 | 286.55 | 279.53
2019-10-29 17:00 | 287.51 | 280.68
2019-10-29 17:30 | 290.2 | 280.77
2019-10-29 18:00 | 291.38 | 281.24
2019-10-29 18:30 | 276.81 | 271.47
2019-10-29 19:00 | 249.32 | 244.87
2019-10-29 19:30 | 268.81 | 264.51
2019-10-29 20:00 | 251.97 | 247.56
2019-10-29 20:30 | 245.62 | 241.13
2019-10-29 21:00 | 246.14 | 241.48
2019-10-29 21:30 | 247.32 | 242.5
2019-10-29 22:00 | 245.81 | 242.19
2019-10-29 22:30 | 246.61 | 242.91
2019-10-29 23:00 | 245.74 | 242.2
2019-10-29 23:30 | 246.22 | 242.5
2019-10-30 | 247.39 | 243.39
2019-10-30 00:30 | 248.22 | 244.15
2019-10-30 01:00 | 247.16 | 243.18
2019-10-30 01:30 | 248.35 | 243.8
2019-10-30 02:00 | 249 | 244.43
2019-10-30 02:30 | 249.45 | 244.78
2019-10-30 03:00 | 249.64 | 244.86
2019-10-30 03:30 | 247.93 | 243.31
2019-10-30 04:00 | 248.65 | 244.04
2019-10-30 04:30 | 247.46 | 242.98
2019-10-30 05:00 | 245.94 | 241.74
2019-10-30 05:30 | 244.98 | 240.89
2019-10-30 06:00 | 246.04 | 241.83
2019-10-30 06:30 | 245.58 | 241.26
2019-10-30 07:00 | 244.59 | 240.45
2019-10-30 07:30 | 246.29 | 241.48
2019-10-30 08:00 | 283.64 | 276.12
2019-10-30 08:30 | 288.23 | 276.76
2019-10-30 09:00 | 286.08 | 276.52
2019-10-30 09:30 | 288.63 | 278.1
2019-10-30 10:00 | 293.17 | 279.82
2019-10-30 10:30 | 270.56 | 259.17
2019-10-30 11:00 | 272.08 | 257.63
2019-10-30 11:30 | 263.86 | 254.53
2019-10-30 12:00 | 252.57 | 236.44
2019-10-30 12:30 | 226.73 | 218.18
2019-10-30 13:00 | 222.02 | 218.47
2019-10-30 13:30 | 224.22 | 218.88
2019-10-30 14:00 | 235.75 | 219.42
2019-10-30 14:30 | 243.26 | 221.5
2019-10-30 15:00 | 230.88 | 222.31
2019-10-30 15:30 | 230.98 | 226.07
2019-10-30 16:00 | 231.14 | 226.39
2019-10-30 16:30 | 233.59 | 229.21
2019-10-30 17:00 | 237.16 | 235.01
2019-10-30 17:30 | 236.97 | 235.24
2019-10-30 18:00 | 239.3 | 237.01
2019-10-30 18:30 | 240.8 | 238.56
2019-10-30 19:00 | 243.27 | 241.22
2019-10-30 19:30 | 246.66 | 244.08
2019-10-30 20:00 | 237.33 | 234.54
2019-10-30 20:30 | 234.4 | 231.56
2019-10-30 21:00 | 233.36 | 230.65
2019-10-30 21:30 | 234.28 | 231.48
2019-10-30 22:00 | 240.47 | 237.07
2019-10-30 22:30 | 241.19 | 238.02
2019-10-30 23:00 | 240.85 | 237.75
2019-10-30 23:30 | 241.73 | 238.5
2019-10-31 | 241.68 | 238.3
2019-10-31 00:30 | 242.26 | 238.35
2019-10-31 01:00 | 242.91 | 238.97
2019-10-31 01:30 | 242.71 | 238.85
2019-10-31 02:00 | 250.02 | 246.5
2019-10-31 02:30 | 285.99 | 283.45
2019-10-31 03:00 | 285.52 | 283.05
2019-10-31 03:30 | 285.97 | 283.27
2019-10-31 04:00 | 285.44 | 282.7
2019-10-31 04:30 | 285.16 | 282.45
2019-10-31 05:00 | 284.88 | 282.16
2019-10-31 05:30 | 284.53 | 281.89
2019-10-31 06:00 | 285.43 | 282.67
2019-10-31 06:30 | 274.15 | 270.91
2019-10-31 07:00 | 263.89 | 261.54
2019-10-31 07:30 | 254.87 | 252.79
2019-10-31 08:00 | 234.48 | 232.86
2019-10-31 08:30 | 229.78 | 228.23
2019-10-31 09:00 | 229.88 | 228.22
2019-10-31 09:30 | 229.78 | 227.88
2019-10-31 10:00 | 229.54 | 227.59
2019-10-31 10:30 | 229.8 | 227.85
2019-10-31 11:00 | 229.69 | 227.96
2019-10-31 11:30 | 230.37 | 227.99
2019-10-31 12:00 | 230.7 | 228.25
2019-10-31 12:30 | 229.44 | 227.01
2019-10-31 13:00 | 230.05 | 227.71
2019-10-31 13:30 | 232.82 | 230.63
2019-10-31 14:00 | 235.44 | 233.35
2019-10-31 14:30 | 237.87 | 235.48
2019-10-31 15:00 | 248.64 | 246.34
2019-10-31 15:30 | 254.54 | 252.53
2019-10-31 16:00 | 260.97 | 258.7
2019-10-31 16:30 | 270.18 | 267.49
2019-10-31 17:00 | 272.27 | 269.46
2019-10-31 17:30 | 271.03 | 268.46
2019-10-31 18:00 | 260.85 | 258.56
2019-10-31 18:30 | 257.18 | 254.98
2019-10-31 19:00 | 258.02 | 255.71
2019-10-31 19:30 | 257.9 | 255.41
2019-10-31 20:00 | 257.25 | 254.27
2019-10-31 20:30 | 254.68 | 251.83
2019-10-31 21:00 | 254.75 | 252.95
2019-10-31 21:30 | 255.41 | 253.58
2019-10-31 22:00 | 261.93 | 259.51
2019-10-31 22:30 | 269.05 | 266.38
2019-10-31 23:00 | 268.98 | 266.33
2019-10-31 23:30 | 270.03 | 266.72
2019-11-01 | 270.4 | 266.45
2019-11-01 00:30 | 271.31 | 267.03
2019-11-01 01:00 | 269.37 | 265.45
2019-11-01 01:30 | 268.15 | 264.7
2019-11-01 02:00 | 268.2 | 264.72
2019-11-01 02:30 | 268.28 | 264.76
2019-11-01 03:00 | 268.3 | 264.71
2019-11-01 03:30 | 267.82 | 264.31
2019-11-01 04:00 | 268.13 | 264.64
2019-11-01 04:30 | 268.16 | 264.72
2019-11-01 05:00 | 280.41 | 277.2
2019-11-01 05:30 | 292 | 289.35
2019-11-01 06:00 | 292.43 | 289.99
2019-11-01 06:30 | 290.53 | 288.03
2019-11-01 07:00 | 278.76 | 275.99
2019-11-01 07:30 | 246.03 | 242.66
2019-11-01 08:00 | 246.58 | 242.95
2019-11-01 08:30 | 246.57 | 243.38
2019-11-01 09:00 | 244.38 | 241.49
2019-11-01 09:30 | 242.52 | 239.98
2019-11-01 10:00 | 242.48 | 239.89
2019-11-01 10:30 | 242.89 | 240.28
2019-11-01 11:00 | 242.61 | 239.95
2019-11-01 11:30 | 233.55 | 231.29
2019-11-01 12:00 | 223.03 | 221.07
2019-11-01 12:30 | 225.41 | 223.38
2019-11-01 13:00 | 224.64 | 222.65
2019-11-01 13:30 | 225.88 | 223.83
2019-11-01 14:00 | 234.93 | 233.01
2019-11-01 14:30 | 234.29 | 232.13
2019-11-01 15:00 | 229.65 | 227.01
2019-11-01 15:30 | 227.69 | 225.09
2019-11-01 16:00 | 253.81 | 251.88
2019-11-01 16:30 | 251.7 | 249.99
2019-11-01 17:00 | 251.53 | 249.82
2019-11-01 17:30 | 253.27 | 251.35
2019-11-01 18:00 | 253.42 | 251.26
2019-11-01 18:30 | 252.3 | 250.07
2019-11-01 19:00 | 252.22 | 250.1
2019-11-01 19:30 | 252.62 | 250.48
2019-11-01 20:00 | 252.51 | 250.21
2019-11-01 20:30 | 248.12 | 245.83
2019-11-01 21:00 | 237.78 | 235.61
2019-11-01 21:30 | 237.92 | 235.7
2019-11-01 22:00 | 236.65 | 234.32
2019-11-01 22:30 | 229.83 | 227.45
2019-11-01 23:00 | 227.5 | 224.91
2019-11-01 23:30 | 224.76 | 222.22
2019-11-02 | 223.61 | 221.56
2019-11-02 00:30 | 222.97 | 220.9
2019-11-02 01:00 | 222.01 | 219.92
2019-11-02 01:30 | 222.89 | 220.76
2019-11-02 02:00 | 220.67 | 218.58
2019-11-02 02:30 | 221.31 | 218.98
2019-11-02 03:00 | 221.58 | 219.11
2019-11-02 03:30 | 221.94 | 219.34
2019-11-02 04:00 | 220.84 | 218.34
2019-11-02 04:30 | 215.35 | 213.12
2019-11-02 05:00 | 215.24 | 213.1
2019-11-02 05:30 | 214.47 | 212.42
2019-11-02 06:00 | 215.03 | 213.03
2019-11-02 06:30 | 215.01 | 212.83
2019-11-02 07:00 | 216.23 | 213.61
2019-11-02 07:30 | 214.56 | 212.17
2019-11-02 08:00 | 212.23 | 210.51
2019-11-02 08:30 | 212.08 | 210.38
2019-11-02 09:00 | 213.07 | 211.34
2019-11-02 09:30 | 212.14 | 210.47
2019-11-02 10:00 | 214.99 | 213.02
2019-11-02 10:30 | 217.1 | 215.22
2019-11-02 11:00 | 218.6 | 216.38
2019-11-02 11:30 | 218.09 | 215.96
2019-11-02 12:00 | 217.68 | 215.66
2019-11-02 12:30 | 213.91 | 212.15
2019-11-02 13:00 | 213.6 | 211.7
2019-11-02 13:30 | 214.97 | 213.12
2019-11-02 14:00 | 214.21 | 212.22
2019-11-02 14:30 | 215.18 | 212.91
2019-11-02 15:00 | 214.06 | 212.02
2019-11-02 15:30 | 214.39 | 212.3
2019-11-02 16:00 | 214.81 | 212.82
2019-11-02 16:30 | 214.52 | 212.37
2019-11-02 17:00 | 213.41 | 211.41
2019-11-02 17:30 | 217.75 | 215.89
2019-11-02 18:00 | 242.15 | 240.27
2019-11-02 18:30 | 233.41 | 231.51
2019-11-02 19:00 | 234.8 | 232.36
2019-11-02 19:30 | 237.04 | 234.26
2019-11-02 20:00 | 238.28 | 235.36
2019-11-02 20:30 | 236.71 | 234.59
2019-11-02 21:00 | 235.54 | 233.6
2019-11-02 21:30 | 235.52 | 233.88
2019-11-02 22:00 | 236.35 | 234.56
2019-11-02 22:30 | 235.62 | 233.93
2019-11-02 23:00 | 235.55 | 233.83
2019-11-02 23:30 | 235.44 | 233.66
2019-11-03 | 231.94 | 230.09
2019-11-03 00:30 | 233.04 | 231.37
2019-11-03 01:00 | 233.04 | 231.4
2019-11-03 01:30 | 233.37 | 231.59
2019-11-03 02:00 | 232.81 | 230.72
2019-11-03 02:30 | 232.14 | 229.96
2019-11-03 03:00 | 232.64 | 230.39
2019-11-03 03:30 | 233.28 | 230.83
2019-11-03 04:00 | 232.91 | 230.4
2019-11-03 04:30 | 233.06 | 230.61
2019-11-03 05:00 | 231.94 | 229.59
2019-11-03 05:30 | 232.32 | 229.97
2019-11-03 06:00 | 231.5 | 229.3
2019-11-03 06:30 | 224.57 | 221.53
2019-11-03 07:00 | 221.35 | 218.06
2019-11-03 07:30 | 221.45 | 218.52
2019-11-03 08:00 | 220.79 | 218.57
2019-11-03 08:30 | 220.52 | 218.27
2019-11-03 09:00 | 223.1 | 220.16
2019-11-03 09:30 | 222.38 | 220.17
2019-11-03 10:00 | 221.61 | 219.3
2019-11-03 10:30 | 221.45 | 218.97
2019-11-03 11:00 | 221.77 | 219.38
2019-11-03 11:30 | 221.89 | 219.49
2019-11-03 12:00 | 222.26 | 219.85
2019-11-03 12:30 | 221.89 | 219.62
2019-11-03 13:00 | 221.98 | 219.57
2019-11-03 13:30 | 222.14 | 219.78
2019-11-03 14:00 | 221.67 | 219.29
2019-11-03 14:30 | 221.21 | 219.24
2019-11-03 15:00 | 217.75 | 215.9
2019-11-03 15:30 | 217.88 | 216.21
2019-11-03 16:00 | 220.02 | 218.07
2019-11-03 16:30 | 221.42 | 219.61
2019-11-03 17:00 | 223.08 | 220.99
2019-11-03 17:30 | 222.76 | 221.01
2019-11-03 18:00 | 238.03 | 235.81
2019-11-03 18:30 | 239.65 | 237.19
2019-11-03 19:00 | 242.28 | 239.52
2019-11-03 19:30 | 246.38 | 244.16
2019-11-03 20:00 | 245.25 | 243.23
2019-11-03 20:30 | 245.95 | 243.69
2019-11-03 21:00 | 244.05 | 242.17
2019-11-03 21:30 | 244.72 | 242.91
2019-11-03 22:00 | 244.94 | 243.08
2019-11-03 22:30 | 244.81 | 243.08
2019-11-03 23:00 | 243.03 | 241.72
2019-11-03 23:30 | 243.58 | 242.1
2019-11-04 | 236.32 | 234.4
2019-11-04 00:30 | 235.38 | 233.4
2019-11-04 01:00 | 233.69 | 231.88
2019-11-04 01:30 | 228.07 | 226.6
2019-11-04 02:00 | 222.16 | 220.69
2019-11-04 02:30 | 220.81 | 219.5
2019-11-04 03:00 | 220.24 | 218.97
2019-11-04 03:30 | 220.6 | 219.31
2019-11-04 04:00 | 220.63 | 219.32
2019-11-04 04:30 | 220.18 | 218.89
2019-11-04 05:00 | 221.58 | 220.17
2019-11-04 05:30 | 223.97 | 222.14
2019-11-04 06:00 | 223.46 | 221.62
2019-11-04 06:30 | 223.08 | 221.35
2019-11-04 07:00 | 223.59 | 221.93
2019-11-04 07:30 | 225.41 | 223.75
2019-11-04 08:00 | 225.09 | 223.41
2019-11-04 08:30 | 225.4 | 223.83
2019-11-04 09:00 | 225.51 | 224
2019-11-04 09:30 | 226.31 | 224.51
2019-11-04 10:00 | 221.84 | 219.98
2019-11-04 10:30 | 219.59 | 217.77
2019-11-04 11:00 | 220.72 | 218.8
2019-11-04 11:30 | 220.8 | 218.92
2019-11-04 12:00 | 221.21 | 219.26
2019-11-04 12:30 | 220.96 | 219.14
2019-11-04 13:00 | 220.89 | 219.18
2019-11-04 13:30 | 220.92 | 219.18
2019-11-04 14:00 | 222.74 | 221.09
2019-11-04 14:30 | 223.45 | 221.59
2019-11-04 15:00 | 222.07 | 220.35
2019-11-04 15:30 | 222.01 | 220.28
2019-11-04 16:00 | 222.77 | 221.09
2019-11-04 16:30 | 223.21 | 221.47
2019-11-04 17:00 | 223.37 | 221.47
2019-11-04 17:30 | 254.57 | 252.51
2019-11-04 18:00 | 240.59 | 238.54
2019-11-04 18:30 | 233.78 | 231.64
2019-11-04 19:00 | 232.17 | 230.12
2019-11-04 19:30 | 232.66 | 230.46
2019-11-04 20:00 | 233.33 | 231
2019-11-04 20:30 | 234.93 | 232.52
2019-11-04 21:00 | 234.8 | 232.72
2019-11-04 21:30 | 233.37 | 231.49
2019-11-04 22:00 | 232.13 | 230.33
2019-11-04 22:30 | 233.49 | 231.65
2019-11-04 23:00 | 233.46 | 231.71
2019-11-04 23:30 | 231.99 | 230.31
2019-11-05 | 233.8 | 231.81
2019-11-05 00:30 | 233.74 | 231.86
2019-11-05 01:00 | 234.9 | 232.04
2019-11-05 01:30 | 235.45 | 232.51
2019-11-05 02:00 | 240.42 | 237.41
2019-11-05 02:30 | 239.93 | 237.2
2019-11-05 03:00 | 239.69 | 236.94
2019-11-05 03:30 | 238.48 | 235.94
2019-11-05 04:00 | 238.17 | 235.59
2019-11-05 04:30 | 238.2 | 235.57
2019-11-05 05:00 | 238.07 | 235.46
2019-11-05 05:30 | 236.42 | 233.71
2019-11-05 06:00 | 232.8 | 231.37
2019-11-05 06:30 | 257.17 | 255.97
2019-11-05 07:00 | 263.12 | 261.83
2019-11-05 07:30 | 264.07 | 262.28
2019-11-05 08:00 | 262.38 | 260.46
2019-11-05 08:30 | 258.57 | 256.6
2019-11-05 09:00 | 258.99 | 256.47
2019-11-05 09:30 | 255.85 | 253.33
2019-11-05 10:00 | 223.45 | 221.79
2019-11-05 10:30 | 224.91 | 223.33
2019-11-05 11:00 | 225.14 | 223.44
2019-11-05 11:30 | 225.06 | 223.29
2019-11-05 12:00 | 223.2 | 221.58
2019-11-05 12:30 | 220.7 | 219.42
2019-11-05 13:00 | 218.77 | 217.42
2019-11-05 13:30 | 219.28 | 217.8
2019-11-05 14:00 | 219.98 | 218.45
2019-11-05 14:30 | 224.37 | 222.69
2019-11-05 15:00 | 224.59 | 222.83
2019-11-05 15:30 | 221.64 | 220.16
2019-11-05 16:00 | 223 | 221.5
2019-11-05 16:30 | 223.95 | 222.43
2019-11-05 17:00 | 223.73 | 222.2
2019-11-05 17:30 | 235.09 | 233.58
2019-11-05 18:00 | 267.35 | 265.6
2019-11-05 18:30 | 268.43 | 266.68
2019-11-05 19:00 | 270.26 | 268.56
2019-11-05 19:30 | 271.63 | 269.75
2019-11-05 20:00 | 262.07 | 260.21
2019-11-05 20:30 | 257.13 | 255.26
2019-11-05 21:00 | 221.51 | 219.6
2019-11-05 21:30 | 221.62 | 219.91
2019-11-05 22:00 | 221.69 | 220.16
2019-11-05 22:30 | 221.55 | 220.14
2019-11-05 23:00 | 223.07 | 221.61
2019-11-05 23:30 | 225.75 | 224.12
2019-11-06 | 243 | 241.56
2019-11-06 00:30 | 243.37 | 241.48
2019-11-06 01:00 | 242.16 | 240.14
2019-11-06 01:30 | 241.92 | 239.32
2019-11-06 02:00 | 237.65 | 235.2
2019-11-06 02:30 | 237.39 | 234.95
2019-11-06 03:00 | 237.5 | 235.03
2019-11-06 03:30 | 237.23 | 234.83
2019-11-06 04:00 | 237.23 | 234.98
2019-11-06 04:30 | 238.18 | 235.87
2019-11-06 05:00 | 239.61 | 237.16
2019-11-06 05:30 | 243.11 | 241.12
2019-11-06 06:00 | 249.62 | 247.8
2019-11-06 06:30 | 249.4 | 247.5
2019-11-06 07:00 | 249.57 | 247.9
2019-11-06 07:30 | 249.47 | 247.67
2019-11-06 08:00 | 250.01 | 248.38
2019-11-06 08:30 | 250.82 | 249.26
2019-11-06 09:00 | 251.16 | 249.57
2019-11-06 09:30 | 251.22 | 249.35
2019-11-06 10:00 | 251.7 | 249.94
2019-11-06 10:30 | 252.27 | 250.07
2019-11-06 11:00 | 253.27 | 250.81
2019-11-06 11:30 | 254.5 | 251.94
2019-11-06 12:00 | 253.76 | 251.09
2019-11-06 12:30 | 254.2 | 252.02
2019-11-06 13:00 | 233.69 | 231.75
2019-11-06 13:30 | 226.07 | 223.79
2019-11-06 14:00 | 226.8 | 224.43
2019-11-06 14:30 | 226.13 | 223.72
2019-11-06 15:00 | 227.89 | 225.83
2019-11-06 15:30 | 234.88 | 233.09
2019-11-06 16:00 | 262.28 | 259.8
2019-11-06 16:30 | 267.13 | 264.41
2019-11-06 17:00 | 266.23 | 263.74
2019-11-06 17:30 | 268.73 | 265.8
2019-11-06 18:00 | 268.45 | 266.41
2019-11-06 18:30 | 270.9 | 268.77
2019-11-06 19:00 | 271.53 | 269.34
2019-11-06 19:30 | 271.66 | 269.14
2019-11-06 20:00 | 272.96 | 270.15
2019-11-06 20:30 | 273.88 | 271.21
2019-11-06 21:00 | 273.89 | 272.13
2019-11-06 21:30 | 275.1 | 273.32
2019-11-06 22:00 | 234.86 | 233.07
2019-11-06 22:30 | 230.61 | 228.62
2019-11-06 23:00 | 230.44 | 227.94
2019-11-06 23:30 | 230.29 | 227.72
2019-11-07 | 231.43 | 228.77
2019-11-07 00:30 | 231.41 | 228.78
2019-11-07 01:00 | 231.48 | 228.85
2019-11-07 01:30 | 231.51 | 228.83
2019-11-07 02:00 | 231.16 | 228.28
2019-11-07 02:30 | 231.53 | 228.08
2019-11-07 03:00 | 231.32 | 227.88
2019-11-07 03:30 | 228.8 | 225.61
2019-11-07 04:00 | 230.58 | 227.26
2019-11-07 04:30 | 231.02 | 227.65
2019-11-07 05:00 | 231.29 | 227.89
2019-11-07 05:30 | 231.53 | 228.04
2019-11-07 06:00 | 230.3 | 226.81
2019-11-07 06:30 | 233.75 | 230.67
2019-11-07 07:00 | 233.71 | 231.57
2019-11-07 07:30 | 235.18 | 233.21
2019-11-07 08:00 | 235.24 | 233.24
2019-11-07 08:30 | 235.73 | 233.56
2019-11-07 09:00 | 236.35 | 234.12
2019-11-07 09:30 | 234.6 | 232.64
2019-11-07 10:00 | 232.72 | 230.79
2019-11-07 10:30 | 229.58 | 227.84
2019-11-07 11:00 | 228.63 | 226.84
2019-11-07 11:30 | 229.45 | 227.51
2019-11-07 12:00 | 231.34 | 229.36
2019-11-07 12:30 | 233.86 | 231.81
2019-11-07 13:00 | 236.33 | 234.17
2019-11-07 13:30 | 237.82 | 235.64
2019-11-07 14:00 | 239.91 | 237.51
2019-11-07 14:30 | 247.06 | 244.19
2019-11-07 15:00 | 256.53 | 253.39
2019-11-07 15:30 | 277.39 | 274.87
2019-11-07 16:00 | 276.5 | 274.12
2019-11-07 16:30 | 277.81 | 274.99
2019-11-07 17:00 | 285.26 | 282.03
2019-11-07 17:30 | 286.46 | 282.77
2019-11-07 18:00 | 287.41 | 283.33
2019-11-07 18:30 | 289.62 | 286.68
2019-11-07 19:00 | 291.33 | 288.35
2019-11-07 19:30 | 294.04 | 290.75
2019-11-07 20:00 | 294.85 | 291.41
2019-11-07 20:30 | 293.55 | 290.49
2019-11-07 21:00 | 293.32 | 290.77
2019-11-07 21:30 | 292.58 | 289.98
2019-11-07 22:00 | 291.99 | 289.36
2019-11-07 22:30 | 289.47 | 287.04
2019-11-07 23:00 | 288.78 | 286.32
2019-11-07 23:30 | 289.91 | 287.36
2019-11-08 | 288.88 | 286.43
2019-11-08 00:30 | 256.54 | 253.48
2019-11-08 01:00 | 258.11 | 253.81
2019-11-08 01:30 | 260.83 | 256.17
2019-11-08 02:00 | 261.32 | 256.42
2019-11-08 02:30 | 261.34 | 256.46
2019-11-08 03:00 | 260.77 | 255.98
2019-11-08 03:30 | 259.13 | 254.45
2019-11-08 04:00 | 258.54 | 253.89
2019-11-08 04:30 | 257.81 | 253.44
2019-11-08 05:00 | 257.33 | 254.32
2019-11-08 05:30 | 278.29 | 275.77
2019-11-08 06:00 | 291.89 | 289.15
2019-11-08 06:30 | 275.51 | 272.63
2019-11-08 07:00 | 264.95 | 261.91
2019-11-08 07:30 | 260.1 | 256.56
2019-11-08 08:00 | 256.92 | 254.15
2019-11-08 08:30 | 255.85 | 251.91
2019-11-08 09:00 | 246.27 | 242.71
2019-11-08 09:30 | 243.68 | 240.51
2019-11-08 10:00 | 248.16 | 244.6
2019-11-08 10:30 | 248.77 | 244.95
2019-11-08 11:00 | 248.79 | 244.76
2019-11-08 11:30 | 249.76 | 245.56
2019-11-08 12:00 | 248.85 | 244.54
2019-11-08 12:30 | 248.55 | 244.09
2019-11-08 13:00 | 247.72 | 243.18
2019-11-08 13:30 | 249.62 | 244.63
2019-11-08 14:00 | 248.46 | 244.92
2019-11-08 14:30 | 247.65 | 244.48
2019-11-08 15:00 | 247.05 | 244.17
2019-11-08 15:30 | 248.41 | 245.24
2019-11-08 16:00 | 247.16 | 243.77
2019-11-08 16:30 | 249.22 | 245.58
2019-11-08 17:00 | 248.81 | 245.35
2019-11-08 17:30 | 247.45 | 244.48
2019-11-08 18:00 | 278.22 | 275.67
2019-11-08 18:30 | 280.92 | 278.36
2019-11-08 19:00 | 284.07 | 281.62
2019-11-08 19:30 | 285.66 | 283.13
2019-11-08 20:00 | 286.19 | 283.62
2019-11-08 20:30 | 287.23 | 284.58
2019-11-08 21:00 | 287.72 | 285.05
2019-11-08 21:30 | 287.73 | 285.05
2019-11-08 22:00 | 287.27 | 284.84
2019-11-08 22:30 | 287.34 | 284.97
2019-11-08 23:00 | 288.48 | 285.99
2019-11-08 23:30 | 288.31 | 285.87
2019-11-09 | 287.93 | 285.41
2019-11-09 00:30 | 287.9 | 285.23
2019-11-09 01:00 | 286.13 | 283.69
2019-11-09 01:30 | 263.23 | 260.49
2019-11-09 02:00 | 259.38 | 256.04
2019-11-09 02:30 | 259.63 | 256.18
2019-11-09 03:00 | 259.53 | 256.07
2019-11-09 03:30 | 259.77 | 256.33
2019-11-09 04:00 | 260.49 | 256.92
2019-11-09 04:30 | 261.88 | 258.08
2019-11-09 05:00 | 260.02 | 256.51
2019-11-09 05:30 | 260.47 | 256.94
2019-11-09 06:00 | 260.7 | 257.26
2019-11-09 06:30 | 260.57 | 257.19
2019-11-09 07:00 | 252.59 | 248.84
2019-11-09 07:30 | 247.81 | 243.3
2019-11-09 08:00 | 249.05 | 244.24
2019-11-09 08:30 | 248.75 | 243.98
2019-11-09 09:00 | 249.05 | 244.14
2019-11-09 09:30 | 248.21 | 244.2
2019-11-09 10:00 | 248.23 | 244.28
2019-11-09 10:30 | 246.73 | 243.08
2019-11-09 11:00 | 245.65 | 242.1
2019-11-09 11:30 | 245.56 | 242.02
2019-11-09 12:00 | 246.24 | 242.59
2019-11-09 12:30 | 247.01 | 243.27
2019-11-09 13:00 | 246.85 | 243.12
2019-11-09 13:30 | 248.59 | 244.6
2019-11-09 14:00 | 248.95 | 244.83
2019-11-09 14:30 | 250.8 | 246.39
2019-11-09 15:00 | 251.27 | 246.6
2019-11-09 15:30 | 251.64 | 246.91
2019-11-09 16:00 | 250.41 | 245.7
2019-11-09 16:30 | 284.12 | 280.48
2019-11-09 17:00 | 286.49 | 283
2019-11-09 17:30 | 291.51 | 288.15
2019-11-09 18:00 | 283.9 | 280.45
2019-11-09 18:30 | 280.08 | 276.65
2019-11-09 19:00 | 281.54 | 278.24
2019-11-09 19:30 | 287.95 | 284.9
2019-11-09 20:00 | 296.45 | 293.67
2019-11-09 20:30 | 296.86 | 294.35
2019-11-09 21:00 | 295.74 | 293.46
2019-11-09 21:30 | 296.26 | 293.9
2019-11-09 22:00 | 296.01 | 293.56
2019-11-09 22:30 | 295.93 | 293.49
2019-11-09 23:00 | 297.22 | 294.4
2019-11-09 23:30 | 297.37 | 294.56
2019-11-10 | 290.62 | 287.56
2019-11-10 00:30 | 287.22 | 284.85
2019-11-10 01:00 | 277.52 | 275.05
2019-11-10 01:30 | 265.77 | 263.15
2019-11-10 02:00 | 262.71 | 260.26
2019-11-10 02:30 | 268.25 | 265.28
2019-11-10 03:00 | 267.99 | 265.05
2019-11-10 03:30 | 268.6 | 265.48
2019-11-10 04:00 | 268.33 | 265.25
2019-11-10 04:30 | 268.87 | 265.74
2019-11-10 05:00 | 268.34 | 265.28
2019-11-10 05:30 | 267.78 | 264.8
2019-11-10 06:00 | 263.28 | 260.29
2019-11-10 06:30 | 246.71 | 243.5
2019-11-10 07:00 | 247.1 | 243.84
2019-11-10 07:30 | 243.73 | 240.75
2019-11-10 08:00 | 238.34 | 235.77
2019-11-10 08:30 | 238.59 | 236.03
2019-11-10 09:00 | 240.65 | 238.2
2019-11-10 09:30 | 239.67 | 237.38
2019-11-10 10:00 | 239.1 | 236.03
2019-11-10 10:30 | 238.67 | 235.63
2019-11-10 11:00 | 238.34 | 235.31
2019-11-10 11:30 | 239.95 | 236.84
2019-11-10 12:00 | 242.19 | 239.01
2019-11-10 12:30 | 246.43 | 243.19
2019-11-10 13:00 | 247.47 | 244.2
2019-11-10 13:30 | 247.99 | 244.81
2019-11-10 14:00 | 244.03 | 241.15
2019-11-10 14:30 | 245.1 | 242.37
2019-11-10 15:00 | 244.54 | 241.68
2019-11-10 15:30 | 245.2 | 242.26
2019-11-10 16:00 | 247.27 | 243.93
2019-11-10 16:30 | 244.67 | 241.78
2019-11-10 17:00 | 245.86 | 242.88
2019-11-10 17:30 | 240.23 | 237.81
2019-11-10 18:00 | 234.82 | 232.72
2019-11-10 18:30 | 233.81 | 231.56
2019-11-10 19:00 | 272.65 | 270.29
2019-11-10 19:30 | 275.27 | 272.83
2019-11-10 20:00 | 280.02 | 277.33
2019-11-10 20:30 | 238.51 | 235.79
2019-11-10 21:00 | 240.7 | 237.69
2019-11-10 21:30 | 242.35 | 239.08
2019-11-10 22:00 | 241.7 | 238.53
2019-11-10 22:30 | 240.84 | 238.24
2019-11-10 23:00 | 241.71 | 239.14
2019-11-10 23:30 | 241.39 | 238.77
2019-11-11 | 242.6 | 239.84
2019-11-11 00:30 | 241.61 | 238.94
2019-11-11 01:00 | 242.53 | 239.77
2019-11-11 01:30 | 243.04 | 240.28
2019-11-11 02:00 | 243.76 | 240.95
2019-11-11 02:30 | 242.04 | 239.42
2019-11-11 03:00 | 243.54 | 240.79
2019-11-11 03:30 | 242.05 | 239.36
2019-11-11 04:00 | 242.68 | 239.93
2019-11-11 04:30 | 242.92 | 240.16
2019-11-11 05:00 | 242.9 | 240.15
2019-11-11 05:30 | 265.6 | 263.27
2019-11-11 06:00 | 283.65 | 281.03
2019-11-11 06:30 | 273.2 | 270.34
2019-11-11 07:00 | 237.23 | 234.59
2019-11-11 07:30 | 234.63 | 232.11
2019-11-11 08:00 | 232.44 | 229.88
2019-11-11 08:30 | 228.55 | 226.03
2019-11-11 09:00 | 228.42 | 225.9
2019-11-11 09:30 | 229.16 | 226.34
2019-11-11 10:00 | 228.22 | 225.43
2019-11-11 10:30 | 228.84 | 226.07
2019-11-11 11:00 | 229.3 | 226.37
2019-11-11 11:30 | 229.7 | 226.7
2019-11-11 12:00 | 230.73 | 227.64
2019-11-11 12:30 | 231 | 227.88
2019-11-11 13:00 | 231.54 | 228.07
2019-11-11 13:30 | 231.65 | 228.39
2019-11-11 14:00 | 232.67 | 229.55
2019-11-11 14:30 | 233.26 | 230.31
2019-11-11 15:00 | 234.5 | 231.66
2019-11-11 15:30 | 234.56 | 231.57
2019-11-11 16:00 | 235.53 | 231.97
2019-11-11 16:30 | 234.69 | 231.39
2019-11-11 17:00 | 234.41 | 231.38
2019-11-11 17:30 | 236.04 | 232.77
2019-11-11 18:00 | 235.52 | 232.1
2019-11-11 18:30 | 235.45 | 231.7
2019-11-11 19:00 | 248.63 | 244.83
2019-11-11 19:30 | 251.36 | 247.37
2019-11-11 20:00 | 261.36 | 257.56
2019-11-11 20:30 | 261.51 | 257.64
2019-11-11 21:00 | 261.73 | 257.83
2019-11-11 21:30 | 261.96 | 258.29
2019-11-11 22:00 | 250.57 | 247.27
2019-11-11 22:30 | 249.74 | 246.44
2019-11-11 23:00 | 249.31 | 245.75
2019-11-11 23:30 | 249.44 | 245.72
2019-11-12 | 248.54 | 245.06
2019-11-12 00:30 | 248.3 | 245.83
2019-11-12 01:00 | 237.44 | 234.56
2019-11-12 01:30 | 234.55 | 231.8
2019-11-12 02:00 | 232.63 | 229.81
2019-11-12 02:30 | 233.97 | 230.33
2019-11-12 03:00 | 233.21 | 229.59
2019-11-12 03:30 | 232.08 | 228.64
2019-11-12 04:00 | 233.15 | 229.57
2019-11-12 04:30 | 233.91 | 230.27
2019-11-12 05:00 | 233.27 | 229.8
2019-11-12 05:30 | 234.14 | 230.71
2019-11-12 06:00 | 252.13 | 249.51
2019-11-12 06:30 | 246.69 | 243.63
2019-11-12 07:00 | 231.21 | 227.46
2019-11-12 07:30 | 229.77 | 226.54
2019-11-12 08:00 | 229.32 | 226.19
2019-11-12 08:30 | 226.61 | 224.08
2019-11-12 09:00 | 226.8 | 223.73
2019-11-12 09:30 | 227.76 | 224.65
2019-11-12 10:00 | 227.25 | 224.22
2019-11-12 10:30 | 224.22 | 221.27
2019-11-12 11:00 | 223.9 | 221.31
2019-11-12 11:30 | 224.67 | 222.21
2019-11-12 12:00 | 225.48 | 222.76
2019-11-12 12:30 | 225.94 | 223.43
2019-11-12 13:00 | 227.09 | 224.66
2019-11-12 13:30 | 227.02 | 224.62
2019-11-12 14:00 | 227.42 | 225.16
2019-11-12 14:30 | 240.06 | 237.85
2019-11-12 15:00 | 249.5 | 246.51
2019-11-12 15:30 | 275.52 | 272.16
2019-11-12 16:00 | 280.77 | 277.53
2019-11-12 16:30 | 280.26 | 276.81
2019-11-12 17:00 | 280.49 | 277.34
2019-11-12 17:30 | 281.94 | 279.21
2019-11-12 18:00 | 283.26 | 280.54
2019-11-12 18:30 | 282.89 | 279.91
2019-11-12 19:00 | 283.94 | 280.93
2019-11-12 19:30 | 283.63 | 280.56
2019-11-12 20:00 | 284.14 | 281.02
2019-11-12 20:30 | 284.83 | 281.54
2019-11-12 21:00 | 285.76 | 282.44
2019-11-12 21:30 | 285.44 | 282.25
2019-11-12 22:00 | 236.28 | 233.41
2019-11-12 22:30 | 226.38 | 224
2019-11-12 23:00 | 225.68 | 223.3
2019-11-12 23:30 | 225.77 | 223.28
2019-11-13 | 226.63 | 224.01
2019-11-13 00:30 | 227.33 | 224.72
2019-11-13 01:00 | 227.88 | 225.45
2019-11-13 01:30 | 228.67 | 226.31
2019-11-13 02:00 | 230.44 | 228
2019-11-13 02:30 | 234.14 | 231.6
2019-11-13 03:00 | 256.23 | 253.81
2019-11-13 03:30 | 276.55 | 274.03
2019-11-13 04:00 | 276.33 | 273.9
2019-11-13 04:30 | 275.89 | 273.74
2019-11-13 05:00 | 276.82 | 274.69
2019-11-13 05:30 | 277.42 | 275.34
2019-11-13 06:00 | 276.33 | 274.16
2019-11-13 06:30 | 275.34 | 272.87
2019-11-13 07:00 | 275.42 | 273.02
2019-11-13 07:30 | 237.58 | 235.43
2019-11-13 08:00 | 237.17 | 234.96
2019-11-13 08:30 | 234.14 | 232.25
2019-11-13 09:00 | 234.04 | 232.09
2019-11-13 09:30 | 233.53 | 231.54
2019-11-13 10:00 | 233.44 | 231.31
2019-11-13 10:30 | 231.52 | 229.69
2019-11-13 11:00 | 230.84 | 229.05
2019-11-13 11:30 | 232.07 | 230.39
2019-11-13 12:00 | 231.2 | 229.43
2019-11-13 12:30 | 230.36 | 228.58
2019-11-13 13:00 | 231.02 | 229.09
2019-11-13 13:30 | 229.34 | 227.57
2019-11-13 14:00 | 233.62 | 231.63
2019-11-13 14:30 | 236.4 | 234.27
2019-11-13 15:00 | 234.26 | 231.93
2019-11-13 15:30 | 235.19 | 233.03
2019-11-13 16:00 | 238.07 | 235.9
2019-11-13 16:30 | 239.48 | 237.29
2019-11-13 17:00 | 258.71 | 256.47
2019-11-13 17:30 | 271.57 | 269.22
2019-11-13 18:00 | 240.27 | 236.97
2019-11-13 18:30 | 231.32 | 228.1
2019-11-13 19:00 | 235.31 | 231.61
2019-11-13 19:30 | 237.88 | 233.98
2019-11-13 20:00 | 236.51 | 232.82
2019-11-13 20:30 | 236.15 | 233.02
2019-11-13 21:00 | 234.72 | 232.02
2019-11-13 21:30 | 234 | 231.3
2019-11-13 22:00 | 234.97 | 232.22
2019-11-13 22:30 | 235.14 | 232.25
2019-11-13 23:00 | 249.4 | 246.48
2019-11-13 23:30 | 253.16 | 250.73
2019-11-14 | 253.07 | 250.68
2019-11-14 00:30 | 252.3 | 249.99
2019-11-14 01:00 | 251.17 | 248.87
2019-11-14 01:30 | 250.63 | 248.27
2019-11-14 02:00 | 251.59 | 249.17
2019-11-14 02:30 | 251.75 | 249.31
2019-11-14 03:00 | 252.69 | 250.27
2019-11-14 03:30 | 251.68 | 249.29
2019-11-14 04:00 | 251.65 | 249.26
2019-11-14 04:30 | 255.7 | 253.28
2019-11-14 05:00 | 263.46 | 261.06
2019-11-14 05:30 | 262.3 | 260.07
2019-11-14 06:00 | 263.44 | 260.53
2019-11-14 06:30 | 246.98 | 244.34
2019-11-14 07:00 | 240.52 | 237.91
2019-11-14 07:30 | 237.6 | 234.68
2019-11-14 08:00 | 237.27 | 234.12
2019-11-14 08:30 | 233.4 | 230.49
2019-11-14 09:00 | 233.11 | 230.43
2019-11-14 09:30 | 233.26 | 230.63
2019-11-14 10:00 | 233.36 | 230.83
2019-11-14 10:30 | 234.34 | 231.59
2019-11-14 11:00 | 234.53 | 231.7
2019-11-14 11:30 | 236.71 | 233.75
2019-11-14 12:00 | 237.22 | 234.18
2019-11-14 12:30 | 238.19 | 235.27
2019-11-14 13:00 | 239.12 | 236.31
2019-11-14 13:30 | 240.27 | 237.44
2019-11-14 14:00 | 240.89 | 238.02
2019-11-14 14:30 | 239.16 | 236.16
2019-11-14 15:00 | 238.95 | 236.23
2019-11-14 15:30 | 241.23 | 238.38
2019-11-14 16:00 | 241.69 | 238.45
2019-11-14 16:30 | 239.87 | 236.75
2019-11-14 17:00 | 238.78 | 235.74
2019-11-14 17:30 | 239.87 | 236.78
2019-11-14 18:00 | 240.55 | 237.56
2019-11-14 18:30 | 234.96 | 232.24
2019-11-14 19:00 | 234.38 | 231.77
2019-11-14 19:30 | 235.19 | 232.53
2019-11-14 20:00 | 236.31 | 233.44
2019-11-14 20:30 | 234.06 | 231.23
2019-11-14 21:00 | 235.42 | 232.4
2019-11-14 21:30 | 235.55 | 232.49
2019-11-14 22:00 | 235.89 | 232.48
2019-11-14 22:30 | 235.75 | 232.23
2019-11-14 23:00 | 235.94 | 232.35
2019-11-14 23:30 | 236.83 | 233.2
2019-11-15 | 235.77 | 232.77
2019-11-15 00:30 | 234.4 | 231.6
2019-11-15 01:00 | 235.79 | 232.93
2019-11-15 01:30 | 236.63 | 233.69
2019-11-15 02:00 | 237.15 | 233.2
2019-11-15 02:30 | 236.88 | 232.74
2019-11-15 03:00 | 238.39 | 233.9
2019-11-15 03:30 | 240.03 | 235.27
2019-11-15 04:00 | 238.35 | 233.89
2019-11-15 04:30 | 237.89 | 233.44
2019-11-15 05:00 | 238.77 | 234.22
2019-11-15 05:30 | 239.21 | 235.15
2019-11-15 06:00 | 237.03 | 234.09
2019-11-15 06:30 | 235.89 | 233.11
2019-11-15 07:00 | 235.87 | 232.77
2019-11-15 07:30 | 235.51 | 232.23
2019-11-15 08:00 | 235.03 | 231.53
2019-11-15 08:30 | 235.28 | 231.78
2019-11-15 09:00 | 231.21 | 228.13
2019-11-15 09:30 | 230.49 | 227.48
2019-11-15 10:00 | 231.3 | 228.31
2019-11-15 10:30 | 231.72 | 228.59
2019-11-15 11:00 | 232.67 | 229.38
2019-11-15 11:30 | 231.16 | 228.21
2019-11-15 12:00 | 228.25 | 225.48
2019-11-15 12:30 | 227.39 | 224.71
2019-11-15 13:00 | 229.26 | 226.5
2019-11-15 13:30 | 230.78 | 228
2019-11-15 14:00 | 230.73 | 227.94
2019-11-15 14:30 | 230.2 | 227.22
2019-11-15 15:00 | 230.8 | 227.37
2019-11-15 15:30 | 232.94 | 229.12
2019-11-15 16:00 | 258.94 | 256
2019-11-15 16:30 | 268.05 | 265.93
2019-11-15 17:00 | 269.34 | 267.41
2019-11-15 17:30 | 269.65 | 267.74
2019-11-15 18:00 | 270.74 | 269.07
2019-11-15 18:30 | 237.03 | 234.87
2019-11-15 19:00 | 223.72 | 221.68
2019-11-15 19:30 | 223.42 | 221.43
2019-11-15 20:00 | 225.07 | 222.91
2019-11-15 20:30 | 226.85 | 224.59
2019-11-15 21:00 | 225.94 | 224.01
2019-11-15 21:30 | 226.41 | 224.32
2019-11-15 22:00 | 227.7 | 225.6
2019-11-15 22:30 | 228.53 | 226.51
2019-11-15 23:00 | 226.77 | 224.73
2019-11-15 23:30 | 227.78 | 225.56
2019-11-16 | 249.03 | 245.96
2019-11-16 00:30 | 256.49 | 252.92
2019-11-16 01:00 | 254.86 | 251.69
2019-11-16 01:30 | 254.14 | 250.93
2019-11-16 02:00 | 256.15 | 252.73
2019-11-16 02:30 | 255.05 | 251.76
2019-11-16 03:00 | 253.95 | 250.78
2019-11-16 03:30 | 253.92 | 250.7
2019-11-16 04:00 | 255.7 | 252.31
2019-11-16 04:30 | 255.18 | 251.92
2019-11-16 05:00 | 255.18 | 251.88
2019-11-16 05:30 | 255.06 | 251.86
2019-11-16 06:00 | 253.48 | 250.44
2019-11-16 06:30 | 252.44 | 249.52
2019-11-16 07:00 | 243.32 | 240.39
2019-11-16 07:30 | 238.98 | 235.82
2019-11-16 08:00 | 235.42 | 232.52
2019-11-16 08:30 | 238.63 | 235.92
2019-11-16 09:00 | 235.49 | 232.99
2019-11-16 09:30 | 234.44 | 231.79
2019-11-16 10:00 | 234.4 | 231.77
2019-11-16 10:30 | 234.25 | 231.52
2019-11-16 11:00 | 233.62 | 230.98
2019-11-16 11:30 | 231.01 | 228.48
2019-11-16 12:00 | 229.09 | 226.78
2019-11-16 12:30 | 230.65 | 228.51
2019-11-16 13:00 | 229.35 | 227.35
2019-11-16 13:30 | 229.99 | 227.98
2019-11-16 14:00 | 229.77 | 227.81
2019-11-16 14:30 | 231.54 | 229.46
2019-11-16 15:00 | 232.03 | 229.73
2019-11-16 15:30 | 231.02 | 228.47
2019-11-16 16:00 | 262.88 | 261.27
2019-11-16 16:30 | 268.7 | 267
2019-11-16 17:00 | 270.94 | 269.09
2019-11-16 17:30 | 273.14 | 271.3
2019-11-16 18:00 | 274.68 | 272.63
2019-11-16 18:30 | 276.9 | 274.58
2019-11-16 19:00 | 278.2 | 275.6
2019-11-16 19:30 | 278.75 | 276.05
2019-11-16 20:00 | 276.93 | 274.29
2019-11-16 20:30 | 275.77 | 273.13
2019-11-16 21:00 | 276.57 | 273.83
2019-11-16 21:30 | 278.02 | 275.21
2019-11-16 22:00 | 279.1 | 276.88
2019-11-16 22:30 | 277.88 | 276.02
2019-11-16 23:00 | 275.64 | 273.75
2019-11-16 23:30 | 275.97 | 273.78
2019-11-17 | 277.85 | 275.74
2019-11-17 00:30 | 255.62 | 253.65
2019-11-17 01:00 | 251.03 | 249.19
2019-11-17 01:30 | 250.91 | 249.05
2019-11-17 02:00 | 250.8 | 248.95
2019-11-17 02:30 | 252.47 | 250.52
2019-11-17 03:00 | 251.01 | 249.17
2019-11-17 03:30 | 250.95 | 249.12
2019-11-17 04:00 | 250.67 | 248.85
2019-11-17 04:30 | 250.62 | 248.81
2019-11-17 05:00 | 250.28 | 248.51
2019-11-17 05:30 | 250.39 | 248.61
2019-11-17 06:00 | 251.17 | 249.32
2019-11-17 06:30 | 251.02 | 249.27
2019-11-17 07:00 | 250.31 | 248.45
2019-11-17 07:30 | 263.7 | 261.82
2019-11-17 08:00 | 265.54 | 263.64
2019-11-17 08:30 | 264.43 | 262.43
2019-11-17 09:00 | 262.51 | 260.81
2019-11-17 09:30 | 263.6 | 261.98
2019-11-17 10:00 | 264.31 | 262.66
2019-11-17 10:30 | 255.85 | 254.16
2019-11-17 11:00 | 254.62 | 252.89
2019-11-17 11:30 | 254.43 | 252.72
2019-11-17 12:00 | 252.97 | 251.29
2019-11-17 12:30 | 236.21 | 233.96
2019-11-17 13:00 | 234.52 | 232.22
2019-11-17 13:30 | 235.5 | 233.15
2019-11-17 14:00 | 235.26 | 233.03
2019-11-17 14:30 | 236.39 | 234.1
2019-11-17 15:00 | 236.01 | 233.73
2019-11-17 15:30 | 235.65 | 233.32
2019-11-17 16:00 | 236.86 | 234.26
2019-11-17 16:30 | 238.85 | 236.07
2019-11-17 17:00 | 237.77 | 235.2
2019-11-17 17:30 | 236.83 | 234.21
2019-11-17 18:00 | 237.06 | 234.31
2019-11-17 18:30 | 249.86 | 247.85
2019-11-17 19:00 | 275.18 | 272.96
2019-11-17 19:30 | 274.49 | 272.15
2019-11-17 20:00 | 278.89 | 276.34
2019-11-17 20:30 | 280.66 | 277.85
2019-11-17 21:00 | 281.29 | 278.57
2019-11-17 21:30 | 283.14 | 280.92
2019-11-17 22:00 | 283.59 | 281.22
2019-11-17 22:30 | 249.28 | 246.64
2019-11-17 23:00 | 243.7 | 240.05
2019-11-17 23:30 | 242.28 | 238.56
2019-11-18 | 242.59 | 238.33
2019-11-18 00:30 | 243.91 | 239.1
2019-11-18 01:00 | 243.07 | 238.42
2019-11-18 01:30 | 243.31 | 238.7
2019-11-18 02:00 | 264.43 | 261.29
2019-11-18 02:30 | 272.45 | 270.33
2019-11-18 03:00 | 283.45 | 281.29
2019-11-18 03:30 | 283.55 | 281.39
2019-11-18 04:00 | 285.18 | 282.96
2019-11-18 04:30 | 282.53 | 280.43
2019-11-18 05:00 | 283.66 | 281.54
2019-11-18 05:30 | 284.52 | 282.43
2019-11-18 06:00 | 284.87 | 282.33
2019-11-18 06:30 | 267.27 | 265.02
2019-11-18 07:00 | 243.77 | 241.01
2019-11-18 07:30 | 242.2 | 239.55
2019-11-18 08:00 | 238.96 | 236.63
2019-11-18 08:30 | 238.79 | 236.35
2019-11-18 09:00 | 238.18 | 235.99
2019-11-18 09:30 | 239.08 | 236.64
2019-11-18 10:00 | 238.05 | 235.58
2019-11-18 10:30 | 236.93 | 234.39
2019-11-18 11:00 | 236 | 233.42
2019-11-18 11:30 | 237.44 | 234.77
2019-11-18 12:00 | 237.14 | 234.54
2019-11-18 12:30 | 236.79 | 234.3
2019-11-18 13:00 | 236.59 | 234.22
2019-11-18 13:30 | 236.03 | 233.79
2019-11-18 14:00 | 236.6 | 234.3
2019-11-18 14:30 | 237.63 | 235.45
2019-11-18 15:00 | 241.2 | 238.54
2019-11-18 15:30 | 242.14 | 239.46
2019-11-18 16:00 | 238.53 | 235.89
2019-11-18 16:30 | 237.43 | 234.69
2019-11-18 17:00 | 238.71 | 236.02
2019-11-18 17:30 | 239.03 | 236.27
2019-11-18 18:00 | 238.89 | 235.82
2019-11-18 18:30 | 238.87 | 235.58
2019-11-18 19:00 | 239.64 | 236.33
2019-11-18 19:30 | 240.78 | 237.36
2019-11-18 20:00 | 240.93 | 237.53
2019-11-18 20:30 | 241.18 | 237.97
2019-11-18 21:00 | 240.76 | 238.39
2019-11-18 21:30 | 239.68 | 237.29
2019-11-18 22:00 | 237.71 | 235.28
2019-11-18 22:30 | 237.63 | 235.15
2019-11-18 23:00 | 236.71 | 234.2
2019-11-18 23:30 | 238.27 | 235.8
2019-11-19 | 244.03 | 241.61
2019-11-19 00:30 | 256.63 | 254.42
2019-11-19 01:00 | 258.08 | 255.88
2019-11-19 01:30 | 257.59 | 255.54
2019-11-19 02:00 | 257.79 | 255.78
2019-11-19 02:30 | 258.96 | 256.81
2019-11-19 03:00 | 259.48 | 257.27
2019-11-19 03:30 | 259.66 | 257.46
2019-11-19 04:00 | 258.76 | 256.63
2019-11-19 04:30 | 258.44 | 256.23
2019-11-19 05:00 | 259.54 | 257.29
2019-11-19 05:30 | 259.88 | 257.63
2019-11-19 06:00 | 258.95 | 256.77
2019-11-19 06:30 | 259.27 | 256.84
2019-11-19 07:00 | 251.09 | 248.7
2019-11-19 07:30 | 241.2 | 238.79
2019-11-19 08:00 | 241.69 | 239.21
2019-11-19 08:30 | 242.16 | 239.36
2019-11-19 09:00 | 241.29 | 237.91
2019-11-19 09:30 | 238.83 | 235.35
2019-11-19 10:00 | 236.01 | 232.58
2019-11-19 10:30 | 234.85 | 232.5
2019-11-19 11:00 | 235.07 | 232.99
2019-11-19 11:30 | 234.51 | 232.51
2019-11-19 12:00 | 235.08 | 233.05
2019-11-19 12:30 | 233.06 | 230.98
2019-11-19 13:00 | 233.48 | 231.46
2019-11-19 13:30 | 235.32 | 233.15
2019-11-19 14:00 | 236.06 | 233.92
2019-11-19 14:30 | 235.68 | 233.44
2019-11-19 15:00 | 237.83 | 234.64
2019-11-19 15:30 | 239.44 | 235.7
2019-11-19 16:00 | 239.09 | 235.51
2019-11-19 16:30 | 236.56 | 233.28
2019-11-19 17:00 | 239.42 | 236.15
2019-11-19 17:30 | 241.35 | 238.29
2019-11-19 18:00 | 242.13 | 239.24
2019-11-19 18:30 | 242.17 | 239.45
2019-11-19 19:00 | 242.09 | 239.46
2019-11-19 19:30 | 241.63 | 239.23
2019-11-19 20:00 | 242.11 | 239.63
2019-11-19 20:30 | 242.24 | 239.94
2019-11-19 21:00 | 243.93 | 240.8
2019-11-19 21:30 | 245.38 | 241.7
2019-11-19 22:00 | 243.95 | 240.47
2019-11-19 22:30 | 243.37 | 239.85
2019-11-19 23:00 | 243.12 | 239.8
2019-11-19 23:30 | 245.91 | 241.8
2019-11-20 | 245.89 | 241.42
2019-11-20 00:30 | 245.49 | 241.21
2019-11-20 01:00 | 244.31 | 240.17
2019-11-20 01:30 | 243.43 | 239.97
2019-11-20 02:00 | 243.8 | 240.77
2019-11-20 02:30 | 243.56 | 240.61
2019-11-20 03:00 | 242.91 | 239.98
2019-11-20 03:30 | 241.85 | 239.09
2019-11-20 04:00 | 242.66 | 239.86
2019-11-20 04:30 | 242.74 | 239.93
2019-11-20 05:00 | 243.22 | 240.35
2019-11-20 05:30 | 242.86 | 239.92
2019-11-20 06:00 | 243.08 | 240.03
2019-11-20 06:30 | 241.18 | 238.34
2019-11-20 07:00 | 240.47 | 238.01
2019-11-20 07:30 | 240.55 | 238.08
2019-11-20 08:00 | 240.62 | 238.28
2019-11-20 08:30 | 242.05 | 239.47
2019-11-20 09:00 | 242.9 | 240.09
2019-11-20 09:30 | 242.41 | 239.82
2019-11-20 10:00 | 242.09 | 239.53
2019-11-20 10:30 | 245.02 | 242.38
2019-11-20 11:00 | 246.42 | 243.73
2019-11-20 11:30 | 247.05 | 244.32
2019-11-20 12:00 | 246.8 | 244.13
2019-11-20 12:30 | 247 | 244.25
2019-11-20 13:00 | 247.43 | 244.7
2019-11-20 13:30 | 248.29 | 245.34
2019-11-20 14:00 | 247.55 | 244.81
2019-11-20 14:30 | 246.81 | 244.14
2019-11-20 15:00 | 248.1 | 244.88
2019-11-20 15:30 | 250.06 | 246.41
2019-11-20 16:00 | 251.95 | 247.8
2019-11-20 16:30 | 255.02 | 250.76
2019-11-20 17:00 | 253.12 | 249.58
2019-11-20 17:30 | 251.44 | 248.17
2019-11-20 18:00 | 256.43 | 252.87
2019-11-20 18:30 | 254 | 250.76
2019-11-20 19:00 | 253.41 | 250.22
2019-11-20 19:30 | 252.3 | 249.29
2019-11-20 20:00 | 252.58 | 249.58
2019-11-20 20:30 | 252.93 | 249.86
2019-11-20 21:00 | 249.36 | 246.27
2019-11-20 21:30 | 248.72 | 245.92
2019-11-20 22:00 | 248.28 | 245.29
2019-11-20 22:30 | 248.11 | 245.27
2019-11-20 23:00 | 248.03 | 244.96
2019-11-20 23:30 | 248.62 | 245.54
2019-11-21 | 247.11 | 244.26
2019-11-21 00:30 | 247.44 | 244.22
2019-11-21 01:00 | 245.57 | 242.51
2019-11-21 01:30 | 243.19 | 240.29
2019-11-21 02:00 | 247.91 | 244.54
2019-11-21 02:30 | 248.09 | 244.81
2019-11-21 03:00 | 247.38 | 244.45
2019-11-21 03:30 | 242.53 | 240.14
2019-11-21 04:00 | 242.07 | 239.69
2019-11-21 04:30 | 240.03 | 237.67
2019-11-21 05:00 | 248.55 | 245.74
2019-11-21 05:30 | 260.9 | 258.33
2019-11-21 06:00 | 273.59 | 271.42
2019-11-21 06:30 | 264.74 | 262.38
2019-11-21 07:00 | 238.81 | 235.39
2019-11-21 07:30 | 235.03 | 232.29
2019-11-21 08:00 | 233.08 | 230.38
2019-11-21 08:30 | 231.67 | 229.02
2019-11-21 09:00 | 233.03 | 229.95
2019-11-21 09:30 | 230.93 | 228.09
2019-11-21 10:00 | 230.12 | 227.51
2019-11-21 10:30 | 230.37 | 227.73
2019-11-21 11:00 | 228.81 | 226.26
2019-11-21 11:30 | 229.68 | 226.95
2019-11-21 12:00 | 231.19 | 227.91
2019-11-21 12:30 | 229.82 | 226.49
2019-11-21 13:00 | 229.48 | 226.19
2019-11-21 13:30 | 229.62 | 226.36
2019-11-21 14:00 | 240.95 | 237.91
2019-11-21 14:30 | 232.2 | 228.78
2019-11-21 15:00 | 230.15 | 226.29
2019-11-21 15:30 | 230.52 | 226.52
2019-11-21 16:00 | 230.41 | 226.36
2019-11-21 16:30 | 233.15 | 228.95
2019-11-21 17:00 | 236.86 | 231.93
2019-11-21 17:30 | 238.38 | 235.12
2019-11-21 18:00 | 264.23 | 261.39
2019-11-21 18:30 | 265.66 | 263.01
2019-11-21 19:00 | 261.35 | 258.8
2019-11-21 19:30 | 250.45 | 247.51
2019-11-21 20:00 | 251.26 | 248.29
2019-11-21 20:30 | 252.01 | 248.67
2019-11-21 21:00 | 250.08 | 246.83
2019-11-21 21:30 | 247.78 | 244.45
2019-11-21 22:00 | 247.87 | 244.53
2019-11-21 22:30 | 246.88 | 243.77
2019-11-21 23:00 | 245.26 | 242.57
2019-11-21 23:30 | 246.95 | 244.16
2019-11-22 | 246.19 | 243.33
2019-11-22 00:30 | 245.05 | 241.85
2019-11-22 01:00 | 244.41 | 241.07
2019-11-22 01:30 | 239.55 | 236.75
2019-11-22 02:00 | 236.9 | 234.48
2019-11-22 02:30 | 243.57 | 240.45
2019-11-22 03:00 | 246.11 | 242.65
2019-11-22 03:30 | 243.61 | 240.48
2019-11-22 04:00 | 245.63 | 242.35
2019-11-22 04:30 | 246.87 | 243.41
2019-11-22 05:00 | 247.03 | 243.55
2019-11-22 05:30 | 246.14 | 242.71
2019-11-22 06:00 | 243.3 | 240.37
2019-11-22 06:30 | 244.47 | 241.31
2019-11-22 07:00 | 240.52 | 237.29
2019-11-22 07:30 | 241.66 | 238.48
2019-11-22 08:00 | 242.52 | 238.79
2019-11-22 08:30 | 242.23 | 238.23
2019-11-22 09:00 | 243.87 | 239.59
2019-11-22 09:30 | 243.27 | 239.52
2019-11-22 10:00 | 243.08 | 239.53
2019-11-22 10:30 | 239.01 | 235.89
2019-11-22 11:00 | 238.4 | 235.13
2019-11-22 11:30 | 238.16 | 234.93
2019-11-22 12:00 | 239.39 | 236.16
2019-11-22 12:30 | 243.61 | 239.66
2019-11-22 13:00 | 245.2 | 240.76
2019-11-22 13:30 | 246.01 | 241.42
2019-11-22 14:00 | 244.36 | 239.65
2019-11-22 14:30 | 244.54 | 239.89
2019-11-22 15:00 | 243.7 | 239.27
2019-11-22 15:30 | 244.17 | 239.57
2019-11-22 16:00 | 244.06 | 239.27
2019-11-22 16:30 | 243.58 | 239.02
2019-11-22 17:00 | 243.77 | 239.13
2019-11-22 17:30 | 241.45 | 237.39
2019-11-22 18:00 | 241.97 | 238.41
2019-11-22 18:30 | 241.26 | 237.99
2019-11-22 19:00 | 252.43 | 249.24
2019-11-22 19:30 | 257.03 | 253.86
2019-11-22 20:00 | 257.49 | 254.33
2019-11-22 20:30 | 248.15 | 244.7
2019-11-22 21:00 | 243.65 | 240.27
2019-11-22 21:30 | 243.09 | 238.78
2019-11-22 22:00 | 243.34 | 239.27
2019-11-22 22:30 | 240.98 | 237.16
2019-11-22 23:00 | 240.42 | 236.83
2019-11-22 23:30 | 239.3 | 235.74
2019-11-23 | 241.72 | 237.76
2019-11-23 00:30 | 241.11 | 237.45
2019-11-23 01:00 | 240.87 | 236.72
2019-11-23 01:30 | 241.87 | 237.58
2019-11-23 02:00 | 242.52 | 238.13
2019-11-23 02:30 | 241.49 | 237.01
2019-11-23 03:00 | 242.17 | 237.65
2019-11-23 03:30 | 240.89 | 236.53
2019-11-23 04:00 | 240.47 | 236.23
2019-11-23 04:30 | 242.99 | 239.42
2019-11-23 05:00 | 243.65 | 240.33
2019-11-23 05:30 | 243.28 | 240.05
2019-11-23 06:00 | 243.58 | 240.3
2019-11-23 06:30 | 242.29 | 239.08
2019-11-23 07:00 | 242.75 | 239.24
2019-11-23 07:30 | 242.23 | 238.73
2019-11-23 08:00 | 241.34 | 237.89
2019-11-23 08:30 | 238.87 | 235.95
2019-11-23 09:00 | 237.88 | 235.59
2019-11-23 09:30 | 238.08 | 235.97
2019-11-23 10:00 | 238.59 | 236.49
2019-11-23 10:30 | 237.49 | 235.25
2019-11-23 11:00 | 238.49 | 236.05
2019-11-23 11:30 | 237.75 | 235.41
2019-11-23 12:00 | 235.99 | 233.82
2019-11-23 12:30 | 232.76 | 231.02
2019-11-23 13:00 | 230.84 | 229.14
2019-11-23 13:30 | 227.4 | 225.83
2019-11-23 14:00 | 227.38 | 225.77
2019-11-23 14:30 | 226.82 | 225.3
2019-11-23 15:00 | 226.26 | 224.76
2019-11-23 15:30 | 224.46 | 223.06
2019-11-23 16:00 | 224.81 | 223.12
2019-11-23 16:30 | 225.7 | 223.84
2019-11-23 17:00 | 224.23 | 222.26
2019-11-23 17:30 | 228.01 | 226.05
2019-11-23 18:00 | 225.47 | 223.45
2019-11-23 18:30 | 217.92 | 215.93
2019-11-23 19:00 | 218.7 | 216.73
2019-11-23 19:30 | 220.04 | 218.03
2019-11-23 20:00 | 218.62 | 216.59
2019-11-23 20:30 | 216.71 | 214.81
2019-11-23 21:00 | 216.24 | 214.28
2019-11-23 21:30 | 216.09 | 214.04
2019-11-23 22:00 | 215.36 | 213.47
2019-11-23 22:30 | 213.24 | 211.4
2019-11-23 23:00 | 215.72 | 213.93
2019-11-23 23:30 | 215.29 | 213.91
2019-11-24 | 216.36 | 214.9
2019-11-24 00:30 | 217.4 | 215.85
2019-11-24 01:00 | 219.36 | 217.69
2019-11-24 01:30 | 219.88 | 218.18
2019-11-24 02:00 | 219.32 | 217.66
2019-11-24 02:30 | 219.36 | 217.67
2019-11-24 03:00 | 219.09 | 217.44
2019-11-24 03:30 | 218.43 | 216.8
2019-11-24 04:00 | 218.82 | 217.19
2019-11-24 04:30 | 218.97 | 217.36
2019-11-24 05:00 | 228.43 | 226.93
2019-11-24 05:30 | 245.2 | 243.78
2019-11-24 06:00 | 246.32 | 244.87
2019-11-24 06:30 | 244.5 | 243.08
2019-11-24 07:00 | 227.12 | 225.63
2019-11-24 07:30 | 227.25 | 225.67
2019-11-24 08:00 | 227.72 | 225.99
2019-11-24 08:30 | 227.76 | 225.86
2019-11-24 09:00 | 229.53 | 227.42
2019-11-24 09:30 | 230.75 | 228.58
2019-11-24 10:00 | 230.6 | 228.51
2019-11-24 10:30 | 231.17 | 229.14
2019-11-24 11:00 | 231.48 | 229.54
2019-11-24 11:30 | 228.52 | 226.78
2019-11-24 12:00 | 227.69 | 226
2019-11-24 12:30 | 239.02 | 237.3
2019-11-24 13:00 | 264.38 | 262.99
2019-11-24 13:30 | 264.95 | 263.53
2019-11-24 14:00 | 264.95 | 263.5
2019-11-24 14:30 | 263.25 | 261.81
2019-11-24 15:00 | 250.11 | 248.45
2019-11-24 15:30 | 249.34 | 247.75
2019-11-24 16:00 | 239.22 | 237.51
2019-11-24 16:30 | 239.62 | 237.63
2019-11-24 17:00 | 240.12 | 238.11
2019-11-24 17:30 | 240.48 | 238.4
2019-11-24 18:00 | 241.11 | 239.06
2019-11-24 18:30 | 242.14 | 240.07
2019-11-24 19:00 | 241.29 | 239.3
2019-11-24 19:30 | 241.18 | 239.22
2019-11-24 20:00 | 240.44 | 238.58
2019-11-24 20:30 | 240.32 | 238.56
2019-11-24 21:00 | 239.58 | 237.97
2019-11-24 21:30 | 239.15 | 237.59
2019-11-24 22:00 | 239.67 | 238.2
2019-11-24 22:30 | 239.65 | 238.12
2019-11-24 23:00 | 238.63 | 237.1
2019-11-24 23:30 | 228.69 | 227.17
2019-11-25 | 228.69 | 227.16
2019-11-25 00:30 | 228.79 | 227.25
2019-11-25 01:00 | 228.07 | 226.57
2019-11-25 01:30 | 228.55 | 227.01
2019-11-25 02:00 | 228.33 | 226.73
2019-11-25 02:30 | 231.87 | 230
2019-11-25 03:00 | 238.61 | 236.83
2019-11-25 03:30 | 239.9 | 237.99
2019-11-25 04:00 | 240.21 | 238.31
2019-11-25 04:30 | 241.66 | 239.59
2019-11-25 05:00 | 251.21 | 248.06
2019-11-25 05:30 | 251.9 | 248.59
2019-11-25 06:00 | 253.27 | 249.77
2019-11-25 06:30 | 249.22 | 246.33
2019-11-25 07:00 | 244.36 | 241.46
2019-11-25 07:30 | 244.54 | 241.88
2019-11-25 08:00 | 242.65 | 240.1
2019-11-25 08:30 | 241.35 | 238.89
2019-11-25 09:00 | 241.34 | 238.89
2019-11-25 09:30 | 241.59 | 239.07
2019-11-25 10:00 | 243.19 | 240.47
2019-11-25 10:30 | 243.5 | 240.88
2019-11-25 11:00 | 243.44 | 240.87
2019-11-25 11:30 | 242.87 | 240.28
2019-11-25 12:00 | 243.29 | 240.58
2019-11-25 12:30 | 242.59 | 239.81
2019-11-25 13:00 | 243.8 | 240.9
2019-11-25 13:30 | 241.21 | 238.34
2019-11-25 14:00 | 241.87 | 238.84
2019-11-25 14:30 | 244.92 | 241.84
2019-11-25 15:00 | 248.46 | 245.16
2019-11-25 15:30 | 250.58 | 247.48
2019-11-25 16:00 | 280.56 | 278
2019-11-25 16:30 | 281.85 | 279.2
2019-11-25 17:00 | 282.44 | 279.33
2019-11-25 17:30 | 282.64 | 279.49
2019-11-25 18:00 | 281.64 | 278.36
2019-11-25 18:30 | 282.16 | 278.87
2019-11-25 19:00 | 282.92 | 279.68
2019-11-25 19:30 | 283.83 | 280.51
2019-11-25 20:00 | 283.48 | 280.11
2019-11-25 20:30 | 286.41 | 282.78
2019-11-25 21:00 | 285.71 | 282.02
2019-11-25 21:30 | 288.63 | 284.89
2019-11-25 22:00 | 277.01 | 273.29
2019-11-25 22:30 | 250.33 | 246.98
2019-11-25 23:00 | 250.08 | 246.66
2019-11-25 23:30 | 251.37 | 247.92
2019-11-26 | 249.13 | 245.88
2019-11-26 00:30 | 248.05 | 244.86
2019-11-26 01:00 | 242.97 | 240.37
2019-11-26 01:30 | 237.3 | 235.09
2019-11-26 02:00 | 237.9 | 235.71
2019-11-26 02:30 | 239.44 | 237.2
2019-11-26 03:00 | 239.49 | 237.23
2019-11-26 03:30 | 240.06 | 237.78
2019-11-26 04:00 | 241 | 238.67
2019-11-26 04:30 | 238.9 | 236.57
2019-11-26 05:00 | 238.52 | 236.4
2019-11-26 05:30 | 239.13 | 236.94
2019-11-26 06:00 | 239.21 | 236.95
2019-11-26 06:30 | 239.06 | 236.66
2019-11-26 07:00 | 239.47 | 236.67
2019-11-26 07:30 | 240.11 | 237.23
2019-11-26 08:00 | 241.37 | 238.63
2019-11-26 08:30 | 241.66 | 238.77
2019-11-26 09:00 | 240.18 | 237.6
2019-11-26 09:30 | 238.96 | 236.7
2019-11-26 10:00 | 238.98 | 236.7
2019-11-26 10:30 | 239.87 | 237.36
2019-11-26 11:00 | 240.06 | 237.34
2019-11-26 11:30 | 240.25 | 237.54
2019-11-26 12:00 | 235.93 | 233.73
2019-11-26 12:30 | 237.35 | 235.07
2019-11-26 13:00 | 240.86 | 238.47
2019-11-26 13:30 | 242.98 | 240.45
2019-11-26 14:00 | 242.99 | 240.45
2019-11-26 14:30 | 240.63 | 238.11
2019-11-26 15:00 | 239.9 | 237.14
2019-11-26 15:30 | 241.23 | 238.6
2019-11-26 16:00 | 243.45 | 240.02
2019-11-26 16:30 | 242.57 | 239.24
2019-11-26 17:00 | 242.69 | 239.5
2019-11-26 17:30 | 241.6 | 238.66
2019-11-26 18:00 | 241.95 | 238.8
2019-11-26 18:30 | 242.59 | 239.37
2019-11-26 19:00 | 243.65 | 240.51
2019-11-26 19:30 | 243.57 | 240.36
2019-11-26 20:00 | 243.37 | 240.01
2019-11-26 20:30 | 241.69 | 238.33
2019-11-26 21:00 | 241.63 | 238.05
2019-11-26 21:30 | 241.51 | 238.34
2019-11-26 22:00 | 240.71 | 237.9
2019-11-26 22:30 | 238.49 | 235.95
2019-11-26 23:00 | 239.66 | 237.05
2019-11-26 23:30 | 241.26 | 238.44
2019-11-27 | 238.33 | 235.5
2019-11-27 00:30 | 241.19 | 238.16
2019-11-27 01:00 | 242.26 | 239.12
2019-11-27 01:30 | 242.21 | 239.1
2019-11-27 02:00 | 243.28 | 240.08
2019-11-27 02:30 | 239.06 | 236.35
2019-11-27 03:00 | 241.46 | 238.45
2019-11-27 03:30 | 241.62 | 238.53
2019-11-27 04:00 | 242.92 | 239.75
2019-11-27 04:30 | 243.82 | 240.44
2019-11-27 05:00 | 243.02 | 239.73
2019-11-27 05:30 | 243.14 | 239.77
2019-11-27 06:00 | 244.1 | 240.54
2019-11-27 06:30 | 242.4 | 239.31
2019-11-27 07:00 | 246.84 | 243.93
2019-11-27 07:30 | 245.67 | 242.9
2019-11-27 08:00 | 244.27 | 241.56
2019-11-27 08:30 | 235.65 | 233.13
2019-11-27 09:00 | 228.35 | 225.91
2019-11-27 09:30 | 235.34 | 233.13
2019-11-27 10:00 | 234.65 | 232.4
2019-11-27 10:30 | 238.91 | 236.49
2019-11-27 11:00 | 236.65 | 234.39
2019-11-27 11:30 | 237.41 | 235.09
2019-11-27 12:00 | 239.42 | 237.03
2019-11-27 12:30 | 240.97 | 238.54
2019-11-27 13:00 | 240.98 | 238.54
2019-11-27 13:30 | 241.24 | 238.76
2019-11-27 14:00 | 242.9 | 240.36
2019-11-27 14:30 | 241.51 | 238.85
2019-11-27 15:00 | 245.85 | 242.33
2019-11-27 15:30 | 248.24 | 244.42
2019-11-27 16:00 | 249.54 | 245.92
2019-11-27 16:30 | 268.5 | 265.51
2019-11-27 17:00 | 270.22 | 267.15
2019-11-27 17:30 | 269.48 | 266.53
2019-11-27 18:00 | 267.41 | 264.69
2019-11-27 18:30 | 266.96 | 264.3
2019-11-27 19:00 | 268.04 | 265.32
2019-11-27 19:30 | 266.43 | 263.83
2019-11-27 20:00 | 265.34 | 262.71
2019-11-27 20:30 | 264.75 | 262.03
2019-11-27 21:00 | 265.15 | 262.3
2019-11-27 21:30 | 264.18 | 261.79
2019-11-27 22:00 | 264.64 | 262.25
2019-11-27 22:30 | 263.95 | 261.43
2019-11-27 23:00 | 263.77 | 261.22
2019-11-27 23:30 | 263.38 | 260.84
2019-11-28 | 262.2 | 259.67
2019-11-28 00:30 | 261.3 | 258.71
2019-11-28 01:00 | 261.37 | 258.74
2019-11-28 01:30 | 260.29 | 257.62
2019-11-28 02:00 | 260.06 | 257.29
2019-11-28 02:30 | 260.28 | 257.51
2019-11-28 03:00 | 262.41 | 259.67
2019-11-28 03:30 | 276.78 | 274.07
2019-11-28 04:00 | 276.6 | 273.96
2019-11-28 04:30 | 276.54 | 273.91
2019-11-28 05:00 | 277.17 | 274.54
2019-11-28 05:30 | 277.31 | 274.67
2019-11-28 06:00 | 277.64 | 275.07
2019-11-28 06:30 | 277.09 | 274.71
2019-11-28 07:00 | 267.96 | 265.79
2019-11-28 07:30 | 236.32 | 233.79
2019-11-28 08:00 | 235.42 | 233.27
2019-11-28 08:30 | 235.96 | 233.73
2019-11-28 09:00 | 236.67 | 234.36
2019-11-28 09:30 | 237.18 | 234.88
2019-11-28 10:00 | 237.87 | 235.27
2019-11-28 10:30 | 238.24 | 235.62
2019-11-28 11:00 | 238.13 | 235.52
2019-11-28 11:30 | 238.4 | 235.78
2019-11-28 12:00 | 238.59 | 236.07
2019-11-28 12:30 | 241.58 | 238.56
2019-11-28 13:00 | 241.44 | 238.37
2019-11-28 13:30 | 241.63 | 238.4
2019-11-28 14:00 | 240.97 | 237.94
2019-11-28 14:30 | 238.1 | 235.34
2019-11-28 15:00 | 237.46 | 234.5
2019-11-28 15:30 | 238.33 | 235.16
2019-11-28 16:00 | 238.77 | 235.71
2019-11-28 16:30 | 239.37 | 236.41
2019-11-28 17:00 | 236.24 | 233.27
2019-11-28 17:30 | 238.65 | 235.38
2019-11-28 18:00 | 239.02 | 235.59
2019-11-28 18:30 | 238.49 | 235.52
2019-11-28 19:00 | 238.32 | 235.49
2019-11-28 19:30 | 237.6 | 234.99
2019-11-28 20:00 | 236.88 | 234.16
2019-11-28 20:30 | 240.15 | 237.26
2019-11-28 21:00 | 240.98 | 237.96
2019-11-28 21:30 | 241.65 | 238.65
2019-11-28 22:00 | 242.89 | 239.84
2019-11-28 22:30 | 243.72 | 240.73
2019-11-28 23:00 | 244.11 | 241.16
2019-11-28 23:30 | 244.16 | 241.27
2019-11-29 | 244.16 | 241.29
2019-11-29 00:30 | 253.2 | 250.45
2019-11-29 01:00 | 271.89 | 269.27
2019-11-29 01:30 | 272.4 | 269.33
2019-11-29 02:00 | 274.95 | 271.63
2019-11-29 02:30 | 275.65 | 272.14
2019-11-29 03:00 | 267.57 | 263.9
2019-11-29 03:30 | 267.39 | 263.43
2019-11-29 04:00 | 267.82 | 263.81
2019-11-29 04:30 | 268.62 | 264.54
2019-11-29 05:00 | 267.72 | 263.69
2019-11-29 05:30 | 285.1 | 282.12
2019-11-29 06:00 | 285.16 | 282.68
2019-11-29 06:30 | 284.37 | 281.54
2019-11-29 07:00 | 284.7 | 281.58
2019-11-29 07:30 | 284.31 | 280.94
2019-11-29 08:00 | 286.06 | 282.43
2019-11-29 08:30 | 285.44 | 281.8
2019-11-29 09:00 | 285.59 | 281.86
2019-11-29 09:30 | 253.76 | 249.91
2019-11-29 10:00 | 249.51 | 245.43
2019-11-29 10:30 | 248.19 | 244.34
2019-11-29 11:00 | 245.34 | 241.53
2019-11-29 11:30 | 246.3 | 242.18
2019-11-29 12:00 | 246.63 | 243.03
2019-11-29 12:30 | 247.96 | 244.98
2019-11-29 13:00 | 249.37 | 246.22
2019-11-29 13:30 | 250.26 | 247.11
2019-11-29 14:00 | 252.04 | 248.6
2019-11-29 14:30 | 251.73 | 247.96
2019-11-29 15:00 | 252.22 | 248.09
2019-11-29 15:30 | 247.93 | 245.04
2019-11-29 16:00 | 245.21 | 242.49
2019-11-29 16:30 | 245.24 | 242.52
2019-11-29 17:00 | 247.08 | 244.24
2019-11-29 17:30 | 249.66 | 245.93
2019-11-29 18:00 | 248.73 | 245.25
2019-11-29 18:30 | 247.89 | 244.88
2019-11-29 19:00 | 249.88 | 246.66
2019-11-29 19:30 | 249.93 | 246.86
2019-11-29 20:00 | 251.35 | 248.45
2019-11-29 20:30 | 266.76 | 264.19
2019-11-29 21:00 | 267.11 | 264.63
2019-11-29 21:30 | 267.55 | 264.97
2019-11-29 22:00 | 270.35 | 267.59
2019-11-29 22:30 | 269.58 | 266.88
2019-11-29 23:00 | 268.57 | 265.96
2019-11-29 23:30 | 269.31 | 266.66
2019-11-30 | 270.33 | 267.35
2019-11-30 00:30 | 269.64 | 266.7
2019-11-30 01:00 | 269.19 | 266.29
2019-11-30 01:30 | 269.17 | 265.28
2019-11-30 02:00 | 269.96 | 265.77
2019-11-30 02:30 | 270.97 | 266.66
2019-11-30 03:00 | 270.17 | 265.9
2019-11-30 03:30 | 270.3 | 265.96
2019-11-30 04:00 | 270.83 | 266.47
2019-11-30 04:30 | 268.77 | 264.62
2019-11-30 05:00 | 267.49 | 263.54
2019-11-30 05:30 | 262.85 | 258.75
2019-11-30 06:00 | 248.05 | 243.5
2019-11-30 06:30 | 245.65 | 241.16
2019-11-30 07:00 | 245.95 | 241.17
2019-11-30 07:30 | 245.98 | 242.59
2019-11-30 08:00 | 245.96 | 242.98
2019-11-30 08:30 | 242.87 | 239.88
2019-11-30 09:00 | 235.71 | 232.63
2019-11-30 09:30 | 234.99 | 231.9
2019-11-30 10:00 | 235.21 | 232.09
2019-11-30 10:30 | 235.1 | 232.04
2019-11-30 11:00 | 233.68 | 230.76
2019-11-30 11:30 | 233.64 | 230.72
2019-11-30 12:00 | 232.55 | 229.65
2019-11-30 12:30 | 231.3 | 228.37
2019-11-30 13:00 | 232.9 | 229.77
2019-11-30 13:30 | 233.08 | 229.95
2019-11-30 14:00 | 232.9 | 229.82
2019-11-30 14:30 | 231.64 | 228.63
2019-11-30 15:00 | 231.29 | 228.31
2019-11-30 15:30 | 230.44 | 227.56
2019-11-30 16:00 | 229.61 | 226.86
2019-11-30 16:30 | 231.5 | 228.65
2019-11-30 17:00 | 232.46 | 229.51
2019-11-30 17:30 | 241.88 | 239.11
2019-11-30 18:00 | 243.07 | 240.45
2019-11-30 18:30 | 243.3 | 240.71
2019-11-30 19:00 | 241.73 | 239.2
2019-11-30 19:30 | 242.2 | 239.61
2019-11-30 20:00 | 243.27 | 240.66
2019-11-30 20:30 | 242.86 | 240.14
2019-11-30 21:00 | 242.45 | 239.62
2019-11-30 21:30 | 242.41 | 239.51
2019-11-30 22:00 | 242.43 | 239.41
2019-11-30 22:30 | 241.53 | 238.49
2019-11-30 23:00 | 241.16 | 238.17
2019-11-30 23:30 | 240.49 | 237.49
2019-12-01 | 240.31 | 237.25
2019-12-01 00:30 | 241.02 | 237.89
2019-12-01 01:00 | 241.26 | 238.11
2019-12-01 01:30 | 243.07 | 239.9
2019-12-01 02:00 | 243.61 | 240.5
2019-12-01 02:30 | 243.83 | 240.68
2019-12-01 03:00 | 240.59 | 237.52
2019-12-01 03:30 | 237.67 | 234.99
2019-12-01 04:00 | 238.43 | 235.75
2019-12-01 04:30 | 236.49 | 233.9
2019-12-01 05:00 | 236.83 | 234.2
2019-12-01 05:30 | 236.68 | 234.04
2019-12-01 06:00 | 236.45 | 233.83
2019-12-01 06:30 | 236.89 | 234.34
2019-12-01 07:00 | 268.75 | 266.33
2019-12-01 07:30 | 275.72 | 273.55
2019-12-01 08:00 | 276.29 | 274.24
2019-12-01 08:30 | 276.82 | 274.75
2019-12-01 09:00 | 274.71 | 272.59
2019-12-01 09:30 | 275.4 | 272.76
2019-12-01 10:00 | 273.64 | 271.12
2019-12-01 10:30 | 254.64 | 252.4
2019-12-01 11:00 | 239.48 | 237.06
2019-12-01 11:30 | 239.98 | 237.53
2019-12-01 12:00 | 256.17 | 253.96
2019-12-01 12:30 | 268.36 | 266.12
2019-12-01 13:00 | 270.27 | 268.17
2019-12-01 13:30 | 268.99 | 266.9
2019-12-01 14:00 | 258.7 | 256.73
2019-12-01 14:30 | 256.95 | 254.94
2019-12-01 15:00 | 260.4 | 258.16
2019-12-01 15:30 | 260.58 | 258.34
2019-12-01 16:00 | 260.95 | 258.73
2019-12-01 16:30 | 273.92 | 271.59
2019-12-01 17:00 | 276.17 | 273.73
2019-12-01 17:30 | 275.87 | 273.51
2019-12-01 18:00 | 277.21 | 274.76
2019-12-01 18:30 | 275.64 | 273.24
2019-12-01 19:00 | 275.84 | 273.46
2019-12-01 19:30 | 278.38 | 275.87
2019-12-01 20:00 | 279.02 | 276.37
2019-12-01 20:30 | 278.75 | 276.11
2019-12-01 21:00 | 278.95 | 276.29
2019-12-01 21:30 | 279.51 | 276.75
2019-12-01 22:00 | 281.18 | 278.28
2019-12-01 22:30 | 279.87 | 277.04
2019-12-01 23:00 | 276.73 | 273.89
2019-12-01 23:30 | 243.46 | 240.71
2019-12-02 | 244.12 | 241.31
2019-12-02 00:30 | 243.43 | 240.63
2019-12-02 01:00 | 242.14 | 239.41
2019-12-02 01:30 | 239.47 | 236.79
2019-12-02 02:00 | 232.9 | 230.24
2019-12-02 02:30 | 231.71 | 229.04
2019-12-02 03:00 | 232.73 | 230.05
2019-12-02 03:30 | 232.5 | 229.83
2019-12-02 04:00 | 232.96 | 230.32
2019-12-02 04:30 | 239.01 | 236.35
2019-12-02 05:00 | 242.89 | 240.21
2019-12-02 05:30 | 261.96 | 259.25
2019-12-02 06:00 | 270.9 | 268.12
2019-12-02 06:30 | 269.23 | 266.57
2019-12-02 07:00 | 271.08 | 268.49
2019-12-02 07:30 | 271.45 | 268.8
2019-12-02 08:00 | 271.85 | 269.07
2019-12-02 08:30 | 270.29 | 267.65
2019-12-02 09:00 | 271.19 | 268.49
2019-12-02 09:30 | 272.37 | 269.76
2019-12-02 10:00 | 272.39 | 269.79
2019-12-02 10:30 | 269.49 | 267.12
2019-12-02 11:00 | 263.84 | 261.57
2019-12-02 11:30 | 263.36 | 261.04
2019-12-02 12:00 | 267.68 | 265.17
2019-12-02 12:30 | 265.78 | 263.27
2019-12-02 13:00 | 260.51 | 258.14
2019-12-02 13:30 | 258.51 | 256.18
2019-12-02 14:00 | 258.97 | 256.49
2019-12-02 14:30 | 259.7 | 257.11
2019-12-02 15:00 | 261.33 | 258.77
2019-12-02 15:30 | 262.05 | 259.58
2019-12-02 16:00 | 261.99 | 259.62
2019-12-02 16:30 | 268.51 | 265.53
2019-12-02 17:00 | 270.35 | 267.4
2019-12-02 17:30 | 271.21 | 267.86
2019-12-02 18:00 | 272.81 | 269.42
2019-12-02 18:30 | 272 | 268.57
2019-12-02 19:00 | 276.53 | 273.18
2019-12-02 19:30 | 281.52 | 278.31
2019-12-02 20:00 | 281.68 | 278.19
2019-12-02 20:30 | 276.2 | 273.21
2019-12-02 21:00 | 274.15 | 271.37
2019-12-02 21:30 | 270.66 | 268.17
2019-12-02 22:00 | 270.4 | 267.79
2019-12-02 22:30 | 270.09 | 268.04
2019-12-02 23:00 | 270.25 | 268.17
2019-12-02 23:30 | 269.99 | 267.87
2019-12-03 | 269.59 | 267.45
2019-12-03 00:30 | 271.09 | 268.88
2019-12-03 01:00 | 270.8 | 269.13
2019-12-03 01:30 | 270.1 | 268.65
2019-12-03 02:00 | 268.53 | 267.05
2019-12-03 02:30 | 271.04 | 269.49
2019-12-03 03:00 | 277.52 | 275.64
2019-12-03 03:30 | 278.85 | 276.93
2019-12-03 04:00 | 280.15 | 278.13
2019-12-03 04:30 | 280.38 | 278.41
2019-12-03 05:00 | 280.04 | 278.11
2019-12-03 05:30 | 277.22 | 275.43
2019-12-03 06:00 | 273.82 | 272.02
2019-12-03 06:30 | 269.91 | 268
2019-12-03 07:00 | 269.34 | 267.11
2019-12-03 07:30 | 264.99 | 262.92
2019-12-03 08:00 | 263.44 | 261.73
2019-12-03 08:30 | 263.1 | 261.46
2019-12-03 09:00 | 264 | 262.21
2019-12-03 09:30 | 263.58 | 261.69
2019-12-03 10:00 | 263.06 | 261.21
2019-12-03 10:30 | 253.36 | 251.89
2019-12-03 11:00 | 252.3 | 250.84
2019-12-03 11:30 | 251.26 | 249.86
2019-12-03 12:00 | 251.12 | 249.75
2019-12-03 12:30 | 251.94 | 250.61
2019-12-03 13:00 | 253.81 | 252.44
2019-12-03 13:30 | 255.25 | 253.82
2019-12-03 14:00 | 256.18 | 254.57
2019-12-03 14:30 | 259.92 | 257.87
2019-12-03 15:00 | 240.73 | 238.61
2019-12-03 15:30 | 231.94 | 229.88
2019-12-03 16:00 | 230.17 | 228.06
2019-12-03 16:30 | 228.42 | 225.81
2019-12-03 17:00 | 231.2 | 228.58
2019-12-03 17:30 | 234.33 | 231.47
2019-12-03 18:00 | 234.66 | 231.69
2019-12-03 18:30 | 235.97 | 232.8
2019-12-03 19:00 | 230.25 | 227.32
2019-12-03 19:30 | 231.14 | 227.91
2019-12-03 20:00 | 231.03 | 227.45
2019-12-03 20:30 | 231.07 | 227.51
2019-12-03 21:00 | 232.72 | 229.6
2019-12-03 21:30 | 232.67 | 229.5
2019-12-03 22:00 | 232.83 | 229.6
2019-12-03 22:30 | 231.7 | 228.4
2019-12-03 23:00 | 232.08 | 228.68
2019-12-03 23:30 | 232.75 | 229.8
2019-12-04 | 234.22 | 231
2019-12-04 00:30 | 234.14 | 230.72
2019-12-04 01:00 | 234.05 | 230.49
2019-12-04 01:30 | 233.58 | 230.13
2019-12-04 02:00 | 234.04 | 230.62
2019-12-04 02:30 | 233.78 | 230.34
2019-12-04 03:00 | 232.76 | 229.44
2019-12-04 03:30 | 228.24 | 225.44
2019-12-04 04:00 | 226.8 | 224.16
2019-12-04 04:30 | 226.96 | 224.41
2019-12-04 05:00 | 230.56 | 228.29
2019-12-04 05:30 | 233.67 | 231.55
2019-12-04 06:00 | 234.57 | 232.4
2019-12-04 06:30 | 232.28 | 230.26
2019-12-04 07:00 | 240.09 | 237.37
2019-12-04 07:30 | 240.36 | 237.8
2019-12-04 08:00 | 237.77 | 235.48
2019-12-04 08:30 | 237.47 | 235.05
2019-12-04 09:00 | 236.43 | 234.05
2019-12-04 09:30 | 236.6 | 234.18
2019-12-04 10:00 | 238.08 | 235.49
2019-12-04 10:30 | 238.35 | 235.63
2019-12-04 11:00 | 238.33 | 235.64
2019-12-04 11:30 | 234.19 | 231.87
2019-12-04 12:00 | 233.6 | 231.29
2019-12-04 12:30 | 233.52 | 231.29
2019-12-04 13:00 | 233.69 | 231.47
2019-12-04 13:30 | 236.34 | 233.84
2019-12-04 14:00 | 235.73 | 233.3
2019-12-04 14:30 | 236.68 | 234.16
2019-12-04 15:00 | 256.07 | 253.76
2019-12-04 15:30 | 261.01 | 258.37
2019-12-04 16:00 | 267.98 | 265.36
2019-12-04 16:30 | 266.97 | 264.64
2019-12-04 17:00 | 266.89 | 264.54
2019-12-04 17:30 | 266.49 | 264.54
2019-12-04 18:00 | 269.98 | 267.32
2019-12-04 18:30 | 271.01 | 267.97
2019-12-04 19:00 | 274.17 | 271.22
2019-12-04 19:30 | 275.22 | 272.65
2019-12-04 20:00 | 277.16 | 274.42
2019-12-04 20:30 | 280.42 | 278.16
2019-12-04 21:00 | 281.38 | 279.05
2019-12-04 21:30 | 281.07 | 278.75
2019-12-04 22:00 | 280.71 | 278.15
2019-12-04 22:30 | 245.68 | 241.34
2019-12-04 23:00 | 244.98 | 240.68
2019-12-04 23:30 | 243.57 | 239.38
2019-12-05 | 243.24 | 239.17
2019-12-05 00:30 | 244.75 | 240.3
2019-12-05 01:00 | 244.02 | 239.9
2019-12-05 01:30 | 244.34 | 240.41
2019-12-05 02:00 | 245.33 | 241.23
2019-12-05 02:30 | 244.37 | 240.43
2019-12-05 03:00 | 242.97 | 239.17
2019-12-05 03:30 | 241.17 | 237.62
2019-12-05 04:00 | 261.68 | 259.05
2019-12-05 04:30 | 272.05 | 270.21
2019-12-05 05:00 | 271.16 | 269.46
2019-12-05 05:30 | 270.86 | 269.2
2019-12-05 06:00 | 269.12 | 267.49
2019-12-05 06:30 | 268.12 | 266.45
2019-12-05 07:00 | 267.3 | 265.42
2019-12-05 07:30 | 265.33 | 263.55
2019-12-05 08:00 | 261.95 | 260.33
2019-12-05 08:30 | 257.11 | 255.48
2019-12-05 09:00 | 255.79 | 254.2
2019-12-05 09:30 | 254.94 | 253.27
2019-12-05 10:00 | 253.51 | 251.85
2019-12-05 10:30 | 252.37 | 250.66
2019-12-05 11:00 | 251.32 | 249.53
2019-12-05 11:30 | 249.96 | 248.27
2019-12-05 12:00 | 250.8 | 248.96
2019-12-05 12:30 | 253.68 | 251.56
2019-12-05 13:00 | 254.33 | 252.73
2019-12-05 13:30 | 254.48 | 252.75
2019-12-05 14:00 | 255.88 | 254.05
2019-12-05 14:30 | 255.4 | 253.74
2019-12-05 15:00 | 253.99 | 252.17
2019-12-05 15:30 | 254.58 | 252.55
2019-12-05 16:00 | 258.66 | 256.51
2019-12-05 16:30 | 262.88 | 260.71
2019-12-05 17:00 | 265.05 | 263.03
2019-12-05 17:30 | 265.78 | 263.81
2019-12-05 18:00 | 269.59 | 267.55
2019-12-05 18:30 | 275.55 | 273.23
2019-12-05 19:00 | 276.19 | 273.82
2019-12-05 19:30 | 276.85 | 274.4
2019-12-05 20:00 | 277.25 | 274.74
2019-12-05 20:30 | 276.33 | 273.55
2019-12-05 21:00 | 275.41 | 272.43
2019-12-05 21:30 | 277.39 | 274.36
2019-12-05 22:00 | 277.47 | 274.42
2019-12-05 22:30 | 275.61 | 272.39
2019-12-05 23:00 | 275.99 | 272.75
2019-12-05 23:30 | 276.32 | 273.69
2019-12-06 | 275.95 | 273.35
2019-12-06 00:30 | 276.58 | 273.83
2019-12-06 01:00 | 275.77 | 273.05
2019-12-06 01:30 | 274.73 | 272.44
2019-12-06 02:00 | 275.23 | 273.21
2019-12-06 02:30 | 275.86 | 273.84
2019-12-06 03:00 | 275.69 | 273.68
2019-12-06 03:30 | 276.21 | 274.2
2019-12-06 04:00 | 277.33 | 275.3
2019-12-06 04:30 | 278.3 | 276.22
2019-12-06 05:00 | 279.3 | 277.07
2019-12-06 05:30 | 279.73 | 277.29
2019-12-06 06:00 | 279.88 | 277.45
2019-12-06 06:30 | 278.8 | 276.47
2019-12-06 07:00 | 278.06 | 275.76
2019-12-06 07:30 | 277.39 | 274.71
2019-12-06 08:00 | 277.46 | 274.5
2019-12-06 08:30 | 277.7 | 274.55
2019-12-06 09:00 | 277.26 | 273.95
2019-12-06 09:30 | 276.14 | 272.78
2019-12-06 10:00 | 275.36 | 272.18
2019-12-06 10:30 | 279.68 | 276.31
2019-12-06 11:00 | 281.59 | 278.43
2019-12-06 11:30 | 281.11 | 277.73
2019-12-06 12:00 | 279.73 | 276.47
2019-12-06 12:30 | 279.7 | 277.14
2019-12-06 13:00 | 279.19 | 276.67
2019-12-06 13:30 | 279.32 | 276.83
2019-12-06 14:00 | 278.34 | 275.89
2019-12-06 14:30 | 276.7 | 274.29
2019-12-06 15:00 | 275 | 272.7
2019-12-06 15:30 | 278.31 | 275.84
2019-12-06 16:00 | 280.43 | 277.79
2019-12-06 16:30 | 279.81 | 277.36
2019-12-06 17:00 | 278.54 | 276.06
2019-12-06 17:30 | 277.82 | 275.2
2019-12-06 18:00 | 277.48 | 274.96
2019-12-06 18:30 | 277.53 | 274.9
2019-12-06 19:00 | 276.96 | 274.44
2019-12-06 19:30 | 279.57 | 276.8
2019-12-06 20:00 | 273.31 | 270.56
2019-12-06 20:30 | 269.12 | 266.43
2019-12-06 21:00 | 263.4 | 260.44
2019-12-06 21:30 | 259.34 | 256.01
2019-12-06 22:00 | 274.28 | 270.75
2019-12-06 22:30 | 276.84 | 274.21
2019-12-06 23:00 | 274.81 | 272.46
2019-12-06 23:30 | 268.06 | 265.77
2019-12-07 | 270.59 | 268.1
2019-12-07 00:30 | 270.23 | 267.92
2019-12-07 01:00 | 270.87 | 268.66
2019-12-07 01:30 | 270.95 | 268.62
2019-12-07 02:00 | 271.34 | 268.96
2019-12-07 02:30 | 272.3 | 269.86
2019-12-07 03:00 | 272.5 | 270.1
2019-12-07 03:30 | 270.08 | 267.77
2019-12-07 04:00 | 270.06 | 267.72
2019-12-07 04:30 | 269.65 | 267.28
2019-12-07 05:00 | 268.52 | 266.22
2019-12-07 05:30 | 271.78 | 269.45
2019-12-07 06:00 | 281.62 | 279.13
2019-12-07 06:30 | 272.06 | 269.69
2019-12-07 07:00 | 265.95 | 263.64
2019-12-07 07:30 | 266.99 | 264.32
2019-12-07 08:00 | 267.57 | 264.57
2019-12-07 08:30 | 264.63 | 261.24
2019-12-07 09:00 | 265.76 | 262.44
2019-12-07 09:30 | 264.76 | 261.81
2019-12-07 10:00 | 264.55 | 261.62
2019-12-07 10:30 | 264.87 | 261.96
2019-12-07 11:00 | 265.14 | 262.04
2019-12-07 11:30 | 266.7 | 263.33
2019-12-07 12:00 | 265.93 | 262.52
2019-12-07 12:30 | 265.16 | 261.62
2019-12-07 13:00 | 264.32 | 260.87
2019-12-07 13:30 | 261.77 | 258.78
2019-12-07 14:00 | 261.65 | 258.55
2019-12-07 14:30 | 259.19 | 256.36
2019-12-07 15:00 | 261.02 | 257.55
2019-12-07 15:30 | 261.36 | 257.74
2019-12-07 16:00 | 264.6 | 260.76
2019-12-07 16:30 | 263.09 | 259.95
2019-12-07 17:00 | 268.28 | 265.32
2019-12-07 17:30 | 278.33 | 275.72
2019-12-07 18:00 | 281.73 | 279.11
2019-12-07 18:30 | 281.51 | 278.86
2019-12-07 19:00 | 282.43 | 279.74
2019-12-07 19:30 | 282.41 | 279.69
2019-12-07 20:00 | 281.5 | 278.74
2019-12-07 20:30 | 267.31 | 264.48
2019-12-07 21:00 | 261.92 | 258.94
2019-12-07 21:30 | 261.4 | 258.56
2019-12-07 22:00 | 261.46 | 258.51
2019-12-07 22:30 | 262.43 | 259.44
2019-12-07 23:00 | 261.7 | 259.21
2019-12-07 23:30 | 261.44 | 258.93
2019-12-08 | 262.82 | 260.11
2019-12-08 00:30 | 263.7 | 260.95
2019-12-08 01:00 | 264.78 | 261.87
2019-12-08 01:30 | 265.38 | 262.05
2019-12-08 02:00 | 264.67 | 261.35
2019-12-08 02:30 | 265.22 | 261.75
2019-12-08 03:00 | 264.51 | 261.16
2019-12-08 03:30 | 265.24 | 261.81
2019-12-08 04:00 | 265 | 261.63
2019-12-08 04:30 | 264.12 | 260.77
2019-12-08 05:00 | 263.39 | 260.1
2019-12-08 05:30 | 263.35 | 260.12
2019-12-08 06:00 | 263.35 | 260.16
2019-12-08 06:30 | 262.23 | 259.02
2019-12-08 07:00 | 261.66 | 258.34
2019-12-08 07:30 | 251.11 | 247.79
2019-12-08 08:00 | 258.6 | 256.22
2019-12-08 08:30 | 258.56 | 256.26
2019-12-08 09:00 | 260.94 | 258.55
2019-12-08 09:30 | 262.15 | 259.69
2019-12-08 10:00 | 261.95 | 259.45
2019-12-08 10:30 | 263.16 | 260.6
2019-12-08 11:00 | 263.72 | 261.15
2019-12-08 11:30 | 267.57 | 264.7
2019-12-08 12:00 | 264.85 | 262.13
2019-12-08 12:30 | 262.35 | 259.72
2019-12-08 13:00 | 262.59 | 260.01
2019-12-08 13:30 | 262.32 | 259.73
2019-12-08 14:00 | 262.34 | 259.87
2019-12-08 14:30 | 265.13 | 262.53
2019-12-08 15:00 | 264.71 | 262.01
2019-12-08 15:30 | 265.97 | 263.2
2019-12-08 16:00 | 265.1 | 262.36
2019-12-08 16:30 | 265.31 | 262.61
2019-12-08 17:00 | 265.53 | 262.8
2019-12-08 17:30 | 266.13 | 263.25
2019-12-08 18:00 | 266.04 | 263.09
2019-12-08 18:30 | 265.97 | 262.89
2019-12-08 19:00 | 266.98 | 263.89
2019-12-08 19:30 | 267.64 | 264.4
2019-12-08 20:00 | 266.91 | 263.47
2019-12-08 20:30 | 266.1 | 262.78
2019-12-08 21:00 | 266.27 | 263.22
2019-12-08 21:30 | 266.19 | 263.39
2019-12-08 22:00 | 265.4 | 262.84
2019-12-08 22:30 | 265.17 | 262.63
2019-12-08 23:00 | 264.73 | 262.18
2019-12-08 23:30 | 266.44 | 263.79
2019-12-09 | 266.04 | 263.43
2019-12-09 00:30 | 265.84 | 263.23
2019-12-09 01:00 | 263.22 | 259.82
2019-12-09 01:30 | 257.88 | 253.87
2019-12-09 02:00 | 257.74 | 253.88
2019-12-09 02:30 | 256.83 | 253.05
2019-12-09 03:00 | 257.21 | 253.3
2019-12-09 03:30 | 257.18 | 253.24
2019-12-09 04:00 | 257.3 | 253.29
2019-12-09 04:30 | 257.49 | 253.52
2019-12-09 05:00 | 258.06 | 254.02
2019-12-09 05:30 | 257.15 | 253.61
2019-12-09 06:00 | 257.06 | 253.79
2019-12-09 06:30 | 256.41 | 253.25
2019-12-09 07:00 | 255.75 | 252.95
2019-12-09 07:30 | 256.79 | 253.64
2019-12-09 08:00 | 255.43 | 252.11
2019-12-09 08:30 | 247.8 | 244.61
2019-12-09 09:00 | 243.86 | 241.03
2019-12-09 09:30 | 242.84 | 239.97
2019-12-09 10:00 | 242.87 | 240.13
2019-12-09 10:30 | 242.88 | 240.19
2019-12-09 11:00 | 243.84 | 241.02
2019-12-09 11:30 | 243.75 | 240.97
2019-12-09 12:00 | 243.27 | 240.49
2019-12-09 12:30 | 243.98 | 241.11
2019-12-09 13:00 | 244.39 | 241.5
2019-12-09 13:30 | 243.97 | 241.18
2019-12-09 14:00 | 244.71 | 241.76
2019-12-09 14:30 | 244.41 | 241.5
2019-12-09 15:00 | 243.85 | 240.63
2019-12-09 15:30 | 244.75 | 241.18
2019-12-09 16:00 | 245.18 | 241.44
2019-12-09 16:30 | 244.08 | 240.63
2019-12-09 17:00 | 243.24 | 240.27
2019-12-09 17:30 | 243.23 | 240.6
2019-12-09 18:00 | 242.84 | 240.26
2019-12-09 18:30 | 248.72 | 246.03
2019-12-09 19:00 | 260.31 | 257.56
2019-12-09 19:30 | 263.83 | 260.99
2019-12-09 20:00 | 252.33 | 249.36
2019-12-09 20:30 | 239.98 | 237.12
2019-12-09 21:00 | 239.61 | 237.04
2019-12-09 21:30 | 237.13 | 234.93
2019-12-09 22:00 | 235.73 | 233.42
2019-12-09 22:30 | 245.26 | 242.93
2019-12-09 23:00 | 273.43 | 270.96
2019-12-09 23:30 | 274.19 | 271.5
2019-12-10 | 273.71 | 271.4
2019-12-10 00:30 | 273.41 | 271.21
2019-12-10 01:00 | 274.51 | 272.43
2019-12-10 01:30 | 276.02 | 273.79
2019-12-10 02:00 | 276.6 | 274.34
2019-12-10 02:30 | 269.07 | 266.69
2019-12-10 03:00 | 256.56 | 254.07
2019-12-10 03:30 | 236.26 | 233.53
2019-12-10 04:00 | 237.14 | 234.31
2019-12-10 04:30 | 237.9 | 234.97
2019-12-10 05:00 | 236.93 | 234.13
2019-12-10 05:30 | 236.34 | 233.55
2019-12-10 06:00 | 237.05 | 234.2
2019-12-10 06:30 | 237.53 | 234.63
2019-12-10 07:00 | 253.32 | 250.91
2019-12-10 07:30 | 253.75 | 251.75
2019-12-10 08:00 | 251.65 | 249.94
2019-12-10 08:30 | 250.39 | 248.8
2019-12-10 09:00 | 250.53 | 249.03
2019-12-10 09:30 | 244.82 | 242.86
2019-12-10 10:00 | 238.26 | 235.89
2019-12-10 10:30 | 233.05 | 230.59
2019-12-10 11:00 | 232.16 | 229.68
2019-12-10 11:30 | 231.01 | 228.73
2019-12-10 12:00 | 232.64 | 230.49
2019-12-10 12:30 | 232.27 | 230.11
2019-12-10 13:00 | 233.35 | 231.3
2019-12-10 13:30 | 234.22 | 232.27
2019-12-10 14:00 | 234.12 | 232.19
2019-12-10 14:30 | 233.34 | 231.58
2019-12-10 15:00 | 224.36 | 222.52
2019-12-10 15:30 | 109.52 | 106.6
2019-12-10 16:00 | 102.82 | 100.3
2019-12-10 16:30 | 100.65 | 98.24
2019-12-10 17:00 | 101.35 | 98.94
2019-12-10 17:30 | 102.04 | 99.6
2019-12-10 18:00 | 102.14 | 99.69
2019-12-10 18:30 | 102.13 | 99.68
2019-12-10 19:00 | 102.54 | 99.97
2019-12-10 19:30 | 116.85 | 111.8
2019-12-10 20:00 | 165.53 | 160.6
2019-12-10 20:30 | 204.62 | 200.46
2019-12-10 21:00 | 253.48 | 250.58
2019-12-10 21:30 | 267.9 | 265.16
2019-12-10 22:00 | 268.16 | 265.44
2019-12-10 22:30 | 268.82 | 266.11
2019-12-10 23:00 | 269.7 | 267.3
2019-12-10 23:30 | 270.89 | 269.07
2019-12-11 | 271.85 | 269.63
2019-12-11 00:30 | 271.88 | 269.68
2019-12-11 01:00 | 274.19 | 271.82
2019-12-11 01:30 | 270.61 | 268.24
2019-12-11 02:00 | 266.77 | 264.3
2019-12-11 02:30 | 267.38 | 264.89
2019-12-11 03:00 | 267.32 | 264.89
2019-12-11 03:30 | 266.42 | 264.1
2019-12-11 04:00 | 265.8 | 263.43
2019-12-11 04:30 | 266.2 | 263.78
2019-12-11 05:00 | 265.24 | 262.88
2019-12-11 05:30 | 263.04 | 260.82
2019-12-11 06:00 | 263.57 | 261.29
2019-12-11 06:30 | 264 | 261.64
2019-12-11 07:00 | 264.11 | 261.62
2019-12-11 07:30 | 263.37 | 260.69
2019-12-11 08:00 | 263.09 | 260.22
2019-12-11 08:30 | 262.67 | 260.71
2019-12-11 09:00 | 262.73 | 260.54
2019-12-11 09:30 | 262.7 | 260.49
2019-12-11 10:00 | 262.85 | 260.66
2019-12-11 10:30 | 263.28 | 261.09
2019-12-11 11:00 | 262.64 | 260.5
2019-12-11 11:30 | 264.84 | 262.5
2019-12-11 12:00 | 265.73 | 263.29
2019-12-11 12:30 | 264.97 | 262.64
2019-12-11 13:00 | 263.16 | 261.01
2019-12-11 13:30 | 262.42 | 260.18
2019-12-11 14:00 | 263.19 | 260.43
2019-12-11 14:30 | 262.37 | 259.76
2019-12-11 15:00 | 260.78 | 258.42
2019-12-11 15:30 | 262.09 | 259.75
2019-12-11 16:00 | 262.48 | 260.25
2019-12-11 16:30 | 263.45 | 260.88
2019-12-11 17:00 | 263.75 | 261
2019-12-11 17:30 | 263.23 | 260.41
2019-12-11 18:00 | 263.3 | 260.54
2019-12-11 18:30 | 263.67 | 260.83
2019-12-11 19:00 | 263.87 | 261.02
2019-12-11 19:30 | 263.84 | 260.93
2019-12-11 20:00 | 264.5 | 261.5
2019-12-11 20:30 | 266.17 | 262.98
2019-12-11 21:00 | 267.4 | 264.05
2019-12-11 21:30 | 266.98 | 263.71
2019-12-11 22:00 | 265.51 | 262.17
2019-12-11 22:30 | 265.93 | 262.46
2019-12-11 23:00 | 264.86 | 262
2019-12-11 23:30 | 265.35 | 262.42
2019-12-12 | 264.33 | 261.79
2019-12-12 00:30 | 263.01 | 260.77
2019-12-12 01:00 | 263.01 | 260.77
2019-12-12 01:30 | 262.93 | 260.61
2019-12-12 02:00 | 263.43 | 261.08
2019-12-12 02:30 | 264 | 261.65
2019-12-12 03:00 | 263.88 | 261.54
2019-12-12 03:30 | 263.05 | 260.76
2019-12-12 04:00 | 262.75 | 260.45
2019-12-12 04:30 | 262.6 | 260.27
2019-12-12 05:00 | 261.21 | 258.91
2019-12-12 05:30 | 262.13 | 259.86
2019-12-12 06:00 | 262.11 | 259.85
2019-12-12 06:30 | 260.86 | 258.69
2019-12-12 07:00 | 260.42 | 258.28
2019-12-12 07:30 | 260.92 | 258.81
2019-12-12 08:00 | 259.83 | 257.83
2019-12-12 08:30 | 255.43 | 253.46
2019-12-12 09:00 | 251.81 | 249.86
2019-12-12 09:30 | 251.09 | 249.14
2019-12-12 10:00 | 251.1 | 249.11
2019-12-12 10:30 | 251.73 | 249.75
2019-12-12 11:00 | 252.73 | 250.75
2019-12-12 11:30 | 252.39 | 250.4
2019-12-12 12:00 | 253.25 | 251.27
2019-12-12 12:30 | 254.19 | 252.26
2019-12-12 13:00 | 254.16 | 252.27
2019-12-12 13:30 | 254.59 | 252.68
2019-12-12 14:00 | 254.06 | 252.19
2019-12-12 14:30 | 254.74 | 252.72
2019-12-12 15:00 | 254.77 | 252.68
2019-12-12 15:30 | 257.81 | 255.53
2019-12-12 16:00 | 264.64 | 262.54
2019-12-12 16:30 | 267.15 | 265.14
2019-12-12 17:00 | 275.31 | 273.4
2019-12-12 17:30 | 276.39 | 274.54
2019-12-12 18:00 | 277.05 | 275.14
2019-12-12 18:30 | 273.31 | 271.06
2019-12-12 19:00 | 273.04 | 270.83
2019-12-12 19:30 | 272.76 | 270.55
2019-12-12 20:00 | 273 | 270.74
2019-12-12 20:30 | 273.83 | 271.47
2019-12-12 21:00 | 273.3 | 270.89
2019-12-12 21:30 | 272.47 | 269.99
2019-12-12 22:00 | 274.46 | 271.83
2019-12-12 22:30 | 273.55 | 270.88
2019-12-12 23:00 | 273.52 | 270.81
2019-12-12 23:30 | 273.69 | 271.03
2019-12-13 | 272.29 | 269.93
2019-12-13 00:30 | 271.11 | 269.06
2019-12-13 01:00 | 270.73 | 268.61
2019-12-13 01:30 | 271.44 | 269.31
2019-12-13 02:00 | 271.95 | 269.82
2019-12-13 02:30 | 272.4 | 270.25
2019-12-13 03:00 | 273.66 | 271.45
2019-12-13 03:30 | 274.08 | 271.93
2019-12-13 04:00 | 274.67 | 272.33
2019-12-13 04:30 | 277.07 | 274.46
2019-12-13 05:00 | 277.62 | 275.01
2019-12-13 05:30 | 277.8 | 275.15
2019-12-13 06:00 | 277.62 | 274.9
2019-12-13 06:30 | 276.6 | 273.85
2019-12-13 07:00 | 276.48 | 273.69
2019-12-13 07:30 | 276.24 | 273.24
2019-12-13 08:00 | 275.35 | 272.15
2019-12-13 08:30 | 273.39 | 270.56
2019-12-13 09:00 | 269.95 | 267.52
2019-12-13 09:30 | 267.95 | 265.63
2019-12-13 10:00 | 266.55 | 264.3
2019-12-13 10:30 | 265.61 | 263.32
2019-12-13 11:00 | 265.09 | 262.85
2019-12-13 11:30 | 257.31 | 255.58
2019-12-13 12:00 | 253.28 | 251.76
2019-12-13 12:30 | 252.67 | 251.16
2019-12-13 13:00 | 251.33 | 249.79
2019-12-13 13:30 | 253.4 | 251.79
2019-12-13 14:00 | 256.84 | 255.18
2019-12-13 14:30 | 256.4 | 254.77
2019-12-13 15:00 | 255.55 | 253.87
2019-12-13 15:30 | 259.5 | 257.6
2019-12-13 16:00 | 261.07 | 259.15
2019-12-13 16:30 | 265.27 | 263.14
2019-12-13 17:00 | 268.46 | 266.19
2019-12-13 17:30 | 269.93 | 267.67
2019-12-13 18:00 | 271.74 | 269.28
2019-12-13 18:30 | 279.25 | 276.52
2019-12-13 19:00 | 279.93 | 277.22
2019-12-13 19:30 | 281.17 | 278.48
2019-12-13 20:00 | 285.37 | 282.5
2019-12-13 20:30 | 286.26 | 283.17
2019-12-13 21:00 | 285.64 | 282.5
2019-12-13 21:30 | 284.31 | 281.15
2019-12-13 22:00 | 283.4 | 280.21
2019-12-13 22:30 | 282.72 | 279.69
2019-12-13 23:00 | 282.79 | 279.52
2019-12-13 23:30 | 284.43 | 281.28
2019-12-14 | 285.92 | 282.47
2019-12-14 00:30 | 286.22 | 282.66
2019-12-14 01:00 | 287.25 | 283.32
2019-12-14 01:30 | 287.67 | 283.84
2019-12-14 02:00 | 286.88 | 283.32
2019-12-14 02:30 | 268.3 | 264.29
2019-12-14 03:00 | 259.75 | 255.45
2019-12-14 03:30 | 260.16 | 255.73
2019-12-14 04:00 | 261.21 | 256.78
2019-12-14 04:30 | 262.23 | 257.63
2019-12-14 05:00 | 261.2 | 256.76
2019-12-14 05:30 | 278.68 | 275.24
2019-12-14 06:00 | 285.36 | 282.13
2019-12-14 06:30 | 284.58 | 281.37
2019-12-14 07:00 | 284.93 | 281.52
2019-12-14 07:30 | 283.71 | 280.16
2019-12-14 08:00 | 279.33 | 275.96
2019-12-14 08:30 | 267.63 | 265.39
2019-12-14 09:00 | 267.54 | 265.49
2019-12-14 09:30 | 267.11 | 265.14
2019-12-14 10:00 | 267.58 | 265.63
2019-12-14 10:30 | 266.31 | 264.18
2019-12-14 11:00 | 268.52 | 266
2019-12-14 11:30 | 269.42 | 266.73
2019-12-14 12:00 | 271.69 | 268.71
2019-12-14 12:30 | 278.19 | 274.06
2019-12-14 13:00 | 276.84 | 272.73
2019-12-14 13:30 | 276.21 | 271.95
2019-12-14 14:00 | 274.62 | 270.55
2019-12-14 14:30 | 273.4 | 269.46
2019-12-14 15:00 | 274.02 | 269.97
2019-12-14 15:30 | 275.45 | 271.21
2019-12-14 16:00 | 273.6 | 269.62
2019-12-14 16:30 | 276.95 | 272.68
2019-12-14 17:00 | 278.52 | 273.89
2019-12-14 17:30 | 280.02 | 275.4
2019-12-14 18:00 | 285.49 | 281.32
2019-12-14 18:30 | 285.49 | 281.75
2019-12-14 19:00 | 288.29 | 284.33
2019-12-14 19:30 | 288.59 | 284.73
2019-12-14 20:00 | 286.23 | 282.52
2019-12-14 20:30 | 284.43 | 280.75
2019-12-14 21:00 | 283.87 | 280.18
2019-12-14 21:30 | 285.17 | 281.31
2019-12-14 22:00 | 285.73 | 281.97
2019-12-14 22:30 | 285.79 | 282.06
2019-12-14 23:00 | 284.89 | 281.18
2019-12-14 23:30 | 282.76 | 279.34
2019-12-15 | 284.58 | 281.04
2019-12-15 00:30 | 284.56 | 281.04
2019-12-15 01:00 | 286.57 | 282.83
2019-12-15 01:30 | 285.21 | 281.68
2019-12-15 02:00 | 285.15 | 281.64
2019-12-15 02:30 | 286.07 | 282.44
2019-12-15 03:00 | 286.77 | 283.02
2019-12-15 03:30 | 286.45 | 282.92
2019-12-15 04:00 | 285.7 | 282.15
2019-12-15 04:30 | 286.98 | 283.43
2019-12-15 05:00 | 287.02 | 283.55
2019-12-15 05:30 | 286.19 | 282.88
2019-12-15 06:00 | 287.34 | 283.86
2019-12-15 06:30 | 284.76 | 281.24
2019-12-15 07:00 | 282.98 | 279.13
2019-12-15 07:30 | 271.81 | 267.67
2019-12-15 08:00 | 271.55 | 267.27
2019-12-15 08:30 | 270.67 | 267.78
2019-12-15 09:00 | 270.37 | 267.4
2019-12-15 09:30 | 268.71 | 265.78
2019-12-15 10:00 | 267.69 | 264.91
2019-12-15 10:30 | 268.65 | 265.84
2019-12-15 11:00 | 269.06 | 266.16
2019-12-15 11:30 | 269.89 | 266.81
2019-12-15 12:00 | 269.26 | 266.24
2019-12-15 12:30 | 268.72 | 265.78
2019-12-15 13:00 | 269.14 | 266.22
2019-12-15 13:30 | 269.23 | 266.22
2019-12-15 14:00 | 266.28 | 263.3
2019-12-15 14:30 | 266.51 | 263.56
2019-12-15 15:00 | 269.2 | 266.3
2019-12-15 15:30 | 268.95 | 266.05
2019-12-15 16:00 | 254.05 | 250.85
2019-12-15 16:30 | 273.51 | 270.12
2019-12-15 17:00 | 271.78 | 268.61
2019-12-15 17:30 | 273.49 | 270.19
2019-12-15 18:00 | 274.58 | 270.86
2019-12-15 18:30 | 285.76 | 281.72
2019-12-15 19:00 | 287.35 | 283.27
2019-12-15 19:30 | 287.22 | 283.12
2019-12-15 20:00 | 287.14 | 282.77
2019-12-15 20:30 | 284.4 | 279.87
2019-12-15 21:00 | 283.66 | 279.15
2019-12-15 21:30 | 284.62 | 279.94
2019-12-15 22:00 | 284.49 | 280.49
2019-12-15 22:30 | 284.52 | 280.77
2019-12-15 23:00 | 285.33 | 281.5
2019-12-15 23:30 | 285.82 | 281.94
2019-12-16 | 287.04 | 283.33
2019-12-16 00:30 | 286.7 | 282.97
2019-12-16 01:00 | 286.44 | 283.14
2019-12-16 01:30 | 286.01 | 282.76
2019-12-16 02:00 | 285.72 | 282.48
2019-12-16 02:30 | 284.75 | 281.54
2019-12-16 03:00 | 268.75 | 265.52
2019-12-16 03:30 | 266.61 | 263.46
2019-12-16 04:00 | 263.82 | 260.76
2019-12-16 04:30 | 263.94 | 260.89
2019-12-16 05:00 | 266.35 | 263.19
2019-12-16 05:30 | 267.09 | 263.95
2019-12-16 06:00 | 266.79 | 263.64
2019-12-16 06:30 | 266.76 | 263.63
2019-12-16 07:00 | 263.44 | 260.12
2019-12-16 07:30 | 251.17 | 248.12
2019-12-16 08:00 | 242.28 | 239.54
2019-12-16 08:30 | 243.48 | 240.34
2019-12-16 09:00 | 244.3 | 241.08
2019-12-16 09:30 | 244.05 | 240.66
2019-12-16 10:00 | 243.85 | 239.96
2019-12-16 10:30 | 246.09 | 243.01
2019-12-16 11:00 | 253 | 250.06
2019-12-16 11:30 | 247.41 | 244.33
2019-12-16 12:00 | 243.96 | 240.64
2019-12-16 12:30 | 243.5 | 240.45
2019-12-16 13:00 | 263.33 | 260.43
2019-12-16 13:30 | 264.91 | 262.08
2019-12-16 14:00 | 268.49 | 265.58
2019-12-16 14:30 | 275.45 | 272.73
2019-12-16 15:00 | 276.92 | 273.95
2019-12-16 15:30 | 274.81 | 271.94
2019-12-16 16:00 | 279.5 | 276.39
2019-12-16 16:30 | 279.28 | 276.42
2019-12-16 17:00 | 278.44 | 275.69
2019-12-16 17:30 | 278.59 | 276.01
2019-12-16 18:00 | 280.42 | 277.67
2019-12-16 18:30 | 280.01 | 277.07
2019-12-16 19:00 | 280.86 | 277.76
2019-12-16 19:30 | 266.73 | 263.3
2019-12-16 20:00 | 235.64 | 231.83
2019-12-16 20:30 | 235.98 | 231.91
2019-12-16 21:00 | 235.39 | 231.19
2019-12-16 21:30 | 234.76 | 230.6
2019-12-16 22:00 | 234.47 | 230.71
2019-12-16 22:30 | 234.33 | 230.79
2019-12-16 23:00 | 233.16 | 229.55
2019-12-16 23:30 | 232.45 | 228.85
2019-12-17 | 232.68 | 228.87
2019-12-17 00:30 | 233.38 | 229.74
2019-12-17 01:00 | 232.58 | 229.16
2019-12-17 01:30 | 233.22 | 229.65
2019-12-17 02:00 | 233.39 | 229.81
2019-12-17 02:30 | 231.25 | 227.89
2019-12-17 03:00 | 229.28 | 226.08
2019-12-17 03:30 | 225.31 | 222.6
2019-12-17 04:00 | 222.13 | 219.78
2019-12-17 04:30 | 221.61 | 219.22
2019-12-17 05:00 | 225.79 | 222.95
2019-12-17 05:30 | 228.35 | 225.22
2019-12-17 06:00 | 227.72 | 224.65
2019-12-17 06:30 | 227.74 | 224.64
2019-12-17 07:00 | 226.62 | 223.45
2019-12-17 07:30 | 220.83 | 217.99
2019-12-17 08:00 | 219.03 | 216.67
2019-12-17 08:30 | 219.73 | 217.55
2019-12-17 09:00 | 220.66 | 218.51
2019-12-17 09:30 | 220.71 | 218.26
2019-12-17 10:00 | 221.55 | 219.08
2019-12-17 10:30 | 226.1 | 223.49
2019-12-17 11:00 | 228.01 | 225.32
2019-12-17 11:30 | 228.88 | 226.05
2019-12-17 12:00 | 229.02 | 225.98
2019-12-17 12:30 | 229.44 | 226.48
2019-12-17 13:00 | 229.09 | 226.21
2019-12-17 13:30 | 229.05 | 226.2
2019-12-17 14:00 | 229.13 | 226.18
2019-12-17 14:30 | 228.97 | 226.01
2019-12-17 15:00 | 254.16 | 251.67
2019-12-17 15:30 | 248.3 | 245.69
2019-12-17 16:00 | 239.39 | 236.47
2019-12-17 16:30 | 237.75 | 235.06
2019-12-17 17:00 | 239.16 | 236.42
2019-12-17 17:30 | 238.29 | 235.7
2019-12-17 18:00 | 237.67 | 235.03
2019-12-17 18:30 | 237.95 | 235.21
2019-12-17 19:00 | 238.26 | 235.42
2019-12-17 19:30 | 236.99 | 234.2
2019-12-17 20:00 | 231.85 | 229.16
2019-12-17 20:30 | 234.06 | 231.15
2019-12-17 21:00 | 234.38 | 231.57
2019-12-17 21:30 | 234.37 | 231.58
2019-12-17 22:00 | 237.63 | 234.69
2019-12-17 22:30 | 238.02 | 234.95
2019-12-17 23:00 | 239.31 | 236.14
2019-12-17 23:30 | 238.45 | 235.8
2019-12-18 | 238.31 | 235.73
2019-12-18 00:30 | 237.63 | 235.1
2019-12-18 01:00 | 236.72 | 234.25
2019-12-18 01:30 | 236.05 | 233.62
2019-12-18 02:00 | 271.11 | 268.6
2019-12-18 02:30 | 275.03 | 272.55
2019-12-18 03:00 | 276.02 | 273.54
2019-12-18 03:30 | 277.97 | 275.45
2019-12-18 04:00 | 277.18 | 274.66
2019-12-18 04:30 | 278.72 | 276.24
2019-12-18 05:00 | 278.88 | 276.45
2019-12-18 05:30 | 278.62 | 276.13
2019-12-18 06:00 | 277.71 | 275.3
2019-12-18 06:30 | 275.94 | 273.62
2019-12-18 07:00 | 273.27 | 271.13
2019-12-18 07:30 | 273.04 | 271.02
2019-12-18 08:00 | 272.38 | 270.48
2019-12-18 08:30 | 272.19 | 270.26
2019-12-18 09:00 | 270.17 | 268.18
2019-12-18 09:30 | 253.94 | 251.79
2019-12-18 10:00 | 254.26 | 252.02
2019-12-18 10:30 | 253.37 | 251.02
2019-12-18 11:00 | 253.15 | 250.81
2019-12-18 11:30 | 253.29 | 251.02
2019-12-18 12:00 | 252.43 | 250.27
2019-12-18 12:30 | 251.63 | 249.51
2019-12-18 13:00 | 251.96 | 249.78
2019-12-18 13:30 | 251.21 | 249.12
2019-12-18 14:00 | 249.82 | 247.79
2019-12-18 14:30 | 255.53 | 253.54
2019-12-18 15:00 | 265.27 | 263.26
2019-12-18 15:30 | 265.64 | 263.56
2019-12-18 16:00 | 264.3 | 261.84
2019-12-18 16:30 | 265.91 | 263.42
2019-12-18 17:00 | 266.38 | 263.97
2019-12-18 17:30 | 266.92 | 264.36
2019-12-18 18:00 | 267.18 | 264.46
2019-12-18 18:30 | 264.63 | 261.93
2019-12-18 19:00 | 269.45 | 266.55
2019-12-18 19:30 | 265.23 | 262.49
2019-12-18 20:00 | 269.02 | 266.17
2019-12-18 20:30 | 270.92 | 268.05
2019-12-18 21:00 | 273.49 | 270.42
2019-12-18 21:30 | 261.3 | 258.38
2019-12-18 22:00 | 260.44 | 257.58
2019-12-18 22:30 | 258.36 | 255.75
2019-12-18 23:00 | 261.12 | 258.6
2019-12-18 23:30 | 258.2 | 255.98
2019-12-19 | 260.24 | 257.55
2019-12-19 00:30 | 251.74 | 248.55
2019-12-19 01:00 | 241.85 | 238.52
2019-12-19 01:30 | 239.28 | 236.38
2019-12-19 02:00 | 239.1 | 236.17
2019-12-19 02:30 | 237.12 | 234.41
2019-12-19 03:00 | 234.44 | 232.07
2019-12-19 03:30 | 233.57 | 231.3
2019-12-19 04:00 | 233.2 | 230.88
2019-12-19 04:30 | 229.29 | 227.34
2019-12-19 05:00 | 227.95 | 226.02
2019-12-19 05:30 | 227.41 | 225.53
2019-12-19 06:00 | 227.02 | 225.2
2019-12-19 06:30 | 219.18 | 217.81
2019-12-19 07:00 | 222.8 | 221.08
2019-12-19 07:30 | 231.45 | 229.74
2019-12-19 08:00 | 244.92 | 243.43
2019-12-19 08:30 | 244.65 | 243.17
2019-12-19 09:00 | 246.31 | 244.48
2019-12-19 09:30 | 248.77 | 246.53
2019-12-19 10:00 | 248.19 | 246.11
2019-12-19 10:30 | 247.19 | 245.27
2019-12-19 11:00 | 246.82 | 244.9
2019-12-19 11:30 | 246.29 | 244.24
2019-12-19 12:00 | 246.74 | 244.61
2019-12-19 12:30 | 247.51 | 245.4
2019-12-19 13:00 | 247.61 | 245.6
2019-12-19 13:30 | 246.69 | 244.74
2019-12-19 14:00 | 248.56 | 246.57
2019-12-19 14:30 | 248.43 | 246.34
2019-12-19 15:00 | 249.77 | 247.46
2019-12-19 15:30 | 253 | 250.29
2019-12-19 16:00 | 237.93 | 235.12
2019-12-19 16:30 | 227.59 | 224.11
2019-12-19 17:00 | 228.22 | 224.56
2019-12-19 17:30 | 228.66 | 225.31
2019-12-19 18:00 | 229 | 225.9
2019-12-19 18:30 | 226.84 | 224.21
2019-12-19 19:00 | 227.2 | 224.66
2019-12-19 19:30 | 241.69 | 239.25
2019-12-19 20:00 | 267.74 | 265.3
2019-12-19 20:30 | 259.64 | 257.55
2019-12-19 21:00 | 256.9 | 254.94
2019-12-19 21:30 | 256.74 | 254.74
2019-12-19 22:00 | 254.87 | 252.93
2019-12-19 22:30 | 251.7 | 249.79
2019-12-19 23:00 | 252.5 | 251.05
2019-12-19 23:30 | 254.37 | 252.86
2019-12-20 | 254.21 | 252.66
2019-12-20 00:30 | 256.62 | 254.99
2019-12-20 01:00 | 257.49 | 255.91
2019-12-20 01:30 | 257.55 | 256.27
2019-12-20 02:00 | 257.17 | 256.07
2019-12-20 02:30 | 257.86 | 256.34
2019-12-20 03:00 | 257.82 | 256.23
2019-12-20 03:30 | 258.83 | 257.62
2019-12-20 04:00 | 259.88 | 258.72
2019-12-20 04:30 | 262.4 | 261.11
2019-12-20 05:00 | 262.57 | 261.27
2019-12-20 05:30 | 262.11 | 260.85
2019-12-20 06:00 | 262.35 | 261.05
2019-12-20 06:30 | 260.87 | 259.56
2019-12-20 07:00 | 260.68 | 259.17
2019-12-20 07:30 | 260.52 | 258.7
2019-12-20 08:00 | 260.18 | 258.65
2019-12-20 08:30 | 260.37 | 258.95
2019-12-20 09:00 | 261.91 | 260.38
2019-12-20 09:30 | 264.04 | 262.4
2019-12-20 10:00 | 263.15 | 261.45
2019-12-20 10:30 | 262.44 | 260.74
2019-12-20 11:00 | 262.03 | 260.31
2019-12-20 11:30 | 261.92 | 260.08
2019-12-20 12:00 | 262.43 | 260.42
2019-12-20 12:30 | 262.59 | 260.55
2019-12-20 13:00 | 263.58 | 261.54
2019-12-20 13:30 | 263.28 | 261.48
2019-12-20 14:00 | 263.81 | 261.96
2019-12-20 14:30 | 263.21 | 261.3
2019-12-20 15:00 | 263.06 | 260.97
2019-12-20 15:30 | 264.04 | 261.81
2019-12-20 16:00 | 266.02 | 263.61
2019-12-20 16:30 | 270.28 | 267.56
2019-12-20 17:00 | 272.46 | 269.33
2019-12-20 17:30 | 274.31 | 271.39
2019-12-20 18:00 | 275.81 | 273.01
2019-12-20 18:30 | 274.61 | 271.95
2019-12-20 19:00 | 275.85 | 273.32
2019-12-20 19:30 | 277.99 | 275.47
2019-12-20 20:00 | 280.69 | 277.99
2019-12-20 20:30 | 281.32 | 278.66
2019-12-20 21:00 | 281.97 | 279.26
2019-12-20 21:30 | 282.16 | 278.83
2019-12-20 22:00 | 281.78 | 278.61
2019-12-20 22:30 | 282.85 | 279.7
2019-12-20 23:00 | 281.96 | 278.98
2019-12-20 23:30 | 283.61 | 280.54
2019-12-21 | 283.64 | 280.6
2019-12-21 00:30 | 264.91 | 261.39
2019-12-21 01:00 | 261.59 | 258.28
2019-12-21 01:30 | 260.76 | 257.56
2019-12-21 02:00 | 262.3 | 258.55
2019-12-21 02:30 | 262.56 | 258.77
2019-12-21 03:00 | 261.73 | 257.96
2019-12-21 03:30 | 261.68 | 258.04
2019-12-21 04:00 | 262.1 | 258.48
2019-12-21 04:30 | 260.66 | 257.28
2019-12-21 05:00 | 258.79 | 255.61
2019-12-21 05:30 | 256.12 | 253.29
2019-12-21 06:00 | 253.59 | 250.97
2019-12-21 06:30 | 254.46 | 251.73
2019-12-21 07:00 | 255.94 | 252.96
2019-12-21 07:30 | 247.99 | 245.17
2019-12-21 08:00 | 238.81 | 235.26
2019-12-21 08:30 | 237.45 | 234
2019-12-21 09:00 | 238.28 | 234.61
2019-12-21 09:30 | 239.52 | 235.59
2019-12-21 10:00 | 243.14 | 238.75
2019-12-21 10:30 | 246.73 | 242.16
2019-12-21 11:00 | 283.24 | 279.5
2019-12-21 11:30 | 284.71 | 280.71
2019-12-21 12:00 | 284.85 | 281.15
2019-12-21 12:30 | 284.4 | 281.26
2019-12-21 13:00 | 285.93 | 282.61
2019-12-21 13:30 | 286.29 | 282.92
2019-12-21 14:00 | 281.75 | 278.24
2019-12-21 14:30 | 275.61 | 271.82
2019-12-21 15:00 | 278.4 | 274.18
2019-12-21 15:30 | 279.17 | 274.72
2019-12-21 16:00 | 277.52 | 273.38
2019-12-21 16:30 | 277.06 | 273.17
2019-12-21 17:00 | 279.71 | 276.84
2019-12-21 17:30 | 288.2 | 285.03
2019-12-21 18:00 | 289.14 | 285.69
2019-12-21 18:30 | 290.56 | 286.77
2019-12-21 19:00 | 291.55 | 287.44
2019-12-21 19:30 | 289.79 | 286.28
2019-12-21 20:00 | 289.94 | 286.3
2019-12-21 20:30 | 289.42 | 285.97
2019-12-21 21:00 | 288.16 | 285.31
2019-12-21 21:30 | 286.26 | 283.27
2019-12-21 22:00 | 284.46 | 281.37
2019-12-21 22:30 | 282.3 | 279.59
2019-12-21 23:00 | 279.69 | 277.35
2019-12-21 23:30 | 280.02 | 277.52
2019-12-22 | 267.24 | 264.34
2019-12-22 00:30 | 271 | 267.41
2019-12-22 01:00 | 271.21 | 267.5
2019-12-22 01:30 | 270.98 | 267.34
2019-12-22 02:00 | 271.31 | 267.64
2019-12-22 02:30 | 283.71 | 280.11
2019-12-22 03:00 | 286.78 | 283.29
2019-12-22 03:30 | 287.1 | 283.68
2019-12-22 04:00 | 287.44 | 283.94
2019-12-22 04:30 | 287.5 | 283.99
2019-12-22 05:00 | 287.07 | 283.76
2019-12-22 05:30 | 288.85 | 285.5
2019-12-22 06:00 | 289.98 | 286.52
2019-12-22 06:30 | 290.25 | 286.71
2019-12-22 07:00 | 288.48 | 284.7
2019-12-22 07:30 | 286.06 | 282.64
2019-12-22 08:00 | 285.49 | 282.64
2019-12-22 08:30 | 286.07 | 282.75
2019-12-22 09:00 | 285.81 | 282.49
2019-12-22 09:30 | 286.05 | 282.65
2019-12-22 10:00 | 286.17 | 282.58
2019-12-22 10:30 | 285.24 | 281.7
2019-12-22 11:00 | 284.86 | 281.27
2019-12-22 11:30 | 282.45 | 279
2019-12-22 12:00 | 283.38 | 279.92
2019-12-22 12:30 | 274.43 | 271.21
2019-12-22 13:00 | 273.22 | 270.1
2019-12-22 13:30 | 272.73 | 269.66
2019-12-22 14:00 | 272.69 | 269.67
2019-12-22 14:30 | 272.66 | 269.33
2019-12-22 15:00 | 273.22 | 270.01
2019-12-22 15:30 | 272.94 | 269.15
2019-12-22 16:00 | 274.6 | 270.66
2019-12-22 16:30 | 273.08 | 270.55
2019-12-22 17:00 | 273.01 | 270.35
2019-12-22 17:30 | 273.95 | 271.12
2019-12-22 18:00 | 275.08 | 272
2019-12-22 18:30 | 274.84 | 271.67
2019-12-22 19:00 | 275.99 | 272.74
2019-12-22 19:30 | 276.83 | 273.52
2019-12-22 20:00 | 276.79 | 273.35
2019-12-22 20:30 | 276.37 | 272.83
2019-12-22 21:00 | 277.48 | 274.34
2019-12-22 21:30 | 279.89 | 276.96
2019-12-22 22:00 | 281.6 | 278.54
2019-12-22 22:30 | 273.95 | 270.77
2019-12-22 23:00 | 270.1 | 267.21
2019-12-22 23:30 | 270.21 | 267.51
2019-12-23 | 270.75 | 267.95
2019-12-23 00:30 | 268.55 | 265.96
2019-12-23 01:00 | 263.16 | 260.79
2019-12-23 01:30 | 259.59 | 257.32
2019-12-23 02:00 | 258.47 | 256.25
2019-12-23 02:30 | 257.3 | 255.11
2019-12-23 03:00 | 254.94 | 252.81
2019-12-23 03:30 | 253.39 | 251.29
2019-12-23 04:00 | 254.36 | 252.23
2019-12-23 04:30 | 254.83 | 252.71
2019-12-23 05:00 | 255.57 | 253.43
2019-12-23 05:30 | 255.66 | 253.51
2019-12-23 06:00 | 256.01 | 253.88
2019-12-23 06:30 | 234.9 | 232.79
2019-12-23 07:00 | 231 | 228.64
2019-12-23 07:30 | 232.54 | 229.8
2019-12-23 08:00 | 233.72 | 230.21
2019-12-23 08:30 | 233.55 | 229.91
2019-12-23 09:00 | 230.2 | 227.64
2019-12-23 09:30 | 231.04 | 228.58
2019-12-23 10:00 | 230.76 | 228.28
2019-12-23 10:30 | 230.7 | 227.99
2019-12-23 11:00 | 233.35 | 230.34
2019-12-23 11:30 | 235.28 | 232.06
2019-12-23 12:00 | 238.99 | 235.54
2019-12-23 12:30 | 237.46 | 234.09
2019-12-23 13:00 | 246.14 | 242.99
2019-12-23 13:30 | 258.01 | 255.01
2019-12-23 14:00 | 260.48 | 257.64
2019-12-23 14:30 | 266.68 | 263.88
2019-12-23 15:00 | 273.8 | 271.27
2019-12-23 15:30 | 276.72 | 273.93
2019-12-23 16:00 | 278.03 | 275.21
2019-12-23 16:30 | 279.48 | 276.65
2019-12-23 17:00 | 280.86 | 277.89
2019-12-23 17:30 | 280.43 | 277.44
2019-12-23 18:00 | 279.52 | 276.48
2019-12-23 18:30 | 280.22 | 276.92
2019-12-23 19:00 | 282.3 | 278.96
2019-12-23 19:30 | 283.27 | 279.93
2019-12-23 20:00 | 282.81 | 279.45
2019-12-23 20:30 | 283.21 | 279.83
2019-12-23 21:00 | 284.97 | 281.82
2019-12-23 21:30 | 285.44 | 282.49
2019-12-23 22:00 | 284.67 | 281.67
2019-12-23 22:30 | 284.74 | 281.58
2019-12-23 23:00 | 283.18 | 279.97
2019-12-23 23:30 | 276.25 | 273.32
2019-12-24 | 276.13 | 273.55
2019-12-24 00:30 | 277.39 | 275.11
2019-12-24 01:00 | 278.56 | 276.22
2019-12-24 01:30 | 278.2 | 275.87
2019-12-24 02:00 | 278.37 | 276.02
2019-12-24 02:30 | 278.19 | 275.77
2019-12-24 03:00 | 277.98 | 275.55
2019-12-24 03:30 | 277.33 | 274.99
2019-12-24 04:00 | 278.2 | 275.84
2019-12-24 04:30 | 278.73 | 276.43
2019-12-24 05:00 | 279.23 | 276.64
2019-12-24 05:30 | 274.68 | 272.01
2019-12-24 06:00 | 274.64 | 271.96
2019-12-24 06:30 | 247.37 | 244.3
2019-12-24 07:00 | 240.55 | 237.53
2019-12-24 07:30 | 240.45 | 237.35
2019-12-24 08:00 | 240.34 | 237.02
2019-12-24 08:30 | 239.46 | 236.15
2019-12-24 09:00 | 235.65 | 233.14
2019-12-24 09:30 | 231.58 | 229.37
2019-12-24 10:00 | 236.21 | 233.85
2019-12-24 10:30 | 237.72 | 235.33
2019-12-24 11:00 | 238.5 | 235.99
2019-12-24 11:30 | 251.69 | 249.35
2019-12-24 12:00 | 254.24 | 252.02
2019-12-24 12:30 | 259.72 | 257.41
2019-12-24 13:00 | 268.33 | 266.05
2019-12-24 13:30 | 272.59 | 270.33
2019-12-24 14:00 | 272.2 | 270
2019-12-24 14:30 | 274.16 | 271.79
2019-12-24 15:00 | 278.37 | 275.89
2019-12-24 15:30 | 282.49 | 279.77
2019-12-24 16:00 | 283.38 | 280.27
2019-12-24 16:30 | 283.24 | 280.21
2019-12-24 17:00 | 282.77 | 280.06
2019-12-24 17:30 | 281.97 | 279.12
2019-12-24 18:00 | 282.03 | 278.58
2019-12-24 18:30 | 283.94 | 280.29
2019-12-24 19:00 | 285.42 | 281.66
2019-12-24 19:30 | 283.34 | 279.35
2019-12-24 20:00 | 282.04 | 277.86
2019-12-24 20:30 | 282.98 | 279.07
2019-12-24 21:00 | 281.96 | 278.98
2019-12-24 21:30 | 280.89 | 278
2019-12-24 22:00 | 265.92 | 262.97
2019-12-24 22:30 | 264.92 | 261.96
2019-12-24 23:00 | 263.69 | 260.87
2019-12-24 23:30 | 264.62 | 261.22
2019-12-25 | 263.24 | 260.04
2019-12-25 00:30 | 264.33 | 260.94
2019-12-25 01:00 | 264.77 | 260.96
2019-12-25 01:30 | 264.45 | 260.7
2019-12-25 02:00 | 265 | 261.18
2019-12-25 02:30 | 265.56 | 261.72
2019-12-25 03:00 | 265.66 | 261.8
2019-12-25 03:30 | 263.37 | 259.48
2019-12-25 04:00 | 261.94 | 258.32
2019-12-25 04:30 | 262.13 | 258.45
2019-12-25 05:00 | 261.56 | 257.87
2019-12-25 05:30 | 260.93 | 257.27
2019-12-25 06:00 | 261.03 | 257.31
2019-12-25 06:30 | 254.83 | 251.24
2019-12-25 07:00 | 273.35 | 270.16
2019-12-25 07:30 | 276.05 | 272.62
2019-12-25 08:00 | 275.08 | 272.08
2019-12-25 08:30 | 274.33 | 271.63
2019-12-25 09:00 | 274.39 | 271.58
2019-12-25 09:30 | 275.03 | 271.93
2019-12-25 10:00 | 274.42 | 271.12
2019-12-25 10:30 | 271.1 | 266.79
2019-12-25 11:00 | 272.94 | 268.54
2019-12-25 11:30 | 273.17 | 268.91
2019-12-25 12:00 | 271.96 | 267.89
2019-12-25 12:30 | 272.23 | 268.18
2019-12-25 13:00 | 273.31 | 269.14
2019-12-25 13:30 | 260.8 | 256.26
2019-12-25 14:00 | 248.32 | 243.17
2019-12-25 14:30 | 250.73 | 245.83
2019-12-25 15:00 | 249.63 | 244.5
2019-12-25 15:30 | 247.86 | 242.93
2019-12-25 16:00 | 247.7 | 243.13
2019-12-25 16:30 | 248.05 | 243.58
2019-12-25 17:00 | 248.68 | 243.92
2019-12-25 17:30 | 261.3 | 257.06
2019-12-25 18:00 | 267.53 | 263.87
2019-12-25 18:30 | 266.94 | 263.26
2019-12-25 19:00 | 267.47 | 263.53
2019-12-25 19:30 | 260.04 | 256.59
2019-12-25 20:00 | 239.54 | 235.81
2019-12-25 20:30 | 240 | 236.1
2019-12-25 21:00 | 239.8 | 235.98
2019-12-25 21:30 | 239.25 | 235.44
2019-12-25 22:00 | 239.25 | 235.43
2019-12-25 22:30 | 240.88 | 237.15
2019-12-25 23:00 | 240.91 | 237.18
2019-12-25 23:30 | 241.21 | 237.4
2019-12-26 | 242.18 | 237.78
2019-12-26 00:30 | 239.79 | 235.18
2019-12-26 01:00 | 237.73 | 233.2
2019-12-26 01:30 | 236.66 | 233.69
2019-12-26 02:00 | 237.7 | 234.64
2019-12-26 02:30 | 238.55 | 235.5
2019-12-26 03:00 | 238.57 | 235.6
2019-12-26 03:30 | 238.85 | 235.9
2019-12-26 04:00 | 238.7 | 235.69
2019-12-26 04:30 | 238.74 | 235.63
2019-12-26 05:00 | 239.07 | 235.74
2019-12-26 05:30 | 239.3 | 235.95
2019-12-26 06:00 | 238.19 | 235.06
2019-12-26 06:30 | 238.47 | 235.19
2019-12-26 07:00 | 237.01 | 234.06
2019-12-26 07:30 | 232.8 | 230.44
2019-12-26 08:00 | 230.42 | 228.34
2019-12-26 08:30 | 233.73 | 231.1
2019-12-26 09:00 | 233.51 | 230.51
2019-12-26 09:30 | 233.02 | 230.11
2019-12-26 10:00 | 235.01 | 231.95
2019-12-26 10:30 | 236.22 | 233.12
2019-12-26 11:00 | 236.23 | 233.22
2019-12-26 11:30 | 221.31 | 218.61
2019-12-26 12:00 | 224.83 | 222.08
2019-12-26 12:30 | 225.5 | 222.68
2019-12-26 13:00 | 226.53 | 223.74
2019-12-26 13:30 | 228.54 | 225.66
2019-12-26 14:00 | 231.42 | 228.44
2019-12-26 14:30 | 231.2 | 228.22
2019-12-26 15:00 | 232.37 | 229.42
2019-12-26 15:30 | 240.58 | 237.61
2019-12-26 16:00 | 262.54 | 259.53
2019-12-26 16:30 | 261.64 | 258.66
2019-12-26 17:00 | 263.84 | 260.76
2019-12-26 17:30 | 266.4 | 263.2
2019-12-26 18:00 | 265.32 | 262.19
2019-12-26 18:30 | 258.73 | 255.71
2019-12-26 19:00 | 259.4 | 256.13
2019-12-26 19:30 | 261.54 | 258.11
2019-12-26 20:00 | 265.2 | 261.52
2019-12-26 20:30 | 264.45 | 260.84
2019-12-26 21:00 | 260.9 | 257.33
2019-12-26 21:30 | 263.61 | 259.97
2019-12-26 22:00 | 265.57 | 261.72
2019-12-26 22:30 | 264.23 | 261.23
2019-12-26 23:00 | 266.21 | 263.59
2019-12-26 23:30 | 252.91 | 250.28
2019-12-27 | 244.21 | 241.69
2019-12-27 00:30 | 233.21 | 230.62
2019-12-27 01:00 | 236.5 | 233.18
2019-12-27 01:30 | 237.77 | 234.31
2019-12-27 02:00 | 242.08 | 238.79
2019-12-27 02:30 | 246.74 | 243.62
2019-12-27 03:00 | 244.38 | 241.51
2019-12-27 03:30 | 243.57 | 240.75
2019-12-27 04:00 | 242.4 | 239.69
2019-12-27 04:30 | 244.98 | 242.05
2019-12-27 05:00 | 262.67 | 259.88
2019-12-27 05:30 | 266.17 | 263.43
2019-12-27 06:00 | 266.19 | 263.41
2019-12-27 06:30 | 253.84 | 251.26
2019-12-27 07:00 | 236.16 | 233.5
2019-12-27 07:30 | 236.68 | 233.77
2019-12-27 08:00 | 237.24 | 234.58
2019-12-27 08:30 | 238.02 | 234.57
2019-12-27 09:00 | 236.98 | 233.3
2019-12-27 09:30 | 238.19 | 234.62
2019-12-27 10:00 | 237.87 | 234.35
2019-12-27 10:30 | 237.06 | 234.22
2019-12-27 11:00 | 238.08 | 235.27
2019-12-27 11:30 | 250.94 | 248.23
2019-12-27 12:00 | 250.79 | 247.77
2019-12-27 12:30 | 249.68 | 246.8
2019-12-27 13:00 | 249.14 | 246.3
2019-12-27 13:30 | 250.32 | 247.38
2019-12-27 14:00 | 251.45 | 248.4
2019-12-27 14:30 | 250.16 | 247.06
2019-12-27 15:00 | 250.35 | 247.32
2019-12-27 15:30 | 250.39 | 247.44
2019-12-27 16:00 | 249.91 | 247.05
2019-12-27 16:30 | 250.3 | 247.48
2019-12-27 17:00 | 251.27 | 248.38
2019-12-27 17:30 | 252.3 | 249.45
2019-12-27 18:00 | 252.13 | 249.36
2019-12-27 18:30 | 251.85 | 248.9
2019-12-27 19:00 | 252.82 | 249.98
2019-12-27 19:30 | 252.22 | 249.42
2019-12-27 20:00 | 250.75 | 248.18
2019-12-27 20:30 | 249.98 | 247.38
2019-12-27 21:00 | 249.99 | 247.58
2019-12-27 21:30 | 258.4 | 256
2019-12-27 22:00 | 268.39 | 265.96
2019-12-27 22:30 | 275.09 | 272.5
2019-12-27 23:00 | 275.77 | 273.38
2019-12-27 23:30 | 275.24 | 273.1
2019-12-28 | 274.96 | 272.8
2019-12-28 00:30 | 274.94 | 272.68
2019-12-28 01:00 | 275.81 | 273.54
2019-12-28 01:30 | 275.47 | 273.25
2019-12-28 02:00 | 274.11 | 271.95
2019-12-28 02:30 | 268.88 | 266.56
2019-12-28 03:00 | 269.23 | 266.9
2019-12-28 03:30 | 270.08 | 267.69
2019-12-28 04:00 | 268.37 | 266.1
2019-12-28 04:30 | 267.1 | 264.87
2019-12-28 05:00 | 266.75 | 264.58
2019-12-28 05:30 | 266.4 | 264.27
2019-12-28 06:00 | 266.95 | 264.32
2019-12-28 06:30 | 266.78 | 264.05
2019-12-28 07:00 | 259.08 | 257.01
2019-12-28 07:30 | 247.88 | 246.18
2019-12-28 08:00 | 248.18 | 246.46
2019-12-28 08:30 | 247.99 | 246.21
2019-12-28 09:00 | 248.38 | 246.63
2019-12-28 09:30 | 248.73 | 246.98
2019-12-28 10:00 | 248.93 | 247.17
2019-12-28 10:30 | 246.7 | 245.05
2019-12-28 11:00 | 258.27 | 256.48
2019-12-28 11:30 | 267.97 | 266.17
2019-12-28 12:00 | 267.61 | 265.77
2019-12-28 12:30 | 254.7 | 252.3
2019-12-28 13:00 | 243.32 | 240.71
2019-12-28 13:30 | 235.12 | 232.79
2019-12-28 14:00 | 234.87 | 232.77
2019-12-28 14:30 | 235.95 | 233.82
2019-12-28 15:00 | 239.2 | 237.04
2019-12-28 15:30 | 240.99 | 238.78
2019-12-28 16:00 | 240.51 | 238.41
2019-12-28 16:30 | 242.39 | 240.09
2019-12-28 17:00 | 243.71 | 241.34
2019-12-28 17:30 | 250.56 | 248.12
2019-12-28 18:00 | 263.24 | 260.75
2019-12-28 18:30 | 264.32 | 261.27
2019-12-28 19:00 | 265.18 | 261.79
2019-12-28 19:30 | 264.33 | 261.07
2019-12-28 20:00 | 264.13 | 260.76
2019-12-28 20:30 | 266.97 | 263.33
2019-12-28 21:00 | 269.62 | 265.87
2019-12-28 21:30 | 270.24 | 266.42
2019-12-28 22:00 | 269.46 | 266.52
2019-12-28 22:30 | 269.21 | 266.69
2019-12-28 23:00 | 268.69 | 266.34
2019-12-28 23:30 | 268.84 | 266.49
2019-12-29 | 268.55 | 266.42
2019-12-29 00:30 | 268.24 | 266.29
2019-12-29 01:00 | 269.14 | 267.22
2019-12-29 01:30 | 270.67 | 268.68
2019-12-29 02:00 | 270.03 | 268.04
2019-12-29 02:30 | 267.87 | 266.06
2019-12-29 03:00 | 268.82 | 266.94
2019-12-29 03:30 | 270.22 | 268.18
2019-12-29 04:00 | 270.11 | 268.05
2019-12-29 04:30 | 266.13 | 263.11
2019-12-29 05:00 | 263.54 | 259.66
2019-12-29 05:30 | 259.12 | 255.68
2019-12-29 06:00 | 259.78 | 256.04
2019-12-29 06:30 | 260.48 | 256.63
2019-12-29 07:00 | 262.98 | 258.81
2019-12-29 07:30 | 264.41 | 259.96
2019-12-29 08:00 | 264.86 | 260.27
2019-12-29 08:30 | 264.46 | 260.24
2019-12-29 09:00 | 263.52 | 259.7
2019-12-29 09:30 | 263.35 | 259.56
2019-12-29 10:00 | 263.72 | 259.87
2019-12-29 10:30 | 264.74 | 260.69
2019-12-29 11:00 | 264.42 | 260.27
2019-12-29 11:30 | 265.82 | 261.54
2019-12-29 12:00 | 264.83 | 260.96
2019-12-29 12:30 | 260.48 | 257.49
2019-12-29 13:00 | 261.06 | 258.07
2019-12-29 13:30 | 261.82 | 258.83
2019-12-29 14:00 | 263.55 | 260.26
2019-12-29 14:30 | 263.96 | 260.43
2019-12-29 15:00 | 264.4 | 260.71
2019-12-29 15:30 | 263.82 | 260.62
2019-12-29 16:00 | 263.86 | 260.75
2019-12-29 16:30 | 264.36 | 261.11
2019-12-29 17:00 | 264.49 | 261.26
2019-12-29 17:30 | 265.37 | 262
2019-12-29 18:00 | 264.91 | 261.67
2019-12-29 18:30 | 263.11 | 259.24
2019-12-29 19:00 | 263.34 | 258.96
2019-12-29 19:30 | 261.32 | 258.42
2019-12-29 20:00 | 260.99 | 257.97
2019-12-29 20:30 | 260.45 | 257.38
2019-12-29 21:00 | 261.63 | 257.97
2019-12-29 21:30 | 262.46 | 258.74
2019-12-29 22:00 | 261.48 | 257.86
2019-12-29 22:30 | 260.54 | 256.99
2019-12-29 23:00 | 260.62 | 256.64
2019-12-29 23:30 | 262.11 | 257.59
2019-12-30 | 262.58 | 257.86
2019-12-30 00:30 | 263.16 | 258.99
2019-12-30 01:00 | 262.97 | 258.79
2019-12-30 01:30 | 271.95 | 268.21
2019-12-30 02:00 | 280.97 | 277.55
2019-12-30 02:30 | 279 | 275.69
2019-12-30 03:00 | 279.44 | 276.09
2019-12-30 03:30 | 279.92 | 276.48
2019-12-30 04:00 | 279.05 | 275.73
2019-12-30 04:30 | 279.34 | 275.9
2019-12-30 05:00 | 279.48 | 276.13
2019-12-30 05:30 | 278.44 | 275.14
2019-12-30 06:00 | 277.57 | 274.46
2019-12-30 06:30 | 259.92 | 256.76
2019-12-30 07:00 | 246.17 | 242.34
2019-12-30 07:30 | 239.94 | 237.25
2019-12-30 08:00 | 239.61 | 236.79
2019-12-30 08:30 | 239.81 | 237.1
2019-12-30 09:00 | 262.44 | 259.59
2019-12-30 09:30 | 282.94 | 280.14
2019-12-30 10:00 | 281.15 | 278.06
2019-12-30 10:30 | 282.7 | 279.43
2019-12-30 11:00 | 285.25 | 282.13
2019-12-30 11:30 | 286.67 | 283.59
2019-12-30 12:00 | 285.96 | 282.59
2019-12-30 12:30 | 276.43 | 273.48
2019-12-30 13:00 | 275.42 | 272.6
2019-12-30 13:30 | 273.82 | 271.06
2019-12-30 14:00 | 273.65 | 270.86
2019-12-30 14:30 | 273.44 | 270.76
2019-12-30 15:00 | 274.01 | 271.05
2019-12-30 15:30 | 276.12 | 272.65
2019-12-30 16:00 | 275.28 | 271.81
2019-12-30 16:30 | 275.23 | 272.11
2019-12-30 17:00 | 277.07 | 274.22
2019-12-30 17:30 | 276.95 | 273.71
2019-12-30 18:00 | 279.16 | 276.04
2019-12-30 18:30 | 279.92 | 276.48
2019-12-30 19:00 | 280.66 | 276.99
2019-12-30 19:30 | 280.1 | 276.5
2019-12-30 20:00 | 277.08 | 273.3
2019-12-30 20:30 | 276.56 | 272.78
2019-12-30 21:00 | 276.13 | 272.32
2019-12-30 21:30 | 268.98 | 265.44
2019-12-30 22:00 | 259.88 | 257.44
2019-12-30 22:30 | 263.41 | 260.57
2019-12-30 23:00 | 259.95 | 257.13
2019-12-30 23:30 | 259.09 | 256.7
2019-12-31 | 258.07 | 255.81
2019-12-31 00:30 | 258.11 | 255.62
2019-12-31 01:00 | 258.91 | 256.44
2019-12-31 01:30 | 262.4 | 259.32
2019-12-31 02:00 | 259.23 | 256.1
2019-12-31 02:30 | 258.73 | 255.66
2019-12-31 03:00 | 259.36 | 256.16
2019-12-31 03:30 | 259.67 | 256.45
2019-12-31 04:00 | 259.26 | 256.04
2019-12-31 04:30 | 259.29 | 256.05
2019-12-31 05:00 | 258.75 | 255.61
2019-12-31 05:30 | 258.11 | 255
2019-12-31 06:00 | 255.94 | 252.91
2019-12-31 06:30 | 256.02 | 252.83
2019-12-31 07:00 | 254.49 | 251.06
2019-12-31 07:30 | 244.24 | 240.21
2019-12-31 08:00 | 242.51 | 239.22
2019-12-31 08:30 | 238.02 | 235.41
2019-12-31 09:00 | 236.52 | 234.07
2019-12-31 09:30 | 237.12 | 234.1
2019-12-31 10:00 | 237.76 | 234.58
2019-12-31 10:30 | 237.86 | 234.59
2019-12-31 11:00 | 237.9 | 234.59
2019-12-31 11:30 | 236.9 | 233.51
2019-12-31 12:00 | 233.02 | 229.56
2019-12-31 12:30 | 238.92 | 235.1
2019-12-31 13:00 | 236.03 | 233.31
2019-12-31 13:30 | 235.21 | 232.89
2019-12-31 14:00 | 236.31 | 233.95
2019-12-31 14:30 | 236.93 | 234.47
2019-12-31 15:00 | 263.49 | 260.94
2019-12-31 15:30 | 282.24 | 279.16
2019-12-31 16:00 | 285.13 | 281.27
2019-12-31 16:30 | 283.69 | 280.12
2019-12-31 17:00 | 283.92 | 281.21
2019-12-31 17:30 | 284.88 | 282.14
2019-12-31 18:00 | 282.7 | 279.49
2019-12-31 18:30 | 282.64 | 279.06
2019-12-31 19:00 | 283.47 | 279.76
2019-12-31 19:30 | 283.59 | 279.75
2019-12-31 20:00 | 282.72 | 278.84
2019-12-31 20:30 | 283.07 | 279.07
2019-12-31 21:00 | 272.31 | 268.57
2019-12-31 21:30 | 272.27 | 268.62
2019-12-31 22:00 | 272.34 | 268.66
2019-12-31 22:30 | 272.1 | 269.18
2019-12-31 23:00 | 269.09 | 266.15
2019-12-31 23:30 | 268.48 | 265.54
2020-01-01 | 268.25 | 265.55
2020-01-01 00:30 | 269.21 | 266.77
2020-01-01 01:00 | 276.5 | 274.23
2020-01-01 01:30 | 278.07 | 275.91
2020-01-01 02:00 | 278.69 | 276.51
2020-01-01 02:30 | 279.14 | 276.93
2020-01-01 03:00 | 279.53 | 277.26
2020-01-01 03:30 | 280.24 | 278
2020-01-01 04:00 | 280.84 | 278.6
2020-01-01 04:30 | 281.38 | 279.1
2020-01-01 05:00 | 281.77 | 279.38
2020-01-01 05:30 | 280.8 | 278.49
2020-01-01 06:00 | 280.2 | 277.93
2020-01-01 06:30 | 279.89 | 277.55
2020-01-01 07:00 | 268.28 | 265.81
2020-01-01 07:30 | 265.94 | 262.9
2020-01-01 08:00 | 265.29 | 262.12
2020-01-01 08:30 | 266.29 | 263.02
2020-01-01 09:00 | 266.74 | 263.69
2020-01-01 09:30 | 267.15 | 264.13
2020-01-01 10:00 | 266.92 | 264.02
2020-01-01 10:30 | 268.43 | 265.13
2020-01-01 11:00 | 269.29 | 265.7
2020-01-01 11:30 | 269.48 | 266.05
2020-01-01 12:00 | 270.04 | 266.69
2020-01-01 12:30 | 268.97 | 265.72
2020-01-01 13:00 | 268.81 | 265.58
2020-01-01 13:30 | 277.33 | 274.31
2020-01-01 14:00 | 276.98 | 273.97
2020-01-01 14:30 | 278.41 | 275.23
2020-01-01 15:00 | 278.28 | 274.92
2020-01-01 15:30 | 278.55 | 275.11
2020-01-01 16:00 | 280.34 | 276.54
2020-01-01 16:30 | 279.75 | 276.29
2020-01-01 17:00 | 280.81 | 277.67
2020-01-01 17:30 | 279.73 | 276.73
2020-01-01 18:00 | 281.01 | 278.12
2020-01-01 18:30 | 281.8 | 279
2020-01-01 19:00 | 282.53 | 279.82
2020-01-01 19:30 | 282.43 | 279.76
2020-01-01 20:00 | 283.66 | 281.04
2020-01-01 20:30 | 283.7 | 281.09
2020-01-01 21:00 | 284.69 | 281.96
2020-01-01 21:30 | 284.67 | 282.01
2020-01-01 22:00 | 285.01 | 282.29
2020-01-01 22:30 | 271.21 | 268.27
2020-01-01 23:00 | 265.85 | 262.6
2020-01-01 23:30 | 264.98 | 261.66
2020-01-02 | 266.34 | 262.66
2020-01-02 00:30 | 266.93 | 263.37
2020-01-02 01:00 | 267.42 | 263.62
2020-01-02 01:30 | 266.98 | 263.12
2020-01-02 02:00 | 269.45 | 264.83
2020-01-02 02:30 | 268.72 | 264.23
2020-01-02 03:00 | 264.16 | 260.28
2020-01-02 03:30 | 264.09 | 260.16
2020-01-02 04:00 | 264.05 | 260.13
2020-01-02 04:30 | 264.55 | 260.6
2020-01-02 05:00 | 264.66 | 260.63
2020-01-02 05:30 | 264.38 | 260.37
2020-01-02 06:00 | 267 | 263.62
2020-01-02 06:30 | 266.06 | 263.22
2020-01-02 07:00 | 267.77 | 264.74
2020-01-02 07:30 | 267.24 | 263.86
2020-01-02 08:00 | 264.98 | 261.48
2020-01-02 08:30 | 263.32 | 259.47
2020-01-02 09:00 | 262.3 | 258.51
2020-01-02 09:30 | 264.01 | 259.78
2020-01-02 10:00 | 264.19 | 259.95
2020-01-02 10:30 | 262.04 | 258.01
2020-01-02 11:00 | 262.49 | 258.5
2020-01-02 11:30 | 262.5 | 258.55
2020-01-02 12:00 | 261.7 | 257.8
2020-01-02 12:30 | 260.04 | 257.35
2020-01-02 13:00 | 259.94 | 257.47
2020-01-02 13:30 | 259.57 | 257.09
2020-01-02 14:00 | 255.13 | 252.81
2020-01-02 14:30 | 250.13 | 247.91
2020-01-02 15:00 | 249.42 | 247.59
2020-01-02 15:30 | 249 | 247.24
2020-01-02 16:00 | 249.98 | 247.79
2020-01-02 16:30 | 253.73 | 251.18
2020-01-02 17:00 | 251.94 | 249.94
2020-01-02 17:30 | 252.39 | 250.42
2020-01-02 18:00 | 252.19 | 250.23
2020-01-02 18:30 | 250.79 | 248.58
2020-01-02 19:00 | 250.45 | 248.23
2020-01-02 19:30 | 251.83 | 249.43
2020-01-02 20:00 | 251.92 | 249.39
2020-01-02 20:30 | 252.65 | 249.99
2020-01-02 21:00 | 251.87 | 249.23
2020-01-02 21:30 | 252.49 | 249.66
2020-01-02 22:00 | 252.42 | 249.48
2020-01-02 22:30 | 250.28 | 248.22
2020-01-02 23:00 | 256.79 | 255.07
2020-01-02 23:30 | 261.38 | 259.53
2020-01-03 | 261.46 | 259.6
2020-01-03 00:30 | 261.56 | 259.72
2020-01-03 01:00 | 262.55 | 260.61
2020-01-03 01:30 | 263.84 | 261.41
2020-01-03 02:00 | 264.25 | 261.52
2020-01-03 02:30 | 264.88 | 262.05
2020-01-03 03:00 | 267.78 | 264.75
2020-01-03 03:30 | 271.35 | 267.98
2020-01-03 04:00 | 270.88 | 267.56
2020-01-03 04:30 | 270.29 | 267.04
2020-01-03 05:00 | 270.28 | 267.02
2020-01-03 05:30 | 270.56 | 267.24
2020-01-03 06:00 | 271.35 | 268.02
2020-01-03 06:30 | 270.02 | 267.28
2020-01-03 07:00 | 268.86 | 266.17
2020-01-03 07:30 | 269.45 | 266.73
2020-01-03 08:00 | 271.01 | 268.13
2020-01-03 08:30 | 274.44 | 271.65
2020-01-03 09:00 | 275.43 | 272.3
2020-01-03 09:30 | 273.96 | 270.8
2020-01-03 10:00 | 269.98 | 266.73
2020-01-03 10:30 | 268.66 | 265.44
2020-01-03 11:00 | 263.58 | 260.58
2020-01-03 11:30 | 262.02 | 259.28
2020-01-03 12:00 | 263.15 | 260.53
2020-01-03 12:30 | 262.53 | 259.95
2020-01-03 13:00 | 265.66 | 263
2020-01-03 13:30 | 266.85 | 264.22
2020-01-03 14:00 | 269.81 | 266.46
2020-01-03 14:30 | 274.22 | 270.42
2020-01-03 15:00 | 274.33 | 270.59
2020-01-03 15:30 | 275.05 | 271.15
2020-01-03 16:00 | 274.83 | 270.86
2020-01-03 16:30 | 274.1 | 270.54
2020-01-03 17:00 | 275.33 | 271.63
2020-01-03 17:30 | 275.6 | 271.73
2020-01-03 18:00 | 271.44 | 267.46
2020-01-03 18:30 | 261.22 | 257.48
2020-01-03 19:00 | 258.22 | 255.6
2020-01-03 19:30 | 251.28 | 248.78
2020-01-03 20:00 | 244.84 | 242.38
2020-01-03 20:30 | 239.47 | 237.66
2020-01-03 21:00 | 235.65 | 233.73
2020-01-03 21:30 | 230.88 | 228.53
2020-01-03 22:00 | 229.73 | 227.35
2020-01-03 22:30 | 229.75 | 227.27
2020-01-03 23:00 | 229.42 | 226.95
2020-01-03 23:30 | 230.11 | 226.93
2020-01-04 | 230.2 | 226.97
2020-01-04 00:30 | 230.34 | 227.56
2020-01-04 01:00 | 229.77 | 227.61
2020-01-04 01:30 | 229.94 | 227.74
2020-01-04 02:00 | 229.33 | 227.21
2020-01-04 02:30 | 230.59 | 228.55
2020-01-04 03:00 | 230.96 | 228.96
2020-01-04 03:30 | 231.38 | 229.36
2020-01-04 04:00 | 231.39 | 229.4
2020-01-04 04:30 | 230.74 | 228.78
2020-01-04 05:00 | 230.01 | 228.06
2020-01-04 05:30 | 229.57 | 227.63
2020-01-04 06:00 | 230.39 | 228.44
2020-01-04 06:30 | 234.4 | 232.52
2020-01-04 07:00 | 251.3 | 249.47
2020-01-04 07:30 | 254.33 | 252.48
2020-01-04 08:00 | 254.11 | 252.49
2020-01-04 08:30 | 255.32 | 253.33
2020-01-04 09:00 | 257.18 | 254.67
2020-01-04 09:30 | 257.79 | 255.23
2020-01-04 10:00 | 257.66 | 255.26
2020-01-04 10:30 | 257.41 | 254.79
2020-01-04 11:00 | 258.02 | 255.28
2020-01-04 11:30 | 258.47 | 255.67
2020-01-04 12:00 | 256.99 | 254.36
2020-01-04 12:30 | 256.99 | 254.33
2020-01-04 13:00 | 256.17 | 253.16
2020-01-04 13:30 | 256.27 | 253.68
2020-01-04 14:00 | 256.82 | 254.84
2020-01-04 14:30 | 260.24 | 258.51
2020-01-04 15:00 | 260.87 | 259.13
2020-01-04 15:30 | 264.34 | 262.27
2020-01-04 16:00 | 263.48 | 261.12
2020-01-04 16:30 | 262.51 | 259.81
2020-01-04 17:00 | 264.4 | 261.69
2020-01-04 17:30 | 272.06 | 269.25
2020-01-04 18:00 | 272.44 | 269.85
2020-01-04 18:30 | 271.49 | 269.22
2020-01-04 19:00 | 270.69 | 268.7
2020-01-04 19:30 | 270.79 | 268.79
2020-01-04 20:00 | 269.75 | 267.6
2020-01-04 20:30 | 268.64 | 266.5
2020-01-04 21:00 | 270.75 | 268.49
2020-01-04 21:30 | 271.52 | 269.07
2020-01-04 22:00 | 272.11 | 269.61
2020-01-04 22:30 | 273.66 | 270.98
2020-01-04 23:00 | 273.62 | 270.93
2020-01-04 23:30 | 272.78 | 270.38
2020-01-05 | 271.38 | 269.77
2020-01-05 00:30 | 271.37 | 269.63
2020-01-05 01:00 | 270.54 | 268.77
2020-01-05 01:30 | 270.72 | 268.76
2020-01-05 02:00 | 282.19 | 278.92
2020-01-05 02:30 | 283.29 | 279.87
2020-01-05 03:00 | 284.24 | 280.95
2020-01-05 03:30 | 280.09 | 277.77
2020-01-05 04:00 | 277.82 | 275.77
2020-01-05 04:30 | 278.05 | 276
2020-01-05 05:00 | 277.64 | 275.58
2020-01-05 05:30 | 277.93 | 275.89
2020-01-05 06:00 | 281.78 | 279.4
2020-01-05 06:30 | 282.15 | 279.88
2020-01-05 07:00 | 277.94 | 275.58
2020-01-05 07:30 | 274.79 | 272.11
2020-01-05 08:00 | 263.48 | 260.61
2020-01-05 08:30 | 263.87 | 261.12
2020-01-05 09:00 | 261.68 | 259.12
2020-01-05 09:30 | 252.97 | 250.3
2020-01-05 10:00 | 253.84 | 251.12
2020-01-05 10:30 | 252.83 | 249.98
2020-01-05 11:00 | 253.99 | 251.07
2020-01-05 11:30 | 253.04 | 250.31
2020-01-05 12:00 | 253.01 | 250.28
2020-01-05 12:30 | 254.17 | 251.36
2020-01-05 13:00 | 254.32 | 251.71
2020-01-05 13:30 | 254.9 | 252.26
2020-01-05 14:00 | 251.34 | 248.69
2020-01-05 14:30 | 253.95 | 251.15
2020-01-05 15:00 | 254.63 | 251.93
2020-01-05 15:30 | 254.48 | 251.71
2020-01-05 16:00 | 277.42 | 274.84
2020-01-05 16:30 | 278.08 | 275.62
2020-01-05 17:00 | 277.87 | 275.1
2020-01-05 17:30 | 278.81 | 275.59
2020-01-05 18:00 | 280.07 | 276.58
2020-01-05 18:30 | 281.72 | 278.02
2020-01-05 19:00 | 283.24 | 279.32
2020-01-05 19:30 | 283.35 | 279.44
2020-01-05 20:00 | 282.01 | 278.92
2020-01-05 20:30 | 283.14 | 279.84
2020-01-05 21:00 | 284.31 | 280.75
2020-01-05 21:30 | 284.37 | 280.71
2020-01-05 22:00 | 282.68 | 279.85
2020-01-05 22:30 | 283.44 | 280.47
2020-01-05 23:00 | 283.89 | 280.9
2020-01-05 23:30 | 282.78 | 280.19
2020-01-06 | 281.15 | 278.73
2020-01-06 00:30 | 279.86 | 277.53
2020-01-06 01:00 | 279.43 | 277.12
2020-01-06 01:30 | 278.96 | 276.68
2020-01-06 02:00 | 279.7 | 277.31
2020-01-06 02:30 | 280.85 | 278.37
2020-01-06 03:00 | 282.43 | 279.84
2020-01-06 03:30 | 280.68 | 278.23
2020-01-06 04:00 | 280.56 | 278.12
2020-01-06 04:30 | 280.33 | 277.91
2020-01-06 05:00 | 281.63 | 279.03
2020-01-06 05:30 | 282.04 | 279.49
2020-01-06 06:00 | 280.51 | 278.03
2020-01-06 06:30 | 279.68 | 277.3
2020-01-06 07:00 | 273.23 | 270.35
2020-01-06 07:30 | 262.82 | 259.96
2020-01-06 08:00 | 261.32 | 258.26
2020-01-06 08:30 | 253.64 | 250.97
2020-01-06 09:00 | 250.99 | 248.42
2020-01-06 09:30 | 252.23 | 249.13
2020-01-06 10:00 | 251.93 | 248.78
2020-01-06 10:30 | 248.45 | 245.41
2020-01-06 11:00 | 247.26 | 244.43
2020-01-06 11:30 | 249.78 | 246.74
2020-01-06 12:00 | 250.74 | 247.9
2020-01-06 12:30 | 257.5 | 254.37
2020-01-06 13:00 | 264.29 | 261.08
2020-01-06 13:30 | 279.37 | 275.81
2020-01-06 14:00 | 280.24 | 276.6
2020-01-06 14:30 | 279.69 | 276.05
2020-01-06 15:00 | 279.98 | 276.63
2020-01-06 15:30 | 283.39 | 279.8
2020-01-06 16:00 | 286.16 | 282.63
2020-01-06 16:30 | 285.02 | 281.72
2020-01-06 17:00 | 284.29 | 280.76
2020-01-06 17:30 | 285.84 | 282.11
2020-01-06 18:00 | 286.28 | 282.65
2020-01-06 18:30 | 282.5 | 279.23
2020-01-06 19:00 | 281.99 | 278.98
2020-01-06 19:30 | 283.42 | 280.38
2020-01-06 20:00 | 283.47 | 280.33
2020-01-06 20:30 | 285.65 | 282.42
2020-01-06 21:00 | 283.53 | 280.24
2020-01-06 21:30 | 282.89 | 279.55
2020-01-06 22:00 | 284.08 | 280.67
2020-01-06 22:30 | 284.58 | 280.99
2020-01-06 23:00 | 283.18 | 279.67
2020-01-06 23:30 | 281.77 | 279.17
2020-01-07 | 281.58 | 279.27
2020-01-07 00:30 | 281.96 | 279.68
2020-01-07 01:00 | 282.02 | 279.72
2020-01-07 01:30 | 282.11 | 279.88
2020-01-07 02:00 | 282.15 | 279.9
2020-01-07 02:30 | 282.46 | 280.22
2020-01-07 03:00 | 281.63 | 279.51
2020-01-07 03:30 | 280.04 | 278
2020-01-07 04:00 | 277.91 | 275.95
2020-01-07 04:30 | 271.5 | 269.86
2020-01-07 05:00 | 268.64 | 267.22
2020-01-07 05:30 | 268.07 | 266.68
2020-01-07 06:00 | 267.88 | 266.15
2020-01-07 06:30 | 268.47 | 266.17
2020-01-07 07:00 | 269.49 | 266.83
2020-01-07 07:30 | 249.25 | 247.02
2020-01-07 08:00 | 244.53 | 242.44
2020-01-07 08:30 | 243.57 | 241.56
2020-01-07 09:00 | 243.73 | 241.66
2020-01-07 09:30 | 245.38 | 243.14
2020-01-07 10:00 | 245.81 | 243.48
2020-01-07 10:30 | 246.02 | 243.81
2020-01-07 11:00 | 247.51 | 245.29
2020-01-07 11:30 | 250.26 | 247.5
2020-01-07 12:00 | 250.89 | 247.79
2020-01-07 12:30 | 250.41 | 247.48
2020-01-07 13:00 | 250.8 | 247.93
2020-01-07 13:30 | 252.12 | 249.15
2020-01-07 14:00 | 251.46 | 248.49
2020-01-07 14:30 | 251.26 | 248.35
2020-01-07 15:00 | 250.33 | 247.83
2020-01-07 15:30 | 252.42 | 249.77
2020-01-07 16:00 | 252.87 | 250.05
2020-01-07 16:30 | 268.95 | 266.19
2020-01-07 17:00 | 279.47 | 276.31
2020-01-07 17:30 | 280.13 | 276.91
2020-01-07 18:00 | 280.75 | 277.48
2020-01-07 18:30 | 281.11 | 277.61
2020-01-07 19:00 | 279.99 | 276.15
2020-01-07 19:30 | 280.38 | 276.38
2020-01-07 20:00 | 279.83 | 275.8
2020-01-07 20:30 | 279.69 | 275.56
2020-01-07 21:00 | 277.67 | 274.25
2020-01-07 21:30 | 276.88 | 273.46
2020-01-07 22:00 | 276.86 | 273.57
2020-01-07 22:30 | 276.16 | 273.3
2020-01-07 23:00 | 275.5 | 272.57
2020-01-07 23:30 | 278.16 | 275.16
2020-01-08 | 279.99 | 276.92
2020-01-08 00:30 | 282.07 | 278.77
2020-01-08 01:00 | 283.42 | 280.05
2020-01-08 01:30 | 283.24 | 279.86
2020-01-08 02:00 | 284.18 | 280.81
2020-01-08 02:30 | 287.64 | 284.17
2020-01-08 03:00 | 288.19 | 284.58
2020-01-08 03:30 | 287.73 | 284.18
2020-01-08 04:00 | 288.88 | 285.31
2020-01-08 04:30 | 289.9 | 286.31
2020-01-08 05:00 | 289.12 | 285.59
2020-01-08 05:30 | 288.09 | 284.68
2020-01-08 06:00 | 286.11 | 282.78
2020-01-08 06:30 | 284.74 | 281.51
2020-01-08 07:00 | 285.61 | 281.9
2020-01-08 07:30 | 284.31 | 281.02
2020-01-08 08:00 | 283.99 | 280.76
2020-01-08 08:30 | 279.93 | 277.03
2020-01-08 09:00 | 278.61 | 275.61
2020-01-08 09:30 | 277.83 | 274.78
2020-01-08 10:00 | 274.48 | 271.47
2020-01-08 10:30 | 268.47 | 265.66
2020-01-08 11:00 | 267.22 | 264.45
2020-01-08 11:30 | 266.59 | 263.76
2020-01-08 12:00 | 264.75 | 261.7
2020-01-08 12:30 | 269.43 | 266.36
2020-01-08 13:00 | 272.76 | 269.58
2020-01-08 13:30 | 273.82 | 270.76
2020-01-08 14:00 | 275.08 | 271.89
2020-01-08 14:30 | 276.09 | 272.62
2020-01-08 15:00 | 276.34 | 273.16
2020-01-08 15:30 | 276.5 | 273.32
2020-01-08 16:00 | 277.38 | 274.17
2020-01-08 16:30 | 277.52 | 274.24
2020-01-08 17:00 | 279.64 | 276.07
2020-01-08 17:30 | 279.79 | 276.01
2020-01-08 18:00 | 281.53 | 277.37
2020-01-08 18:30 | 282.49 | 279.66
2020-01-08 19:00 | 282.18 | 278.86
2020-01-08 19:30 | 281.7 | 278.29
2020-01-08 20:00 | 280.12 | 276.66
2020-01-08 20:30 | 278.87 | 275.41
2020-01-08 21:00 | 278.83 | 276.06
2020-01-08 21:30 | 279.59 | 276.72
2020-01-08 22:00 | 279.65 | 277.21
2020-01-08 22:30 | 279.02 | 276.51
2020-01-08 23:00 | 279.04 | 276.44
2020-01-08 23:30 | 278.3 | 275.79
2020-01-09 | 277.27 | 274.83
2020-01-09 00:30 | 277.07 | 274.76
2020-01-09 01:00 | 276.4 | 274.16
2020-01-09 01:30 | 276.94 | 274.72
2020-01-09 02:00 | 277.24 | 275.02
2020-01-09 02:30 | 277.08 | 274.88
2020-01-09 03:00 | 275.88 | 273.83
2020-01-09 03:30 | 276.74 | 274.75
2020-01-09 04:00 | 276.6 | 274.69
2020-01-09 04:30 | 277.67 | 275.68
2020-01-09 05:00 | 278.12 | 276.05
2020-01-09 05:30 | 278 | 275.98
2020-01-09 06:00 | 277.58 | 275.62
2020-01-09 06:30 | 277.16 | 275.08
2020-01-09 07:00 | 277.18 | 275.02
2020-01-09 07:30 | 272.96 | 271.02
2020-01-09 08:00 | 272.24 | 270.26
2020-01-09 08:30 | 270.43 | 268.59
2020-01-09 09:00 | 268.52 | 266.68
2020-01-09 09:30 | 268.61 | 266.66
2020-01-09 10:00 | 267.96 | 265.9
2020-01-09 10:30 | 269.14 | 267.05
2020-01-09 11:00 | 270.49 | 268.53
2020-01-09 11:30 | 272.39 | 270.49
2020-01-09 12:00 | 257.86 | 255.69
2020-01-09 12:30 | 250.83 | 248.33
2020-01-09 13:00 | 251.24 | 248.72
2020-01-09 13:30 | 250.79 | 248.27
2020-01-09 14:00 | 250.52 | 247.94
2020-01-09 14:30 | 249.37 | 246.66
2020-01-09 15:00 | 247.64 | 244.62
2020-01-09 15:30 | 247.5 | 244.33
2020-01-09 16:00 | 250.26 | 246.66
2020-01-09 16:30 | 253.06 | 249.04
2020-01-09 17:00 | 253.09 | 249.11
2020-01-09 17:30 | 252.36 | 248.65
2020-01-09 18:00 | 252.66 | 249.44
2020-01-09 18:30 | 252 | 249.1
2020-01-09 19:00 | 246.59 | 244.27
2020-01-09 19:30 | 247.71 | 245.43
2020-01-09 20:00 | 247.77 | 245.71
2020-01-09 20:30 | 247.3 | 245.17
2020-01-09 21:00 | 247.41 | 245.32
2020-01-09 21:30 | 247.67 | 245.15
2020-01-09 22:00 | 248.88 | 246.43
2020-01-09 22:30 | 248.36 | 246.05
2020-01-09 23:00 | 241.66 | 239.83
2020-01-09 23:30 | 256.3 | 254.46
2020-01-10 | 265.78 | 264.15
2020-01-10 00:30 | 268.26 | 266.74
2020-01-10 01:00 | 269.05 | 267.52
2020-01-10 01:30 | 270.25 | 268.66
2020-01-10 02:00 | 270.18 | 268.61
2020-01-10 02:30 | 269.96 | 268.36
2020-01-10 03:00 | 270.78 | 269.17
2020-01-10 03:30 | 271.87 | 270.19
2020-01-10 04:00 | 271.49 | 269.83
2020-01-10 04:30 | 272.8 | 271.06
2020-01-10 05:00 | 272.98 | 271.2
2020-01-10 05:30 | 274.51 | 272.71
2020-01-10 06:00 | 274.41 | 272.66
2020-01-10 06:30 | 273.87 | 272.03
2020-01-10 07:00 | 258.46 | 256.73
2020-01-10 07:30 | 253.43 | 251.39
2020-01-10 08:00 | 251.16 | 249.42
2020-01-10 08:30 | 251.98 | 250.3
2020-01-10 09:00 | 250.72 | 248.99
2020-01-10 09:30 | 241.42 | 239.75
2020-01-10 10:00 | 236.31 | 234.64
2020-01-10 10:30 | 228.19 | 226.49
2020-01-10 11:00 | 228.22 | 226.6
2020-01-10 11:30 | 226.9 | 225.33
2020-01-10 12:00 | 224.8 | 223.32
2020-01-10 12:30 | 226.4 | 224.87
2020-01-10 13:00 | 227.07 | 225.49
2020-01-10 13:30 | 229.18 | 227.4
2020-01-10 14:00 | 230.18 | 228.31
2020-01-10 14:30 | 235.37 | 233.47
2020-01-10 15:00 | 251.3 | 249.55
2020-01-10 15:30 | 253.79 | 251.75
2020-01-10 16:00 | 252.99 | 250.93
2020-01-10 16:30 | 254.02 | 251.82
2020-01-10 17:00 | 253.47 | 251.65
2020-01-10 17:30 | 254.97 | 253.13
2020-01-10 18:00 | 256.27 | 254.76
2020-01-10 18:30 | 257.19 | 255.72
2020-01-10 19:00 | 259.42 | 257.82
2020-01-10 19:30 | 260.21 | 258.51
2020-01-10 20:00 | 261.34 | 259.53
2020-01-10 20:30 | 261.81 | 259.94
2020-01-10 21:00 | 261.82 | 260.34
2020-01-10 21:30 | 267.78 | 266.09
2020-01-10 22:00 | 269.79 | 268.18
2020-01-10 22:30 | 269.86 | 268.29
2020-01-10 23:00 | 269.46 | 267.84
2020-01-10 23:30 | 269.93 | 268.31
2020-01-11 | 276.75 | 274.66
2020-01-11 00:30 | 273.13 | 271.35
2020-01-11 01:00 | 275.66 | 273.77
2020-01-11 01:30 | 277.43 | 275.23
2020-01-11 02:00 | 277.88 | 275.38
2020-01-11 02:30 | 234.37 | 231.04
2020-01-11 03:00 | 236.63 | 233.49
2020-01-11 03:30 | 239.61 | 236.35
2020-01-11 04:00 | 240.66 | 237.28
2020-01-11 04:30 | 240.81 | 237.43
2020-01-11 05:00 | 241.13 | 237.63
2020-01-11 05:30 | 242.61 | 238.94
2020-01-11 06:00 | 242.35 | 238.72
2020-01-11 06:30 | 241.89 | 238.16
2020-01-11 07:00 | 241.71 | 237.82
2020-01-11 07:30 | 240.03 | 236.17
2020-01-11 08:00 | 254.4 | 251.17
2020-01-11 08:30 | 260.75 | 257.46
2020-01-11 09:00 | 260.1 | 256.95
2020-01-11 09:30 | 259.57 | 256.72
2020-01-11 10:00 | 260.6 | 257.73
2020-01-11 10:30 | 262.15 | 259.13
2020-01-11 11:00 | 269.36 | 266.41
2020-01-11 11:30 | 269.52 | 266.58
2020-01-11 12:00 | 269.07 | 266.12
2020-01-11 12:30 | 269.77 | 266.77
2020-01-11 13:00 | 270.17 | 267.13
2020-01-11 13:30 | 268.93 | 266.19
2020-01-11 14:00 | 268.28 | 265.87
2020-01-11 14:30 | 269.8 | 267.01
2020-01-11 15:00 | 270.83 | 267.66
2020-01-11 15:30 | 271.92 | 268.79
2020-01-11 16:00 | 273.77 | 270.54
2020-01-11 16:30 | 272.08 | 269.05
2020-01-11 17:00 | 272.56 | 269.67
2020-01-11 17:30 | 273.96 | 271.08
2020-01-11 18:00 | 275.18 | 272.54
2020-01-11 18:30 | 279.62 | 277
2020-01-11 19:00 | 281.08 | 278.26
2020-01-11 19:30 | 281.52 | 278.97
2020-01-11 20:00 | 281.5 | 279.12
2020-01-11 20:30 | 278.92 | 276.6
2020-01-11 21:00 | 278.55 | 276.01
2020-01-11 21:30 | 279.33 | 276.63
2020-01-11 22:00 | 281 | 278.26
2020-01-11 22:30 | 283.55 | 280.74
2020-01-11 23:00 | 283.1 | 280.36
2020-01-11 23:30 | 284.54 | 281.8
2020-01-12 | 285.1 | 282.32
2020-01-12 00:30 | 285.13 | 282.09
2020-01-12 01:00 | 286.8 | 282.95
2020-01-12 01:30 | 286.73 | 282.89
2020-01-12 02:00 | 286.87 | 282.99
2020-01-12 02:30 | 286.35 | 282.6
2020-01-12 03:00 | 287.63 | 283.95
2020-01-12 03:30 | 287.74 | 284.09
2020-01-12 04:00 | 286.91 | 283.33
2020-01-12 04:30 | 286.13 | 282.6
2020-01-12 05:00 | 286.15 | 282.57
2020-01-12 05:30 | 286.86 | 283.23
2020-01-12 06:00 | 286.96 | 283.25
2020-01-12 06:30 | 272.3 | 268.17
2020-01-12 07:00 | 267.59 | 263.27
2020-01-12 07:30 | 266.47 | 263.07
2020-01-12 08:00 | 275.96 | 273.29
2020-01-12 08:30 | 280.78 | 278.32
2020-01-12 09:00 | 280.16 | 277.67
2020-01-12 09:30 | 280.43 | 277.07
2020-01-12 10:00 | 281.26 | 278.21
2020-01-12 10:30 | 280.98 | 278.15
2020-01-12 11:00 | 279.38 | 276.74
2020-01-12 11:30 | 278.39 | 275.78
2020-01-12 12:00 | 278.87 | 276.15
2020-01-12 12:30 | 278.11 | 275.35
2020-01-12 13:00 | 277.45 | 274.58
2020-01-12 13:30 | 279.25 | 276.3
2020-01-12 14:00 | 279.57 | 276.59
2020-01-12 14:30 | 280.19 | 277.22
2020-01-12 15:00 | 280.3 | 277.45
2020-01-12 15:30 | 281.27 | 278.41
2020-01-12 16:00 | 279.07 | 276.08
2020-01-12 16:30 | 275.42 | 272.52
2020-01-12 17:00 | 273.88 | 270.96
2020-01-12 17:30 | 275.5 | 272.28
2020-01-12 18:00 | 275.12 | 271.88
2020-01-12 18:30 | 273.64 | 270.47
2020-01-12 19:00 | 273.53 | 270.09
2020-01-12 19:30 | 273.52 | 269.99
2020-01-12 20:00 | 275 | 271.37
2020-01-12 20:30 | 274.77 | 271.06
2020-01-12 21:00 | 275.17 | 271.91
2020-01-12 21:30 | 275.82 | 272.98
2020-01-12 22:00 | 274.78 | 272.06
2020-01-12 22:30 | 275.25 | 272.62
2020-01-12 23:00 | 275.43 | 272.6
2020-01-12 23:30 | 274.94 | 271.85
2020-01-13 | 273.94 | 270.96
2020-01-13 00:30 | 273.86 | 270.59
2020-01-13 01:00 | 273.83 | 270.27
2020-01-13 01:30 | 256.94 | 253.03
2020-01-13 02:00 | 244.83 | 240.43
2020-01-13 02:30 | 242.76 | 238.6
2020-01-13 03:00 | 242.06 | 237.95
2020-01-13 03:30 | 241.2 | 237.16
2020-01-13 04:00 | 231.57 | 228.7
2020-01-13 04:30 | 229.38 | 226.77
2020-01-13 05:00 | 228.62 | 226.03
2020-01-13 05:30 | 229.69 | 226.98
2020-01-13 06:00 | 234.7 | 232.1
2020-01-13 06:30 | 239.51 | 237.3
2020-01-13 07:00 | 267.14 | 265.53
2020-01-13 07:30 | 265.57 | 263.83
2020-01-13 08:00 | 262.51 | 261.15
2020-01-13 08:30 | 263.71 | 262.31
2020-01-13 09:00 | 261.82 | 260.42
2020-01-13 09:30 | 262.28 | 260.75
2020-01-13 10:00 | 262.81 | 261.21
2020-01-13 10:30 | 261.68 | 260.19
2020-01-13 11:00 | 262.92 | 261.47
2020-01-13 11:30 | 263.36 | 261.85
2020-01-13 12:00 | 263.16 | 261.65
2020-01-13 12:30 | 263.01 | 261.54
2020-01-13 13:00 | 263.03 | 261.48
2020-01-13 13:30 | 262.27 | 260.61
2020-01-13 14:00 | 261.85 | 260.19
2020-01-13 14:30 | 262.03 | 260.41
2020-01-13 15:00 | 253.14 | 251.39
2020-01-13 15:30 | 214.64 | 212.54
2020-01-13 16:00 | 238.38 | 236.75
2020-01-13 16:30 | 254.03 | 252.58
2020-01-13 17:00 | 263.1 | 261.49
2020-01-13 17:30 | 264.91 | 263.29
2020-01-13 18:00 | 265.41 | 263.75
2020-01-13 18:30 | 266.37 | 264.61
2020-01-13 19:00 | 267.54 | 265.74
2020-01-13 19:30 | 268.37 | 266.52
2020-01-13 20:00 | 268.21 | 266.33
2020-01-13 20:30 | 268.56 | 266.56
2020-01-13 21:00 | 269.32 | 267.26
2020-01-13 21:30 | 269.55 | 267.79
2020-01-13 22:00 | 269.83 | 268.3
2020-01-13 22:30 | 269.61 | 267.95
2020-01-13 23:00 | 267.4 | 265.84
2020-01-13 23:30 | 265.54 | 263.94
2020-01-14 | 266.11 | 264.29
2020-01-14 00:30 | 266.8 | 265.05
2020-01-14 01:00 | 266.13 | 264.43
2020-01-14 01:30 | 267.9 | 266.1
2020-01-14 02:00 | 268.84 | 267.01
2020-01-14 02:30 | 269.12 | 267.33
2020-01-14 03:00 | 268.78 | 266.99
2020-01-14 03:30 | 268.89 | 267.12
2020-01-14 04:00 | 269.29 | 267.5
2020-01-14 04:30 | 269.41 | 267.57
2020-01-14 05:00 | 269.98 | 268.02
2020-01-14 05:30 | 270.23 | 268.23
2020-01-14 06:00 | 270.32 | 268.29
2020-01-14 06:30 | 270.25 | 268.19
2020-01-14 07:00 | 269.43 | 267.71
2020-01-14 07:30 | 269.51 | 267.49
2020-01-14 08:00 | 267.66 | 265.95
2020-01-14 08:30 | 267.13 | 265.36
2020-01-14 09:00 | 266.87 | 265.06
2020-01-14 09:30 | 265.5 | 263.75
2020-01-14 10:00 | 265.48 | 263.65
2020-01-14 10:30 | 262.52 | 260.74
2020-01-14 11:00 | 263.03 | 260.94
2020-01-14 11:30 | 265.71 | 263.53
2020-01-14 12:00 | 266.36 | 263.98
2020-01-14 12:30 | 266.87 | 264.43
2020-01-14 13:00 | 266.31 | 263.9
2020-01-14 13:30 | 265.82 | 263.63
2020-01-14 14:00 | 266.03 | 263.78
2020-01-14 14:30 | 265.23 | 263.04
2020-01-14 15:00 | 264.09 | 261.51
2020-01-14 15:30 | 265.11 | 262.7
2020-01-14 16:00 | 265.67 | 263.28
2020-01-14 16:30 | 264.9 | 263.09
2020-01-14 17:00 | 265.36 | 263.51
2020-01-14 17:30 | 266.33 | 264.31
2020-01-14 18:00 | 269.76 | 267.56
2020-01-14 18:30 | 270.62 | 268.25
2020-01-14 19:00 | 269.02 | 266.54
2020-01-14 19:30 | 269.14 | 266.71
2020-01-14 20:00 | 269.02 | 266.45
2020-01-14 20:30 | 264.75 | 262.81
2020-01-14 21:00 | 261.53 | 259.55
2020-01-14 21:30 | 265.66 | 263.72
2020-01-14 22:00 | 265.65 | 263.57
2020-01-14 22:30 | 265.3 | 263.12
2020-01-14 23:00 | 265.84 | 263.68
2020-01-14 23:30 | 265.56 | 263.34
2020-01-15 | 264.51 | 262.29
2020-01-15 00:30 | 264.52 | 262.78
2020-01-15 01:00 | 263.52 | 261.92
2020-01-15 01:30 | 263.75 | 262.28
2020-01-15 02:00 | 264.06 | 262.58
2020-01-15 02:30 | 263.71 | 262.26
2020-01-15 03:00 | 266.12 | 264.6
2020-01-15 03:30 | 268.09 | 266.54
2020-01-15 04:00 | 269.17 | 267.62
2020-01-15 04:30 | 269.05 | 267.53
2020-01-15 05:00 | 270.18 | 268.5
2020-01-15 05:30 | 271.17 | 269.38
2020-01-15 06:00 | 271.67 | 269.83
2020-01-15 06:30 | 266.59 | 264.7
2020-01-15 07:00 | 261.19 | 259.17
2020-01-15 07:30 | 261.6 | 259.69
2020-01-15 08:00 | 261.66 | 259.74
2020-01-15 08:30 | 258.92 | 256.77
2020-01-15 09:00 | 258.36 | 255.99
2020-01-15 09:30 | 258.88 | 256.34
2020-01-15 10:00 | 258.52 | 256.07
2020-01-15 10:30 | 258.51 | 256.26
2020-01-15 11:00 | 258.12 | 256.04
2020-01-15 11:30 | 258.53 | 256.44
2020-01-15 12:00 | 258.54 | 256.47
2020-01-15 12:30 | 259.32 | 257.03
2020-01-15 13:00 | 259.18 | 257.09
2020-01-15 13:30 | 244.71 | 242.48
2020-01-15 14:00 | 220.18 | 218.03
2020-01-15 14:30 | 221.66 | 219.59
2020-01-15 15:00 | 221.14 | 219.2
2020-01-15 15:30 | 240.59 | 238.45
2020-01-15 16:00 | 269.6 | 267.19
2020-01-15 16:30 | 272.07 | 269.48
2020-01-15 17:00 | 271.93 | 269.56
2020-01-15 17:30 | 272.24 | 269.77
2020-01-15 18:00 | 272.25 | 269.48
2020-01-15 18:30 | 268.54 | 265.79
2020-01-15 19:00 | 268.54 | 265.86
2020-01-15 19:30 | 269.25 | 266.54
2020-01-15 20:00 | 269.33 | 266.53
2020-01-15 20:30 | 268.51 | 265.8
2020-01-15 21:00 | 266.72 | 264.39
2020-01-15 21:30 | 267.34 | 264.89
2020-01-15 22:00 | 267.92 | 265.28
2020-01-15 22:30 | 268.16 | 265.42
2020-01-15 23:00 | 267.28 | 264.65
2020-01-15 23:30 | 266.34 | 263.76
2020-01-16 | 266.38 | 263.76
2020-01-16 00:30 | 266.45 | 264.25
2020-01-16 01:00 | 266.77 | 264.8
2020-01-16 01:30 | 267.53 | 265.72
2020-01-16 02:00 | 267.08 | 265.28
2020-01-16 02:30 | 266.46 | 264.64
2020-01-16 03:00 | 266.77 | 264.91
2020-01-16 03:30 | 268.56 | 266.69
2020-01-16 04:00 | 269.11 | 267.23
2020-01-16 04:30 | 269.88 | 268.04
2020-01-16 05:00 | 270.09 | 268.24
2020-01-16 05:30 | 269.67 | 267.84
2020-01-16 06:00 | 270.16 | 268.3
2020-01-16 06:30 | 269.14 | 267.55
2020-01-16 07:00 | 268.28 | 266.73
2020-01-16 07:30 | 269.06 | 267.28
2020-01-16 08:00 | 268.22 | 266.38
2020-01-16 08:30 | 268.38 | 266.18
2020-01-16 09:00 | 269.3 | 267.14
2020-01-16 09:30 | 268.48 | 266.2
2020-01-16 10:00 | 265.75 | 263.47
2020-01-16 10:30 | 263.92 | 261.77
2020-01-16 11:00 | 265.09 | 262.7
2020-01-16 11:30 | 266.45 | 263.9
2020-01-16 12:00 | 266.78 | 264.11
2020-01-16 12:30 | 266.38 | 263.63
2020-01-16 13:00 | 265.13 | 262.27
2020-01-16 13:30 | 264.4 | 261.64
2020-01-16 14:00 | 275.28 | 272.26
2020-01-16 14:30 | 275.74 | 272.97
2020-01-16 15:00 | 275.22 | 272.67
2020-01-16 15:30 | 274.46 | 271.28
2020-01-16 16:00 | 276.19 | 272.92
2020-01-16 16:30 | 278.75 | 275.29
2020-01-16 17:00 | 279.67 | 275.87
2020-01-16 17:30 | 276.41 | 272.43
2020-01-16 18:00 | 274.68 | 271.83
2020-01-16 18:30 | 277.41 | 274.71
2020-01-16 19:00 | 275.62 | 273.08
2020-01-16 19:30 | 276.31 | 273.73
2020-01-16 20:00 | 277.78 | 274.98
2020-01-16 20:30 | 275.84 | 273.2
2020-01-16 21:00 | 273.59 | 271.51
2020-01-16 21:30 | 272.59 | 270.69
2020-01-16 22:00 | 272.36 | 270.55
2020-01-16 22:30 | 271.44 | 269.67
2020-01-16 23:00 | 267.43 | 265.66
2020-01-16 23:30 | 260.27 | 258.39
2020-01-17 | 238.19 | 235.92
2020-01-17 00:30 | 240.49 | 238.16
2020-01-17 01:00 | 244.15 | 241.47
2020-01-17 01:30 | 243.04 | 240.44
2020-01-17 02:00 | 242 | 239.55
2020-01-17 02:30 | 243.74 | 240.97
2020-01-17 03:00 | 247.84 | 244.46
2020-01-17 03:30 | 248.7 | 245.21
2020-01-17 04:00 | 245.63 | 242.57
2020-01-17 04:30 | 247.1 | 243.93
2020-01-17 05:00 | 247.49 | 244.17
2020-01-17 05:30 | 249.01 | 245.7
2020-01-17 06:00 | 267.52 | 264.87
2020-01-17 06:30 | 274.21 | 271.88
2020-01-17 07:00 | 273.8 | 271.64
2020-01-17 07:30 | 274.69 | 272.03
2020-01-17 08:00 | 276.66 | 273.84
2020-01-17 08:30 | 281.11 | 278.67
2020-01-17 09:00 | 278.89 | 276.18
2020-01-17 09:30 | 276.19 | 273.42
2020-01-17 10:00 | 276.8 | 273.7
2020-01-17 10:30 | 274.61 | 271.66
2020-01-17 11:00 | 270.33 | 267.71
2020-01-17 11:30 | 274.08 | 271.33
2020-01-17 12:00 | 273.67 | 270.97
2020-01-17 12:30 | 275.45 | 272.82
2020-01-17 13:00 | 274.2 | 271.65
2020-01-17 13:30 | 274.17 | 271.44
2020-01-17 14:00 | 274.8 | 272.19
2020-01-17 14:30 | 273.45 | 270.93
2020-01-17 15:00 | 276.5 | 274.05
2020-01-17 15:30 | 278.12 | 275.45
2020-01-17 16:00 | 277.56 | 274.8
2020-01-17 16:30 | 279.33 | 276.55
2020-01-17 17:00 | 279.19 | 276.4
2020-01-17 17:30 | 279.15 | 276.22
2020-01-17 18:00 | 278.58 | 275.54
2020-01-17 18:30 | 279.93 | 276.72
2020-01-17 19:00 | 281.84 | 278.52
2020-01-17 19:30 | 282.29 | 278.96
2020-01-17 20:00 | 282.15 | 278.71
2020-01-17 20:30 | 281.04 | 277.45
2020-01-17 21:00 | 280.61 | 276.99
2020-01-17 21:30 | 281.83 | 278.19
2020-01-17 22:00 | 280.68 | 277.61
2020-01-17 22:30 | 278.96 | 276.1
2020-01-17 23:00 | 278.49 | 275.54
2020-01-17 23:30 | 278.6 | 275.67
2020-01-18 | 279.03 | 276.05
2020-01-18 00:30 | 277.42 | 274.38
2020-01-18 01:00 | 278.49 | 275.45
2020-01-18 01:30 | 279.09 | 276.04
2020-01-18 02:00 | 280.39 | 277.34
2020-01-18 02:30 | 281.94 | 278.86
2020-01-18 03:00 | 280.58 | 278.16
2020-01-18 03:30 | 280.6 | 278.16
2020-01-18 04:00 | 280.76 | 278.33
2020-01-18 04:30 | 280.94 | 278.55
2020-01-18 05:00 | 279.57 | 277.29
2020-01-18 05:30 | 280 | 277.73
2020-01-18 06:00 | 279.68 | 277.37
2020-01-18 06:30 | 279.24 | 276.87
2020-01-18 07:00 | 278.85 | 276.4
2020-01-18 07:30 | 277.98 | 275.42
2020-01-18 08:00 | 277.08 | 274.62
2020-01-18 08:30 | 276.58 | 274.4
2020-01-18 09:00 | 274.66 | 272.53
2020-01-18 09:30 | 267.17 | 264.28
2020-01-18 10:00 | 240.4 | 237.44
2020-01-18 10:30 | 240.67 | 237.7
2020-01-18 11:00 | 239.75 | 236.85
2020-01-18 11:30 | 239.62 | 236.66
2020-01-18 12:00 | 240.3 | 237.28
2020-01-18 12:30 | 238.78 | 235.81
2020-01-18 13:00 | 236.39 | 233.44
2020-01-18 13:30 | 236.54 | 233.42
2020-01-18 14:00 | 236.41 | 233.1
2020-01-18 14:30 | 237.43 | 234.02
2020-01-18 15:00 | 240.27 | 237.23
2020-01-18 15:30 | 240.62 | 237.71
2020-01-18 16:00 | 241.57 | 238.32
2020-01-18 16:30 | 240.7 | 237.23
2020-01-18 17:00 | 238.53 | 235.47
2020-01-18 17:30 | 246.52 | 243.16
2020-01-18 18:00 | 267.32 | 263.56
2020-01-18 18:30 | 272.82 | 269.84
2020-01-18 19:00 | 272.56 | 269.39
2020-01-18 19:30 | 272.32 | 269.22
2020-01-18 20:00 | 269.24 | 266.02
2020-01-18 20:30 | 270.04 | 266.71
2020-01-18 21:00 | 269.96 | 267.28
2020-01-18 21:30 | 270.22 | 267.73
2020-01-18 22:00 | 272.25 | 269.74
2020-01-18 22:30 | 264.86 | 263.1
2020-01-18 23:00 | 266.02 | 264.28
2020-01-18 23:30 | 264.64 | 262.82
2020-01-19 | 250.44 | 248.6
2020-01-19 00:30 | 252.93 | 250.67
2020-01-19 01:00 | 253.55 | 251.13
2020-01-19 01:30 | 254.84 | 252.35
2020-01-19 02:00 | 257.54 | 254.85
2020-01-19 02:30 | 258.1 | 255.33
2020-01-19 03:00 | 261.36 | 258.22
2020-01-19 03:30 | 263.52 | 260.12
2020-01-19 04:00 | 263.88 | 260.51
2020-01-19 04:30 | 264.94 | 261.41
2020-01-19 05:00 | 265.58 | 261.88
2020-01-19 05:30 | 263.97 | 260.46
2020-01-19 06:00 | 262.94 | 259.59
2020-01-19 06:30 | 263.52 | 260
2020-01-19 07:00 | 264.1 | 260.36
2020-01-19 07:30 | 250.84 | 247.79
2020-01-19 08:00 | 245.85 | 242.25
2020-01-19 08:30 | 245.76 | 242.15
2020-01-19 09:00 | 241.9 | 238.73
2020-01-19 09:30 | 241.17 | 238.33
2020-01-19 10:00 | 247.21 | 243.66
2020-01-19 10:30 | 246.95 | 242.97
2020-01-19 11:00 | 245.11 | 241.29
2020-01-19 11:30 | 247 | 243.1
2020-01-19 12:00 | 247.42 | 243.64
2020-01-19 12:30 | 247.84 | 244.03
2020-01-19 13:00 | 248.06 | 244.45
2020-01-19 13:30 | 244.64 | 241.4
2020-01-19 14:00 | 228.5 | 226.63
2020-01-19 14:30 | 233.71 | 231.43
2020-01-19 15:00 | 236.69 | 234.24
2020-01-19 15:30 | 257.66 | 254.96
2020-01-19 16:00 | 281 | 277.63
2020-01-19 16:30 | 283.29 | 280.05
2020-01-19 17:00 | 283.63 | 280.08
2020-01-19 17:30 | 284.02 | 279.86
2020-01-19 18:00 | 285.11 | 280.94
2020-01-19 18:30 | 284 | 279.72
2020-01-19 19:00 | 282.89 | 279.62
2020-01-19 19:30 | 285.67 | 282.35
2020-01-19 20:00 | 282.73 | 279.37
2020-01-19 20:30 | 282.14 | 278.67
2020-01-19 21:00 | 281.42 | 277.9
2020-01-19 21:30 | 282.78 | 279.23
2020-01-19 22:00 | 283.98 | 280.31
2020-01-19 22:30 | 283 | 279.27
2020-01-19 23:00 | 272.63 | 269.1
2020-01-19 23:30 | 267.02 | 264.27
2020-01-20 | 266.82 | 264.13
2020-01-20 00:30 | 266.81 | 263.9
2020-01-20 01:00 | 266.18 | 262.88
2020-01-20 01:30 | 266.53 | 262.97
2020-01-20 02:00 | 267.36 | 263.61
2020-01-20 02:30 | 267.04 | 263.38
2020-01-20 03:00 | 265.39 | 261.94
2020-01-20 03:30 | 263.94 | 260.61
2020-01-20 04:00 | 264 | 260.72
2020-01-20 04:30 | 265.27 | 261.81
2020-01-20 05:00 | 265.79 | 262.19
2020-01-20 05:30 | 266.6 | 262.9
2020-01-20 06:00 | 266.98 | 263.23
2020-01-20 06:30 | 267.47 | 264.28
2020-01-20 07:00 | 282.08 | 279.18
2020-01-20 07:30 | 282.11 | 278.89
2020-01-20 08:00 | 280.6 | 277.55
2020-01-20 08:30 | 279.3 | 276.48
2020-01-20 09:00 | 277.12 | 274.16
2020-01-20 09:30 | 274.83 | 271.58
2020-01-20 10:00 | 273.06 | 269.77
2020-01-20 10:30 | 273.73 | 270.2
2020-01-20 11:00 | 272.52 | 269.04
2020-01-20 11:30 | 270.88 | 267.33
2020-01-20 12:00 | 271.66 | 267.88
2020-01-20 12:30 | 271.61 | 267.44
2020-01-20 13:00 | 264.33 | 260.78
2020-01-20 13:30 | 254.61 | 252.02
2020-01-20 14:00 | 257.11 | 254.87
2020-01-20 14:30 | 264.27 | 261.24
2020-01-20 15:00 | 265.94 | 263.1
2020-01-20 15:30 | 267.21 | 264.5
2020-01-20 16:00 | 258.65 | 256.87
2020-01-20 16:30 | 265.02 | 263.01
2020-01-20 17:00 | 264.84 | 262.91
2020-01-20 17:30 | 264.84 | 262.86
2020-01-20 18:00 | 265.49 | 263.51
2020-01-20 18:30 | 266.35 | 264.28
2020-01-20 19:00 | 266.8 | 264.73
2020-01-20 19:30 | 267.28 | 265.19
2020-01-20 20:00 | 266.84 | 264.66
2020-01-20 20:30 | 268.27 | 266.06
2020-01-20 21:00 | 269.44 | 267.07
2020-01-20 21:30 | 270.84 | 268.5
2020-01-20 22:00 | 269.35 | 267.35
2020-01-20 22:30 | 233.89 | 231.69
2020-01-20 23:00 | 233.05 | 231
2020-01-20 23:30 | 233.52 | 231.53
2020-01-21 | 235.7 | 233.27
2020-01-21 00:30 | 237.42 | 234.66
2020-01-21 01:00 | 241.08 | 237.88
2020-01-21 01:30 | 247.74 | 243.82
2020-01-21 02:00 | 249.53 | 245.52
2020-01-21 02:30 | 251.32 | 247.23
2020-01-21 03:00 | 249.03 | 245.24
2020-01-21 03:30 | 248.24 | 244.47
2020-01-21 04:00 | 245.53 | 241.97
2020-01-21 04:30 | 244.3 | 240.79
2020-01-21 05:00 | 243.16 | 239.65
2020-01-21 05:30 | 242.46 | 238.96
2020-01-21 06:00 | 242.36 | 238.8
2020-01-21 06:30 | 241.87 | 238.71
2020-01-21 07:00 | 244.74 | 241.45
2020-01-21 07:30 | 277.81 | 275.18
2020-01-21 08:00 | 276.93 | 274.66
2020-01-21 08:30 | 266.3 | 263.93
2020-01-21 09:00 | 262.36 | 259.88
2020-01-21 09:30 | 260.68 | 258.23
2020-01-21 10:00 | 247.02 | 244.38
2020-01-21 10:30 | 242.81 | 240.04
2020-01-21 11:00 | 252 | 249.52
2020-01-21 11:30 | 252.84 | 250.32
2020-01-21 12:00 | 253.56 | 251
2020-01-21 12:30 | 254.89 | 252.25
2020-01-21 13:00 | 254.72 | 252.14
2020-01-21 13:30 | 255.05 | 252.46
2020-01-21 14:00 | 268.38 | 265.64
2020-01-21 14:30 | 273.14 | 270.44
2020-01-21 15:00 | 272.49 | 269.98
2020-01-21 15:30 | 278.9 | 275.73
2020-01-21 16:00 | 282.15 | 278.6
2020-01-21 16:30 | 281.22 | 277.73
2020-01-21 17:00 | 279.9 | 276.87
2020-01-21 17:30 | 279.77 | 276.94
2020-01-21 18:00 | 280.56 | 277.7
2020-01-21 18:30 | 272.38 | 269.44
2020-01-21 19:00 | 245.04 | 241.49
2020-01-21 19:30 | 243.36 | 240.23
2020-01-21 20:00 | 243.91 | 240.62
2020-01-21 20:30 | 243.37 | 239.92
2020-01-21 21:00 | 245.22 | 241.49
2020-01-21 21:30 | 246.5 | 242.75
2020-01-21 22:00 | 247.53 | 243.56
2020-01-21 22:30 | 246.1 | 242.66
2020-01-21 23:00 | 246.2 | 242.52
2020-01-21 23:30 | 245.69 | 241.77
2020-01-22 | 246.93 | 242.05
2020-01-22 00:30 | 247.28 | 241.72
2020-01-22 01:00 | 247.59 | 242.13
2020-01-22 01:30 | 246.62 | 241.23
2020-01-22 02:00 | 246.77 | 241.44
2020-01-22 02:30 | 247 | 241.61
2020-01-22 03:00 | 248.23 | 242.62
2020-01-22 03:30 | 246.72 | 241.29
2020-01-22 04:00 | 246.87 | 241.55
2020-01-22 04:30 | 248.41 | 242.94
2020-01-22 05:00 | 248.33 | 242.76
2020-01-22 05:30 | 246.74 | 241.22
2020-01-22 06:00 | 245.72 | 240.69
2020-01-22 06:30 | 246.08 | 241.18
2020-01-22 07:00 | 246.69 | 241.64
2020-01-22 07:30 | 244.72 | 240.06
2020-01-22 08:00 | 242.11 | 237.53
2020-01-22 08:30 | 242 | 237.43
2020-01-22 09:00 | 241.62 | 237.09
2020-01-22 09:30 | 241.89 | 237.52
2020-01-22 10:00 | 241.61 | 237.23
2020-01-22 10:30 | 246.12 | 241.75
2020-01-22 11:00 | 269.99 | 266.2
2020-01-22 11:30 | 272.36 | 268.47
2020-01-22 12:00 | 270.28 | 266.7
2020-01-22 12:30 | 269.63 | 266.51
2020-01-22 13:00 | 269.15 | 266.23
2020-01-22 13:30 | 270.09 | 267.25
2020-01-22 14:00 | 273.87 | 270.44
2020-01-22 14:30 | 270.58 | 267.33
2020-01-22 15:00 | 272.92 | 269.05
2020-01-22 15:30 | 273.59 | 270.48
2020-01-22 16:00 | 271.8 | 269.14
2020-01-22 16:30 | 273.31 | 270.24
2020-01-22 17:00 | 276.27 | 273.05
2020-01-22 17:30 | 260.7 | 257.28
2020-01-22 18:00 | 249.7 | 246.04
2020-01-22 18:30 | 249.08 | 245.6
2020-01-22 19:00 | 248.74 | 244.89
2020-01-22 19:30 | 249.58 | 245.55
2020-01-22 20:00 | 249.94 | 246.14
2020-01-22 20:30 | 248.95 | 245.37
2020-01-22 21:00 | 249.11 | 245.42
2020-01-22 21:30 | 253.62 | 250.16
2020-01-22 22:00 | 262.77 | 259.74
2020-01-22 22:30 | 271.29 | 268.43
2020-01-22 23:00 | 279.95 | 277.52
2020-01-22 23:30 | 280.75 | 278.22
2020-01-23 | 281.14 | 278.63
2020-01-23 00:30 | 281.19 | 278.53
2020-01-23 01:00 | 280.04 | 277.32
2020-01-23 01:30 | 279.73 | 277.06
2020-01-23 02:00 | 278.57 | 276.02
2020-01-23 02:30 | 278.3 | 275.8
2020-01-23 03:00 | 278.8 | 276.3
2020-01-23 03:30 | 277.3 | 274.87
2020-01-23 04:00 | 277.23 | 274.78
2020-01-23 04:30 | 279.22 | 276.62
2020-01-23 05:00 | 280.74 | 278
2020-01-23 05:30 | 279.9 | 277.26
2020-01-23 06:00 | 280.34 | 277.66
2020-01-23 06:30 | 279.89 | 277.01
2020-01-23 07:00 | 258.19 | 254.41
2020-01-23 07:30 | 252.62 | 248.37
2020-01-23 08:00 | 271.98 | 268.64
2020-01-23 08:30 | 276.51 | 273.95
2020-01-23 09:00 | 276.92 | 274.31
2020-01-23 09:30 | 276.27 | 273.77
2020-01-23 10:00 | 274.38 | 272.06
2020-01-23 10:30 | 273.31 | 270.85
2020-01-23 11:00 | 273.18 | 270.35
2020-01-23 11:30 | 273.01 | 269.73
2020-01-23 12:00 | 273.82 | 270.97
2020-01-23 12:30 | 274.96 | 271.69
2020-01-23 13:00 | 275.4 | 272.2
2020-01-23 13:30 | 267.41 | 263.94
2020-01-23 14:00 | 255.77 | 251.86
2020-01-23 14:30 | 260.3 | 257.02
2020-01-23 15:00 | 252.29 | 249.27
2020-01-23 15:30 | 252.21 | 249.61
2020-01-23 16:00 | 251.85 | 249.53
2020-01-23 16:30 | 252.65 | 249.81
2020-01-23 17:00 | 252.38 | 249.72
2020-01-23 17:30 | 252.18 | 249.18
2020-01-23 18:00 | 267.55 | 264.1
2020-01-23 18:30 | 271.46 | 268.32
2020-01-23 19:00 | 271.79 | 269
2020-01-23 19:30 | 272.45 | 269.52
2020-01-23 20:00 | 272.44 | 269.56
2020-01-23 20:30 | 272.58 | 269.4
2020-01-23 21:00 | 273.49 | 270.17
2020-01-23 21:30 | 273.36 | 270.58
2020-01-23 22:00 | 273.88 | 270.95
2020-01-23 22:30 | 274.07 | 270.96
2020-01-23 23:00 | 274.35 | 271.64
2020-01-23 23:30 | 254 | 251.45
2020-01-24 | 255.57 | 252.94
2020-01-24 00:30 | 252.21 | 249.48
2020-01-24 01:00 | 240.58 | 237.79
2020-01-24 01:30 | 238.98 | 236.25
2020-01-24 02:00 | 237.82 | 235.38
2020-01-24 02:30 | 236.87 | 234.49
2020-01-24 03:00 | 235.83 | 233.51
2020-01-24 03:30 | 234.94 | 232.64
2020-01-24 04:00 | 235.27 | 232.97
2020-01-24 04:30 | 236.85 | 234.57
2020-01-24 05:00 | 236.28 | 234.03
2020-01-24 05:30 | 236.35 | 234.18
2020-01-24 06:00 | 236.94 | 234.76
2020-01-24 06:30 | 235.22 | 233.26
2020-01-24 07:00 | 226.79 | 224.73
2020-01-24 07:30 | 227.82 | 225.22
2020-01-24 08:00 | 227.37 | 224.36
2020-01-24 08:30 | 224.69 | 221.95
2020-01-24 09:00 | 224.43 | 221.87
2020-01-24 09:30 | 225.02 | 222.02
2020-01-24 10:00 | 226.07 | 222.96
2020-01-24 10:30 | 233.4 | 230.38
2020-01-24 11:00 | 245.97 | 243.02
2020-01-24 11:30 | 247.19 | 244.25
2020-01-24 12:00 | 246.5 | 243.58
2020-01-24 12:30 | 247.85 | 244.76
2020-01-24 13:00 | 247.9 | 244.78
2020-01-24 13:30 | 248.7 | 245.65
2020-01-24 14:00 | 248.48 | 245.47
2020-01-24 14:30 | 248.37 | 245.49
2020-01-24 15:00 | 247.45 | 244.89
2020-01-24 15:30 | 248.96 | 246.38
2020-01-24 16:00 | 251.16 | 248.31
2020-01-24 16:30 | 253.04 | 249.36
2020-01-24 17:00 | 252.81 | 249.18
2020-01-24 17:30 | 258.89 | 255.17
2020-01-24 18:00 | 279.36 | 275.51
2020-01-24 18:30 | 279.65 | 276.28
2020-01-24 19:00 | 277.15 | 274.11
2020-01-24 19:30 | 273.36 | 270.4
2020-01-24 20:00 | 271.84 | 268.94
2020-01-24 20:30 | 249.34 | 246.4
2020-01-24 21:00 | 247.09 | 243.9
2020-01-24 21:30 | 240.49 | 237.19
2020-01-24 22:00 | 236.21 | 232.77
2020-01-24 22:30 | 232.47 | 228.9
2020-01-24 23:00 | 230.64 | 227.32
2020-01-24 23:30 | 231.16 | 228.28
2020-01-25 | 232.28 | 229.38
2020-01-25 00:30 | 231.78 | 228.65
2020-01-25 01:00 | 230.61 | 227.39
2020-01-25 01:30 | 230.03 | 226.95
2020-01-25 02:00 | 230.58 | 227.45
2020-01-25 02:30 | 230 | 226.87
2020-01-25 03:00 | 228.41 | 225.44
2020-01-25 03:30 | 232.68 | 229.34
2020-01-25 04:00 | 235.85 | 232.27
2020-01-25 04:30 | 236.17 | 232.46
2020-01-25 05:00 | 235.63 | 231.85
2020-01-25 05:30 | 233.33 | 229.8
2020-01-25 06:00 | 234.58 | 230.93
2020-01-25 06:30 | 231.61 | 227.96
2020-01-25 07:00 | 228.2 | 224.4
2020-01-25 07:30 | 236.91 | 233.18
2020-01-25 08:00 | 238.9 | 235.09
2020-01-25 08:30 | 239.68 | 235.55
2020-01-25 09:00 | 234.9 | 230.65
2020-01-25 09:30 | 226.61 | 223.95
2020-01-25 10:00 | 234.21 | 231.79
2020-01-25 10:30 | 234.66 | 232.46
2020-01-25 11:00 | 233.85 | 231.8
2020-01-25 11:30 | 234.29 | 232.2
2020-01-25 12:00 | 234.1 | 232
2020-01-25 12:30 | 233.81 | 231.46
2020-01-25 13:00 | 234.06 | 231.73
2020-01-25 13:30 | 233.88 | 231.52
2020-01-25 14:00 | 234.59 | 232.01
2020-01-25 14:30 | 229.61 | 227.01
2020-01-25 15:00 | 226.52 | 223.84
2020-01-25 15:30 | 225.23 | 222.68
2020-01-25 16:00 | 245.91 | 243.35
2020-01-25 16:30 | 266.61 | 264.03
2020-01-25 17:00 | 268.51 | 265.85
2020-01-25 17:30 | 270.87 | 267.55
2020-01-25 18:00 | 271.28 | 267.81
2020-01-25 18:30 | 272.4 | 268.97
2020-01-25 19:00 | 272.82 | 269.37
2020-01-25 19:30 | 270.96 | 267.52
2020-01-25 20:00 | 271.92 | 268.45
2020-01-25 20:30 | 270.33 | 266.76
2020-01-25 21:00 | 270.35 | 266.67
2020-01-25 21:30 | 271.66 | 269.75
2020-01-25 22:00 | 273.95 | 272.04
2020-01-25 22:30 | 258.45 | 256.41
2020-01-25 23:00 | 251.21 | 249.2
2020-01-25 23:30 | 252 | 249.4
2020-01-26 | 251.96 | 249.34
2020-01-26 00:30 | 252.51 | 249.93
2020-01-26 01:00 | 251.37 | 248.3
2020-01-26 01:30 | 233.95 | 230.48
2020-01-26 02:00 | 232.05 | 228.53
2020-01-26 02:30 | 231.87 | 228.49
2020-01-26 03:00 | 231.89 | 228.44
2020-01-26 03:30 | 226.31 | 222.67
2020-01-26 04:00 | 227.55 | 223.96
2020-01-26 04:30 | 227.48 | 223.78
2020-01-26 05:00 | 227.11 | 223.38
2020-01-26 05:30 | 226.55 | 222.91
2020-01-26 06:00 | 227.12 | 223.47
2020-01-26 06:30 | 226.86 | 223.12
2020-01-26 07:00 | 226.41 | 222.71
2020-01-26 07:30 | 226.02 | 222.23
2020-01-26 08:00 | 227.67 | 223.6
2020-01-26 08:30 | 229 | 224.66
2020-01-26 09:00 | 243.97 | 240.3
2020-01-26 09:30 | 272.2 | 269.37
2020-01-26 10:00 | 270.78 | 268.25
2020-01-26 10:30 | 268.54 | 266.92
2020-01-26 11:00 | 266.19 | 264.26
2020-01-26 11:30 | 258.84 | 256.98
2020-01-26 12:00 | 257.97 | 256.12
2020-01-26 12:30 | 267.09 | 265.08
2020-01-26 13:00 | 268.88 | 266.84
2020-01-26 13:30 | 269.25 | 267.22
2020-01-26 14:00 | 269.51 | 267.4
2020-01-26 14:30 | 272.96 | 270.48
2020-01-26 15:00 | 272.21 | 269.59
2020-01-26 15:30 | 273.93 | 271.09
2020-01-26 16:00 | 276.92 | 273.32
2020-01-26 16:30 | 275.11 | 271.59
2020-01-26 17:00 | 275.91 | 272.26
2020-01-26 17:30 | 277.84 | 274.06
2020-01-26 18:00 | 277.93 | 274.13
2020-01-26 18:30 | 277.46 | 273.65
2020-01-26 19:00 | 279.19 | 275.29
2020-01-26 19:30 | 280.55 | 276.64
2020-01-26 20:00 | 281.95 | 278.02
2020-01-26 20:30 | 284.7 | 280.63
2020-01-26 21:00 | 287.95 | 283.56
2020-01-26 21:30 | 287.3 | 283.61
2020-01-26 22:00 | 287.8 | 284.12
2020-01-26 22:30 | 287.34 | 283.6
2020-01-26 23:00 | 286.61 | 282.86
2020-01-26 23:30 | 275.44 | 271.95
2020-01-27 | 251.33 | 248.34
2020-01-27 00:30 | 249.43 | 246.4
2020-01-27 01:00 | 247.7 | 244.72
2020-01-27 01:30 | 247.59 | 244.6
2020-01-27 02:00 | 249.1 | 246.04
2020-01-27 02:30 | 247.21 | 244.2
2020-01-27 03:00 | 247.11 | 244.07
2020-01-27 03:30 | 248.84 | 245.71
2020-01-27 04:00 | 252.14 | 248.89
2020-01-27 04:30 | 252.66 | 249.36
2020-01-27 05:00 | 251.65 | 248.45
2020-01-27 05:30 | 252.51 | 249.32
2020-01-27 06:00 | 253.2 | 249.98
2020-01-27 06:30 | 251.54 | 248.46
2020-01-27 07:00 | 252.9 | 249.77
2020-01-27 07:30 | 253.28 | 250.09
2020-01-27 08:00 | 259.93 | 256.74
2020-01-27 08:30 | 287.93 | 284.77
2020-01-27 09:00 | 287.99 | 284.86
2020-01-27 09:30 | 286.34 | 283.2
2020-01-27 10:00 | 285.99 | 282.79
2020-01-27 10:30 | 283.47 | 280.42
2020-01-27 11:00 | 283.22 | 280.4
2020-01-27 11:30 | 281.83 | 279.14
2020-01-27 12:00 | 281.94 | 279.29
2020-01-27 12:30 | 281.68 | 279
2020-01-27 13:00 | 280.07 | 277.37
2020-01-27 13:30 | 275.95 | 273.37
2020-01-27 14:00 | 272.39 | 269.9
2020-01-27 14:30 | 278.06 | 275.45
2020-01-27 15:00 | 280.19 | 277.26
2020-01-27 15:30 | 280.07 | 276.82
2020-01-27 16:00 | 279.81 | 276.9
2020-01-27 16:30 | 278.44 | 275.14
2020-01-27 17:00 | 277.67 | 274.16
2020-01-27 17:30 | 279.46 | 275.89
2020-01-27 18:00 | 280.38 | 276.84
2020-01-27 18:30 | 278.8 | 275.41
2020-01-27 19:00 | 279.52 | 276.15
2020-01-27 19:30 | 279.28 | 275.95
2020-01-27 20:00 | 278.46 | 275.02
2020-01-27 20:30 | 278.32 | 274.65
2020-01-27 21:00 | 280.58 | 276.58
2020-01-27 21:30 | 280.91 | 276.92
2020-01-27 22:00 | 279.88 | 275.92
2020-01-27 22:30 | 280.31 | 276.66
2020-01-27 23:00 | 278.81 | 275.44
2020-01-27 23:30 | 279.66 | 276.19
2020-01-28 | 279.7 | 276.18
2020-01-28 00:30 | 278.8 | 275.57
2020-01-28 01:00 | 278.25 | 275.42
2020-01-28 01:30 | 278.04 | 275.6
2020-01-28 02:00 | 276.68 | 274.19
2020-01-28 02:30 | 277.47 | 275.04
2020-01-28 03:00 | 276.07 | 273.69
2020-01-28 03:30 | 271.24 | 269
2020-01-28 04:00 | 276 | 273.6
2020-01-28 04:30 | 276.46 | 274.04
2020-01-28 05:00 | 277.43 | 275.05
2020-01-28 05:30 | 278.12 | 275.75
2020-01-28 06:00 | 277.39 | 275.15
2020-01-28 06:30 | 277.18 | 275.02
2020-01-28 07:00 | 278.06 | 274.96
2020-01-28 07:30 | 277.79 | 274.57
2020-01-28 08:00 | 274.12 | 271.08
2020-01-28 08:30 | 272.66 | 269.67
2020-01-28 09:00 | 274.19 | 271.16
2020-01-28 09:30 | 274.98 | 271.62
2020-01-28 10:00 | 273.11 | 269.82
2020-01-28 10:30 | 272.67 | 269.62
2020-01-28 11:00 | 271.12 | 268.15
2020-01-28 11:30 | 269.55 | 266.41
2020-01-28 12:00 | 272.49 | 269.43
2020-01-28 12:30 | 273.04 | 270.1
2020-01-28 13:00 | 273.16 | 270.75
2020-01-28 13:30 | 273.26 | 270.97
2020-01-28 14:00 | 271.94 | 269.4
2020-01-28 14:30 | 271.09 | 268.73
2020-01-28 15:00 | 270.75 | 268.35
2020-01-28 15:30 | 272.24 | 269.86
2020-01-28 16:00 | 274.63 | 272.23
2020-01-28 16:30 | 276.46 | 273.58
2020-01-28 17:00 | 277.05 | 274.16
2020-01-28 17:30 | 276.92 | 273.89
2020-01-28 18:00 | 277.25 | 274.07
2020-01-28 18:30 | 278.93 | 275.46
2020-01-28 19:00 | 279.56 | 275.79
2020-01-28 19:30 | 280.43 | 276.6
2020-01-28 20:00 | 280.74 | 276.77
2020-01-28 20:30 | 282.29 | 278.11
2020-01-28 21:00 | 282.32 | 278.42
2020-01-28 21:30 | 282.02 | 278.41
2020-01-28 22:00 | 282.41 | 278.61
2020-01-28 22:30 | 281.16 | 277.18
2020-01-28 23:00 | 280.96 | 277.6
2020-01-28 23:30 | 279.37 | 276.57
2020-01-29 | 278.1 | 275.52
2020-01-29 00:30 | 275.44 | 272.73
2020-01-29 01:00 | 276.08 | 273.25
2020-01-29 01:30 | 276.84 | 273.98
2020-01-29 02:00 | 276.67 | 273.77
2020-01-29 02:30 | 275.76 | 272.92
2020-01-29 03:00 | 277.17 | 274.32
2020-01-29 03:30 | 277.15 | 274.28
2020-01-29 04:00 | 273.35 | 270.64
2020-01-29 04:30 | 270.73 | 268.08
2020-01-29 05:00 | 271.37 | 268.74
2020-01-29 05:30 | 271.9 | 269.33
2020-01-29 06:00 | 271.36 | 268.93
2020-01-29 06:30 | 241.49 | 239.28
2020-01-29 07:00 | 230.82 | 228.81
2020-01-29 07:30 | 230.95 | 228.87
2020-01-29 08:00 | 229.42 | 226.79
2020-01-29 08:30 | 227.25 | 224.77
2020-01-29 09:00 | 227.06 | 224.74
2020-01-29 09:30 | 226.81 | 224.32
2020-01-29 10:00 | 225.69 | 223.31
2020-01-29 10:30 | 225.14 | 223.03
2020-01-29 11:00 | 238.16 | 236.14
2020-01-29 11:30 | 244.44 | 242.41
2020-01-29 12:00 | 247.67 | 245.34
2020-01-29 12:30 | 257.53 | 254.58
2020-01-29 13:00 | 257.39 | 254.59
2020-01-29 13:30 | 256.35 | 253.72
2020-01-29 14:00 | 256.52 | 253.84
2020-01-29 14:30 | 257.41 | 254.94
2020-01-29 15:00 | 263.3 | 260.75
2020-01-29 15:30 | 265.43 | 262.9
2020-01-29 16:00 | 266.49 | 263.58
2020-01-29 16:30 | 269.8 | 266.86
2020-01-29 17:00 | 271.55 | 268.6
2020-01-29 17:30 | 271.58 | 268.49
2020-01-29 18:00 | 272.48 | 269.36
2020-01-29 18:30 | 272.4 | 269.22
2020-01-29 19:00 | 271.8 | 268.64
2020-01-29 19:30 | 270.86 | 267.65
2020-01-29 20:00 | 271.33 | 268.06
2020-01-29 20:30 | 270.2 | 267.49
2020-01-29 21:00 | 271.45 | 268.53
2020-01-29 21:30 | 272.02 | 269.06
2020-01-29 22:00 | 273.47 | 270.19
2020-01-29 22:30 | 271.63 | 269.05
2020-01-29 23:00 | 269.08 | 266.9
2020-01-29 23:30 | 264.57 | 262.9
2020-01-30 | 259.36 | 257.9
2020-01-30 00:30 | 258.01 | 256.49
2020-01-30 01:00 | 258.4 | 256.88
2020-01-30 01:30 | 259.76 | 258.2
2020-01-30 02:00 | 259.7 | 258.07
2020-01-30 02:30 | 259.62 | 257.99
2020-01-30 03:00 | 262.46 | 260.75
2020-01-30 03:30 | 264.14 | 262.4
2020-01-30 04:00 | 265.49 | 263.7
2020-01-30 04:30 | 272.63 | 270.8
2020-01-30 05:00 | 272.31 | 270.55
2020-01-30 05:30 | 270.38 | 268.73
2020-01-30 06:00 | 270.29 | 268.66
2020-01-30 06:30 | 269.89 | 268.22
2020-01-30 07:00 | 257.52 | 255.56
2020-01-30 07:30 | 250.97 | 249.21
2020-01-30 08:00 | 251.11 | 249.22
2020-01-30 08:30 | 248.73 | 246.87
2020-01-30 09:00 | 248.39 | 246.47
2020-01-30 09:30 | 248.37 | 246.22
2020-01-30 10:00 | 247.48 | 245.54
2020-01-30 10:30 | 246.39 | 244.62
2020-01-30 11:00 | 258.64 | 256.97
2020-01-30 11:30 | 259.04 | 257.58
2020-01-30 12:00 | 258.62 | 257
2020-01-30 12:30 | 258.34 | 256.62
2020-01-30 13:00 | 258.72 | 257.2
2020-01-30 13:30 | 257.69 | 256.23
2020-01-30 14:00 | 257.32 | 255.93
2020-01-30 14:30 | 257.02 | 255.36
2020-01-30 15:00 | 256.27 | 254.28
2020-01-30 15:30 | 255.53 | 253.24
2020-01-30 16:00 | 183.14 | 178.89
2020-01-30 16:30 | 168.7 | 164.51
2020-01-30 17:00 | 174.55 | 171.25
2020-01-30 17:30 | 180.12 | 177.32
2020-01-30 18:00 | 228.79 | 227.22
2020-01-30 18:30 | 243.16 | 241.61
2020-01-30 19:00 | 237.74 | 236.6
2020-01-30 19:30 | 233.79 | 232.81
2020-01-30 20:00 | 231.77 | 230.73
2020-01-30 20:30 | 234.26 | 233.25
2020-01-30 21:00 | 235.71 | 234.66
2020-01-30 21:30 | 239.64 | 238.43
2020-01-30 22:00 | 243.85 | 242.41
2020-01-30 22:30 | 244.21 | 242.89
2020-01-30 23:00 | 245.77 | 244.52
2020-01-30 23:30 | 247.3 | 246.01
2020-01-31 | 247.06 | 245.77
2020-01-31 00:30 | 247.66 | 246.2
2020-01-31 01:00 | 251.03 | 249.39
2020-01-31 01:30 | 251.8 | 250.16
2020-01-31 02:00 | 252.12 | 250.69
2020-01-31 02:30 | 254.07 | 252.63
2020-01-31 03:00 | 256.07 | 254.64
2020-01-31 03:30 | 255.33 | 253.96
2020-01-31 04:00 | 257.1 | 255.66
2020-01-31 04:30 | 258.99 | 257.55
2020-01-31 05:00 | 258.59 | 257.18
2020-01-31 05:30 | 257.91 | 256.5
2020-01-31 06:00 | 258.23 | 256.88
2020-01-31 06:30 | 259.06 | 257.56
2020-01-31 07:00 | 258.15 | 256.72
2020-01-31 07:30 | 258.72 | 257.03
2020-01-31 08:00 | 259.32 | 257.44
2020-01-31 08:30 | 258.61 | 256.65
2020-01-31 09:00 | 260 | 257.92
2020-01-31 09:30 | 259.45 | 257.44
2020-01-31 10:00 | 258.07 | 256.03
2020-01-31 10:30 | 218.75 | 216.41
2020-01-31 11:00 | 223.62 | 221.03
2020-01-31 11:30 | 221.74 | 219.42
2020-01-31 12:00 | 221.43 | 218.71
2020-01-31 12:30 | 221.74 | 218.97
2020-01-31 13:00 | 223.13 | 220.34
2020-01-31 13:30 | 223.82 | 220.79
2020-01-31 14:00 | 224.52 | 221.69
2020-01-31 14:30 | 223.47 | 221.08
2020-01-31 15:00 | 224.37 | 221.11
2020-01-31 15:30 | 229.77 | 227.68
2020-01-31 16:00 | 231.65 | 229.18
2020-01-31 16:30 | 241.85 | 239.2
2020-01-31 17:00 | 242.95 | 240.57
2020-01-31 17:30 | 243.26 | 240.74
2020-01-31 18:00 | 242.14 | 239.42
2020-01-31 18:30 | 222.48 | 219.41
2020-01-31 19:00 | 220.85 | 219.07
2020-01-31 19:30 | 223.02 | 221.05
2020-01-31 20:00 | 221.02 | 219.27
2020-01-31 20:30 | 219.6 | 217.96
2020-01-31 21:00 | 219.94 | 218.27
2020-01-31 21:30 | 220.52 | 218.84
2020-01-31 22:00 | 222.59 | 220.84
2020-01-31 22:30 | 223.35 | 221.43
2020-01-31 23:00 | 222.09 | 220.1
2020-01-31 23:30 | 223.74 | 221.73
2020-02-01 | 226.99 | 224.88
2020-02-01 00:30 | 227.8 | 225.28
2020-02-01 01:00 | 225.71 | 222.78
2020-02-01 01:30 | 226.14 | 223.13
2020-02-01 02:00 | 226.89 | 223.86
2020-02-01 02:30 | 226.47 | 223.36
2020-02-01 03:00 | 225.97 | 222.96
2020-02-01 03:30 | 225.65 | 222.72
2020-02-01 04:00 | 224.52 | 221.78
2020-02-01 04:30 | 224.45 | 221.63
2020-02-01 05:00 | 221.98 | 219.29
2020-02-01 05:30 | 221.08 | 218.48
2020-02-01 06:00 | 221 | 218.38
2020-02-01 06:30 | 229.74 | 227.06
2020-02-01 07:00 | 259.81 | 257.84
2020-02-01 07:30 | 258.14 | 256.34
2020-02-01 08:00 | 257.05 | 255.18
2020-02-01 08:30 | 245.36 | 243.29
2020-02-01 09:00 | 243.39 | 241.8
2020-02-01 09:30 | 243.54 | 241.98
2020-02-01 10:00 | 242.8 | 241.28
2020-02-01 10:30 | 236.22 | 234.58
2020-02-01 11:00 | 242.32 | 240.84
2020-02-01 11:30 | 243.24 | 241.72
2020-02-01 12:00 | 243.66 | 242.11
2020-02-01 12:30 | 249.46 | 247.53
2020-02-01 13:00 | 250.46 | 248.34
2020-02-01 13:30 | 250.62 | 248.46
2020-02-01 14:00 | 252.14 | 250.07
2020-02-01 14:30 | 253.98 | 251.9
2020-02-01 15:00 | 254.02 | 251.9
2020-02-01 15:30 | 255.03 | 252.66
2020-02-01 16:00 | 255.43 | 253.02
2020-02-01 16:30 | 252.54 | 249.84
2020-02-01 17:00 | 240.1 | 237.33
2020-02-01 17:30 | 237.04 | 234.11
2020-02-01 18:00 | 240.32 | 237.2
2020-02-01 18:30 | 240.18 | 237.27
2020-02-01 19:00 | 240.13 | 237.68
2020-02-01 19:30 | 240.71 | 238.25
2020-02-01 20:00 | 241.14 | 238.73
2020-02-01 20:30 | 241.33 | 238.84
2020-02-01 21:00 | 236.8 | 234.8
2020-02-01 21:30 | 238.57 | 236.67
2020-02-01 22:00 | 241.94 | 239.73
2020-02-01 22:30 | 240.68 | 238.8
2020-02-01 23:00 | 250.97 | 248.97
2020-02-01 23:30 | 251.99 | 249.93
2020-02-02 | 254.65 | 252.42
2020-02-02 00:30 | 257.12 | 254.57
2020-02-02 01:00 | 257.63 | 254.4
2020-02-02 01:30 | 258.89 | 255.55
2020-02-02 02:00 | 258.74 | 255.52
2020-02-02 02:30 | 257.67 | 254.62
2020-02-02 03:00 | 256.63 | 253.79
2020-02-02 03:30 | 261.08 | 258.34
2020-02-02 04:00 | 275.8 | 273.44
2020-02-02 04:30 | 277.6 | 275.1
2020-02-02 05:00 | 279.47 | 276.87
2020-02-02 05:30 | 281.79 | 279.06
2020-02-02 06:00 | 282.37 | 279.68
2020-02-02 06:30 | 279.2 | 276.57
2020-02-02 07:00 | 279.49 | 276.6
2020-02-02 07:30 | 279.31 | 276.03
2020-02-02 08:00 | 276.86 | 274.01
2020-02-02 08:30 | 249.67 | 246.89
2020-02-02 09:00 | 239.5 | 237.01
2020-02-02 09:30 | 240.13 | 237.56
2020-02-02 10:00 | 240.67 | 237.98
2020-02-02 10:30 | 257.53 | 255.05
2020-02-02 11:00 | 272.57 | 270.26
2020-02-02 11:30 | 274.1 | 271.75
2020-02-02 12:00 | 275.49 | 272.66
2020-02-02 12:30 | 274.53 | 271.56
2020-02-02 13:00 | 273.71 | 270.45
2020-02-02 13:30 | 273.48 | 270.12
2020-02-02 14:00 | 274.22 | 270.93
2020-02-02 14:30 | 273.8 | 270.62
2020-02-02 15:00 | 271.24 | 268.15
2020-02-02 15:30 | 272.85 | 269.52
2020-02-02 16:00 | 273.63 | 270.44
2020-02-02 16:30 | 274.1 | 270.7
2020-02-02 17:00 | 272.62 | 269.37
2020-02-02 17:30 | 269.47 | 266.14
2020-02-02 18:00 | 270.11 | 266.51
2020-02-02 18:30 | 269.76 | 265.88
2020-02-02 19:00 | 268.62 | 264.66
2020-02-02 19:30 | 271.83 | 268.14
2020-02-02 20:00 | 273.51 | 270.95
2020-02-02 20:30 | 269.88 | 267.77
2020-02-02 21:00 | 272.32 | 270.14
2020-02-02 21:30 | 273.51 | 271.29
2020-02-02 22:00 | 275.34 | 272.64
2020-02-02 22:30 | 275.19 | 272.67
2020-02-02 23:00 | 271.3 | 268.75
2020-02-02 23:30 | 250.23 | 247.21
2020-02-03 | 250.06 | 247.05
2020-02-03 00:30 | 247.59 | 244.43
2020-02-03 01:00 | 262.69 | 260.14
2020-02-03 01:30 | 269.72 | 267.52
2020-02-03 02:00 | 269.9 | 267.28
2020-02-03 02:30 | 270.27 | 267.66
2020-02-03 03:00 | 262.35 | 259.61
2020-02-03 03:30 | 260.4 | 257.61
2020-02-03 04:00 | 260.09 | 257.36
2020-02-03 04:30 | 257.85 | 255.23
2020-02-03 05:00 | 258 | 255.4
2020-02-03 05:30 | 260.58 | 257.72
2020-02-03 06:00 | 261.17 | 258.21
2020-02-03 06:30 | 259.07 | 256.43
2020-02-03 07:00 | 258.03 | 255.47
2020-02-03 07:30 | 248.95 | 245.89
2020-02-03 08:00 | 227.94 | 224
2020-02-03 08:30 | 226.33 | 223.84
2020-02-03 09:00 | 222.93 | 220.87
2020-02-03 09:30 | 225.06 | 222.85
2020-02-03 10:00 | 226.29 | 223.99
2020-02-03 10:30 | 225.5 | 223.19
2020-02-03 11:00 | 226.44 | 224.08
2020-02-03 11:30 | 226.92 | 224.35
2020-02-03 12:00 | 229.76 | 227
2020-02-03 12:30 | 230.42 | 227.59
2020-02-03 13:00 | 228.11 | 225.54
2020-02-03 13:30 | 228.17 | 225.85
2020-02-03 14:00 | 228.23 | 225.78
2020-02-03 14:30 | 229.12 | 226.56
2020-02-03 15:00 | 228.14 | 225.71
2020-02-03 15:30 | 227.66 | 225.35
2020-02-03 16:00 | 227.83 | 225.42
2020-02-03 16:30 | 229.52 | 227.12
2020-02-03 17:00 | 229.7 | 226.97
2020-02-03 17:30 | 228.98 | 226.18
2020-02-03 18:00 | 228.33 | 225.19
2020-02-03 18:30 | 225.89 | 223.67
2020-02-03 19:00 | 225.89 | 223.92
2020-02-03 19:30 | 230.33 | 228.35
2020-02-03 20:00 | 238.53 | 236.44
2020-02-03 20:30 | 238.44 | 236.27
2020-02-03 21:00 | 227.92 | 225.76
2020-02-03 21:30 | 228.06 | 225.79
2020-02-03 22:00 | 228.91 | 226.48
2020-02-03 22:30 | 227.33 | 225.09
2020-02-03 23:00 | 225.76 | 223.85
2020-02-03 23:30 | 225.84 | 223.86
2020-02-04 | 226.14 | 224.05
2020-02-04 00:30 | 225.47 | 223
2020-02-04 01:00 | 226.23 | 223.55
2020-02-04 01:30 | 225.33 | 222.83
2020-02-04 02:00 | 225.85 | 223.32
2020-02-04 02:30 | 226.9 | 224.32
2020-02-04 03:00 | 226.5 | 223.61
2020-02-04 03:30 | 219.22 | 216.94
2020-02-04 04:00 | 217.87 | 215.64
2020-02-04 04:30 | 217.65 | 215.41
2020-02-04 05:00 | 222.46 | 219.86
2020-02-04 05:30 | 222.46 | 219.83
2020-02-04 06:00 | 223.49 | 221.48
2020-02-04 06:30 | 223.82 | 221.95
2020-02-04 07:00 | 222.83 | 221.01
2020-02-04 07:30 | 221.39 | 219.41
2020-02-04 08:00 | 221.01 | 219.09
2020-02-04 08:30 | 221.74 | 219.7
2020-02-04 09:00 | 220.9 | 219.2
2020-02-04 09:30 | 220.67 | 218.74
2020-02-04 10:00 | 224.12 | 222.06
2020-02-04 10:30 | 228.88 | 226.67
2020-02-04 11:00 | 230.6 | 228.36
2020-02-04 11:30 | 231.79 | 229.5
2020-02-04 12:00 | 232.03 | 229.71
2020-02-04 12:30 | 229.84 | 227.61
2020-02-04 13:00 | 232.25 | 229.86
2020-02-04 13:30 | 232.55 | 230.13
2020-02-04 14:00 | 232.96 | 230.39
2020-02-04 14:30 | 233.23 | 230.49
2020-02-04 15:00 | 234.32 | 231.41
2020-02-04 15:30 | 234.8 | 231.77
2020-02-04 16:00 | 233.75 | 230.77
2020-02-04 16:30 | 231 | 228.22
2020-02-04 17:00 | 231.13 | 228.43
2020-02-04 17:30 | 233.88 | 231.09
2020-02-04 18:00 | 234.84 | 231.52
2020-02-04 18:30 | 237.23 | 234
2020-02-04 19:00 | 242.78 | 239.57
2020-02-04 19:30 | 242.73 | 239.65
2020-02-04 20:00 | 243.45 | 240.33
2020-02-04 20:30 | 243.36 | 240.41
2020-02-04 21:00 | 242.11 | 239.25
2020-02-04 21:30 | 248.7 | 247
2020-02-04 22:00 | 256.5 | 254.82
2020-02-04 22:30 | 258.29 | 256.29
2020-02-04 23:00 | 259.11 | 257.02
2020-02-04 23:30 | 264.8 | 262.85
2020-02-05 | 268.27 | 265.74
2020-02-05 00:30 | 267.01 | 264.4
2020-02-05 01:00 | 261.03 | 258.32
2020-02-05 01:30 | 260.51 | 257.81
2020-02-05 02:00 | 261.07 | 258.33
2020-02-05 02:30 | 253.14 | 250.22
2020-02-05 03:00 | 250.89 | 247.85
2020-02-05 03:30 | 247.06 | 244.29
2020-02-05 04:00 | 244.34 | 241.38
2020-02-05 04:30 | 244.17 | 241.21
2020-02-05 05:00 | 244.7 | 241.69
2020-02-05 05:30 | 244.9 | 241.89
2020-02-05 06:00 | 243.8 | 240.8
2020-02-05 06:30 | 242.46 | 239.88
2020-02-05 07:00 | 242.55 | 240.16
2020-02-05 07:30 | 231.36 | 228.24
2020-02-05 08:00 | 225.96 | 221.69
2020-02-05 08:30 | 225.14 | 220.87
2020-02-05 09:00 | 223.63 | 220
2020-02-05 09:30 | 223.59 | 220.33
2020-02-05 10:00 | 223.68 | 220.45
2020-02-05 10:30 | 224.4 | 220.89
2020-02-05 11:00 | 222.85 | 219.51
2020-02-05 11:30 | 220.86 | 217.62
2020-02-05 12:00 | 223.42 | 219.87
2020-02-05 12:30 | 223.97 | 220.42
2020-02-05 13:00 | 224.69 | 221.07
2020-02-05 13:30 | 224.89 | 221.36
2020-02-05 14:00 | 224.17 | 220.88
2020-02-05 14:30 | 223.71 | 220.58
2020-02-05 15:00 | 233.93 | 229.59
2020-02-05 15:30 | 237.04 | 232.16
2020-02-05 16:00 | 235.01 | 231.75
2020-02-05 16:30 | 232.72 | 230.14
2020-02-05 17:00 | 231.25 | 228.72
2020-02-05 17:30 | 232.22 | 229.74
2020-02-05 18:00 | 230.9 | 228.68
2020-02-05 18:30 | 221.96 | 219.33
2020-02-05 19:00 | 224.72 | 221.46
2020-02-05 19:30 | 225.69 | 222.43
2020-02-05 20:00 | 225.39 | 222.34
2020-02-05 20:30 | 225.16 | 222.16
2020-02-05 21:00 | 225.58 | 222.58
2020-02-05 21:30 | 225.38 | 222.43
2020-02-05 22:00 | 224.3 | 221.53
2020-02-05 22:30 | 222.96 | 220.34
2020-02-05 23:00 | 224.51 | 221.78
2020-02-05 23:30 | 224.11 | 221.12
2020-02-06 | 232.13 | 228.94
2020-02-06 00:30 | 234.79 | 231.63
2020-02-06 01:00 | 234.63 | 231.31
2020-02-06 01:30 | 234.75 | 231.4
2020-02-06 02:00 | 229.27 | 226.13
2020-02-06 02:30 | 225.15 | 221.92
2020-02-06 03:00 | 224.67 | 221.41
2020-02-06 03:30 | 224.12 | 220.98
2020-02-06 04:00 | 224.92 | 221.74
2020-02-06 04:30 | 224.81 | 221.67
2020-02-06 05:00 | 224.75 | 221.59
2020-02-06 05:30 | 223.27 | 220.22
2020-02-06 06:00 | 222.67 | 219.58
2020-02-06 06:30 | 223.61 | 220.3
2020-02-06 07:00 | 224.51 | 221
2020-02-06 07:30 | 223.63 | 220.15
2020-02-06 08:00 | 218.59 | 215.92
2020-02-06 08:30 | 216.49 | 213.95
2020-02-06 09:00 | 219.9 | 217.18
2020-02-06 09:30 | 221.45 | 218.78
2020-02-06 10:00 | 222.46 | 219.59
2020-02-06 10:30 | 221.03 | 218.14
2020-02-06 11:00 | 219.94 | 217.12
2020-02-06 11:30 | 218.72 | 216.16
2020-02-06 12:00 | 218.57 | 216.21
2020-02-06 12:30 | 221.1 | 218.58
2020-02-06 13:00 | 221.46 | 218.72
2020-02-06 13:30 | 220.98 | 218.24
2020-02-06 14:00 | 222.15 | 219.34
2020-02-06 14:30 | 222.94 | 219.99
2020-02-06 15:00 | 223.3 | 220.27
2020-02-06 15:30 | 220.2 | 217.56
2020-02-06 16:00 | 219.34 | 216.67
2020-02-06 16:30 | 220.82 | 217.99
2020-02-06 17:00 | 223.27 | 220.24
2020-02-06 17:30 | 224.88 | 221.89
2020-02-06 18:00 | 222.56 | 219.59
2020-02-06 18:30 | 223.01 | 219.84
2020-02-06 19:00 | 226.2 | 223.18
2020-02-06 19:30 | 241.64 | 238.98
2020-02-06 20:00 | 240.48 | 237.99
2020-02-06 20:30 | 240.69 | 238.31
2020-02-06 21:00 | 237.95 | 235.87
2020-02-06 21:30 | 235.05 | 233.3
2020-02-06 22:00 | 237.16 | 235.32
2020-02-06 22:30 | 253.31 | 251.66
2020-02-06 23:00 | 257.54 | 255.96
2020-02-06 23:30 | 258.86 | 257.14
2020-02-07 | 259.11 | 257.37
2020-02-07 00:30 | 259.42 | 257.69
2020-02-07 01:00 | 258.75 | 257.09
2020-02-07 01:30 | 260.04 | 258.37
2020-02-07 02:00 | 260.04 | 257.92
2020-02-07 02:30 | 259.81 | 257.7
2020-02-07 03:00 | 259.95 | 258
2020-02-07 03:30 | 259.09 | 257.2
2020-02-07 04:00 | 259.2 | 257.31
2020-02-07 04:30 | 259 | 257.08
2020-02-07 05:00 | 258.93 | 257.05
2020-02-07 05:30 | 259.3 | 257.39
2020-02-07 06:00 | 258.43 | 256.56
2020-02-07 06:30 | 257.47 | 255.61
2020-02-07 07:00 | 246.42 | 244.2
2020-02-07 07:30 | 239.91 | 237.46
2020-02-07 08:00 | 239.84 | 237.74
2020-02-07 08:30 | 241.68 | 239.96
2020-02-07 09:00 | 241.68 | 240.18
2020-02-07 09:30 | 241.9 | 240.41
2020-02-07 10:00 | 242.44 | 240.95
2020-02-07 10:30 | 242.12 | 240.61
2020-02-07 11:00 | 245.99 | 244.4
2020-02-07 11:30 | 251.64 | 250.11
2020-02-07 12:00 | 252.19 | 250.65
2020-02-07 12:30 | 250.64 | 249.11
2020-02-07 13:00 | 248.19 | 246.75
2020-02-07 13:30 | 248.01 | 246.52
2020-02-07 14:00 | 248.64 | 247.05
2020-02-07 14:30 | 248.24 | 246.66
2020-02-07 15:00 | 249.12 | 247.58
2020-02-07 15:30 | 249.12 | 247.57
2020-02-07 16:00 | 249.68 | 248.05
2020-02-07 16:30 | 250.66 | 249.08
2020-02-07 17:00 | 254.67 | 252.94
2020-02-07 17:30 | 256.02 | 254.29
2020-02-07 18:00 | 257.31 | 255.58
2020-02-07 18:30 | 256.81 | 255.02
2020-02-07 19:00 | 257.47 | 255.32
2020-02-07 19:30 | 257.71 | 255.49
2020-02-07 20:00 | 256.9 | 254.67
2020-02-07 20:30 | 256.65 | 254.53
2020-02-07 21:00 | 258.11 | 255.88
2020-02-07 21:30 | 257.65 | 255.46
2020-02-07 22:00 | 258.36 | 256.19
2020-02-07 22:30 | 258.08 | 256.08
2020-02-07 23:00 | 258.75 | 257.02
2020-02-07 23:30 | 259.29 | 257.53
2020-02-08 | 241.9 | 239.91
2020-02-08 00:30 | 240 | 237.71
2020-02-08 01:00 | 240.1 | 237.8
2020-02-08 01:30 | 241.07 | 238.7
2020-02-08 02:00 | 240.69 | 238.34
2020-02-08 02:30 | 240.93 | 238.56
2020-02-08 03:00 | 241.31 | 238.91
2020-02-08 03:30 | 240.48 | 238.13
2020-02-08 04:00 | 239.18 | 236.93
2020-02-08 04:30 | 236.13 | 234.08
2020-02-08 05:00 | 233.56 | 231.7
2020-02-08 05:30 | 230.09 | 228.45
2020-02-08 06:00 | 227.55 | 226.12
2020-02-08 06:30 | 208.16 | 206.92
2020-02-08 07:00 | 202.06 | 200.78
2020-02-08 07:30 | 203.35 | 201.95
2020-02-08 08:00 | 204.36 | 202.84
2020-02-08 08:30 | 218.19 | 216.94
2020-02-08 09:00 | 240.27 | 239.16
2020-02-08 09:30 | 241.44 | 240.23
2020-02-08 10:00 | 240.72 | 239.57
2020-02-08 10:30 | 242.45 | 241.22
2020-02-08 11:00 | 239.51 | 238.32
2020-02-08 11:30 | 238.81 | 237.48
2020-02-08 12:00 | 237.1 | 235.83
2020-02-08 12:30 | 236.74 | 235.5
2020-02-08 13:00 | 230.58 | 229.33
2020-02-08 13:30 | 223.81 | 222.37
2020-02-08 14:00 | 224.62 | 223.1
2020-02-08 14:30 | 222.77 | 221.6
2020-02-08 15:00 | 204.83 | 203.44
2020-02-08 15:30 | 206.08 | 204.66
2020-02-08 16:00 | 208.64 | 207.08
2020-02-08 16:30 | 211.07 | 209.33
2020-02-08 17:00 | 210.22 | 208.5
2020-02-08 17:30 | 210.99 | 209.34
2020-02-08 18:00 | 211 | 209.42
2020-02-08 18:30 | 210.39 | 208.92
2020-02-08 19:00 | 210.68 | 209.27
2020-02-08 19:30 | 211.25 | 209.74
2020-02-08 20:00 | 211.06 | 209.4
2020-02-08 20:30 | 211.23 | 209.53
2020-02-08 21:00 | 210.95 | 209.46
2020-02-08 21:30 | 211.25 | 209.6
2020-02-08 22:00 | 210.57 | 208.88
2020-02-08 22:30 | 210.71 | 208.89
2020-02-08 23:00 | 209.42 | 207.69
2020-02-08 23:30 | 209.52 | 207.43
2020-02-09 | 210.37 | 208.17
2020-02-09 00:30 | 216.38 | 214.11
2020-02-09 01:00 | 251.03 | 249.3
2020-02-09 01:30 | 252.95 | 251.19
2020-02-09 02:00 | 254.31 | 252.48
2020-02-09 02:30 | 253.89 | 252.1
2020-02-09 03:00 | 254.07 | 252.33
2020-02-09 03:30 | 252.29 | 250.64
2020-02-09 04:00 | 254.01 | 252.26
2020-02-09 04:30 | 255.54 | 253.67
2020-02-09 05:00 | 255.06 | 253.22
2020-02-09 05:30 | 255.78 | 253.85
2020-02-09 06:00 | 226.18 | 223.46
2020-02-09 06:30 | 219.17 | 216.3
2020-02-09 07:00 | 219.98 | 216.97
2020-02-09 07:30 | 219.95 | 216.78
2020-02-09 08:00 | 218.64 | 215.75
2020-02-09 08:30 | 218.22 | 216.28
2020-02-09 09:00 | 217.16 | 215.3
2020-02-09 09:30 | 216.65 | 214.81
2020-02-09 10:00 | 216.92 | 215.01
2020-02-09 10:30 | 217.57 | 215.58
2020-02-09 11:00 | 217.63 | 215.58
2020-02-09 11:30 | 222.53 | 220.45
2020-02-09 12:00 | 235.71 | 233.82
2020-02-09 12:30 | 245.27 | 243.47
2020-02-09 13:00 | 250.24 | 248.32
2020-02-09 13:30 | 250.87 | 248.89
2020-02-09 14:00 | 251.14 | 249.08
2020-02-09 14:30 | 252.44 | 250.41
2020-02-09 15:00 | 253.38 | 251.59
2020-02-09 15:30 | 254.73 | 252.49
2020-02-09 16:00 | 254.81 | 252.19
2020-02-09 16:30 | 254.63 | 252.05
2020-02-09 17:00 | 255.16 | 252.69
2020-02-09 17:30 | 257.4 | 254.87
2020-02-09 18:00 | 259.06 | 256.53
2020-02-09 18:30 | 256.87 | 254.4
2020-02-09 19:00 | 256.28 | 253.88
2020-02-09 19:30 | 258.97 | 256.5
2020-02-09 20:00 | 260.93 | 258.26
2020-02-09 20:30 | 260.68 | 257.94
2020-02-09 21:00 | 259.63 | 257.1
2020-02-09 21:30 | 260.69 | 258.1
2020-02-09 22:00 | 259.71 | 257.2
2020-02-09 22:30 | 258.73 | 256.6
2020-02-09 23:00 | 258.73 | 256.58
2020-02-09 23:30 | 258.92 | 256.74
2020-02-10 | 258.32 | 256.19
2020-02-10 00:30 | 259.88 | 257.82
2020-02-10 01:00 | 261.6 | 259.65
2020-02-10 01:30 | 262.35 | 260.34
2020-02-10 02:00 | 263.26 | 261.24
2020-02-10 02:30 | 259.55 | 257.65
2020-02-10 03:00 | 258.66 | 256.82
2020-02-10 03:30 | 257.84 | 256.07
2020-02-10 04:00 | 258.64 | 256.89
2020-02-10 04:30 | 258.29 | 256.56
2020-02-10 05:00 | 259.64 | 257.89
2020-02-10 05:30 | 258.81 | 257.07
2020-02-10 06:00 | 258.11 | 256.39
2020-02-10 06:30 | 246.44 | 244.89
2020-02-10 07:00 | 232.87 | 231.42
2020-02-10 07:30 | 234.46 | 232.58
2020-02-10 08:00 | 235.3 | 233.34
2020-02-10 08:30 | 235.62 | 233.66
2020-02-10 09:00 | 240.52 | 238.52
2020-02-10 09:30 | 241.74 | 239.87
2020-02-10 10:00 | 238.54 | 236.35
2020-02-10 10:30 | 220.2 | 218.04
2020-02-10 11:00 | 218.57 | 216.46
2020-02-10 11:30 | 218.21 | 216.02
2020-02-10 12:00 | 217.96 | 215.76
2020-02-10 12:30 | 218.92 | 216.67
2020-02-10 13:00 | 218.12 | 215.96
2020-02-10 13:30 | 219.61 | 217.3
2020-02-10 14:00 | 221.67 | 219.35
2020-02-10 14:30 | 223.13 | 220.83
2020-02-10 15:00 | 224.4 | 222.2
2020-02-10 15:30 | 224.32 | 222.2
2020-02-10 16:00 | 223.07 | 221.15
2020-02-10 16:30 | 222.01 | 220.13
2020-02-10 17:00 | 220.92 | 219.09
2020-02-10 17:30 | 221.12 | 218.91
2020-02-10 18:00 | 221.08 | 218.08
2020-02-10 18:30 | 220.89 | 218.25
2020-02-10 19:00 | 219.88 | 217.35
2020-02-10 19:30 | 220.41 | 217.72
2020-02-10 20:00 | 219.11 | 216.47
2020-02-10 20:30 | 218.68 | 216.01
2020-02-10 21:00 | 218.9 | 216.08
2020-02-10 21:30 | 218.2 | 215.25
2020-02-10 22:00 | 217.66 | 214.63
2020-02-10 22:30 | 218.22 | 215.19
2020-02-10 23:00 | 220.68 | 217.47
2020-02-10 23:30 | 220.32 | 217.51
2020-02-11 | 218.57 | 216
2020-02-11 00:30 | 219.24 | 216.81
2020-02-11 01:00 | 218.54 | 216.36
2020-02-11 01:30 | 217.79 | 216.1
2020-02-11 02:00 | 219.23 | 217.49
2020-02-11 02:30 | 219.49 | 217.7
2020-02-11 03:00 | 219.63 | 217.82
2020-02-11 03:30 | 219.74 | 217.93
2020-02-11 04:00 | 220.45 | 218.64
2020-02-11 04:30 | 220.58 | 218.79
2020-02-11 05:00 | 220.65 | 218.85
2020-02-11 05:30 | 220.68 | 218.68
2020-02-11 06:00 | 221.17 | 219.12
2020-02-11 06:30 | 225.28 | 223.34
2020-02-11 07:00 | 230.03 | 227.51
2020-02-11 07:30 | 228.88 | 226.44
2020-02-11 08:00 | 233.09 | 230.74
2020-02-11 08:30 | 233.17 | 230.99
2020-02-11 09:00 | 230.94 | 228.89
2020-02-11 09:30 | 230.19 | 228.36
2020-02-11 10:00 | 232.07 | 229.84
2020-02-11 10:30 | 232.75 | 230.61
2020-02-11 11:00 | 236.12 | 233.82
2020-02-11 11:30 | 236.79 | 234.42
2020-02-11 12:00 | 237.03 | 234.62
2020-02-11 12:30 | 237.21 | 234.79
2020-02-11 13:00 | 237.95 | 235.6
2020-02-11 13:30 | 238.27 | 235.97
2020-02-11 14:00 | 238.77 | 236.55
2020-02-11 14:30 | 235.03 | 232.64
2020-02-11 15:00 | 228.99 | 226.71
2020-02-11 15:30 | 229.99 | 227.86
2020-02-11 16:00 | 233.73 | 231.72
2020-02-11 16:30 | 240.67 | 238.02
2020-02-11 17:00 | 241.84 | 238.97
2020-02-11 17:30 | 242.02 | 238.93
2020-02-11 18:00 | 242.11 | 239.12
2020-02-11 18:30 | 228.31 | 225.47
2020-02-11 19:00 | 228.64 | 225.82
2020-02-11 19:30 | 232.8 | 229.43
2020-02-11 20:00 | 232.86 | 229.3
2020-02-11 20:30 | 231.63 | 229.47
2020-02-11 21:00 | 231.27 | 228.93
2020-02-11 21:30 | 232.16 | 229.8
2020-02-11 22:00 | 232.86 | 230.33
2020-02-11 22:30 | 231.68 | 229.02
2020-02-11 23:00 | 232.64 | 229.71
2020-02-11 23:30 | 233.59 | 230.74
2020-02-12 | 234.81 | 231.98
2020-02-12 00:30 | 239.15 | 235.79
2020-02-12 01:00 | 239.49 | 235.73
2020-02-12 01:30 | 239.98 | 235.9
2020-02-12 02:00 | 239.58 | 235.58
2020-02-12 02:30 | 239.49 | 235.5
2020-02-12 03:00 | 240.18 | 236.02
2020-02-12 03:30 | 240.81 | 236.57
2020-02-12 04:00 | 241.15 | 236.83
2020-02-12 04:30 | 241.56 | 237.2
2020-02-12 05:00 | 240.89 | 236.45
2020-02-12 05:30 | 240.27 | 235.9
2020-02-12 06:00 | 240.48 | 236.02
2020-02-12 06:30 | 240.44 | 235.88
2020-02-12 07:00 | 240.18 | 236.11
2020-02-12 07:30 | 241.05 | 236.71
2020-02-12 08:00 | 240.31 | 235.98
2020-02-12 08:30 | 236.18 | 232.87
2020-02-12 09:00 | 235.88 | 232.62
2020-02-12 09:30 | 235.65 | 232.94
2020-02-12 10:00 | 231.15 | 228.81
2020-02-12 10:30 | 225.27 | 223.45
2020-02-12 11:00 | 224.76 | 223.2
2020-02-12 11:30 | 230.78 | 228.76
2020-02-12 12:00 | 231.98 | 229.86
2020-02-12 12:30 | 232.73 | 230.63
2020-02-12 13:00 | 236.61 | 234.15
2020-02-12 13:30 | 237.93 | 235.43
2020-02-12 14:00 | 238.66 | 236.14
2020-02-12 14:30 | 249.99 | 247.54
2020-02-12 15:00 | 256.8 | 254.24
2020-02-12 15:30 | 257.93 | 255.35
2020-02-12 16:00 | 257.68 | 255.07
2020-02-12 16:30 | 260.31 | 257.52
2020-02-12 17:00 | 269.45 | 266.46
2020-02-12 17:30 | 273.79 | 270.73
2020-02-12 18:00 | 276.72 | 273.52
2020-02-12 18:30 | 277.25 | 273.99
2020-02-12 19:00 | 277.79 | 274.47
2020-02-12 19:30 | 279.73 | 276.3
2020-02-12 20:00 | 281.53 | 277.91
2020-02-12 20:30 | 281.67 | 277.85
2020-02-12 21:00 | 282.18 | 278.39
2020-02-12 21:30 | 282.04 | 278.17
2020-02-12 22:00 | 282.83 | 278.92
2020-02-12 22:30 | 283.12 | 279.81
2020-02-12 23:00 | 282.85 | 279.56
2020-02-12 23:30 | 280.91 | 277.82
2020-02-13 | 282.01 | 278.85
2020-02-13 00:30 | 278.27 | 275.25
2020-02-13 01:00 | 271.57 | 269.05
2020-02-13 01:30 | 270.73 | 268.58
2020-02-13 02:00 | 270.38 | 268.19
2020-02-13 02:30 | 271.73 | 269.4
2020-02-13 03:00 | 274.32 | 271.84
2020-02-13 03:30 | 272.28 | 269.92
2020-02-13 04:00 | 274.31 | 271.92
2020-02-13 04:30 | 273.49 | 271.14
2020-02-13 05:00 | 273.5 | 271.19
2020-02-13 05:30 | 273.86 | 271.69
2020-02-13 06:00 | 274.07 | 271.67
2020-02-13 06:30 | 272.39 | 270.14
2020-02-13 07:00 | 273.88 | 271.58
2020-02-13 07:30 | 270.83 | 268.59
2020-02-13 08:00 | 267.55 | 265.2
2020-02-13 08:30 | 266.96 | 264.89
2020-02-13 09:00 | 265.89 | 263.99
2020-02-13 09:30 | 266.57 | 264.56
2020-02-13 10:00 | 265.95 | 263.95
2020-02-13 10:30 | 264.83 | 262.56
2020-02-13 11:00 | 266.91 | 264.36
2020-02-13 11:30 | 268.77 | 266.16
2020-02-13 12:00 | 269.39 | 266.56
2020-02-13 12:30 | 269.16 | 266.3
2020-02-13 13:00 | 269.01 | 266.46
2020-02-13 13:30 | 271.6 | 268.51
2020-02-13 14:00 | 272.48 | 269.4
2020-02-13 14:30 | 270.29 | 267.34
2020-02-13 15:00 | 265.35 | 262.75
2020-02-13 15:30 | 263.4 | 260.92
2020-02-13 16:00 | 254.83 | 252.34
2020-02-13 16:30 | 256.24 | 253.84
2020-02-13 17:00 | 255.99 | 253.58
2020-02-13 17:30 | 255.7 | 253.14
2020-02-13 18:00 | 240.21 | 238.67
2020-02-13 18:30 | 220.77 | 219.23
2020-02-13 19:00 | 223.67 | 222.02
2020-02-13 19:30 | 225.86 | 224.15
2020-02-13 20:00 | 225.62 | 224
2020-02-13 20:30 | 223.64 | 222.14
2020-02-13 21:00 | 219.07 | 217.55
2020-02-13 21:30 | 215.54 | 214.02
2020-02-13 22:00 | 218.91 | 217.23
2020-02-13 22:30 | 220.9 | 219.14
2020-02-13 23:00 | 220.4 | 218.73
2020-02-13 23:30 | 221.99 | 220.1
2020-02-14 | 222.8 | 220.58
2020-02-14 00:30 | 223.82 | 221.6
2020-02-14 01:00 | 223.89 | 221.67
2020-02-14 01:30 | 224.96 | 222.68
2020-02-14 02:00 | 223.41 | 221.28
2020-02-14 02:30 | 222.47 | 220.38
2020-02-14 03:00 | 222.34 | 220.24
2020-02-14 03:30 | 227.95 | 226.13
2020-02-14 04:00 | 251.82 | 250.48
2020-02-14 04:30 | 256.22 | 254.82
2020-02-14 05:00 | 256.55 | 255.12
2020-02-14 05:30 | 258.2 | 256.67
2020-02-14 06:00 | 257.96 | 256.44
2020-02-14 06:30 | 262.48 | 260.41
2020-02-14 07:00 | 257.53 | 255.73
2020-02-14 07:30 | 260.54 | 258.85
2020-02-14 08:00 | 260.08 | 258.25
2020-02-14 08:30 | 258.66 | 257.01
2020-02-14 09:00 | 258.55 | 257.05
2020-02-14 09:30 | 251.85 | 250.23
2020-02-14 10:00 | 248.71 | 247.13
2020-02-14 10:30 | 254.34 | 252.8
2020-02-14 11:00 | 245.15 | 243.5
2020-02-14 11:30 | 221.98 | 219.89
2020-02-14 12:00 | 217.77 | 215.75
2020-02-14 12:30 | 218.68 | 216.72
2020-02-14 13:00 | 229.55 | 227.47
2020-02-14 13:30 | 230.19 | 227.78
2020-02-14 14:00 | 229.72 | 227.35
2020-02-14 14:30 | 227.48 | 225.09
2020-02-14 15:00 | 228.34 | 226.15
2020-02-14 15:30 | 232.6 | 230.32
2020-02-14 16:00 | 234.47 | 231.35
2020-02-14 16:30 | 236.14 | 232.94
2020-02-14 17:00 | 235.92 | 232.82
2020-02-14 17:30 | 235.8 | 232.52
2020-02-14 18:00 | 232.01 | 228.86
2020-02-14 18:30 | 229.54 | 226.5
2020-02-14 19:00 | 233.75 | 230.45
2020-02-14 19:30 | 239.21 | 235.63
2020-02-14 20:00 | 238.71 | 235.78
2020-02-14 20:30 | 239.3 | 236.45
2020-02-14 21:00 | 239.54 | 236.97
2020-02-14 21:30 | 240.28 | 237.71
2020-02-14 22:00 | 241.17 | 238.45
2020-02-14 22:30 | 241.89 | 239.17
2020-02-14 23:00 | 240.05 | 236.87
2020-02-14 23:30 | 239.88 | 236.38
2020-02-15 | 236.85 | 233.63
2020-02-15 00:30 | 238.91 | 235.15
2020-02-15 01:00 | 238.28 | 234.27
2020-02-15 01:30 | 236.23 | 232.51
2020-02-15 02:00 | 235.88 | 232.14
2020-02-15 02:30 | 236.91 | 233.03
2020-02-15 03:00 | 236.36 | 232.52
2020-02-15 03:30 | 235.24 | 231.58
2020-02-15 04:00 | 235.63 | 231.91
2020-02-15 04:30 | 236.61 | 232.8
2020-02-15 05:00 | 236 | 232.2
2020-02-15 05:30 | 251.19 | 247.81
2020-02-15 06:00 | 272.76 | 269.91
2020-02-15 06:30 | 272.63 | 270.22
2020-02-15 07:00 | 273.38 | 270.7
2020-02-15 07:30 | 242.94 | 239.27
2020-02-15 08:00 | 237.01 | 233.33
2020-02-15 08:30 | 238.29 | 234.86
2020-02-15 09:00 | 242.21 | 238.27
2020-02-15 09:30 | 241.03 | 237.4
2020-02-15 10:00 | 239.63 | 236.19
2020-02-15 10:30 | 240.82 | 237.16
2020-02-15 11:00 | 242.85 | 239.06
2020-02-15 11:30 | 242.92 | 239.08
2020-02-15 12:00 | 242.32 | 238.62
2020-02-15 12:30 | 242.11 | 238.37
2020-02-15 13:00 | 240.88 | 237.12
2020-02-15 13:30 | 240 | 237.04
2020-02-15 14:00 | 240.46 | 237.79
2020-02-15 14:30 | 242.18 | 239.29
2020-02-15 15:00 | 243.6 | 240.54
2020-02-15 15:30 | 241.83 | 239.2
2020-02-15 16:00 | 242.7 | 239.98
2020-02-15 16:30 | 244.05 | 241.34
2020-02-15 17:00 | 245.9 | 243.03
2020-02-15 17:30 | 246.5 | 243.55
2020-02-15 18:00 | 278.14 | 275.04
2020-02-15 18:30 | 281.03 | 277.76
2020-02-15 19:00 | 281.07 | 277.91
2020-02-15 19:30 | 279.79 | 276.73
2020-02-15 20:00 | 281.31 | 278.07
2020-02-15 20:30 | 282.56 | 279.35
2020-02-15 21:00 | 283.93 | 280.96
2020-02-15 21:30 | 274.36 | 271.72
2020-02-15 22:00 | 245.88 | 243.12
2020-02-15 22:30 | 246.96 | 244.18
2020-02-15 23:00 | 247.57 | 244.77
2020-02-15 23:30 | 246.36 | 243.24
2020-02-16 | 247.85 | 244.34
2020-02-16 00:30 | 249.74 | 245.28
2020-02-16 01:00 | 249.39 | 244.65
2020-02-16 01:30 | 250.62 | 245.4
2020-02-16 02:00 | 244.84 | 241.7
2020-02-16 02:30 | 245.54 | 242.28
2020-02-16 03:00 | 245.93 | 242.6
2020-02-16 03:30 | 246.86 | 243.37
2020-02-16 04:00 | 247.88 | 244.27
2020-02-16 04:30 | 248.15 | 244.55
2020-02-16 05:00 | 248.43 | 244.87
2020-02-16 05:30 | 247.58 | 244.07
2020-02-16 06:00 | 247.15 | 243.7
2020-02-16 06:30 | 245.91 | 242.48
2020-02-16 07:00 | 246.3 | 242.82
2020-02-16 07:30 | 246.17 | 242.6
2020-02-16 08:00 | 246.21 | 242.8
2020-02-16 08:30 | 246.42 | 242.91
2020-02-16 09:00 | 242.94 | 239.61
2020-02-16 09:30 | 240.2 | 237.19
2020-02-16 10:00 | 244.84 | 241.89
2020-02-16 10:30 | 253.1 | 250.46
2020-02-16 11:00 | 253.05 | 250.43
2020-02-16 11:30 | 260.63 | 258.05
2020-02-16 12:00 | 263.89 | 261.31
2020-02-16 12:30 | 264.18 | 261.65
2020-02-16 13:00 | 265.46 | 262.75
2020-02-16 13:30 | 266.18 | 263.29
2020-02-16 14:00 | 265.39 | 262.55
2020-02-16 14:30 | 265.11 | 262.18
2020-02-16 15:00 | 264.31 | 261.51
2020-02-16 15:30 | 271.37 | 268.62
2020-02-16 16:00 | 275.05 | 272.4
2020-02-16 16:30 | 277.59 | 274.93
2020-02-16 17:00 | 276.66 | 274.12
2020-02-16 17:30 | 277.26 | 274.45
2020-02-16 18:00 | 276.97 | 273.65
2020-02-16 18:30 | 273.94 | 270.91
2020-02-16 19:00 | 274.7 | 271.92
2020-02-16 19:30 | 273.67 | 270.91
2020-02-16 20:00 | 274.56 | 271.65
2020-02-16 20:30 | 275.1 | 272.75
2020-02-16 21:00 | 276.57 | 274.44
2020-02-16 21:30 | 276.92 | 274.91
2020-02-16 22:00 | 277 | 274.89
2020-02-16 22:30 | 277.1 | 274.95
2020-02-16 23:00 | 275.78 | 273.65
2020-02-16 23:30 | 274.92 | 272.27
2020-02-17 | 275.4 | 272.5
2020-02-17 00:30 | 281.76 | 278.41
2020-02-17 01:00 | 282.64 | 279.35
2020-02-17 01:30 | 281.43 | 278.27
2020-02-17 02:00 | 282.38 | 279.2
2020-02-17 02:30 | 282.45 | 279.26
2020-02-17 03:00 | 282.97 | 279.72
2020-02-17 03:30 | 282.72 | 279.52
2020-02-17 04:00 | 282.52 | 279.37
2020-02-17 04:30 | 278.71 | 275.48
2020-02-17 05:00 | 272.93 | 269.73
2020-02-17 05:30 | 273.97 | 270.59
2020-02-17 06:00 | 274.03 | 270.5
2020-02-17 06:30 | 267.3 | 263.41
2020-02-17 07:00 | 261.35 | 257.21
2020-02-17 07:30 | 250.13 | 245.98
2020-02-17 08:00 | 245.54 | 241.37
2020-02-17 08:30 | 242.18 | 238.26
2020-02-17 09:00 | 242.92 | 238.85
2020-02-17 09:30 | 242.43 | 239.33
2020-02-17 10:00 | 242.54 | 239.63
2020-02-17 10:30 | 243.36 | 240.47
2020-02-17 11:00 | 243.28 | 240.07
2020-02-17 11:30 | 242.46 | 239.08
2020-02-17 12:00 | 241.83 | 238.31
2020-02-17 12:30 | 241.04 | 237.46
2020-02-17 13:00 | 242.07 | 238.68
2020-02-17 13:30 | 241.97 | 239.24
2020-02-17 14:00 | 243.84 | 240.99
2020-02-17 14:30 | 247.03 | 243.8
2020-02-17 15:00 | 240.92 | 238.14
2020-02-17 15:30 | 255.55 | 252.91
2020-02-17 16:00 | 273.58 | 270.87
2020-02-17 16:30 | 274.73 | 271.84
2020-02-17 17:00 | 274.48 | 271.83
2020-02-17 17:30 | 273.98 | 271.58
2020-02-17 18:00 | 276.8 | 274.28
2020-02-17 18:30 | 277.1 | 274.2
2020-02-17 19:00 | 278.79 | 275.32
2020-02-17 19:30 | 253.81 | 250.53
2020-02-17 20:00 | 240.44 | 237.18
2020-02-17 20:30 | 239.97 | 237.02
2020-02-17 21:00 | 240.53 | 237.12
2020-02-17 21:30 | 240.14 | 237.07
2020-02-17 22:00 | 239.41 | 236.63
2020-02-17 22:30 | 239.06 | 235.96
2020-02-17 23:00 | 239.55 | 236.07
2020-02-17 23:30 | 238.57 | 235.26
2020-02-18 | 238.62 | 235.33
2020-02-18 00:30 | 238.02 | 234.57
2020-02-18 01:00 | 237.29 | 233.81
2020-02-18 01:30 | 237.4 | 233.98
2020-02-18 02:00 | 237.49 | 234.08
2020-02-18 02:30 | 237.45 | 233.49
2020-02-18 03:00 | 237.27 | 233.37
2020-02-18 03:30 | 238.07 | 234.02
2020-02-18 04:00 | 237.55 | 233.57
2020-02-18 04:30 | 242.72 | 238.61
2020-02-18 05:00 | 241.63 | 237.64
2020-02-18 05:30 | 241.14 | 237.55
2020-02-18 06:00 | 240.45 | 236.98
2020-02-18 06:30 | 240.55 | 237
2020-02-18 07:00 | 239.94 | 236.93
2020-02-18 07:30 | 238.46 | 235.54
2020-02-18 08:00 | 240.84 | 237.47
2020-02-18 08:30 | 240.75 | 237.28
2020-02-18 09:00 | 240.56 | 237.18
2020-02-18 09:30 | 241.91 | 238.88
2020-02-18 10:00 | 238.79 | 236.07
2020-02-18 10:30 | 231.39 | 229.16
2020-02-18 11:00 | 231.5 | 229.27
2020-02-18 11:30 | 231.28 | 229.14
2020-02-18 12:00 | 232.4 | 230.24
2020-02-18 12:30 | 231.53 | 229.41
2020-02-18 13:00 | 231.36 | 228.98
2020-02-18 13:30 | 232.21 | 230.06
2020-02-18 14:00 | 231.28 | 229.24
2020-02-18 14:30 | 230.61 | 228.44
2020-02-18 15:00 | 231.84 | 229.22
2020-02-18 15:30 | 231.73 | 228.9
2020-02-18 16:00 | 234.05 | 230.99
2020-02-18 16:30 | 234.87 | 231.87
2020-02-18 17:00 | 235.57 | 232.43
2020-02-18 17:30 | 240.19 | 236.44
2020-02-18 18:00 | 240.48 | 237.14
2020-02-18 18:30 | 241.12 | 238.07
2020-02-18 19:00 | 236.41 | 234
2020-02-18 19:30 | 236.06 | 233.55
2020-02-18 20:00 | 236.71 | 233.87
2020-02-18 20:30 | 238.75 | 235.67
2020-02-18 21:00 | 239.23 | 235.98
2020-02-18 21:30 | 239.62 | 236.18
2020-02-18 22:00 | 239.33 | 235.98
2020-02-18 22:30 | 237.14 | 234.48
2020-02-18 23:00 | 236.81 | 234.25
2020-02-18 23:30 | 236.6 | 233.79
2020-02-19 | 237.92 | 234.57
2020-02-19 00:30 | 238.67 | 234.67
2020-02-19 01:00 | 238.42 | 234.07
2020-02-19 01:30 | 238.28 | 233.82
2020-02-19 02:00 | 239.38 | 234.87
2020-02-19 02:30 | 239.77 | 235.2
2020-02-19 03:00 | 238.13 | 233.78
2020-02-19 03:30 | 238.39 | 233.84
2020-02-19 04:00 | 238.97 | 234.35
2020-02-19 04:30 | 238.77 | 234.12
2020-02-19 05:00 | 237.2 | 232.89
2020-02-19 05:30 | 237.97 | 233.5
2020-02-19 06:00 | 238.62 | 233.97
2020-02-19 06:30 | 236.72 | 232.24
2020-02-19 07:00 | 235.7 | 231.86
2020-02-19 07:30 | 236.5 | 232.99
2020-02-19 08:00 | 230.73 | 227.31
2020-02-19 08:30 | 223.97 | 221.08
2020-02-19 09:00 | 221.36 | 218.98
2020-02-19 09:30 | 219.68 | 217.71
2020-02-19 10:00 | 221.29 | 219.11
2020-02-19 10:30 | 222.81 | 220.49
2020-02-19 11:00 | 224 | 221.51
2020-02-19 11:30 | 224.87 | 222.06
2020-02-19 12:00 | 224.86 | 222.22
2020-02-19 12:30 | 224.4 | 221.73
2020-02-19 13:00 | 224.17 | 221.32
2020-02-19 13:30 | 223.16 | 220.56
2020-02-19 14:00 | 223.46 | 220.81
2020-02-19 14:30 | 225.34 | 222.1
2020-02-19 15:00 | 228.3 | 224.49
2020-02-19 15:30 | 228.03 | 223.99
2020-02-19 16:00 | 229.07 | 224.91
2020-02-19 16:30 | 228.6 | 225.11
2020-02-19 17:00 | 229.09 | 226.4
2020-02-19 17:30 | 229.24 | 227.02
2020-02-19 18:00 | 229.8 | 227.75
2020-02-19 18:30 | 228.87 | 226.63
2020-02-19 19:00 | 229.91 | 227.59
2020-02-19 19:30 | 228.62 | 226.4
2020-02-19 20:00 | 227.81 | 225.55
2020-02-19 20:30 | 229.12 | 226.59
2020-02-19 21:00 | 229.44 | 226.68
2020-02-19 21:30 | 229.69 | 226.85
2020-02-19 22:00 | 228.49 | 226.06
2020-02-19 22:30 | 228.25 | 226
2020-02-19 23:00 | 228.77 | 226.39
2020-02-19 23:30 | 228.58 | 226.06
2020-02-20 | 228.62 | 226.04
2020-02-20 00:30 | 228.64 | 225.9
2020-02-20 01:00 | 228.56 | 225.69
2020-02-20 01:30 | 228.84 | 225.83
2020-02-20 02:00 | 228.56 | 225.72
2020-02-20 02:30 | 227.55 | 225.23
2020-02-20 03:00 | 227.37 | 225.1
2020-02-20 03:30 | 227.35 | 225.11
2020-02-20 04:00 | 227.46 | 225.21
2020-02-20 04:30 | 227.2 | 225.01
2020-02-20 05:00 | 227.13 | 225
2020-02-20 05:30 | 226.98 | 224.95
2020-02-20 06:00 | 226.85 | 224.9
2020-02-20 06:30 | 226.26 | 224.46
2020-02-20 07:00 | 226.56 | 224.79
2020-02-20 07:30 | 223.99 | 222.09
2020-02-20 08:00 | 223.42 | 221.5
2020-02-20 08:30 | 223.46 | 221.48
2020-02-20 09:00 | 222.62 | 220.49
2020-02-20 09:30 | 223.8 | 221.29
2020-02-20 10:00 | 224.71 | 221.95
2020-02-20 10:30 | 223.71 | 221.02
2020-02-20 11:00 | 222.85 | 220.35
2020-02-20 11:30 | 223.1 | 220.5
2020-02-20 12:00 | 223.89 | 221.35
2020-02-20 12:30 | 224.1 | 221.65
2020-02-20 13:00 | 224.4 | 221.9
2020-02-20 13:30 | 224.66 | 222.08
2020-02-20 14:00 | 227.26 | 224.73
2020-02-20 14:30 | 227.52 | 225.12
2020-02-20 15:00 | 226.89 | 224.61
2020-02-20 15:30 | 227.03 | 225
2020-02-20 16:00 | 227.84 | 225.87
2020-02-20 16:30 | 228.25 | 226.25
2020-02-20 17:00 | 229.05 | 226.8
2020-02-20 17:30 | 225.13 | 222.87
2020-02-20 18:00 | 232.31 | 229.94
2020-02-20 18:30 | 239.51 | 237.08
2020-02-20 19:00 | 241.51 | 239.16
2020-02-20 19:30 | 240.94 | 238.75
2020-02-20 20:00 | 242.1 | 239.86
2020-02-20 20:30 | 229.94 | 227.53
2020-02-20 21:00 | 228.8 | 226.36
2020-02-20 21:30 | 227.69 | 225.19
2020-02-20 22:00 | 228.44 | 225.78
2020-02-20 22:30 | 229.34 | 226.57
2020-02-20 23:00 | 227.85 | 225.84
2020-02-20 23:30 | 227.96 | 225.95
2020-02-21 | 227.18 | 225.1
2020-02-21 00:30 | 234.77 | 231.99
2020-02-21 01:00 | 238.84 | 235.73
2020-02-21 01:30 | 239.09 | 235.94
2020-02-21 02:00 | 240.03 | 236.81
2020-02-21 02:30 | 238.96 | 235.76
2020-02-21 03:00 | 237.47 | 234.41
2020-02-21 03:30 | 238.73 | 235.54
2020-02-21 04:00 | 240.05 | 236.71
2020-02-21 04:30 | 239.15 | 235.88
2020-02-21 05:00 | 239.72 | 236.4
2020-02-21 05:30 | 239.73 | 236
2020-02-21 06:00 | 239.85 | 236.3
2020-02-21 06:30 | 233.77 | 231.21
2020-02-21 07:00 | 231.42 | 228.88
2020-02-21 07:30 | 231.44 | 228.61
2020-02-21 08:00 | 229.47 | 226.97
2020-02-21 08:30 | 227.82 | 225.23
2020-02-21 09:00 | 229.87 | 227.26
2020-02-21 09:30 | 231.79 | 228.82
2020-02-21 10:00 | 234.28 | 231.29
2020-02-21 10:30 | 234.11 | 231.22
2020-02-21 11:00 | 229.31 | 227.01
2020-02-21 11:30 | 231 | 228.57
2020-02-21 12:00 | 236.05 | 232.91
2020-02-21 12:30 | 235.27 | 232.12
2020-02-21 13:00 | 234.96 | 231.92
2020-02-21 13:30 | 236.86 | 233.38
2020-02-21 14:00 | 238.58 | 234.84
2020-02-21 14:30 | 239.15 | 235.37
2020-02-21 15:00 | 237.67 | 234.56
2020-02-21 15:30 | 237.29 | 234.56
2020-02-21 16:00 | 235.26 | 232.62
2020-02-21 16:30 | 237.38 | 234.73
2020-02-21 17:00 | 237.85 | 235.12
2020-02-21 17:30 | 238.16 | 235.44
2020-02-21 18:00 | 238.47 | 235.54
2020-02-21 18:30 | 238.11 | 234.93
2020-02-21 19:00 | 246.91 | 243.57
2020-02-21 19:30 | 255.44 | 251.99
2020-02-21 20:00 | 254.81 | 251.32
2020-02-21 20:30 | 255.64 | 252.01
2020-02-21 21:00 | 254.11 | 250.61
2020-02-21 21:30 | 254.99 | 252
2020-02-21 22:00 | 254.96 | 251.73
2020-02-21 22:30 | 245.69 | 242.58
2020-02-21 23:00 | 237.21 | 234.61
2020-02-21 23:30 | 236.49 | 233.8
2020-02-22 | 236.32 | 233.69
2020-02-22 00:30 | 229.18 | 227.11
2020-02-22 01:00 | 247.64 | 245.6
2020-02-22 01:30 | 274.26 | 272.48
2020-02-22 02:00 | 273.35 | 271.53
2020-02-22 02:30 | 272.59 | 270.92
2020-02-22 03:00 | 271.4 | 269.79
2020-02-22 03:30 | 270.03 | 268.45
2020-02-22 04:00 | 271.22 | 269.6
2020-02-22 04:30 | 271.9 | 270.28
2020-02-22 05:00 | 274.04 | 272.36
2020-02-22 05:30 | 276.18 | 274.26
2020-02-22 06:00 | 273.64 | 271.86
2020-02-22 06:30 | 272.67 | 271.03
2020-02-22 07:00 | 270.12 | 268.25
2020-02-22 07:30 | 259.71 | 257.61
2020-02-22 08:00 | 235.23 | 233.17
2020-02-22 08:30 | 235.89 | 233.72
2020-02-22 09:00 | 231.4 | 229.61
2020-02-22 09:30 | 230.52 | 228.78
2020-02-22 10:00 | 230.51 | 228.76
2020-02-22 10:30 | 234.18 | 232.23
2020-02-22 11:00 | 234.83 | 232.67
2020-02-22 11:30 | 233.84 | 231.71
2020-02-22 12:00 | 234.72 | 232.54
2020-02-22 12:30 | 235.5 | 233.36
2020-02-22 13:00 | 236.68 | 234.53
2020-02-22 13:30 | 235.27 | 233.09
2020-02-22 14:00 | 235.97 | 233.79
2020-02-22 14:30 | 235.93 | 233.74
2020-02-22 15:00 | 234.18 | 232.17
2020-02-22 15:30 | 233.31 | 231.13
2020-02-22 16:00 | 234.03 | 231.76
2020-02-22 16:30 | 234.01 | 231.82
2020-02-22 17:00 | 236.03 | 233.79
2020-02-22 17:30 | 249.89 | 247.73
2020-02-22 18:00 | 251.26 | 248.99
2020-02-22 18:30 | 252.13 | 249.87
2020-02-22 19:00 | 257.06 | 254.76
2020-02-22 19:30 | 257.78 | 255.42
2020-02-22 20:00 | 257.52 | 255.03
2020-02-22 20:30 | 257.82 | 255.12
2020-02-22 21:00 | 257.52 | 254.75
2020-02-22 21:30 | 257.81 | 255.06
2020-02-22 22:00 | 256.71 | 253.99
2020-02-22 22:30 | 245.7 | 242.69
2020-02-22 23:00 | 236.48 | 233.39
2020-02-22 23:30 | 234.53 | 231.8
2020-02-23 | 236.27 | 233.57
2020-02-23 00:30 | 235.06 | 232.32
2020-02-23 01:00 | 228.87 | 226.94
2020-02-23 01:30 | 231.2 | 229.13
2020-02-23 02:00 | 233.23 | 230.98
2020-02-23 02:30 | 232.92 | 230.66
2020-02-23 03:00 | 230.8 | 228.62
2020-02-23 03:30 | 230.55 | 228.36
2020-02-23 04:00 | 229.24 | 227.07
2020-02-23 04:30 | 227.83 | 225.73
2020-02-23 05:00 | 228.49 | 226.4
2020-02-23 05:30 | 229.09 | 227.08
2020-02-23 06:00 | 229.13 | 227.16
2020-02-23 06:30 | 227.41 | 225.52
2020-02-23 07:00 | 228.36 | 226.54
2020-02-23 07:30 | 229.46 | 227.61
2020-02-23 08:00 | 229.83 | 227.8
2020-02-23 08:30 | 229.84 | 227.66
2020-02-23 09:00 | 227.95 | 226.03
2020-02-23 09:30 | 228.03 | 226.03
2020-02-23 10:00 | 227.38 | 225.39
2020-02-23 10:30 | 228.18 | 226.22
2020-02-23 11:00 | 229.61 | 227.6
2020-02-23 11:30 | 229.06 | 227.08
2020-02-23 12:00 | 229.99 | 227.86
2020-02-23 12:30 | 230.49 | 228.26
2020-02-23 13:00 | 231.06 | 228.72
2020-02-23 13:30 | 229.56 | 227.27
2020-02-23 14:00 | 229.51 | 227.26
2020-02-23 14:30 | 228.41 | 226.27
2020-02-23 15:00 | 226.65 | 224.17
2020-02-23 15:30 | 224.77 | 222.51
2020-02-23 16:00 | 225.65 | 223.57
2020-02-23 16:30 | 226.71 | 224.52
2020-02-23 17:00 | 227.07 | 224.81
2020-02-23 17:30 | 227.26 | 224.76
2020-02-23 18:00 | 227.26 | 224.29
2020-02-23 18:30 | 227.67 | 224.57
2020-02-23 19:00 | 227.22 | 224.79
2020-02-23 19:30 | 226.4 | 224.62
2020-02-23 20:00 | 225.79 | 223.94
2020-02-23 20:30 | 226.95 | 225.06
2020-02-23 21:00 | 227.24 | 225.27
2020-02-23 21:30 | 225.36 | 223.16
2020-02-23 22:00 | 227.38 | 225.44
2020-02-23 22:30 | 227.13 | 225.42
2020-02-23 23:00 | 227.62 | 225.91
2020-02-23 23:30 | 227.34 | 225.68
2020-02-24 | 227.36 | 225.08
2020-02-24 00:30 | 229.34 | 226.23
2020-02-24 01:00 | 229.66 | 226.28
2020-02-24 01:30 | 224.45 | 221.32
2020-02-24 02:00 | 225.32 | 222.07
2020-02-24 02:30 | 226.16 | 222.72
2020-02-24 03:00 | 225.92 | 222.47
2020-02-24 03:30 | 224.77 | 221.55
2020-02-24 04:00 | 224.52 | 221.32
2020-02-24 04:30 | 225.39 | 222.07
2020-02-24 05:00 | 222.96 | 219.91
2020-02-24 05:30 | 222.41 | 219.26
2020-02-24 06:00 | 223.24 | 220.25
2020-02-24 06:30 | 222.41 | 220.42
2020-02-24 07:00 | 222.28 | 220.19
2020-02-24 07:30 | 225.36 | 222.48
2020-02-24 08:00 | 228.4 | 225.17
2020-02-24 08:30 | 226.79 | 223.7
2020-02-24 09:00 | 223.66 | 220.65
2020-02-24 09:30 | 223.3 | 220.45
2020-02-24 10:00 | 224.38 | 222.51
2020-02-24 10:30 | 224.03 | 222.07
2020-02-24 11:00 | 223.75 | 221.83
2020-02-24 11:30 | 224.73 | 222.52
2020-02-24 12:00 | 226.42 | 223.87
2020-02-24 12:30 | 224.81 | 222.42
2020-02-24 13:00 | 224.26 | 222
2020-02-24 13:30 | 225.58 | 222.96
2020-02-24 14:00 | 226.04 | 223.56
2020-02-24 14:30 | 230.49 | 228.18
2020-02-24 15:00 | 228.73 | 226.68
2020-02-24 15:30 | 262.15 | 260.5
2020-02-24 16:00 | 263.31 | 261.3
2020-02-24 16:30 | 264.6 | 262.35
2020-02-24 17:00 | 264.95 | 262.74
2020-02-24 17:30 | 266.53 | 264.15
2020-02-24 18:00 | 261.1 | 258.85
2020-02-24 18:30 | 232.67 | 230.53
2020-02-24 19:00 | 241.42 | 238.59
2020-02-24 19:30 | 243.31 | 240.41
2020-02-24 20:00 | 243.45 | 240.69
2020-02-24 20:30 | 238.91 | 236.65
2020-02-24 21:00 | 237.74 | 235.51
2020-02-24 21:30 | 240.34 | 237.82
2020-02-24 22:00 | 237.91 | 235.6
2020-02-24 22:30 | 236.08 | 233.91
2020-02-24 23:00 | 237.43 | 235.08
2020-02-24 23:30 | 238.66 | 235.6
2020-02-25 | 236.48 | 233.69
2020-02-25 00:30 | 229.58 | 226.69
2020-02-25 01:00 | 230.59 | 227.23
2020-02-25 01:30 | 227.27 | 224.04
2020-02-25 02:00 | 224.87 | 221.51
2020-02-25 02:30 | 226.39 | 222.84
2020-02-25 03:00 | 227.61 | 224.12
2020-02-25 03:30 | 229.39 | 226.02
2020-02-25 04:00 | 228.6 | 225.36
2020-02-25 04:30 | 228.65 | 225.66
2020-02-25 05:00 | 232.18 | 228.81
2020-02-25 05:30 | 234.73 | 230.97
2020-02-25 06:00 | 234.36 | 230.4
2020-02-25 06:30 | 234.4 | 231.7
2020-02-25 07:00 | 237.17 | 234.59
2020-02-25 07:30 | 237.11 | 234.05
2020-02-25 08:00 | 235.88 | 232.78
2020-02-25 08:30 | 231.62 | 229.29
2020-02-25 09:00 | 233.63 | 231.62
2020-02-25 09:30 | 233.98 | 231.96
2020-02-25 10:00 | 234.68 | 232.54
2020-02-25 10:30 | 234.54 | 232.39
2020-02-25 11:00 | 239.25 | 236.71
2020-02-25 11:30 | 239.03 | 236.35
2020-02-25 12:00 | 241.64 | 238.42
2020-02-25 12:30 | 239.5 | 236.26
2020-02-25 13:00 | 239.8 | 236.79
2020-02-25 13:30 | 233.12 | 230.12
2020-02-25 14:00 | 222.77 | 219.97
2020-02-25 14:30 | 226.13 | 223.58
2020-02-25 15:00 | 229.82 | 227.05
2020-02-25 15:30 | 230.68 | 227.63
2020-02-25 16:00 | 232.55 | 229.52
2020-02-25 16:30 | 235.32 | 231.87
2020-02-25 17:00 | 236.48 | 232.91
2020-02-25 17:30 | 269.72 | 266.6
2020-02-25 18:00 | 275.87 | 273.35
2020-02-25 18:30 | 273.67 | 271.38
2020-02-25 19:00 | 269.98 | 268.04
2020-02-25 19:30 | 273.82 | 271.55
2020-02-25 20:00 | 276.21 | 273.93
2020-02-25 20:30 | 272.26 | 270.48
2020-02-25 21:00 | 271.41 | 269.64
2020-02-25 21:30 | 270.2 | 268.4
2020-02-25 22:00 | 270.91 | 269.07
2020-02-25 22:30 | 275.49 | 273.38
2020-02-25 23:00 | 275.37 | 273.12
2020-02-25 23:30 | 275.63 | 273.36
2020-02-26 | 275.99 | 273.92
2020-02-26 00:30 | 276.97 | 274.51
2020-02-26 01:00 | 278.11 | 275.12
2020-02-26 01:30 | 279.06 | 276
2020-02-26 02:00 | 277.42 | 274.52
2020-02-26 02:30 | 277.5 | 274.56
2020-02-26 03:00 | 277 | 274.03
2020-02-26 03:30 | 277.69 | 274.69
2020-02-26 04:00 | 276.27 | 273.56
2020-02-26 04:30 | 272.04 | 269.75
2020-02-26 05:00 | 273.55 | 271.12
2020-02-26 05:30 | 277.96 | 275.01
2020-02-26 06:00 | 270.14 | 267.48
2020-02-26 06:30 | 225.7 | 221.84
2020-02-26 07:00 | 227.15 | 223.07
2020-02-26 07:30 | 224.29 | 220.59
2020-02-26 08:00 | 224.18 | 220.46
2020-02-26 08:30 | 225.06 | 221.02
2020-02-26 09:00 | 226.08 | 221.62
2020-02-26 09:30 | 224.78 | 220.66
2020-02-26 10:00 | 225.54 | 221.44
2020-02-26 10:30 | 225 | 220.74
2020-02-26 11:00 | 224.55 | 221.06
2020-02-26 11:30 | 220.64 | 217.79
2020-02-26 12:00 | 222.18 | 219.02
2020-02-26 12:30 | 224 | 220.56
2020-02-26 13:00 | 223.22 | 219.93
2020-02-26 13:30 | 224.79 | 221.07
2020-02-26 14:00 | 223.79 | 220.36
2020-02-26 14:30 | 223.1 | 219.94
2020-02-26 15:00 | 223.75 | 220.28
2020-02-26 15:30 | 224.84 | 221.07
2020-02-26 16:00 | 224.82 | 221
2020-02-26 16:30 | 222.07 | 218.52
2020-02-26 17:00 | 222.82 | 219.06
2020-02-26 17:30 | 223.17 | 219.47
2020-02-26 18:00 | 221.13 | 217.9
2020-02-26 18:30 | 221.31 | 218.23
2020-02-26 19:00 | 215.34 | 212.88
2020-02-26 19:30 | 218.45 | 215.8
2020-02-26 20:00 | 218.81 | 216.23
2020-02-26 20:30 | 219.76 | 217.23
2020-02-26 21:00 | 219.65 | 216.64
2020-02-26 21:30 | 222.07 | 218.9
2020-02-26 22:00 | 222.96 | 219.86
2020-02-26 22:30 | 225.17 | 222.35
2020-02-26 23:00 | 233.44 | 230.92
2020-02-26 23:30 | 232.91 | 230.53
2020-02-27 | 232.53 | 230.17
2020-02-27 00:30 | 230.52 | 228.19
2020-02-27 01:00 | 231.41 | 228.23
2020-02-27 01:30 | 233.04 | 229.58
2020-02-27 02:00 | 232.49 | 229.19
2020-02-27 02:30 | 231.77 | 228.16
2020-02-27 03:00 | 231.47 | 227.65
2020-02-27 03:30 | 232.19 | 228.29
2020-02-27 04:00 | 233.93 | 229.86
2020-02-27 04:30 | 233.85 | 229.77
2020-02-27 05:00 | 231.97 | 228.05
2020-02-27 05:30 | 231.81 | 227.72
2020-02-27 06:00 | 230.36 | 226.99
2020-02-27 06:30 | 229 | 225.78
2020-02-27 07:00 | 227.99 | 225.92
2020-02-27 07:30 | 222.74 | 220.31
2020-02-27 08:00 | 218.74 | 216.05
2020-02-27 08:30 | 218.3 | 215.46
2020-02-27 09:00 | 219.92 | 216.8
2020-02-27 09:30 | 218.56 | 215.64
2020-02-27 10:00 | 218.15 | 215.28
2020-02-27 10:30 | 221.72 | 218.53
2020-02-27 11:00 | 219.76 | 217.04
2020-02-27 11:30 | 221.79 | 218.92
2020-02-27 12:00 | 221.78 | 218.82
2020-02-27 12:30 | 220.82 | 217.94
2020-02-27 13:00 | 213.32 | 211.27
2020-02-27 13:30 | 211.14 | 209.27
2020-02-27 14:00 | 211.54 | 209.72
2020-02-27 14:30 | 212.55 | 210.69
2020-02-27 15:00 | 212.44 | 210.58
2020-02-27 15:30 | 214.88 | 212.76
2020-02-27 16:00 | 220.24 | 217.75
2020-02-27 16:30 | 220.91 | 218.22
2020-02-27 17:00 | 221.9 | 219.23
2020-02-27 17:30 | 223.29 | 220.66
2020-02-27 18:00 | 223.11 | 220.6
2020-02-27 18:30 | 223.5 | 221.06
2020-02-27 19:00 | 223.44 | 221.06
2020-02-27 19:30 | 223.44 | 221.01
2020-02-27 20:00 | 223.91 | 221.31
2020-02-27 20:30 | 223.9 | 221.41
2020-02-27 21:00 | 222.92 | 220.52
2020-02-27 21:30 | 227.59 | 225.17
2020-02-27 22:00 | 228.84 | 226.75
2020-02-27 22:30 | 232.7 | 230.22
2020-02-27 23:00 | 233.08 | 230.34
2020-02-27 23:30 | 231.72 | 229.03
2020-02-28 | 239.19 | 236.26
2020-02-28 00:30 | 259.77 | 257.32
2020-02-28 01:00 | 254.76 | 252.02
2020-02-28 01:30 | 252.33 | 249.53
2020-02-28 02:00 | 253.83 | 250.98
2020-02-28 02:30 | 255.33 | 252.1
2020-02-28 03:00 | 255.93 | 252.96
2020-02-28 03:30 | 256.92 | 253.82
2020-02-28 04:00 | 257.84 | 254.66
2020-02-28 04:30 | 258.62 | 255.33
2020-02-28 05:00 | 258.6 | 255.31
2020-02-28 05:30 | 259.29 | 255.82
2020-02-28 06:00 | 258.32 | 254.82
2020-02-28 06:30 | 244.53 | 241.09
2020-02-28 07:00 | 239.77 | 236.08
2020-02-28 07:30 | 233.31 | 230.12
2020-02-28 08:00 | 231.4 | 227.43
2020-02-28 08:30 | 231.51 | 228.35
2020-02-28 09:00 | 230.48 | 227.43
2020-02-28 09:30 | 230.12 | 226.97
2020-02-28 10:00 | 230.53 | 227.52
2020-02-28 10:30 | 230.13 | 227.29
2020-02-28 11:00 | 230.53 | 227.72
2020-02-28 11:30 | 230.91 | 228.08
2020-02-28 12:00 | 230.78 | 227.96
2020-02-28 12:30 | 229.23 | 226.54
2020-02-28 13:00 | 228.15 | 225.58
2020-02-28 13:30 | 224.91 | 222.36
2020-02-28 14:00 | 219.46 | 216.99
2020-02-28 14:30 | 218.82 | 216.16
2020-02-28 15:00 | 217.91 | 215.5
2020-02-28 15:30 | 219.03 | 216.61
2020-02-28 16:00 | 220.98 | 218.61
2020-02-28 16:30 | 227.4 | 225.03
2020-02-28 17:00 | 229.81 | 227.11
2020-02-28 17:30 | 232.75 | 230
2020-02-28 18:00 | 235.49 | 232.58
2020-02-28 18:30 | 236 | 232.87
2020-02-28 19:00 | 235.33 | 231.87
2020-02-28 19:30 | 234.6 | 231.04
2020-02-28 20:00 | 233.29 | 231.05
2020-02-28 20:30 | 231.84 | 229.35
2020-02-28 21:00 | 232.73 | 230.75
2020-02-28 21:30 | 237.75 | 235.99
2020-02-28 22:00 | 237.5 | 235.85
2020-02-28 22:30 | 237.93 | 236.07
2020-02-28 23:00 | 240.97 | 238.93
2020-02-28 23:30 | 250.39 | 247.76
2020-02-29 | 250.85 | 248.2
2020-02-29 00:30 | 254.44 | 252.14
2020-02-29 01:00 | 260.45 | 258.13
2020-02-29 01:30 | 261.56 | 259.1
2020-02-29 02:00 | 260.5 | 258.17
2020-02-29 02:30 | 268.49 | 266.24
2020-02-29 03:00 | 269.81 | 267.54
2020-02-29 03:30 | 269.87 | 267.58
2020-02-29 04:00 | 267.89 | 265.84
2020-02-29 04:30 | 269.98 | 267.78
2020-02-29 05:00 | 269.62 | 267.43
2020-02-29 05:30 | 269.73 | 267.57
2020-02-29 06:00 | 269.71 | 267.61
2020-02-29 06:30 | 269.35 | 266.16
2020-02-29 07:00 | 269.4 | 266.17
2020-02-29 07:30 | 271.34 | 268.7
2020-02-29 08:00 | 270.86 | 268.64
2020-02-29 08:30 | 270.88 | 268.61
2020-02-29 09:00 | 271.18 | 268.85
2020-02-29 09:30 | 272.29 | 269.84
2020-02-29 10:00 | 274.22 | 271.81
2020-02-29 10:30 | 271.89 | 269.61
2020-02-29 11:00 | 267.66 | 265.26
2020-02-29 11:30 | 269.68 | 267.02
2020-02-29 12:00 | 263.7 | 260.64
2020-02-29 12:30 | 259.62 | 256.91
2020-02-29 13:00 | 258.93 | 256.21
2020-02-29 13:30 | 259.72 | 256.99
2020-02-29 14:00 | 261.42 | 258.7
2020-02-29 14:30 | 260.63 | 258.08
2020-02-29 15:00 | 255.97 | 253.01
2020-02-29 15:30 | 252.79 | 249.46
2020-02-29 16:00 | 252.19 | 248.8
2020-02-29 16:30 | 251.9 | 248.68
2020-02-29 17:00 | 253.66 | 250.21
2020-02-29 17:30 | 256.99 | 253.36
2020-02-29 18:00 | 254.68 | 251.54
2020-02-29 18:30 | 252.41 | 249.5
2020-02-29 19:00 | 254.33 | 251.39
2020-02-29 19:30 | 255.25 | 252.39
2020-02-29 20:00 | 254.43 | 251.49
2020-02-29 20:30 | 253.87 | 250.89
2020-02-29 21:00 | 249.91 | 246.81
2020-02-29 21:30 | 245.48 | 242.43
2020-02-29 22:00 | 244.85 | 241.98
2020-02-29 22:30 | 245.66 | 242.54
2020-02-29 23:00 | 245.58 | 242.51
2020-02-29 23:30 | 243.04 | 240.23
2020-03-01 | 244.76 | 241.29
Formulas:
Date/Time = [Date/Time, row above]+30/24/60

## 24. Historic ratings
PQ Rating (MVA) |  | 2017 Winter | 2017/18 Summer | 2018 Winter | 2018/19 Summer | 2019 Winter | 2019/20 Summer
|  | 858 | 858 | 858 | 858 | 858 | 858
Transformers | H058T01 | 429 | 429 | 429 | 429 | 429 | 429
| H058T02 | 429 | 429 | 429 | 429 | 429 | 429

## 26. Unplanned outages
Unplanned Outage Date/Time | Element Affected | Element Type | Outage Cause | Outage Duration (mins) | Customer Outage Duration (mins) | MW Lost (Instantaneous) | MW Minutes