## Cover Page
AER Rule | Field Name | Value(s)
1 | Constrained connection point ID | Ross
2 | Constraint primary driver | Asset condition
3 | Constraint investment type | Asset renewal
4 | Constrained connection point latitude (decimal degrees) | -19.405
| Constrained connection point longitude (decimal degrees) | 146.725
5 | Affect on residential customers
| Annual Energy | Not available
| Maximum Demand | Not available
6,7 | Effect on industrial and commercial customers
| Annual Energy | Not available
| Maximum Demand | Not available
8 | Load profile (maximum day, MVA)
50% PoE
Load profile (minimum day, MVA)
Minimum demand data (MVA)
| Max. demand, maximum demand day (MVA) | Year 0 (FY 2021) | Year 1 (FY 2022) | Year 2 (FY 2023) | Year 3 (FY 2024) | Year 4 (FY 2025) | Year 5 (FY 2026) | Year 6 (FY 2027) | Year 7 (FY 2028) | Year 8 (FY 2029) | Year 9 (FY 2030) | Year 10 (FY 2031)
| 10% PoE | 508.65 | 492.637 | 499.703 | 501.673 | 505.008 | 507.08 | 507.766 | 509.53 | 508.456 | 513.007 | 511.053
| 50% PoE | 471.109 | 455.237 | 461.57 | 464.103 | 466.767 | 469.164 | 469.833 | 470.755 | 472.343 | 474.132 | 474.148
9 | Max. demand, minimum demand day (MW) | Year 0 (FY 2021) | Year 1 (FY 2022) | Year 2 (FY 2023) | Year 3 (FY 2024) | Year 4 (FY 2025) | Year 5 (FY 2026) | Year 6 (FY 2027) | Year 7 (FY 2028) | Year 8 (FY 2029) | Year 9 (FY 2030) | Year 10 (FY 2031)
| Maximum demand data | 256.985 | 246.871 | 259.223 | 259.486 | 168.014 | 262.199 | 259.422 | 258.82 | 259.669 | 168.885 | 259.692
10 | Load profile (maximum day, MW)
Load profile 50%
| Max. demand, maximum demand day (MW) | Year 0 (FY 2021) | Year 1 (FY 2022) | Year 2 (FY 2023) | Year 3 (FY 2024) | Year 4 (FY 2025) | Year 5 (FY 2026) | Year 6 (FY 2027) | Year 7 (FY 2028) | Year 8 (FY 2029) | Year 9 (FY 2030) | Year 10 (FY 2031)
| 10% PoE | 507.569 | 492.384 | 498.956 | 501.023 | 504.524 | 506.689 | 507.407 | 509.238 | 507.74 | 512.327 | 510.369
| 50% PoE | 471.106 | 454.482 | 461.496 | 464.066 | 466.729 | 469.164 | 469.832 | 470.752 | 472.337 | 474.114 | 474.131
11 | Load profile (minimum day, MW)
Minimum demand data (MW)
| Min. demand, minimum demand day (MW) | Year 0 (FY 2021) | Year 1 (FY 2022) | Year 2 (FY 2023) | Year 3 (FY 2024) | Year 4 (FY 2025) | Year 5 (FY 2026) | Year 6 (FY 2027) | Year 7 (FY 2028) | Year 8 (FY 2029) | Year 9 (FY 2030) | Year 10 (FY 2031)
| Mininum demand data | -244.372 | -168.341 | -160.857 | -216.384 | -172.653 | -165.078 | -219.088 | -178.449 | -221.166 | -216.015 | -169.842
12 | Voltage Level (kV) | 275/132
13 | Maximum load at risk per year | Year 0 (FY 2021) | Year 1 (FY 2022) | Year 2 (FY 2023) | Year 3 (FY 2024) | Year 4 (FY 2025) | Year 5 (FY 2026) | Year 6 (FY 2027) | Year 7 (FY 2028) | Year 8 (FY 2029) | Year 9 (FY 2030) | Year 10 (FY 2031)
| Load at risk (MW, peak) | 0 | 0 | 0 | 0 | 0 | 0 | 0 | 0 | 0 | 394.4 | 394.4
| Load at risk (MVA, peak) | 0 | 0 | 0 | 0 | 0 | 0 | 0 | 0 | 0 | 438.2 | 438.2
14 | Load duration curve
15 | Preferred investment | Ross 275kV and 132kV secondary systems replacement
16 |  | Year 0 (FY 2021) | Year 1 (FY 2022) | Year 2 (FY 2023) | Year 3 (FY 2024) | Year 4 (FY 2025) | Year 5 (FY 2026) | Year 6 (FY 2027) | Year 7 (FY 2028) | Year 8 (FY 2029) | Year 9 (FY 2030) | Year 10 (FY 2031)
| Capital cost ($m, nominal) | [9 empty] | 8
17 |  | Year 0 (FY 2021) | Year 1 (FY 2022) | Year 2 (FY 2023) | Year 3 (FY 2024) | Year 4 (FY 2025) | Year 5 (FY 2026) | Year 6 (FY 2027) | Year 7 (FY 2028) | Year 8 (FY 2029) | Year 9 (FY 2030) | Year 10 (FY 2031)
| Operating cost ($m, nominal) | [9 empty] | 0.16 | 0.16
18 | Preferred investment cost accuracy | 0.3
19 | Preferred investment proposed timing | 2030-06-30
20 | Demand reduction to defer the investment by 1 year
21 |  | Year 0 (FY 2021) | Year 1 (FY 2022) | Year 2 (FY 2023) | Year 3 (FY 2024) | Year 4 (FY 2025) | Year 5 (FY 2026) | Year 6 (FY 2027) | Year 7 (FY 2028) | Year 8 (FY 2029) | Year 9 (FY 2030) | Year 10 (FY 2031)
Annual deferral value ($m, nominal)
22 |  | Year 0 (FY 2021) | Year 1 (FY 2022) | Year 2 (FY 2023) | Year 3 (FY 2024) | Year 4 (FY 2025) | Year 5 (FY 2026) | Year 6 (FY 2027) | Year 7 (FY 2028) | Year 8 (FY 2029) | Year 9 (FY 2030) | Year 10 (FY 2031)
| Load transfer capacity (MVA) | 100 | 100 | 100 | 100 | 100 | 100 | 100 | 100 | 100 | 100 | 100
23 | Historic load trace
24 | Historic ratings
25 | Limitation asset | Secondary systems
26 | Unplanned outages
27 | Maximum fault level (kA) | 20.9 (132kV)
28 |  | Year 0 (FY 2021) | Year 1 (FY 2022) | Year 2 (FY 2023) | Year 3 (FY 2024) | Year 4 (FY 2025) | Year 5 (FY 2026) | Year 6 (FY 2027) | Year 7 (FY 2028) | Year 8 (FY 2029) | Year 9 (FY 2030) | Year 10 (FY 2031)
| Economic cost ($m) | 0 | 0 | 0 | 0 | 0 | 0 | 0 | 0 | 0 | 16.3723 | 16.3523
29 | VCR ($m/MWh) | 0.04003
30 |  | Year 0 (FY 2021) | Year 1 (FY 2022) | Year 2 (FY 2023) | Year 3 (FY 2024) | Year 4 (FY 2025) | Year 5 (FY 2026) | Year 6 (FY 2027) | Year 7 (FY 2028) | Year 8 (FY 2029) | Year 9 (FY 2030) | Year 10 (FY 2031)
| Annual unserved energy (MWh) | 0 | 0 | 0 | 0 | 0 | 0 | 0 | 0 | 0 | 409 | 408.5

## 8. Load profile max (50% PoE)
| Year 0 (FY 2021) | Year 1 (FY 2022) | Year 2 (FY 2023) | Year 3 (FY 2024) | Year 4 (FY 2025) | Year 5 (FY 2026) | Year 6 (FY 2027) | Year 7 (FY 2028) | Year 8 (FY 2029) | Year 9 (FY 2030) | Year 10 (FY 2031)
Time | Forecast Demand (MVA) | Forecast Demand (MVA) | Forecast Demand (MVA) | Forecast Demand (MVA) | Forecast Demand (MVA) | Forecast Demand (MVA) | Forecast Demand (MVA) | Forecast Demand (MVA) | Forecast Demand (MVA) | Forecast Demand (MVA) | Forecast Demand (MVA)
0:30 | 338.912 | 328.89 | 337.39 | 337.557 | 336.906 | 336.949 | 336.972 | 338.202 | 337.595 | 337.311 | 337.271
1:00 | 327.646 | 315.753 | 324.329 | 324.12 | 323.471 | 323.842 | 324.85 | 324.878 | 324.913 | 324.938 | 323.958
1:30 | 321.804 | 311.681 | 319.51 | 318.357 | 320.227 | 319.593 | 320.249 | 320.269 | 319.692 | 319.694 | 319.686
2:00 | 320.739 | 310.152 | 318.072 | 318.407 | 318.622 | 318.459 | 318.486 | 316.626 | 316.928 | 318.545 | 318.536
2:30 | 317.889 | 309.952 | 316.8 | 318.157 | 318.272 | 318.551 | 318.554 | 318.581 | 318.6 | 318.62 | 318.611
3:00 | 316.368 | 304.652 | 314.262 | 314.315 | 314.479 | 313.984 | 313.992 | 313.998 | 314.014 | 314.041 | 314.037
3:30 | 311.284 | 302.188 | 307.95 | 309.136 | 308.217 | 308.405 | 309.915 | 308.445 | 310.044 | 310.021 | 310.015
4:00 | 311.372 | 299.72 | 307.856 | 308.586 | 308.685 | 307.146 | 307.147 | 307.155 | 308.987 | 307.156 | 307.149
4:30 | 311.157 | 301.551 | 309.238 | 307.674 | 309.474 | 309.383 | 309.383 | 309.128 | 309.557 | 307.764 | 307.758
5:00 | 309.591 | 300.527 | 308.232 | 308.399 | 308.543 | 308.563 | 308.576 | 308.592 | 308.613 | 308.631 | 308.631
5:30 | 313.244 | 302.844 | 311.697 | 310.617 | 310.883 | 311.923 | 312.078 | 311.632 | 312.117 | 312.169 | 312.174
6:00 | 299.31 | 285.01 | 295.045 | 295.283 | 295.459 | 295.496 | 295.526 | 295.567 | 295.638 | 295.708 | 295.731
6:30 | 256.258 | 250.31 | 262.609 | 262.606 | 262.382 | 262.637 | 262.161 | 262.167 | 262.101 | 262.106 | 262.072
7:00 | 235.968 | 228.462 | 241.137 | 241.189 | 241.161 | 241.031 | 240.892 | 240.72 | 240.546 | 240.434 | 240.386
7:30 | 204.737 | 196.584 | 209.623 | 209.274 | 209.043 | 208.957 | 208.648 | 208.405 | 208.032 | 207.527 | 207.343
8:00 | 177.091 | 171.474 | 185.648 | 187.393 | 187.488 | 188.349 | 187.853 | 184.978 | 185.082 | 184.53 | 183.524
8:30 | 179.739 | 174.589 | 190.274 | 191.053 | 190.302 | 189.493 | 188.896 | 188.361 | 187.473 | 187.464 | 186.167
9:00 | 179.886 | 172.876 | 188.768 | 187.762 | 188.665 | 189.533 | 186.975 | 185.87 | 184.83 | 185.289 | 185.017
9:30 | 151.8 | 147.505 | 165.356 | 162.04 | 161.022 | 164.667 | 159.021 | 163.003 | 156.706 | 155.172 | 158.947
10:00 | 147.578 | 146.922 | 166.087 | 166.289 | 163.895 | 160.41 | 159.189 | 160.053 | 159.093 | 157.396 | 156.711
10:30 | 139.996 | 138.44 | 158.61 | 159.346 | 156.401 | 155.328 | 154.272 | 152.838 | 148.712 | 150.31 | 148.807
11:00 | 136.869 | 133.76 | 154.37 | 153.645 | 152.145 | 150.667 | 149.55 | 148.184 | 146.918 | 147.395 | 146.346
11:30 | 135.251 | 130.971 | 149.948 | 148.635 | 147.839 | 149.099 | 146.891 | 145.628 | 144.541 | 141.901 | 140.88
12:00 | 150.514 | 144.065 | 161.975 | 165.062 | 158.866 | 157.856 | 156.522 | 155.288 | 153.481 | 151.393 | 150.362
12:30 | 186.741 | 180.914 | 201.216 | 198.039 | 197.705 | 198.712 | 197.275 | 195.854 | 193.987 | 191.878 | 190.661
13:00 | 167.982 | 162.449 | 176.487 | 175.917 | 174.882 | 173.392 | 177.235 | 170.413 | 170.761 | 173.076 | 174.443
13:30 | 204.169 | 199.168 | 229.464 | 223.227 | 221.682 | 224.279 | 220.302 | 218.35 | 219.858 | 218.099 | 217.148
14:00 | 194.68 | 190.722 | 206.91 | 205.902 | 201.03 | 200.871 | 211.462 | 204.32 | 203.284 | 202.726 | 204.537
14:30 | 228.146 | 221.895 | 236.308 | 240.358 | 234.785 | 241.799 | 240.339 | 234.518 | 233.394 | 232.6 | 233.627
15:00 | 251.135 | 241.814 | 264.685 | 263.905 | 265.378 | 264.837 | 265.585 | 263.55 | 265.469 | 264.59 | 263.976
15:30 | 309.435 | 293.283 | 313.46 | 313.128 | 312.438 | 310.056 | 311.459 | 314.499 | 315.55 | 316.174 | 315.646
16:00 | 331.501 | 321.928 | 335.404 | 335.685 | 336.983 | 337.541 | 337.889 | 337.239 | 339.25 | 339.627 | 339.478
16:30 | 304.874 | 296.913 | 311.415 | 311.204 | 310.816 | 311.415 | 311.926 | 312.763 | 313.876 | 315.033 | 314.521
17:00 | 313.137 | 304.567 | 313.87 | 315.811 | 318.299 | 319.73 | 320.021 | 321.208 | 322.121 | 323.685 | 197.438
17:30 | 383.467 | 372.557 | 382.232 | 384.015 | 386.787 | 388.445 | 388.916 | 390.342 | 391.572 | 393.33 | 393.329
18:00 | 422.47 | 409.752 | 418.711 | 420.935 | 423.452 | 425.534 | 426.175 | 427.128 | 428.756 | 430.508 | 197.438
18:30 | 455.83 | 442.226 | 449.151 | 451.541 | 454.671 | 456.688 | 457.442 | 457.961 | 460.007 | 462.05 | 462.173
19:00 | 469.417 | 453.196 | 459.756 | 462.309 | 465.535 | 467.585 | 467.649 | 469.283 | 470.056 | 471.808 | 471.88
19:30 | 471.109 | 455.237 | 461.57 | 464.103 | 466.42 | 469.164 | 469.833 | 470.693 | 472.343 | 474.132 | 474.148
20:00 | 469.353 | 455.015 | 461.144 | 463.646 | 466.767 | 468.446 | 469.164 | 470.755 | 197.438 | 472.164 | 472.176
20:30 | 450.776 | 435.485 | 442.156 | 445.5 | 447.286 | 450.137 | 450.557 | 451.997 | 453.438 | 453.904 | 453.922
21:00 | 452.769 | 437.597 | 446.346 | 447.392 | 451.621 | 452.035 | 453.892 | 455.263 | 456.577 | 457.99 | 457.99
21:30 | 438.904 | 424.925 | 441.315 | 441.578 | 441.79 | 438.728 | 438.771 | 438.865 | 439.857 | 440.919 | 440.766
22:00 | 429.722 | 415.986 | 428.962 | 429.104 | 429.318 | 429.437 | 429.483 | 429.379 | 429.419 | 429.41 | 429.156
22:30 | 396.169 | 381.912 | 395.745 | 395.642 | 396.09 | 396.123 | 394.673 | 396.182 | 394.781 | 394.453 | 394.456
23:00 | 380.768 | 368.088 | 379.734 | 379.995 | 380.085 | 380.138 | 380.166 | 380.221 | 380.227 | 379.832 | 379.829
23:30 | 369.326 | 357.068 | 368.754 | 368.867 | 368.939 | 368.982 | 369.01 | 369.046 | 368.781 | 368.873 | 368.869
0:00 | 346.678 | 335.672 | 345.269 | 345.108 | 345.301 | 346.333 | 345.339 | 346.243 | 346.278 | 345.623 | 346.304

## 8. Load profile min
| Year 0 (FY 2021) | Year 1 (FY 2022) | Year 2 (FY 2023) | Year 3 (FY 2024) | Year 4 (FY 2025) | Year 5 (FY 2026) | Year 6 (FY 2027) | Year 7 (FY 2028) | Year 8 (FY 2029) | Year 9 (FY 2030) | Year 10 (FY 2031)
Time | Forecast Demand (MVA) | Forecast Demand (MVA) | Forecast Demand (MVA) | Forecast Demand (MVA) | Forecast Demand (MVA) | Forecast Demand (MVA) | Forecast Demand (MVA) | Forecast Demand (MVA) | Forecast Demand (MVA) | Forecast Demand (MVA) | Forecast Demand (MVA)
0:30 | 189.238 | 261.264 | 180.554 | 164.05 | 266.073 | 164.615 | 252.709 | 217.441 | 236.802 | 216.689 | 167.315
1:00 | 188.723 | 259.86 | 173.234 | 231.556 | 265.236 | 231.736 | 240.462 | 209.353 | 237.118 | 209.546 | 165.779
1:30 | 181.302 | 257.989 | 170.302 | 222.321 | 255.887 | 225.691 | 248.027 | 208.06 | 229.253 | 208.078 | 190.213
2:00 | 173.265 | 258.633 | 168.671 | 221.41 | 250.026 | 224.761 | 241.194 | 209.141 | 226.984 | 209.174 | 196.18
2:30 | 167.294 | 259.548 | 167.304 | 221.547 | 258.386 | 218.191 | 242.902 | 208.504 | 233.747 | 209.387 | 196.217
3:00 | 171.561 | 255.624 | 165.385 | 216.542 | 247.458 | 216.838 | 236.539 | 209.596 | 224.17 | 209.623 | 194.849
3:30 | 163.635 | 243.525 | 165.912 | 218.435 | 257.727 | 222.353 | 236.491 | 212.231 | 232.337 | 212.323 | 192.063
4:00 | 166.849 | 290.078 | 166.675 | 218.885 | 247.112 | 222.214 | 236.22 | 213.504 | 229.707 | 213.534 | 195.864
4:30 | 166.17 | 278.985 | 168.116 | 220.507 | 250.985 | 223.999 | 237.047 | 212.655 | 230.688 | 212.694 | 192.167
5:00 | 166.004 | 246.768 | 169.234 | 224.784 | 253.441 | 224.817 | 258.155 | 213.883 | 235.35 | 213.941 | 189.569
5:30 | 167.313 | 271.716 | 173.085 | 230.85 | 256.448 | 230.914 | 268.549 | 224.489 | 239.424 | 224.554 | 186.188
6:00 | 168.802 | 257.778 | 174.452 | 235.852 | 269.235 | 236.038 | 248.876 | 232.566 | 244.775 | 232.636 | 197.422
6:30 | 174.354 | 169.313 | 179.342 | 222.212 | 280.031 | 222.289 | 243.662 | 249.241 | 262.951 | 250.324 | 162.166
7:00 | 175.42 | 113.081 | 179.316 | 186.124 | 287.782 | 185.341 | 166.77 | 244.526 | 267.216 | 244.76 | 161.78
7:30 | 171.022 | 63.566 | 175.662 | 182.547 | 273.117 | 182.599 | 133.093 | 127.782 | 242.514 | 128.234 | 165.269
8:00 | 157.362 | 9.205 | 144.897 | 124.712 | 211.036 | 124.508 | 94.779 | 65.615 | 220.173 | 74.379 | 64.035
8:30 | 124.677 | 1.661 | 120.14 | 103.558 | 134.816 | 102.521 | 49.905 | 72.158 | 135.714 | 72.316 | 56.174
9:00 | 95.629 | 62.842 | 87.069 | 78.505 | 118.372 | 79.624 | 48.425 | 17.339 | 97.133 | 15.961 | 56.005
9:30 | 64.957 | 41.41 | 37.992 | 55.48 | 106.878 | 56.444 | 27.756 | 3.046 | 58.886 | 1.542 | 37.324
10:00 | 38.358 | 40.366 | 38.422 | 52.505 | 105.004 | 54.228 | 29.483 | 53.603 | 3.906 | 60.79 | 29.593
10:30 | 53.659 | 45.9 | 31.328 | 44.364 | 74.823 | 44.046 | 32.784 | 67.069 | 44.168 | 67.425 | 23.87
11:00 | 54.758 | 44.159 | 62.949 | 1.981 | 38.488 | 1.412 | 30.422 | 70.284 | 38.285 | 72.029 | 44.67
11:30 | 58.268 | 99.77 | 72.122 | 9.233 | 2.78 | 0.392 | 31.901 | 32.575 | 57.458 | 112.292 | 144.546
12:00 | 61.821 | 78.313 | 74.622 | 25.056 | 42.562 | 19.446 | 34.917 | 58.144 | 49.542 | 43.046 | 2.449
12:30 | 13.234 | 98.052 | 28.652 | 43.115 | 45.715 | 41.24 | 19.702 | 37.172 | 50.089 | 22.443 | 26.834
13:00 | 61.642 | 87.817 | 28.401 | 31.953 | 45.203 | 34.764 | 5.656 | 66.836 | 47.122 | 64.315 | 42.7
13:30 | 58.3 | 141.751 | 0.736 | 63.654 | 49.778 | 65.046 | 23.288 | 40.977 | 73.999 | 38.38 | 102.246
14:00 | 17.01 | 133.377 | 27.226 | 67.94 | 41.704 | 69.52 | 16.262 | 70.611 | 80.664 | 72.336 | 37.224
14:30 | 20.262 | 94.31 | 22.471 | 70.281 | 53.841 | 72.448 | 18.423 | 90.045 | 86.585 | 90.379 | 32.798
15:00 | 32.923 | 88.83 | 53.587 | 50.534 | 41.529 | 53.565 | 4.774 | 55.363 | 81.013 | 55.7 | 39.711
15:30 | 42.422 | 69.715 | 32.155 | 47.086 | 52.624 | 49.459 | 197.437 | 40.999 | 78.91 | 41.915 | 18.892
16:00 | 71.577 | 55.797 | 63.749 | 21.132 | 61.214 | 22.651 | 36.907 | 58.729 | 78.474 | 57.848 | 58.032
16:30 | 86.049 | 47.509 | 85.206 | 19.203 | 33.457 | 197.438 | 35.125 | 59.684 | 42.736 | 59.745 | 28.878
17:00 | 107.015 | 21.309 | 102.548 | 28.853 | 24.542 | 35.635 | 44.449 | 17.187 | 54.522 | 24.326 | 32.852
17:30 | 207.484 | 36.13 | 198.207 | 39.417 | 65.018 | 197.438 | 71.828 | 91.627 | 57.774 | 93.452 | 15.745
18:00 | 234.157 | 32.801 | 182.961 | 96.787 | 26.895 | 97.319 | 119.059 | 78.763 | 125.481 | 79.403 | 15.808
18:30 | 261.852 | 133.096 | 228.025 | 74.437 | 179.043 | 75.54 | 164.156 | 96.58 | 81.577 | 95.258 | 21.044
19:00 | 261.817 | 89.877 | 266.777 | 197.438 | 183.399 | 84.185 | 165.658 | 93.035 | 90.44 | 93.319 | 38.543
19:30 | 267.908 | 121.469 | 270.27 | 83.394 | 147.642 | 83.585 | 197.438 | 96.712 | 126.428 | 97.222 | 97.255
20:00 | 249.468 | 163.748 | 266.581 | 197.438 | 156.73 | 100.19 | 195.682 | 87.582 | 146.334 | 88.305 | 122.433
20:30 | 240.068 | 176.454 | 254.236 | 112.999 | 151.495 | 113.048 | 190.421 | 83.333 | 138.903 | 83.869 | 237.774
21:00 | 232.155 | 173.182 | 256.976 | 112.454 | 201.674 | 112.493 | 212.173 | 94.6 | 129.085 | 94.244 | 252.384
21:30 | 228.657 | 206.387 | 248.74 | 193.11 | 237.02 | 193.027 | 204.895 | 80.421 | 115.84 | 78.137 | 320.653
22:00 | 219.201 | 269.387 | 230.438 | 186.48 | 252.007 | 185.167 | 243.395 | 84.215 | 105.125 | 90.05 | 273.04
22:30 | 212.358 | 260.267 | 214.345 | 166.447 | 304.331 | 166.344 | 350.436 | 107.56 | 93.633 | 107.656 | 268.011
23:00 | 205.9756 | 255.261 | 224.069 | 168.961 | 259.215 | 168.863 | 300.037 | 204.602 | 185.048 | 204.632 | 255.135
23:30 | 199.1382 | 247.412 | 211.132 | 163.949 | 266.952 | 165.403 | 293.877 | 223.003 | 201.209 | 222.95 | 252.99
0:00 | 192.3008 | 273.074 | 183.938 | 161.916 | 267.538 | 162.026 | 253.361 | 211.205 | 236.767 | 211.243 | 165.998

## 10. Load profile (50% PoE)
| Year 0 (FY 2021) | Year 1 (FY 2022) | Year 2 (FY 2023) | Year 3 (FY 2024) | Year 4 (FY 2025) | Year 5 (FY 2026) | Year 6 (FY 2027) | Year 7 (FY 2028) | Year 8 (FY 2029) | Year 9 (FY 2030) | Year 10 (FY 2031)
Time | Forecast Demand (MW) | Forecast Demand (MW) | Forecast Demand (MW) | Forecast Demand (MW) | Forecast Demand (MW) | Forecast Demand (MW) | Forecast Demand (MW) | Forecast Demand (MW) | Forecast Demand (MW) | Forecast Demand (MW) | Forecast Demand (MW)
0:30 | 318.433 | 307.685 | 318.574 | 318.696 | 319.001 | 319.051 | 319.086 | 319.251 | 319.231 | 319.271 | 319.259
1:00 | 310.716 | 299.881 | 310.511 | 310.607 | 310.599 | 310.742 | 311.088 | 311.127 | 311.17 | 311.219 | 310.892
1:30 | 304.273 | 292.935 | 304.595 | 304.517 | 305.089 | 304.916 | 305.116 | 305.141 | 304.993 | 305.002 | 304.993
2:00 | 301.245 | 290.444 | 301.153 | 301.303 | 301.515 | 301.408 | 301.44 | 301.013 | 301.109 | 301.524 | 301.514
2:30 | 299.264 | 289.622 | 300.234 | 300.571 | 300.719 | 300.926 | 300.936 | 300.966 | 300.989 | 301.024 | 301.014
3:00 | 294.546 | 283.831 | 294.924 | 295.085 | 295.247 | 295.222 | 295.233 | 295.248 | 295.266 | 295.288 | 295.282
3:30 | 289.179 | 279.011 | 289.009 | 289.415 | 289.364 | 289.406 | 289.717 | 289.441 | 289.815 | 289.832 | 289.826
4:00 | 287.805 | 277.005 | 287.49 | 287.819 | 287.947 | 287.577 | 287.586 | 287.601 | 288.018 | 287.629 | 287.622
4:30 | 288.466 | 278.142 | 288.323 | 288.109 | 288.608 | 288.557 | 288.557 | 288.5 | 288.675 | 288.222 | 288.215
5:00 | 286.695 | 276.493 | 286.873 | 287.091 | 287.233 | 287.258 | 287.276 | 287.297 | 287.322 | 287.354 | 287.355
5:30 | 290.599 | 280.19 | 291.339 | 291.39 | 291.562 | 291.707 | 291.765 | 291.777 | 291.816 | 291.85 | 291.861
6:00 | 291.405 | 281.493 | 291.868 | 292.124 | 292.305 | 292.345 | 292.373 | 292.415 | 292.511 | 292.586 | 292.612
6:30 | 256.25 | 246.781 | 258.547 | 258.613 | 258.515 | 258.634 | 258.319 | 258.283 | 258.261 | 258.262 | 258.229
7:00 | 235.669 | 227.982 | 240.788 | 240.738 | 240.71 | 240.582 | 240.438 | 240.354 | 240.177 | 239.984 | 239.887
7:30 | 201.52 | 195.313 | 208.397 | 209.051 | 208.833 | 207.768 | 207.468 | 207.236 | 206.873 | 207.216 | 207.053
8:00 | 176.823 | 171.218 | 185.42 | 185.987 | 186.149 | 186.784 | 186.266 | 184.838 | 184.744 | 184.178 | 183.403
8:30 | 178.519 | 173.258 | 186.943 | 189.529 | 187.33 | 186.573 | 185.969 | 185.348 | 184.551 | 184.824 | 184.342
9:00 | 176.756 | 172.07 | 187.718 | 186.835 | 187.878 | 186.869 | 186.356 | 185.357 | 184.353 | 184.052 | 183.446
9:30 | 150.83 | 146.43 | 163.61 | 162.025 | 160.998 | 160.662 | 158.978 | 158.735 | 156.579 | 155.068 | 156.356
10:00 | 147.486 | 145.321 | 164.243 | 163.569 | 161.829 | 159.763 | 158.605 | 158.113 | 156.522 | 154.585 | 153.646
10:30 | 139.916 | 136.508 | 157.046 | 156.244 | 154.568 | 153.079 | 151.785 | 150.639 | 148.673 | 147.123 | 146.139
11:00 | 136.365 | 133.244 | 153.718 | 152.055 | 151.049 | 149.857 | 148.581 | 147.184 | 145.369 | 146.064 | 144.919
11:30 | 134.232 | 130.928 | 148.997 | 147.954 | 146.42 | 147.559 | 146.558 | 145.238 | 143.404 | 141.404 | 140.248
12:00 | 148.956 | 143.188 | 161.428 | 161.492 | 158.801 | 157.467 | 156.183 | 154.919 | 153.188 | 151.18 | 150.166
12:30 | 186.706 | 180.401 | 197.56 | 197.084 | 194.93 | 196.185 | 194.843 | 193.445 | 191.709 | 189.767 | 188.645
13:00 | 159.945 | 156.053 | 175.866 | 175.656 | 174.877 | 173.391 | 173.182 | 170.411 | 169.328 | 168.182 | 169.199
13:30 | 203.862 | 198.693 | 224.165 | 223.226 | 221.533 | 221.881 | 218.34 | 218.325 | 219.04 | 216.343 | 215.43
14:00 | 188.266 | 182.156 | 202.876 | 201.724 | 200.31 | 199.687 | 201.375 | 199.56 | 198.134 | 198.574 | 198.181
14:30 | 223.665 | 216.543 | 236.295 | 236.619 | 234.715 | 237.638 | 236.581 | 234.38 | 233.301 | 232.523 | 232.253
15:00 | 248.38 | 241.801 | 264.68 | 263.893 | 265.324 | 264.778 | 264.685 | 263.474 | 265.375 | 264.478 | 263.851
15:30 | 301.032 | 291.296 | 311.849 | 311.503 | 311.063 | 309.795 | 309.934 | 313.154 | 313.92 | 314.665 | 314.102
16:00 | 330.032 | 320.955 | 334.935 | 335.269 | 335.626 | 336.032 | 336.605 | 336.691 | 337.89 | 338.422 | 338.154
16:30 | 304.874 | 296.863 | 311.334 | 311.121 | 310.791 | 311.382 | 311.846 | 312.731 | 313.83 | 314.97 | 314.487
17:00 | 313.081 | 304.503 | 313.83 | 315.77 | 318.189 | 319.592 | 319.877 | 321.038 | 321.978 | 323.496 | -1.863
17:30 | 382.765 | 371.935 | 381.268 | 383.166 | 386.05 | 387.797 | 388.332 | 389.827 | 390.958 | 392.767 | 392.767
18:00 | 421.715 | 409.096 | 417.74 | 420.098 | 422.77 | 424.94 | 425.61 | 426.596 | 428.297 | 430.118 | -1.863
18:30 | 455.674 | 441.351 | 448.214 | 451.366 | 453.935 | 456.63 | 457.387 | 457.447 | 459.986 | 462.043 | 462.168
19:00 | 469.412 | 453.193 | 459.702 | 462.286 | 465.534 | 467.583 | 467.648 | 469.281 | 470.052 | 471.789 | 471.859
19:30 | 471.106 | 454.482 | 461.496 | 464.066 | 466.405 | 469.164 | 469.832 | 470.691 | 472.337 | 474.114 | 474.131
20:00 | 469.302 | 454.237 | 461.035 | 463.565 | 466.729 | 468.428 | 469.154 | 470.752 | -1.863 | 472.162 | 472.174
20:30 | 450.294 | 434.899 | 441.358 | 444.935 | 446.838 | 449.72 | 450.227 | 451.696 | 453.193 | 453.698 | 453.717
21:00 | 452.561 | 437.33 | 445.88 | 447.063 | 451.352 | 451.858 | 453.696 | 455.106 | 456.494 | 457.931 | 457.931
21:30 | 438.079 | 424.182 | 437.916 | 438.104 | 438.324 | 437.98 | 438.028 | 438.123 | 439.107 | 440.234 | 440.075
22:00 | 428.139 | 414.5 | 427.466 | 427.62 | 427.85 | 427.979 | 428.027 | 428.082 | 428.117 | 427.933 | 427.842
22:30 | 394.152 | 381.148 | 393.919 | 393.985 | 394.157 | 394.177 | 394.042 | 394.309 | 394.161 | 393.82 | 393.823
23:00 | 378.95 | 366.397 | 378.261 | 378.493 | 378.59 | 378.646 | 378.676 | 378.736 | 378.746 | 378.344 | 378.344
23:30 | 366.056 | 353.98 | 366.082 | 366.223 | 366.291 | 366.338 | 366.369 | 366.409 | 366.125 | 366.183 | 366.18
0:00 | 329.506 | 318.427 | 329.386 | 329.538 | 329.736 | 330.078 | 329.803 | 330.103 | 330.155 | 330.028 | 330.211

## 11. Load profile min
| Year 0 (FY 2021) | Year 1 (FY 2022) | Year 2 (FY 2023) | Year 3 (FY 2024) | Year 4 (FY 2025) | Year 5 (FY 2026) | Year 6 (FY 2027) | Year 7 (FY 2028) | Year 8 (FY 2029) | Year 9 (FY 2030) | Year 10 (FY 2031)
Time | Forecast Demand (MW) | Forecast Demand (MW) | Forecast Demand (MW) | Forecast Demand (MW) | Forecast Demand (MW) | Forecast Demand (MW) | Forecast Demand (MW) | Forecast Demand (MW) | Forecast Demand (MW) | Forecast Demand (MW) | Forecast Demand (MW)
0:30 | 256.985 | 246.871 | 259.223 | 259.486 | 121.418 | 260.689 | 259.422 | 247.793 | 259.669 | 121.573 | 259.692
1:00 | 246.776 | 237.225 | 248.327 | 248.534 | 110.336 | 252.559 | 248.713 | 239.776 | 248.798 | 110.732 | 248.424
1:30 | 241.691 | 232.002 | 243.085 | 243.21 | 118.382 | 246.276 | 243.516 | 235.307 | 243.401 | 118.582 | 243.152
2:00 | 238.067 | 228.623 | 239.478 | 239.576 | 120.328 | 239.92 | 240.331 | 228.811 | 239.907 | 120.861 | 239.753
2:30 | 234.796 | 225.715 | 236.879 | 236.929 | 122.291 | 236.647 | 236.948 | 225.651 | 236.987 | 122.591 | 237.021
3:00 | 232.687 | 223.903 | 235.12 | 235.621 | 118.46 | 235.815 | 235.246 | 228.232 | 235.843 | 118.724 | 235.811
3:30 | 230.048 | 221.166 | 232.714 | 232.943 | 122.034 | 235.247 | 233.048 | 227.569 | 233.084 | 122.282 | 233.127
4:00 | 231.079 | 222.136 | 233.474 | 233.75 | 122.341 | 233.445 | 233.875 | 225.499 | 233.819 | 122.062 | 233.639
4:30 | 230.947 | 222.978 | 234.305 | 233.953 | 121.005 | 235.588 | 233.93 | 226.291 | 234.009 | 121.121 | 234.026
5:00 | 233.735 | 225.34 | 235.938 | 236.018 | 121.086 | 237.212 | 235.887 | 228.619 | 235.909 | 121.244 | 235.937
5:30 | 237.547 | 228.984 | 240.126 | 240.382 | 128.147 | 245.592 | 240.459 | 237.573 | 240.498 | 127.955 | 240.359
6:00 | 246.018 | 238.022 | 249.374 | 249.704 | 115.287 | 252.11 | 249.755 | 243.969 | 249.95 | 114.794 | 249.987
6:30 | 238.589 | 230.173 | 241.323 | 241.335 | 77.024 | 262.199 | 241.479 | 253.589 | 241.339 | 77.559 | 241.577
7:00 | 175.235 | 169.594 | 181.433 | 181.406 | 39.632 | 245.347 | 181.008 | 239.327 | 180.823 | 38.375 | 180.799
7:30 | 89.259 | 85.189 | 95.943 | 95.67 | 11.763 | 217.604 | 94.747 | 214.286 | 94.073 | -39.273 | 93.821
8:00 | 21.296 | 19.171 | 31.107 | 30.167 | -6.171 | 197.599 | 28.281 | 172.616 | 26.903 | -7.253 | 25.63
8:30 | -22.541 | -23.117 | -3.703 | -2.084 | -38.794 | 125.409 | -3.427 | 128.826 | -4.879 | -43.785 | -6.792
9:00 | -58.765 | -54.206 | -36.037 | -37.257 | -75.277 | 97.046 | -37.733 | 107.611 | -37.834 | -81.388 | -40.344
9:30 | -61.286 | -56.365 | -38.854 | -40.033 | -172.653 | 101.063 | -40.806 | 88.287 | -40.973 | -180.386 | -43.604
10:00 | -58.399 | -54.623 | -36.622 | -38.006 | -146.108 | 71.705 | -39.1 | 69.697 | -39.58 | -154.327 | -41.392
10:30 | -46.395 | -47.58 | -32.525 | -33.925 | -149.332 | 102.343 | -34.786 | 100.024 | -37.662 | -216.015 | -37.965
11:00 | -73.252 | -73.769 | -62.481 | -61.36 | -130.548 | 110.385 | -65.681 | 122.99 | -66.185 | -139.159 | -66.978
11:30 | -66.156 | -67.586 | -59.272 | -60.461 | -126.398 | 79.518 | -62.747 | 120.482 | -65.551 | -133.743 | -66.488
12:00 | -1.863 | -118.252 | -111.199 | -112.565 | -117.294 | 36.89 | -116.312 | 105.772 | -1.863 | -124.954 | -119.902
12:30 | -131.375 | -1.863 | -127.239 | -128.545 | -118.17 | 46.133 | -132.516 | 107.97 | -135.221 | -126.109 | -137.246
13:00 | -135.452 | -135.857 | -130.06 | -131.495 | -115.352 | 34.908 | -134.187 | 90.631 | -135.403 | -123.113 | -138.256
13:30 | -142.34 | -142.213 | -134.232 | -135.683 | -110.704 | 40.027 | -139.695 | 113.9 | -140.411 | -175.834 | -143.491
14:00 | -140.129 | -1.863 | -132.309 | -134.077 | -96.53 | 20.901 | -1.863 | 108.467 | -140.816 | -103.304 | -143.929
14:30 | -1.863 | -148.086 | -140.544 | -141.837 | -81.077 | -2.794 | -144.98 | 71.302 | -1.863 | -87.238 | -150.372
15:00 | -1.863 | -168.341 | -160.857 | -161.971 | -79.647 | -75.056 | -1.863 | -17.728 | -167.416 | -82.619 | -169.842
15:30 | -1.863 | -1.863 | -1.863 | -216.384 | -58.556 | -96.842 | -219.088 | -38.969 | -221.166 | -60.529 | -167.637
16:00 | -244.372 | -1.863 | -1.863 | -123.87 | -26.419 | 8.996 | -126.137 | 9.588 | -127.587 | -30.19 | -1.863
16:30 | -138.439 | -137.294 | -1.863 | -1.863 | 10.047 | -1.863 | -1.863 | 2.579 | -1.863 | 7.875 | -133.959
17:00 | -92.63 | -148.872 | -84.324 | -84.614 | 10.297 | -75.818 | -1.863 | -66.592 | -144.776 | 53.572 | -144.961
17:30 | -29.23 | -31.648 | -24.545 | -24.625 | 92.013 | 4.069 | -24.777 | -1.863 | -24.85 | 92.404 | -1.863
18:00 | -19.933 | -24.294 | -1.863 | -20.288 | 67.221 | 4.33 | -20.11 | -1.863 | -19.694 | 119.471 | -19.795
18:30 | 35.055 | 84.065 | 88.188 | 29.491 | 95.307 | -140.287 | 88.504 | -1.863 | 88.87 | 96.194 | 30.392
19:00 | 105.516 | 96.182 | 102.409 | 102.703 | 111.818 | -148.832 | 103.424 | -178.449 | 103.129 | 112.774 | 103.598
19:30 | 109.45 | 100.127 | 106.6 | 106.736 | 123.203 | -165.078 | 107.332 | -173.37 | 107.158 | 124.056 | 107.665
20:00 | 106.421 | 97.674 | 103.351 | 103.715 | 167.393 | -49.033 | 104.483 | -107.439 | 104.201 | 168.089 | 104.529
20:30 | 100.524 | 92.588 | 98.78 | 98.898 | 154.24 | -18.975 | 99.416 | -1.863 | 98.936 | 155.099 | 99.255
21:00 | 96.114 | 87.417 | 95.675 | 95.85 | 149.513 | -157.95 | 36.437 | -11.724 | 36.178 | 150.369 | 35.913
21:30 | 36.447 | 85.824 | 94.449 | 94.516 | 168.014 | -1.863 | 35.248 | -1.863 | 35.316 | 168.885 | 95.159
22:00 | 145.978 | 137.138 | 145.555 | 145.59 | 156.228 | 55.414 | 97.699 | 37.469 | 146.2 | 156.762 | 146.02
22:30 | 125.733 | 115.997 | 125.905 | 125.911 | 141.63 | 146.393 | 126.259 | 58.184 | 126.489 | 141.998 | 126.563
23:00 | 123.898 | 114.753 | 124.353 | 124.429 | 133.967 | 188.691 | 169.615 | 177.578 | 169.771 | 134.321 | 170.052
23:30 | 171.118 | 162.064 | 173.001 | 172.946 | 125.27 | 254.944 | 173.215 | 255.533 | 173.336 | 125.632 | 173.425
0:00 | 197.645 | 187.457 | 198.061 | 198.155 | 120.462 | 249.791 | 198.312 | 258.82 | 198.378 | 76.162 | 198.363

## 23. Historic load trace
Date/Time | Load (MVA) | Load (MW)
2017-03-01 00:30 | 390 | 363
2017-03-01 01:00 | 379 | 349
2017-03-01 01:30 | 374 | 343
2017-03-01 02:00 | 350 | 335
2017-03-01 02:30 | 349 | 333
2017-03-01 03:00 | 346 | 330
2017-03-01 03:30 | 343 | 326
2017-03-01 04:00 | 340 | 324
2017-03-01 04:30 | 342 | 325
2017-03-01 05:00 | 343 | 327
2017-03-01 05:30 | 352 | 337
2017-03-01 06:00 | 363 | 351
2017-03-01 06:30 | 390 | 376
2017-03-01 07:00 | 420 | 404
2017-03-01 07:30 | 448 | 437
2017-03-01 08:00 | 469 | 457
2017-03-01 08:30 | 481 | 466
2017-03-01 09:00 | 479 | 466
2017-03-01 09:30 | 455 | 441
2017-03-01 10:00 | 407 | 390
2017-03-01 10:30 | 408 | 391
2017-03-01 11:00 | 416 | 400
2017-03-01 11:30 | 406 | 390
2017-03-01 12:00 | 420 | 405
2017-03-01 12:30 | 422 | 408
2017-03-01 13:00 | 427 | 410
2017-03-01 13:30 | 366 | 339
2017-03-01 14:00 | 304 | 270
2017-03-01 14:30 | 299 | 261
2017-03-01 15:00 | 303 | 265
2017-03-01 15:30 | 307 | 271
2017-03-01 16:00 | 320 | 284
2017-03-01 16:30 | 324 | 287
2017-03-01 17:00 | 332 | 295
2017-03-01 17:30 | 344 | 309
2017-03-01 18:00 | 348 | 312
2017-03-01 18:30 | 364 | 329
2017-03-01 19:00 | 363 | 328
2017-03-01 19:30 | 409 | 380
2017-03-01 20:00 | 409 | 381
2017-03-01 20:30 | 454 | 429
2017-03-01 21:00 | 443 | 416
2017-03-01 21:30 | 420 | 392
2017-03-01 22:00 | 394 | 363
2017-03-01 22:30 | 369 | 334
2017-03-01 23:00 | 351 | 305
2017-03-01 23:30 | 338 | 285
2017-03-02 | 317 | 264
2017-03-02 00:30 | 309 | 255
2017-03-02 01:00 | 299 | 241
2017-03-02 01:30 | 291 | 230
2017-03-02 02:00 | 287 | 226
2017-03-02 02:30 | 262 | 219
2017-03-02 03:00 | 255 | 215
2017-03-02 03:30 | 253 | 211
2017-03-02 04:00 | 252 | 210
2017-03-02 04:30 | 254 | 212
2017-03-02 05:00 | 256 | 215
2017-03-02 05:30 | 259 | 224
2017-03-02 06:00 | 264 | 237
2017-03-02 06:30 | 285 | 262
2017-03-02 07:00 | 312 | 289
2017-03-02 07:30 | 342 | 321
2017-03-02 08:00 | 356 | 339
2017-03-02 08:30 | 367 | 352
2017-03-02 09:00 | 369 | 356
2017-03-02 09:30 | 371 | 356
2017-03-02 10:00 | 362 | 336
2017-03-02 10:30 | 350 | 323
2017-03-02 11:00 | 349 | 322
2017-03-02 11:30 | 348 | 322
2017-03-02 12:00 | 354 | 328
2017-03-02 12:30 | 360 | 334
2017-03-02 13:00 | 369 | 344
2017-03-02 13:30 | 304 | 274
2017-03-02 14:00 | 290 | 260
2017-03-02 14:30 | 295 | 266
2017-03-02 15:00 | 296 | 267
2017-03-02 15:30 | 301 | 273
2017-03-02 16:00 | 312 | 286
2017-03-02 16:30 | 315 | 288
2017-03-02 17:00 | 309 | 280
2017-03-02 17:30 | 312 | 281
2017-03-02 18:00 | 319 | 287
2017-03-02 18:30 | 336 | 306
2017-03-02 19:00 | 351 | 323
2017-03-02 19:30 | 374 | 349
2017-03-02 20:00 | 402 | 379
2017-03-02 20:30 | 455 | 435
2017-03-02 21:00 | 437 | 415
2017-03-02 21:30 | 414 | 388
2017-03-02 22:00 | 394 | 356
2017-03-02 22:30 | 369 | 331
2017-03-02 23:00 | 347 | 306
2017-03-02 23:30 | 327 | 282
2017-03-03 | 310 | 265
2017-03-03 00:30 | 303 | 257
2017-03-03 01:00 | 294 | 245
2017-03-03 01:30 | 287 | 234
2017-03-03 02:00 | 282 | 228
2017-03-03 02:30 | 276 | 221
2017-03-03 03:00 | 271 | 214
2017-03-03 03:30 | 267 | 210
2017-03-03 04:00 | 268 | 211
2017-03-03 04:30 | 271 | 214
2017-03-03 05:00 | 274 | 218
2017-03-03 05:30 | 281 | 228
2017-03-03 06:00 | 290 | 241
2017-03-03 06:30 | 282 | 235
2017-03-03 07:00 | 258 | 211
2017-03-03 07:30 | 289 | 253
2017-03-03 08:00 | 333 | 311
2017-03-03 08:30 | 310 | 282
2017-03-03 09:00 | 322 | 285
2017-03-03 09:30 | 328 | 291
2017-03-03 10:00 | 326 | 290
2017-03-03 10:30 | 333 | 297
2017-03-03 11:00 | 327 | 291
2017-03-03 11:30 | 331 | 293
2017-03-03 12:00 | 345 | 310
2017-03-03 12:30 | 320 | 283
2017-03-03 13:00 | 296 | 253
2017-03-03 13:30 | 291 | 247
2017-03-03 14:00 | 297 | 255
2017-03-03 14:30 | 284 | 239
2017-03-03 15:00 | 275 | 227
2017-03-03 15:30 | 270 | 219
2017-03-03 16:00 | 285 | 224
2017-03-03 16:30 | 297 | 238
2017-03-03 17:00 | 299 | 239
2017-03-03 17:30 | 293 | 231
2017-03-03 18:00 | 290 | 223
2017-03-03 18:30 | 324 | 265
2017-03-03 19:00 | 303 | 231
2017-03-03 19:30 | 301 | 267
2017-03-03 20:00 | 342 | 314
2017-03-03 20:30 | 358 | 330
2017-03-03 21:00 | 359 | 330
2017-03-03 21:30 | 349 | 319
2017-03-03 22:00 | 335 | 303
2017-03-03 22:30 | 313 | 283
2017-03-03 23:00 | 298 | 268
2017-03-03 23:30 | 285 | 254
2017-03-04 | 273 | 239
2017-03-04 00:30 | 266 | 232
2017-03-04 01:00 | 255 | 219
2017-03-04 01:30 | 248 | 210
2017-03-04 02:00 | 244 | 204
2017-03-04 02:30 | 241 | 201
2017-03-04 03:00 | 241 | 200
2017-03-04 03:30 | 240 | 199
2017-03-04 04:00 | 238 | 197
2017-03-04 04:30 | 237 | 196
2017-03-04 05:00 | 239 | 197
2017-03-04 05:30 | 242 | 202
2017-03-04 06:00 | 246 | 207
2017-03-04 06:30 | 255 | 218
2017-03-04 07:00 | 264 | 228
2017-03-04 07:30 | 278 | 246
2017-03-04 08:00 | 275 | 245
2017-03-04 08:30 | 237 | 207
2017-03-04 09:00 | 240 | 211
2017-03-04 09:30 | 248 | 221
2017-03-04 10:00 | 228 | 200
2017-03-04 10:30 | 223 | 195
2017-03-04 11:00 | 214 | 187
2017-03-04 11:30 | 206 | 180
2017-03-04 12:00 | 208 | 190
2017-03-04 12:30 | 228 | 206
2017-03-04 13:00 | 234 | 212
2017-03-04 13:30 | 239 | 218
2017-03-04 14:00 | 242 | 220
2017-03-04 14:30 | 239 | 217
2017-03-04 15:00 | 235 | 214
2017-03-04 15:30 | 231 | 207
2017-03-04 16:00 | 241 | 219
2017-03-04 16:30 | 237 | 213
2017-03-04 17:00 | 241 | 217
2017-03-04 17:30 | 247 | 223
2017-03-04 18:00 | 250 | 225
2017-03-04 18:30 | 258 | 235
2017-03-04 19:00 | 260 | 237
2017-03-04 19:30 | 280 | 259
2017-03-04 20:00 | 317 | 299
2017-03-04 20:30 | 306 | 288
2017-03-04 21:00 | 339 | 322
2017-03-04 21:30 | 343 | 325
2017-03-04 22:00 | 329 | 309
2017-03-04 22:30 | 304 | 281
2017-03-04 23:00 | 262 | 226
2017-03-04 23:30 | 289 | 254
2017-03-05 | 278 | 241
2017-03-05 00:30 | 272 | 231
2017-03-05 01:00 | 262 | 217
2017-03-05 01:30 | 249 | 210
2017-03-05 02:00 | 237 | 205
2017-03-05 02:30 | 235 | 202
2017-03-05 03:00 | 205 | 168
2017-03-05 03:30 | 181 | 140
2017-03-05 04:00 | 180 | 138
2017-03-05 04:30 | 177 | 134
2017-03-05 05:00 | 178 | 135
2017-03-05 05:30 | 179 | 136
2017-03-05 06:00 | 181 | 138
2017-03-05 06:30 | 184 | 142
2017-03-05 07:00 | 189 | 148
2017-03-05 07:30 | 200 | 163
2017-03-05 08:00 | 208 | 174
2017-03-05 08:30 | 227 | 197
2017-03-05 09:00 | 236 | 210
2017-03-05 09:30 | 240 | 215
2017-03-05 10:00 | 243 | 220
2017-03-05 10:30 | 243 | 228
2017-03-05 11:00 | 242 | 229
2017-03-05 11:30 | 245 | 233
2017-03-05 12:00 | 258 | 247
2017-03-05 12:30 | 257 | 246
2017-03-05 13:00 | 266 | 256
2017-03-05 13:30 | 275 | 264
2017-03-05 14:00 | 286 | 275
2017-03-05 14:30 | 283 | 272
2017-03-05 15:00 | 243 | 231
2017-03-05 15:30 | 267 | 257
2017-03-05 16:00 | 241 | 230
2017-03-05 16:30 | 209 | 197
2017-03-05 17:00 | 212 | 200
2017-03-05 17:30 | 141 | 125
2017-03-05 18:00 | 130 | 114
2017-03-05 18:30 | 130 | 113
2017-03-05 19:00 | 126 | 108
2017-03-05 19:30 | 185 | 171
2017-03-05 20:00 | 297 | 287
2017-03-05 20:30 | 354 | 346
2017-03-05 21:00 | 402 | 394
2017-03-05 21:30 | 380 | 371
2017-03-05 22:00 | 357 | 347
2017-03-05 22:30 | 331 | 319
2017-03-05 23:00 | 309 | 295
2017-03-05 23:30 | 292 | 276
2017-03-06 | 282 | 261
2017-03-06 00:30 | 278 | 253
2017-03-06 01:00 | 268 | 241
2017-03-06 01:30 | 264 | 236
2017-03-06 02:00 | 261 | 232
2017-03-06 02:30 | 258 | 229
2017-03-06 03:00 | 255 | 224
2017-03-06 03:30 | 253 | 221
2017-03-06 04:00 | 251 | 220
2017-03-06 04:30 | 252 | 221
2017-03-06 05:00 | 255 | 226
2017-03-06 05:30 | 263 | 235
2017-03-06 06:00 | 275 | 249
2017-03-06 06:30 | 280 | 258
2017-03-06 07:00 | 251 | 231
2017-03-06 07:30 | 315 | 296
2017-03-06 08:00 | 353 | 336
2017-03-06 08:30 | 364 | 347
2017-03-06 09:00 | 308 | 291
2017-03-06 09:30 | 307 | 293
2017-03-06 10:00 | 343 | 332
2017-03-06 10:30 | 381 | 361
2017-03-06 11:00 | 341 | 313
2017-03-06 11:30 | 323 | 295
2017-03-06 12:00 | 340 | 314
2017-03-06 12:30 | 343 | 318
2017-03-06 13:00 | 343 | 318
2017-03-06 13:30 | 345 | 319
2017-03-06 14:00 | 348 | 322
2017-03-06 14:30 | 352 | 328
2017-03-06 15:00 | 346 | 322
2017-03-06 15:30 | 350 | 324
2017-03-06 16:00 | 370 | 345
2017-03-06 16:30 | 381 | 357
2017-03-06 17:00 | 385 | 358
2017-03-06 17:30 | 382 | 352
2017-03-06 18:00 | 389 | 359
2017-03-06 18:30 | 396 | 365
2017-03-06 19:00 | 411 | 383
2017-03-06 19:30 | 434 | 409
2017-03-06 20:00 | 447 | 422
2017-03-06 20:30 | 477 | 451
2017-03-06 21:00 | 483 | 457
2017-03-06 21:30 | 463 | 430
2017-03-06 22:00 | 439 | 400
2017-03-06 22:30 | 410 | 365
2017-03-06 23:00 | 388 | 336
2017-03-06 23:30 | 372 | 315
2017-03-07 | 360 | 300
2017-03-07 00:30 | 353 | 291
2017-03-07 01:00 | 333 | 276
2017-03-07 01:30 | 326 | 267
2017-03-07 02:00 | 321 | 261
2017-03-07 02:30 | 317 | 255
2017-03-07 03:00 | 314 | 251
2017-03-07 03:30 | 311 | 247
2017-03-07 04:00 | 310 | 245
2017-03-07 04:30 | 308 | 244
2017-03-07 05:00 | 311 | 247
2017-03-07 05:30 | 318 | 257
2017-03-07 06:00 | 329 | 272
2017-03-07 06:30 | 304 | 247
2017-03-07 07:00 | 304 | 250
2017-03-07 07:30 | 325 | 283
2017-03-07 08:00 | 336 | 301
2017-03-07 08:30 | 348 | 313
2017-03-07 09:00 | 357 | 321
2017-03-07 09:30 | 363 | 323
2017-03-07 10:00 | 347 | 305
2017-03-07 10:30 | 345 | 305
2017-03-07 11:00 | 345 | 306
2017-03-07 11:30 | 349 | 311
2017-03-07 12:00 | 354 | 317
2017-03-07 12:30 | 363 | 327
2017-03-07 13:00 | 367 | 331
2017-03-07 13:30 | 376 | 341
2017-03-07 14:00 | 375 | 340
2017-03-07 14:30 | 367 | 332
2017-03-07 15:00 | 372 | 337
2017-03-07 15:30 | 377 | 343
2017-03-07 16:00 | 386 | 360
2017-03-07 16:30 | 395 | 372
2017-03-07 17:00 | 406 | 382
2017-03-07 17:30 | 410 | 384
2017-03-07 18:00 | 411 | 383
2017-03-07 18:30 | 432 | 405
2017-03-07 19:00 | 476 | 455
2017-03-07 19:30 | 484 | 464
2017-03-07 20:00 | 474 | 454
2017-03-07 20:30 | 464 | 441
2017-03-07 21:00 | 449 | 419
2017-03-07 21:30 | 423 | 389
2017-03-07 22:00 | 430 | 395
2017-03-07 22:30 | 363 | 329
2017-03-07 23:00 | 318 | 283
2017-03-07 23:30 | 297 | 259
2017-03-08 | 310 | 271
2017-03-08 00:30 | 336 | 298
2017-03-08 01:00 | 324 | 283
2017-03-08 01:30 | 314 | 270
2017-03-08 02:00 | 309 | 264
2017-03-08 02:30 | 303 | 257
2017-03-08 03:00 | 301 | 253
2017-03-08 03:30 | 298 | 249
2017-03-08 04:00 | 298 | 249
2017-03-08 04:30 | 297 | 248
2017-03-08 05:00 | 287 | 231
2017-03-08 05:30 | 283 | 219
2017-03-08 06:00 | 283 | 213
2017-03-08 06:30 | 230 | 158
2017-03-08 07:00 | 227 | 174
2017-03-08 07:30 | 253 | 215
2017-03-08 08:00 | 260 | 234
2017-03-08 08:30 | 281 | 259
2017-03-08 09:00 | 290 | 267
2017-03-08 09:30 | 295 | 267
2017-03-08 10:00 | 298 | 269
2017-03-08 10:30 | 303 | 275
2017-03-08 11:00 | 299 | 271
2017-03-08 11:30 | 300 | 264
2017-03-08 12:00 | 293 | 251
2017-03-08 12:30 | 292 | 251
2017-03-08 13:00 | 298 | 258
2017-03-08 13:30 | 310 | 272
2017-03-08 14:00 | 310 | 274
2017-03-08 14:30 | 315 | 279
2017-03-08 15:00 | 324 | 287
2017-03-08 15:30 | 314 | 275
2017-03-08 16:00 | 312 | 270
2017-03-08 16:30 | 322 | 280
2017-03-08 17:00 | 327 | 276
2017-03-08 17:30 | 327 | 271
2017-03-08 18:00 | 332 | 274
2017-03-08 18:30 | 339 | 284
2017-03-08 19:00 | 389 | 350
2017-03-08 19:30 | 421 | 396
2017-03-08 20:00 | 420 | 399
2017-03-08 20:30 | 402 | 380
2017-03-08 21:00 | 388 | 362
2017-03-08 21:30 | 373 | 339
2017-03-08 22:00 | 361 | 327
2017-03-08 22:30 | 323 | 287
2017-03-08 23:00 | 292 | 249
2017-03-08 23:30 | 318 | 285
2017-03-09 | 353 | 331
2017-03-09 00:30 | 399 | 391
2017-03-09 01:00 | 383 | 375
2017-03-09 01:30 | 376 | 366
2017-03-09 02:00 | 369 | 359
2017-03-09 02:30 | 365 | 353
2017-03-09 03:00 | 360 | 348
2017-03-09 03:30 | 356 | 344
2017-03-09 04:00 | 352 | 339
2017-03-09 04:30 | 353 | 341
2017-03-09 05:00 | 356 | 344
2017-03-09 05:30 | 364 | 353
2017-03-09 06:00 | 377 | 367
2017-03-09 06:30 | 405 | 398
2017-03-09 07:00 | 430 | 424
2017-03-09 07:30 | 468 | 458
2017-03-09 08:00 | 483 | 471
2017-03-09 08:30 | 508 | 496
2017-03-09 09:00 | 527 | 511
2017-03-09 09:30 | 546 | 532
2017-03-09 10:00 | 542 | 528
2017-03-09 10:30 | 546 | 533
2017-03-09 11:00 | 543 | 530
2017-03-09 11:30 | 466 | 449
2017-03-09 12:00 | 429 | 409
2017-03-09 12:30 | 420 | 400
2017-03-09 13:00 | 413 | 392
2017-03-09 13:30 | 421 | 401
2017-03-09 14:00 | 433 | 403
2017-03-09 14:30 | 429 | 396
2017-03-09 15:00 | 420 | 383
2017-03-09 15:30 | 407 | 376
2017-03-09 16:00 | 391 | 369
2017-03-09 16:30 | 368 | 343
2017-03-09 17:00 | 357 | 329
2017-03-09 17:30 | 356 | 326
2017-03-09 18:00 | 363 | 332
2017-03-09 18:30 | 369 | 340
2017-03-09 19:00 | 382 | 356
2017-03-09 19:30 | 403 | 378
2017-03-09 20:00 | 417 | 393
2017-03-09 20:30 | 407 | 381
2017-03-09 21:00 | 393 | 365
2017-03-09 21:30 | 373 | 342
2017-03-09 22:00 | 389 | 357
2017-03-09 22:30 | 332 | 291
2017-03-09 23:00 | 300 | 262
2017-03-09 23:30 | 275 | 241
2017-03-10 | 257 | 225
2017-03-10 00:30 | 340 | 317
2017-03-10 01:00 | 355 | 332
2017-03-10 01:30 | 348 | 323
2017-03-10 02:00 | 340 | 316
2017-03-10 02:30 | 332 | 310
2017-03-10 03:00 | 326 | 305
2017-03-10 03:30 | 324 | 303
2017-03-10 04:00 | 323 | 301
2017-03-10 04:30 | 322 | 301
2017-03-10 05:00 | 324 | 303
2017-03-10 05:30 | 334 | 315
2017-03-10 06:00 | 363 | 332
2017-03-10 06:30 | 395 | 359
2017-03-10 07:00 | 413 | 382
2017-03-10 07:30 | 388 | 357
2017-03-10 08:00 | 350 | 315
2017-03-10 08:30 | 335 | 299
2017-03-10 09:00 | 330 | 296
2017-03-10 09:30 | 330 | 293
2017-03-10 10:00 | 331 | 294
2017-03-10 10:30 | 333 | 298
2017-03-10 11:00 | 333 | 298
2017-03-10 11:30 | 323 | 295
2017-03-10 12:00 | 328 | 303
2017-03-10 12:30 | 336 | 309
2017-03-10 13:00 | 343 | 316
2017-03-10 13:30 | 346 | 318
2017-03-10 14:00 | 347 | 317
2017-03-10 14:30 | 345 | 316
2017-03-10 15:00 | 349 | 320
2017-03-10 15:30 | 355 | 326
2017-03-10 16:00 | 361 | 332
2017-03-10 16:30 | 356 | 326
2017-03-10 17:00 | 362 | 332
2017-03-10 17:30 | 360 | 326
2017-03-10 18:00 | 362 | 321
2017-03-10 18:30 | 364 | 323
2017-03-10 19:00 | 372 | 332
2017-03-10 19:30 | 377 | 339
2017-03-10 20:00 | 365 | 325
2017-03-10 20:30 | 345 | 306
2017-03-10 21:00 | 330 | 287
2017-03-10 21:30 | 318 | 270
2017-03-10 22:00 | 353 | 308
2017-03-10 22:30 | 333 | 286
2017-03-10 23:00 | 311 | 261
2017-03-10 23:30 | 301 | 246
2017-03-11 | 284 | 224
2017-03-11 00:30 | 351 | 310
2017-03-11 01:00 | 365 | 329
2017-03-11 01:30 | 356 | 319
2017-03-11 02:00 | 348 | 310
2017-03-11 02:30 | 343 | 304
2017-03-11 03:00 | 340 | 300
2017-03-11 03:30 | 338 | 298
2017-03-11 04:00 | 336 | 294
2017-03-11 04:30 | 335 | 293
2017-03-11 05:00 | 336 | 294
2017-03-11 05:30 | 336 | 295
2017-03-11 06:00 | 341 | 300
2017-03-11 06:30 | 344 | 304
2017-03-11 07:00 | 353 | 314
2017-03-11 07:30 | 367 | 332
2017-03-11 08:00 | 379 | 350
2017-03-11 08:30 | 392 | 365
2017-03-11 09:00 | 402 | 375
2017-03-11 09:30 | 349 | 318
2017-03-11 10:00 | 274 | 236
2017-03-11 10:30 | 265 | 224
2017-03-11 11:00 | 260 | 218
2017-03-11 11:30 | 261 | 219
2017-03-11 12:00 | 262 | 220
2017-03-11 12:30 | 265 | 224
2017-03-11 13:00 | 269 | 230
2017-03-11 13:30 | 274 | 236
2017-03-11 14:00 | 294 | 238
2017-03-11 14:30 | 287 | 227
2017-03-11 15:00 | 288 | 228
2017-03-11 15:30 | 296 | 238
2017-03-11 16:00 | 305 | 248
2017-03-11 16:30 | 316 | 262
2017-03-11 17:00 | 326 | 273
2017-03-11 17:30 | 332 | 281
2017-03-11 18:00 | 355 | 306
2017-03-11 18:30 | 382 | 337
2017-03-11 19:00 | 394 | 353
2017-03-11 19:30 | 493 | 464
2017-03-11 20:00 | 509 | 482
2017-03-11 20:30 | 494 | 463
2017-03-11 21:00 | 481 | 448
2017-03-11 21:30 | 468 | 433
2017-03-11 22:00 | 455 | 415
2017-03-11 22:30 | 437 | 395
2017-03-11 23:00 | 411 | 377
2017-03-11 23:30 | 394 | 359
2017-03-12 | 380 | 343
2017-03-12 00:30 | 372 | 333
2017-03-12 01:00 | 358 | 319
2017-03-12 01:30 | 346 | 310
2017-03-12 02:00 | 339 | 301
2017-03-12 02:30 | 334 | 295
2017-03-12 03:00 | 332 | 292
2017-03-12 03:30 | 331 | 290
2017-03-12 04:00 | 327 | 285
2017-03-12 04:30 | 327 | 286
2017-03-12 05:00 | 328 | 286
2017-03-12 05:30 | 328 | 286
2017-03-12 06:00 | 329 | 287
2017-03-12 06:30 | 333 | 291
2017-03-12 07:00 | 337 | 296
2017-03-12 07:30 | 346 | 307
2017-03-12 08:00 | 353 | 318
2017-03-12 08:30 | 362 | 330
2017-03-12 09:00 | 365 | 337
2017-03-12 09:30 | 376 | 350
2017-03-12 10:00 | 386 | 356
2017-03-12 10:30 | 391 | 362
2017-03-12 11:00 | 393 | 364
2017-03-12 11:30 | 398 | 364
2017-03-12 12:00 | 401 | 367
2017-03-12 12:30 | 392 | 358
2017-03-12 13:00 | 391 | 358
2017-03-12 13:30 | 396 | 363
2017-03-12 14:00 | 395 | 363
2017-03-12 14:30 | 393 | 362
2017-03-12 15:00 | 402 | 373
2017-03-12 15:30 | 413 | 385
2017-03-12 16:00 | 428 | 402
2017-03-12 16:30 | 431 | 403
2017-03-12 17:00 | 450 | 425
2017-03-12 17:30 | 458 | 433
2017-03-12 18:00 | 469 | 445
2017-03-12 18:30 | 484 | 462
2017-03-12 19:00 | 492 | 471
2017-03-12 19:30 | 522 | 504
2017-03-12 20:00 | 533 | 516
2017-03-12 20:30 | 520 | 501
2017-03-12 21:00 | 506 | 484
2017-03-12 21:30 | 488 | 461
2017-03-12 22:00 | 460 | 433
2017-03-12 22:30 | 438 | 408
2017-03-12 23:00 | 429 | 400
2017-03-12 23:30 | 412 | 383
2017-03-13 | 393 | 364
2017-03-13 00:30 | 385 | 354
2017-03-13 01:00 | 375 | 344
2017-03-13 01:30 | 361 | 335
2017-03-13 02:00 | 349 | 332
2017-03-13 02:30 | 356 | 339
2017-03-13 03:00 | 344 | 326
2017-03-13 03:30 | 336 | 317
2017-03-13 04:00 | 335 | 316
2017-03-13 04:30 | 326 | 307
2017-03-13 05:00 | 293 | 273
2017-03-13 05:30 | 296 | 278
2017-03-13 06:00 | 311 | 293
2017-03-13 06:30 | 334 | 320
2017-03-13 07:00 | 358 | 347
2017-03-13 07:30 | 390 | 379
2017-03-13 08:00 | 404 | 393
2017-03-13 08:30 | 408 | 398
2017-03-13 09:00 | 416 | 407
2017-03-13 09:30 | 354 | 334
2017-03-13 10:00 | 350 | 331
2017-03-13 10:30 | 354 | 337
2017-03-13 11:00 | 354 | 338
2017-03-13 11:30 | 355 | 339
2017-03-13 12:00 | 369 | 355
2017-03-13 12:30 | 394 | 382
2017-03-13 13:00 | 402 | 391
2017-03-13 13:30 | 387 | 376
2017-03-13 14:00 | 383 | 371
2017-03-13 14:30 | 395 | 385
2017-03-13 15:00 | 406 | 395
2017-03-13 15:30 | 416 | 401
2017-03-13 16:00 | 421 | 406
2017-03-13 16:30 | 417 | 401
2017-03-13 17:00 | 423 | 407
2017-03-13 17:30 | 421 | 404
2017-03-13 18:00 | 427 | 409
2017-03-13 18:30 | 454 | 436
2017-03-13 19:00 | 492 | 477
2017-03-13 19:30 | 503 | 489
2017-03-13 20:00 | 495 | 480
2017-03-13 20:30 | 476 | 458
2017-03-13 21:00 | 458 | 438
2017-03-13 21:30 | 434 | 409
2017-03-13 22:00 | 410 | 381
2017-03-13 22:30 | 384 | 350
2017-03-13 23:00 | 362 | 321
2017-03-13 23:30 | 344 | 296
2017-03-14 | 329 | 276
2017-03-14 00:30 | 324 | 269
2017-03-14 01:00 | 319 | 259
2017-03-14 01:30 | 310 | 252
2017-03-14 02:00 | 291 | 238
2017-03-14 02:30 | 302 | 253
2017-03-14 03:00 | 330 | 289
2017-03-14 03:30 | 308 | 265
2017-03-14 04:00 | 297 | 253
2017-03-14 04:30 | 276 | 230
2017-03-14 05:00 | 277 | 233
2017-03-14 05:30 | 282 | 240
2017-03-14 06:00 | 294 | 254
2017-03-14 06:30 | 308 | 275
2017-03-14 07:00 | 326 | 297
2017-03-14 07:30 | 356 | 329
2017-03-14 08:00 | 375 | 350
2017-03-14 08:30 | 387 | 358
2017-03-14 09:00 | 404 | 375
2017-03-14 09:30 | 411 | 383
2017-03-14 10:00 | 406 | 378
2017-03-14 10:30 | 407 | 381
2017-03-14 11:00 | 407 | 382
2017-03-14 11:30 | 409 | 384
2017-03-14 12:00 | 416 | 392
2017-03-14 12:30 | 419 | 400
2017-03-14 13:00 | 424 | 406
2017-03-14 13:30 | 415 | 396
2017-03-14 14:00 | 415 | 397
2017-03-14 14:30 | 416 | 396
2017-03-14 15:00 | 437 | 422
2017-03-14 15:30 | 451 | 435
2017-03-14 16:00 | 461 | 447
2017-03-14 16:30 | 466 | 450
2017-03-14 17:00 | 459 | 443
2017-03-14 17:30 | 439 | 420
2017-03-14 18:00 | 438 | 418
2017-03-14 18:30 | 444 | 424
2017-03-14 19:00 | 471 | 454
2017-03-14 19:30 | 503 | 487
2017-03-14 20:00 | 502 | 485
2017-03-14 20:30 | 487 | 469
2017-03-14 21:00 | 472 | 451
2017-03-14 21:30 | 445 | 427
2017-03-14 22:00 | 415 | 395
2017-03-14 22:30 | 386 | 362
2017-03-14 23:00 | 366 | 335
2017-03-14 23:30 | 349 | 309
2017-03-15 | 326 | 289
2017-03-15 00:30 | 399 | 372
2017-03-15 01:00 | 409 | 389
2017-03-15 01:30 | 399 | 380
2017-03-15 02:00 | 392 | 372
2017-03-15 02:30 | 387 | 367
2017-03-15 03:00 | 384 | 363
2017-03-15 03:30 | 380 | 358
2017-03-15 04:00 | 380 | 358
2017-03-15 04:30 | 382 | 360
2017-03-15 05:00 | 385 | 364
2017-03-15 05:30 | 397 | 374
2017-03-15 06:00 | 409 | 387
2017-03-15 06:30 | 427 | 408
2017-03-15 07:00 | 370 | 355
2017-03-15 07:30 | 349 | 336
2017-03-15 08:00 | 365 | 355
2017-03-15 08:30 | 376 | 367
2017-03-15 09:00 | 379 | 370
2017-03-15 09:30 | 377 | 367
2017-03-15 10:00 | 383 | 373
2017-03-15 10:30 | 387 | 378
2017-03-15 11:00 | 387 | 378
2017-03-15 11:30 | 371 | 362
2017-03-15 12:00 | 374 | 365
2017-03-15 12:30 | 382 | 374
2017-03-15 13:00 | 387 | 377
2017-03-15 13:30 | 393 | 383
2017-03-15 14:00 | 403 | 394
2017-03-15 14:30 | 422 | 413
2017-03-15 15:00 | 422 | 407
2017-03-15 15:30 | 428 | 413
2017-03-15 16:00 | 444 | 430
2017-03-15 16:30 | 430 | 407
2017-03-15 17:00 | 418 | 387
2017-03-15 17:30 | 420 | 387
2017-03-15 18:00 | 427 | 393
2017-03-15 18:30 | 448 | 417
2017-03-15 19:00 | 463 | 437
2017-03-15 19:30 | 473 | 446
2017-03-15 20:00 | 461 | 433
2017-03-15 20:30 | 426 | 391
2017-03-15 21:00 | 406 | 367
2017-03-15 21:30 | 381 | 339
2017-03-15 22:00 | 357 | 306
2017-03-15 22:30 | 343 | 273
2017-03-15 23:00 | 299 | 249
2017-03-15 23:30 | 275 | 226
2017-03-16 | 262 | 207
2017-03-16 00:30 | 331 | 293
2017-03-16 01:00 | 340 | 306
2017-03-16 01:30 | 332 | 295
2017-03-16 02:00 | 335 | 300
2017-03-16 02:30 | 339 | 312
2017-03-16 03:00 | 336 | 309
2017-03-16 03:30 | 334 | 306
2017-03-16 04:00 | 333 | 305
2017-03-16 04:30 | 333 | 305
2017-03-16 05:00 | 334 | 306
2017-03-16 05:30 | 355 | 335
2017-03-16 06:00 | 375 | 357
2017-03-16 06:30 | 404 | 389
2017-03-16 07:00 | 388 | 367
2017-03-16 07:30 | 340 | 317
2017-03-16 08:00 | 348 | 329
2017-03-16 08:30 | 362 | 344
2017-03-16 09:00 | 374 | 355
2017-03-16 09:30 | 377 | 359
2017-03-16 10:00 | 382 | 365
2017-03-16 10:30 | 386 | 370
2017-03-16 11:00 | 398 | 384
2017-03-16 11:30 | 413 | 400
2017-03-16 12:00 | 417 | 405
2017-03-16 12:30 | 420 | 408
2017-03-16 13:00 | 414 | 400
2017-03-16 13:30 | 400 | 385
2017-03-16 14:00 | 405 | 389
2017-03-16 14:30 | 413 | 397
2017-03-16 15:00 | 422 | 406
2017-03-16 15:30 | 387 | 359
2017-03-16 16:00 | 410 | 385
2017-03-16 16:30 | 411 | 388
2017-03-16 17:00 | 391 | 357
2017-03-16 17:30 | 393 | 357
2017-03-16 18:00 | 375 | 354
2017-03-16 18:30 | 388 | 369
2017-03-16 19:00 | 416 | 399
2017-03-16 19:30 | 465 | 454
2017-03-16 20:00 | 494 | 478
2017-03-16 20:30 | 484 | 466
2017-03-16 21:00 | 466 | 445
2017-03-16 21:30 | 438 | 412
2017-03-16 22:00 | 412 | 383
2017-03-16 22:30 | 388 | 358
2017-03-16 23:00 | 355 | 331
2017-03-16 23:30 | 325 | 306
2017-03-17 | 307 | 286
2017-03-17 00:30 | 381 | 366
2017-03-17 01:00 | 400 | 387
2017-03-17 01:30 | 390 | 378
2017-03-17 02:00 | 383 | 371
2017-03-17 02:30 | 378 | 365
2017-03-17 03:00 | 373 | 359
2017-03-17 03:30 | 371 | 357
2017-03-17 04:00 | 367 | 354
2017-03-17 04:30 | 367 | 353
2017-03-17 05:00 | 368 | 354
2017-03-17 05:30 | 377 | 365
2017-03-17 06:00 | 323 | 310
2017-03-17 06:30 | 286 | 274
2017-03-17 07:00 | 307 | 294
2017-03-17 07:30 | 336 | 327
2017-03-17 08:00 | 354 | 348
2017-03-17 08:30 | 375 | 365
2017-03-17 09:00 | 383 | 374
2017-03-17 09:30 | 390 | 382
2017-03-17 10:00 | 396 | 387
2017-03-17 10:30 | 398 | 389
2017-03-17 11:00 | 398 | 388
2017-03-17 11:30 | 401 | 391
2017-03-17 12:00 | 407 | 399
2017-03-17 12:30 | 403 | 385
2017-03-17 13:00 | 404 | 381
2017-03-17 13:30 | 410 | 388
2017-03-17 14:00 | 418 | 397
2017-03-17 14:30 | 431 | 411
2017-03-17 15:00 | 444 | 422
2017-03-17 15:30 | 451 | 429
2017-03-17 16:00 | 468 | 447
2017-03-17 16:30 | 481 | 461
2017-03-17 17:00 | 492 | 471
2017-03-17 17:30 | 489 | 462
2017-03-17 18:00 | 483 | 451
2017-03-17 18:30 | 483 | 449
2017-03-17 19:00 | 491 | 459
2017-03-17 19:30 | 515 | 485
2017-03-17 20:00 | 510 | 478
2017-03-17 20:30 | 498 | 465
2017-03-17 21:00 | 484 | 447
2017-03-17 21:30 | 466 | 428
2017-03-17 22:00 | 446 | 409
2017-03-17 22:30 | 420 | 382
2017-03-17 23:00 | 406 | 364
2017-03-17 23:30 | 381 | 341
2017-03-18 | 357 | 321
2017-03-18 00:30 | 426 | 399
2017-03-18 01:00 | 441 | 419
2017-03-18 01:30 | 434 | 412
2017-03-18 02:00 | 426 | 403
2017-03-18 02:30 | 420 | 395
2017-03-18 03:00 | 416 | 391
2017-03-18 03:30 | 410 | 384
2017-03-18 04:00 | 405 | 378
2017-03-18 04:30 | 401 | 373
2017-03-18 05:00 | 400 | 371
2017-03-18 05:30 | 400 | 372
2017-03-18 06:00 | 401 | 374
2017-03-18 06:30 | 409 | 382
2017-03-18 07:00 | 417 | 391
2017-03-18 07:30 | 434 | 411
2017-03-18 08:00 | 456 | 431
2017-03-18 08:30 | 474 | 450
2017-03-18 09:00 | 483 | 458
2017-03-18 09:30 | 413 | 385
2017-03-18 10:00 | 375 | 346
2017-03-18 10:30 | 383 | 355
2017-03-18 11:00 | 389 | 362
2017-03-18 11:30 | 402 | 376
2017-03-18 12:00 | 407 | 382
2017-03-18 12:30 | 404 | 379
2017-03-18 13:00 | 395 | 367
2017-03-18 13:30 | 368 | 336
2017-03-18 14:00 | 357 | 321
2017-03-18 14:30 | 364 | 329
2017-03-18 15:00 | 375 | 341
2017-03-18 15:30 | 392 | 362
2017-03-18 16:00 | 409 | 381
2017-03-18 16:30 | 404 | 376
2017-03-18 17:00 | 390 | 361
2017-03-18 17:30 | 399 | 371
2017-03-18 18:00 | 405 | 377
2017-03-18 18:30 | 412 | 384
2017-03-18 19:00 | 422 | 397
2017-03-18 19:30 | 421 | 397
2017-03-18 20:00 | 407 | 381
2017-03-18 20:30 | 412 | 384
2017-03-18 21:00 | 428 | 401
2017-03-18 21:30 | 417 | 388
2017-03-18 22:00 | 403 | 371
2017-03-18 22:30 | 473 | 443
2017-03-18 23:00 | 482 | 454
2017-03-18 23:30 | 463 | 436
2017-03-19 | 448 | 418
2017-03-19 00:30 | 438 | 406
2017-03-19 01:00 | 427 | 393
2017-03-19 01:30 | 418 | 382
2017-03-19 02:00 | 408 | 370
2017-03-19 02:30 | 404 | 365
2017-03-19 03:00 | 396 | 355
2017-03-19 03:30 | 387 | 345
2017-03-19 04:00 | 385 | 343
2017-03-19 04:30 | 383 | 339
2017-03-19 05:00 | 380 | 335
2017-03-19 05:30 | 382 | 337
2017-03-19 06:00 | 383 | 339
2017-03-19 06:30 | 387 | 343
2017-03-19 07:00 | 389 | 345
2017-03-19 07:30 | 397 | 356
2017-03-19 08:00 | 405 | 366
2017-03-19 08:30 | 420 | 385
2017-03-19 09:00 | 425 | 392
2017-03-19 09:30 | 426 | 395
2017-03-19 10:00 | 406 | 361
2017-03-19 10:30 | 422 | 387
2017-03-19 11:00 | 444 | 422
2017-03-19 11:30 | 447 | 426
2017-03-19 12:00 | 450 | 431
2017-03-19 12:30 | 458 | 444
2017-03-19 13:00 | 472 | 456
2017-03-19 13:30 | 469 | 453
2017-03-19 14:00 | 466 | 450
2017-03-19 14:30 | 473 | 458
2017-03-19 15:00 | 472 | 457
2017-03-19 15:30 | 453 | 427
2017-03-19 16:00 | 443 | 410
2017-03-19 16:30 | 466 | 447
2017-03-19 17:00 | 425 | 387
2017-03-19 17:30 | 425 | 380
2017-03-19 18:00 | 443 | 405
2017-03-19 18:30 | 452 | 419
2017-03-19 19:00 | 464 | 428
2017-03-19 19:30 | 497 | 466
2017-03-19 20:00 | 495 | 466
2017-03-19 20:30 | 483 | 451
2017-03-19 21:00 | 493 | 468
2017-03-19 21:30 | 483 | 457
2017-03-19 22:00 | 468 | 440
2017-03-19 22:30 | 448 | 416
2017-03-19 23:00 | 431 | 393
2017-03-19 23:30 | 418 | 377
2017-03-20 | 406 | 363
2017-03-20 00:30 | 395 | 351
2017-03-20 01:00 | 385 | 342
2017-03-20 01:30 | 380 | 334
2017-03-20 02:00 | 375 | 328
2017-03-20 02:30 | 373 | 326
2017-03-20 03:00 | 367 | 319
2017-03-20 03:30 | 366 | 317
2017-03-20 04:00 | 365 | 316
2017-03-20 04:30 | 364 | 314
2017-03-20 05:00 | 369 | 320
2017-03-20 05:30 | 379 | 334
2017-03-20 06:00 | 330 | 282
2017-03-20 06:30 | 292 | 241
2017-03-20 07:00 | 277 | 220
2017-03-20 07:30 | 304 | 278
2017-03-20 08:00 | 333 | 311
2017-03-20 08:30 | 306 | 276
2017-03-20 09:00 | 297 | 261
2017-03-20 09:30 | 301 | 267
2017-03-20 10:00 | 305 | 275
2017-03-20 10:30 | 300 | 269
2017-03-20 11:00 | 302 | 273
2017-03-20 11:30 | 307 | 278
2017-03-20 12:00 | 318 | 291
2017-03-20 12:30 | 326 | 301
2017-03-20 13:00 | 328 | 303
2017-03-20 13:30 | 321 | 294
2017-03-20 14:00 | 311 | 287
2017-03-20 14:30 | 321 | 300
2017-03-20 15:00 | 315 | 294
2017-03-20 15:30 | 299 | 278
2017-03-20 16:00 | 306 | 284
2017-03-20 16:30 | 319 | 300
2017-03-20 17:00 | 319 | 299
2017-03-20 17:30 | 327 | 307
2017-03-20 18:00 | 333 | 312
2017-03-20 18:30 | 347 | 328
2017-03-20 19:00 | 348 | 328
2017-03-20 19:30 | 358 | 342
2017-03-20 20:00 | 355 | 340
2017-03-20 20:30 | 337 | 320
2017-03-20 21:00 | 317 | 301
2017-03-20 21:30 | 296 | 282
2017-03-20 22:00 | 276 | 261
2017-03-20 22:30 | 251 | 233
2017-03-20 23:00 | 228 | 212
2017-03-20 23:30 | 211 | 193
2017-03-21 | 198 | 178
2017-03-21 00:30 | 285 | 273
2017-03-21 01:00 | 299 | 288
2017-03-21 01:30 | 292 | 280
2017-03-21 02:00 | 286 | 273
2017-03-21 02:30 | 283 | 271
2017-03-21 03:00 | 281 | 268
2017-03-21 03:30 | 280 | 266
2017-03-21 04:00 | 277 | 264
2017-03-21 04:30 | 295 | 282
2017-03-21 05:00 | 302 | 291
2017-03-21 05:30 | 328 | 318
2017-03-21 06:00 | 293 | 283
2017-03-21 06:30 | 263 | 254
2017-03-21 07:00 | 285 | 278
2017-03-21 07:30 | 277 | 272
2017-03-21 08:00 | 298 | 290
2017-03-21 08:30 | 304 | 294
2017-03-21 09:00 | 300 | 291
2017-03-21 09:30 | 309 | 301
2017-03-21 10:00 | 310 | 303
2017-03-21 10:30 | 313 | 306
2017-03-21 11:00 | 325 | 319
2017-03-21 11:30 | 337 | 332
2017-03-21 12:00 | 339 | 331
2017-03-21 12:30 | 336 | 325
2017-03-21 13:00 | 345 | 335
2017-03-21 13:30 | 345 | 335
2017-03-21 14:00 | 351 | 341
2017-03-21 14:30 | 363 | 353
2017-03-21 15:00 | 369 | 359
2017-03-21 15:30 | 370 | 361
2017-03-21 16:00 | 372 | 362
2017-03-21 16:30 | 381 | 371
2017-03-21 17:00 | 368 | 355
2017-03-21 17:30 | 361 | 346
2017-03-21 18:00 | 366 | 346
2017-03-21 18:30 | 375 | 356
2017-03-21 19:00 | 391 | 375
2017-03-21 19:30 | 386 | 370
2017-03-21 20:00 | 390 | 373
2017-03-21 20:30 | 379 | 359
2017-03-21 21:00 | 359 | 336
2017-03-21 21:30 | 434 | 415
2017-03-21 22:00 | 438 | 421
2017-03-21 22:30 | 433 | 416
2017-03-21 23:00 | 419 | 399
2017-03-21 23:30 | 402 | 378
2017-03-22 | 384 | 359
2017-03-22 00:30 | 372 | 350
2017-03-22 01:00 | 362 | 338
2017-03-22 01:30 | 353 | 329
2017-03-22 02:00 | 350 | 326
2017-03-22 02:30 | 345 | 322
2017-03-22 03:00 | 343 | 319
2017-03-22 03:30 | 339 | 316
2017-03-22 04:00 | 338 | 314
2017-03-22 04:30 | 339 | 315
2017-03-22 05:00 | 341 | 317
2017-03-22 05:30 | 350 | 329
2017-03-22 06:00 | 364 | 345
2017-03-22 06:30 | 388 | 373
2017-03-22 07:00 | 408 | 398
2017-03-22 07:30 | 405 | 398
2017-03-22 08:00 | 402 | 394
2017-03-22 08:30 | 410 | 397
2017-03-22 09:00 | 413 | 402
2017-03-22 09:30 | 360 | 347
2017-03-22 10:00 | 291 | 275
2017-03-22 10:30 | 295 | 280
2017-03-22 11:00 | 303 | 286
2017-03-22 11:30 | 313 | 293
2017-03-22 12:00 | 325 | 307
2017-03-22 12:30 | 330 | 313
2017-03-22 13:00 | 333 | 316
2017-03-22 13:30 | 351 | 330
2017-03-22 14:00 | 365 | 344
2017-03-22 14:30 | 377 | 357
2017-03-22 15:00 | 379 | 359
2017-03-22 15:30 | 380 | 360
2017-03-22 16:00 | 381 | 362
2017-03-22 16:30 | 400 | 380
2017-03-22 17:00 | 404 | 383
2017-03-22 17:30 | 401 | 378
2017-03-22 18:00 | 401 | 376
2017-03-22 18:30 | 404 | 376
2017-03-22 19:00 | 415 | 388
2017-03-22 19:30 | 411 | 384
2017-03-22 20:00 | 404 | 370
2017-03-22 20:30 | 393 | 356
2017-03-22 21:00 | 382 | 343
2017-03-22 21:30 | 367 | 326
2017-03-22 22:00 | 352 | 308
2017-03-22 22:30 | 317 | 275
2017-03-22 23:00 | 372 | 340
2017-03-22 23:30 | 394 | 363
2017-03-23 | 380 | 346
2017-03-23 00:30 | 370 | 334
2017-03-23 01:00 | 360 | 322
2017-03-23 01:30 | 352 | 312
2017-03-23 02:00 | 347 | 306
2017-03-23 02:30 | 341 | 299
2017-03-23 03:00 | 340 | 298
2017-03-23 03:30 | 337 | 295
2017-03-23 04:00 | 335 | 293
2017-03-23 04:30 | 337 | 295
2017-03-23 05:00 | 346 | 305
2017-03-23 05:30 | 348 | 309
2017-03-23 06:00 | 360 | 323
2017-03-23 06:30 | 382 | 353
2017-03-23 07:00 | 401 | 375
2017-03-23 07:30 | 418 | 397
2017-03-23 08:00 | 414 | 395
2017-03-23 08:30 | 422 | 404
2017-03-23 09:00 | 431 | 411
2017-03-23 09:30 | 376 | 353
2017-03-23 10:00 | 317 | 291
2017-03-23 10:30 | 311 | 285
2017-03-23 11:00 | 309 | 284
2017-03-23 11:30 | 312 | 288
2017-03-23 12:00 | 316 | 292
2017-03-23 12:30 | 327 | 305
2017-03-23 13:00 | 329 | 308
2017-03-23 13:30 | 329 | 306
2017-03-23 14:00 | 342 | 324
2017-03-23 14:30 | 360 | 343
2017-03-23 15:00 | 364 | 347
2017-03-23 15:30 | 365 | 349
2017-03-23 16:00 | 368 | 351
2017-03-23 16:30 | 368 | 350
2017-03-23 17:00 | 372 | 354
2017-03-23 17:30 | 374 | 355
2017-03-23 18:00 | 381 | 361
2017-03-23 18:30 | 390 | 371
2017-03-23 19:00 | 411 | 393
2017-03-23 19:30 | 414 | 393
2017-03-23 20:00 | 396 | 375
2017-03-23 20:30 | 382 | 360
2017-03-23 21:00 | 362 | 334
2017-03-23 21:30 | 342 | 305
2017-03-23 22:00 | 328 | 295
2017-03-23 22:30 | 308 | 270
2017-03-23 23:00 | 369 | 342
2017-03-23 23:30 | 371 | 349
2017-03-24 | 356 | 332
2017-03-24 00:30 | 366 | 341
2017-03-24 01:00 | 361 | 336
2017-03-24 01:30 | 354 | 328
2017-03-24 02:00 | 355 | 325
2017-03-24 02:30 | 352 | 320
2017-03-24 03:00 | 348 | 315
2017-03-24 03:30 | 345 | 313
2017-03-24 04:00 | 343 | 311
2017-03-24 04:30 | 320 | 284
2017-03-24 05:00 | 299 | 262
2017-03-24 05:30 | 304 | 269
2017-03-24 06:00 | 317 | 286
2017-03-24 06:30 | 337 | 311
2017-03-24 07:00 | 287 | 257
2017-03-24 07:30 | 268 | 239
2017-03-24 08:00 | 282 | 257
2017-03-24 08:30 | 284 | 267
2017-03-24 09:00 | 286 | 270
2017-03-24 09:30 | 293 | 279
2017-03-24 10:00 | 288 | 273
2017-03-24 10:30 | 287 | 273
2017-03-24 11:00 | 292 | 279
2017-03-24 11:30 | 294 | 280
2017-03-24 12:00 | 292 | 279
2017-03-24 12:30 | 292 | 278
2017-03-24 13:00 | 295 | 281
2017-03-24 13:30 | 298 | 284
2017-03-24 14:00 | 295 | 281
2017-03-24 14:30 | 298 | 285
2017-03-24 15:00 | 306 | 292
2017-03-24 15:30 | 303 | 289
2017-03-24 16:00 | 311 | 298
2017-03-24 16:30 | 311 | 297
2017-03-24 17:00 | 311 | 297
2017-03-24 17:30 | 309 | 292
2017-03-24 18:00 | 312 | 294
2017-03-24 18:30 | 319 | 300
2017-03-24 19:00 | 330 | 313
2017-03-24 19:30 | 325 | 308
2017-03-24 20:00 | 308 | 290
2017-03-24 20:30 | 286 | 265
2017-03-24 21:00 | 272 | 248
2017-03-24 21:30 | 357 | 333
2017-03-24 22:00 | 373 | 346
2017-03-24 22:30 | 357 | 326
2017-03-24 23:00 | 346 | 314
2017-03-24 23:30 | 329 | 302
2017-03-25 | 319 | 290
2017-03-25 00:30 | 307 | 276
2017-03-25 01:00 | 291 | 258
2017-03-25 01:30 | 298 | 253
2017-03-25 02:00 | 294 | 247
2017-03-25 02:30 | 292 | 243
2017-03-25 03:00 | 289 | 240
2017-03-25 03:30 | 287 | 238
2017-03-25 04:00 | 283 | 233
2017-03-25 04:30 | 283 | 233
2017-03-25 05:00 | 282 | 232
2017-03-25 05:30 | 287 | 238
2017-03-25 06:00 | 292 | 245
2017-03-25 06:30 | 327 | 286
2017-03-25 07:00 | 336 | 296
2017-03-25 07:30 | 350 | 314
2017-03-25 08:00 | 360 | 329
2017-03-25 08:30 | 368 | 344
2017-03-25 09:00 | 377 | 355
2017-03-25 09:30 | 381 | 359
2017-03-25 10:00 | 381 | 356
2017-03-25 10:30 | 385 | 361
2017-03-25 11:00 | 388 | 365
2017-03-25 11:30 | 319 | 293
2017-03-25 12:00 | 285 | 256
2017-03-25 12:30 | 289 | 260
2017-03-25 13:00 | 301 | 273
2017-03-25 13:30 | 308 | 281
2017-03-25 14:00 | 314 | 288
2017-03-25 14:30 | 324 | 299
2017-03-25 15:00 | 334 | 310
2017-03-25 15:30 | 344 | 321
2017-03-25 16:00 | 355 | 334
2017-03-25 16:30 | 365 | 346
2017-03-25 17:00 | 374 | 355
2017-03-25 17:30 | 371 | 352
2017-03-25 18:00 | 365 | 346
2017-03-25 18:30 | 361 | 342
2017-03-25 19:00 | 376 | 359
2017-03-25 19:30 | 470 | 459
2017-03-25 20:00 | 477 | 467
2017-03-25 20:30 | 460 | 448
2017-03-25 21:00 | 460 | 447
2017-03-25 21:30 | 451 | 437
2017-03-25 22:00 | 436 | 419
2017-03-25 22:30 | 415 | 395
2017-03-25 23:00 | 398 | 374
2017-03-25 23:30 | 384 | 356
2017-03-26 | 374 | 342
2017-03-26 00:30 | 375 | 340
2017-03-26 01:00 | 364 | 327
2017-03-26 01:30 | 356 | 316
2017-03-26 02:00 | 351 | 309
2017-03-26 02:30 | 346 | 302
2017-03-26 03:00 | 342 | 298
2017-03-26 03:30 | 338 | 293
2017-03-26 04:00 | 335 | 289
2017-03-26 04:30 | 335 | 288
2017-03-26 05:00 | 334 | 287
2017-03-26 05:30 | 332 | 284
2017-03-26 06:00 | 311 | 262
2017-03-26 06:30 | 313 | 265
2017-03-26 07:00 | 317 | 267
2017-03-26 07:30 | 324 | 276
2017-03-26 08:00 | 344 | 299
2017-03-26 08:30 | 353 | 310
2017-03-26 09:00 | 358 | 319
2017-03-26 09:30 | 364 | 328
2017-03-26 10:00 | 366 | 332
2017-03-26 10:30 | 376 | 337
2017-03-26 11:00 | 384 | 347
2017-03-26 11:30 | 390 | 356
2017-03-26 12:00 | 393 | 359
2017-03-26 12:30 | 402 | 368
2017-03-26 13:00 | 420 | 390
2017-03-26 13:30 | 425 | 395
2017-03-26 14:00 | 428 | 400
2017-03-26 14:30 | 432 | 404
2017-03-26 15:00 | 444 | 418
2017-03-26 15:30 | 458 | 434
2017-03-26 16:00 | 445 | 413
2017-03-26 16:30 | 447 | 411
2017-03-26 17:00 | 441 | 399
2017-03-26 17:30 | 409 | 362
2017-03-26 18:00 | 352 | 293
2017-03-26 18:30 | 361 | 307
2017-03-26 19:00 | 364 | 316
2017-03-26 19:30 | 371 | 336
2017-03-26 20:00 | 361 | 324
2017-03-26 20:30 | 362 | 333
2017-03-26 21:00 | 351 | 319
2017-03-26 21:30 | 335 | 301
2017-03-26 22:00 | 316 | 277
2017-03-26 22:30 | 312 | 269
2017-03-26 23:00 | 298 | 252
2017-03-26 23:30 | 282 | 230
2017-03-27 | 263 | 216
2017-03-27 00:30 | 261 | 217
2017-03-27 01:00 | 253 | 204
2017-03-27 01:30 | 246 | 195
2017-03-27 02:00 | 242 | 190
2017-03-27 02:30 | 238 | 184
2017-03-27 03:00 | 238 | 184
2017-03-27 03:30 | 237 | 183
2017-03-27 04:00 | 234 | 179
2017-03-27 04:30 | 226 | 169
2017-03-27 05:00 | 228 | 172
2017-03-27 05:30 | 233 | 180
2017-03-27 06:00 | 242 | 193
2017-03-27 06:30 | 260 | 218
2017-03-27 07:00 | 277 | 240
2017-03-27 07:30 | 291 | 258
2017-03-27 08:00 | 301 | 271
2017-03-27 08:30 | 302 | 271
2017-03-27 09:00 | 300 | 271
2017-03-27 09:30 | 306 | 283
2017-03-27 10:00 | 309 | 291
2017-03-27 10:30 | 311 | 287
2017-03-27 11:00 | 313 | 288
2017-03-27 11:30 | 324 | 299
2017-03-27 12:00 | 325 | 299
2017-03-27 12:30 | 329 | 288
2017-03-27 13:00 | 339 | 298
2017-03-27 13:30 | 329 | 280
2017-03-27 14:00 | 340 | 289
2017-03-27 14:30 | 343 | 294
2017-03-27 15:00 | 352 | 303
2017-03-27 15:30 | 356 | 305
2017-03-27 16:00 | 355 | 313
2017-03-27 16:30 | 352 | 317
2017-03-27 17:00 | 355 | 321
2017-03-27 17:30 | 358 | 324
2017-03-27 18:00 | 362 | 328
2017-03-27 18:30 | 368 | 334
2017-03-27 19:00 | 379 | 348
2017-03-27 19:30 | 374 | 342
2017-03-27 20:00 | 361 | 325
2017-03-27 20:30 | 352 | 313
2017-03-27 21:00 | 341 | 297
2017-03-27 21:30 | 318 | 266
2017-03-27 22:00 | 293 | 236
2017-03-27 22:30 | 268 | 208
2017-03-27 23:00 | 252 | 184
2017-03-27 23:30 | 239 | 163
2017-03-28 | 217 | 144
2017-03-28 00:30 | 205 | 132
2017-03-28 01:00 | 267 | 213
2017-03-28 01:30 | 286 | 237
2017-03-28 02:00 | 280 | 228
2017-03-28 02:30 | 276 | 222
2017-03-28 03:00 | 273 | 218
2017-03-28 03:30 | 271 | 215
2017-03-28 04:00 | 269 | 211
2017-03-28 04:30 | 269 | 211
2017-03-28 05:00 | 270 | 213
2017-03-28 05:30 | 272 | 216
2017-03-28 06:00 | 279 | 226
2017-03-28 06:30 | 294 | 247
2017-03-28 07:00 | 309 | 265
2017-03-28 07:30 | 329 | 290
2017-03-28 08:00 | 347 | 312
2017-03-28 08:30 | 357 | 326
2017-03-28 09:00 | 363 | 334
2017-03-28 09:30 | 368 | 341
2017-03-28 10:00 | 366 | 339
2017-03-28 10:30 | 367 | 341
2017-03-28 11:00 | 370 | 345
2017-03-28 11:30 | 373 | 349
2017-03-28 12:00 | 377 | 353
2017-03-28 12:30 | 302 | 278
2017-03-28 13:00 | 263 | 235
2017-03-28 13:30 | 268 | 241
2017-03-28 14:00 | 284 | 249
2017-03-28 14:30 | 289 | 256
2017-03-28 15:00 | 270 | 234
2017-03-28 15:30 | 261 | 225
2017-03-28 16:00 | 260 | 229
2017-03-28 16:30 | 234 | 206
2017-03-28 17:00 | 224 | 195
2017-03-28 17:30 | 227 | 200
2017-03-28 18:00 | 236 | 210
2017-03-28 18:30 | 242 | 223
2017-03-28 19:00 | 239 | 226
2017-03-28 19:30 | 237 | 224
2017-03-28 20:00 | 223 | 209
2017-03-28 20:30 | 225 | 212
2017-03-28 21:00 | 223 | 209
2017-03-28 21:30 | 222 | 205
2017-03-28 22:00 | 223 | 204
2017-03-28 22:30 | 220 | 200
2017-03-28 23:00 | 211 | 189
2017-03-28 23:30 | 232 | 208
2017-03-29 | 233 | 208
2017-03-29 00:30 | 228 | 201
2017-03-29 01:00 | 223 | 195
2017-03-29 01:30 | 227 | 200
2017-03-29 02:00 | 227 | 200
2017-03-29 02:30 | 223 | 197
2017-03-29 03:00 | 222 | 196
2017-03-29 03:30 | 222 | 195
2017-03-29 04:00 | 222 | 195
2017-03-29 04:30 | 257 | 233
2017-03-29 05:00 | 273 | 251
2017-03-29 05:30 | 280 | 259
2017-03-29 06:00 | 291 | 271
2017-03-29 06:30 | 317 | 302
2017-03-29 07:00 | 341 | 329
2017-03-29 07:30 | 365 | 357
2017-03-29 08:00 | 399 | 386
2017-03-29 08:30 | 413 | 398
2017-03-29 09:00 | 424 | 413
2017-03-29 09:30 | 434 | 424
2017-03-29 10:00 | 426 | 417
2017-03-29 10:30 | 380 | 371
2017-03-29 11:00 | 382 | 374
2017-03-29 11:30 | 386 | 378
2017-03-29 12:00 | 390 | 381
2017-03-29 12:30 | 404 | 396
2017-03-29 13:00 | 417 | 408
2017-03-29 13:30 | 406 | 397
2017-03-29 14:00 | 379 | 366
2017-03-29 14:30 | 391 | 377
2017-03-29 15:00 | 411 | 399
2017-03-29 15:30 | 410 | 395
2017-03-29 16:00 | 422 | 407
2017-03-29 16:30 | 423 | 407
2017-03-29 17:00 | 416 | 398
2017-03-29 17:30 | 424 | 406
2017-03-29 18:00 | 414 | 391
2017-03-29 18:30 | 421 | 391
2017-03-29 19:00 | 447 | 422
2017-03-29 19:30 | 493 | 477
2017-03-29 20:00 | 491 | 478
2017-03-29 20:30 | 482 | 467
2017-03-29 21:00 | 470 | 453
2017-03-29 21:30 | 450 | 432
2017-03-29 22:00 | 432 | 412
2017-03-29 22:30 | 505 | 487
2017-03-29 23:00 | 503 | 481
2017-03-29 23:30 | 485 | 457
2017-03-30 | 467 | 442
2017-03-30 00:30 | 446 | 421
2017-03-30 01:00 | 437 | 411
2017-03-30 01:30 | 426 | 398
2017-03-30 02:00 | 417 | 387
2017-03-30 02:30 | 411 | 381
2017-03-30 03:00 | 406 | 374
2017-03-30 03:30 | 404 | 372
2017-03-30 04:00 | 401 | 368
2017-03-30 04:30 | 389 | 356
2017-03-30 05:00 | 391 | 358
2017-03-30 05:30 | 397 | 366
2017-03-30 06:00 | 408 | 380
2017-03-30 06:30 | 356 | 327
2017-03-30 07:00 | 326 | 297
2017-03-30 07:30 | 350 | 330
2017-03-30 08:00 | 367 | 352
2017-03-30 08:30 | 387 | 372
2017-03-30 09:00 | 397 | 383
2017-03-30 09:30 | 403 | 390
2017-03-30 10:00 | 408 | 397
2017-03-30 10:30 | 407 | 397
2017-03-30 11:00 | 390 | 379
2017-03-30 11:30 | 345 | 317
2017-03-30 12:00 | 377 | 359
2017-03-30 12:30 | 381 | 361
2017-03-30 13:00 | 391 | 373
2017-03-30 13:30 | 410 | 397
2017-03-30 14:00 | 447 | 439
2017-03-30 14:30 | 462 | 454
2017-03-30 15:00 | 464 | 456
2017-03-30 15:30 | 464 | 454
2017-03-30 16:00 | 453 | 442
2017-03-30 16:30 | 443 | 431
2017-03-30 17:00 | 425 | 412
2017-03-30 17:30 | 427 | 412
2017-03-30 18:00 | 443 | 429
2017-03-30 18:30 | 454 | 441
2017-03-30 19:00 | 467 | 456
2017-03-30 19:30 | 463 | 452
2017-03-30 20:00 | 470 | 458
2017-03-30 20:30 | 483 | 470
2017-03-30 21:00 | 478 | 465
2017-03-30 21:30 | 450 | 430
2017-03-30 22:00 | 431 | 407
2017-03-30 22:30 | 396 | 366
2017-03-30 23:00 | 363 | 332
2017-03-30 23:30 | 336 | 307
2017-03-31 | 363 | 334
2017-03-31 00:30 | 406 | 385
2017-03-31 01:00 | 403 | 382
2017-03-31 01:30 | 397 | 375
2017-03-31 02:00 | 389 | 366
2017-03-31 02:30 | 395 | 371
2017-03-31 03:00 | 391 | 367
2017-03-31 03:30 | 388 | 363
2017-03-31 04:00 | 385 | 361
2017-03-31 04:30 | 375 | 350
2017-03-31 05:00 | 378 | 353
2017-03-31 05:30 | 385 | 363
2017-03-31 06:00 | 398 | 378
2017-03-31 06:30 | 342 | 321
2017-03-31 07:00 | 313 | 292
2017-03-31 07:30 | 343 | 326
2017-03-31 08:00 | 342 | 331
2017-03-31 08:30 | 349 | 338
2017-03-31 09:00 | 363 | 353
2017-03-31 09:30 | 366 | 353
2017-03-31 10:00 | 367 | 352
2017-03-31 10:30 | 371 | 354
2017-03-31 11:00 | 378 | 363
2017-03-31 11:30 | 413 | 395
2017-03-31 12:00 | 432 | 416
2017-03-31 12:30 | 419 | 403
2017-03-31 13:00 | 409 | 393
2017-03-31 13:30 | 399 | 382
2017-03-31 14:00 | 403 | 388
2017-03-31 14:30 | 411 | 396
2017-03-31 15:00 | 416 | 402
2017-03-31 15:30 | 419 | 405
2017-03-31 16:00 | 436 | 423
2017-03-31 16:30 | 435 | 422
2017-03-31 17:00 | 395 | 374
2017-03-31 17:30 | 396 | 369
2017-03-31 18:00 | 418 | 385
2017-03-31 18:30 | 415 | 379
2017-03-31 19:00 | 424 | 390
2017-03-31 19:30 | 418 | 384
2017-03-31 20:00 | 405 | 368
2017-03-31 20:30 | 391 | 348
2017-03-31 21:00 | 379 | 327
2017-03-31 21:30 | 381 | 328
2017-03-31 22:00 | 392 | 337
2017-03-31 22:30 | 374 | 327
2017-03-31 23:00 | 352 | 306
2017-03-31 23:30 | 337 | 286
2017-04-01 | 318 | 269
2017-04-01 00:30 | 385 | 353
2017-04-01 01:00 | 397 | 371
2017-04-01 01:30 | 387 | 359
2017-04-01 02:00 | 379 | 349
2017-04-01 02:30 | 374 | 342
2017-04-01 03:00 | 370 | 337
2017-04-01 03:30 | 366 | 331
2017-04-01 04:00 | 364 | 328
2017-04-01 04:30 | 362 | 326
2017-04-01 05:00 | 360 | 323
2017-04-01 05:30 | 360 | 324
2017-04-01 06:00 | 363 | 327
2017-04-01 06:30 | 368 | 334
2017-04-01 07:00 | 373 | 339
2017-04-01 07:30 | 384 | 354
2017-04-01 08:00 | 394 | 367
2017-04-01 08:30 | 406 | 381
2017-04-01 09:00 | 411 | 386
2017-04-01 09:30 | 412 | 391
2017-04-01 10:00 | 416 | 392
2017-04-01 10:30 | 420 | 395
2017-04-01 11:00 | 419 | 394
2017-04-01 11:30 | 418 | 394
2017-04-01 12:00 | 421 | 397
2017-04-01 12:30 | 423 | 399
2017-04-01 13:00 | 429 | 406
2017-04-01 13:30 | 435 | 412
2017-04-01 14:00 | 437 | 415
2017-04-01 14:30 | 428 | 406
2017-04-01 15:00 | 428 | 406
2017-04-01 15:30 | 433 | 411
2017-04-01 16:00 | 441 | 420
2017-04-01 16:30 | 442 | 422
2017-04-01 17:00 | 439 | 419
2017-04-01 17:30 | 444 | 424
2017-04-01 18:00 | 449 | 430
2017-04-01 18:30 | 455 | 435
2017-04-01 19:00 | 467 | 449
2017-04-01 19:30 | 465 | 447
2017-04-01 20:00 | 467 | 449
2017-04-01 20:30 | 479 | 460
2017-04-01 21:00 | 473 | 452
2017-04-01 21:30 | 463 | 440
2017-04-01 22:00 | 450 | 425
2017-04-01 22:30 | 434 | 405
2017-04-01 23:00 | 418 | 386
2017-04-01 23:30 | 400 | 369
2017-04-02 | 391 | 359
2017-04-02 00:30 | 381 | 347
2017-04-02 01:00 | 372 | 335
2017-04-02 01:30 | 364 | 325
2017-04-02 02:00 | 359 | 318
2017-04-02 02:30 | 354 | 312
2017-04-02 03:00 | 352 | 309
2017-04-02 03:30 | 350 | 306
2017-04-02 04:00 | 345 | 300
2017-04-02 04:30 | 345 | 298
2017-04-02 05:00 | 344 | 296
2017-04-02 05:30 | 345 | 298
2017-04-02 06:00 | 346 | 300
2017-04-02 06:30 | 349 | 303
2017-04-02 07:00 | 350 | 304
2017-04-02 07:30 | 359 | 316
2017-04-02 08:00 | 365 | 325
2017-04-02 08:30 | 373 | 336
2017-04-02 09:00 | 375 | 339
2017-04-02 09:30 | 377 | 345
2017-04-02 10:00 | 380 | 349
2017-04-02 10:30 | 383 | 358
2017-04-02 11:00 | 385 | 360
2017-04-02 11:30 | 387 | 362
2017-04-02 12:00 | 394 | 370
2017-04-02 12:30 | 400 | 373
2017-04-02 13:00 | 404 | 377
2017-04-02 13:30 | 413 | 387
2017-04-02 14:00 | 419 | 391
2017-04-02 14:30 | 409 | 378
2017-04-02 15:00 | 410 | 379
2017-04-02 15:30 | 424 | 396
2017-04-02 16:00 | 433 | 406
2017-04-02 16:30 | 435 | 409
2017-04-02 17:00 | 435 | 409
2017-04-02 17:30 | 448 | 424
2017-04-02 18:00 | 458 | 435
2017-04-02 18:30 | 473 | 452
2017-04-02 19:00 | 494 | 478
2017-04-02 19:30 | 492 | 475
2017-04-02 20:00 | 492 | 475
2017-04-02 20:30 | 501 | 483
2017-04-02 21:00 | 499 | 480
2017-04-02 21:30 | 482 | 459
2017-04-02 22:00 | 465 | 440
2017-04-02 22:30 | 446 | 417
2017-04-02 23:00 | 430 | 395
2017-04-02 23:30 | 410 | 375
2017-04-03 | 398 | 360
2017-04-03 00:30 | 388 | 349
2017-04-03 01:00 | 379 | 339
2017-04-03 01:30 | 379 | 339
2017-04-03 02:00 | 379 | 340
2017-04-03 02:30 | 355 | 335
2017-04-03 03:00 | 344 | 321
2017-04-03 03:30 | 343 | 319
2017-04-03 04:00 | 340 | 315
2017-04-03 04:30 | 329 | 302
2017-04-03 05:00 | 295 | 266
2017-04-03 05:30 | 296 | 266
2017-04-03 06:00 | 306 | 281
2017-04-03 06:30 | 329 | 307
2017-04-03 07:00 | 353 | 334
2017-04-03 07:30 | 372 | 345
2017-04-03 08:00 | 378 | 348
2017-04-03 08:30 | 343 | 301
2017-04-03 09:00 | 338 | 292
2017-04-03 09:30 | 341 | 297
2017-04-03 10:00 | 340 | 297
2017-04-03 10:30 | 340 | 298
2017-04-03 11:00 | 336 | 295
2017-04-03 11:30 | 339 | 297
2017-04-03 12:00 | 346 | 306
2017-04-03 12:30 | 350 | 311
2017-04-03 13:00 | 358 | 322
2017-04-03 13:30 | 367 | 332
2017-04-03 14:00 | 366 | 331
2017-04-03 14:30 | 366 | 332
2017-04-03 15:00 | 370 | 336
2017-04-03 15:30 | 332 | 296
2017-04-03 16:00 | 347 | 312
2017-04-03 16:30 | 332 | 293
2017-04-03 17:00 | 305 | 264
2017-04-03 17:30 | 305 | 261
2017-04-03 18:00 | 310 | 263
2017-04-03 18:30 | 317 | 271
2017-04-03 19:00 | 332 | 291
2017-04-03 19:30 | 324 | 281
2017-04-03 20:00 | 326 | 282
2017-04-03 20:30 | 330 | 284
2017-04-03 21:00 | 321 | 271
2017-04-03 21:30 | 363 | 314
2017-04-03 22:00 | 362 | 311
2017-04-03 22:30 | 350 | 297
2017-04-03 23:00 | 330 | 279
2017-04-03 23:30 | 317 | 260
2017-04-04 | 303 | 243
2017-04-04 00:30 | 287 | 231
2017-04-04 01:00 | 274 | 218
2017-04-04 01:30 | 264 | 209
2017-04-04 02:00 | 258 | 202
2017-04-04 02:30 | 256 | 198
2017-04-04 03:00 | 255 | 196
2017-04-04 03:30 | 253 | 194
2017-04-04 04:00 | 253 | 194
2017-04-04 04:30 | 254 | 196
2017-04-04 05:00 | 255 | 196
2017-04-04 05:30 | 263 | 207
2017-04-04 06:00 | 271 | 220
2017-04-04 06:30 | 281 | 235
2017-04-04 07:00 | 241 | 189
2017-04-04 07:30 | 257 | 209
2017-04-04 08:00 | 272 | 230
2017-04-04 08:30 | 344 | 303
2017-04-04 09:00 | 347 | 309
2017-04-04 09:30 | 335 | 295
2017-04-04 10:00 | 320 | 279
2017-04-04 10:30 | 312 | 273
2017-04-04 11:00 | 278 | 235
2017-04-04 11:30 | 282 | 240
2017-04-04 12:00 | 277 | 234
2017-04-04 12:30 | 279 | 236
2017-04-04 13:00 | 308 | 270
2017-04-04 13:30 | 294 | 255
2017-04-04 14:00 | 298 | 262
2017-04-04 14:30 | 288 | 250
2017-04-04 15:00 | 298 | 260
2017-04-04 15:30 | 316 | 279
2017-04-04 16:00 | 292 | 253
2017-04-04 16:30 | 283 | 241
2017-04-04 17:00 | 271 | 226
2017-04-04 17:30 | 273 | 226
2017-04-04 18:00 | 280 | 231
2017-04-04 18:30 | 288 | 240
2017-04-04 19:00 | 300 | 257
2017-04-04 19:30 | 292 | 247
2017-04-04 20:00 | 281 | 232
2017-04-04 20:30 | 277 | 225
2017-04-04 21:00 | 265 | 207
2017-04-04 21:30 | 273 | 214
2017-04-04 22:00 | 267 | 209
2017-04-04 22:30 | 264 | 202
2017-04-04 23:00 | 249 | 180
2017-04-04 23:30 | 202 | 161
2017-04-05 | 192 | 148
2017-04-05 00:30 | 234 | 196
2017-04-05 01:00 | 245 | 207
2017-04-05 01:30 | 241 | 200
2017-04-05 02:00 | 237 | 195
2017-04-05 02:30 | 229 | 189
2017-04-05 03:00 | 224 | 187
2017-04-05 03:30 | 223 | 185
2017-04-05 04:00 | 221 | 183
2017-04-05 04:30 | 225 | 189
2017-04-05 05:00 | 228 | 191
2017-04-05 05:30 | 233 | 199
2017-04-05 06:00 | 241 | 209
2017-04-05 06:30 | 220 | 191
2017-04-05 07:00 | 195 | 166
2017-04-05 07:30 | 212 | 190
2017-04-05 08:00 | 228 | 213
2017-04-05 08:30 | 241 | 221
2017-04-05 09:00 | 254 | 223
2017-04-05 09:30 | 248 | 208
2017-04-05 10:00 | 235 | 192
2017-04-05 10:30 | 232 | 189
2017-04-05 11:00 | 228 | 186
2017-04-05 11:30 | 225 | 183
2017-04-05 12:00 | 224 | 181
2017-04-05 12:30 | 224 | 184
2017-04-05 13:00 | 231 | 192
2017-04-05 13:30 | 231 | 192
2017-04-05 14:00 | 239 | 203
2017-04-05 14:30 | 241 | 205
2017-04-05 15:00 | 239 | 203
2017-04-05 15:30 | 254 | 221
2017-04-05 16:00 | 263 | 231
2017-04-05 16:30 | 264 | 232
2017-04-05 17:00 | 254 | 219
2017-04-05 17:30 | 252 | 214
2017-04-05 18:00 | 259 | 220
2017-04-05 18:30 | 269 | 232
2017-04-05 19:00 | 285 | 252
2017-04-05 19:30 | 281 | 246
2017-04-05 20:00 | 268 | 231
2017-04-05 20:30 | 251 | 209
2017-04-05 21:00 | 271 | 226
2017-04-05 21:30 | 285 | 233
2017-04-05 22:00 | 289 | 235
2017-04-05 22:30 | 231 | 161
2017-04-05 23:00 | 204 | 127
2017-04-05 23:30 | 193 | 109
2017-04-06 | 228 | 154
2017-04-06 00:30 | 221 | 169
2017-04-06 01:00 | 239 | 190
2017-04-06 01:30 | 240 | 190
2017-04-06 02:00 | 233 | 181
2017-04-06 02:30 | 232 | 179
2017-04-06 03:00 | 230 | 176
2017-04-06 03:30 | 220 | 172
2017-04-06 04:00 | 221 | 173
2017-04-06 04:30 | 224 | 177
2017-04-06 05:00 | 225 | 179
2017-04-06 05:30 | 232 | 188
2017-04-06 06:00 | 239 | 204
2017-04-06 06:30 | 242 | 214
2017-04-06 07:00 | 197 | 168
2017-04-06 07:30 | 223 | 202
2017-04-06 08:00 | 258 | 210
2017-04-06 08:30 | 334 | 286
2017-04-06 09:00 | 336 | 289
2017-04-06 09:30 | 319 | 272
2017-04-06 10:00 | 314 | 266
2017-04-06 10:30 | 312 | 265
2017-04-06 11:00 | 313 | 266
2017-04-06 11:30 | 305 | 258
2017-04-06 12:00 | 296 | 249
2017-04-06 12:30 | 291 | 243
2017-04-06 13:00 | 297 | 251
2017-04-06 13:30 | 302 | 257
2017-04-06 14:00 | 308 | 264
2017-04-06 14:30 | 311 | 269
2017-04-06 15:00 | 315 | 273
2017-04-06 15:30 | 259 | 210
2017-04-06 16:00 | 256 | 205
2017-04-06 16:30 | 260 | 210
2017-04-06 17:00 | 265 | 215
2017-04-06 17:30 | 272 | 218
2017-04-06 18:00 | 278 | 225
2017-04-06 18:30 | 290 | 239
2017-04-06 19:00 | 306 | 260
2017-04-06 19:30 | 292 | 251
2017-04-06 20:00 | 274 | 231
2017-04-06 20:30 | 259 | 213
2017-04-06 21:00 | 247 | 197
2017-04-06 21:30 | 277 | 229
2017-04-06 22:00 | 276 | 225
2017-04-06 22:30 | 269 | 220
2017-04-06 23:00 | 258 | 205
2017-04-06 23:30 | 246 | 186
2017-04-07 | 236 | 171
2017-04-07 00:30 | 229 | 159
2017-04-07 01:00 | 220 | 147
2017-04-07 01:30 | 216 | 140
2017-04-07 02:00 | 212 | 133
2017-04-07 02:30 | 224 | 148
2017-04-07 03:00 | 226 | 148
2017-04-07 03:30 | 208 | 148
2017-04-07 04:00 | 203 | 147
2017-04-07 04:30 | 204 | 147
2017-04-07 05:00 | 208 | 152
2017-04-07 05:30 | 214 | 162
2017-04-07 06:00 | 223 | 174
2017-04-07 06:30 | 230 | 187
2017-04-07 07:00 | 220 | 186
2017-04-07 07:30 | 259 | 234
2017-04-07 08:00 | 279 | 254
2017-04-07 08:30 | 298 | 266
2017-04-07 09:00 | 298 | 269
2017-04-07 09:30 | 301 | 272
2017-04-07 10:00 | 300 | 271
2017-04-07 10:30 | 301 | 272
2017-04-07 11:00 | 298 | 270
2017-04-07 11:30 | 293 | 265
2017-04-07 12:00 | 301 | 274
2017-04-07 12:30 | 301 | 274
2017-04-07 13:00 | 301 | 275
2017-04-07 13:30 | 310 | 285
2017-04-07 14:00 | 303 | 278
2017-04-07 14:30 | 305 | 279
2017-04-07 15:00 | 310 | 285
2017-04-07 15:30 | 316 | 292
2017-04-07 16:00 | 321 | 297
2017-04-07 16:30 | 314 | 289
2017-04-07 17:00 | 300 | 273
2017-04-07 17:30 | 301 | 271
2017-04-07 18:00 | 306 | 276
2017-04-07 18:30 | 312 | 283
2017-04-07 19:00 | 322 | 293
2017-04-07 19:30 | 315 | 286
2017-04-07 20:00 | 321 | 292
2017-04-07 20:30 | 315 | 284
2017-04-07 21:00 | 306 | 272
2017-04-07 21:30 | 293 | 257
2017-04-07 22:00 | 284 | 244
2017-04-07 22:30 | 301 | 262
2017-04-07 23:00 | 301 | 251
2017-04-07 23:30 | 289 | 234
2017-04-08 | 278 | 219
2017-04-08 00:30 | 305 | 253
2017-04-08 01:00 | 350 | 315
2017-04-08 01:30 | 346 | 309
2017-04-08 02:00 | 338 | 298
2017-04-08 02:30 | 335 | 293
2017-04-08 03:00 | 334 | 294
2017-04-08 03:30 | 338 | 299
2017-04-08 04:00 | 338 | 298
2017-04-08 04:30 | 335 | 295
2017-04-08 05:00 | 333 | 292
2017-04-08 05:30 | 335 | 295
2017-04-08 06:00 | 339 | 300
2017-04-08 06:30 | 348 | 311
2017-04-08 07:00 | 355 | 318
2017-04-08 07:30 | 368 | 335
2017-04-08 08:00 | 379 | 351
2017-04-08 08:30 | 368 | 343
2017-04-08 09:00 | 373 | 348
2017-04-08 09:30 | 378 | 355
2017-04-08 10:00 | 386 | 364
2017-04-08 10:30 | 379 | 356
2017-04-08 11:00 | 376 | 353
2017-04-08 11:30 | 375 | 353
2017-04-08 12:00 | 380 | 359
2017-04-08 12:30 | 383 | 361
2017-04-08 13:00 | 385 | 365
2017-04-08 13:30 | 387 | 366
2017-04-08 14:00 | 388 | 367
2017-04-08 14:30 | 391 | 370
2017-04-08 15:00 | 394 | 374
2017-04-08 15:30 | 403 | 383
2017-04-08 16:00 | 410 | 391
2017-04-08 16:30 | 406 | 387
2017-04-08 17:00 | 390 | 371
2017-04-08 17:30 | 400 | 382
2017-04-08 18:00 | 408 | 390
2017-04-08 18:30 | 417 | 401
2017-04-08 19:00 | 429 | 415
2017-04-08 19:30 | 421 | 407
2017-04-08 20:00 | 422 | 406
2017-04-08 20:30 | 434 | 417
2017-04-08 21:00 | 429 | 411
2017-04-08 21:30 | 417 | 397
2017-04-08 22:00 | 409 | 388
2017-04-08 22:30 | 403 | 381
2017-04-08 23:00 | 389 | 368
2017-04-08 23:30 | 377 | 354
2017-04-09 | 367 | 340
2017-04-09 00:30 | 356 | 327
2017-04-09 01:00 | 350 | 314
2017-04-09 01:30 | 344 | 306
2017-04-09 02:00 | 343 | 304
2017-04-09 02:30 | 350 | 310
2017-04-09 03:00 | 346 | 305
2017-04-09 03:30 | 345 | 303
2017-04-09 04:00 | 344 | 302
2017-04-09 04:30 | 344 | 301
2017-04-09 05:00 | 343 | 300
2017-04-09 05:30 | 344 | 301
2017-04-09 06:00 | 346 | 304
2017-04-09 06:30 | 346 | 304
2017-04-09 07:00 | 334 | 290
2017-04-09 07:30 | 343 | 301
2017-04-09 08:00 | 347 | 308
2017-04-09 08:30 | 357 | 321
2017-04-09 09:00 | 348 | 314
2017-04-09 09:30 | 353 | 323
2017-04-09 10:00 | 354 | 325
2017-04-09 10:30 | 351 | 323
2017-04-09 11:00 | 350 | 322
2017-04-09 11:30 | 348 | 321
2017-04-09 12:00 | 346 | 319
2017-04-09 12:30 | 345 | 318
2017-04-09 13:00 | 352 | 326
2017-04-09 13:30 | 357 | 331
2017-04-09 14:00 | 361 | 338
2017-04-09 14:30 | 370 | 348
2017-04-09 15:00 | 376 | 355
2017-04-09 15:30 | 389 | 373
2017-04-09 16:00 | 404 | 389
2017-04-09 16:30 | 406 | 392
2017-04-09 17:00 | 405 | 391
2017-04-09 17:30 | 418 | 405
2017-04-09 18:00 | 429 | 416
2017-04-09 18:30 | 449 | 438
2017-04-09 19:00 | 468 | 462
2017-04-09 19:30 | 462 | 453
2017-04-09 20:00 | 483 | 472
2017-04-09 20:30 | 480 | 468
2017-04-09 21:00 | 466 | 454
2017-04-09 21:30 | 450 | 437
2017-04-09 22:00 | 433 | 417
2017-04-09 22:30 | 414 | 395
2017-04-09 23:00 | 394 | 376
2017-04-09 23:30 | 377 | 356
2017-04-10 | 356 | 340
2017-04-10 00:30 | 341 | 331
2017-04-10 01:00 | 332 | 321
2017-04-10 01:30 | 326 | 314
2017-04-10 02:00 | 320 | 308
2017-04-10 02:30 | 315 | 302
2017-04-10 03:00 | 313 | 300
2017-04-10 03:30 | 312 | 299
2017-04-10 04:00 | 312 | 299
2017-04-10 04:30 | 299 | 286
2017-04-10 05:00 | 264 | 250
2017-04-10 05:30 | 264 | 250
2017-04-10 06:00 | 267 | 254
2017-04-10 06:30 | 268 | 256
2017-04-10 07:00 | 271 | 260
2017-04-10 07:30 | 303 | 292
2017-04-10 08:00 | 309 | 296
2017-04-10 08:30 | 271 | 259
2017-04-10 09:00 | 270 | 259
2017-04-10 09:30 | 231 | 219
2017-04-10 10:00 | 244 | 232
2017-04-10 10:30 | 271 | 258
2017-04-10 11:00 | 271 | 258
2017-04-10 11:30 | 270 | 257
2017-04-10 12:00 | 272 | 259
2017-04-10 12:30 | 277 | 265
2017-04-10 13:00 | 284 | 271
2017-04-10 13:30 | 292 | 280
2017-04-10 14:00 | 299 | 287
2017-04-10 14:30 | 310 | 298
2017-04-10 15:00 | 322 | 312
2017-04-10 15:30 | 329 | 318
2017-04-10 16:00 | 340 | 330
2017-04-10 16:30 | 340 | 329
2017-04-10 17:00 | 332 | 321
2017-04-10 17:30 | 336 | 324
2017-04-10 18:00 | 324 | 311
2017-04-10 18:30 | 276 | 263
2017-04-10 19:00 | 331 | 319
2017-04-10 19:30 | 362 | 351
2017-04-10 20:00 | 360 | 348
2017-04-10 20:30 | 368 | 356
2017-04-10 21:00 | 358 | 346
2017-04-10 21:30 | 340 | 327
2017-04-10 22:00 | 322 | 307
2017-04-10 22:30 | 311 | 293
2017-04-10 23:00 | 294 | 271
2017-04-10 23:30 | 280 | 242
2017-04-11 | 266 | 225
2017-04-11 00:30 | 256 | 213
2017-04-11 01:00 | 247 | 203
2017-04-11 01:30 | 242 | 197
2017-04-11 02:00 | 237 | 190
2017-04-11 02:30 | 234 | 186
2017-04-11 03:00 | 231 | 182
2017-04-11 03:30 | 231 | 181
2017-04-11 04:00 | 228 | 179
2017-04-11 04:30 | 227 | 180
2017-04-11 05:00 | 229 | 184
2017-04-11 05:30 | 235 | 194
2017-04-11 06:00 | 247 | 209
2017-04-11 06:30 | 261 | 230
2017-04-11 07:00 | 227 | 198
2017-04-11 07:30 | 286 | 260
2017-04-11 08:00 | 307 | 281
2017-04-11 08:30 | 316 | 290
2017-04-11 09:00 | 315 | 293
2017-04-11 09:30 | 312 | 291
2017-04-11 10:00 | 308 | 288
2017-04-11 10:30 | 311 | 291
2017-04-11 11:00 | 315 | 296
2017-04-11 11:30 | 322 | 304
2017-04-11 12:00 | 324 | 307
2017-04-11 12:30 | 329 | 311
2017-04-11 13:00 | 332 | 314
2017-04-11 13:30 | 338 | 321
2017-04-11 14:00 | 345 | 328
2017-04-11 14:30 | 336 | 318
2017-04-11 15:00 | 339 | 321
2017-04-11 15:30 | 350 | 334
2017-04-11 16:00 | 358 | 343
2017-04-11 16:30 | 326 | 309
2017-04-11 17:00 | 296 | 276
2017-04-11 17:30 | 294 | 271
2017-04-11 18:00 | 274 | 247
2017-04-11 18:30 | 268 | 212
2017-04-11 19:00 | 297 | 252
2017-04-11 19:30 | 350 | 322
2017-04-11 20:00 | 347 | 318
2017-04-11 20:30 | 338 | 305
2017-04-11 21:00 | 338 | 303
2017-04-11 21:30 | 338 | 302
2017-04-11 22:00 | 349 | 312
2017-04-11 22:30 | 339 | 297
2017-04-11 23:00 | 331 | 285
2017-04-11 23:30 | 314 | 263
2017-04-12 | 301 | 247
2017-04-12 00:30 | 327 | 282
2017-04-12 01:00 | 372 | 343
2017-04-12 01:30 | 366 | 334
2017-04-12 02:00 | 358 | 325
2017-04-12 02:30 | 355 | 320
2017-04-12 03:00 | 349 | 313
2017-04-12 03:30 | 348 | 312
2017-04-12 04:00 | 349 | 313
2017-04-12 04:30 | 350 | 315
2017-04-12 05:00 | 352 | 317
2017-04-12 05:30 | 360 | 328
2017-04-12 06:00 | 371 | 342
2017-04-12 06:30 | 366 | 333
2017-04-12 07:00 | 346 | 314
2017-04-12 07:30 | 365 | 339
2017-04-12 08:00 | 357 | 335
2017-04-12 08:30 | 295 | 271
2017-04-12 09:00 | 301 | 279
2017-04-12 09:30 | 305 | 283
2017-04-12 10:00 | 298 | 276
2017-04-12 10:30 | 280 | 258
2017-04-12 11:00 | 257 | 234
2017-04-12 11:30 | 226 | 201
2017-04-12 12:00 | 221 | 195
2017-04-12 12:30 | 222 | 197
2017-04-12 13:00 | 224 | 199
2017-04-12 13:30 | 228 | 203
2017-04-12 14:00 | 230 | 207
2017-04-12 14:30 | 232 | 209
2017-04-12 15:00 | 237 | 214
2017-04-12 15:30 | 247 | 226
2017-04-12 16:00 | 258 | 237
2017-04-12 16:30 | 256 | 235
2017-04-12 17:00 | 251 | 228
2017-04-12 17:30 | 250 | 226
2017-04-12 18:00 | 255 | 230
2017-04-12 18:30 | 269 | 244
2017-04-12 19:00 | 288 | 266
2017-04-12 19:30 | 282 | 259
2017-04-12 20:00 | 285 | 262
2017-04-12 20:30 | 294 | 269
2017-04-12 21:00 | 287 | 261
2017-04-12 21:30 | 272 | 244
2017-04-12 22:00 | 253 | 226
2017-04-12 22:30 | 251 | 220
2017-04-12 23:00 | 252 | 218
2017-04-12 23:30 | 249 | 205
2017-04-13 | 272 | 228
2017-04-13 00:30 | 266 | 224
2017-04-13 01:00 | 252 | 211
2017-04-13 01:30 | 244 | 203
2017-04-13 02:00 | 240 | 195
2017-04-13 02:30 | 239 | 190
2017-04-13 03:00 | 235 | 186
2017-04-13 03:30 | 232 | 184
2017-04-13 04:00 | 232 | 182
2017-04-13 04:30 | 233 | 183
2017-04-13 05:00 | 234 | 185
2017-04-13 05:30 | 242 | 195
2017-04-13 06:00 | 250 | 207
2017-04-13 06:30 | 210 | 165
2017-04-13 07:00 | 218 | 172
2017-04-13 07:30 | 231 | 184
2017-04-13 08:00 | 236 | 195
2017-04-13 08:30 | 241 | 204
2017-04-13 09:00 | 241 | 209
2017-04-13 09:30 | 239 | 210
2017-04-13 10:00 | 242 | 209
2017-04-13 10:30 | 242 | 208
2017-04-13 11:00 | 241 | 208
2017-04-13 11:30 | 241 | 208
2017-04-13 12:00 | 241 | 209
2017-04-13 12:30 | 248 | 217
2017-04-13 13:00 | 253 | 223
2017-04-13 13:30 | 256 | 227
2017-04-13 14:00 | 259 | 230
2017-04-13 14:30 | 249 | 219
2017-04-13 15:00 | 249 | 219
2017-04-13 15:30 | 251 | 222
2017-04-13 16:00 | 260 | 230
2017-04-13 16:30 | 262 | 232
2017-04-13 17:00 | 254 | 224
2017-04-13 17:30 | 255 | 223
2017-04-13 18:00 | 261 | 229
2017-04-13 18:30 | 274 | 243
2017-04-13 19:00 | 284 | 255
2017-04-13 19:30 | 276 | 246
2017-04-13 20:00 | 280 | 250
2017-04-13 20:30 | 294 | 263
2017-04-13 21:00 | 289 | 257
2017-04-13 21:30 | 272 | 235
2017-04-13 22:00 | 277 | 239
2017-04-13 22:30 | 257 | 210
2017-04-13 23:00 | 239 | 179
2017-04-13 23:30 | 230 | 163
2017-04-14 | 269 | 206
2017-04-14 00:30 | 307 | 255
2017-04-14 01:00 | 354 | 318
2017-04-14 01:30 | 347 | 310
2017-04-14 02:00 | 337 | 304
2017-04-14 02:30 | 334 | 300
2017-04-14 03:00 | 330 | 295
2017-04-14 03:30 | 325 | 289
2017-04-14 04:00 | 324 | 287
2017-04-14 04:30 | 336 | 299
2017-04-14 05:00 | 338 | 302
2017-04-14 05:30 | 341 | 307
2017-04-14 06:00 | 345 | 311
2017-04-14 06:30 | 323 | 288
2017-04-14 07:00 | 302 | 264
2017-04-14 07:30 | 310 | 274
2017-04-14 08:00 | 321 | 287
2017-04-14 08:30 | 298 | 261
2017-04-14 09:00 | 266 | 226
2017-04-14 09:30 | 272 | 234
2017-04-14 10:00 | 272 | 234
2017-04-14 10:30 | 272 | 235
2017-04-14 11:00 | 269 | 232
2017-04-14 11:30 | 269 | 232
2017-04-14 12:00 | 276 | 240
2017-04-14 12:30 | 283 | 248
2017-04-14 13:00 | 291 | 259
2017-04-14 13:30 | 293 | 260
2017-04-14 14:00 | 285 | 252
2017-04-14 14:30 | 265 | 230
2017-04-14 15:00 | 257 | 220
2017-04-14 15:30 | 256 | 219
2017-04-14 16:00 | 271 | 235
2017-04-14 16:30 | 269 | 235
2017-04-14 17:00 | 267 | 234
2017-04-14 17:30 | 277 | 245
2017-04-14 18:00 | 285 | 253
2017-04-14 18:30 | 293 | 263
2017-04-14 19:00 | 312 | 285
2017-04-14 19:30 | 305 | 277
2017-04-14 20:00 | 307 | 279
2017-04-14 20:30 | 319 | 290
2017-04-14 21:00 | 315 | 285
2017-04-14 21:30 | 306 | 275
2017-04-14 22:00 | 297 | 264
2017-04-14 22:30 | 287 | 251
2017-04-14 23:00 | 273 | 233
2017-04-14 23:30 | 283 | 245
2017-04-15 | 339 | 307
2017-04-15 00:30 | 349 | 319
2017-04-15 01:00 | 345 | 313
2017-04-15 01:30 | 339 | 306
2017-04-15 02:00 | 336 | 302
2017-04-15 02:30 | 332 | 296
2017-04-15 03:00 | 329 | 292
2017-04-15 03:30 | 328 | 292
2017-04-15 04:00 | 326 | 289
2017-04-15 04:30 | 324 | 286
2017-04-15 05:00 | 327 | 289
2017-04-15 05:30 | 328 | 290
2017-04-15 06:00 | 329 | 292
2017-04-15 06:30 | 335 | 300
2017-04-15 07:00 | 344 | 308
2017-04-15 07:30 | 359 | 326
2017-04-15 08:00 | 369 | 339
2017-04-15 08:30 | 377 | 351
2017-04-15 09:00 | 391 | 359
2017-04-15 09:30 | 394 | 360
2017-04-15 10:00 | 392 | 359
2017-04-15 10:30 | 389 | 355
2017-04-15 11:00 | 380 | 346
2017-04-15 11:30 | 374 | 340
2017-04-15 12:00 | 383 | 351
2017-04-15 12:30 | 384 | 352
2017-04-15 13:00 | 378 | 345
2017-04-15 13:30 | 379 | 345
2017-04-15 14:00 | 374 | 339
2017-04-15 14:30 | 363 | 329
2017-04-15 15:00 | 367 | 333
2017-04-15 15:30 | 381 | 348
2017-04-15 16:00 | 389 | 357
2017-04-15 16:30 | 394 | 363
2017-04-15 17:00 | 390 | 359
2017-04-15 17:30 | 402 | 373
2017-04-15 18:00 | 409 | 381
2017-04-15 18:30 | 423 | 397
2017-04-15 19:00 | 432 | 410
2017-04-15 19:30 | 421 | 398
2017-04-15 20:00 | 407 | 382
2017-04-15 20:30 | 412 | 385
2017-04-15 21:00 | 430 | 403
2017-04-15 21:30 | 422 | 394
2017-04-15 22:00 | 415 | 386
2017-04-15 22:30 | 400 | 372
2017-04-15 23:00 | 389 | 357
2017-04-15 23:30 | 380 | 346
2017-04-16 | 368 | 332
2017-04-16 00:30 | 362 | 325
2017-04-16 01:00 | 353 | 313
2017-04-16 01:30 | 348 | 306
2017-04-16 02:00 | 345 | 301
2017-04-16 02:30 | 340 | 296
2017-04-16 03:00 | 337 | 292
2017-04-16 03:30 | 337 | 290
2017-04-16 04:00 | 337 | 289
2017-04-16 04:30 | 337 | 289
2017-04-16 05:00 | 335 | 286
2017-04-16 05:30 | 337 | 288
2017-04-16 06:00 | 339 | 291
2017-04-16 06:30 | 342 | 294
2017-04-16 07:00 | 348 | 301
2017-04-16 07:30 | 358 | 313
2017-04-16 08:00 | 364 | 321
2017-04-16 08:30 | 370 | 330
2017-04-16 09:00 | 372 | 335
2017-04-16 09:30 | 374 | 339
2017-04-16 10:00 | 382 | 349
2017-04-16 10:30 | 384 | 352
2017-04-16 11:00 | 377 | 345
2017-04-16 11:30 | 378 | 346
2017-04-16 12:00 | 374 | 342
2017-04-16 12:30 | 377 | 345
2017-04-16 13:00 | 373 | 340
2017-04-16 13:30 | 380 | 349
2017-04-16 14:00 | 379 | 348
2017-04-16 14:30 | 360 | 327
2017-04-16 15:00 | 356 | 323
2017-04-16 15:30 | 366 | 333
2017-04-16 16:00 | 376 | 346
2017-04-16 16:30 | 378 | 348
2017-04-16 17:00 | 379 | 350
2017-04-16 17:30 | 391 | 364
2017-04-16 18:00 | 402 | 374
2017-04-16 18:30 | 417 | 389
2017-04-16 19:00 | 426 | 402
2017-04-16 19:30 | 417 | 393
2017-04-16 20:00 | 421 | 396
2017-04-16 20:30 | 436 | 410
2017-04-16 21:00 | 431 | 404
2017-04-16 21:30 | 420 | 391
2017-04-16 22:00 | 410 | 379
2017-04-16 22:30 | 396 | 362
2017-04-16 23:00 | 381 | 345
2017-04-16 23:30 | 365 | 330
2017-04-17 | 356 | 321
2017-04-17 00:30 | 348 | 310
2017-04-17 01:00 | 342 | 301
2017-04-17 01:30 | 332 | 295
2017-04-17 02:00 | 328 | 291
2017-04-17 02:30 | 325 | 287
2017-04-17 03:00 | 322 | 283
2017-04-17 03:30 | 320 | 281
2017-04-17 04:00 | 318 | 277
2017-04-17 04:30 | 320 | 279
2017-04-17 05:00 | 319 | 278
2017-04-17 05:30 | 323 | 283
2017-04-17 06:00 | 327 | 288
2017-04-17 06:30 | 332 | 295
2017-04-17 07:00 | 337 | 301
2017-04-17 07:30 | 348 | 316
2017-04-17 08:00 | 358 | 329
2017-04-17 08:30 | 366 | 339
2017-04-17 09:00 | 371 | 346
2017-04-17 09:30 | 375 | 352
2017-04-17 10:00 | 373 | 351
2017-04-17 10:30 | 374 | 355
2017-04-17 11:00 | 371 | 353
2017-04-17 11:30 | 372 | 355
2017-04-17 12:00 | 380 | 363
2017-04-17 12:30 | 383 | 366
2017-04-17 13:00 | 380 | 364
2017-04-17 13:30 | 372 | 355
2017-04-17 14:00 | 376 | 356
2017-04-17 14:30 | 365 | 342
2017-04-17 15:00 | 372 | 350
2017-04-17 15:30 | 382 | 361
2017-04-17 16:00 | 391 | 371
2017-04-17 16:30 | 397 | 379
2017-04-17 17:00 | 396 | 378
2017-04-17 17:30 | 413 | 395
2017-04-17 18:00 | 427 | 411
2017-04-17 18:30 | 447 | 432
2017-04-17 19:00 | 462 | 449
2017-04-17 19:30 | 452 | 439
2017-04-17 20:00 | 453 | 438
2017-04-17 20:30 | 462 | 447
2017-04-17 21:00 | 453 | 436
2017-04-17 21:30 | 440 | 421
2017-04-17 22:00 | 424 | 400
2017-04-17 22:30 | 406 | 379
2017-04-17 23:00 | 390 | 360
2017-04-17 23:30 | 378 | 345
2017-04-18 | 367 | 331
2017-04-18 00:30 | 358 | 320
2017-04-18 01:00 | 352 | 312
2017-04-18 01:30 | 346 | 304
2017-04-18 02:00 | 339 | 296
2017-04-18 02:30 | 339 | 294
2017-04-18 03:00 | 337 | 291
2017-04-18 03:30 | 336 | 290
2017-04-18 04:00 | 338 | 291
2017-04-18 04:30 | 342 | 295
2017-04-18 05:00 | 345 | 300
2017-04-18 05:30 | 355 | 312
2017-04-18 06:00 | 364 | 325
2017-04-18 06:30 | 386 | 355
2017-04-18 07:00 | 402 | 375
2017-04-18 07:30 | 427 | 407
2017-04-18 08:00 | 439 | 421
2017-04-18 08:30 | 438 | 420
2017-04-18 09:00 | 436 | 417
2017-04-18 09:30 | 433 | 414
2017-04-18 10:00 | 427 | 408
2017-04-18 10:30 | 427 | 409
2017-04-18 11:00 | 430 | 412
2017-04-18 11:30 | 426 | 408
2017-04-18 12:00 | 422 | 404
2017-04-18 12:30 | 433 | 414
2017-04-18 13:00 | 450 | 429
2017-04-18 13:30 | 453 | 432
2017-04-18 14:00 | 450 | 428
2017-04-18 14:30 | 435 | 413
2017-04-18 15:00 | 434 | 412
2017-04-18 15:30 | 440 | 417
2017-04-18 16:00 | 448 | 426
2017-04-18 16:30 | 449 | 426
2017-04-18 17:00 | 442 | 418
2017-04-18 17:30 | 445 | 419
2017-04-18 18:00 | 452 | 426
2017-04-18 18:30 | 469 | 445
2017-04-18 19:00 | 480 | 457
2017-04-18 19:30 | 469 | 446
2017-04-18 20:00 | 473 | 449
2017-04-18 20:30 | 485 | 458
2017-04-18 21:00 | 479 | 448
2017-04-18 21:30 | 460 | 425
2017-04-18 22:00 | 437 | 403
2017-04-18 22:30 | 430 | 389
2017-04-18 23:00 | 413 | 368
2017-04-18 23:30 | 398 | 352
2017-04-19 | 381 | 333
2017-04-19 00:30 | 374 | 324
2017-04-19 01:00 | 368 | 316
2017-04-19 01:30 | 361 | 307
2017-04-19 02:00 | 355 | 298
2017-04-19 02:30 | 351 | 291
2017-04-19 03:00 | 352 | 287
2017-04-19 03:30 | 348 | 286
2017-04-19 04:00 | 346 | 283
2017-04-19 04:30 | 319 | 255
2017-04-19 05:00 | 308 | 256
2017-04-19 05:30 | 304 | 243
2017-04-19 06:00 | 316 | 260
2017-04-19 06:30 | 332 | 282
2017-04-19 07:00 | 354 | 311
2017-04-19 07:30 | 379 | 344
2017-04-19 08:00 | 391 | 360
2017-04-19 08:30 | 393 | 363
2017-04-19 09:00 | 390 | 362
2017-04-19 09:30 | 399 | 371
2017-04-19 10:00 | 406 | 363
2017-04-19 10:30 | 392 | 348
2017-04-19 11:00 | 353 | 304
2017-04-19 11:30 | 349 | 300
2017-04-19 12:00 | 353 | 305
2017-04-19 12:30 | 343 | 293
2017-04-19 13:00 | 405 | 364
2017-04-19 13:30 | 418 | 376
2017-04-19 14:00 | 409 | 362
2017-04-19 14:30 | 341 | 294
2017-04-19 15:00 | 330 | 293
2017-04-19 15:30 | 333 | 295
2017-04-19 16:00 | 340 | 303
2017-04-19 16:30 | 340 | 302
2017-04-19 17:00 | 330 | 289
2017-04-19 17:30 | 322 | 277
2017-04-19 18:00 | 288 | 234
2017-04-19 18:30 | 301 | 252
2017-04-19 19:00 | 315 | 270
2017-04-19 19:30 | 316 | 273
2017-04-19 20:00 | 325 | 284
2017-04-19 20:30 | 343 | 305
2017-04-19 21:00 | 333 | 291
2017-04-19 21:30 | 326 | 285
2017-04-19 22:00 | 311 | 271
2017-04-19 22:30 | 289 | 246
2017-04-19 23:00 | 275 | 229
2017-04-19 23:30 | 264 | 213
2017-04-20 | 254 | 201
2017-04-20 00:30 | 248 | 194
2017-04-20 01:00 | 243 | 188
2017-04-20 01:30 | 240 | 186
2017-04-20 02:00 | 237 | 182
2017-04-20 02:30 | 234 | 179
2017-04-20 03:00 | 235 | 180
2017-04-20 03:30 | 234 | 180
2017-04-20 04:00 | 232 | 177
2017-04-20 04:30 | 231 | 178
2017-04-20 05:00 | 235 | 182
2017-04-20 05:30 | 245 | 195
2017-04-20 06:00 | 256 | 212
2017-04-20 06:30 | 276 | 238
2017-04-20 07:00 | 299 | 267
2017-04-20 07:30 | 329 | 306
2017-04-20 08:00 | 352 | 316
2017-04-20 08:30 | 359 | 319
2017-04-20 09:00 | 356 | 316
2017-04-20 09:30 | 353 | 314
2017-04-20 10:00 | 346 | 307
2017-04-20 10:30 | 357 | 320
2017-04-20 11:00 | 351 | 314
2017-04-20 11:30 | 344 | 307
2017-04-20 12:00 | 348 | 310
2017-04-20 12:30 | 353 | 316
2017-04-20 13:00 | 349 | 312
2017-04-20 13:30 | 351 | 314
2017-04-20 14:00 | 357 | 322
2017-04-20 14:30 | 347 | 312
2017-04-20 15:00 | 341 | 305
2017-04-20 15:30 | 345 | 307
2017-04-20 16:00 | 293 | 252
2017-04-20 16:30 | 278 | 234
2017-04-20 17:00 | 268 | 219
2017-04-20 17:30 | 270 | 218
2017-04-20 18:00 | 281 | 230
2017-04-20 18:30 | 299 | 253
2017-04-20 19:00 | 308 | 266
2017-04-20 19:30 | 315 | 273
2017-04-20 20:00 | 327 | 284
2017-04-20 20:30 | 322 | 277
2017-04-20 21:00 | 303 | 257
2017-04-20 21:30 | 338 | 295
2017-04-20 22:00 | 338 | 291
2017-04-20 22:30 | 321 | 271
2017-04-20 23:00 | 305 | 249
2017-04-20 23:30 | 291 | 230
2017-04-21 | 280 | 214
2017-04-21 00:30 | 269 | 206
2017-04-21 01:00 | 262 | 199
2017-04-21 01:30 | 257 | 191
2017-04-21 02:00 | 253 | 186
2017-04-21 02:30 | 249 | 178
2017-04-21 03:00 | 247 | 176
2017-04-21 03:30 | 247 | 177
2017-04-21 04:00 | 248 | 177
2017-04-21 04:30 | 250 | 179
2017-04-21 05:00 | 251 | 181
2017-04-21 05:30 | 261 | 195
2017-04-21 06:00 | 270 | 209
2017-04-21 06:30 | 295 | 244
2017-04-21 07:00 | 312 | 264
2017-04-21 07:30 | 340 | 302
2017-04-21 08:00 | 359 | 322
2017-04-21 08:30 | 359 | 323
2017-04-21 09:00 | 353 | 318
2017-04-21 09:30 | 348 | 313
2017-04-21 10:00 | 345 | 311
2017-04-21 10:30 | 346 | 310
2017-04-21 11:00 | 345 | 307
2017-04-21 11:30 | 342 | 303
2017-04-21 12:00 | 337 | 299
2017-04-21 12:30 | 340 | 303
2017-04-21 13:00 | 343 | 306
2017-04-21 13:30 | 345 | 307
2017-04-21 14:00 | 344 | 306
2017-04-21 14:30 | 332 | 293
2017-04-21 15:00 | 328 | 288
2017-04-21 15:30 | 324 | 282
2017-04-21 16:00 | 274 | 225
2017-04-21 16:30 | 263 | 211
2017-04-21 17:00 | 259 | 205
2017-04-21 17:30 | 262 | 207
2017-04-21 18:00 | 266 | 210
2017-04-21 18:30 | 278 | 225
2017-04-21 19:00 | 285 | 234
2017-04-21 19:30 | 279 | 225
2017-04-21 20:00 | 276 | 226
2017-04-21 20:30 | 287 | 239
2017-04-21 21:00 | 283 | 233
2017-04-21 21:30 | 326 | 279
2017-04-21 22:00 | 331 | 284
2017-04-21 22:30 | 316 | 267
2017-04-21 23:00 | 302 | 250
2017-04-21 23:30 | 290 | 235
2017-04-22 | 279 | 219
2017-04-22 00:30 | 307 | 255
2017-04-22 01:00 | 353 | 317
2017-04-22 01:30 | 346 | 307
2017-04-22 02:00 | 338 | 299
2017-04-22 02:30 | 334 | 293
2017-04-22 03:00 | 332 | 290
2017-04-22 03:30 | 332 | 290
2017-04-22 04:00 | 331 | 289
2017-04-22 04:30 | 329 | 287
2017-04-22 05:00 | 330 | 288
2017-04-22 05:30 | 334 | 292
2017-04-22 06:00 | 337 | 298
2017-04-22 06:30 | 385 | 351
2017-04-22 07:00 | 404 | 372
2017-04-22 07:30 | 409 | 379
2017-04-22 08:00 | 411 | 385
2017-04-22 08:30 | 413 | 390
2017-04-22 09:00 | 417 | 396
2017-04-22 09:30 | 416 | 395
2017-04-22 10:00 | 413 | 392
2017-04-22 10:30 | 413 | 391
2017-04-22 11:00 | 413 | 389
2017-04-22 11:30 | 406 | 380
2017-04-22 12:00 | 406 | 380
2017-04-22 12:30 | 404 | 377
2017-04-22 13:00 | 400 | 373
2017-04-22 13:30 | 401 | 374
2017-04-22 14:00 | 397 | 370
2017-04-22 14:30 | 383 | 352
2017-04-22 15:00 | 378 | 344
2017-04-22 15:30 | 385 | 351
2017-04-22 16:00 | 393 | 361
2017-04-22 16:30 | 396 | 365
2017-04-22 17:00 | 396 | 366
2017-04-22 17:30 | 403 | 373
2017-04-22 18:00 | 413 | 384
2017-04-22 18:30 | 427 | 402
2017-04-22 19:00 | 432 | 409
2017-04-22 19:30 | 418 | 392
2017-04-22 20:00 | 422 | 396
2017-04-22 20:30 | 434 | 408
2017-04-22 21:00 | 415 | 388
2017-04-22 21:30 | 402 | 377
2017-04-22 22:00 | 389 | 363
2017-04-22 22:30 | 380 | 351
2017-04-22 23:00 | 372 | 340
2017-04-22 23:30 | 365 | 331
2017-04-23 | 354 | 316
2017-04-23 00:30 | 347 | 308
2017-04-23 01:00 | 342 | 300
2017-04-23 01:30 | 335 | 291
2017-04-23 02:00 | 332 | 285
2017-04-23 02:30 | 327 | 280
2017-04-23 03:00 | 324 | 279
2017-04-23 03:30 | 324 | 278
2017-04-23 04:00 | 324 | 278
2017-04-23 04:30 | 324 | 277
2017-04-23 05:00 | 324 | 277
2017-04-23 05:30 | 328 | 282
2017-04-23 06:00 | 328 | 283
2017-04-23 06:30 | 334 | 291
2017-04-23 07:00 | 338 | 295
2017-04-23 07:30 | 341 | 301
2017-04-23 08:00 | 344 | 306
2017-04-23 08:30 | 353 | 318
2017-04-23 09:00 | 363 | 331
2017-04-23 09:30 | 376 | 347
2017-04-23 10:00 | 380 | 352
2017-04-23 10:30 | 377 | 350
2017-04-23 11:00 | 379 | 348
2017-04-23 11:30 | 371 | 339
2017-04-23 12:00 | 373 | 341
2017-04-23 12:30 | 374 | 342
2017-04-23 13:00 | 369 | 336
2017-04-23 13:30 | 374 | 343
2017-04-23 14:00 | 369 | 337
2017-04-23 14:30 | 353 | 318
2017-04-23 15:00 | 351 | 315
2017-04-23 15:30 | 374 | 341
2017-04-23 16:00 | 387 | 356
2017-04-23 16:30 | 392 | 361
2017-04-23 17:00 | 388 | 357
2017-04-23 17:30 | 403 | 375
2017-04-23 18:00 | 420 | 393
2017-04-23 18:30 | 442 | 423
2017-04-23 19:00 | 453 | 435
2017-04-23 19:30 | 456 | 439
2017-04-23 20:00 | 467 | 448
2017-04-23 20:30 | 459 | 438
2017-04-23 21:00 | 446 | 423
2017-04-23 21:30 | 429 | 404
2017-04-23 22:00 | 415 | 385
2017-04-23 22:30 | 393 | 362
2017-04-23 23:00 | 380 | 347
2017-04-23 23:30 | 365 | 329
2017-04-24 | 356 | 316
2017-04-24 00:30 | 345 | 305
2017-04-24 01:00 | 336 | 297
2017-04-24 01:30 | 330 | 290
2017-04-24 02:00 | 327 | 284
2017-04-24 02:30 | 325 | 283
2017-04-24 03:00 | 325 | 282
2017-04-24 03:30 | 325 | 283
2017-04-24 04:00 | 327 | 284
2017-04-24 04:30 | 327 | 286
2017-04-24 05:00 | 332 | 291
2017-04-24 05:30 | 338 | 301
2017-04-24 06:00 | 350 | 315
2017-04-24 06:30 | 372 | 343
2017-04-24 07:00 | 402 | 372
2017-04-24 07:30 | 431 | 407
2017-04-24 08:00 | 443 | 423
2017-04-24 08:30 | 443 | 426
2017-04-24 09:00 | 440 | 423
2017-04-24 09:30 | 436 | 420
2017-04-24 10:00 | 432 | 415
2017-04-24 10:30 | 432 | 416
2017-04-24 11:00 | 430 | 415
2017-04-24 11:30 | 432 | 417
2017-04-24 12:00 | 435 | 420
2017-04-24 12:30 | 437 | 421
2017-04-24 13:00 | 433 | 417
2017-04-24 13:30 | 435 | 419
2017-04-24 14:00 | 433 | 418
2017-04-24 14:30 | 426 | 410
2017-04-24 15:00 | 426 | 410
2017-04-24 15:30 | 430 | 413
2017-04-24 16:00 | 437 | 421
2017-04-24 16:30 | 438 | 421
2017-04-24 17:00 | 434 | 417
2017-04-24 17:30 | 436 | 417
2017-04-24 18:00 | 442 | 423
2017-04-24 18:30 | 464 | 447
2017-04-24 19:00 | 490 | 475
2017-04-24 19:30 | 503 | 486
2017-04-24 20:00 | 495 | 473
2017-04-24 20:30 | 477 | 451
2017-04-24 21:00 | 466 | 437
2017-04-24 21:30 | 450 | 421
2017-04-24 22:00 | 436 | 405
2017-04-24 22:30 | 417 | 383
2017-04-24 23:00 | 403 | 366
2017-04-24 23:30 | 391 | 349
2017-04-25 | 380 | 333
2017-04-25 00:30 | 369 | 320
2017-04-25 01:00 | 355 | 311
2017-04-25 01:30 | 349 | 304
2017-04-25 02:00 | 345 | 298
2017-04-25 02:30 | 341 | 294
2017-04-25 03:00 | 338 | 289
2017-04-25 03:30 | 336 | 286
2017-04-25 04:00 | 339 | 289
2017-04-25 04:30 | 341 | 293
2017-04-25 05:00 | 343 | 294
2017-04-25 05:30 | 343 | 294
2017-04-25 06:00 | 346 | 297
2017-04-25 06:30 | 350 | 305
2017-04-25 07:00 | 358 | 313
2017-04-25 07:30 | 366 | 325
2017-04-25 08:00 | 370 | 331
2017-04-25 08:30 | 375 | 337
2017-04-25 09:00 | 376 | 341
2017-04-25 09:30 | 377 | 342
2017-04-25 10:00 | 377 | 342
2017-04-25 10:30 | 377 | 344
2017-04-25 11:00 | 379 | 346
2017-04-25 11:30 | 375 | 343
2017-04-25 12:00 | 377 | 346
2017-04-25 12:30 | 378 | 347
2017-04-25 13:00 | 378 | 347
2017-04-25 13:30 | 386 | 356
2017-04-25 14:00 | 388 | 359
2017-04-25 14:30 | 372 | 343
2017-04-25 15:00 | 370 | 341
2017-04-25 15:30 | 379 | 352
2017-04-25 16:00 | 392 | 365
2017-04-25 16:30 | 401 | 375
2017-04-25 17:00 | 400 | 373
2017-04-25 17:30 | 413 | 388
2017-04-25 18:00 | 427 | 404
2017-04-25 18:30 | 450 | 433
2017-04-25 19:00 | 480 | 467
2017-04-25 19:30 | 492 | 478
2017-04-25 20:00 | 483 | 468
2017-04-25 20:30 | 468 | 450
2017-04-25 21:00 | 452 | 432
2017-04-25 21:30 | 440 | 418
2017-04-25 22:00 | 427 | 399
2017-04-25 22:30 | 408 | 377
2017-04-25 23:00 | 395 | 359
2017-04-25 23:30 | 384 | 345
2017-04-26 | 371 | 330
2017-04-26 00:30 | 364 | 320
2017-04-26 01:00 | 358 | 310
2017-04-26 01:30 | 353 | 303
2017-04-26 02:00 | 348 | 297
2017-04-26 02:30 | 341 | 293
2017-04-26 03:00 | 334 | 291
2017-04-26 03:30 | 331 | 287
2017-04-26 04:00 | 333 | 290
2017-04-26 04:30 | 336 | 293
2017-04-26 05:00 | 338 | 296
2017-04-26 05:30 | 349 | 310
2017-04-26 06:00 | 363 | 328
2017-04-26 06:30 | 389 | 359
2017-04-26 07:00 | 417 | 390
2017-04-26 07:30 | 445 | 420
2017-04-26 08:00 | 462 | 436
2017-04-26 08:30 | 457 | 433
2017-04-26 09:00 | 450 | 426
2017-04-26 09:30 | 447 | 426
2017-04-26 10:00 | 443 | 422
2017-04-26 10:30 | 430 | 409
2017-04-26 11:00 | 399 | 371
2017-04-26 11:30 | 398 | 368
2017-04-26 12:00 | 409 | 375
2017-04-26 12:30 | 410 | 375
2017-04-26 13:00 | 418 | 384
2017-04-26 13:30 | 415 | 381
2017-04-26 14:00 | 407 | 373
2017-04-26 14:30 | 348 | 311
2017-04-26 15:00 | 346 | 309
2017-04-26 15:30 | 345 | 307
2017-04-26 16:00 | 356 | 320
2017-04-26 16:30 | 345 | 306
2017-04-26 17:00 | 279 | 237
2017-04-26 17:30 | 274 | 230
2017-04-26 18:00 | 289 | 246
2017-04-26 18:30 | 305 | 265
2017-04-26 19:00 | 314 | 276
2017-04-26 19:30 | 310 | 270
2017-04-26 20:00 | 314 | 272
2017-04-26 20:30 | 314 | 270
2017-04-26 21:00 | 314 | 269
2017-04-26 21:30 | 297 | 251
2017-04-26 22:00 | 337 | 294
2017-04-26 22:30 | 327 | 280
2017-04-26 23:00 | 311 | 257
2017-04-26 23:30 | 295 | 237
2017-04-27 | 283 | 221
2017-04-27 00:30 | 275 | 209
2017-04-27 01:00 | 270 | 201
2017-04-27 01:30 | 265 | 194
2017-04-27 02:00 | 258 | 186
2017-04-27 02:30 | 256 | 186
2017-04-27 03:00 | 254 | 180
2017-04-27 03:30 | 254 | 181
2017-04-27 04:00 | 253 | 179
2017-04-27 04:30 | 256 | 183
2017-04-27 05:00 | 258 | 185
2017-04-27 05:30 | 266 | 198
2017-04-27 06:00 | 277 | 215
2017-04-27 06:30 | 289 | 235
2017-04-27 07:00 | 285 | 235
2017-04-27 07:30 | 329 | 289
2017-04-27 08:00 | 353 | 316
2017-04-27 08:30 | 351 | 315
2017-04-27 09:00 | 343 | 308
2017-04-27 09:30 | 337 | 303
2017-04-27 10:00 | 330 | 295
2017-04-27 10:30 | 331 | 296
2017-04-27 11:00 | 332 | 299
2017-04-27 11:30 | 330 | 297
2017-04-27 12:00 | 330 | 297
2017-04-27 12:30 | 336 | 303
2017-04-27 13:00 | 339 | 307
2017-04-27 13:30 | 344 | 313
2017-04-27 14:00 | 345 | 316
2017-04-27 14:30 | 341 | 311
2017-04-27 15:00 | 340 | 311
2017-04-27 15:30 | 348 | 319
2017-04-27 16:00 | 358 | 330
2017-04-27 16:30 | 314 | 283
2017-04-27 17:00 | 288 | 254
2017-04-27 17:30 | 283 | 246
2017-04-27 18:00 | 284 | 241
2017-04-27 18:30 | 276 | 217
2017-04-27 19:00 | 325 | 287
2017-04-27 19:30 | 349 | 318
2017-04-27 20:00 | 340 | 307
2017-04-27 20:30 | 326 | 289
2017-04-27 21:00 | 316 | 276
2017-04-27 21:30 | 359 | 323
2017-04-27 22:00 | 346 | 306
2017-04-27 22:30 | 327 | 283
2017-04-27 23:00 | 309 | 259
2017-04-27 23:30 | 294 | 240
2017-04-28 | 282 | 223
2017-04-28 00:30 | 307 | 252
2017-04-28 01:00 | 365 | 315
2017-04-28 01:30 | 363 | 312
2017-04-28 02:00 | 341 | 306
2017-04-28 02:30 | 327 | 299
2017-04-28 03:00 | 326 | 297
2017-04-28 03:30 | 324 | 295
2017-04-28 04:00 | 323 | 294
2017-04-28 04:30 | 322 | 292
2017-04-28 05:00 | 326 | 297
2017-04-28 05:30 | 335 | 308
2017-04-28 06:00 | 348 | 324
2017-04-28 06:30 | 370 | 350
2017-04-28 07:00 | 385 | 355
2017-04-28 07:30 | 427 | 395
2017-04-28 08:00 | 436 | 408
2017-04-28 08:30 | 433 | 402
2017-04-28 09:00 | 421 | 390
2017-04-28 09:30 | 413 | 381
2017-04-28 10:00 | 410 | 373
2017-04-28 10:30 | 404 | 366
2017-04-28 11:00 | 396 | 359
2017-04-28 11:30 | 393 | 356
2017-04-28 12:00 | 392 | 356
2017-04-28 12:30 | 393 | 357
2017-04-28 13:00 | 396 | 361
2017-04-28 13:30 | 403 | 369
2017-04-28 14:00 | 405 | 370
2017-04-28 14:30 | 393 | 358
2017-04-28 15:00 | 391 | 357
2017-04-28 15:30 | 396 | 361
2017-04-28 16:00 | 404 | 371
2017-04-28 16:30 | 419 | 387
2017-04-28 17:00 | 432 | 401
2017-04-28 17:30 | 437 | 405
2017-04-28 18:00 | 443 | 411
2017-04-28 18:30 | 458 | 428
2017-04-28 19:00 | 468 | 439
2017-04-28 19:30 | 457 | 426
2017-04-28 20:00 | 445 | 411
2017-04-28 20:30 | 452 | 417
2017-04-28 21:00 | 440 | 406
2017-04-28 21:30 | 428 | 392
2017-04-28 22:00 | 412 | 378
2017-04-28 22:30 | 393 | 361
2017-04-28 23:00 | 377 | 345
2017-04-28 23:30 | 361 | 322
2017-04-29 | 352 | 314
2017-04-29 00:30 | 338 | 302
2017-04-29 01:00 | 316 | 294
2017-04-29 01:30 | 309 | 286
2017-04-29 02:00 | 304 | 280
2017-04-29 02:30 | 300 | 275
2017-04-29 03:00 | 296 | 270
2017-04-29 03:30 | 296 | 270
2017-04-29 04:00 | 295 | 269
2017-04-29 04:30 | 296 | 270
2017-04-29 05:00 | 295 | 269
2017-04-29 05:30 | 301 | 275
2017-04-29 06:00 | 305 | 279
2017-04-29 06:30 | 313 | 288
2017-04-29 07:00 | 323 | 300
2017-04-29 07:30 | 339 | 319
2017-04-29 08:00 | 358 | 328
2017-04-29 08:30 | 367 | 335
2017-04-29 09:00 | 367 | 337
2017-04-29 09:30 | 364 | 334
2017-04-29 10:00 | 358 | 328
2017-04-29 10:30 | 353 | 323
2017-04-29 11:00 | 349 | 319
2017-04-29 11:30 | 343 | 312
2017-04-29 12:00 | 341 | 309
2017-04-29 12:30 | 338 | 306
2017-04-29 13:00 | 338 | 305
2017-04-29 13:30 | 338 | 305
2017-04-29 14:00 | 336 | 304
2017-04-29 14:30 | 325 | 292
2017-04-29 15:00 | 323 | 290
2017-04-29 15:30 | 332 | 300
2017-04-29 16:00 | 346 | 316
2017-04-29 16:30 | 362 | 334
2017-04-29 17:00 | 380 | 354
2017-04-29 17:30 | 395 | 372
2017-04-29 18:00 | 408 | 386
2017-04-29 18:30 | 427 | 408
2017-04-29 19:00 | 449 | 417
2017-04-29 19:30 | 438 | 401
2017-04-29 20:00 | 422 | 385
2017-04-29 20:30 | 423 | 389
2017-04-29 21:00 | 418 | 382
2017-04-29 21:30 | 407 | 368
2017-04-29 22:00 | 388 | 352
2017-04-29 22:30 | 375 | 337
2017-04-29 23:00 | 365 | 325
2017-04-29 23:30 | 354 | 311
2017-04-30 | 326 | 298
2017-04-30 00:30 | 314 | 292
2017-04-30 01:00 | 309 | 286
2017-04-30 01:30 | 303 | 279
2017-04-30 02:00 | 300 | 275
2017-04-30 02:30 | 295 | 269
2017-04-30 03:00 | 296 | 269
2017-04-30 03:30 | 293 | 267
2017-04-30 04:00 | 293 | 267
2017-04-30 04:30 | 295 | 268
2017-04-30 05:00 | 294 | 267
2017-04-30 05:30 | 298 | 272
2017-04-30 06:00 | 301 | 276
2017-04-30 06:30 | 307 | 283
2017-04-30 07:00 | 313 | 288
2017-04-30 07:30 | 322 | 299
2017-04-30 08:00 | 327 | 305
2017-04-30 08:30 | 334 | 314
2017-04-30 09:00 | 337 | 319
2017-04-30 09:30 | 338 | 321
2017-04-30 10:00 | 336 | 319
2017-04-30 10:30 | 334 | 317
2017-04-30 11:00 | 334 | 318
2017-04-30 11:30 | 330 | 315
2017-04-30 12:00 | 334 | 319
2017-04-30 12:30 | 339 | 325
2017-04-30 13:00 | 346 | 335
2017-04-30 13:30 | 353 | 342
2017-04-30 14:00 | 356 | 343
2017-04-30 14:30 | 354 | 327
2017-04-30 15:00 | 348 | 320
2017-04-30 15:30 | 354 | 326
2017-04-30 16:00 | 361 | 334
2017-04-30 16:30 | 371 | 344
2017-04-30 17:00 | 383 | 358
2017-04-30 17:30 | 400 | 376
2017-04-30 18:00 | 403 | 375
2017-04-30 18:30 | 412 | 382
2017-04-30 19:00 | 444 | 427
2017-04-30 19:30 | 432 | 415
2017-04-30 20:00 | 417 | 398
2017-04-30 20:30 | 421 | 401
2017-04-30 21:00 | 417 | 395
2017-04-30 21:30 | 407 | 383
2017-04-30 22:00 | 396 | 369
2017-04-30 22:30 | 383 | 354
2017-04-30 23:00 | 373 | 341
2017-04-30 23:30 | 362 | 328
2017-05-01 | 355 | 314
2017-05-01 00:30 | 349 | 306
2017-05-01 01:00 | 342 | 297
2017-05-01 01:30 | 336 | 290
2017-05-01 02:00 | 333 | 286
2017-05-01 02:30 | 330 | 282
2017-05-01 03:00 | 328 | 279
2017-05-01 03:30 | 327 | 278
2017-05-01 04:00 | 324 | 275
2017-05-01 04:30 | 325 | 275
2017-05-01 05:00 | 326 | 277
2017-05-01 05:30 | 332 | 284
2017-05-01 06:00 | 335 | 288
2017-05-01 06:30 | 344 | 300
2017-05-01 07:00 | 350 | 306
2017-05-01 07:30 | 361 | 320
2017-05-01 08:00 | 368 | 330
2017-05-01 08:30 | 374 | 340
2017-05-01 09:00 | 377 | 346
2017-05-01 09:30 | 378 | 350
2017-05-01 10:00 | 383 | 358
2017-05-01 10:30 | 385 | 360
2017-05-01 11:00 | 382 | 358
2017-05-01 11:30 | 374 | 350
2017-05-01 12:00 | 367 | 343
2017-05-01 12:30 | 366 | 342
2017-05-01 13:00 | 369 | 345
2017-05-01 13:30 | 373 | 350
2017-05-01 14:00 | 373 | 349
2017-05-01 14:30 | 359 | 334
2017-05-01 15:00 | 359 | 335
2017-05-01 15:30 | 368 | 345
2017-05-01 16:00 | 377 | 356
2017-05-01 16:30 | 395 | 372
2017-05-01 17:00 | 408 | 385
2017-05-01 17:30 | 424 | 403
2017-05-01 18:00 | 439 | 418
2017-05-01 18:30 | 471 | 455
2017-05-01 19:00 | 477 | 463
2017-05-01 19:30 | 461 | 445
2017-05-01 20:00 | 444 | 427
2017-05-01 20:30 | 450 | 431
2017-05-01 21:00 | 440 | 419
2017-05-01 21:30 | 427 | 403
2017-05-01 22:00 | 413 | 386
2017-05-01 22:30 | 395 | 365
2017-05-01 23:00 | 382 | 349
2017-05-01 23:30 | 368 | 331
2017-05-02 | 358 | 319
2017-05-02 00:30 | 347 | 312
2017-05-02 01:00 | 341 | 304
2017-05-02 01:30 | 335 | 296
2017-05-02 02:00 | 333 | 293
2017-05-02 02:30 | 330 | 290
2017-05-02 03:00 | 328 | 287
2017-05-02 03:30 | 329 | 285
2017-05-02 04:00 | 327 | 281
2017-05-02 04:30 | 329 | 282
2017-05-02 05:00 | 334 | 288
2017-05-02 05:30 | 344 | 302
2017-05-02 06:00 | 357 | 319
2017-05-02 06:30 | 382 | 351
2017-05-02 07:00 | 388 | 347
2017-05-02 07:30 | 427 | 396
2017-05-02 08:00 | 457 | 425
2017-05-02 08:30 | 454 | 425
2017-05-02 09:00 | 448 | 421
2017-05-02 09:30 | 444 | 416
2017-05-02 10:00 | 440 | 413
2017-05-02 10:30 | 442 | 416
2017-05-02 11:00 | 442 | 416
2017-05-02 11:30 | 447 | 422
2017-05-02 12:00 | 440 | 412
2017-05-02 12:30 | 440 | 413
2017-05-02 13:00 | 440 | 411
2017-05-02 13:30 | 439 | 412
2017-05-02 14:00 | 441 | 414
2017-05-02 14:30 | 434 | 406
2017-05-02 15:00 | 432 | 404
2017-05-02 15:30 | 436 | 408
2017-05-02 16:00 | 446 | 419
2017-05-02 16:30 | 454 | 427
2017-05-02 17:00 | 462 | 434
2017-05-02 17:30 | 466 | 437
2017-05-02 18:00 | 455 | 411
2017-05-02 18:30 | 468 | 424
2017-05-02 19:00 | 490 | 458
2017-05-02 19:30 | 492 | 463
2017-05-02 20:00 | 477 | 446
2017-05-02 20:30 | 482 | 450
2017-05-02 21:00 | 472 | 438
2017-05-02 21:30 | 455 | 419
2017-05-02 22:00 | 435 | 398
2017-05-02 22:30 | 418 | 378
2017-05-02 23:00 | 399 | 357
2017-05-02 23:30 | 383 | 338
2017-05-03 | 360 | 323
2017-05-03 00:30 | 347 | 313
2017-05-03 01:00 | 339 | 303
2017-05-03 01:30 | 334 | 297
2017-05-03 02:00 | 329 | 291
2017-05-03 02:30 | 328 | 288
2017-05-03 03:00 | 327 | 287
2017-05-03 03:30 | 324 | 285
2017-05-03 04:00 | 326 | 287
2017-05-03 04:30 | 328 | 289
2017-05-03 05:00 | 331 | 293
2017-05-03 05:30 | 343 | 308
2017-05-03 06:00 | 357 | 326
2017-05-03 06:30 | 379 | 354
2017-05-03 07:00 | 374 | 340
2017-05-03 07:30 | 404 | 380
2017-05-03 08:00 | 434 | 424
2017-05-03 08:30 | 433 | 424
2017-05-03 09:00 | 427 | 419
2017-05-03 09:30 | 423 | 416
2017-05-03 10:00 | 418 | 411
2017-05-03 10:30 | 414 | 408
2017-05-03 11:00 | 372 | 364
2017-05-03 11:30 | 362 | 354
2017-05-03 12:00 | 364 | 357
2017-05-03 12:30 | 363 | 356
2017-05-03 13:00 | 373 | 366
2017-05-03 13:30 | 373 | 364
2017-05-03 14:00 | 375 | 366
2017-05-03 14:30 | 317 | 306
2017-05-03 15:00 | 300 | 288
2017-05-03 15:30 | 308 | 295
2017-05-03 16:00 | 318 | 305
2017-05-03 16:30 | 328 | 315
2017-05-03 17:00 | 338 | 325
2017-05-03 17:30 | 360 | 347
2017-05-03 18:00 | 301 | 267
2017-05-03 18:30 | 342 | 311
2017-05-03 19:00 | 407 | 391
2017-05-03 19:30 | 400 | 385
2017-05-03 20:00 | 383 | 367
2017-05-03 20:30 | 368 | 349
2017-05-03 21:00 | 352 | 330
2017-05-03 21:30 | 334 | 312
2017-05-03 22:00 | 318 | 295
2017-05-03 22:30 | 296 | 270
2017-05-03 23:00 | 277 | 248
2017-05-03 23:30 | 261 | 228
2017-05-04 | 248 | 214
2017-05-04 00:30 | 237 | 201
2017-05-04 01:00 | 231 | 191
2017-05-04 01:30 | 235 | 179
2017-05-04 02:00 | 232 | 174
2017-05-04 02:30 | 230 | 172
2017-05-04 03:00 | 228 | 168
2017-05-04 03:30 | 229 | 169
2017-05-04 04:00 | 230 | 170
2017-05-04 04:30 | 232 | 172
2017-05-04 05:00 | 235 | 176
2017-05-04 05:30 | 244 | 189
2017-05-04 06:00 | 255 | 205
2017-05-04 06:30 | 275 | 232
2017-05-04 07:00 | 274 | 236
2017-05-04 07:30 | 310 | 285
2017-05-04 08:00 | 327 | 306
2017-05-04 08:30 | 333 | 314
2017-05-04 09:00 | 325 | 306
2017-05-04 09:30 | 318 | 296
2017-05-04 10:00 | 316 | 292
2017-05-04 10:30 | 299 | 274
2017-05-04 11:00 | 294 | 270
2017-05-04 11:30 | 298 | 275
2017-05-04 12:00 | 303 | 281
2017-05-04 12:30 | 298 | 275
2017-05-04 13:00 | 304 | 281
2017-05-04 13:30 | 307 | 284
2017-05-04 14:00 | 306 | 283
2017-05-04 14:30 | 308 | 286
2017-05-04 15:00 | 321 | 300
2017-05-04 15:30 | 320 | 297
2017-05-04 16:00 | 325 | 302
2017-05-04 16:30 | 333 | 309
2017-05-04 17:00 | 339 | 315
2017-05-04 17:30 | 365 | 341
2017-05-04 18:00 | 319 | 286
2017-05-04 18:30 | 301 | 265
2017-05-04 19:00 | 325 | 298
2017-05-04 19:30 | 393 | 371
2017-05-04 20:00 | 384 | 362
2017-05-04 20:30 | 368 | 343
2017-05-04 21:00 | 355 | 328
2017-05-04 21:30 | 336 | 306
2017-05-04 22:00 | 314 | 283
2017-05-04 22:30 | 292 | 258
2017-05-04 23:00 | 280 | 244
2017-05-04 23:30 | 264 | 224
2017-05-05 | 255 | 213
2017-05-05 00:30 | 280 | 242
2017-05-05 01:00 | 342 | 302
2017-05-05 01:30 | 338 | 297
2017-05-05 02:00 | 333 | 291
2017-05-05 02:30 | 328 | 285
2017-05-05 03:00 | 329 | 285
2017-05-05 03:30 | 327 | 283
2017-05-05 04:00 | 327 | 283
2017-05-05 04:30 | 328 | 285
2017-05-05 05:00 | 334 | 292
2017-05-05 05:30 | 341 | 302
2017-05-05 06:00 | 352 | 317
2017-05-05 06:30 | 374 | 345
2017-05-05 07:00 | 402 | 375
2017-05-05 07:30 | 437 | 411
2017-05-05 08:00 | 449 | 424
2017-05-05 08:30 | 453 | 429
2017-05-05 09:00 | 450 | 426
2017-05-05 09:30 | 454 | 429
2017-05-05 10:00 | 456 | 430
2017-05-05 10:30 | 450 | 424
2017-05-05 11:00 | 446 | 420
2017-05-05 11:30 | 454 | 429
2017-05-05 12:00 | 453 | 429
2017-05-05 12:30 | 448 | 423
2017-05-05 13:00 | 456 | 432
2017-05-05 13:30 | 450 | 426
2017-05-05 14:00 | 463 | 439
2017-05-05 14:30 | 442 | 417
2017-05-05 15:00 | 432 | 404
2017-05-05 15:30 | 428 | 399
2017-05-05 16:00 | 435 | 406
2017-05-05 16:30 | 436 | 406
2017-05-05 17:00 | 447 | 418
2017-05-05 17:30 | 452 | 421
2017-05-05 18:00 | 461 | 431
2017-05-05 18:30 | 476 | 448
2017-05-05 19:00 | 478 | 451
2017-05-05 19:30 | 470 | 441
2017-05-05 20:00 | 457 | 425
2017-05-05 20:30 | 469 | 435
2017-05-05 21:00 | 462 | 426
2017-05-05 21:30 | 443 | 412
2017-05-05 22:00 | 425 | 395
2017-05-05 22:30 | 409 | 377
2017-05-05 23:00 | 397 | 363
2017-05-05 23:30 | 384 | 347
2017-05-06 | 366 | 331
2017-05-06 00:30 | 358 | 322
2017-05-06 01:00 | 349 | 310
2017-05-06 01:30 | 343 | 302
2017-05-06 02:00 | 337 | 294
2017-05-06 02:30 | 335 | 289
2017-05-06 03:00 | 332 | 286
2017-05-06 03:30 | 331 | 285
2017-05-06 04:00 | 332 | 286
2017-05-06 04:30 | 331 | 284
2017-05-06 05:00 | 332 | 286
2017-05-06 05:30 | 339 | 294
2017-05-06 06:00 | 345 | 302
2017-05-06 06:30 | 353 | 313
2017-05-06 07:00 | 362 | 322
2017-05-06 07:30 | 378 | 341
2017-05-06 08:00 | 392 | 360
2017-05-06 08:30 | 406 | 378
2017-05-06 09:00 | 417 | 388
2017-05-06 09:30 | 417 | 388
2017-05-06 10:00 | 416 | 387
2017-05-06 10:30 | 413 | 384
2017-05-06 11:00 | 405 | 375
2017-05-06 11:30 | 410 | 381
2017-05-06 12:00 | 404 | 373
2017-05-06 12:30 | 401 | 371
2017-05-06 13:00 | 397 | 366
2017-05-06 13:30 | 397 | 366
2017-05-06 14:00 | 395 | 363
2017-05-06 14:30 | 375 | 341
2017-05-06 15:00 | 380 | 347
2017-05-06 15:30 | 391 | 358
2017-05-06 16:00 | 400 | 369
2017-05-06 16:30 | 408 | 377
2017-05-06 17:00 | 417 | 388
2017-05-06 17:30 | 431 | 403
2017-05-06 18:00 | 442 | 414
2017-05-06 18:30 | 459 | 436
2017-05-06 19:00 | 458 | 437
2017-05-06 19:30 | 443 | 420
2017-05-06 20:00 | 432 | 407
2017-05-06 20:30 | 438 | 412
2017-05-06 21:00 | 431 | 402
2017-05-06 21:30 | 421 | 388
2017-05-06 22:00 | 411 | 376
2017-05-06 22:30 | 398 | 361
2017-05-06 23:00 | 370 | 347
2017-05-06 23:30 | 353 | 331
2017-05-07 | 341 | 317
2017-05-07 00:30 | 334 | 309
2017-05-07 01:00 | 329 | 302
2017-05-07 01:30 | 325 | 297
2017-05-07 02:00 | 319 | 290
2017-05-07 02:30 | 315 | 286
2017-05-07 03:00 | 313 | 283
2017-05-07 03:30 | 313 | 283
2017-05-07 04:00 | 312 | 281
2017-05-07 04:30 | 312 | 281
2017-05-07 05:00 | 311 | 280
2017-05-07 05:30 | 316 | 286
2017-05-07 06:00 | 318 | 288
2017-05-07 06:30 | 326 | 297
2017-05-07 07:00 | 332 | 304
2017-05-07 07:30 | 345 | 318
2017-05-07 08:00 | 356 | 332
2017-05-07 08:30 | 370 | 349
2017-05-07 09:00 | 376 | 355
2017-05-07 09:30 | 397 | 365
2017-05-07 10:00 | 397 | 367
2017-05-07 10:30 | 403 | 374
2017-05-07 11:00 | 397 | 367
2017-05-07 11:30 | 385 | 354
2017-05-07 12:00 | 385 | 355
2017-05-07 12:30 | 389 | 360
2017-05-07 13:00 | 397 | 370
2017-05-07 13:30 | 396 | 368
2017-05-07 14:00 | 380 | 351
2017-05-07 14:30 | 367 | 338
2017-05-07 15:00 | 369 | 340
2017-05-07 15:30 | 379 | 351
2017-05-07 16:00 | 389 | 363
2017-05-07 16:30 | 397 | 370
2017-05-07 17:00 | 410 | 385
2017-05-07 17:30 | 425 | 402
2017-05-07 18:00 | 454 | 430
2017-05-07 18:30 | 475 | 451
2017-05-07 19:00 | 479 | 454
2017-05-07 19:30 | 463 | 437
2017-05-07 20:00 | 446 | 417
2017-05-07 20:30 | 452 | 421
2017-05-07 21:00 | 444 | 411
2017-05-07 21:30 | 431 | 397
2017-05-07 22:00 | 415 | 380
2017-05-07 22:30 | 392 | 358
2017-05-07 23:00 | 375 | 338
2017-05-07 23:30 | 363 | 323
2017-05-08 | 353 | 309
2017-05-08 00:30 | 342 | 300
2017-05-08 01:00 | 333 | 292
2017-05-08 01:30 | 330 | 287
2017-05-08 02:00 | 327 | 283
2017-05-08 02:30 | 326 | 278
2017-05-08 03:00 | 324 | 275
2017-05-08 03:30 | 323 | 274
2017-05-08 04:00 | 322 | 273
2017-05-08 04:30 | 323 | 274
2017-05-08 05:00 | 330 | 280
2017-05-08 05:30 | 341 | 294
2017-05-08 06:00 | 355 | 311
2017-05-08 06:30 | 380 | 344
2017-05-08 07:00 | 399 | 363
2017-05-08 07:30 | 428 | 399
2017-05-08 08:00 | 442 | 420
2017-05-08 08:30 | 437 | 416
2017-05-08 09:00 | 428 | 407
2017-05-08 09:30 | 424 | 400
2017-05-08 10:00 | 416 | 390
2017-05-08 10:30 | 413 | 387
2017-05-08 11:00 | 408 | 382
2017-05-08 11:30 | 407 | 382
2017-05-08 12:00 | 406 | 381
2017-05-08 12:30 | 409 | 383
2017-05-08 13:00 | 420 | 397
2017-05-08 13:30 | 424 | 400
2017-05-08 14:00 | 424 | 401
2017-05-08 14:30 | 412 | 389
2017-05-08 15:00 | 414 | 392
2017-05-08 15:30 | 418 | 396
2017-05-08 16:00 | 428 | 406
2017-05-08 16:30 | 439 | 417
2017-05-08 17:00 | 443 | 419
2017-05-08 17:30 | 427 | 391
2017-05-08 18:00 | 428 | 383
2017-05-08 18:30 | 439 | 399
2017-05-08 19:00 | 454 | 420
2017-05-08 19:30 | 464 | 438
2017-05-08 20:00 | 453 | 427
2017-05-08 20:30 | 458 | 430
2017-05-08 21:00 | 458 | 430
2017-05-08 21:30 | 446 | 418
2017-05-08 22:00 | 425 | 393
2017-05-08 22:30 | 386 | 330
2017-05-08 23:00 | 378 | 322
2017-05-08 23:30 | 367 | 312
2017-05-09 | 356 | 296
2017-05-09 00:30 | 355 | 298
2017-05-09 01:00 | 348 | 291
2017-05-09 01:30 | 342 | 282
2017-05-09 02:00 | 334 | 275
2017-05-09 02:30 | 321 | 274
2017-05-09 03:00 | 322 | 275
2017-05-09 03:30 | 319 | 273
2017-05-09 04:00 | 318 | 272
2017-05-09 04:30 | 322 | 277
2017-05-09 05:00 | 327 | 283
2017-05-09 05:30 | 335 | 290
2017-05-09 06:00 | 343 | 297
2017-05-09 06:30 | 366 | 329
2017-05-09 07:00 | 377 | 336
2017-05-09 07:30 | 398 | 362
2017-05-09 08:00 | 405 | 373
2017-05-09 08:30 | 403 | 374
2017-05-09 09:00 | 422 | 403
2017-05-09 09:30 | 438 | 415
2017-05-09 10:00 | 433 | 409
2017-05-09 10:30 | 429 | 405
2017-05-09 11:00 | 418 | 394
2017-05-09 11:30 | 417 | 394
2017-05-09 12:00 | 422 | 400
2017-05-09 12:30 | 421 | 400
2017-05-09 13:00 | 421 | 399
2017-05-09 13:30 | 427 | 407
2017-05-09 14:00 | 436 | 415
2017-05-09 14:30 | 429 | 407
2017-05-09 15:00 | 429 | 407
2017-05-09 15:30 | 435 | 413
2017-05-09 16:00 | 445 | 425
2017-05-09 16:30 | 453 | 432
2017-05-09 17:00 | 461 | 438
2017-05-09 17:30 | 466 | 443
2017-05-09 18:00 | 451 | 412
2017-05-09 18:30 | 477 | 445
2017-05-09 19:00 | 498 | 473
2017-05-09 19:30 | 492 | 468
2017-05-09 20:00 | 466 | 433
2017-05-09 20:30 | 477 | 444
2017-05-09 21:00 | 476 | 447
2017-05-09 21:30 | 463 | 430
2017-05-09 22:00 | 436 | 408
2017-05-09 22:30 | 389 | 347
2017-05-09 23:00 | 360 | 315
2017-05-09 23:30 | 370 | 338
2017-05-10 | 357 | 323
2017-05-10 00:30 | 348 | 312
2017-05-10 01:00 | 341 | 303
2017-05-10 01:30 | 336 | 296
2017-05-10 02:00 | 332 | 292
2017-05-10 02:30 | 328 | 287
2017-05-10 03:00 | 326 | 285
2017-05-10 03:30 | 328 | 286
2017-05-10 04:00 | 326 | 284
2017-05-10 04:30 | 328 | 285
2017-05-10 05:00 | 332 | 291
2017-05-10 05:30 | 344 | 305
2017-05-10 06:00 | 354 | 317
2017-05-10 06:30 | 354 | 306
2017-05-10 07:00 | 370 | 326
2017-05-10 07:30 | 400 | 366
2017-05-10 08:00 | 396 | 362
2017-05-10 08:30 | 391 | 364
2017-05-10 09:00 | 391 | 372
2017-05-10 09:30 | 409 | 379
2017-05-10 10:00 | 398 | 361
2017-05-10 10:30 | 392 | 362
2017-05-10 11:00 | 363 | 332
2017-05-10 11:30 | 367 | 341
2017-05-10 12:00 | 372 | 352
2017-05-10 12:30 | 377 | 357
2017-05-10 13:00 | 381 | 361
2017-05-10 13:30 | 386 | 366
2017-05-10 14:00 | 378 | 358
2017-05-10 14:30 | 328 | 304
2017-05-10 15:00 | 300 | 273
2017-05-10 15:30 | 313 | 285
2017-05-10 16:00 | 322 | 294
2017-05-10 16:30 | 332 | 305
2017-05-10 17:00 | 276 | 243
2017-05-10 17:30 | 259 | 213
2017-05-10 18:00 | 257 | 195
2017-05-10 18:30 | 260 | 219
2017-05-10 19:00 | 265 | 225
2017-05-10 19:30 | 282 | 256
2017-05-10 20:00 | 271 | 247
2017-05-10 20:30 | 257 | 232
2017-05-10 21:00 | 286 | 261
2017-05-10 21:30 | 280 | 253
2017-05-10 22:00 | 276 | 248
2017-05-10 22:30 | 241 | 186
2017-05-10 23:00 | 261 | 210
2017-05-10 23:30 | 255 | 209
2017-05-11 | 236 | 195
2017-05-11 00:30 | 230 | 186
2017-05-11 01:00 | 220 | 174
2017-05-11 01:30 | 219 | 174
2017-05-11 02:00 | 214 | 166
2017-05-11 02:30 | 212 | 161
2017-05-11 03:00 | 210 | 158
2017-05-11 03:30 | 207 | 156
2017-05-11 04:00 | 209 | 157
2017-05-11 04:30 | 211 | 160
2017-05-11 05:00 | 217 | 166
2017-05-11 05:30 | 225 | 178
2017-05-11 06:00 | 239 | 196
2017-05-11 06:30 | 261 | 227
2017-05-11 07:00 | 281 | 254
2017-05-11 07:30 | 309 | 290
2017-05-11 08:00 | 320 | 301
2017-05-11 08:30 | 314 | 294
2017-05-11 09:00 | 303 | 283
2017-05-11 09:30 | 293 | 273
2017-05-11 10:00 | 283 | 262
2017-05-11 10:30 | 277 | 257
2017-05-11 11:00 | 274 | 253
2017-05-11 11:30 | 274 | 253
2017-05-11 12:00 | 274 | 254
2017-05-11 12:30 | 273 | 253
2017-05-11 13:00 | 273 | 254
2017-05-11 13:30 | 280 | 261
2017-05-11 14:00 | 285 | 267
2017-05-11 14:30 | 274 | 255
2017-05-11 15:00 | 266 | 247
2017-05-11 15:30 | 274 | 256
2017-05-11 16:00 | 287 | 269
2017-05-11 16:30 | 296 | 279
2017-05-11 17:00 | 296 | 277
2017-05-11 17:30 | 253 | 233
2017-05-11 18:00 | 227 | 192
2017-05-11 18:30 | 246 | 214
2017-05-11 19:00 | 254 | 224
2017-05-11 19:30 | 245 | 211
2017-05-11 20:00 | 241 | 192
2017-05-11 20:30 | 250 | 198
2017-05-11 21:00 | 312 | 272
2017-05-11 21:30 | 299 | 258
2017-05-11 22:00 | 279 | 232
2017-05-11 22:30 | 264 | 212
2017-05-11 23:00 | 251 | 195
2017-05-11 23:30 | 233 | 189
2017-05-12 | 225 | 185
2017-05-12 00:30 | 253 | 226
2017-05-12 01:00 | 310 | 289
2017-05-12 01:30 | 304 | 282
2017-05-12 02:00 | 301 | 278
2017-05-12 02:30 | 301 | 278
2017-05-12 03:00 | 301 | 278
2017-05-12 03:30 | 297 | 272
2017-05-12 04:00 | 281 | 241
2017-05-12 04:30 | 278 | 231
2017-05-12 05:00 | 280 | 234
2017-05-12 05:30 | 290 | 245
2017-05-12 06:00 | 302 | 262
2017-05-12 06:30 | 325 | 291
2017-05-12 07:00 | 369 | 352
2017-05-12 07:30 | 393 | 379
2017-05-12 08:00 | 385 | 368
2017-05-12 08:30 | 401 | 390
2017-05-12 09:00 | 403 | 395
2017-05-12 09:30 | 392 | 381
2017-05-12 10:00 | 373 | 356
2017-05-12 10:30 | 367 | 350
2017-05-12 11:00 | 390 | 379
2017-05-12 11:30 | 407 | 398
2017-05-12 12:00 | 409 | 401
2017-05-12 12:30 | 422 | 405
2017-05-12 13:00 | 426 | 407
2017-05-12 13:30 | 411 | 385
2017-05-12 14:00 | 413 | 391
2017-05-12 14:30 | 376 | 345
2017-05-12 15:00 | 368 | 329
2017-05-12 15:30 | 368 | 328
2017-05-12 16:00 | 373 | 332
2017-05-12 16:30 | 388 | 346
2017-05-12 17:00 | 401 | 357
2017-05-12 17:30 | 407 | 364
2017-05-12 18:00 | 417 | 374
2017-05-12 18:30 | 431 | 392
2017-05-12 19:00 | 432 | 392
2017-05-12 19:30 | 432 | 397
2017-05-12 20:00 | 435 | 408
2017-05-12 20:30 | 442 | 414
2017-05-12 21:00 | 434 | 408
2017-05-12 21:30 | 421 | 393
2017-05-12 22:00 | 410 | 380
2017-05-12 22:30 | 375 | 329
2017-05-12 23:00 | 375 | 336
2017-05-12 23:30 | 370 | 333
2017-05-13 | 360 | 321
2017-05-13 00:30 | 351 | 313
2017-05-13 01:00 | 342 | 302
2017-05-13 01:30 | 334 | 292
2017-05-13 02:00 | 331 | 287
2017-05-13 02:30 | 328 | 284
2017-05-13 03:00 | 327 | 282
2017-05-13 03:30 | 323 | 278
2017-05-13 04:00 | 323 | 277
2017-05-13 04:30 | 324 | 279
2017-05-13 05:00 | 325 | 279
2017-05-13 05:30 | 330 | 286
2017-05-13 06:00 | 334 | 291
2017-05-13 06:30 | 345 | 305
2017-05-13 07:00 | 355 | 317
2017-05-13 07:30 | 368 | 330
2017-05-13 08:00 | 363 | 314
2017-05-13 08:30 | 376 | 333
2017-05-13 09:00 | 379 | 338
2017-05-13 09:30 | 373 | 333
2017-05-13 10:00 | 369 | 329
2017-05-13 10:30 | 367 | 329
2017-05-13 11:00 | 365 | 326
2017-05-13 11:30 | 358 | 319
2017-05-13 12:00 | 377 | 349
2017-05-13 12:30 | 387 | 364
2017-05-13 13:00 | 377 | 352
2017-05-13 13:30 | 372 | 347
2017-05-13 14:00 | 373 | 347
2017-05-13 14:30 | 354 | 328
2017-05-13 15:00 | 353 | 327
2017-05-13 15:30 | 363 | 338
2017-05-13 16:00 | 368 | 340
2017-05-13 16:30 | 386 | 362
2017-05-13 17:00 | 379 | 342
2017-05-13 17:30 | 384 | 342
2017-05-13 18:00 | 396 | 355
2017-05-13 18:30 | 414 | 379
2017-05-13 19:00 | 415 | 382
2017-05-13 19:30 | 422 | 397
2017-05-13 20:00 | 420 | 399
2017-05-13 20:30 | 428 | 405
2017-05-13 21:00 | 423 | 399
2017-05-13 21:30 | 413 | 387
2017-05-13 22:00 | 400 | 373
2017-05-13 22:30 | 388 | 358
2017-05-13 23:00 | 377 | 345
2017-05-13 23:30 | 365 | 330
2017-05-14 | 355 | 314
2017-05-14 00:30 | 347 | 304
2017-05-14 01:00 | 340 | 295
2017-05-14 01:30 | 333 | 286
2017-05-14 02:00 | 328 | 280
2017-05-14 02:30 | 313 | 277
2017-05-14 03:00 | 301 | 274
2017-05-14 03:30 | 301 | 274
2017-05-14 04:00 | 301 | 274
2017-05-14 04:30 | 302 | 275
2017-05-14 05:00 | 303 | 276
2017-05-14 05:30 | 306 | 279
2017-05-14 06:00 | 308 | 283
2017-05-14 06:30 | 317 | 292
2017-05-14 07:00 | 324 | 300
2017-05-14 07:30 | 337 | 314
2017-05-14 08:00 | 346 | 325
2017-05-14 08:30 | 352 | 330
2017-05-14 09:00 | 350 | 329
2017-05-14 09:30 | 366 | 350
2017-05-14 10:00 | 362 | 346
2017-05-14 10:30 | 367 | 356
2017-05-14 11:00 | 369 | 357
2017-05-14 11:30 | 362 | 351
2017-05-14 12:00 | 356 | 345
2017-05-14 12:30 | 349 | 337
2017-05-14 13:00 | 333 | 316
2017-05-14 13:30 | 344 | 332
2017-05-14 14:00 | 346 | 335
2017-05-14 14:30 | 336 | 325
2017-05-14 15:00 | 337 | 326
2017-05-14 15:30 | 349 | 338
2017-05-14 16:00 | 363 | 353
2017-05-14 16:30 | 378 | 365
2017-05-14 17:00 | 395 | 383
2017-05-14 17:30 | 410 | 397
2017-05-14 18:00 | 401 | 379
2017-05-14 18:30 | 447 | 436
2017-05-14 19:00 | 460 | 453
2017-05-14 19:30 | 447 | 439
2017-05-14 20:00 | 430 | 420
2017-05-14 20:30 | 433 | 422
2017-05-14 21:00 | 428 | 416
2017-05-14 21:30 | 416 | 403
2017-05-14 22:00 | 401 | 382
2017-05-14 22:30 | 385 | 364
2017-05-14 23:00 | 368 | 344
2017-05-14 23:30 | 352 | 326
2017-05-15 | 344 | 314
2017-05-15 00:30 | 337 | 304
2017-05-15 01:00 | 330 | 296
2017-05-15 01:30 | 325 | 289
2017-05-15 02:00 | 320 | 284
2017-05-15 02:30 | 316 | 279
2017-05-15 03:00 | 316 | 279
2017-05-15 03:30 | 317 | 280
2017-05-15 04:00 | 316 | 279
2017-05-15 04:30 | 318 | 281
2017-05-15 05:00 | 321 | 286
2017-05-15 05:30 | 330 | 297
2017-05-15 06:00 | 346 | 315
2017-05-15 06:30 | 371 | 346
2017-05-15 07:00 | 373 | 341
2017-05-15 07:30 | 408 | 390
2017-05-15 08:00 | 413 | 377
2017-05-15 08:30 | 428 | 406
2017-05-15 09:00 | 415 | 400
2017-05-15 09:30 | 410 | 397
2017-05-15 10:00 | 409 | 397
2017-05-15 10:30 | 411 | 400
2017-05-15 11:00 | 394 | 377
2017-05-15 11:30 | 394 | 379
2017-05-15 12:00 | 396 | 380
2017-05-15 12:30 | 410 | 399
2017-05-15 13:00 | 415 | 405
2017-05-15 13:30 | 396 | 380
2017-05-15 14:00 | 403 | 391
2017-05-15 14:30 | 377 | 359
2017-05-15 15:00 | 397 | 380
2017-05-15 15:30 | 397 | 364
2017-05-15 16:00 | 419 | 393
2017-05-15 16:30 | 418 | 386
2017-05-15 17:00 | 421 | 383
2017-05-15 17:30 | 425 | 387
2017-05-15 18:00 | 432 | 397
2017-05-15 18:30 | 453 | 425
2017-05-15 19:00 | 478 | 453
2017-05-15 19:30 | 494 | 477
2017-05-15 20:00 | 484 | 468
2017-05-15 20:30 | 465 | 447
2017-05-15 21:00 | 446 | 425
2017-05-15 21:30 | 436 | 412
2017-05-15 22:00 | 416 | 389
2017-05-15 22:30 | 362 | 329
2017-05-15 23:00 | 354 | 335
2017-05-15 23:30 | 345 | 327
2017-05-16 | 332 | 312
2017-05-16 00:30 | 326 | 304
2017-05-16 01:00 | 318 | 295
2017-05-16 01:30 | 311 | 286
2017-05-16 02:00 | 297 | 282
2017-05-16 02:30 | 294 | 282
2017-05-16 03:00 | 293 | 280
2017-05-16 03:30 | 292 | 279
2017-05-16 04:00 | 292 | 279
2017-05-16 04:30 | 293 | 281
2017-05-16 05:00 | 298 | 286
2017-05-16 05:30 | 310 | 299
2017-05-16 06:00 | 327 | 316
2017-05-16 06:30 | 333 | 320
2017-05-16 07:00 | 330 | 310
2017-05-16 07:30 | 368 | 354
2017-05-16 08:00 | 381 | 368
2017-05-16 08:30 | 411 | 398
2017-05-16 09:00 | 419 | 403
2017-05-16 09:30 | 394 | 373
2017-05-16 10:00 | 403 | 388
2017-05-16 10:30 | 397 | 383
2017-05-16 11:00 | 394 | 381
2017-05-16 11:30 | 393 | 381
2017-05-16 12:00 | 395 | 383
2017-05-16 12:30 | 395 | 383
2017-05-16 13:00 | 397 | 386
2017-05-16 13:30 | 400 | 389
2017-05-16 14:00 | 402 | 392
2017-05-16 14:30 | 398 | 388
2017-05-16 15:00 | 399 | 389
2017-05-16 15:30 | 408 | 398
2017-05-16 16:00 | 405 | 390
2017-05-16 16:30 | 419 | 405
2017-05-16 17:00 | 434 | 421
2017-05-16 17:30 | 452 | 437
2017-05-16 18:00 | 436 | 405
2017-05-16 18:30 | 466 | 442
2017-05-16 19:00 | 477 | 460
2017-05-16 19:30 | 484 | 470
2017-05-16 20:00 | 478 | 465
2017-05-16 20:30 | 444 | 418
2017-05-16 21:00 | 424 | 389
2017-05-16 21:30 | 410 | 369
2017-05-16 22:00 | 407 | 371
2017-05-16 22:30 | 376 | 334
2017-05-16 23:00 | 349 | 305
2017-05-16 23:30 | 318 | 287
2017-05-17 | 317 | 298
2017-05-17 00:30 | 315 | 298
2017-05-17 01:00 | 309 | 290
2017-05-17 01:30 | 303 | 284
2017-05-17 02:00 | 302 | 284
2017-05-17 02:30 | 298 | 279
2017-05-17 03:00 | 297 | 278
2017-05-17 03:30 | 298 | 279
2017-05-17 04:00 | 297 | 278
2017-05-17 04:30 | 300 | 281
2017-05-17 05:00 | 306 | 289
2017-05-17 05:30 | 295 | 271
2017-05-17 06:00 | 303 | 276
2017-05-17 06:30 | 334 | 308
2017-05-17 07:00 | 358 | 336
2017-05-17 07:30 | 399 | 380
2017-05-17 08:00 | 405 | 384
2017-05-17 08:30 | 426 | 410
2017-05-17 09:00 | 427 | 412
2017-05-17 09:30 | 441 | 429
2017-05-17 10:00 | 452 | 429
2017-05-17 10:30 | 446 | 424
2017-05-17 11:00 | 406 | 379
2017-05-17 11:30 | 395 | 381
2017-05-17 12:00 | 384 | 368
2017-05-17 12:30 | 400 | 385
2017-05-17 13:00 | 403 | 379
2017-05-17 13:30 | 425 | 403
2017-05-17 14:00 | 417 | 390
2017-05-17 14:30 | 407 | 370
2017-05-17 15:00 | 409 | 375
2017-05-17 15:30 | 407 | 372
2017-05-17 16:00 | 414 | 379
2017-05-17 16:30 | 418 | 382
2017-05-17 17:00 | 410 | 371
2017-05-17 17:30 | 419 | 379
2017-05-17 18:00 | 457 | 421
2017-05-17 18:30 | 480 | 449
2017-05-17 19:00 | 481 | 452
2017-05-17 19:30 | 468 | 435
2017-05-17 20:00 | 457 | 420
2017-05-17 20:30 | 446 | 403
2017-05-17 21:00 | 429 | 385
2017-05-17 21:30 | 419 | 373
2017-05-17 22:00 | 378 | 352
2017-05-17 22:30 | 359 | 329
2017-05-17 23:00 | 342 | 308
2017-05-17 23:30 | 327 | 292
2017-05-18 | 311 | 277
2017-05-18 00:30 | 302 | 267
2017-05-18 01:00 | 291 | 253
2017-05-18 01:30 | 287 | 249
2017-05-18 02:00 | 283 | 244
2017-05-18 02:30 | 295 | 269
2017-05-18 03:00 | 298 | 276
2017-05-18 03:30 | 298 | 277
2017-05-18 04:00 | 296 | 274
2017-05-18 04:30 | 301 | 280
2017-05-18 05:00 | 305 | 285
2017-05-18 05:30 | 314 | 294
2017-05-18 06:00 | 307 | 277
2017-05-18 06:30 | 320 | 292
2017-05-18 07:00 | 342 | 318
2017-05-18 07:30 | 370 | 352
2017-05-18 08:00 | 404 | 384
2017-05-18 08:30 | 421 | 381
2017-05-18 09:00 | 419 | 379
2017-05-18 09:30 | 427 | 390
2017-05-18 10:00 | 431 | 392
2017-05-18 10:30 | 435 | 392
2017-05-18 11:00 | 431 | 388
2017-05-18 11:30 | 431 | 388
2017-05-18 12:00 | 426 | 382
2017-05-18 12:30 | 430 | 386
2017-05-18 13:00 | 432 | 388
2017-05-18 13:30 | 430 | 386
2017-05-18 14:00 | 438 | 396
2017-05-18 14:30 | 427 | 383
2017-05-18 15:00 | 408 | 361
2017-05-18 15:30 | 407 | 362
2017-05-18 16:00 | 405 | 360
2017-05-18 16:30 | 400 | 352
2017-05-18 17:00 | 402 | 354
2017-05-18 17:30 | 407 | 365
2017-05-18 18:00 | 432 | 400
2017-05-18 18:30 | 454 | 429
2017-05-18 19:00 | 455 | 429
2017-05-18 19:30 | 441 | 411
2017-05-18 20:00 | 426 | 393
2017-05-18 20:30 | 439 | 409
2017-05-18 21:00 | 441 | 411
2017-05-18 21:30 | 425 | 399
2017-05-18 22:00 | 407 | 378
2017-05-18 22:30 | 391 | 360
2017-05-18 23:00 | 337 | 296
2017-05-18 23:30 | 317 | 280
2017-05-19 | 318 | 290
2017-05-19 00:30 | 324 | 303
2017-05-19 01:00 | 315 | 293
2017-05-19 01:30 | 306 | 282
2017-05-19 02:00 | 304 | 280
2017-05-19 02:30 | 304 | 279
2017-05-19 03:00 | 304 | 279
2017-05-19 03:30 | 303 | 277
2017-05-19 04:00 | 301 | 274
2017-05-19 04:30 | 305 | 278
2017-05-19 05:00 | 305 | 280
2017-05-19 05:30 | 312 | 288
2017-05-19 06:00 | 328 | 307
2017-05-19 06:30 | 336 | 312
2017-05-19 07:00 | 358 | 336
2017-05-19 07:30 | 411 | 392
2017-05-19 08:00 | 424 | 407
2017-05-19 08:30 | 428 | 413
2017-05-19 09:00 | 428 | 414
2017-05-19 09:30 | 421 | 407
2017-05-19 10:00 | 417 | 400
2017-05-19 10:30 | 412 | 393
2017-05-19 11:00 | 403 | 383
2017-05-19 11:30 | 344 | 318
2017-05-19 12:00 | 325 | 295
2017-05-19 12:30 | 327 | 296
2017-05-19 13:00 | 326 | 296
2017-05-19 13:30 | 368 | 343
2017-05-19 14:00 | 378 | 354
2017-05-19 14:30 | 360 | 334
2017-05-19 15:00 | 355 | 328
2017-05-19 15:30 | 351 | 324
2017-05-19 16:00 | 343 | 315
2017-05-19 16:30 | 351 | 324
2017-05-19 17:00 | 356 | 330
2017-05-19 17:30 | 362 | 336
2017-05-19 18:00 | 376 | 352
2017-05-19 18:30 | 392 | 371
2017-05-19 19:00 | 402 | 384
2017-05-19 19:30 | 395 | 378
2017-05-19 20:00 | 381 | 362
2017-05-19 20:30 | 389 | 369
2017-05-19 21:00 | 379 | 357
2017-05-19 21:30 | 360 | 338
2017-05-19 22:00 | 356 | 335
2017-05-19 22:30 | 332 | 299
2017-05-19 23:00 | 316 | 275
2017-05-19 23:30 | 301 | 260
2017-05-20 | 291 | 259
2017-05-20 00:30 | 288 | 258
2017-05-20 01:00 | 282 | 251
2017-05-20 01:30 | 283 | 254
2017-05-20 02:00 | 279 | 248
2017-05-20 02:30 | 276 | 244
2017-05-20 03:00 | 273 | 241
2017-05-20 03:30 | 273 | 241
2017-05-20 04:00 | 268 | 233
2017-05-20 04:30 | 258 | 210
2017-05-20 05:00 | 260 | 213
2017-05-20 05:30 | 264 | 217
2017-05-20 06:00 | 268 | 223
2017-05-20 06:30 | 277 | 234
2017-05-20 07:00 | 287 | 246
2017-05-20 07:30 | 298 | 263
2017-05-20 08:00 | 308 | 276
2017-05-20 08:30 | 323 | 301
2017-05-20 09:00 | 331 | 309
2017-05-20 09:30 | 333 | 309
2017-05-20 10:00 | 327 | 304
2017-05-20 10:30 | 323 | 301
2017-05-20 11:00 | 318 | 296
2017-05-20 11:30 | 311 | 289
2017-05-20 12:00 | 311 | 288
2017-05-20 12:30 | 307 | 284
2017-05-20 13:00 | 311 | 288
2017-05-20 13:30 | 308 | 284
2017-05-20 14:00 | 306 | 282
2017-05-20 14:30 | 295 | 271
2017-05-20 15:00 | 295 | 270
2017-05-20 15:30 | 301 | 277
2017-05-20 16:00 | 309 | 285
2017-05-20 16:30 | 324 | 300
2017-05-20 17:00 | 338 | 315
2017-05-20 17:30 | 346 | 324
2017-05-20 18:00 | 360 | 340
2017-05-20 18:30 | 382 | 365
2017-05-20 19:00 | 390 | 370
2017-05-20 19:30 | 374 | 351
2017-05-20 20:00 | 361 | 334
2017-05-20 20:30 | 365 | 340
2017-05-20 21:00 | 361 | 334
2017-05-20 21:30 | 349 | 321
2017-05-20 22:00 | 339 | 307
2017-05-20 22:30 | 328 | 290
2017-05-20 23:00 | 303 | 275
2017-05-20 23:30 | 290 | 261
2017-05-21 | 282 | 251
2017-05-21 00:30 | 275 | 243
2017-05-21 01:00 | 268 | 232
2017-05-21 01:30 | 260 | 223
2017-05-21 02:00 | 257 | 219
2017-05-21 02:30 | 254 | 214
2017-05-21 03:00 | 249 | 208
2017-05-21 03:30 | 249 | 209
2017-05-21 04:00 | 249 | 208
2017-05-21 04:30 | 251 | 210
2017-05-21 05:00 | 252 | 212
2017-05-21 05:30 | 254 | 214
2017-05-21 06:00 | 255 | 216
2017-05-21 06:30 | 265 | 228
2017-05-21 07:00 | 270 | 233
2017-05-21 07:30 | 280 | 245
2017-05-21 08:00 | 289 | 258
2017-05-21 08:30 | 299 | 271
2017-05-21 09:00 | 304 | 278
2017-05-21 09:30 | 306 | 282
2017-05-21 10:00 | 306 | 284
2017-05-21 10:30 | 305 | 286
2017-05-21 11:00 | 301 | 282
2017-05-21 11:30 | 296 | 277
2017-05-21 12:00 | 296 | 276
2017-05-21 12:30 | 299 | 280
2017-05-21 13:00 | 299 | 280
2017-05-21 13:30 | 294 | 274
2017-05-21 14:00 | 293 | 273
2017-05-21 14:30 | 282 | 262
2017-05-21 15:00 | 285 | 260
2017-05-21 15:30 | 289 | 270
2017-05-21 16:00 | 302 | 284
2017-05-21 16:30 | 316 | 299
2017-05-21 17:00 | 331 | 315
2017-05-21 17:30 | 351 | 332
2017-05-21 18:00 | 376 | 355
2017-05-21 18:30 | 402 | 384
2017-05-21 19:00 | 407 | 389
2017-05-21 19:30 | 391 | 371
2017-05-21 20:00 | 374 | 350
2017-05-21 20:30 | 377 | 352
2017-05-21 21:00 | 371 | 343
2017-05-21 21:30 | 359 | 326
2017-05-21 22:00 | 347 | 312
2017-05-21 22:30 | 333 | 290
2017-05-21 23:00 | 320 | 271
2017-05-21 23:30 | 310 | 258
2017-05-22 | 291 | 242
2017-05-22 00:30 | 277 | 236
2017-05-22 01:00 | 271 | 228
2017-05-22 01:30 | 267 | 223
2017-05-22 02:00 | 265 | 219
2017-05-22 02:30 | 262 | 215
2017-05-22 03:00 | 262 | 215
2017-05-22 03:30 | 261 | 216
2017-05-22 04:00 | 262 | 217
2017-05-22 04:30 | 265 | 221
2017-05-22 05:00 | 269 | 227
2017-05-22 05:30 | 277 | 237
2017-05-22 06:00 | 287 | 250
2017-05-22 06:30 | 312 | 283
2017-05-22 07:00 | 335 | 313
2017-05-22 07:30 | 366 | 348
2017-05-22 08:00 | 385 | 366
2017-05-22 08:30 | 380 | 361
2017-05-22 09:00 | 371 | 352
2017-05-22 09:30 | 364 | 346
2017-05-22 10:00 | 358 | 340
2017-05-22 10:30 | 354 | 336
2017-05-22 11:00 | 348 | 331
2017-05-22 11:30 | 346 | 329
2017-05-22 12:00 | 350 | 334
2017-05-22 12:30 | 357 | 342
2017-05-22 13:00 | 356 | 343
2017-05-22 13:30 | 359 | 347
2017-05-22 14:00 | 364 | 354
2017-05-22 14:30 | 355 | 345
2017-05-22 15:00 | 360 | 349
2017-05-22 15:30 | 369 | 354
2017-05-22 16:00 | 377 | 359
2017-05-22 16:30 | 389 | 371
2017-05-22 17:00 | 396 | 378
2017-05-22 17:30 | 404 | 386
2017-05-22 18:00 | 417 | 399
2017-05-22 18:30 | 437 | 422
2017-05-22 19:00 | 443 | 429
2017-05-22 19:30 | 429 | 413
2017-05-22 20:00 | 415 | 395
2017-05-22 20:30 | 416 | 394
2017-05-22 21:00 | 400 | 379
2017-05-22 21:30 | 387 | 366
2017-05-22 22:00 | 369 | 346
2017-05-22 22:30 | 343 | 319
2017-05-22 23:00 | 325 | 300
2017-05-22 23:30 | 314 | 286
2017-05-23 | 303 | 278
2017-05-23 00:30 | 294 | 272
2017-05-23 01:00 | 289 | 265
2017-05-23 01:30 | 287 | 266
2017-05-23 02:00 | 286 | 267
2017-05-23 02:30 | 283 | 263
2017-05-23 03:00 | 283 | 262
2017-05-23 03:30 | 286 | 266
2017-05-23 04:00 | 286 | 266
2017-05-23 04:30 | 289 | 269
2017-05-23 05:00 | 295 | 277
2017-05-23 05:30 | 307 | 291
2017-05-23 06:00 | 323 | 311
2017-05-23 06:30 | 357 | 346
2017-05-23 07:00 | 364 | 345
2017-05-23 07:30 | 411 | 398
2017-05-23 08:00 | 447 | 429
2017-05-23 08:30 | 452 | 436
2017-05-23 09:00 | 445 | 429
2017-05-23 09:30 | 436 | 420
2017-05-23 10:00 | 431 | 415
2017-05-23 10:30 | 416 | 399
2017-05-23 11:00 | 382 | 363
2017-05-23 11:30 | 369 | 350
2017-05-23 12:00 | 367 | 347
2017-05-23 12:30 | 365 | 344
2017-05-23 13:00 | 368 | 348
2017-05-23 13:30 | 372 | 352
2017-05-23 14:00 | 376 | 356
2017-05-23 14:30 | 339 | 314
2017-05-23 15:00 | 300 | 270
2017-05-23 15:30 | 312 | 283
2017-05-23 16:00 | 321 | 291
2017-05-23 16:30 | 326 | 295
2017-05-23 17:00 | 335 | 305
2017-05-23 17:30 | 296 | 258
2017-05-23 18:00 | 276 | 235
2017-05-23 18:30 | 295 | 259
2017-05-23 19:00 | 302 | 268
2017-05-23 19:30 | 344 | 313
2017-05-23 20:00 | 339 | 311
2017-05-23 20:30 | 342 | 313
2017-05-23 21:00 | 308 | 274
2017-05-23 21:30 | 317 | 284
2017-05-23 22:00 | 299 | 265
2017-05-23 22:30 | 283 | 242
2017-05-23 23:00 | 264 | 220
2017-05-23 23:30 | 247 | 198
2017-05-24 | 233 | 180
2017-05-24 00:30 | 227 | 171
2017-05-24 01:00 | 221 | 162
2017-05-24 01:30 | 207 | 157
2017-05-24 02:00 | 183 | 150
2017-05-24 02:30 | 179 | 145
2017-05-24 03:00 | 178 | 145
2017-05-24 03:30 | 178 | 145
2017-05-24 04:00 | 178 | 144
2017-05-24 04:30 | 179 | 145
2017-05-24 05:00 | 184 | 152
2017-05-24 05:30 | 190 | 168
2017-05-24 06:00 | 204 | 185
2017-05-24 06:30 | 235 | 217
2017-05-24 07:00 | 262 | 248
2017-05-24 07:30 | 295 | 283
2017-05-24 08:00 | 302 | 289
2017-05-24 08:30 | 294 | 280
2017-05-24 09:00 | 298 | 287
2017-05-24 09:30 | 292 | 280
2017-05-24 10:00 | 284 | 270
2017-05-24 10:30 | 282 | 266
2017-05-24 11:00 | 276 | 260
2017-05-24 11:30 | 270 | 254
2017-05-24 12:00 | 272 | 256
2017-05-24 12:30 | 277 | 261
2017-05-24 13:00 | 286 | 270
2017-05-24 13:30 | 287 | 272
2017-05-24 14:00 | 287 | 272
2017-05-24 14:30 | 280 | 260
2017-05-24 15:00 | 280 | 259
2017-05-24 15:30 | 280 | 258
2017-05-24 16:00 | 289 | 268
2017-05-24 16:30 | 298 | 276
2017-05-24 17:00 | 299 | 277
2017-05-24 17:30 | 278 | 256
2017-05-24 18:00 | 253 | 227
2017-05-24 18:30 | 321 | 304
2017-05-24 19:00 | 323 | 306
2017-05-24 19:30 | 353 | 337
2017-05-24 20:00 | 345 | 328
2017-05-24 20:30 | 329 | 309
2017-05-24 21:00 | 312 | 291
2017-05-24 21:30 | 296 | 274
2017-05-24 22:00 | 280 | 255
2017-05-24 22:30 | 246 | 204
2017-05-24 23:00 | 218 | 163
2017-05-24 23:30 | 217 | 171
2017-05-25 | 213 | 170
2017-05-25 00:30 | 239 | 203
2017-05-25 01:00 | 296 | 268
2017-05-25 01:30 | 289 | 263
2017-05-25 02:00 | 285 | 258
2017-05-25 02:30 | 282 | 255
2017-05-25 03:00 | 281 | 254
2017-05-25 03:30 | 281 | 254
2017-05-25 04:00 | 280 | 253
2017-05-25 04:30 | 282 | 255
2017-05-25 05:00 | 285 | 258
2017-05-25 05:30 | 294 | 270
2017-05-25 06:00 | 309 | 290
2017-05-25 06:30 | 316 | 291
2017-05-25 07:00 | 334 | 308
2017-05-25 07:30 | 360 | 341
2017-05-25 08:00 | 363 | 349
2017-05-25 08:30 | 383 | 372
2017-05-25 09:00 | 395 | 378
2017-05-25 09:30 | 384 | 367
2017-05-25 10:00 | 374 | 357
2017-05-25 10:30 | 369 | 352
2017-05-25 11:00 | 368 | 353
2017-05-25 11:30 | 363 | 347
2017-05-25 12:00 | 361 | 346
2017-05-25 12:30 | 364 | 349
2017-05-25 13:00 | 374 | 360
2017-05-25 13:30 | 378 | 365
2017-05-25 14:00 | 388 | 367
2017-05-25 14:30 | 372 | 349
2017-05-25 15:00 | 373 | 350
2017-05-25 15:30 | 381 | 358
2017-05-25 16:00 | 392 | 370
2017-05-25 16:30 | 404 | 382
2017-05-25 17:00 | 414 | 392
2017-05-25 17:30 | 404 | 364
2017-05-25 18:00 | 414 | 367
2017-05-25 18:30 | 434 | 394
2017-05-25 19:00 | 442 | 405
2017-05-25 19:30 | 450 | 412
2017-05-25 20:00 | 442 | 400
2017-05-25 20:30 | 431 | 385
2017-05-25 21:00 | 403 | 365
2017-05-25 21:30 | 379 | 344
2017-05-25 22:00 | 363 | 323
2017-05-25 22:30 | 345 | 299
2017-05-25 23:00 | 332 | 280
2017-05-25 23:30 | 304 | 262
2017-05-26 | 284 | 246
2017-05-26 00:30 | 277 | 238
2017-05-26 01:00 | 270 | 229
2017-05-26 01:30 | 266 | 223
2017-05-26 02:00 | 279 | 249
2017-05-26 02:30 | 279 | 251
2017-05-26 03:00 | 278 | 250
2017-05-26 03:30 | 276 | 247
2017-05-26 04:00 | 279 | 250
2017-05-26 04:30 | 281 | 253
2017-05-26 05:00 | 285 | 258
2017-05-26 05:30 | 293 | 268
2017-05-26 06:00 | 307 | 286
2017-05-26 06:30 | 313 | 289
2017-05-26 07:00 | 333 | 309
2017-05-26 07:30 | 361 | 340
2017-05-26 08:00 | 366 | 348
2017-05-26 08:30 | 386 | 374
2017-05-26 09:00 | 393 | 378
2017-05-26 09:30 | 389 | 374
2017-05-26 10:00 | 382 | 367
2017-05-26 10:30 | 382 | 367
2017-05-26 11:00 | 380 | 366
2017-05-26 11:30 | 377 | 363
2017-05-26 12:00 | 389 | 373
2017-05-26 12:30 | 402 | 382
2017-05-26 13:00 | 394 | 373
2017-05-26 13:30 | 391 | 370
2017-05-26 14:00 | 389 | 367
2017-05-26 14:30 | 379 | 357
2017-05-26 15:00 | 375 | 354
2017-05-26 15:30 | 378 | 356
2017-05-26 16:00 | 389 | 367
2017-05-26 16:30 | 402 | 379
2017-05-26 17:00 | 413 | 390
2017-05-26 17:30 | 397 | 359
2017-05-26 18:00 | 402 | 359
2017-05-26 18:30 | 439 | 411
2017-05-26 19:00 | 473 | 453
2017-05-26 19:30 | 467 | 446
2017-05-26 20:00 | 451 | 428
2017-05-26 20:30 | 440 | 415
2017-05-26 21:00 | 432 | 404
2017-05-26 21:30 | 415 | 389
2017-05-26 22:00 | 400 | 375
2017-05-26 22:30 | 385 | 357
2017-05-26 23:00 | 371 | 337
2017-05-26 23:30 | 358 | 319
2017-05-27 | 347 | 305
2017-05-27 00:30 | 337 | 291
2017-05-27 01:00 | 330 | 283
2017-05-27 01:30 | 324 | 275
2017-05-27 02:00 | 321 | 271
2017-05-27 02:30 | 318 | 268
2017-05-27 03:00 | 314 | 264
2017-05-27 03:30 | 313 | 262
2017-05-27 04:00 | 313 | 261
2017-05-27 04:30 | 314 | 262
2017-05-27 05:00 | 316 | 265
2017-05-27 05:30 | 319 | 270
2017-05-27 06:00 | 325 | 277
2017-05-27 06:30 | 339 | 294
2017-05-27 07:00 | 350 | 307
2017-05-27 07:30 | 365 | 326
2017-05-27 08:00 | 376 | 341
2017-05-27 08:30 | 388 | 358
2017-05-27 09:00 | 384 | 355
2017-05-27 09:30 | 386 | 354
2017-05-27 10:00 | 387 | 352
2017-05-27 10:30 | 381 | 346
2017-05-27 11:00 | 379 | 346
2017-05-27 11:30 | 375 | 341
2017-05-27 12:00 | 372 | 338
2017-05-27 12:30 | 367 | 332
2017-05-27 13:00 | 365 | 328
2017-05-27 13:30 | 367 | 330
2017-05-27 14:00 | 368 | 333
2017-05-27 14:30 | 357 | 320
2017-05-27 15:00 | 354 | 316
2017-05-27 15:30 | 362 | 326
2017-05-27 16:00 | 375 | 340
2017-05-27 16:30 | 389 | 357
2017-05-27 17:00 | 399 | 369
2017-05-27 17:30 | 411 | 382
2017-05-27 18:00 | 414 | 380
2017-05-27 18:30 | 415 | 375
2017-05-27 19:00 | 437 | 412
2017-05-27 19:30 | 429 | 404
2017-05-27 20:00 | 414 | 386
2017-05-27 20:30 | 423 | 394
2017-05-27 21:00 | 417 | 387
2017-05-27 21:30 | 408 | 376
2017-05-27 22:00 | 399 | 365
2017-05-27 22:30 | 387 | 350
2017-05-27 23:00 | 373 | 336
2017-05-27 23:30 | 359 | 322
2017-05-28 | 349 | 311
2017-05-28 00:30 | 342 | 302
2017-05-28 01:00 | 334 | 292
2017-05-28 01:30 | 330 | 287
2017-05-28 02:00 | 328 | 282
2017-05-28 02:30 | 325 | 278
2017-05-28 03:00 | 323 | 276
2017-05-28 03:30 | 322 | 274
2017-05-28 04:00 | 320 | 272
2017-05-28 04:30 | 319 | 271
2017-05-28 05:00 | 319 | 271
2017-05-28 05:30 | 322 | 274
2017-05-28 06:00 | 324 | 278
2017-05-28 06:30 | 332 | 287
2017-05-28 07:00 | 338 | 293
2017-05-28 07:30 | 348 | 305
2017-05-28 08:00 | 355 | 315
2017-05-28 08:30 | 364 | 327
2017-05-28 09:00 | 367 | 331
2017-05-28 09:30 | 374 | 340
2017-05-28 10:00 | 378 | 340
2017-05-28 10:30 | 379 | 342
2017-05-28 11:00 | 376 | 339
2017-05-28 11:30 | 371 | 334
2017-05-28 12:00 | 368 | 331
2017-05-28 12:30 | 367 | 330
2017-05-28 13:00 | 368 | 331
2017-05-28 13:30 | 366 | 330
2017-05-28 14:00 | 360 | 323
2017-05-28 14:30 | 349 | 311
2017-05-28 15:00 | 350 | 312
2017-05-28 15:30 | 358 | 321
2017-05-28 16:00 | 373 | 339
2017-05-28 16:30 | 384 | 351
2017-05-28 17:00 | 400 | 368
2017-05-28 17:30 | 419 | 390
2017-05-28 18:00 | 452 | 424
2017-05-28 18:30 | 481 | 457
2017-05-28 19:00 | 495 | 475
2017-05-28 19:30 | 479 | 458
2017-05-28 20:00 | 460 | 437
2017-05-28 20:30 | 444 | 418
2017-05-28 21:00 | 431 | 402
2017-05-28 21:30 | 418 | 386
2017-05-28 22:00 | 406 | 370
2017-05-28 22:30 | 389 | 349
2017-05-28 23:00 | 375 | 330
2017-05-28 23:30 | 361 | 313
2017-05-29 | 352 | 300
2017-05-29 00:30 | 329 | 292
2017-05-29 01:00 | 310 | 285
2017-05-29 01:30 | 303 | 277
2017-05-29 02:00 | 300 | 273
2017-05-29 02:30 | 300 | 272
2017-05-29 03:00 | 298 | 270
2017-05-29 03:30 | 299 | 271
2017-05-29 04:00 | 300 | 272
2017-05-29 04:30 | 301 | 273
2017-05-29 05:00 | 303 | 276
2017-05-29 05:30 | 314 | 288
2017-05-29 06:00 | 328 | 305
2017-05-29 06:30 | 355 | 337
2017-05-29 07:00 | 353 | 325
2017-05-29 07:30 | 408 | 388
2017-05-29 08:00 | 430 | 411
2017-05-29 08:30 | 424 | 406
2017-05-29 09:00 | 413 | 396
2017-05-29 09:30 | 411 | 394
2017-05-29 10:00 | 401 | 384
2017-05-29 10:30 | 404 | 388
2017-05-29 11:00 | 400 | 384
2017-05-29 11:30 | 404 | 384
2017-05-29 12:00 | 395 | 374
2017-05-29 12:30 | 400 | 378
2017-05-29 13:00 | 407 | 386
2017-05-29 13:30 | 411 | 390
2017-05-29 14:00 | 409 | 388
2017-05-29 14:30 | 391 | 369
2017-05-29 15:00 | 397 | 376
2017-05-29 15:30 | 400 | 379
2017-05-29 16:00 | 412 | 391
2017-05-29 16:30 | 424 | 403
2017-05-29 17:00 | 425 | 398
2017-05-29 17:30 | 420 | 383
2017-05-29 18:00 | 436 | 401
2017-05-29 18:30 | 460 | 429
2017-05-29 19:00 | 486 | 457
2017-05-29 19:30 | 487 | 461
2017-05-29 20:00 | 478 | 455
2017-05-29 20:30 | 458 | 431
2017-05-29 21:00 | 442 | 411
2017-05-29 21:30 | 421 | 391
2017-05-29 22:00 | 403 | 372
2017-05-29 22:30 | 382 | 347
2017-05-29 23:00 | 364 | 324
2017-05-29 23:30 | 335 | 310
2017-05-30 | 321 | 297
2017-05-30 00:30 | 313 | 287
2017-05-30 01:00 | 305 | 278
2017-05-30 01:30 | 299 | 272
2017-05-30 02:00 | 295 | 266
2017-05-30 02:30 | 293 | 263
2017-05-30 03:00 | 289 | 259
2017-05-30 03:30 | 284 | 250
2017-05-30 04:00 | 263 | 202
2017-05-30 04:30 | 284 | 245
2017-05-30 05:00 | 296 | 267
2017-05-30 05:30 | 305 | 279
2017-05-30 06:00 | 319 | 296
2017-05-30 06:30 | 331 | 306
2017-05-30 07:00 | 353 | 329
2017-05-30 07:30 | 384 | 362
2017-05-30 08:00 | 399 | 378
2017-05-30 08:30 | 398 | 377
2017-05-30 09:00 | 393 | 378
2017-05-30 09:30 | 377 | 366
2017-05-30 10:00 | 375 | 366
2017-05-30 10:30 | 375 | 368
2017-05-30 11:00 | 373 | 367
2017-05-30 11:30 | 364 | 358
2017-05-30 12:00 | 370 | 363
2017-05-30 12:30 | 374 | 366
2017-05-30 13:00 | 385 | 378
2017-05-30 13:30 | 393 | 385
2017-05-30 14:00 | 404 | 394
2017-05-30 14:30 | 394 | 385
2017-05-30 15:00 | 390 | 381
2017-05-30 15:30 | 393 | 383
2017-05-30 16:00 | 398 | 388
2017-05-30 16:30 | 405 | 394
2017-05-30 17:00 | 403 | 387
2017-05-30 17:30 | 397 | 371
2017-05-30 18:00 | 415 | 390
2017-05-30 18:30 | 459 | 440
2017-05-30 19:00 | 467 | 448
2017-05-30 19:30 | 465 | 449
2017-05-30 20:00 | 437 | 420
2017-05-30 20:30 | 418 | 394
2017-05-30 21:00 | 418 | 396
2017-05-30 21:30 | 411 | 390
2017-05-30 22:00 | 393 | 370
2017-05-30 22:30 | 373 | 346
2017-05-30 23:00 | 356 | 325
2017-05-30 23:30 | 343 | 307
2017-05-31 | 333 | 293
2017-05-31 00:30 | 318 | 279
2017-05-31 01:00 | 312 | 276
2017-05-31 01:30 | 309 | 271
2017-05-31 02:00 | 304 | 264
2017-05-31 02:30 | 300 | 259
2017-05-31 03:00 | 301 | 259
2017-05-31 03:30 | 302 | 261
2017-05-31 04:00 | 301 | 260
2017-05-31 04:30 | 303 | 263
2017-05-31 05:00 | 309 | 271
2017-05-31 05:30 | 317 | 282
2017-05-31 06:00 | 332 | 303
2017-05-31 06:30 | 345 | 312
2017-05-31 07:00 | 359 | 324
2017-05-31 07:30 | 378 | 356
2017-05-31 08:00 | 405 | 375
2017-05-31 08:30 | 434 | 394
2017-05-31 09:00 | 433 | 399
2017-05-31 09:30 | 424 | 392
2017-05-31 10:00 | 417 | 386
2017-05-31 10:30 | 407 | 376
2017-05-31 11:00 | 365 | 331
2017-05-31 11:30 | 357 | 324
2017-05-31 12:00 | 359 | 330
2017-05-31 12:30 | 371 | 345
2017-05-31 13:00 | 378 | 352
2017-05-31 13:30 | 383 | 358
2017-05-31 14:00 | 377 | 351
2017-05-31 14:30 | 326 | 293
2017-05-31 15:00 | 288 | 249
2017-05-31 15:30 | 305 | 267
2017-05-31 16:00 | 319 | 283
2017-05-31 16:30 | 311 | 271
2017-05-31 17:00 | 277 | 228
2017-05-31 17:30 | 231 | 164
2017-05-31 18:00 | 237 | 183
2017-05-31 18:30 | 254 | 205
2017-05-31 19:00 | 253 | 204
2017-05-31 19:30 | 261 | 209
2017-05-31 20:00 | 255 | 197
2017-05-31 20:30 | 241 | 175
2017-05-31 21:00 | 229 | 149
2017-05-31 21:30 | 227 | 138
2017-05-31 22:00 | 214 | 121
2017-05-31 22:30 | 205 | 103
2017-05-31 23:00 | 198 | 88
2017-05-31 23:30 | 180 | 69
2017-06-01 | 183 | 86
2017-06-01 00:30 | 215 | 159
2017-06-01 01:00 | 202 | 154
2017-06-01 01:30 | 198 | 147
2017-06-01 02:00 | 196 | 140
2017-06-01 02:30 | 194 | 137
2017-06-01 03:00 | 191 | 134
2017-06-01 03:30 | 191 | 133
2017-06-01 04:00 | 191 | 132
2017-06-01 04:30 | 194 | 136
2017-06-01 05:00 | 196 | 140
2017-06-01 05:30 | 203 | 152
2017-06-01 06:00 | 204 | 147
2017-06-01 06:30 | 213 | 164
2017-06-01 07:00 | 169 | 118
2017-06-01 07:30 | 171 | 136
2017-06-01 08:00 | 167 | 144
2017-06-01 08:30 | 192 | 168
2017-06-01 09:00 | 289 | 266
2017-06-01 09:30 | 295 | 273
2017-06-01 10:00 | 292 | 270
2017-06-01 10:30 | 285 | 263
2017-06-01 11:00 | 282 | 259
2017-06-01 11:30 | 281 | 258
2017-06-01 12:00 | 285 | 262
2017-06-01 12:30 | 279 | 254
2017-06-01 13:00 | 272 | 247
2017-06-01 13:30 | 278 | 253
2017-06-01 14:00 | 277 | 252
2017-06-01 14:30 | 260 | 233
2017-06-01 15:00 | 258 | 231
2017-06-01 15:30 | 264 | 237
2017-06-01 16:00 | 273 | 247
2017-06-01 16:30 | 272 | 246
2017-06-01 17:00 | 212 | 177
2017-06-01 17:30 | 220 | 183
2017-06-01 18:00 | 238 | 197
2017-06-01 18:30 | 253 | 214
2017-06-01 19:00 | 275 | 247
2017-06-01 19:30 | 269 | 248
2017-06-01 20:00 | 254 | 232
2017-06-01 20:30 | 239 | 212
2017-06-01 21:00 | 227 | 195
2017-06-01 21:30 | 212 | 176
2017-06-01 22:00 | 214 | 177
2017-06-01 22:30 | 191 | 147
2017-06-01 23:00 | 174 | 119
2017-06-01 23:30 | 163 | 100
2017-06-02 | 183 | 121
2017-06-02 00:30 | 195 | 149
2017-06-02 01:00 | 189 | 141
2017-06-02 01:30 | 185 | 134
2017-06-02 02:00 | 183 | 130
2017-06-02 02:30 | 184 | 131
2017-06-02 03:00 | 183 | 129
2017-06-02 03:30 | 181 | 127
2017-06-02 04:00 | 180 | 126
2017-06-02 04:30 | 182 | 131
2017-06-02 05:00 | 188 | 138
2017-06-02 05:30 | 197 | 153
2017-06-02 06:00 | 211 | 173
2017-06-02 06:30 | 234 | 206
2017-06-02 07:00 | 199 | 172
2017-06-02 07:30 | 216 | 200
2017-06-02 08:00 | 230 | 219
2017-06-02 08:30 | 237 | 228
2017-06-02 09:00 | 308 | 285
2017-06-02 09:30 | 321 | 296
2017-06-02 10:00 | 310 | 283
2017-06-02 10:30 | 299 | 270
2017-06-02 11:00 | 293 | 263
2017-06-02 11:30 | 292 | 263
2017-06-02 12:00 | 292 | 264
2017-06-02 12:30 | 296 | 267
2017-06-02 13:00 | 295 | 268
2017-06-02 13:30 | 294 | 269
2017-06-02 14:00 | 288 | 261
2017-06-02 14:30 | 252 | 229
2017-06-02 15:00 | 267 | 239
2017-06-02 15:30 | 255 | 230
2017-06-02 16:00 | 278 | 244
2017-06-02 16:30 | 281 | 248
2017-06-02 17:00 | 224 | 184
2017-06-02 17:30 | 212 | 153
2017-06-02 18:00 | 241 | 195
2017-06-02 18:30 | 257 | 215
2017-06-02 19:00 | 252 | 210
2017-06-02 19:30 | 250 | 206
2017-06-02 20:00 | 241 | 193
2017-06-02 20:30 | 220 | 166
2017-06-02 21:00 | 260 | 222
2017-06-02 21:30 | 280 | 242
2017-06-02 22:00 | 277 | 236
2017-06-02 22:30 | 223 | 172
2017-06-02 23:00 | 240 | 190
2017-06-02 23:30 | 237 | 183
2017-06-03 | 200 | 171
2017-06-03 00:30 | 233 | 207
2017-06-03 01:00 | 302 | 271
2017-06-03 01:30 | 296 | 262
2017-06-03 02:00 | 290 | 254
2017-06-03 02:30 | 286 | 249
2017-06-03 03:00 | 284 | 246
2017-06-03 03:30 | 282 | 245
2017-06-03 04:00 | 281 | 244
2017-06-03 04:30 | 281 | 244
2017-06-03 05:00 | 283 | 246
2017-06-03 05:30 | 290 | 254
2017-06-03 06:00 | 296 | 261
2017-06-03 06:30 | 303 | 260
2017-06-03 07:00 | 324 | 291
2017-06-03 07:30 | 341 | 311
2017-06-03 08:00 | 357 | 334
2017-06-03 08:30 | 376 | 356
2017-06-03 09:00 | 380 | 363
2017-06-03 09:30 | 383 | 366
2017-06-03 10:00 | 376 | 360
2017-06-03 10:30 | 370 | 348
2017-06-03 11:00 | 367 | 344
2017-06-03 11:30 | 366 | 347
2017-06-03 12:00 | 358 | 339
2017-06-03 12:30 | 345 | 326
2017-06-03 13:00 | 354 | 335
2017-06-03 13:30 | 350 | 331
2017-06-03 14:00 | 339 | 318
2017-06-03 14:30 | 335 | 314
2017-06-03 15:00 | 322 | 300
2017-06-03 15:30 | 327 | 305
2017-06-03 16:00 | 342 | 322
2017-06-03 16:30 | 352 | 333
2017-06-03 17:00 | 363 | 345
2017-06-03 17:30 | 380 | 363
2017-06-03 18:00 | 418 | 394
2017-06-03 18:30 | 429 | 391
2017-06-03 19:00 | 451 | 426
2017-06-03 19:30 | 436 | 411
2017-06-03 20:00 | 421 | 394
2017-06-03 20:30 | 406 | 376
2017-06-03 21:00 | 396 | 362
2017-06-03 21:30 | 386 | 350
2017-06-03 22:00 | 377 | 338
2017-06-03 22:30 | 363 | 320
2017-06-03 23:00 | 351 | 304
2017-06-03 23:30 | 332 | 288
2017-06-04 | 314 | 279
2017-06-04 00:30 | 306 | 269
2017-06-04 01:00 | 298 | 259
2017-06-04 01:30 | 292 | 253
2017-06-04 02:00 | 288 | 247
2017-06-04 02:30 | 285 | 243
2017-06-04 03:00 | 284 | 242
2017-06-04 03:30 | 283 | 240
2017-06-04 04:00 | 282 | 239
2017-06-04 04:30 | 285 | 241
2017-06-04 05:00 | 287 | 242
2017-06-04 05:30 | 287 | 243
2017-06-04 06:00 | 292 | 249
2017-06-04 06:30 | 299 | 257
2017-06-04 07:00 | 306 | 264
2017-06-04 07:30 | 320 | 281
2017-06-04 08:00 | 333 | 297
2017-06-04 08:30 | 341 | 309
2017-06-04 09:00 | 343 | 315
2017-06-04 09:30 | 346 | 321
2017-06-04 10:00 | 344 | 319
2017-06-04 10:30 | 342 | 317
2017-06-04 11:00 | 336 | 311
2017-06-04 11:30 | 332 | 308
2017-06-04 12:00 | 332 | 308
2017-06-04 12:30 | 329 | 304
2017-06-04 13:00 | 325 | 301
2017-06-04 13:30 | 327 | 302
2017-06-04 14:00 | 327 | 301
2017-06-04 14:30 | 310 | 283
2017-06-04 15:00 | 310 | 285
2017-06-04 15:30 | 323 | 299
2017-06-04 16:00 | 332 | 310
2017-06-04 16:30 | 346 | 324
2017-06-04 17:00 | 361 | 340
2017-06-04 17:30 | 384 | 366
2017-06-04 18:00 | 440 | 421
2017-06-04 18:30 | 475 | 456
2017-06-04 19:00 | 475 | 456
2017-06-04 19:30 | 460 | 439
2017-06-04 20:00 | 441 | 418
2017-06-04 20:30 | 426 | 398
2017-06-04 21:00 | 414 | 382
2017-06-04 21:30 | 403 | 368
2017-06-04 22:00 | 388 | 350
2017-06-04 22:30 | 370 | 328
2017-06-04 23:00 | 356 | 311
2017-06-04 23:30 | 334 | 293
2017-06-05 | 314 | 280
2017-06-05 00:30 | 307 | 271
2017-06-05 01:00 | 299 | 260
2017-06-05 01:30 | 294 | 254
2017-06-05 02:00 | 290 | 250
2017-06-05 02:30 | 288 | 248
2017-06-05 03:00 | 287 | 246
2017-06-05 03:30 | 288 | 246
2017-06-05 04:00 | 290 | 248
2017-06-05 04:30 | 291 | 252
2017-06-05 05:00 | 297 | 259
2017-06-05 05:30 | 310 | 274
2017-06-05 06:00 | 323 | 292
2017-06-05 06:30 | 333 | 303
2017-06-05 07:00 | 358 | 331
2017-06-05 07:30 | 388 | 367
2017-06-05 08:00 | 397 | 380
2017-06-05 08:30 | 411 | 396
2017-06-05 09:00 | 423 | 388
2017-06-05 09:30 | 413 | 379
2017-06-05 10:00 | 401 | 367
2017-06-05 10:30 | 400 | 366
2017-06-05 11:00 | 397 | 364
2017-06-05 11:30 | 392 | 358
2017-06-05 12:00 | 390 | 356
2017-06-05 12:30 | 350 | 327
2017-06-05 13:00 | 389 | 360
2017-06-05 13:30 | 388 | 359
2017-06-05 14:00 | 390 | 361
2017-06-05 14:30 | 382 | 353
2017-06-05 15:00 | 375 | 346
2017-06-05 15:30 | 381 | 353
2017-06-05 16:00 | 391 | 364
2017-06-05 16:30 | 392 | 365
2017-06-05 17:00 | 396 | 370
2017-06-05 17:30 | 409 | 368
2017-06-05 18:00 | 446 | 407
2017-06-05 18:30 | 475 | 444
2017-06-05 19:00 | 477 | 446
2017-06-05 19:30 | 463 | 428
2017-06-05 20:00 | 447 | 406
2017-06-05 20:30 | 431 | 388
2017-06-05 21:00 | 431 | 395
2017-06-05 21:30 | 423 | 384
2017-06-05 22:00 | 395 | 365
2017-06-05 22:30 | 368 | 337
2017-06-05 23:00 | 351 | 317
2017-06-05 23:30 | 337 | 298
2017-06-06 | 325 | 283
2017-06-06 00:30 | 321 | 277
2017-06-06 01:00 | 313 | 267
2017-06-06 01:30 | 302 | 261
2017-06-06 02:00 | 281 | 256
2017-06-06 02:30 | 280 | 254
2017-06-06 03:00 | 278 | 251
2017-06-06 03:30 | 279 | 253
2017-06-06 04:00 | 277 | 250
2017-06-06 04:30 | 278 | 251
2017-06-06 05:00 | 285 | 259
2017-06-06 05:30 | 295 | 271
2017-06-06 06:00 | 308 | 286
2017-06-06 06:30 | 321 | 296
2017-06-06 07:00 | 347 | 327
2017-06-06 07:30 | 371 | 357
2017-06-06 08:00 | 394 | 373
2017-06-06 08:30 | 409 | 394
2017-06-06 09:00 | 399 | 384
2017-06-06 09:30 | 388 | 372
2017-06-06 10:00 | 382 | 366
2017-06-06 10:30 | 365 | 350
2017-06-06 11:00 | 314 | 296
2017-06-06 11:30 | 293 | 274
2017-06-06 12:00 | 292 | 273
2017-06-06 12:30 | 293 | 274
2017-06-06 13:00 | 303 | 285
2017-06-06 13:30 | 309 | 291
2017-06-06 14:00 | 302 | 283
2017-06-06 14:30 | 247 | 221
2017-06-06 15:00 | 230 | 203
2017-06-06 15:30 | 240 | 214
2017-06-06 16:00 | 245 | 220
2017-06-06 16:30 | 229 | 202
2017-06-06 17:00 | 216 | 185
2017-06-06 17:30 | 217 | 174
2017-06-06 18:00 | 234 | 194
2017-06-06 18:30 | 261 | 228
2017-06-06 19:00 | 262 | 230
2017-06-06 19:30 | 260 | 226
2017-06-06 20:00 | 260 | 225
2017-06-06 20:30 | 247 | 208
2017-06-06 21:00 | 245 | 208
2017-06-06 21:30 | 266 | 234
2017-06-06 22:00 | 367 | 343
2017-06-06 22:30 | 371 | 344
2017-06-06 23:00 | 355 | 321
2017-06-06 23:30 | 339 | 301
2017-06-07 | 325 | 284
2017-06-07 00:30 | 317 | 274
2017-06-07 01:00 | 307 | 264
2017-06-07 01:30 | 286 | 259
2017-06-07 02:00 | 282 | 255
2017-06-07 02:30 | 280 | 253
2017-06-07 03:00 | 280 | 253
2017-06-07 03:30 | 279 | 251
2017-06-07 04:00 | 281 | 251
2017-06-07 04:30 | 283 | 254
2017-06-07 05:00 | 289 | 261
2017-06-07 05:30 | 301 | 275
2017-06-07 06:00 | 316 | 293
2017-06-07 06:30 | 331 | 305
2017-06-07 07:00 | 357 | 335
2017-06-07 07:30 | 391 | 374
2017-06-07 08:00 | 395 | 380
2017-06-07 08:30 | 421 | 397
2017-06-07 09:00 | 416 | 384
2017-06-07 09:30 | 403 | 370
2017-06-07 10:00 | 388 | 354
2017-06-07 10:30 | 378 | 345
2017-06-07 11:00 | 372 | 338
2017-06-07 11:30 | 365 | 331
2017-06-07 12:00 | 365 | 332
2017-06-07 12:30 | 367 | 333
2017-06-07 13:00 | 367 | 335
2017-06-07 13:30 | 369 | 337
2017-06-07 14:00 | 372 | 341
2017-06-07 14:30 | 358 | 326
2017-06-07 15:00 | 356 | 325
2017-06-07 15:30 | 360 | 330
2017-06-07 16:00 | 375 | 345
2017-06-07 16:30 | 387 | 358
2017-06-07 17:00 | 401 | 372
2017-06-07 17:30 | 403 | 366
2017-06-07 18:00 | 442 | 410
2017-06-07 18:30 | 470 | 445
2017-06-07 19:00 | 472 | 448
2017-06-07 19:30 | 456 | 433
2017-06-07 20:00 | 441 | 416
2017-06-07 20:30 | 428 | 400
2017-06-07 21:00 | 428 | 403
2017-06-07 21:30 | 413 | 385
2017-06-07 22:00 | 396 | 367
2017-06-07 22:30 | 371 | 345
2017-06-07 23:00 | 350 | 324
2017-06-07 23:30 | 333 | 304
2017-06-08 | 318 | 285
2017-06-08 00:30 | 312 | 279
2017-06-08 01:00 | 286 | 266
2017-06-08 01:30 | 276 | 258
2017-06-08 02:00 | 272 | 253
2017-06-08 02:30 | 271 | 252
2017-06-08 03:00 | 270 | 251
2017-06-08 03:30 | 268 | 250
2017-06-08 04:00 | 269 | 250
2017-06-08 04:30 | 274 | 255
2017-06-08 05:00 | 279 | 262
2017-06-08 05:30 | 291 | 275
2017-06-08 06:00 | 311 | 297
2017-06-08 06:30 | 327 | 312
2017-06-08 07:00 | 349 | 333
2017-06-08 07:30 | 395 | 374
2017-06-08 08:00 | 401 | 382
2017-06-08 08:30 | 400 | 386
2017-06-08 09:00 | 379 | 365
2017-06-08 09:30 | 326 | 318
2017-06-08 10:00 | 361 | 348
2017-06-08 10:30 | 352 | 339
2017-06-08 11:00 | 328 | 318
2017-06-08 11:30 | 284 | 280
2017-06-08 12:00 | 331 | 318
2017-06-08 12:30 | 335 | 321
2017-06-08 13:00 | 336 | 322
2017-06-08 13:30 | 338 | 325
2017-06-08 14:00 | 337 | 324
2017-06-08 14:30 | 316 | 305
2017-06-08 15:00 | 284 | 280
2017-06-08 15:30 | 293 | 289
2017-06-08 16:00 | 345 | 335
2017-06-08 16:30 | 368 | 355
2017-06-08 17:00 | 384 | 371
2017-06-08 17:30 | 387 | 371
2017-06-08 18:00 | 401 | 383
2017-06-08 18:30 | 429 | 415
2017-06-08 19:00 | 438 | 425
2017-06-08 19:30 | 450 | 437
2017-06-08 20:00 | 441 | 426
2017-06-08 20:30 | 425 | 407
2017-06-08 21:00 | 422 | 407
2017-06-08 21:30 | 407 | 390
2017-06-08 22:00 | 389 | 369
2017-06-08 22:30 | 371 | 348
2017-06-08 23:00 | 351 | 324
2017-06-08 23:30 | 335 | 303
2017-06-09 | 323 | 288
2017-06-09 00:30 | 298 | 276
2017-06-09 01:00 | 288 | 269
2017-06-09 01:30 | 282 | 261
2017-06-09 02:00 | 277 | 256
2017-06-09 02:30 | 275 | 254
2017-06-09 03:00 | 272 | 250
2017-06-09 03:30 | 270 | 248
2017-06-09 04:00 | 273 | 252
2017-06-09 04:30 | 277 | 255
2017-06-09 05:00 | 281 | 260
2017-06-09 05:30 | 292 | 274
2017-06-09 06:00 | 305 | 288
2017-06-09 06:30 | 320 | 301
2017-06-09 07:00 | 345 | 329
2017-06-09 07:30 | 374 | 362
2017-06-09 08:00 | 391 | 368
2017-06-09 08:30 | 390 | 372
2017-06-09 09:00 | 414 | 396
2017-06-09 09:30 | 373 | 328
2017-06-09 10:00 | 287 | 255
2017-06-09 10:30 | 299 | 281
2017-06-09 11:00 | 305 | 293
2017-06-09 11:30 | 302 | 292
2017-06-09 12:00 | 314 | 295
2017-06-09 12:30 | 314 | 292
2017-06-09 13:00 | 316 | 295
2017-06-09 13:30 | 325 | 304
2017-06-09 14:00 | 327 | 307
2017-06-09 14:30 | 314 | 294
2017-06-09 15:00 | 313 | 292
2017-06-09 15:30 | 317 | 288
2017-06-09 16:00 | 333 | 308
2017-06-09 16:30 | 352 | 329
2017-06-09 17:00 | 366 | 344
2017-06-09 17:30 | 376 | 353
2017-06-09 18:00 | 390 | 367
2017-06-09 18:30 | 410 | 390
2017-06-09 19:00 | 422 | 407
2017-06-09 19:30 | 439 | 426
2017-06-09 20:00 | 430 | 416
2017-06-09 20:30 | 417 | 400
2017-06-09 21:00 | 405 | 384
2017-06-09 21:30 | 391 | 368
2017-06-09 22:00 | 390 | 365
2017-06-09 22:30 | 423 | 398
2017-06-09 23:00 | 408 | 381
2017-06-09 23:30 | 394 | 361
2017-06-10 | 383 | 345
2017-06-10 00:30 | 374 | 336
2017-06-10 01:00 | 368 | 327
2017-06-10 01:30 | 362 | 320
2017-06-10 02:00 | 357 | 313
2017-06-10 02:30 | 355 | 311
2017-06-10 03:00 | 353 | 307
2017-06-10 03:30 | 353 | 306
2017-06-10 04:00 | 352 | 304
2017-06-10 04:30 | 353 | 305
2017-06-10 05:00 | 354 | 306
2017-06-10 05:30 | 358 | 312
2017-06-10 06:00 | 365 | 320
2017-06-10 06:30 | 374 | 331
2017-06-10 07:00 | 373 | 330
2017-06-10 07:30 | 346 | 305
2017-06-10 08:00 | 359 | 322
2017-06-10 08:30 | 374 | 341
2017-06-10 09:00 | 377 | 348
2017-06-10 09:30 | 379 | 354
2017-06-10 10:00 | 374 | 349
2017-06-10 10:30 | 367 | 342
2017-06-10 11:00 | 352 | 324
2017-06-10 11:30 | 346 | 317
2017-06-10 12:00 | 346 | 318
2017-06-10 12:30 | 343 | 315
2017-06-10 13:00 | 335 | 305
2017-06-10 13:30 | 333 | 303
2017-06-10 14:00 | 329 | 298
2017-06-10 14:30 | 315 | 282
2017-06-10 15:00 | 312 | 280
2017-06-10 15:30 | 320 | 288
2017-06-10 16:00 | 333 | 304
2017-06-10 16:30 | 350 | 323
2017-06-10 17:00 | 364 | 339
2017-06-10 17:30 | 381 | 358
2017-06-10 18:00 | 419 | 400
2017-06-10 18:30 | 446 | 428
2017-06-10 19:00 | 442 | 423
2017-06-10 19:30 | 429 | 408
2017-06-10 20:00 | 413 | 390
2017-06-10 20:30 | 400 | 374
2017-06-10 21:00 | 391 | 363
2017-06-10 21:30 | 380 | 350
2017-06-10 22:00 | 381 | 348
2017-06-10 22:30 | 409 | 381
2017-06-10 23:00 | 400 | 370
2017-06-10 23:30 | 387 | 355
2017-06-11 | 378 | 340
2017-06-11 00:30 | 372 | 333
2017-06-11 01:00 | 365 | 324
2017-06-11 01:30 | 360 | 317
2017-06-11 02:00 | 358 | 315
2017-06-11 02:30 | 355 | 311
2017-06-11 03:00 | 352 | 308
2017-06-11 03:30 | 352 | 307
2017-06-11 04:00 | 351 | 306
2017-06-11 04:30 | 351 | 307
2017-06-11 05:00 | 352 | 307
2017-06-11 05:30 | 351 | 306
2017-06-11 06:00 | 356 | 312
2017-06-11 06:30 | 364 | 322
2017-06-11 07:00 | 361 | 318
2017-06-11 07:30 | 331 | 288
2017-06-11 08:00 | 342 | 302
2017-06-11 08:30 | 358 | 321
2017-06-11 09:00 | 368 | 333
2017-06-11 09:30 | 379 | 348
2017-06-11 10:00 | 384 | 354
2017-06-11 10:30 | 381 | 352
2017-06-11 11:00 | 387 | 359
2017-06-11 11:30 | 387 | 359
2017-06-11 12:00 | 386 | 358
2017-06-11 12:30 | 384 | 356
2017-06-11 13:00 | 383 | 355
2017-06-11 13:30 | 379 | 350
2017-06-11 14:00 | 373 | 344
2017-06-11 14:30 | 353 | 321
2017-06-11 15:00 | 348 | 316
2017-06-11 15:30 | 352 | 321
2017-06-11 16:00 | 363 | 333
2017-06-11 16:30 | 375 | 346
2017-06-11 17:00 | 387 | 364
2017-06-11 17:30 | 406 | 386
2017-06-11 18:00 | 450 | 435
2017-06-11 18:30 | 471 | 457
2017-06-11 19:00 | 464 | 451
2017-06-11 19:30 | 449 | 433
2017-06-11 20:00 | 433 | 416
2017-06-11 20:30 | 415 | 398
2017-06-11 21:00 | 402 | 383
2017-06-11 21:30 | 390 | 370
2017-06-11 22:00 | 386 | 364
2017-06-11 22:30 | 412 | 388
2017-06-11 23:00 | 397 | 371
2017-06-11 23:30 | 386 | 356
2017-06-12 | 373 | 339
2017-06-12 00:30 | 365 | 330
2017-06-12 01:00 | 350 | 320
2017-06-12 01:30 | 333 | 316
2017-06-12 02:00 | 327 | 310
2017-06-12 02:30 | 326 | 307
2017-06-12 03:00 | 323 | 305
2017-06-12 03:30 | 325 | 306
2017-06-12 04:00 | 327 | 309
2017-06-12 04:30 | 330 | 313
2017-06-12 05:00 | 336 | 319
2017-06-12 05:30 | 348 | 332
2017-06-12 06:00 | 362 | 347
2017-06-12 06:30 | 404 | 380
2017-06-12 07:00 | 427 | 406
2017-06-12 07:30 | 422 | 400
2017-06-12 08:00 | 428 | 409
2017-06-12 08:30 | 419 | 400
2017-06-12 09:00 | 400 | 381
2017-06-12 09:30 | 385 | 364
2017-06-12 10:00 | 378 | 356
2017-06-12 10:30 | 371 | 349
2017-06-12 11:00 | 365 | 342
2017-06-12 11:30 | 359 | 336
2017-06-12 12:00 | 356 | 334
2017-06-12 12:30 | 354 | 331
2017-06-12 13:00 | 351 | 328
2017-06-12 13:30 | 353 | 331
2017-06-12 14:00 | 356 | 335
2017-06-12 14:30 | 344 | 322
2017-06-12 15:00 | 343 | 320
2017-06-12 15:30 | 350 | 328
2017-06-12 16:00 | 363 | 343
2017-06-12 16:30 | 378 | 359
2017-06-12 17:00 | 390 | 371
2017-06-12 17:30 | 391 | 367
2017-06-12 18:00 | 409 | 386
2017-06-12 18:30 | 439 | 421
2017-06-12 19:00 | 447 | 430
2017-06-12 19:30 | 465 | 451
2017-06-12 20:00 | 456 | 441
2017-06-12 20:30 | 441 | 424
2017-06-12 21:00 | 420 | 405
2017-06-12 21:30 | 405 | 388
2017-06-12 22:00 | 397 | 378
2017-06-12 22:30 | 421 | 401
2017-06-12 23:00 | 404 | 382
2017-06-12 23:30 | 376 | 364
2017-06-13 | 359 | 345
2017-06-13 00:30 | 350 | 336
2017-06-13 01:00 | 343 | 328
2017-06-13 01:30 | 337 | 320
2017-06-13 02:00 | 335 | 317
2017-06-13 02:30 | 334 | 316
2017-06-13 03:00 | 331 | 312
2017-06-13 03:30 | 331 | 312
2017-06-13 04:00 | 325 | 306
2017-06-13 04:30 | 299 | 279
2017-06-13 05:00 | 284 | 262
2017-06-13 05:30 | 294 | 274
2017-06-13 06:00 | 300 | 282
2017-06-13 06:30 | 287 | 272
2017-06-13 07:00 | 309 | 295
2017-06-13 07:30 | 341 | 331
2017-06-13 08:00 | 351 | 343
2017-06-13 08:30 | 304 | 294
2017-06-13 09:00 | 240 | 228
2017-06-13 09:30 | 189 | 172
2017-06-13 10:00 | 175 | 153
2017-06-13 10:30 | 165 | 143
2017-06-13 11:00 | 157 | 133
2017-06-13 11:30 | 154 | 131
2017-06-13 12:00 | 152 | 128
2017-06-13 12:30 | 150 | 126
2017-06-13 13:00 | 152 | 129
2017-06-13 13:30 | 156 | 134
2017-06-13 14:00 | 151 | 128
2017-06-13 14:30 | 140 | 116
2017-06-13 15:00 | 145 | 123
2017-06-13 15:30 | 148 | 127
2017-06-13 16:00 | 158 | 137
2017-06-13 16:30 | 181 | 161
2017-06-13 17:00 | 260 | 244
2017-06-13 17:30 | 239 | 222
2017-06-13 18:00 | 242 | 227
2017-06-13 18:30 | 273 | 262
2017-06-13 19:00 | 296 | 285
2017-06-13 19:30 | 347 | 337
2017-06-13 20:00 | 334 | 323
2017-06-13 20:30 | 310 | 296
2017-06-13 21:00 | 301 | 287
2017-06-13 21:30 | 288 | 273
2017-06-13 22:00 | 277 | 262
2017-06-13 22:30 | 300 | 285
2017-06-13 23:00 | 284 | 267
2017-06-13 23:30 | 266 | 247
2017-06-14 | 252 | 232
2017-06-14 00:30 | 244 | 222
2017-06-14 01:00 | 236 | 213
2017-06-14 01:30 | 231 | 208
2017-06-14 02:00 | 228 | 202
2017-06-14 02:30 | 226 | 199
2017-06-14 03:00 | 223 | 196
2017-06-14 03:30 | 221 | 193
2017-06-14 04:00 | 221 | 193
2017-06-14 04:30 | 225 | 197
2017-06-14 05:00 | 228 | 201
2017-06-14 05:30 | 238 | 213
2017-06-14 06:00 | 257 | 235
2017-06-14 06:30 | 287 | 269
2017-06-14 07:00 | 267 | 251
2017-06-14 07:30 | 281 | 267
2017-06-14 08:00 | 308 | 297
2017-06-14 08:30 | 304 | 295
2017-06-14 09:00 | 285 | 275
2017-06-14 09:30 | 281 | 270
2017-06-14 10:00 | 273 | 262
2017-06-14 10:30 | 266 | 254
2017-06-14 11:00 | 259 | 247
2017-06-14 11:30 | 251 | 238
2017-06-14 12:00 | 247 | 234
2017-06-14 12:30 | 256 | 243
2017-06-14 13:00 | 268 | 256
2017-06-14 13:30 | 272 | 261
2017-06-14 14:00 | 272 | 261
2017-06-14 14:30 | 254 | 241
2017-06-14 15:00 | 249 | 237
2017-06-14 15:30 | 254 | 242
2017-06-14 16:00 | 262 | 249
2017-06-14 16:30 | 270 | 258
2017-06-14 17:00 | 283 | 272
2017-06-14 17:30 | 275 | 264
2017-06-14 18:00 | 266 | 255
2017-06-14 18:30 | 292 | 284
2017-06-14 19:00 | 301 | 292
2017-06-14 19:30 | 352 | 344
2017-06-14 20:00 | 339 | 330
2017-06-14 20:30 | 293 | 282
2017-06-14 21:00 | 302 | 290
2017-06-14 21:30 | 288 | 275
2017-06-14 22:00 | 281 | 266
2017-06-14 22:30 | 301 | 286
2017-06-14 23:00 | 283 | 266
2017-06-14 23:30 | 267 | 248
2017-06-15 | 253 | 233
2017-06-15 00:30 | 286 | 269
2017-06-15 01:00 | 342 | 328
2017-06-15 01:30 | 338 | 323
2017-06-15 02:00 | 332 | 317
2017-06-15 02:30 | 328 | 312
2017-06-15 03:00 | 327 | 310
2017-06-15 03:30 | 328 | 311
2017-06-15 04:00 | 328 | 311
2017-06-15 04:30 | 331 | 315
2017-06-15 05:00 | 333 | 317
2017-06-15 05:30 | 343 | 328
2017-06-15 06:00 | 359 | 346
2017-06-15 06:30 | 390 | 380
2017-06-15 07:00 | 402 | 393
2017-06-15 07:30 | 409 | 397
2017-06-15 08:00 | 412 | 399
2017-06-15 08:30 | 407 | 394
2017-06-15 09:00 | 385 | 371
2017-06-15 09:30 | 381 | 367
2017-06-15 10:00 | 376 | 363
2017-06-15 10:30 | 365 | 351
2017-06-15 11:00 | 358 | 344
2017-06-15 11:30 | 357 | 343
2017-06-15 12:00 | 348 | 335
2017-06-15 12:30 | 348 | 335
2017-06-15 13:00 | 349 | 336
2017-06-15 13:30 | 352 | 340
2017-06-15 14:00 | 355 | 342
2017-06-15 14:30 | 345 | 334
2017-06-15 15:00 | 348 | 333
2017-06-15 15:30 | 321 | 312
2017-06-15 16:00 | 311 | 306
2017-06-15 16:30 | 338 | 331
2017-06-15 17:00 | 387 | 373
2017-06-15 17:30 | 397 | 383
2017-06-15 18:00 | 445 | 433
2017-06-15 18:30 | 476 | 468
2017-06-15 19:00 | 480 | 472
2017-06-15 19:30 | 466 | 457
2017-06-15 20:00 | 452 | 441
2017-06-15 20:30 | 440 | 427
2017-06-15 21:00 | 428 | 411
2017-06-15 21:30 | 411 | 392
2017-06-15 22:00 | 397 | 378
2017-06-15 22:30 | 426 | 408
2017-06-15 23:00 | 410 | 391
2017-06-15 23:30 | 392 | 370
2017-06-16 | 378 | 354
2017-06-16 00:30 | 365 | 339
2017-06-16 01:00 | 358 | 330
2017-06-16 01:30 | 356 | 327
2017-06-16 02:00 | 350 | 320
2017-06-16 02:30 | 347 | 315
2017-06-16 03:00 | 343 | 311
2017-06-16 03:30 | 344 | 312
2017-06-16 04:00 | 343 | 310
2017-06-16 04:30 | 343 | 311
2017-06-16 05:00 | 351 | 320
2017-06-16 05:30 | 361 | 332
2017-06-16 06:00 | 374 | 348
2017-06-16 06:30 | 402 | 381
2017-06-16 07:00 | 418 | 400
2017-06-16 07:30 | 403 | 387
2017-06-16 08:00 | 410 | 396
2017-06-16 08:30 | 412 | 396
2017-06-16 09:00 | 403 | 386
2017-06-16 09:30 | 394 | 376
2017-06-16 10:00 | 387 | 369
2017-06-16 10:30 | 374 | 356
2017-06-16 11:00 | 376 | 358
2017-06-16 11:30 | 331 | 320
2017-06-16 12:00 | 305 | 297
2017-06-16 12:30 | 310 | 300
2017-06-16 13:00 | 315 | 304
2017-06-16 13:30 | 315 | 305
2017-06-16 14:00 | 315 | 306
2017-06-16 14:30 | 321 | 307
2017-06-16 15:00 | 356 | 334
2017-06-16 15:30 | 357 | 335
2017-06-16 16:00 | 376 | 355
2017-06-16 16:30 | 388 | 368
2017-06-16 17:00 | 404 | 385
2017-06-16 17:30 | 411 | 391
2017-06-16 18:00 | 441 | 422
2017-06-16 18:30 | 458 | 443
2017-06-16 19:00 | 464 | 449
2017-06-16 19:30 | 451 | 434
2017-06-16 20:00 | 438 | 419
2017-06-16 20:30 | 425 | 404
2017-06-16 21:00 | 413 | 391
2017-06-16 21:30 | 411 | 386
2017-06-16 22:00 | 414 | 387
2017-06-16 22:30 | 430 | 402
2017-06-16 23:00 | 417 | 388
2017-06-16 23:30 | 403 | 372
2017-06-17 | 389 | 355
2017-06-17 00:30 | 378 | 342
2017-06-17 01:00 | 367 | 329
2017-06-17 01:30 | 362 | 323
2017-06-17 02:00 | 354 | 313
2017-06-17 02:30 | 356 | 316
2017-06-17 03:00 | 354 | 312
2017-06-17 03:30 | 354 | 312
2017-06-17 04:00 | 354 | 311
2017-06-17 04:30 | 351 | 308
2017-06-17 05:00 | 354 | 312
2017-06-17 05:30 | 357 | 315
2017-06-17 06:00 | 363 | 323
2017-06-17 06:30 | 376 | 339
2017-06-17 07:00 | 377 | 341
2017-06-17 07:30 | 355 | 318
2017-06-17 08:00 | 361 | 327
2017-06-17 08:30 | 375 | 345
2017-06-17 09:00 | 377 | 349
2017-06-17 09:30 | 382 | 356
2017-06-17 10:00 | 374 | 348
2017-06-17 10:30 | 372 | 347
2017-06-17 11:00 | 354 | 327
2017-06-17 11:30 | 340 | 312
2017-06-17 12:00 | 336 | 307
2017-06-17 12:30 | 334 | 305
2017-06-17 13:00 | 331 | 302
2017-06-17 13:30 | 329 | 299
2017-06-17 14:00 | 331 | 300
2017-06-17 14:30 | 316 | 284
2017-06-17 15:00 | 314 | 283
2017-06-17 15:30 | 322 | 291
2017-06-17 16:00 | 334 | 306
2017-06-17 16:30 | 347 | 319
2017-06-17 17:00 | 360 | 333
2017-06-17 17:30 | 374 | 348
2017-06-17 18:00 | 393 | 370
2017-06-17 18:30 | 415 | 396
2017-06-17 19:00 | 415 | 397
2017-06-17 19:30 | 420 | 400
2017-06-17 20:00 | 414 | 393
2017-06-17 20:30 | 396 | 373
2017-06-17 21:00 | 386 | 360
2017-06-17 21:30 | 367 | 335
2017-06-17 22:00 | 357 | 323
2017-06-17 22:30 | 360 | 323
2017-06-17 23:00 | 354 | 314
2017-06-17 23:30 | 346 | 306
2017-06-18 | 376 | 340
2017-06-18 00:30 | 369 | 333
2017-06-18 01:00 | 361 | 322
2017-06-18 01:30 | 346 | 307
2017-06-18 02:00 | 331 | 305
2017-06-18 02:30 | 326 | 299
2017-06-18 03:00 | 323 | 295
2017-06-18 03:30 | 322 | 296
2017-06-18 04:00 | 317 | 289
2017-06-18 04:30 | 297 | 254
2017-06-18 05:00 | 301 | 260
2017-06-18 05:30 | 319 | 288
2017-06-18 06:00 | 336 | 313
2017-06-18 06:30 | 347 | 326
2017-06-18 07:00 | 339 | 320
2017-06-18 07:30 | 309 | 290
2017-06-18 08:00 | 314 | 299
2017-06-18 08:30 | 322 | 310
2017-06-18 09:00 | 331 | 316
2017-06-18 09:30 | 343 | 318
2017-06-18 10:00 | 342 | 316
2017-06-18 10:30 | 343 | 314
2017-06-18 11:00 | 339 | 311
2017-06-18 11:30 | 336 | 310
2017-06-18 12:00 | 331 | 303
2017-06-18 12:30 | 324 | 296
2017-06-18 13:00 | 319 | 290
2017-06-18 13:30 | 315 | 287
2017-06-18 14:00 | 318 | 290
2017-06-18 14:30 | 301 | 273
2017-06-18 15:00 | 303 | 274
2017-06-18 15:30 | 312 | 285
2017-06-18 16:00 | 329 | 303
2017-06-18 16:30 | 351 | 327
2017-06-18 17:00 | 366 | 344
2017-06-18 17:30 | 390 | 370
2017-06-18 18:00 | 437 | 422
2017-06-18 18:30 | 460 | 445
2017-06-18 19:00 | 479 | 465
2017-06-18 19:30 | 460 | 443
2017-06-18 20:00 | 442 | 423
2017-06-18 20:30 | 421 | 400
2017-06-18 21:00 | 403 | 379
2017-06-18 21:30 | 386 | 359
2017-06-18 22:00 | 377 | 347
2017-06-18 22:30 | 358 | 329
2017-06-18 23:00 | 338 | 307
2017-06-18 23:30 | 327 | 293
2017-06-19 | 367 | 333
2017-06-19 00:30 | 364 | 329
2017-06-19 01:00 | 352 | 316
2017-06-19 01:30 | 344 | 305
2017-06-19 02:00 | 340 | 301
2017-06-19 02:30 | 338 | 299
2017-06-19 03:00 | 336 | 296
2017-06-19 03:30 | 338 | 298
2017-06-19 04:00 | 336 | 297
2017-06-19 04:30 | 331 | 293
2017-06-19 05:00 | 301 | 260
2017-06-19 05:30 | 306 | 267
2017-06-19 06:00 | 319 | 283
2017-06-19 06:30 | 305 | 272
2017-06-19 07:00 | 321 | 285
2017-06-19 07:30 | 350 | 320
2017-06-19 08:00 | 352 | 323
2017-06-19 08:30 | 300 | 267
2017-06-19 09:00 | 273 | 237
2017-06-19 09:30 | 292 | 259
2017-06-19 10:00 | 273 | 237
2017-06-19 10:30 | 270 | 234
2017-06-19 11:00 | 262 | 225
2017-06-19 11:30 | 260 | 223
2017-06-19 12:00 | 257 | 221
2017-06-19 12:30 | 261 | 225
2017-06-19 13:00 | 263 | 228
2017-06-19 13:30 | 258 | 223
2017-06-19 14:00 | 260 | 225
2017-06-19 14:30 | 251 | 216
2017-06-19 15:00 | 241 | 204
2017-06-19 15:30 | 183 | 138
2017-06-19 16:00 | 180 | 133
2017-06-19 16:30 | 190 | 145
2017-06-19 17:00 | 203 | 159
2017-06-19 17:30 | 213 | 170
2017-06-19 18:00 | 253 | 216
2017-06-19 18:30 | 289 | 260
2017-06-19 19:00 | 291 | 261
2017-06-19 19:30 | 270 | 236
2017-06-19 20:00 | 255 | 217
2017-06-19 20:30 | 240 | 199
2017-06-19 21:00 | 228 | 182
2017-06-19 21:30 | 225 | 175
2017-06-19 22:00 | 230 | 178
2017-06-19 22:30 | 209 | 148
2017-06-19 23:00 | 232 | 186
2017-06-19 23:30 | 224 | 185
2017-06-20 | 223 | 183
2017-06-20 00:30 | 235 | 195
2017-06-20 01:00 | 229 | 186
2017-06-20 01:30 | 222 | 178
2017-06-20 02:00 | 209 | 169
2017-06-20 02:30 | 201 | 170
2017-06-20 03:00 | 200 | 169
2017-06-20 03:30 | 201 | 170
2017-06-20 04:00 | 199 | 168
2017-06-20 04:30 | 202 | 171
2017-06-20 05:00 | 204 | 173
2017-06-20 05:30 | 213 | 184
2017-06-20 06:00 | 227 | 202
2017-06-20 06:30 | 258 | 238
2017-06-20 07:00 | 283 | 266
2017-06-20 07:30 | 283 | 267
2017-06-20 08:00 | 286 | 272
2017-06-20 08:30 | 287 | 267
2017-06-20 09:00 | 276 | 256
2017-06-20 09:30 | 265 | 244
2017-06-20 10:00 | 258 | 236
2017-06-20 10:30 | 259 | 238
2017-06-20 11:00 | 248 | 228
2017-06-20 11:30 | 252 | 232
2017-06-20 12:00 | 248 | 229
2017-06-20 12:30 | 251 | 232
2017-06-20 13:00 | 252 | 234
2017-06-20 13:30 | 247 | 225
2017-06-20 14:00 | 226 | 194
2017-06-20 14:30 | 196 | 168
2017-06-20 15:00 | 192 | 162
2017-06-20 15:30 | 135 | 99
2017-06-20 16:00 | 126 | 87
2017-06-20 16:30 | 131 | 89
2017-06-20 17:00 | 143 | 103
2017-06-20 17:30 | 155 | 115
2017-06-20 18:00 | 192 | 161
2017-06-20 18:30 | 224 | 199
2017-06-20 19:00 | 228 | 204
2017-06-20 19:30 | 218 | 192
2017-06-20 20:00 | 203 | 172
2017-06-20 20:30 | 188 | 153
2017-06-20 21:00 | 180 | 143
2017-06-20 21:30 | 172 | 135
2017-06-20 22:00 | 164 | 124
2017-06-20 22:30 | 171 | 132
2017-06-20 23:00 | 199 | 165
2017-06-20 23:30 | 313 | 282
2017-06-21 | 308 | 273
2017-06-21 00:30 | 302 | 266
2017-06-21 01:00 | 294 | 255
2017-06-21 01:30 | 288 | 248
2017-06-21 02:00 | 284 | 244
2017-06-21 02:30 | 273 | 221
2017-06-21 03:00 | 273 | 215
2017-06-21 03:30 | 267 | 208
2017-06-21 04:00 | 265 | 206
2017-06-21 04:30 | 278 | 228
2017-06-21 05:00 | 298 | 265
2017-06-21 05:30 | 320 | 299
2017-06-21 06:00 | 339 | 322
2017-06-21 06:30 | 369 | 357
2017-06-21 07:00 | 386 | 376
2017-06-21 07:30 | 384 | 376
2017-06-21 08:00 | 404 | 397
2017-06-21 08:30 | 409 | 398
2017-06-21 09:00 | 395 | 385
2017-06-21 09:30 | 389 | 376
2017-06-21 10:00 | 386 | 373
2017-06-21 10:30 | 377 | 364
2017-06-21 11:00 | 361 | 347
2017-06-21 11:30 | 362 | 349
2017-06-21 12:00 | 356 | 342
2017-06-21 12:30 | 351 | 337
2017-06-21 13:00 | 357 | 344
2017-06-21 13:30 | 358 | 344
2017-06-21 14:00 | 354 | 338
2017-06-21 14:30 | 339 | 322
2017-06-21 15:00 | 336 | 318
2017-06-21 15:30 | 339 | 320
2017-06-21 16:00 | 352 | 334
2017-06-21 16:30 | 364 | 347
2017-06-21 17:00 | 372 | 354
2017-06-21 17:30 | 384 | 366
2017-06-21 18:00 | 430 | 415
2017-06-21 18:30 | 465 | 453
2017-06-21 19:00 | 470 | 459
2017-06-21 19:30 | 452 | 439
2017-06-21 20:00 | 435 | 421
2017-06-21 20:30 | 409 | 392
2017-06-21 21:00 | 388 | 369
2017-06-21 21:30 | 379 | 357
2017-06-21 22:00 | 369 | 348
2017-06-21 22:30 | 390 | 372
2017-06-21 23:00 | 383 | 360
2017-06-21 23:30 | 370 | 347
2017-06-22 | 353 | 329
2017-06-22 00:30 | 343 | 317
2017-06-22 01:00 | 326 | 303
2017-06-22 01:30 | 315 | 293
2017-06-22 02:00 | 308 | 285
2017-06-22 02:30 | 307 | 283
2017-06-22 03:00 | 310 | 286
2017-06-22 03:30 | 308 | 284
2017-06-22 04:00 | 306 | 281
2017-06-22 04:30 | 310 | 286
2017-06-22 05:00 | 317 | 294
2017-06-22 05:30 | 333 | 313
2017-06-22 06:00 | 339 | 321
2017-06-22 06:30 | 368 | 355
2017-06-22 07:00 | 402 | 391
2017-06-22 07:30 | 388 | 379
2017-06-22 08:00 | 391 | 384
2017-06-22 08:30 | 386 | 378
2017-06-22 09:00 | 433 | 420
2017-06-22 09:30 | 425 | 411
2017-06-22 10:00 | 417 | 402
2017-06-22 10:30 | 411 | 396
2017-06-22 11:00 | 411 | 396
2017-06-22 11:30 | 425 | 400
2017-06-22 12:00 | 435 | 405
2017-06-22 12:30 | 432 | 402
2017-06-22 13:00 | 380 | 347
2017-06-22 13:30 | 368 | 335
2017-06-22 14:00 | 359 | 326
2017-06-22 14:30 | 343 | 309
2017-06-22 15:00 | 343 | 309
2017-06-22 15:30 | 352 | 319
2017-06-22 16:00 | 365 | 334
2017-06-22 16:30 | 378 | 349
2017-06-22 17:00 | 390 | 361
2017-06-22 17:30 | 402 | 373
2017-06-22 18:00 | 436 | 411
2017-06-22 18:30 | 466 | 446
2017-06-22 19:00 | 472 | 453
2017-06-22 19:30 | 466 | 446
2017-06-22 20:00 | 452 | 430
2017-06-22 20:30 | 437 | 411
2017-06-22 21:00 | 462 | 436
2017-06-22 21:30 | 447 | 417
2017-06-22 22:00 | 431 | 395
2017-06-22 22:30 | 416 | 376
2017-06-22 23:00 | 391 | 352
2017-06-22 23:30 | 378 | 337
2017-06-23 | 362 | 321
2017-06-23 00:30 | 349 | 309
2017-06-23 01:00 | 342 | 301
2017-06-23 01:30 | 335 | 293
2017-06-23 02:00 | 330 | 286
2017-06-23 02:30 | 329 | 283
2017-06-23 03:00 | 324 | 277
2017-06-23 03:30 | 325 | 279
2017-06-23 04:00 | 328 | 282
2017-06-23 04:30 | 330 | 284
2017-06-23 05:00 | 336 | 292
2017-06-23 05:30 | 344 | 302
2017-06-23 06:00 | 360 | 323
2017-06-23 06:30 | 389 | 357
2017-06-23 07:00 | 411 | 377
2017-06-23 07:30 | 396 | 364
2017-06-23 08:00 | 404 | 375
2017-06-23 08:30 | 403 | 375
2017-06-23 09:00 | 389 | 362
2017-06-23 09:30 | 375 | 348
2017-06-23 10:00 | 366 | 338
2017-06-23 10:30 | 351 | 321
2017-06-23 11:00 | 347 | 317
2017-06-23 11:30 | 346 | 318
2017-06-23 12:00 | 340 | 311
2017-06-23 12:30 | 340 | 311
2017-06-23 13:00 | 349 | 321
2017-06-23 13:30 | 355 | 328
2017-06-23 14:00 | 356 | 328
2017-06-23 14:30 | 338 | 310
2017-06-23 15:00 | 343 | 316
2017-06-23 15:30 | 344 | 316
2017-06-23 16:00 | 350 | 322
2017-06-23 16:30 | 355 | 327
2017-06-23 17:00 | 363 | 336
2017-06-23 17:30 | 374 | 346
2017-06-23 18:00 | 412 | 387
2017-06-23 18:30 | 435 | 413
2017-06-23 19:00 | 442 | 418
2017-06-23 19:30 | 433 | 407
2017-06-23 20:00 | 417 | 388
2017-06-23 20:30 | 404 | 374
2017-06-23 21:00 | 394 | 362
2017-06-23 21:30 | 381 | 345
2017-06-23 22:00 | 360 | 328
2017-06-23 22:30 | 348 | 312
2017-06-23 23:00 | 341 | 301
2017-06-23 23:30 | 328 | 283
2017-06-24 | 322 | 270
2017-06-24 00:30 | 345 | 295
2017-06-24 01:00 | 346 | 294
2017-06-24 01:30 | 345 | 292
2017-06-24 02:00 | 338 | 283
2017-06-24 02:30 | 337 | 282
2017-06-24 03:00 | 322 | 285
2017-06-24 03:30 | 310 | 278
2017-06-24 04:00 | 304 | 270
2017-06-24 04:30 | 306 | 271
2017-06-24 05:00 | 307 | 274
2017-06-24 05:30 | 317 | 285
2017-06-24 06:00 | 322 | 291
2017-06-24 06:30 | 332 | 303
2017-06-24 07:00 | 333 | 305
2017-06-24 07:30 | 308 | 280
2017-06-24 08:00 | 322 | 297
2017-06-24 08:30 | 339 | 318
2017-06-24 09:00 | 344 | 324
2017-06-24 09:30 | 341 | 323
2017-06-24 10:00 | 344 | 316
2017-06-24 10:30 | 352 | 320
2017-06-24 11:00 | 349 | 316
2017-06-24 11:30 | 340 | 307
2017-06-24 12:00 | 341 | 308
2017-06-24 12:30 | 341 | 307
2017-06-24 13:00 | 334 | 299
2017-06-24 13:30 | 334 | 298
2017-06-24 14:00 | 334 | 297
2017-06-24 14:30 | 318 | 280
2017-06-24 15:00 | 315 | 277
2017-06-24 15:30 | 315 | 276
2017-06-24 16:00 | 321 | 284
2017-06-24 16:30 | 329 | 293
2017-06-24 17:00 | 344 | 311
2017-06-24 17:30 | 362 | 331
2017-06-24 18:00 | 402 | 375
2017-06-24 18:30 | 427 | 404
2017-06-24 19:00 | 422 | 400
2017-06-24 19:30 | 406 | 382
2017-06-24 20:00 | 392 | 366
2017-06-24 20:30 | 377 | 349
2017-06-24 21:00 | 364 | 333
2017-06-24 21:30 | 353 | 319
2017-06-24 22:00 | 344 | 307
2017-06-24 22:30 | 352 | 310
2017-06-24 23:00 | 343 | 296
2017-06-24 23:30 | 332 | 282
2017-06-25 | 322 | 269
2017-06-25 00:30 | 339 | 288
2017-06-25 01:00 | 335 | 281
2017-06-25 01:30 | 331 | 275
2017-06-25 02:00 | 321 | 267
2017-06-25 02:30 | 316 | 266
2017-06-25 03:00 | 318 | 268
2017-06-25 03:30 | 314 | 264
2017-06-25 04:00 | 316 | 266
2017-06-25 04:30 | 316 | 265
2017-06-25 05:00 | 319 | 270
2017-06-25 05:30 | 322 | 274
2017-06-25 06:00 | 323 | 274
2017-06-25 06:30 | 328 | 281
2017-06-25 07:00 | 303 | 254
2017-06-25 07:30 | 293 | 244
2017-06-25 08:00 | 302 | 256
2017-06-25 08:30 | 320 | 277
2017-06-25 09:00 | 329 | 289
2017-06-25 09:30 | 337 | 299
2017-06-25 10:00 | 333 | 296
2017-06-25 10:30 | 328 | 292
2017-06-25 11:00 | 330 | 294
2017-06-25 11:30 | 326 | 289
2017-06-25 12:00 | 322 | 285
2017-06-25 12:30 | 320 | 284
2017-06-25 13:00 | 315 | 278
2017-06-25 13:30 | 316 | 279
2017-06-25 14:00 | 316 | 279
2017-06-25 14:30 | 301 | 261
2017-06-25 15:00 | 295 | 255
2017-06-25 15:30 | 306 | 268
2017-06-25 16:00 | 315 | 278
2017-06-25 16:30 | 328 | 293
2017-06-25 17:00 | 340 | 307
2017-06-25 17:30 | 354 | 324
2017-06-25 18:00 | 394 | 371
2017-06-25 18:30 | 428 | 411
2017-06-25 19:00 | 427 | 411
2017-06-25 19:30 | 416 | 398
2017-06-25 20:00 | 396 | 376
2017-06-25 20:30 | 380 | 357
2017-06-25 21:00 | 367 | 341
2017-06-25 21:30 | 354 | 326
2017-06-25 22:00 | 350 | 319
2017-06-25 22:30 | 379 | 346
2017-06-25 23:00 | 366 | 327
2017-06-25 23:30 | 357 | 314
2017-06-26 | 345 | 300
2017-06-26 00:30 | 338 | 292
2017-06-26 01:00 | 328 | 280
2017-06-26 01:30 | 323 | 274
2017-06-26 02:00 | 319 | 269
2017-06-26 02:30 | 315 | 263
2017-06-26 03:00 | 307 | 254
2017-06-26 03:30 | 307 | 253
2017-06-26 04:00 | 311 | 258
2017-06-26 04:30 | 311 | 259
2017-06-26 05:00 | 314 | 263
2017-06-26 05:30 | 325 | 277
2017-06-26 06:00 | 338 | 294
2017-06-26 06:30 | 342 | 302
2017-06-26 07:00 | 336 | 298
2017-06-26 07:30 | 324 | 288
2017-06-26 08:00 | 332 | 301
2017-06-26 08:30 | 328 | 301
2017-06-26 09:00 | 325 | 299
2017-06-26 09:30 | 324 | 296
2017-06-26 10:00 | 322 | 294
2017-06-26 10:30 | 318 | 289
2017-06-26 11:00 | 307 | 278
2017-06-26 11:30 | 302 | 273
2017-06-26 12:00 | 302 | 273
2017-06-26 12:30 | 304 | 276
2017-06-26 13:00 | 310 | 282
2017-06-26 13:30 | 310 | 282
2017-06-26 14:00 | 311 | 284
2017-06-26 14:30 | 299 | 272
2017-06-26 15:00 | 296 | 269
2017-06-26 15:30 | 309 | 283
2017-06-26 16:00 | 315 | 289
2017-06-26 16:30 | 320 | 294
2017-06-26 17:00 | 332 | 306
2017-06-26 17:30 | 346 | 320
2017-06-26 18:00 | 370 | 346
2017-06-26 18:30 | 390 | 370
2017-06-26 19:00 | 392 | 372
2017-06-26 19:30 | 376 | 354
2017-06-26 20:00 | 382 | 359
2017-06-26 20:30 | 368 | 342
2017-06-26 21:00 | 354 | 327
2017-06-26 21:30 | 338 | 307
2017-06-26 22:00 | 329 | 295
2017-06-26 22:30 | 334 | 298
2017-06-26 23:00 | 361 | 328
2017-06-26 23:30 | 347 | 311
2017-06-27 | 326 | 287
2017-06-27 00:30 | 317 | 275
2017-06-27 01:00 | 304 | 258
2017-06-27 01:30 | 295 | 248
2017-06-27 02:00 | 292 | 243
2017-06-27 02:30 | 291 | 241
2017-06-27 03:00 | 288 | 238
2017-06-27 03:30 | 291 | 241
2017-06-27 04:00 | 288 | 238
2017-06-27 04:30 | 277 | 226
2017-06-27 05:00 | 249 | 192
2017-06-27 05:30 | 253 | 198
2017-06-27 06:00 | 265 | 214
2017-06-27 06:30 | 289 | 246
2017-06-27 07:00 | 307 | 269
2017-06-27 07:30 | 278 | 240
2017-06-27 08:00 | 278 | 248
2017-06-27 08:30 | 230 | 195
2017-06-27 09:00 | 175 | 133
2017-06-27 09:30 | 207 | 168
2017-06-27 10:00 | 234 | 199
2017-06-27 10:30 | 232 | 196
2017-06-27 11:00 | 227 | 193
2017-06-27 11:30 | 229 | 194
2017-06-27 12:00 | 215 | 175
2017-06-27 12:30 | 220 | 186
2017-06-27 13:00 | 220 | 186
2017-06-27 13:30 | 229 | 198
2017-06-27 14:00 | 230 | 198
2017-06-27 14:30 | 215 | 179
2017-06-27 15:00 | 208 | 171
2017-06-27 15:30 | 205 | 166
2017-06-27 16:00 | 209 | 171
2017-06-27 16:30 | 219 | 181
2017-06-27 17:00 | 196 | 156
2017-06-27 17:30 | 201 | 160
2017-06-27 18:00 | 181 | 115
2017-06-27 18:30 | 201 | 143
2017-06-27 19:00 | 213 | 158
2017-06-27 19:30 | 245 | 191
2017-06-27 20:00 | 264 | 213
2017-06-27 20:30 | 258 | 205
2017-06-27 21:00 | 229 | 188
2017-06-27 21:30 | 217 | 172
2017-06-27 22:00 | 212 | 165
2017-06-27 22:30 | 241 | 195
2017-06-27 23:00 | 224 | 172
2017-06-27 23:30 | 222 | 175
2017-06-28 | 217 | 181
2017-06-28 00:30 | 209 | 171
2017-06-28 01:00 | 200 | 159
2017-06-28 01:30 | 185 | 135
2017-06-28 02:00 | 187 | 136
2017-06-28 02:30 | 191 | 144
2017-06-28 03:00 | 188 | 142
2017-06-28 03:30 | 188 | 143
2017-06-28 04:00 | 192 | 147
2017-06-28 04:30 | 203 | 162
2017-06-28 05:00 | 219 | 181
2017-06-28 05:30 | 233 | 198
2017-06-28 06:00 | 247 | 216
2017-06-28 06:30 | 259 | 232
2017-06-28 07:00 | 231 | 201
2017-06-28 07:30 | 184 | 151
2017-06-28 08:00 | 199 | 169
2017-06-28 08:30 | 180 | 152
2017-06-28 09:00 | 208 | 183
2017-06-28 09:30 | 230 | 206
2017-06-28 10:00 | 234 | 211
2017-06-28 10:30 | 221 | 197
2017-06-28 11:00 | 215 | 192
2017-06-28 11:30 | 209 | 191
2017-06-28 12:00 | 209 | 191
2017-06-28 12:30 | 213 | 195
2017-06-28 13:00 | 221 | 204
2017-06-28 13:30 | 239 | 216
2017-06-28 14:00 | 248 | 225
2017-06-28 14:30 | 239 | 216
2017-06-28 15:00 | 232 | 209
2017-06-28 15:30 | 241 | 218
2017-06-28 16:00 | 241 | 217
2017-06-28 16:30 | 227 | 199
2017-06-28 17:00 | 189 | 156
2017-06-28 17:30 | 162 | 101
2017-06-28 18:00 | 172 | 111
2017-06-28 18:30 | 188 | 133
2017-06-28 19:00 | 185 | 140
2017-06-28 19:30 | 180 | 137
2017-06-28 20:00 | 199 | 165
2017-06-28 20:30 | 215 | 181
2017-06-28 21:00 | 250 | 217
2017-06-28 21:30 | 244 | 208
2017-06-28 22:00 | 241 | 200
2017-06-28 22:30 | 271 | 238
2017-06-28 23:00 | 257 | 220
2017-06-28 23:30 | 246 | 206
2017-06-29 | 236 | 193
2017-06-29 00:30 | 264 | 227
2017-06-29 01:00 | 319 | 287
2017-06-29 01:30 | 316 | 284
2017-06-29 02:00 | 315 | 282
2017-06-29 02:30 | 311 | 277
2017-06-29 03:00 | 307 | 273
2017-06-29 03:30 | 306 | 272
2017-06-29 04:00 | 307 | 273
2017-06-29 04:30 | 304 | 268
2017-06-29 05:00 | 305 | 271
2017-06-29 05:30 | 316 | 284
2017-06-29 06:00 | 329 | 300
2017-06-29 06:30 | 345 | 321
2017-06-29 07:00 | 352 | 332
2017-06-29 07:30 | 326 | 309
2017-06-29 08:00 | 336 | 313
2017-06-29 08:30 | 361 | 335
2017-06-29 09:00 | 362 | 337
2017-06-29 09:30 | 361 | 337
2017-06-29 10:00 | 362 | 338
2017-06-29 10:30 | 355 | 332
2017-06-29 11:00 | 351 | 327
2017-06-29 11:30 | 345 | 320
2017-06-29 12:00 | 342 | 316
2017-06-29 12:30 | 347 | 321
2017-06-29 13:00 | 358 | 327
2017-06-29 13:30 | 356 | 326
2017-06-29 14:00 | 355 | 324
2017-06-29 14:30 | 339 | 309
2017-06-29 15:00 | 332 | 299
2017-06-29 15:30 | 336 | 304
2017-06-29 16:00 | 340 | 308
2017-06-29 16:30 | 350 | 319
2017-06-29 17:00 | 350 | 313
2017-06-29 17:30 | 352 | 300
2017-06-29 18:00 | 374 | 326
2017-06-29 18:30 | 392 | 350
2017-06-29 19:00 | 412 | 382
2017-06-29 19:30 | 406 | 379
2017-06-29 20:00 | 414 | 387
2017-06-29 20:30 | 405 | 374
2017-06-29 21:00 | 394 | 360
2017-06-29 21:30 | 381 | 339
2017-06-29 22:00 | 365 | 320
2017-06-29 22:30 | 342 | 294
2017-06-29 23:00 | 334 | 288
2017-06-29 23:30 | 371 | 327
2017-06-30 | 359 | 311
2017-06-30 00:30 | 345 | 304
2017-06-30 01:00 | 320 | 295
2017-06-30 01:30 | 313 | 288
2017-06-30 02:00 | 310 | 284
2017-06-30 02:30 | 309 | 283
2017-06-30 03:00 | 306 | 280
2017-06-30 03:30 | 306 | 279
2017-06-30 04:00 | 304 | 277
2017-06-30 04:30 | 304 | 278
2017-06-30 05:00 | 309 | 283
2017-06-30 05:30 | 318 | 293
2017-06-30 06:00 | 330 | 308
2017-06-30 06:30 | 358 | 338
2017-06-30 07:00 | 345 | 311
2017-06-30 07:30 | 318 | 283
2017-06-30 08:00 | 322 | 290
2017-06-30 08:30 | 335 | 307
2017-06-30 09:00 | 358 | 342
2017-06-30 09:30 | 360 | 340
2017-06-30 10:00 | 352 | 332
2017-06-30 10:30 | 343 | 321
2017-06-30 11:00 | 340 | 317
2017-06-30 11:30 | 348 | 326
2017-06-30 12:00 | 351 | 330
2017-06-30 12:30 | 350 | 329
2017-06-30 13:00 | 345 | 323
2017-06-30 13:30 | 342 | 319
2017-06-30 14:00 | 339 | 316
2017-06-30 14:30 | 324 | 300
2017-06-30 15:00 | 323 | 300
2017-06-30 15:30 | 332 | 309
2017-06-30 16:00 | 333 | 310
2017-06-30 16:30 | 339 | 316
2017-06-30 17:00 | 345 | 319
2017-06-30 17:30 | 352 | 326
2017-06-30 18:00 | 353 | 321
2017-06-30 18:30 | 363 | 332
2017-06-30 19:00 | 377 | 353
2017-06-30 19:30 | 368 | 344
2017-06-30 20:00 | 373 | 348
2017-06-30 20:30 | 367 | 341
2017-06-30 21:00 | 359 | 331
2017-06-30 21:30 | 334 | 309
2017-06-30 22:00 | 328 | 308
2017-06-30 22:30 | 367 | 347
2017-06-30 23:00 | 350 | 328
2017-06-30 23:30 | 335 | 311
2017-07-01 | 318 | 296
2017-07-01 00:30 | 312 | 288
2017-07-01 01:00 | 305 | 280
2017-07-01 01:30 | 299 | 271
2017-07-01 02:00 | 294 | 265
2017-07-01 02:30 | 290 | 260
2017-07-01 03:00 | 284 | 253
2017-07-01 03:30 | 281 | 252
2017-07-01 04:00 | 281 | 253
2017-07-01 04:30 | 282 | 254
2017-07-01 05:00 | 282 | 254
2017-07-01 05:30 | 288 | 261
2017-07-01 06:00 | 273 | 245
2017-07-01 06:30 | 277 | 252
2017-07-01 07:00 | 290 | 266
2017-07-01 07:30 | 280 | 257
2017-07-01 08:00 | 297 | 274
2017-07-01 08:30 | 322 | 298
2017-07-01 09:00 | 332 | 311
2017-07-01 09:30 | 327 | 308
2017-07-01 10:00 | 320 | 300
2017-07-01 10:30 | 318 | 298
2017-07-01 11:00 | 315 | 295
2017-07-01 11:30 | 308 | 288
2017-07-01 12:00 | 314 | 293
2017-07-01 12:30 | 318 | 297
2017-07-01 13:00 | 310 | 289
2017-07-01 13:30 | 300 | 278
2017-07-01 14:00 | 299 | 277
2017-07-01 14:30 | 279 | 254
2017-07-01 15:00 | 279 | 256
2017-07-01 15:30 | 285 | 261
2017-07-01 16:00 | 291 | 268
2017-07-01 16:30 | 300 | 278
2017-07-01 17:00 | 313 | 292
2017-07-01 17:30 | 327 | 308
2017-07-01 18:00 | 359 | 344
2017-07-01 18:30 | 370 | 353
2017-07-01 19:00 | 378 | 363
2017-07-01 19:30 | 381 | 366
2017-07-01 20:00 | 371 | 355
2017-07-01 20:30 | 339 | 320
2017-07-01 21:00 | 336 | 316
2017-07-01 21:30 | 326 | 304
2017-07-01 22:00 | 326 | 303
2017-07-01 22:30 | 358 | 336
2017-07-01 23:00 | 348 | 325
2017-07-01 23:30 | 335 | 314
2017-07-02 | 324 | 301
2017-07-02 00:30 | 313 | 289
2017-07-02 01:00 | 308 | 282
2017-07-02 01:30 | 301 | 275
2017-07-02 02:00 | 295 | 267
2017-07-02 02:30 | 290 | 261
2017-07-02 03:00 | 286 | 258
2017-07-02 03:30 | 290 | 262
2017-07-02 04:00 | 288 | 260
2017-07-02 04:30 | 288 | 261
2017-07-02 05:00 | 292 | 265
2017-07-02 05:30 | 294 | 267
2017-07-02 06:00 | 281 | 254
2017-07-02 06:30 | 269 | 241
2017-07-02 07:00 | 262 | 235
2017-07-02 07:30 | 276 | 250
2017-07-02 08:00 | 291 | 267
2017-07-02 08:30 | 313 | 293
2017-07-02 09:00 | 331 | 312
2017-07-02 09:30 | 341 | 324
2017-07-02 10:00 | 339 | 323
2017-07-02 10:30 | 332 | 315
2017-07-02 11:00 | 318 | 300
2017-07-02 11:30 | 272 | 251
2017-07-02 12:00 | 257 | 236
2017-07-02 12:30 | 258 | 236
2017-07-02 13:00 | 271 | 250
2017-07-02 13:30 | 272 | 251
2017-07-02 14:00 | 265 | 243
2017-07-02 14:30 | 268 | 247
2017-07-02 15:00 | 287 | 266
2017-07-02 15:30 | 283 | 261
2017-07-02 16:00 | 288 | 268
2017-07-02 16:30 | 302 | 283
2017-07-02 17:00 | 314 | 296
2017-07-02 17:30 | 347 | 332
2017-07-02 18:00 | 358 | 342
2017-07-02 18:30 | 383 | 366
2017-07-02 19:00 | 396 | 375
2017-07-02 19:30 | 391 | 366
2017-07-02 20:00 | 379 | 352
2017-07-02 20:30 | 358 | 329
2017-07-02 21:00 | 346 | 314
2017-07-02 21:30 | 343 | 310
2017-07-02 22:00 | 337 | 301
2017-07-02 22:30 | 316 | 276
2017-07-02 23:00 | 313 | 270
2017-07-02 23:30 | 347 | 302
2017-07-03 | 338 | 291
2017-07-03 00:30 | 324 | 284
2017-07-03 01:00 | 311 | 283
2017-07-03 01:30 | 305 | 276
2017-07-03 02:00 | 297 | 266
2017-07-03 02:30 | 296 | 265
2017-07-03 03:00 | 298 | 267
2017-07-03 03:30 | 298 | 267
2017-07-03 04:00 | 297 | 266
2017-07-03 04:30 | 301 | 270
2017-07-03 05:00 | 274 | 242
2017-07-03 05:30 | 239 | 205
2017-07-03 06:00 | 244 | 211
2017-07-03 06:30 | 265 | 237
2017-07-03 07:00 | 293 | 262
2017-07-03 07:30 | 314 | 286
2017-07-03 08:00 | 328 | 303
2017-07-03 08:30 | 322 | 291
2017-07-03 09:00 | 343 | 323
2017-07-03 09:30 | 339 | 313
2017-07-03 10:00 | 354 | 335
2017-07-03 10:30 | 354 | 336
2017-07-03 11:00 | 348 | 328
2017-07-03 11:30 | 333 | 312
2017-07-03 12:00 | 338 | 318
2017-07-03 12:30 | 329 | 309
2017-07-03 13:00 | 339 | 319
2017-07-03 13:30 | 342 | 322
2017-07-03 14:00 | 340 | 319
2017-07-03 14:30 | 325 | 303
2017-07-03 15:00 | 318 | 295
2017-07-03 15:30 | 322 | 299
2017-07-03 16:00 | 323 | 299
2017-07-03 16:30 | 331 | 307
2017-07-03 17:00 | 347 | 322
2017-07-03 17:30 | 360 | 337
2017-07-03 18:00 | 402 | 379
2017-07-03 18:30 | 443 | 413
2017-07-03 19:00 | 444 | 414
2017-07-03 19:30 | 429 | 397
2017-07-03 20:00 | 414 | 378
2017-07-03 20:30 | 394 | 357
2017-07-03 21:00 | 375 | 338
2017-07-03 21:30 | 359 | 319
2017-07-03 22:00 | 333 | 292
2017-07-03 22:30 | 314 | 269
2017-07-03 23:00 | 314 | 265
2017-07-03 23:30 | 353 | 306
2017-07-04 | 342 | 293
2017-07-04 00:30 | 335 | 283
2017-07-04 01:00 | 309 | 276
2017-07-04 01:30 | 296 | 268
2017-07-04 02:00 | 293 | 264
2017-07-04 02:30 | 295 | 266
2017-07-04 03:00 | 293 | 263
2017-07-04 03:30 | 293 | 262
2017-07-04 04:00 | 294 | 263
2017-07-04 04:30 | 299 | 267
2017-07-04 05:00 | 305 | 273
2017-07-04 05:30 | 313 | 284
2017-07-04 06:00 | 328 | 302
2017-07-04 06:30 | 343 | 319
2017-07-04 07:00 | 316 | 288
2017-07-04 07:30 | 334 | 308
2017-07-04 08:00 | 352 | 331
2017-07-04 08:30 | 356 | 339
2017-07-04 09:00 | 361 | 335
2017-07-04 09:30 | 362 | 336
2017-07-04 10:00 | 362 | 338
2017-07-04 10:30 | 339 | 314
2017-07-04 11:00 | 304 | 275
2017-07-04 11:30 | 297 | 267
2017-07-04 12:00 | 289 | 259
2017-07-04 12:30 | 290 | 258
2017-07-04 13:00 | 297 | 267
2017-07-04 13:30 | 298 | 269
2017-07-04 14:00 | 288 | 256
2017-07-04 14:30 | 231 | 192
2017-07-04 15:00 | 206 | 164
2017-07-04 15:30 | 225 | 187
2017-07-04 16:00 | 233 | 195
2017-07-04 16:30 | 240 | 203
2017-07-04 17:00 | 249 | 213
2017-07-04 17:30 | 203 | 158
2017-07-04 18:00 | 205 | 161
2017-07-04 18:30 | 227 | 191
2017-07-04 19:00 | 236 | 201
2017-07-04 19:30 | 223 | 185
2017-07-04 20:00 | 210 | 168
2017-07-04 20:30 | 250 | 211
2017-07-04 21:00 | 273 | 236
2017-07-04 21:30 | 266 | 225
2017-07-04 22:00 | 254 | 214
2017-07-04 22:30 | 279 | 241
2017-07-04 23:00 | 269 | 224
2017-07-04 23:30 | 247 | 204
2017-07-05 | 222 | 188
2017-07-05 00:30 | 216 | 180
2017-07-05 01:00 | 202 | 164
2017-07-05 01:30 | 197 | 157
2017-07-05 02:00 | 193 | 152
2017-07-05 02:30 | 190 | 149
2017-07-05 03:00 | 191 | 149
2017-07-05 03:30 | 188 | 147
2017-07-05 04:00 | 186 | 145
2017-07-05 04:30 | 189 | 147
2017-07-05 05:00 | 198 | 158
2017-07-05 05:30 | 210 | 173
2017-07-05 06:00 | 210 | 174
2017-07-05 06:30 | 171 | 127
2017-07-05 07:00 | 185 | 144
2017-07-05 07:30 | 196 | 161
2017-07-05 08:00 | 204 | 175
2017-07-05 08:30 | 212 | 184
2017-07-05 09:00 | 214 | 184
2017-07-05 09:30 | 211 | 180
2017-07-05 10:00 | 199 | 167
2017-07-05 10:30 | 195 | 165
2017-07-05 11:00 | 193 | 158
2017-07-05 11:30 | 198 | 155
2017-07-05 12:00 | 189 | 143
2017-07-05 12:30 | 188 | 141
2017-07-05 13:00 | 186 | 140
2017-07-05 13:30 | 186 | 140
2017-07-05 14:00 | 185 | 148
2017-07-05 14:30 | 188 | 152
2017-07-05 15:00 | 190 | 155
2017-07-05 15:30 | 198 | 164
2017-07-05 16:00 | 210 | 177
2017-07-05 16:30 | 221 | 189
2017-07-05 17:00 | 234 | 204
2017-07-05 17:30 | 181 | 144
2017-07-05 18:00 | 202 | 171
2017-07-05 18:30 | 227 | 201
2017-07-05 19:00 | 235 | 212
2017-07-05 19:30 | 220 | 194
2017-07-05 20:00 | 206 | 176
2017-07-05 20:30 | 190 | 155
2017-07-05 21:00 | 179 | 138
2017-07-05 21:30 | 219 | 183
2017-07-05 22:00 | 234 | 198
2017-07-05 22:30 | 273 | 241
2017-07-05 23:00 | 260 | 224
2017-07-05 23:30 | 258 | 224
2017-07-06 | 237 | 202
2017-07-06 00:30 | 264 | 233
2017-07-06 01:00 | 309 | 296
2017-07-06 01:30 | 300 | 286
2017-07-06 02:00 | 281 | 264
2017-07-06 02:30 | 274 | 257
2017-07-06 03:00 | 276 | 259
2017-07-06 03:30 | 279 | 262
2017-07-06 04:00 | 282 | 265
2017-07-06 04:30 | 288 | 271
2017-07-06 05:00 | 293 | 276
2017-07-06 05:30 | 310 | 296
2017-07-06 06:00 | 328 | 315
2017-07-06 06:30 | 357 | 342
2017-07-06 07:00 | 389 | 372
2017-07-06 07:30 | 370 | 353
2017-07-06 08:00 | 382 | 369
2017-07-06 08:30 | 390 | 378
2017-07-06 09:00 | 383 | 373
2017-07-06 09:30 | 372 | 362
2017-07-06 10:00 | 366 | 357
2017-07-06 10:30 | 355 | 345
2017-07-06 11:00 | 345 | 335
2017-07-06 11:30 | 340 | 331
2017-07-06 12:00 | 336 | 326
2017-07-06 12:30 | 328 | 316
2017-07-06 13:00 | 333 | 319
2017-07-06 13:30 | 333 | 320
2017-07-06 14:00 | 328 | 315
2017-07-06 14:30 | 316 | 303
2017-07-06 15:00 | 318 | 303
2017-07-06 15:30 | 327 | 313
2017-07-06 16:00 | 338 | 324
2017-07-06 16:30 | 332 | 318
2017-07-06 17:00 | 339 | 325
2017-07-06 17:30 | 347 | 330
2017-07-06 18:00 | 363 | 350
2017-07-06 18:30 | 389 | 378
2017-07-06 19:00 | 402 | 392
2017-07-06 19:30 | 394 | 383
2017-07-06 20:00 | 377 | 364
2017-07-06 20:30 | 364 | 349
2017-07-06 21:00 | 345 | 329
2017-07-06 21:30 | 329 | 308
2017-07-06 22:00 | 321 | 297
2017-07-06 22:30 | 364 | 341
2017-07-06 23:00 | 357 | 329
2017-07-06 23:30 | 348 | 318
2017-07-07 | 332 | 298
2017-07-07 00:30 | 323 | 286
2017-07-07 01:00 | 320 | 277
2017-07-07 01:30 | 308 | 262
2017-07-07 02:00 | 287 | 259
2017-07-07 02:30 | 284 | 258
2017-07-07 03:00 | 283 | 257
2017-07-07 03:30 | 286 | 259
2017-07-07 04:00 | 290 | 264
2017-07-07 04:30 | 291 | 266
2017-07-07 05:00 | 290 | 263
2017-07-07 05:30 | 303 | 276
2017-07-07 06:00 | 324 | 300
2017-07-07 06:30 | 358 | 327
2017-07-07 07:00 | 367 | 340
2017-07-07 07:30 | 345 | 319
2017-07-07 08:00 | 349 | 326
2017-07-07 08:30 | 353 | 333
2017-07-07 09:00 | 353 | 334
2017-07-07 09:30 | 348 | 330
2017-07-07 10:00 | 341 | 325
2017-07-07 10:30 | 338 | 322
2017-07-07 11:00 | 322 | 305
2017-07-07 11:30 | 308 | 289
2017-07-07 12:00 | 304 | 285
2017-07-07 12:30 | 297 | 277
2017-07-07 13:00 | 297 | 278
2017-07-07 13:30 | 296 | 277
2017-07-07 14:00 | 296 | 277
2017-07-07 14:30 | 277 | 256
2017-07-07 15:00 | 290 | 270
2017-07-07 15:30 | 300 | 280
2017-07-07 16:00 | 312 | 293
2017-07-07 16:30 | 323 | 305
2017-07-07 17:00 | 335 | 319
2017-07-07 17:30 | 347 | 331
2017-07-07 18:00 | 370 | 354
2017-07-07 18:30 | 396 | 381
2017-07-07 19:00 | 413 | 400
2017-07-07 19:30 | 401 | 386
2017-07-07 20:00 | 385 | 369
2017-07-07 20:30 | 365 | 347
2017-07-07 21:00 | 357 | 337
2017-07-07 21:30 | 346 | 323
2017-07-07 22:00 | 337 | 308
2017-07-07 22:30 | 315 | 282
2017-07-07 23:00 | 298 | 262
2017-07-07 23:30 | 299 | 260
2017-07-08 | 336 | 298
2017-07-08 00:30 | 331 | 292
2017-07-08 01:00 | 320 | 278
2017-07-08 01:30 | 310 | 270
2017-07-08 02:00 | 302 | 265
2017-07-08 02:30 | 301 | 263
2017-07-08 03:00 | 298 | 258
2017-07-08 03:30 | 296 | 256
2017-07-08 04:00 | 304 | 265
2017-07-08 04:30 | 310 | 273
2017-07-08 05:00 | 310 | 272
2017-07-08 05:30 | 316 | 280
2017-07-08 06:00 | 313 | 278
2017-07-08 06:30 | 323 | 291
2017-07-08 07:00 | 321 | 288
2017-07-08 07:30 | 297 | 261
2017-07-08 08:00 | 314 | 277
2017-07-08 08:30 | 320 | 286
2017-07-08 09:00 | 320 | 289
2017-07-08 09:30 | 324 | 295
2017-07-08 10:00 | 322 | 294
2017-07-08 10:30 | 315 | 286
2017-07-08 11:00 | 282 | 250
2017-07-08 11:30 | 266 | 234
2017-07-08 12:00 | 260 | 226
2017-07-08 12:30 | 253 | 218
2017-07-08 13:00 | 250 | 214
2017-07-08 13:30 | 247 | 211
2017-07-08 14:00 | 247 | 210
2017-07-08 14:30 | 250 | 214
2017-07-08 15:00 | 257 | 221
2017-07-08 15:30 | 268 | 235
2017-07-08 16:00 | 279 | 247
2017-07-08 16:30 | 292 | 261
2017-07-08 17:00 | 316 | 287
2017-07-08 17:30 | 328 | 303
2017-07-08 18:00 | 341 | 318
2017-07-08 18:30 | 369 | 345
2017-07-08 19:00 | 380 | 359
2017-07-08 19:30 | 381 | 358
2017-07-08 20:00 | 377 | 354
2017-07-08 20:30 | 371 | 346
2017-07-08 21:00 | 354 | 327
2017-07-08 21:30 | 342 | 312
2017-07-08 22:00 | 344 | 312
2017-07-08 22:30 | 368 | 333
2017-07-08 23:00 | 364 | 327
2017-07-08 23:30 | 348 | 305
2017-07-09 | 329 | 290
2017-07-09 00:30 | 320 | 279
2017-07-09 01:00 | 312 | 271
2017-07-09 01:30 | 305 | 266
2017-07-09 02:00 | 297 | 256
2017-07-09 02:30 | 293 | 252
2017-07-09 03:00 | 292 | 249
2017-07-09 03:30 | 296 | 253
2017-07-09 04:00 | 293 | 250
2017-07-09 04:30 | 283 | 239
2017-07-09 05:00 | 245 | 196
2017-07-09 05:30 | 244 | 194
2017-07-09 06:00 | 247 | 198
2017-07-09 06:30 | 247 | 199
2017-07-09 07:00 | 253 | 207
2017-07-09 07:30 | 265 | 221
2017-07-09 08:00 | 271 | 229
2017-07-09 08:30 | 281 | 243
2017-07-09 09:00 | 282 | 245
2017-07-09 09:30 | 293 | 259
2017-07-09 10:00 | 287 | 256
2017-07-09 10:30 | 283 | 257
2017-07-09 11:00 | 276 | 250
2017-07-09 11:30 | 271 | 244
2017-07-09 12:00 | 262 | 235
2017-07-09 12:30 | 260 | 233
2017-07-09 13:00 | 260 | 233
2017-07-09 13:30 | 258 | 230
2017-07-09 14:00 | 255 | 228
2017-07-09 14:30 | 243 | 215
2017-07-09 15:00 | 245 | 216
2017-07-09 15:30 | 254 | 227
2017-07-09 16:00 | 263 | 237
2017-07-09 16:30 | 274 | 251
2017-07-09 17:00 | 291 | 267
2017-07-09 17:30 | 305 | 280
2017-07-09 18:00 | 347 | 327
2017-07-09 18:30 | 373 | 360
2017-07-09 19:00 | 384 | 373
2017-07-09 19:30 | 369 | 357
2017-07-09 20:00 | 345 | 332
2017-07-09 20:30 | 328 | 312
2017-07-09 21:00 | 316 | 298
2017-07-09 21:30 | 304 | 282
2017-07-09 22:00 | 291 | 266
2017-07-09 22:30 | 286 | 257
2017-07-09 23:00 | 326 | 295
2017-07-09 23:30 | 316 | 281
2017-07-10 | 304 | 266
2017-07-10 00:30 | 291 | 255
2017-07-10 01:00 | 281 | 246
2017-07-10 01:30 | 275 | 238
2017-07-10 02:00 | 273 | 235
2017-07-10 02:30 | 273 | 235
2017-07-10 03:00 | 275 | 236
2017-07-10 03:30 | 276 | 239
2017-07-10 04:00 | 276 | 237
2017-07-10 04:30 | 280 | 242
2017-07-10 05:00 | 283 | 246
2017-07-10 05:30 | 293 | 259
2017-07-10 06:00 | 306 | 275
2017-07-10 06:30 | 325 | 297
2017-07-10 07:00 | 332 | 309
2017-07-10 07:30 | 339 | 321
2017-07-10 08:00 | 364 | 347
2017-07-10 08:30 | 369 | 353
2017-07-10 09:00 | 364 | 350
2017-07-10 09:30 | 349 | 335
2017-07-10 10:00 | 342 | 328
2017-07-10 10:30 | 328 | 314
2017-07-10 11:00 | 319 | 306
2017-07-10 11:30 | 312 | 298
2017-07-10 12:00 | 312 | 298
2017-07-10 12:30 | 309 | 296
2017-07-10 13:00 | 309 | 296
2017-07-10 13:30 | 313 | 297
2017-07-10 14:00 | 314 | 298
2017-07-10 14:30 | 296 | 279
2017-07-10 15:00 | 298 | 281
2017-07-10 15:30 | 307 | 290
2017-07-10 16:00 | 314 | 298
2017-07-10 16:30 | 329 | 313
2017-07-10 17:00 | 339 | 323
2017-07-10 17:30 | 351 | 334
2017-07-10 18:00 | 352 | 335
2017-07-10 18:30 | 378 | 365
2017-07-10 19:00 | 387 | 375
2017-07-10 19:30 | 391 | 378
2017-07-10 20:00 | 378 | 363
2017-07-10 20:30 | 361 | 344
2017-07-10 21:00 | 339 | 322
2017-07-10 21:30 | 315 | 297
2017-07-10 22:00 | 301 | 282
2017-07-10 22:30 | 296 | 274
2017-07-10 23:00 | 326 | 305
2017-07-10 23:30 | 318 | 296
2017-07-11 | 304 | 280
2017-07-11 00:30 | 296 | 269
2017-07-11 01:00 | 293 | 264
2017-07-11 01:30 | 289 | 258
2017-07-11 02:00 | 284 | 252
2017-07-11 02:30 | 278 | 245
2017-07-11 03:00 | 278 | 244
2017-07-11 03:30 | 279 | 245
2017-07-11 04:00 | 278 | 242
2017-07-11 04:30 | 283 | 248
2017-07-11 05:00 | 291 | 259
2017-07-11 05:30 | 308 | 278
2017-07-11 06:00 | 317 | 290
2017-07-11 06:30 | 344 | 321
2017-07-11 07:00 | 362 | 339
2017-07-11 07:30 | 344 | 324
2017-07-11 08:00 | 350 | 333
2017-07-11 08:30 | 348 | 333
2017-07-11 09:00 | 343 | 330
2017-07-11 09:30 | 338 | 326
2017-07-11 10:00 | 332 | 319
2017-07-11 10:30 | 327 | 313
2017-07-11 11:00 | 284 | 268
2017-07-11 11:30 | 279 | 258
2017-07-11 12:00 | 275 | 254
2017-07-11 12:30 | 271 | 249
2017-07-11 13:00 | 277 | 256
2017-07-11 13:30 | 286 | 266
2017-07-11 14:00 | 273 | 251
2017-07-11 14:30 | 215 | 185
2017-07-11 15:00 | 200 | 167
2017-07-11 15:30 | 216 | 183
2017-07-11 16:00 | 223 | 189
2017-07-11 16:30 | 231 | 197
2017-07-11 17:00 | 242 | 209
2017-07-11 17:30 | 231 | 195
2017-07-11 18:00 | 198 | 161
2017-07-11 18:30 | 243 | 211
2017-07-11 19:00 | 244 | 218
2017-07-11 19:30 | 231 | 207
2017-07-11 20:00 | 244 | 220
2017-07-11 20:30 | 248 | 220
2017-07-11 21:00 | 251 | 222
2017-07-11 21:30 | 231 | 197
2017-07-11 22:00 | 217 | 179
2017-07-11 22:30 | 212 | 170
2017-07-11 23:00 | 249 | 211
2017-07-11 23:30 | 248 | 199
2017-07-12 | 229 | 187
2017-07-12 00:30 | 200 | 178
2017-07-12 01:00 | 183 | 161
2017-07-12 01:30 | 183 | 165
2017-07-12 02:00 | 189 | 167
2017-07-12 02:30 | 184 | 161
2017-07-12 03:00 | 182 | 159
2017-07-12 03:30 | 175 | 151
2017-07-12 04:00 | 182 | 158
2017-07-12 04:30 | 181 | 158
2017-07-12 05:00 | 191 | 169
2017-07-12 05:30 | 207 | 188
2017-07-12 06:00 | 223 | 204
2017-07-12 06:30 | 249 | 231
2017-07-12 07:00 | 274 | 245
2017-07-12 07:30 | 250 | 223
2017-07-12 08:00 | 191 | 163
2017-07-12 08:30 | 198 | 166
2017-07-12 09:00 | 259 | 229
2017-07-12 09:30 | 253 | 222
2017-07-12 10:00 | 245 | 214
2017-07-12 10:30 | 237 | 206
2017-07-12 11:00 | 232 | 200
2017-07-12 11:30 | 230 | 198
2017-07-12 12:00 | 236 | 203
2017-07-12 12:30 | 226 | 193
2017-07-12 13:00 | 222 | 188
2017-07-12 13:30 | 225 | 192
2017-07-12 14:00 | 226 | 194
2017-07-12 14:30 | 214 | 181
2017-07-12 15:00 | 212 | 177
2017-07-12 15:30 | 216 | 181
2017-07-12 16:00 | 229 | 195
2017-07-12 16:30 | 231 | 198
2017-07-12 17:00 | 242 | 223
2017-07-12 17:30 | 212 | 191
2017-07-12 18:00 | 203 | 182
2017-07-12 18:30 | 230 | 214
2017-07-12 19:00 | 237 | 221
2017-07-12 19:30 | 219 | 202
2017-07-12 20:00 | 203 | 182
2017-07-12 20:30 | 188 | 165
2017-07-12 21:00 | 167 | 139
2017-07-12 21:30 | 213 | 185
2017-07-12 22:00 | 228 | 200
2017-07-12 22:30 | 205 | 175
2017-07-12 23:00 | 189 | 156
2017-07-12 23:30 | 236 | 205
2017-07-13 | 242 | 213
2017-07-13 00:30 | 272 | 247
2017-07-13 01:00 | 314 | 296
2017-07-13 01:30 | 310 | 291
2017-07-13 02:00 | 305 | 285
2017-07-13 02:30 | 299 | 280
2017-07-13 03:00 | 292 | 272
2017-07-13 03:30 | 291 | 271
2017-07-13 04:00 | 286 | 266
2017-07-13 04:30 | 285 | 265
2017-07-13 05:00 | 288 | 268
2017-07-13 05:30 | 301 | 283
2017-07-13 06:00 | 309 | 292
2017-07-13 06:30 | 344 | 320
2017-07-13 07:00 | 329 | 305
2017-07-13 07:30 | 345 | 324
2017-07-13 08:00 | 362 | 345
2017-07-13 08:30 | 364 | 346
2017-07-13 09:00 | 352 | 335
2017-07-13 09:30 | 342 | 324
2017-07-13 10:00 | 334 | 317
2017-07-13 10:30 | 335 | 318
2017-07-13 11:00 | 326 | 308
2017-07-13 11:30 | 321 | 301
2017-07-13 12:00 | 325 | 303
2017-07-13 12:30 | 335 | 314
2017-07-13 13:00 | 332 | 310
2017-07-13 13:30 | 328 | 306
2017-07-13 14:00 | 326 | 304
2017-07-13 14:30 | 316 | 294
2017-07-13 15:00 | 315 | 290
2017-07-13 15:30 | 317 | 292
2017-07-13 16:00 | 322 | 297
2017-07-13 16:30 | 332 | 307
2017-07-13 17:00 | 344 | 320
2017-07-13 17:30 | 355 | 331
2017-07-13 18:00 | 385 | 365
2017-07-13 18:30 | 416 | 395
2017-07-13 19:00 | 421 | 401
2017-07-13 19:30 | 411 | 389
2017-07-13 20:00 | 396 | 371
2017-07-13 20:30 | 379 | 354
2017-07-13 21:00 | 360 | 336
2017-07-13 21:30 | 334 | 315
2017-07-13 22:00 | 318 | 297
2017-07-13 22:30 | 311 | 287
2017-07-13 23:00 | 348 | 324
2017-07-13 23:30 | 339 | 309
2017-07-14 | 328 | 295
2017-07-14 00:30 | 323 | 288
2017-07-14 01:00 | 313 | 275
2017-07-14 01:30 | 303 | 264
2017-07-14 02:00 | 298 | 258
2017-07-14 02:30 | 296 | 255
2017-07-14 03:00 | 293 | 251
2017-07-14 03:30 | 292 | 250
2017-07-14 04:00 | 294 | 252
2017-07-14 04:30 | 294 | 251
2017-07-14 05:00 | 298 | 257
2017-07-14 05:30 | 307 | 269
2017-07-14 06:00 | 323 | 289
2017-07-14 06:30 | 345 | 317
2017-07-14 07:00 | 357 | 331
2017-07-14 07:30 | 343 | 322
2017-07-14 08:00 | 354 | 333
2017-07-14 08:30 | 364 | 337
2017-07-14 09:00 | 353 | 330
2017-07-14 09:30 | 347 | 323
2017-07-14 10:00 | 343 | 320
2017-07-14 10:30 | 328 | 309
2017-07-14 11:00 | 321 | 300
2017-07-14 11:30 | 316 | 296
2017-07-14 12:00 | 319 | 299
2017-07-14 12:30 | 318 | 298
2017-07-14 13:00 | 324 | 305
2017-07-14 13:30 | 325 | 305
2017-07-14 14:00 | 315 | 294
2017-07-14 14:30 | 304 | 282
2017-07-14 15:00 | 295 | 272
2017-07-14 15:30 | 302 | 280
2017-07-14 16:00 | 319 | 298
2017-07-14 16:30 | 328 | 307
2017-07-14 17:00 | 334 | 313
2017-07-14 17:30 | 339 | 319
2017-07-14 18:00 | 352 | 333
2017-07-14 18:30 | 375 | 358
2017-07-14 19:00 | 381 | 365
2017-07-14 19:30 | 368 | 351
2017-07-14 20:00 | 356 | 337
2017-07-14 20:30 | 364 | 345
2017-07-14 21:00 | 357 | 336
2017-07-14 21:30 | 345 | 321
2017-07-14 22:00 | 342 | 317
2017-07-14 22:30 | 371 | 350
2017-07-14 23:00 | 358 | 335
2017-07-14 23:30 | 346 | 321
2017-07-15 | 334 | 305
2017-07-15 00:30 | 330 | 298
2017-07-15 01:00 | 315 | 282
2017-07-15 01:30 | 310 | 275
2017-07-15 02:00 | 306 | 266
2017-07-15 02:30 | 302 | 261
2017-07-15 03:00 | 301 | 260
2017-07-15 03:30 | 302 | 262
2017-07-15 04:00 | 305 | 265
2017-07-15 04:30 | 296 | 255
2017-07-15 05:00 | 272 | 229
2017-07-15 05:30 | 257 | 213
2017-07-15 06:00 | 258 | 215
2017-07-15 06:30 | 271 | 231
2017-07-15 07:00 | 286 | 248
2017-07-15 07:30 | 303 | 269
2017-07-15 08:00 | 316 | 286
2017-07-15 08:30 | 327 | 302
2017-07-15 09:00 | 330 | 306
2017-07-15 09:30 | 333 | 311
2017-07-15 10:00 | 322 | 300
2017-07-15 10:30 | 321 | 299
2017-07-15 11:00 | 323 | 301
2017-07-15 11:30 | 317 | 294
2017-07-15 12:00 | 313 | 290
2017-07-15 12:30 | 306 | 284
2017-07-15 13:00 | 309 | 287
2017-07-15 13:30 | 309 | 286
2017-07-15 14:00 | 309 | 284
2017-07-15 14:30 | 282 | 254
2017-07-15 15:00 | 282 | 254
2017-07-15 15:30 | 284 | 256
2017-07-15 16:00 | 296 | 270
2017-07-15 16:30 | 309 | 283
2017-07-15 17:00 | 324 | 300
2017-07-15 17:30 | 324 | 301
2017-07-15 18:00 | 361 | 343
2017-07-15 18:30 | 384 | 370
2017-07-15 19:00 | 377 | 363
2017-07-15 19:30 | 339 | 313
2017-07-15 20:00 | 329 | 300
2017-07-15 20:30 | 313 | 280
2017-07-15 21:00 | 303 | 266
2017-07-15 21:30 | 301 | 259
2017-07-15 22:00 | 303 | 256
2017-07-15 22:30 | 340 | 296
2017-07-15 23:00 | 340 | 293
2017-07-15 23:30 | 329 | 280
2017-07-16 | 319 | 266
2017-07-16 00:30 | 310 | 253
2017-07-16 01:00 | 301 | 239
2017-07-16 01:30 | 278 | 240
2017-07-16 02:00 | 271 | 235
2017-07-16 02:30 | 272 | 234
2017-07-16 03:00 | 266 | 227
2017-07-16 03:30 | 264 | 225
2017-07-16 04:00 | 263 | 224
2017-07-16 04:30 | 269 | 230
2017-07-16 05:00 | 272 | 234
2017-07-16 05:30 | 276 | 239
2017-07-16 06:00 | 277 | 240
2017-07-16 06:30 | 284 | 249
2017-07-16 07:00 | 283 | 249
2017-07-16 07:30 | 251 | 214
2017-07-16 08:00 | 258 | 223
2017-07-16 08:30 | 267 | 234
2017-07-16 09:00 | 270 | 240
2017-07-16 09:30 | 268 | 240
2017-07-16 10:00 | 265 | 238
2017-07-16 10:30 | 261 | 235
2017-07-16 11:00 | 255 | 229
2017-07-16 11:30 | 249 | 222
2017-07-16 12:00 | 246 | 220
2017-07-16 12:30 | 244 | 217
2017-07-16 13:00 | 240 | 212
2017-07-16 13:30 | 241 | 214
2017-07-16 14:00 | 243 | 216
2017-07-16 14:30 | 227 | 199
2017-07-16 15:00 | 230 | 203
2017-07-16 15:30 | 235 | 209
2017-07-16 16:00 | 245 | 220
2017-07-16 16:30 | 261 | 238
2017-07-16 17:00 | 276 | 255
2017-07-16 17:30 | 285 | 269
2017-07-16 18:00 | 320 | 307
2017-07-16 18:30 | 363 | 350
2017-07-16 19:00 | 366 | 352
2017-07-16 19:30 | 332 | 307
2017-07-16 20:00 | 313 | 285
2017-07-16 20:30 | 296 | 265
2017-07-16 21:00 | 286 | 250
2017-07-16 21:30 | 259 | 227
2017-07-16 22:00 | 250 | 214
2017-07-16 22:30 | 286 | 252
2017-07-16 23:00 | 285 | 247
2017-07-16 23:30 | 273 | 231
2017-07-17 | 267 | 219
2017-07-17 00:30 | 255 | 204
2017-07-17 01:00 | 252 | 200
2017-07-17 01:30 | 247 | 192
2017-07-17 02:00 | 245 | 189
2017-07-17 02:30 | 244 | 188
2017-07-17 03:00 | 240 | 182
2017-07-17 03:30 | 239 | 182
2017-07-17 04:00 | 246 | 189
2017-07-17 04:30 | 261 | 208
2017-07-17 05:00 | 261 | 209
2017-07-17 05:30 | 263 | 214
2017-07-17 06:00 | 277 | 233
2017-07-17 06:30 | 311 | 267
2017-07-17 07:00 | 301 | 258
2017-07-17 07:30 | 281 | 242
2017-07-17 08:00 | 282 | 248
2017-07-17 08:30 | 272 | 238
2017-07-17 09:00 | 263 | 230
2017-07-17 09:30 | 246 | 212
2017-07-17 10:00 | 237 | 203
2017-07-17 10:30 | 232 | 199
2017-07-17 11:00 | 227 | 193
2017-07-17 11:30 | 224 | 189
2017-07-17 12:00 | 221 | 186
2017-07-17 12:30 | 224 | 190
2017-07-17 13:00 | 224 | 191
2017-07-17 13:30 | 225 | 192
2017-07-17 14:00 | 223 | 190
2017-07-17 14:30 | 211 | 178
2017-07-17 15:00 | 214 | 180
2017-07-17 15:30 | 218 | 184
2017-07-17 16:00 | 233 | 200
2017-07-17 16:30 | 242 | 210
2017-07-17 17:00 | 252 | 220
2017-07-17 17:30 | 256 | 222
2017-07-17 18:00 | 258 | 224
2017-07-17 18:30 | 283 | 254
2017-07-17 19:00 | 297 | 271
2017-07-17 19:30 | 307 | 280
2017-07-17 20:00 | 311 | 283
2017-07-17 20:30 | 298 | 266
2017-07-17 21:00 | 285 | 248
2017-07-17 21:30 | 272 | 231
2017-07-17 22:00 | 253 | 209
2017-07-17 22:30 | 255 | 215
2017-07-17 23:00 | 276 | 236
2017-07-17 23:30 | 266 | 223
2017-07-18 | 253 | 207
2017-07-18 00:30 | 247 | 196
2017-07-18 01:00 | 238 | 183
2017-07-18 01:30 | 232 | 176
2017-07-18 02:00 | 231 | 171
2017-07-18 02:30 | 233 | 171
2017-07-18 03:00 | 239 | 178
2017-07-18 03:30 | 233 | 170
2017-07-18 04:00 | 234 | 172
2017-07-18 04:30 | 237 | 176
2017-07-18 05:00 | 241 | 181
2017-07-18 05:30 | 238 | 180
2017-07-18 06:00 | 221 | 163
2017-07-18 06:30 | 225 | 174
2017-07-18 07:00 | 244 | 203
2017-07-18 07:30 | 270 | 240
2017-07-18 08:00 | 279 | 258
2017-07-18 08:30 | 267 | 248
2017-07-18 09:00 | 252 | 232
2017-07-18 09:30 | 242 | 222
2017-07-18 10:00 | 234 | 214
2017-07-18 10:30 | 229 | 209
2017-07-18 11:00 | 222 | 202
2017-07-18 11:30 | 223 | 204
2017-07-18 12:00 | 223 | 204
2017-07-18 12:30 | 219 | 199
2017-07-18 13:00 | 219 | 199
2017-07-18 13:30 | 222 | 203
2017-07-18 14:00 | 228 | 210
2017-07-18 14:30 | 218 | 200
2017-07-18 15:00 | 217 | 199
2017-07-18 15:30 | 223 | 206
2017-07-18 16:00 | 236 | 218
2017-07-18 16:30 | 246 | 229
2017-07-18 17:00 | 255 | 236
2017-07-18 17:30 | 269 | 249
2017-07-18 18:00 | 300 | 283
2017-07-18 18:30 | 332 | 319
2017-07-18 19:00 | 341 | 330
2017-07-18 19:30 | 329 | 316
2017-07-18 20:00 | 312 | 297
2017-07-18 20:30 | 295 | 276
2017-07-18 21:00 | 283 | 262
2017-07-18 21:30 | 270 | 245
2017-07-18 22:00 | 255 | 226
2017-07-18 22:30 | 268 | 235
2017-07-18 23:00 | 292 | 256
2017-07-18 23:30 | 276 | 238
2017-07-19 | 264 | 221
2017-07-19 00:30 | 260 | 213
2017-07-19 01:00 | 257 | 208
2017-07-19 01:30 | 253 | 202
2017-07-19 02:00 | 250 | 198
2017-07-19 02:30 | 248 | 195
2017-07-19 03:00 | 245 | 189
2017-07-19 03:30 | 245 | 188
2017-07-19 04:00 | 246 | 188
2017-07-19 04:30 | 249 | 192
2017-07-19 05:00 | 251 | 196
2017-07-19 05:30 | 262 | 210
2017-07-19 06:00 | 275 | 228
2017-07-19 06:30 | 271 | 230
2017-07-19 07:00 | 256 | 217
2017-07-19 07:30 | 280 | 249
2017-07-19 08:00 | 286 | 260
2017-07-19 08:30 | 278 | 252
2017-07-19 09:00 | 254 | 229
2017-07-19 09:30 | 241 | 215
2017-07-19 10:00 | 234 | 205
2017-07-19 10:30 | 232 | 199
2017-07-19 11:00 | 230 | 197
2017-07-19 11:30 | 227 | 195
2017-07-19 12:00 | 228 | 196
2017-07-19 12:30 | 227 | 195
2017-07-19 13:00 | 228 | 197
2017-07-19 13:30 | 229 | 199
2017-07-19 14:00 | 229 | 200
2017-07-19 14:30 | 220 | 191
2017-07-19 15:00 | 217 | 187
2017-07-19 15:30 | 224 | 195
2017-07-19 16:00 | 239 | 212
2017-07-19 16:30 | 248 | 222
2017-07-19 17:00 | 262 | 235
2017-07-19 17:30 | 267 | 239
2017-07-19 18:00 | 299 | 273
2017-07-19 18:30 | 325 | 305
2017-07-19 19:00 | 341 | 322
2017-07-19 19:30 | 326 | 305
2017-07-19 20:00 | 307 | 282
2017-07-19 20:30 | 294 | 266
2017-07-19 21:00 | 282 | 249
2017-07-19 21:30 | 263 | 232
2017-07-19 22:00 | 245 | 210
2017-07-19 22:30 | 251 | 214
2017-07-19 23:00 | 274 | 236
2017-07-19 23:30 | 260 | 219
2017-07-20 | 248 | 203
2017-07-20 00:30 | 244 | 194
2017-07-20 01:00 | 239 | 183
2017-07-20 01:30 | 234 | 177
2017-07-20 02:00 | 227 | 169
2017-07-20 02:30 | 233 | 172
2017-07-20 03:00 | 225 | 161
2017-07-20 03:30 | 224 | 158
2017-07-20 04:00 | 229 | 166
2017-07-20 04:30 | 234 | 173
2017-07-20 05:00 | 236 | 177
2017-07-20 05:30 | 242 | 185
2017-07-20 06:00 | 254 | 204
2017-07-20 06:30 | 230 | 182
2017-07-20 07:00 | 239 | 192
2017-07-20 07:30 | 258 | 219
2017-07-20 08:00 | 267 | 233
2017-07-20 08:30 | 253 | 222
2017-07-20 09:00 | 243 | 210
2017-07-20 09:30 | 233 | 198
2017-07-20 10:00 | 216 | 178
2017-07-20 10:30 | 197 | 159
2017-07-20 11:00 | 163 | 118
2017-07-20 11:30 | 153 | 103
2017-07-20 12:00 | 148 | 97
2017-07-20 12:30 | 149 | 96
2017-07-20 13:00 | 154 | 98
2017-07-20 13:30 | 161 | 108
2017-07-20 14:00 | 162 | 106
2017-07-20 14:30 | 149 | 86
2017-07-20 15:00 | 110 | 40
2017-07-20 15:30 | 97 | 19
2017-07-20 16:00 | 82 | 18
2017-07-20 16:30 | 82 | 15
2017-07-20 17:00 | 84 | 1
2017-07-20 17:30 | 86 | 6
2017-07-20 18:00 | 103 | 49
2017-07-20 18:30 | 123 | 87
2017-07-20 19:00 | 135 | 104
2017-07-20 19:30 | 130 | 97
2017-07-20 20:00 | 113 | 73
2017-07-20 20:30 | 105 | 56
2017-07-20 21:00 | 98 | 41
2017-07-20 21:30 | 93 | 23
2017-07-20 22:00 | 91 | 5
2017-07-20 22:30 | 95 | 13
2017-07-20 23:00 | 149 | 98
2017-07-20 23:30 | 160 | 109
2017-07-21 | 145 | 93
2017-07-21 00:30 | 138 | 81
2017-07-21 01:00 | 134 | 73
2017-07-21 01:30 | 133 | 70
2017-07-21 02:00 | 129 | 63
2017-07-21 02:30 | 127 | 61
2017-07-21 03:00 | 127 | 60
2017-07-21 03:30 | 128 | 59
2017-07-21 04:00 | 129 | 62
2017-07-21 04:30 | 130 | 66
2017-07-21 05:00 | 132 | 69
2017-07-21 05:30 | 133 | 71
2017-07-21 06:00 | 103 | 32
2017-07-21 06:30 | 88 | 12
2017-07-21 07:00 | 84 | 17
2017-07-21 07:30 | 81 | 3
2017-07-21 08:00 | 77 | 10
2017-07-21 08:30 | 74 | 10
2017-07-21 09:00 | 73 | 7
2017-07-21 09:30 | 70 | 3
2017-07-21 10:00 | 86 | 34
2017-07-21 10:30 | 104 | 60
2017-07-21 11:00 | 67 | 14
2017-07-21 11:30 | 65 | 30
2017-07-21 12:00 | 67 | 35
2017-07-21 12:30 | 66 | 33
2017-07-21 13:00 | 68 | 39
2017-07-21 13:30 | 69 | 41
2017-07-21 14:00 | 69 | 42
2017-07-21 14:30 | 77 | 56
2017-07-21 15:00 | 78 | 54
2017-07-21 15:30 | 76 | 50
2017-07-21 16:00 | 69 | 37
2017-07-21 16:30 | 69 | 29
2017-07-21 17:00 | 69 | 13
2017-07-21 17:30 | 72 | 1
2017-07-21 18:00 | 81 | 35
2017-07-21 18:30 | 96 | 64
2017-07-21 19:00 | 110 | 72
2017-07-21 19:30 | 109 | 63
2017-07-21 20:00 | 101 | 49
2017-07-21 20:30 | 95 | 37
2017-07-21 21:00 | 92 | 24
2017-07-21 21:30 | 90 | 11
2017-07-21 22:00 | 88 | 6
2017-07-21 22:30 | 96 | 5
2017-07-21 23:00 | 116 | 35
2017-07-21 23:30 | 106 | 20
2017-07-22 | 138 | 66
2017-07-22 00:30 | 177 | 119
2017-07-22 01:00 | 245 | 176
2017-07-22 01:30 | 242 | 170
2017-07-22 02:00 | 241 | 166
2017-07-22 02:30 | 243 | 165
2017-07-22 03:00 | 240 | 161
2017-07-22 03:30 | 238 | 159
2017-07-22 04:00 | 238 | 159
2017-07-22 04:30 | 238 | 160
2017-07-22 05:00 | 240 | 163
2017-07-22 05:30 | 247 | 173
2017-07-22 06:00 | 252 | 182
2017-07-22 06:30 | 259 | 192
2017-07-22 07:00 | 255 | 189
2017-07-22 07:30 | 233 | 164
2017-07-22 08:00 | 240 | 177
2017-07-22 08:30 | 258 | 203
2017-07-22 09:00 | 261 | 210
2017-07-22 09:30 | 253 | 200
2017-07-22 10:00 | 239 | 187
2017-07-22 10:30 | 228 | 173
2017-07-22 11:00 | 223 | 166
2017-07-22 11:30 | 216 | 157
2017-07-22 12:00 | 211 | 151
2017-07-22 12:30 | 208 | 145
2017-07-22 13:00 | 211 | 147
2017-07-22 13:30 | 207 | 142
2017-07-22 14:00 | 206 | 141
2017-07-22 14:30 | 196 | 127
2017-07-22 15:00 | 193 | 124
2017-07-22 15:30 | 201 | 135
2017-07-22 16:00 | 212 | 150
2017-07-22 16:30 | 225 | 168
2017-07-22 17:00 | 240 | 187
2017-07-22 17:30 | 253 | 205
2017-07-22 18:00 | 280 | 237
2017-07-22 18:30 | 294 | 259
2017-07-22 19:00 | 298 | 267
2017-07-22 19:30 | 293 | 258
2017-07-22 20:00 | 278 | 240
2017-07-22 20:30 | 270 | 228
2017-07-22 21:00 | 261 | 215
2017-07-22 21:30 | 250 | 198
2017-07-22 22:00 | 243 | 186
2017-07-22 22:30 | 229 | 166
2017-07-22 23:00 | 223 | 155
2017-07-22 23:30 | 218 | 142
2017-07-23 | 217 | 139
2017-07-23 00:30 | 247 | 176
2017-07-23 01:00 | 245 | 173
2017-07-23 01:30 | 242 | 165
2017-07-23 02:00 | 237 | 159
2017-07-23 02:30 | 235 | 156
2017-07-23 03:00 | 226 | 153
2017-07-23 03:30 | 221 | 155
2017-07-23 04:00 | 223 | 157
2017-07-23 04:30 | 222 | 157
2017-07-23 05:00 | 224 | 160
2017-07-23 05:30 | 226 | 163
2017-07-23 06:00 | 228 | 165
2017-07-23 06:30 | 232 | 173
2017-07-23 07:00 | 228 | 166
2017-07-23 07:30 | 204 | 137
2017-07-23 08:00 | 207 | 143
2017-07-23 08:30 | 217 | 159
2017-07-23 09:00 | 219 | 165
2017-07-23 09:30 | 219 | 168
2017-07-23 10:00 | 217 | 167
2017-07-23 10:30 | 213 | 163
2017-07-23 11:00 | 210 | 159
2017-07-23 11:30 | 204 | 153
2017-07-23 12:00 | 202 | 153
2017-07-23 12:30 | 199 | 148
2017-07-23 13:00 | 197 | 145
2017-07-23 13:30 | 198 | 147
2017-07-23 14:00 | 198 | 147
2017-07-23 14:30 | 189 | 135
2017-07-23 15:00 | 184 | 129
2017-07-23 15:30 | 191 | 139
2017-07-23 16:00 | 201 | 151
2017-07-23 16:30 | 210 | 165
2017-07-23 17:00 | 224 | 183
2017-07-23 17:30 | 252 | 217
2017-07-23 18:00 | 290 | 266
2017-07-23 18:30 | 330 | 312
2017-07-23 19:00 | 339 | 319
2017-07-23 19:30 | 325 | 302
2017-07-23 20:00 | 307 | 281
2017-07-23 20:30 | 289 | 260
2017-07-23 21:00 | 271 | 238
2017-07-23 21:30 | 254 | 216
2017-07-23 22:00 | 250 | 209
2017-07-23 22:30 | 275 | 236
2017-07-23 23:00 | 267 | 223
2017-07-23 23:30 | 258 | 207
2017-07-24 | 252 | 193
2017-07-24 00:30 | 244 | 183
2017-07-24 01:00 | 233 | 177
2017-07-24 01:30 | 229 | 170
2017-07-24 02:00 | 222 | 162
2017-07-24 02:30 | 221 | 161
2017-07-24 03:00 | 225 | 164
2017-07-24 03:30 | 225 | 164
2017-07-24 04:00 | 226 | 166
2017-07-24 04:30 | 228 | 168
2017-07-24 05:00 | 232 | 173
2017-07-24 05:30 | 237 | 182
2017-07-24 06:00 | 245 | 197
2017-07-24 06:30 | 219 | 173
2017-07-24 07:00 | 222 | 179
2017-07-24 07:30 | 244 | 216
2017-07-24 08:00 | 251 | 229
2017-07-24 08:30 | 247 | 226
2017-07-24 09:00 | 232 | 212
2017-07-24 09:30 | 226 | 205
2017-07-24 10:00 | 220 | 199
2017-07-24 10:30 | 216 | 195
2017-07-24 11:00 | 217 | 190
2017-07-24 11:30 | 215 | 187
2017-07-24 12:00 | 217 | 190
2017-07-24 12:30 | 215 | 188
2017-07-24 13:00 | 217 | 192
2017-07-24 13:30 | 224 | 198
2017-07-24 14:00 | 228 | 204
2017-07-24 14:30 | 211 | 186
2017-07-24 15:00 | 208 | 183
2017-07-24 15:30 | 216 | 191
2017-07-24 16:00 | 221 | 196
2017-07-24 16:30 | 228 | 202
2017-07-24 17:00 | 245 | 220
2017-07-24 17:30 | 257 | 232
2017-07-24 18:00 | 293 | 271
2017-07-24 18:30 | 325 | 308
2017-07-24 19:00 | 342 | 327
2017-07-24 19:30 | 332 | 315
2017-07-24 20:00 | 312 | 292
2017-07-24 20:30 | 293 | 269
2017-07-24 21:00 | 279 | 252
2017-07-24 21:30 | 261 | 230
2017-07-24 22:00 | 248 | 211
2017-07-24 22:30 | 257 | 216
2017-07-24 23:00 | 258 | 214
2017-07-24 23:30 | 242 | 188
2017-07-25 | 264 | 212
2017-07-25 00:30 | 259 | 205
2017-07-25 01:00 | 247 | 188
2017-07-25 01:30 | 237 | 176
2017-07-25 02:00 | 233 | 169
2017-07-25 02:30 | 234 | 169
2017-07-25 03:00 | 229 | 163
2017-07-25 03:30 | 232 | 165
2017-07-25 04:00 | 239 | 173
2017-07-25 04:30 | 244 | 179
2017-07-25 05:00 | 254 | 192
2017-07-25 05:30 | 265 | 208
2017-07-25 06:00 | 282 | 233
2017-07-25 06:30 | 260 | 214
2017-07-25 07:00 | 264 | 223
2017-07-25 07:30 | 292 | 258
2017-07-25 08:00 | 297 | 271
2017-07-25 08:30 | 294 | 269
2017-07-25 09:00 | 280 | 253
2017-07-25 09:30 | 270 | 243
2017-07-25 10:00 | 258 | 231
2017-07-25 10:30 | 252 | 225
2017-07-25 11:00 | 250 | 223
2017-07-25 11:30 | 251 | 225
2017-07-25 12:00 | 250 | 224
2017-07-25 12:30 | 244 | 217
2017-07-25 13:00 | 245 | 219
2017-07-25 13:30 | 251 | 226
2017-07-25 14:00 | 251 | 227
2017-07-25 14:30 | 242 | 217
2017-07-25 15:00 | 235 | 210
2017-07-25 15:30 | 242 | 217
2017-07-25 16:00 | 256 | 231
2017-07-25 16:30 | 265 | 242
2017-07-25 17:00 | 274 | 250
2017-07-25 17:30 | 288 | 263
2017-07-25 18:00 | 324 | 302
2017-07-25 18:30 | 356 | 339
2017-07-25 19:00 | 369 | 354
2017-07-25 19:30 | 356 | 339
2017-07-25 20:00 | 341 | 321
2017-07-25 20:30 | 325 | 301
2017-07-25 21:00 | 302 | 276
2017-07-25 21:30 | 282 | 253
2017-07-25 22:00 | 270 | 238
2017-07-25 22:30 | 280 | 246
2017-07-25 23:00 | 297 | 262
2017-07-25 23:30 | 283 | 242
2017-07-26 | 266 | 227
2017-07-26 00:30 | 258 | 217
2017-07-26 01:00 | 257 | 215
2017-07-26 01:30 | 251 | 207
2017-07-26 02:00 | 249 | 204
2017-07-26 02:30 | 241 | 195
2017-07-26 03:00 | 242 | 195
2017-07-26 03:30 | 236 | 188
2017-07-26 04:00 | 224 | 171
2017-07-26 04:30 | 224 | 171
2017-07-26 05:00 | 229 | 179
2017-07-26 05:30 | 241 | 194
2017-07-26 06:00 | 253 | 212
2017-07-26 06:30 | 230 | 191
2017-07-26 07:00 | 232 | 193
2017-07-26 07:30 | 254 | 225
2017-07-26 08:00 | 261 | 237
2017-07-26 08:30 | 258 | 234
2017-07-26 09:00 | 255 | 225
2017-07-26 09:30 | 244 | 215
2017-07-26 10:00 | 236 | 207
2017-07-26 10:30 | 231 | 202
2017-07-26 11:00 | 225 | 196
2017-07-26 11:30 | 220 | 190
2017-07-26 12:00 | 224 | 195
2017-07-26 12:30 | 225 | 196
2017-07-26 13:00 | 225 | 196
2017-07-26 13:30 | 224 | 196
2017-07-26 14:00 | 228 | 200
2017-07-26 14:30 | 203 | 174
2017-07-26 15:00 | 206 | 176
2017-07-26 15:30 | 210 | 181
2017-07-26 16:00 | 218 | 189
2017-07-26 16:30 | 227 | 199
2017-07-26 17:00 | 238 | 210
2017-07-26 17:30 | 258 | 225
2017-07-26 18:00 | 302 | 270
2017-07-26 18:30 | 329 | 304
2017-07-26 19:00 | 348 | 326
2017-07-26 19:30 | 337 | 313
2017-07-26 20:00 | 319 | 291
2017-07-26 20:30 | 304 | 273
2017-07-26 21:00 | 295 | 259
2017-07-26 21:30 | 278 | 238
2017-07-26 22:00 | 257 | 218
2017-07-26 22:30 | 246 | 204
2017-07-26 23:00 | 250 | 204
2017-07-26 23:30 | 232 | 176
2017-07-27 | 251 | 196
2017-07-27 00:30 | 247 | 188
2017-07-27 01:00 | 246 | 184
2017-07-27 01:30 | 238 | 175
2017-07-27 02:00 | 233 | 167
2017-07-27 02:30 | 235 | 168
2017-07-27 03:00 | 236 | 168
2017-07-27 03:30 | 232 | 165
2017-07-27 04:00 | 231 | 164
2017-07-27 04:30 | 234 | 169
2017-07-27 05:00 | 237 | 173
2017-07-27 05:30 | 247 | 187
2017-07-27 06:00 | 256 | 202
2017-07-27 06:30 | 233 | 182
2017-07-27 07:00 | 238 | 193
2017-07-27 07:30 | 267 | 233
2017-07-27 08:00 | 280 | 251
2017-07-27 08:30 | 275 | 248
2017-07-27 09:00 | 262 | 234
2017-07-27 09:30 | 255 | 225
2017-07-27 10:00 | 246 | 215
2017-07-27 10:30 | 242 | 210
2017-07-27 11:00 | 238 | 206
2017-07-27 11:30 | 235 | 204
2017-07-27 12:00 | 232 | 201
2017-07-27 12:30 | 227 | 198
2017-07-27 13:00 | 225 | 198
2017-07-27 13:30 | 222 | 192
2017-07-27 14:00 | 228 | 200
2017-07-27 14:30 | 215 | 186
2017-07-27 15:00 | 204 | 174
2017-07-27 15:30 | 203 | 173
2017-07-27 16:00 | 212 | 182
2017-07-27 16:30 | 227 | 198
2017-07-27 17:00 | 240 | 213
2017-07-27 17:30 | 251 | 223
2017-07-27 18:00 | 309 | 287
2017-07-27 18:30 | 357 | 341
2017-07-27 19:00 | 349 | 333
2017-07-27 19:30 | 331 | 313
2017-07-27 20:00 | 319 | 299
2017-07-27 20:30 | 306 | 283
2017-07-27 21:00 | 293 | 267
2017-07-27 21:30 | 276 | 247
2017-07-27 22:00 | 264 | 230
2017-07-27 22:30 | 277 | 240
2017-07-27 23:00 | 307 | 272
2017-07-27 23:30 | 304 | 271
2017-07-28 | 288 | 253
2017-07-28 00:30 | 287 | 251
2017-07-28 01:00 | 275 | 238
2017-07-28 01:30 | 271 | 231
2017-07-28 02:00 | 270 | 230
2017-07-28 02:30 | 268 | 227
2017-07-28 03:00 | 266 | 226
2017-07-28 03:30 | 269 | 228
2017-07-28 04:00 | 269 | 228
2017-07-28 04:30 | 266 | 226
2017-07-28 05:00 | 268 | 229
2017-07-28 05:30 | 279 | 242
2017-07-28 06:00 | 292 | 259
2017-07-28 06:30 | 266 | 236
2017-07-28 07:00 | 278 | 251
2017-07-28 07:30 | 307 | 286
2017-07-28 08:00 | 313 | 292
2017-07-28 08:30 | 316 | 298
2017-07-28 09:00 | 329 | 305
2017-07-28 09:30 | 328 | 299
2017-07-28 10:00 | 298 | 257
2017-07-28 10:30 | 277 | 222
2017-07-28 11:00 | 301 | 254
2017-07-28 11:30 | 300 | 255
2017-07-28 12:00 | 297 | 253
2017-07-28 12:30 | 296 | 252
2017-07-28 13:00 | 284 | 238
2017-07-28 13:30 | 288 | 241
2017-07-28 14:00 | 287 | 240
2017-07-28 14:30 | 272 | 223
2017-07-28 15:00 | 272 | 223
2017-07-28 15:30 | 277 | 230
2017-07-28 16:00 | 293 | 245
2017-07-28 16:30 | 307 | 262
2017-07-28 17:00 | 319 | 275
2017-07-28 17:30 | 326 | 283
2017-07-28 18:00 | 359 | 318
2017-07-28 18:30 | 358 | 306
2017-07-28 19:00 | 359 | 306
2017-07-28 19:30 | 356 | 303
2017-07-28 20:00 | 337 | 276
2017-07-28 20:30 | 304 | 260
2017-07-28 21:00 | 295 | 249
2017-07-28 21:30 | 283 | 234
2017-07-28 22:00 | 268 | 212
2017-07-28 22:30 | 285 | 229
2017-07-28 23:00 | 312 | 257
2017-07-28 23:30 | 299 | 239
2017-07-29 | 289 | 227
2017-07-29 00:30 | 302 | 254
2017-07-29 01:00 | 296 | 246
2017-07-29 01:30 | 291 | 240
2017-07-29 02:00 | 286 | 233
2017-07-29 02:30 | 282 | 228
2017-07-29 03:00 | 278 | 222
2017-07-29 03:30 | 278 | 222
2017-07-29 04:00 | 279 | 224
2017-07-29 04:30 | 281 | 225
2017-07-29 05:00 | 281 | 225
2017-07-29 05:30 | 284 | 230
2017-07-29 06:00 | 266 | 210
2017-07-29 06:30 | 270 | 218
2017-07-29 07:00 | 278 | 228
2017-07-29 07:30 | 273 | 223
2017-07-29 08:00 | 279 | 233
2017-07-29 08:30 | 290 | 249
2017-07-29 09:00 | 291 | 254
2017-07-29 09:30 | 292 | 256
2017-07-29 10:00 | 286 | 250
2017-07-29 10:30 | 282 | 246
2017-07-29 11:00 | 270 | 233
2017-07-29 11:30 | 265 | 229
2017-07-29 12:00 | 260 | 221
2017-07-29 12:30 | 256 | 216
2017-07-29 13:00 | 254 | 213
2017-07-29 13:30 | 255 | 213
2017-07-29 14:00 | 252 | 209
2017-07-29 14:30 | 237 | 193
2017-07-29 15:00 | 233 | 189
2017-07-29 15:30 | 241 | 201
2017-07-29 16:00 | 257 | 225
2017-07-29 16:30 | 267 | 239
2017-07-29 17:00 | 275 | 248
2017-07-29 17:30 | 291 | 266
2017-07-29 18:00 | 304 | 275
2017-07-29 18:30 | 336 | 316
2017-07-29 19:00 | 346 | 324
2017-07-29 19:30 | 325 | 288
2017-07-29 20:00 | 326 | 295
2017-07-29 20:30 | 325 | 298
2017-07-29 21:00 | 316 | 287
2017-07-29 21:30 | 304 | 272
2017-07-29 22:00 | 285 | 232
2017-07-29 22:30 | 319 | 269
2017-07-29 23:00 | 308 | 253
2017-07-29 23:30 | 285 | 229
2017-07-30 | 285 | 234
2017-07-30 00:30 | 292 | 249
2017-07-30 01:00 | 286 | 241
2017-07-30 01:30 | 280 | 236
2017-07-30 02:00 | 278 | 233
2017-07-30 02:30 | 274 | 228
2017-07-30 03:00 | 276 | 231
2017-07-30 03:30 | 274 | 228
2017-07-30 04:00 | 273 | 227
2017-07-30 04:30 | 276 | 231
2017-07-30 05:00 | 273 | 229
2017-07-30 05:30 | 266 | 222
2017-07-30 06:00 | 247 | 199
2017-07-30 06:30 | 234 | 188
2017-07-30 07:00 | 238 | 190
2017-07-30 07:30 | 250 | 205
2017-07-30 08:00 | 259 | 217
2017-07-30 08:30 | 272 | 234
2017-07-30 09:00 | 278 | 245
2017-07-30 09:30 | 279 | 252
2017-07-30 10:00 | 277 | 251
2017-07-30 10:30 | 278 | 254
2017-07-30 11:00 | 281 | 257
2017-07-30 11:30 | 277 | 253
2017-07-30 12:00 | 262 | 237
2017-07-30 12:30 | 257 | 231
2017-07-30 13:00 | 256 | 229
2017-07-30 13:30 | 261 | 235
2017-07-30 14:00 | 264 | 238
2017-07-30 14:30 | 240 | 212
2017-07-30 15:00 | 245 | 217
2017-07-30 15:30 | 253 | 226
2017-07-30 16:00 | 262 | 237
2017-07-30 16:30 | 278 | 255
2017-07-30 17:00 | 294 | 272
2017-07-30 17:30 | 314 | 295
2017-07-30 18:00 | 360 | 336
2017-07-30 18:30 | 391 | 366
2017-07-30 19:00 | 409 | 386
2017-07-30 19:30 | 403 | 379
2017-07-30 20:00 | 390 | 364
2017-07-30 20:30 | 371 | 345
2017-07-30 21:00 | 352 | 327
2017-07-30 21:30 | 335 | 308
2017-07-30 22:00 | 330 | 299
2017-07-30 22:30 | 353 | 322
2017-07-30 23:00 | 336 | 300
2017-07-30 23:30 | 324 | 283
2017-07-31 | 318 | 275
2017-07-31 00:30 | 311 | 265
2017-07-31 01:00 | 303 | 255
2017-07-31 01:30 | 297 | 249
2017-07-31 02:00 | 297 | 246
2017-07-31 02:30 | 290 | 238
2017-07-31 03:00 | 289 | 237
2017-07-31 03:30 | 291 | 238
2017-07-31 04:00 | 292 | 240
2017-07-31 04:30 | 297 | 246
2017-07-31 05:00 | 302 | 253
2017-07-31 05:30 | 316 | 271
2017-07-31 06:00 | 311 | 267
2017-07-31 06:30 | 304 | 265
2017-07-31 07:00 | 313 | 280
2017-07-31 07:30 | 342 | 317
2017-07-31 08:00 | 355 | 337
2017-07-31 08:30 | 359 | 339
2017-07-31 09:00 | 350 | 331
2017-07-31 09:30 | 348 | 329
2017-07-31 10:00 | 339 | 321
2017-07-31 10:30 | 324 | 305
2017-07-31 11:00 | 319 | 300
2017-07-31 11:30 | 319 | 300
2017-07-31 12:00 | 285 | 264
2017-07-31 12:30 | 279 | 258
2017-07-31 13:00 | 280 | 258
2017-07-31 13:30 | 277 | 255
2017-07-31 14:00 | 273 | 249
2017-07-31 14:30 | 268 | 233
2017-07-31 15:00 | 238 | 195
2017-07-31 15:30 | 199 | 148
2017-07-31 16:00 | 195 | 142
2017-07-31 16:30 | 204 | 143
2017-07-31 17:00 | 227 | 173
2017-07-31 17:30 | 226 | 174
2017-07-31 18:00 | 184 | 131
2017-07-31 18:30 | 186 | 142
2017-07-31 19:00 | 192 | 152
2017-07-31 19:30 | 183 | 139
2017-07-31 20:00 | 185 | 158
2017-07-31 20:30 | 176 | 148
2017-07-31 21:00 | 164 | 133
2017-07-31 21:30 | 152 | 118
2017-07-31 22:00 | 140 | 104
2017-07-31 22:30 | 118 | 77
2017-07-31 23:00 | 100 | 49
2017-07-31 23:30 | 140 | 98
2017-08-01 | 197 | 163
2017-08-01 00:30 | 209 | 177
2017-08-01 01:00 | 198 | 162
2017-08-01 01:30 | 193 | 155
2017-08-01 02:00 | 184 | 150
2017-08-01 02:30 | 182 | 148
2017-08-01 03:00 | 180 | 144
2017-08-01 03:30 | 179 | 142
2017-08-01 04:00 | 177 | 140
2017-08-01 04:30 | 180 | 143
2017-08-01 05:00 | 182 | 147
2017-08-01 05:30 | 188 | 156
2017-08-01 06:00 | 201 | 172
2017-08-01 06:30 | 114 | 71
2017-08-01 07:00 | 109 | 51
2017-08-01 07:30 | 124 | 85
2017-08-01 08:00 | 137 | 115
2017-08-01 08:30 | 148 | 136
2017-08-01 09:00 | 128 | 116
2017-08-01 09:30 | 154 | 143
2017-08-01 10:00 | 214 | 203
2017-08-01 10:30 | 206 | 195
2017-08-01 11:00 | 191 | 180
2017-08-01 11:30 | 181 | 170
2017-08-01 12:00 | 165 | 150
2017-08-01 12:30 | 139 | 103
2017-08-01 13:00 | 138 | 100
2017-08-01 13:30 | 144 | 108
2017-08-01 14:00 | 144 | 110
2017-08-01 14:30 | 156 | 139
2017-08-01 15:00 | 151 | 141
2017-08-01 15:30 | 157 | 148
2017-08-01 16:00 | 170 | 161
2017-08-01 16:30 | 119 | 108
2017-08-01 17:00 | 118 | 108
2017-08-01 17:30 | 124 | 114
2017-08-01 18:00 | 146 | 133
2017-08-01 18:30 | 163 | 149
2017-08-01 19:00 | 170 | 157
2017-08-01 19:30 | 200 | 192
2017-08-01 20:00 | 194 | 187
2017-08-01 20:30 | 181 | 173
2017-08-01 21:00 | 159 | 149
2017-08-01 21:30 | 138 | 127
2017-08-01 22:00 | 122 | 108
2017-08-01 22:30 | 121 | 104
2017-08-01 23:00 | 132 | 116
2017-08-01 23:30 | 120 | 100
2017-08-02 | 168 | 148
2017-08-02 00:30 | 224 | 206
2017-08-02 01:00 | 287 | 266
2017-08-02 01:30 | 282 | 260
2017-08-02 02:00 | 273 | 250
2017-08-02 02:30 | 268 | 244
2017-08-02 03:00 | 267 | 243
2017-08-02 03:30 | 269 | 246
2017-08-02 04:00 | 272 | 247
2017-08-02 04:30 | 272 | 248
2017-08-02 05:00 | 281 | 257
2017-08-02 05:30 | 283 | 260
2017-08-02 06:00 | 298 | 278
2017-08-02 06:30 | 270 | 252
2017-08-02 07:00 | 257 | 229
2017-08-02 07:30 | 318 | 300
2017-08-02 08:00 | 356 | 336
2017-08-02 08:30 | 353 | 333
2017-08-02 09:00 | 331 | 309
2017-08-02 09:30 | 321 | 299
2017-08-02 10:00 | 308 | 286
2017-08-02 10:30 | 297 | 275
2017-08-02 11:00 | 291 | 269
2017-08-02 11:30 | 285 | 267
2017-08-02 12:00 | 289 | 268
2017-08-02 12:30 | 287 | 266
2017-08-02 13:00 | 288 | 266
2017-08-02 13:30 | 295 | 274
2017-08-02 14:00 | 299 | 278
2017-08-02 14:30 | 283 | 262
2017-08-02 15:00 | 276 | 254
2017-08-02 15:30 | 286 | 264
2017-08-02 16:00 | 301 | 281
2017-08-02 16:30 | 313 | 292
2017-08-02 17:00 | 331 | 310
2017-08-02 17:30 | 306 | 282
2017-08-02 18:00 | 264 | 237
2017-08-02 18:30 | 277 | 252
2017-08-02 19:00 | 283 | 260
2017-08-02 19:30 | 272 | 249
2017-08-02 20:00 | 258 | 231
2017-08-02 20:30 | 247 | 217
2017-08-02 21:00 | 234 | 199
2017-08-02 21:30 | 222 | 182
2017-08-02 22:00 | 203 | 156
2017-08-02 22:30 | 200 | 163
2017-08-02 23:00 | 211 | 181
2017-08-02 23:30 | 202 | 169
2017-08-03 | 243 | 209
2017-08-03 00:30 | 307 | 280
2017-08-03 01:00 | 298 | 269
2017-08-03 01:30 | 291 | 264
2017-08-03 02:00 | 289 | 261
2017-08-03 02:30 | 286 | 260
2017-08-03 03:00 | 285 | 257
2017-08-03 03:30 | 286 | 260
2017-08-03 04:00 | 285 | 258
2017-08-03 04:30 | 288 | 261
2017-08-03 05:00 | 286 | 261
2017-08-03 05:30 | 301 | 278
2017-08-03 06:00 | 320 | 300
2017-08-03 06:30 | 301 | 283
2017-08-03 07:00 | 298 | 271
2017-08-03 07:30 | 316 | 290
2017-08-03 08:00 | 304 | 270
2017-08-03 08:30 | 298 | 267
2017-08-03 09:00 | 284 | 254
2017-08-03 09:30 | 270 | 238
2017-08-03 10:00 | 261 | 229
2017-08-03 10:30 | 257 | 225
2017-08-03 11:00 | 256 | 224
2017-08-03 11:30 | 254 | 222
2017-08-03 12:00 | 253 | 221
2017-08-03 12:30 | 274 | 255
2017-08-03 13:00 | 294 | 282
2017-08-03 13:30 | 306 | 296
2017-08-03 14:00 | 321 | 310
2017-08-03 14:30 | 310 | 301
2017-08-03 15:00 | 310 | 300
2017-08-03 15:30 | 315 | 306
2017-08-03 16:00 | 327 | 318
2017-08-03 16:30 | 341 | 331
2017-08-03 17:00 | 349 | 339
2017-08-03 17:30 | 288 | 275
2017-08-03 18:00 | 251 | 221
2017-08-03 18:30 | 286 | 266
2017-08-03 19:00 | 308 | 294
2017-08-03 19:30 | 300 | 285
2017-08-03 20:00 | 285 | 269
2017-08-03 20:30 | 269 | 250
2017-08-03 21:00 | 250 | 230
2017-08-03 21:30 | 233 | 212
2017-08-03 22:00 | 212 | 188
2017-08-03 22:30 | 218 | 193
2017-08-03 23:00 | 287 | 267
2017-08-03 23:30 | 342 | 325
2017-08-04 | 341 | 325
2017-08-04 00:30 | 339 | 322
2017-08-04 01:00 | 329 | 310
2017-08-04 01:30 | 320 | 299
2017-08-04 02:00 | 314 | 291
2017-08-04 02:30 | 312 | 288
2017-08-04 03:00 | 309 | 285
2017-08-04 03:30 | 304 | 280
2017-08-04 04:00 | 305 | 280
2017-08-04 04:30 | 303 | 278
2017-08-04 05:00 | 305 | 281
2017-08-04 05:30 | 319 | 297
2017-08-04 06:00 | 330 | 310
2017-08-04 06:30 | 306 | 287
2017-08-04 07:00 | 315 | 297
2017-08-04 07:30 | 345 | 330
2017-08-04 08:00 | 354 | 328
2017-08-04 08:30 | 248 | 215
2017-08-04 09:00 | 235 | 202
2017-08-04 09:30 | 227 | 193
2017-08-04 10:00 | 222 | 180
2017-08-04 10:30 | 221 | 179
2017-08-04 11:00 | 217 | 173
2017-08-04 11:30 | 208 | 163
2017-08-04 12:00 | 211 | 165
2017-08-04 12:30 | 217 | 173
2017-08-04 13:00 | 221 | 178
2017-08-04 13:30 | 222 | 181
2017-08-04 14:00 | 219 | 175
2017-08-04 14:30 | 206 | 160
2017-08-04 15:00 | 207 | 159
2017-08-04 15:30 | 210 | 162
2017-08-04 16:00 | 214 | 165
2017-08-04 16:30 | 218 | 168
2017-08-04 17:00 | 225 | 175
2017-08-04 17:30 | 233 | 184
2017-08-04 18:00 | 261 | 217
2017-08-04 18:30 | 281 | 243
2017-08-04 19:00 | 286 | 250
2017-08-04 19:30 | 275 | 236
2017-08-04 20:00 | 310 | 273
2017-08-04 20:30 | 363 | 332
2017-08-04 21:00 | 357 | 326
2017-08-04 21:30 | 346 | 311
2017-08-04 22:00 | 333 | 296
2017-08-04 22:30 | 344 | 305
2017-08-04 23:00 | 370 | 331
2017-08-04 23:30 | 360 | 318
2017-08-05 | 343 | 304
2017-08-05 00:30 | 331 | 289
2017-08-05 01:00 | 330 | 287
2017-08-05 01:30 | 334 | 288
2017-08-05 02:00 | 339 | 290
2017-08-05 02:30 | 328 | 274
2017-08-05 03:00 | 315 | 260
2017-08-05 03:30 | 310 | 255
2017-08-05 04:00 | 309 | 253
2017-08-05 04:30 | 310 | 256
2017-08-05 05:00 | 315 | 262
2017-08-05 05:30 | 314 | 263
2017-08-05 06:00 | 320 | 270
2017-08-05 06:30 | 286 | 233
2017-08-05 07:00 | 275 | 221
2017-08-05 07:30 | 294 | 245
2017-08-05 08:00 | 323 | 280
2017-08-05 08:30 | 337 | 300
2017-08-05 09:00 | 340 | 309
2017-08-05 09:30 | 336 | 306
2017-08-05 10:00 | 319 | 289
2017-08-05 10:30 | 313 | 283
2017-08-05 11:00 | 310 | 280
2017-08-05 11:30 | 237 | 201
2017-08-05 12:00 | 192 | 146
2017-08-05 12:30 | 186 | 138
2017-08-05 13:00 | 183 | 134
2017-08-05 13:30 | 182 | 133
2017-08-05 14:00 | 185 | 136
2017-08-05 14:30 | 175 | 121
2017-08-05 15:00 | 215 | 172
2017-08-05 15:30 | 178 | 128
2017-08-05 16:00 | 181 | 131
2017-08-05 16:30 | 188 | 139
2017-08-05 17:00 | 200 | 154
2017-08-05 17:30 | 212 | 171
2017-08-05 18:00 | 230 | 193
2017-08-05 18:30 | 241 | 208
2017-08-05 19:00 | 244 | 213
2017-08-05 19:30 | 327 | 303
2017-08-05 20:00 | 337 | 314
2017-08-05 20:30 | 323 | 297
2017-08-05 21:00 | 318 | 290
2017-08-05 21:30 | 306 | 275
2017-08-05 22:00 | 294 | 261
2017-08-05 22:30 | 330 | 297
2017-08-05 23:00 | 361 | 330
2017-08-05 23:30 | 352 | 319
2017-08-06 | 342 | 307
2017-08-06 00:30 | 335 | 297
2017-08-06 01:00 | 326 | 286
2017-08-06 01:30 | 319 | 277
2017-08-06 02:00 | 316 | 274
2017-08-06 02:30 | 310 | 266
2017-08-06 03:00 | 306 | 262
2017-08-06 03:30 | 306 | 261
2017-08-06 04:00 | 307 | 262
2017-08-06 04:30 | 309 | 263
2017-08-06 05:00 | 309 | 263
2017-08-06 05:30 | 311 | 266
2017-08-06 06:00 | 294 | 249
2017-08-06 06:30 | 268 | 220
2017-08-06 07:00 | 264 | 216
2017-08-06 07:30 | 279 | 235
2017-08-06 08:00 | 288 | 247
2017-08-06 08:30 | 309 | 273
2017-08-06 09:00 | 315 | 281
2017-08-06 09:30 | 311 | 278
2017-08-06 10:00 | 310 | 279
2017-08-06 10:30 | 312 | 282
2017-08-06 11:00 | 312 | 282
2017-08-06 11:30 | 308 | 278
2017-08-06 12:00 | 313 | 285
2017-08-06 12:30 | 306 | 277
2017-08-06 13:00 | 302 | 271
2017-08-06 13:30 | 299 | 268
2017-08-06 14:00 | 309 | 279
2017-08-06 14:30 | 291 | 259
2017-08-06 15:00 | 289 | 254
2017-08-06 15:30 | 296 | 263
2017-08-06 16:00 | 306 | 275
2017-08-06 16:30 | 308 | 277
2017-08-06 17:00 | 313 | 283
2017-08-06 17:30 | 333 | 305
2017-08-06 18:00 | 373 | 346
2017-08-06 18:30 | 404 | 381
2017-08-06 19:00 | 416 | 396
2017-08-06 19:30 | 404 | 382
2017-08-06 20:00 | 388 | 363
2017-08-06 20:30 | 375 | 348
2017-08-06 21:00 | 362 | 332
2017-08-06 21:30 | 345 | 311
2017-08-06 22:00 | 331 | 294
2017-08-06 22:30 | 344 | 304
2017-08-06 23:00 | 362 | 321
2017-08-06 23:30 | 354 | 310
2017-08-07 | 344 | 302
2017-08-07 00:30 | 333 | 294
2017-08-07 01:00 | 323 | 282
2017-08-07 01:30 | 318 | 275
2017-08-07 02:00 | 308 | 263
2017-08-07 02:30 | 289 | 240
2017-08-07 03:00 | 280 | 231
2017-08-07 03:30 | 280 | 230
2017-08-07 04:00 | 282 | 233
2017-08-07 04:30 | 308 | 263
2017-08-07 05:00 | 324 | 280
2017-08-07 05:30 | 333 | 293
2017-08-07 06:00 | 343 | 306
2017-08-07 06:30 | 325 | 292
2017-08-07 07:00 | 328 | 295
2017-08-07 07:30 | 362 | 340
2017-08-07 08:00 | 378 | 361
2017-08-07 08:30 | 373 | 351
2017-08-07 09:00 | 353 | 327
2017-08-07 09:30 | 338 | 311
2017-08-07 10:00 | 328 | 299
2017-08-07 10:30 | 324 | 296
2017-08-07 11:00 | 326 | 299
2017-08-07 11:30 | 344 | 319
2017-08-07 12:00 | 349 | 324
2017-08-07 12:30 | 353 | 329
2017-08-07 13:00 | 367 | 344
2017-08-07 13:30 | 372 | 349
2017-08-07 14:00 | 374 | 352
2017-08-07 14:30 | 347 | 323
2017-08-07 15:00 | 348 | 322
2017-08-07 15:30 | 354 | 329
2017-08-07 16:00 | 364 | 340
2017-08-07 16:30 | 368 | 344
2017-08-07 17:00 | 377 | 353
2017-08-07 17:30 | 372 | 346
2017-08-07 18:00 | 364 | 337
2017-08-07 18:30 | 374 | 343
2017-08-07 19:00 | 404 | 380
2017-08-07 19:30 | 394 | 369
2017-08-07 20:00 | 402 | 375
2017-08-07 20:30 | 418 | 391
2017-08-07 21:00 | 397 | 365
2017-08-07 21:30 | 378 | 343
2017-08-07 22:00 | 361 | 319
2017-08-07 22:30 | 376 | 333
2017-08-07 23:00 | 392 | 347
2017-08-07 23:30 | 376 | 330
2017-08-08 | 365 | 319
2017-08-08 00:30 | 350 | 305
2017-08-08 01:00 | 338 | 294
2017-08-08 01:30 | 332 | 286
2017-08-08 02:00 | 327 | 279
2017-08-08 02:30 | 321 | 272
2017-08-08 03:00 | 306 | 255
2017-08-08 03:30 | 306 | 254
2017-08-08 04:00 | 302 | 251
2017-08-08 04:30 | 302 | 250
2017-08-08 05:00 | 295 | 243
2017-08-08 05:30 | 303 | 254
2017-08-08 06:00 | 315 | 271
2017-08-08 06:30 | 349 | 314
2017-08-08 07:00 | 357 | 309
2017-08-08 07:30 | 401 | 373
2017-08-08 08:00 | 414 | 393
2017-08-08 08:30 | 436 | 420
2017-08-08 09:00 | 408 | 391
2017-08-08 09:30 | 396 | 379
2017-08-08 10:00 | 394 | 374
2017-08-08 10:30 | 409 | 384
2017-08-08 11:00 | 404 | 379
2017-08-08 11:30 | 402 | 377
2017-08-08 12:00 | 409 | 385
2017-08-08 12:30 | 404 | 379
2017-08-08 13:00 | 403 | 378
2017-08-08 13:30 | 406 | 381
2017-08-08 14:00 | 407 | 383
2017-08-08 14:30 | 393 | 368
2017-08-08 15:00 | 401 | 376
2017-08-08 15:30 | 381 | 336
2017-08-08 16:00 | 376 | 341
2017-08-08 16:30 | 407 | 384
2017-08-08 17:00 | 417 | 395
2017-08-08 17:30 | 419 | 396
2017-08-08 18:00 | 442 | 419
2017-08-08 18:30 | 459 | 437
2017-08-08 19:00 | 461 | 444
2017-08-08 19:30 | 442 | 423
2017-08-08 20:00 | 428 | 406
2017-08-08 20:30 | 409 | 383
2017-08-08 21:00 | 397 | 368
2017-08-08 21:30 | 409 | 379
2017-08-08 22:00 | 401 | 368
2017-08-08 22:30 | 394 | 359
2017-08-08 23:00 | 379 | 339
2017-08-08 23:30 | 358 | 319
2017-08-09 | 347 | 305
2017-08-09 00:30 | 339 | 295
2017-08-09 01:00 | 315 | 284
2017-08-09 01:30 | 307 | 280
2017-08-09 02:00 | 300 | 271
2017-08-09 02:30 | 294 | 268
2017-08-09 03:00 | 295 | 271
2017-08-09 03:30 | 296 | 272
2017-08-09 04:00 | 293 | 268
2017-08-09 04:30 | 297 | 272
2017-08-09 05:00 | 305 | 280
2017-08-09 05:30 | 314 | 291
2017-08-09 06:00 | 329 | 309
2017-08-09 06:30 | 356 | 341
2017-08-09 07:00 | 356 | 334
2017-08-09 07:30 | 402 | 392
2017-08-09 08:00 | 435 | 421
2017-08-09 08:30 | 441 | 426
2017-08-09 09:00 | 434 | 418
2017-08-09 09:30 | 431 | 413
2017-08-09 10:00 | 427 | 409
2017-08-09 10:30 | 419 | 400
2017-08-09 11:00 | 411 | 392
2017-08-09 11:30 | 414 | 395
2017-08-09 12:00 | 414 | 395
2017-08-09 12:30 | 395 | 375
2017-08-09 13:00 | 381 | 360
2017-08-09 13:30 | 380 | 359
2017-08-09 14:00 | 382 | 361
2017-08-09 14:30 | 375 | 355
2017-08-09 15:00 | 380 | 359
2017-08-09 15:30 | 388 | 366
2017-08-09 16:00 | 397 | 376
2017-08-09 16:30 | 410 | 389
2017-08-09 17:00 | 415 | 394
2017-08-09 17:30 | 430 | 409
2017-08-09 18:00 | 444 | 424
2017-08-09 18:30 | 465 | 448
2017-08-09 19:00 | 452 | 435
2017-08-09 19:30 | 441 | 428
2017-08-09 20:00 | 453 | 434
2017-08-09 20:30 | 441 | 419
2017-08-09 21:00 | 425 | 401
2017-08-09 21:30 | 407 | 381
2017-08-09 22:00 | 385 | 355
2017-08-09 22:30 | 368 | 344
2017-08-09 23:00 | 343 | 326
2017-08-09 23:30 | 326 | 307
2017-08-10 | 315 | 294
2017-08-10 00:30 | 309 | 286
2017-08-10 01:00 | 299 | 275
2017-08-10 01:30 | 290 | 264
2017-08-10 02:00 | 293 | 264
2017-08-10 02:30 | 287 | 257
2017-08-10 03:00 | 287 | 257
2017-08-10 03:30 | 293 | 264
2017-08-10 04:00 | 301 | 273
2017-08-10 04:30 | 303 | 275
2017-08-10 05:00 | 309 | 282
2017-08-10 05:30 | 327 | 303
2017-08-10 06:00 | 347 | 326
2017-08-10 06:30 | 375 | 360
2017-08-10 07:00 | 372 | 348
2017-08-10 07:30 | 426 | 407
2017-08-10 08:00 | 432 | 403
2017-08-10 08:30 | 425 | 397
2017-08-10 09:00 | 411 | 383
2017-08-10 09:30 | 410 | 383
2017-08-10 10:00 | 392 | 364
2017-08-10 10:30 | 386 | 358
2017-08-10 11:00 | 387 | 363
2017-08-10 11:30 | 388 | 365
2017-08-10 12:00 | 390 | 369
2017-08-10 12:30 | 392 | 374
2017-08-10 13:00 | 395 | 379
2017-08-10 13:30 | 403 | 387
2017-08-10 14:00 | 401 | 385
2017-08-10 14:30 | 390 | 373
2017-08-10 15:00 | 392 | 372
2017-08-10 15:30 | 397 | 378
2017-08-10 16:00 | 405 | 386
2017-08-10 16:30 | 415 | 396
2017-08-10 17:00 | 430 | 410
2017-08-10 17:30 | 432 | 412
2017-08-10 18:00 | 442 | 423
2017-08-10 18:30 | 458 | 441
2017-08-10 19:00 | 477 | 460
2017-08-10 19:30 | 468 | 447
2017-08-10 20:00 | 453 | 428
2017-08-10 20:30 | 439 | 410
2017-08-10 21:00 | 423 | 390
2017-08-10 21:30 | 399 | 368
2017-08-10 22:00 | 373 | 344
2017-08-10 22:30 | 376 | 345
2017-08-10 23:00 | 366 | 333
2017-08-10 23:30 | 356 | 318
2017-08-11 | 339 | 297
2017-08-11 00:30 | 313 | 286
2017-08-11 01:00 | 299 | 270
2017-08-11 01:30 | 294 | 265
2017-08-11 02:00 | 291 | 262
2017-08-11 02:30 | 291 | 262
2017-08-11 03:00 | 286 | 257
2017-08-11 03:30 | 289 | 261
2017-08-11 04:00 | 290 | 260
2017-08-11 04:30 | 290 | 261
2017-08-11 05:00 | 293 | 264
2017-08-11 05:30 | 298 | 268
2017-08-11 06:00 | 287 | 246
2017-08-11 06:30 | 307 | 273
2017-08-11 07:00 | 330 | 300
2017-08-11 07:30 | 346 | 321
2017-08-11 08:00 | 370 | 355
2017-08-11 08:30 | 388 | 372
2017-08-11 09:00 | 380 | 358
2017-08-11 09:30 | 387 | 367
2017-08-11 10:00 | 387 | 367
2017-08-11 10:30 | 381 | 356
2017-08-11 11:00 | 384 | 358
2017-08-11 11:30 | 369 | 343
2017-08-11 12:00 | 366 | 339
2017-08-11 12:30 | 361 | 333
2017-08-11 13:00 | 362 | 334
2017-08-11 13:30 | 363 | 335
2017-08-11 14:00 | 366 | 339
2017-08-11 14:30 | 354 | 325
2017-08-11 15:00 | 351 | 322
2017-08-11 15:30 | 358 | 329
2017-08-11 16:00 | 373 | 344
2017-08-11 16:30 | 389 | 361
2017-08-11 17:00 | 399 | 373
2017-08-11 17:30 | 410 | 383
2017-08-11 18:00 | 420 | 394
2017-08-11 18:30 | 436 | 411
2017-08-11 19:00 | 469 | 448
2017-08-11 19:30 | 465 | 445
2017-08-11 20:00 | 453 | 430
2017-08-11 20:30 | 436 | 411
2017-08-11 21:00 | 426 | 398
2017-08-11 21:30 | 410 | 379
2017-08-11 22:00 | 398 | 364
2017-08-11 22:30 | 384 | 346
2017-08-11 23:00 | 368 | 327
2017-08-11 23:30 | 349 | 308
2017-08-12 | 331 | 295
2017-08-12 00:30 | 316 | 288
2017-08-12 01:00 | 305 | 275
2017-08-12 01:30 | 299 | 268
2017-08-12 02:00 | 297 | 265
2017-08-12 02:30 | 294 | 261
2017-08-12 03:00 | 290 | 256
2017-08-12 03:30 | 289 | 255
2017-08-12 04:00 | 289 | 255
2017-08-12 04:30 | 289 | 255
2017-08-12 05:00 | 294 | 260
2017-08-12 05:30 | 299 | 267
2017-08-12 06:00 | 304 | 273
2017-08-12 06:30 | 311 | 282
2017-08-12 07:00 | 320 | 292
2017-08-12 07:30 | 338 | 313
2017-08-12 08:00 | 351 | 329
2017-08-12 08:30 | 357 | 341
2017-08-12 09:00 | 356 | 342
2017-08-12 09:30 | 263 | 249
2017-08-12 10:00 | 244 | 229
2017-08-12 10:30 | 311 | 299
2017-08-12 11:00 | 339 | 327
2017-08-12 11:30 | 330 | 318
2017-08-12 12:00 | 329 | 316
2017-08-12 12:30 | 328 | 315
2017-08-12 13:00 | 327 | 313
2017-08-12 13:30 | 323 | 309
2017-08-12 14:00 | 324 | 309
2017-08-12 14:30 | 305 | 290
2017-08-12 15:00 | 301 | 285
2017-08-12 15:30 | 310 | 295
2017-08-12 16:00 | 325 | 311
2017-08-12 16:30 | 342 | 329
2017-08-12 17:00 | 362 | 345
2017-08-12 17:30 | 388 | 362
2017-08-12 18:00 | 401 | 377
2017-08-12 18:30 | 422 | 401
2017-08-12 19:00 | 435 | 418
2017-08-12 19:30 | 429 | 412
2017-08-12 20:00 | 422 | 403
2017-08-12 20:30 | 409 | 387
2017-08-12 21:00 | 399 | 376
2017-08-12 21:30 | 384 | 359
2017-08-12 22:00 | 376 | 348
2017-08-12 22:30 | 376 | 346
2017-08-12 23:00 | 368 | 336
2017-08-12 23:30 | 351 | 315
2017-08-13 | 343 | 303
2017-08-13 00:30 | 338 | 296
2017-08-13 01:00 | 329 | 284
2017-08-13 01:30 | 324 | 277
2017-08-13 02:00 | 319 | 273
2017-08-13 02:30 | 309 | 279
2017-08-13 03:00 | 298 | 266
2017-08-13 03:30 | 295 | 262
2017-08-13 04:00 | 298 | 264
2017-08-13 04:30 | 300 | 267
2017-08-13 05:00 | 300 | 267
2017-08-13 05:30 | 304 | 271
2017-08-13 06:00 | 303 | 271
2017-08-13 06:30 | 305 | 275
2017-08-13 07:00 | 311 | 281
2017-08-13 07:30 | 318 | 290
2017-08-13 08:00 | 339 | 316
2017-08-13 08:30 | 366 | 342
2017-08-13 09:00 | 381 | 348
2017-08-13 09:30 | 380 | 348
2017-08-13 10:00 | 374 | 342
2017-08-13 10:30 | 361 | 328
2017-08-13 11:00 | 349 | 316
2017-08-13 11:30 | 344 | 311
2017-08-13 12:00 | 339 | 304
2017-08-13 12:30 | 327 | 296
2017-08-13 13:00 | 317 | 297
2017-08-13 13:30 | 320 | 299
2017-08-13 14:00 | 315 | 299
2017-08-13 14:30 | 299 | 282
2017-08-13 15:00 | 302 | 284
2017-08-13 15:30 | 313 | 296
2017-08-13 16:00 | 329 | 312
2017-08-13 16:30 | 347 | 328
2017-08-13 17:00 | 369 | 352
2017-08-13 17:30 | 388 | 372
2017-08-13 18:00 | 407 | 394
2017-08-13 18:30 | 428 | 417
2017-08-13 19:00 | 442 | 434
2017-08-13 19:30 | 430 | 421
2017-08-13 20:00 | 412 | 401
2017-08-13 20:30 | 416 | 405
2017-08-13 21:00 | 406 | 393
2017-08-13 21:30 | 389 | 375
2017-08-13 22:00 | 381 | 364
2017-08-13 22:30 | 357 | 336
2017-08-13 23:00 | 334 | 314
2017-08-13 23:30 | 318 | 297
2017-08-14 | 308 | 283
2017-08-14 00:30 | 302 | 276
2017-08-14 01:00 | 307 | 274
2017-08-14 01:30 | 303 | 270
2017-08-14 02:00 | 298 | 265
2017-08-14 02:30 | 294 | 261
2017-08-14 03:00 | 288 | 254
2017-08-14 03:30 | 286 | 253
2017-08-14 04:00 | 282 | 248
2017-08-14 04:30 | 285 | 252
2017-08-14 05:00 | 292 | 260
2017-08-14 05:30 | 306 | 278
2017-08-14 06:00 | 318 | 293
2017-08-14 06:30 | 336 | 316
2017-08-14 07:00 | 338 | 319
2017-08-14 07:30 | 361 | 348
2017-08-14 08:00 | 386 | 367
2017-08-14 08:30 | 382 | 360
2017-08-14 09:00 | 371 | 349
2017-08-14 09:30 | 362 | 340
2017-08-14 10:00 | 355 | 333
2017-08-14 10:30 | 356 | 334
2017-08-14 11:00 | 349 | 329
2017-08-14 11:30 | 346 | 326
2017-08-14 12:00 | 346 | 327
2017-08-14 12:30 | 348 | 329
2017-08-14 13:00 | 345 | 324
2017-08-14 13:30 | 342 | 323
2017-08-14 14:00 | 355 | 332
2017-08-14 14:30 | 369 | 346
2017-08-14 15:00 | 375 | 352
2017-08-14 15:30 | 381 | 358
2017-08-14 16:00 | 392 | 369
2017-08-14 16:30 | 400 | 376
2017-08-14 17:00 | 414 | 392
2017-08-14 17:30 | 431 | 409
2017-08-14 18:00 | 437 | 413
2017-08-14 18:30 | 467 | 446
2017-08-14 19:00 | 535 | 518
2017-08-14 19:30 | 528 | 508
2017-08-14 20:00 | 510 | 489
2017-08-14 20:30 | 492 | 469
2017-08-14 21:00 | 475 | 451
2017-08-14 21:30 | 450 | 431
2017-08-14 22:00 | 423 | 402
2017-08-14 22:30 | 399 | 372
2017-08-14 23:00 | 380 | 349
2017-08-14 23:30 | 370 | 336
2017-08-15 | 354 | 316
2017-08-15 00:30 | 335 | 305
2017-08-15 01:00 | 317 | 292
2017-08-15 01:30 | 311 | 285
2017-08-15 02:00 | 308 | 282
2017-08-15 02:30 | 306 | 279
2017-08-15 03:00 | 304 | 275
2017-08-15 03:30 | 303 | 275
2017-08-15 04:00 | 305 | 277
2017-08-15 04:30 | 309 | 282
2017-08-15 05:00 | 311 | 284
2017-08-15 05:30 | 323 | 297
2017-08-15 06:00 | 336 | 314
2017-08-15 06:30 | 362 | 347
2017-08-15 07:00 | 369 | 349
2017-08-15 07:30 | 418 | 407
2017-08-15 08:00 | 429 | 420
2017-08-15 08:30 | 404 | 394
2017-08-15 09:00 | 387 | 377
2017-08-15 09:30 | 383 | 373
2017-08-15 10:00 | 385 | 376
2017-08-15 10:30 | 382 | 374
2017-08-15 11:00 | 379 | 371
2017-08-15 11:30 | 364 | 356
2017-08-15 12:00 | 364 | 354
2017-08-15 12:30 | 361 | 350
2017-08-15 13:00 | 362 | 352
2017-08-15 13:30 | 365 | 356
2017-08-15 14:00 | 370 | 360
2017-08-15 14:30 | 366 | 356
2017-08-15 15:00 | 371 | 361
2017-08-15 15:30 | 376 | 367
2017-08-15 16:00 | 393 | 383
2017-08-15 16:30 | 406 | 397
2017-08-15 17:00 | 421 | 412
2017-08-15 17:30 | 432 | 422
2017-08-15 18:00 | 458 | 447
2017-08-15 18:30 | 496 | 481
2017-08-15 19:00 | 514 | 495
2017-08-15 19:30 | 503 | 482
2017-08-15 20:00 | 502 | 480
2017-08-15 20:30 | 490 | 466
2017-08-15 21:00 | 469 | 440
2017-08-15 21:30 | 438 | 413
2017-08-15 22:00 | 412 | 392
2017-08-15 22:30 | 385 | 361
2017-08-15 23:00 | 361 | 338
2017-08-15 23:30 | 343 | 323
2017-08-16 | 337 | 315
2017-08-16 00:30 | 330 | 308
2017-08-16 01:00 | 322 | 299
2017-08-16 01:30 | 315 | 291
2017-08-16 02:00 | 310 | 284
2017-08-16 02:30 | 310 | 283
2017-08-16 03:00 | 309 | 281
2017-08-16 03:30 | 310 | 284
2017-08-16 04:00 | 307 | 281
2017-08-16 04:30 | 314 | 288
2017-08-16 05:00 | 317 | 292
2017-08-16 05:30 | 326 | 302
2017-08-16 06:00 | 336 | 315
2017-08-16 06:30 | 369 | 348
2017-08-16 07:00 | 402 | 383
2017-08-16 07:30 | 437 | 416
2017-08-16 08:00 | 463 | 441
2017-08-16 08:30 | 467 | 443
2017-08-16 09:00 | 451 | 427
2017-08-16 09:30 | 442 | 418
2017-08-16 10:00 | 435 | 410
2017-08-16 10:30 | 434 | 409
2017-08-16 11:00 | 425 | 399
2017-08-16 11:30 | 423 | 398
2017-08-16 12:00 | 424 | 400
2017-08-16 12:30 | 416 | 393
2017-08-16 13:00 | 398 | 373
2017-08-16 13:30 | 392 | 368
2017-08-16 14:00 | 394 | 370
2017-08-16 14:30 | 390 | 362
2017-08-16 15:00 | 391 | 362
2017-08-16 15:30 | 397 | 369
2017-08-16 16:00 | 411 | 384
2017-08-16 16:30 | 425 | 398
2017-08-16 17:00 | 437 | 411
2017-08-16 17:30 | 449 | 421
2017-08-16 18:00 | 466 | 439
2017-08-16 18:30 | 473 | 443
2017-08-16 19:00 | 481 | 450
2017-08-16 19:30 | 492 | 469
2017-08-16 20:00 | 478 | 454
2017-08-16 20:30 | 462 | 434
2017-08-16 21:00 | 459 | 430
2017-08-16 21:30 | 436 | 409
2017-08-16 22:00 | 418 | 388
2017-08-16 22:30 | 418 | 385
2017-08-16 23:00 | 407 | 369
2017-08-16 23:30 | 386 | 343
2017-08-17 | 355 | 317
2017-08-17 00:30 | 332 | 297
2017-08-17 01:00 | 316 | 281
2017-08-17 01:30 | 318 | 286
2017-08-17 02:00 | 311 | 277
2017-08-17 02:30 | 301 | 272
2017-08-17 03:00 | 298 | 269
2017-08-17 03:30 | 301 | 273
2017-08-17 04:00 | 299 | 270
2017-08-17 04:30 | 303 | 276
2017-08-17 05:00 | 312 | 286
2017-08-17 05:30 | 321 | 297
2017-08-17 06:00 | 335 | 313
2017-08-17 06:30 | 368 | 349
2017-08-17 07:00 | 402 | 385
2017-08-17 07:30 | 435 | 414
2017-08-17 08:00 | 443 | 420
2017-08-17 08:30 | 433 | 411
2017-08-17 09:00 | 420 | 399
2017-08-17 09:30 | 419 | 398
2017-08-17 10:00 | 414 | 393
2017-08-17 10:30 | 414 | 393
2017-08-17 11:00 | 406 | 385
2017-08-17 11:30 | 412 | 392
2017-08-17 12:00 | 408 | 388
2017-08-17 12:30 | 403 | 383
2017-08-17 13:00 | 400 | 380
2017-08-17 13:30 | 406 | 387
2017-08-17 14:00 | 409 | 390
2017-08-17 14:30 | 395 | 376
2017-08-17 15:00 | 398 | 378
2017-08-17 15:30 | 402 | 383
2017-08-17 16:00 | 413 | 394
2017-08-17 16:30 | 425 | 406
2017-08-17 17:00 | 415 | 385
2017-08-17 17:30 | 420 | 387
2017-08-17 18:00 | 433 | 400
2017-08-17 18:30 | 461 | 433
2017-08-17 19:00 | 512 | 500
2017-08-17 19:30 | 505 | 492
2017-08-17 20:00 | 482 | 469
2017-08-17 20:30 | 461 | 448
2017-08-17 21:00 | 447 | 430
2017-08-17 21:30 | 420 | 398
2017-08-17 22:00 | 400 | 374
2017-08-17 22:30 | 400 | 371
2017-08-17 23:00 | 387 | 354
2017-08-17 23:30 | 372 | 336
2017-08-18 | 361 | 324
2017-08-18 00:30 | 333 | 314
2017-08-18 01:00 | 319 | 297
2017-08-18 01:30 | 312 | 289
2017-08-18 02:00 | 306 | 282
2017-08-18 02:30 | 303 | 278
2017-08-18 03:00 | 302 | 277
2017-08-18 03:30 | 305 | 280
2017-08-18 04:00 | 303 | 278
2017-08-18 04:30 | 302 | 277
2017-08-18 05:00 | 306 | 282
2017-08-18 05:30 | 320 | 297
2017-08-18 06:00 | 337 | 317
2017-08-18 06:30 | 362 | 346
2017-08-18 07:00 | 392 | 378
2017-08-18 07:30 | 426 | 405
2017-08-18 08:00 | 429 | 409
2017-08-18 08:30 | 423 | 405
2017-08-18 09:00 | 407 | 389
2017-08-18 09:30 | 393 | 376
2017-08-18 10:00 | 386 | 371
2017-08-18 10:30 | 383 | 369
2017-08-18 11:00 | 388 | 365
2017-08-18 11:30 | 386 | 361
2017-08-18 12:00 | 385 | 360
2017-08-18 12:30 | 384 | 360
2017-08-18 13:00 | 371 | 335
2017-08-18 13:30 | 355 | 311
2017-08-18 14:00 | 371 | 331
2017-08-18 14:30 | 359 | 317
2017-08-18 15:00 | 360 | 314
2017-08-18 15:30 | 366 | 318
2017-08-18 16:00 | 376 | 329
2017-08-18 16:30 | 386 | 342
2017-08-18 17:00 | 404 | 361
2017-08-18 17:30 | 424 | 384
2017-08-18 18:00 | 442 | 413
2017-08-18 18:30 | 442 | 408
2017-08-18 19:00 | 437 | 405
2017-08-18 19:30 | 426 | 391
2017-08-18 20:00 | 415 | 377
2017-08-18 20:30 | 409 | 369
2017-08-18 21:00 | 406 | 364
2017-08-18 21:30 | 388 | 343
2017-08-18 22:00 | 367 | 319
2017-08-18 22:30 | 398 | 351
2017-08-18 23:00 | 385 | 343
2017-08-18 23:30 | 372 | 326
2017-08-19 | 364 | 315
2017-08-19 00:30 | 334 | 309
2017-08-19 01:00 | 321 | 300
2017-08-19 01:30 | 310 | 288
2017-08-19 02:00 | 304 | 281
2017-08-19 02:30 | 302 | 278
2017-08-19 03:00 | 302 | 277
2017-08-19 03:30 | 301 | 276
2017-08-19 04:00 | 298 | 273
2017-08-19 04:30 | 297 | 272
2017-08-19 05:00 | 294 | 269
2017-08-19 05:30 | 296 | 273
2017-08-19 06:00 | 304 | 281
2017-08-19 06:30 | 278 | 255
2017-08-19 07:00 | 267 | 240
2017-08-19 07:30 | 296 | 271
2017-08-19 08:00 | 309 | 286
2017-08-19 08:30 | 315 | 295
2017-08-19 09:00 | 314 | 294
2017-08-19 09:30 | 313 | 292
2017-08-19 10:00 | 310 | 284
2017-08-19 10:30 | 302 | 275
2017-08-19 11:00 | 302 | 277
2017-08-19 11:30 | 300 | 274
2017-08-19 12:00 | 298 | 272
2017-08-19 12:30 | 298 | 271
2017-08-19 13:00 | 299 | 271
2017-08-19 13:30 | 298 | 271
2017-08-19 14:00 | 297 | 270
2017-08-19 14:30 | 282 | 255
2017-08-19 15:00 | 282 | 254
2017-08-19 15:30 | 293 | 266
2017-08-19 16:00 | 306 | 280
2017-08-19 16:30 | 319 | 295
2017-08-19 17:00 | 334 | 312
2017-08-19 17:30 | 347 | 326
2017-08-19 18:00 | 357 | 337
2017-08-19 18:30 | 373 | 355
2017-08-19 19:00 | 390 | 373
2017-08-19 19:30 | 379 | 361
2017-08-19 20:00 | 366 | 347
2017-08-19 20:30 | 355 | 333
2017-08-19 21:00 | 344 | 321
2017-08-19 21:30 | 332 | 306
2017-08-19 22:00 | 324 | 296
2017-08-19 22:30 | 340 | 311
2017-08-19 23:00 | 338 | 309
2017-08-19 23:30 | 322 | 290
2017-08-20 | 309 | 275
2017-08-20 00:30 | 315 | 286
2017-08-20 01:00 | 310 | 284
2017-08-20 01:30 | 309 | 283
2017-08-20 02:00 | 306 | 280
2017-08-20 02:30 | 303 | 276
2017-08-20 03:00 | 304 | 277
2017-08-20 03:30 | 304 | 276
2017-08-20 04:00 | 298 | 270
2017-08-20 04:30 | 296 | 268
2017-08-20 05:00 | 296 | 268
2017-08-20 05:30 | 297 | 270
2017-08-20 06:00 | 299 | 271
2017-08-20 06:30 | 269 | 240
2017-08-20 07:00 | 253 | 221
2017-08-20 07:30 | 263 | 233
2017-08-20 08:00 | 272 | 245
2017-08-20 08:30 | 275 | 253
2017-08-20 09:00 | 273 | 253
2017-08-20 09:30 | 272 | 252
2017-08-20 10:00 | 272 | 252
2017-08-20 10:30 | 270 | 254
2017-08-20 11:00 | 267 | 251
2017-08-20 11:30 | 260 | 243
2017-08-20 12:00 | 254 | 236
2017-08-20 12:30 | 251 | 234
2017-08-20 13:00 | 249 | 232
2017-08-20 13:30 | 237 | 220
2017-08-20 14:00 | 239 | 219
2017-08-20 14:30 | 233 | 211
2017-08-20 15:00 | 237 | 215
2017-08-20 15:30 | 245 | 224
2017-08-20 16:00 | 261 | 242
2017-08-20 16:30 | 280 | 262
2017-08-20 17:00 | 294 | 277
2017-08-20 17:30 | 313 | 298
2017-08-20 18:00 | 370 | 349
2017-08-20 18:30 | 405 | 384
2017-08-20 19:00 | 419 | 401
2017-08-20 19:30 | 409 | 390
2017-08-20 20:00 | 386 | 365
2017-08-20 20:30 | 351 | 327
2017-08-20 21:00 | 340 | 312
2017-08-20 21:30 | 329 | 299
2017-08-20 22:00 | 317 | 282
2017-08-20 22:30 | 348 | 312
2017-08-20 23:00 | 353 | 316
2017-08-20 23:30 | 345 | 305
2017-08-21 | 333 | 288
2017-08-21 00:30 | 329 | 281
2017-08-21 01:00 | 324 | 274
2017-08-21 01:30 | 319 | 267
2017-08-21 02:00 | 311 | 263
2017-08-21 02:30 | 290 | 259
2017-08-21 03:00 | 288 | 257
2017-08-21 03:30 | 290 | 258
2017-08-21 04:00 | 293 | 261
2017-08-21 04:30 | 295 | 263
2017-08-21 05:00 | 293 | 262
2017-08-21 05:30 | 306 | 277
2017-08-21 06:00 | 319 | 294
2017-08-21 06:30 | 305 | 282
2017-08-21 07:00 | 297 | 275
2017-08-21 07:30 | 329 | 307
2017-08-21 08:00 | 335 | 314
2017-08-21 08:30 | 330 | 310
2017-08-21 09:00 | 313 | 294
2017-08-21 09:30 | 315 | 298
2017-08-21 10:00 | 319 | 303
2017-08-21 10:30 | 314 | 297
2017-08-21 11:00 | 306 | 289
2017-08-21 11:30 | 295 | 278
2017-08-21 12:00 | 289 | 271
2017-08-21 12:30 | 290 | 272
2017-08-21 13:00 | 294 | 276
2017-08-21 13:30 | 291 | 273
2017-08-21 14:00 | 283 | 264
2017-08-21 14:30 | 289 | 272
2017-08-21 15:00 | 290 | 274
2017-08-21 15:30 | 290 | 274
2017-08-21 16:00 | 301 | 285
2017-08-21 16:30 | 323 | 308
2017-08-21 17:00 | 351 | 334
2017-08-21 17:30 | 372 | 355
2017-08-21 18:00 | 377 | 360
2017-08-21 18:30 | 401 | 387
2017-08-21 19:00 | 405 | 388
2017-08-21 19:30 | 407 | 392
2017-08-21 20:00 | 393 | 377
2017-08-21 20:30 | 379 | 362
2017-08-21 21:00 | 382 | 364
2017-08-21 21:30 | 375 | 354
2017-08-21 22:00 | 354 | 330
2017-08-21 22:30 | 356 | 330
2017-08-21 23:00 | 352 | 324
2017-08-21 23:30 | 341 | 310
2017-08-22 | 332 | 303
2017-08-22 00:30 | 323 | 296
2017-08-22 01:00 | 312 | 284
2017-08-22 01:30 | 304 | 275
2017-08-22 02:00 | 299 | 269
2017-08-22 02:30 | 297 | 266
2017-08-22 03:00 | 296 | 264
2017-08-22 03:30 | 298 | 264
2017-08-22 04:00 | 297 | 263
2017-08-22 04:30 | 296 | 263
2017-08-22 05:00 | 303 | 270
2017-08-22 05:30 | 315 | 285
2017-08-22 06:00 | 325 | 297
2017-08-22 06:30 | 322 | 298
2017-08-22 07:00 | 326 | 301
2017-08-22 07:30 | 359 | 344
2017-08-22 08:00 | 365 | 349
2017-08-22 08:30 | 365 | 338
2017-08-22 09:00 | 351 | 325
2017-08-22 09:30 | 333 | 306
2017-08-22 10:00 | 323 | 295
2017-08-22 10:30 | 319 | 292
2017-08-22 11:00 | 313 | 286
2017-08-22 11:30 | 315 | 288
2017-08-22 12:00 | 317 | 292
2017-08-22 12:30 | 315 | 290
2017-08-22 13:00 | 318 | 293
2017-08-22 13:30 | 320 | 297
2017-08-22 14:00 | 327 | 305
2017-08-22 14:30 | 316 | 294
2017-08-22 15:00 | 311 | 289
2017-08-22 15:30 | 319 | 297
2017-08-22 16:00 | 335 | 313
2017-08-22 16:30 | 348 | 326
2017-08-22 17:00 | 358 | 336
2017-08-22 17:30 | 374 | 351
2017-08-22 18:00 | 392 | 370
2017-08-22 18:30 | 405 | 384
2017-08-22 19:00 | 424 | 408
2017-08-22 19:30 | 415 | 398
2017-08-22 20:00 | 398 | 378
2017-08-22 20:30 | 409 | 387
2017-08-22 21:00 | 426 | 404
2017-08-22 21:30 | 410 | 385
2017-08-22 22:00 | 391 | 363
2017-08-22 22:30 | 404 | 370
2017-08-22 23:00 | 397 | 359
2017-08-22 23:30 | 365 | 338
2017-08-23 | 340 | 321
2017-08-23 00:30 | 330 | 310
2017-08-23 01:00 | 323 | 301
2017-08-23 01:30 | 315 | 293
2017-08-23 02:00 | 311 | 288
2017-08-23 02:30 | 303 | 280
2017-08-23 03:00 | 295 | 271
2017-08-23 03:30 | 297 | 273
2017-08-23 04:00 | 298 | 274
2017-08-23 04:30 | 297 | 273
2017-08-23 05:00 | 299 | 276
2017-08-23 05:30 | 308 | 287
2017-08-23 06:00 | 319 | 299
2017-08-23 06:30 | 294 | 277
2017-08-23 07:00 | 302 | 288
2017-08-23 07:30 | 330 | 319
2017-08-23 08:00 | 338 | 328
2017-08-23 08:30 | 326 | 317
2017-08-23 09:00 | 317 | 309
2017-08-23 09:30 | 306 | 296
2017-08-23 10:00 | 320 | 310
2017-08-23 10:30 | 324 | 315
2017-08-23 11:00 | 316 | 308
2017-08-23 11:30 | 315 | 303
2017-08-23 12:00 | 311 | 299
2017-08-23 12:30 | 311 | 298
2017-08-23 13:00 | 312 | 299
2017-08-23 13:30 | 314 | 301
2017-08-23 14:00 | 316 | 303
2017-08-23 14:30 | 306 | 294
2017-08-23 15:00 | 304 | 291
2017-08-23 15:30 | 308 | 295
2017-08-23 16:00 | 321 | 309
2017-08-23 16:30 | 338 | 326
2017-08-23 17:00 | 350 | 337
2017-08-23 17:30 | 361 | 348
2017-08-23 18:00 | 369 | 355
2017-08-23 18:30 | 392 | 380
2017-08-23 19:00 | 412 | 402
2017-08-23 19:30 | 402 | 391
2017-08-23 20:00 | 387 | 375
2017-08-23 20:30 | 394 | 380
2017-08-23 21:00 | 383 | 368
2017-08-23 21:30 | 370 | 351
2017-08-23 22:00 | 350 | 332
2017-08-23 22:30 | 329 | 308
2017-08-23 23:00 | 310 | 285
2017-08-23 23:30 | 312 | 285
2017-08-24 | 316 | 289
2017-08-24 00:30 | 328 | 303
2017-08-24 01:00 | 321 | 297
2017-08-24 01:30 | 312 | 286
2017-08-24 02:00 | 306 | 279
2017-08-24 02:30 | 303 | 276
2017-08-24 03:00 | 303 | 275
2017-08-24 03:30 | 303 | 276
2017-08-24 04:00 | 301 | 273
2017-08-24 04:30 | 307 | 280
2017-08-24 05:00 | 311 | 285
2017-08-24 05:30 | 330 | 307
2017-08-24 06:00 | 339 | 317
2017-08-24 06:30 | 313 | 294
2017-08-24 07:00 | 314 | 294
2017-08-24 07:30 | 344 | 331
2017-08-24 08:00 | 351 | 343
2017-08-24 08:30 | 340 | 333
2017-08-24 09:00 | 326 | 320
2017-08-24 09:30 | 318 | 312
2017-08-24 10:00 | 311 | 305
2017-08-24 10:30 | 305 | 300
2017-08-24 11:00 | 305 | 299
2017-08-24 11:30 | 303 | 298
2017-08-24 12:00 | 301 | 296
2017-08-24 12:30 | 299 | 294
2017-08-24 13:00 | 297 | 292
2017-08-24 13:30 | 297 | 292
2017-08-24 14:00 | 302 | 297
2017-08-24 14:30 | 314 | 310
2017-08-24 15:00 | 318 | 313
2017-08-24 15:30 | 323 | 318
2017-08-24 16:00 | 341 | 333
2017-08-24 16:30 | 353 | 345
2017-08-24 17:00 | 362 | 353
2017-08-24 17:30 | 377 | 369
2017-08-24 18:00 | 402 | 394
2017-08-24 18:30 | 429 | 420
2017-08-24 19:00 | 453 | 441
2017-08-24 19:30 | 473 | 451
2017-08-24 20:00 | 453 | 428
2017-08-24 20:30 | 445 | 424
2017-08-24 21:00 | 434 | 411
2017-08-24 21:30 | 416 | 392
2017-08-24 22:00 | 395 | 367
2017-08-24 22:30 | 379 | 348
2017-08-24 23:00 | 343 | 327
2017-08-24 23:30 | 324 | 309
2017-08-25 | 313 | 297
2017-08-25 00:30 | 335 | 318
2017-08-25 01:00 | 340 | 323
2017-08-25 01:30 | 336 | 317
2017-08-25 02:00 | 334 | 314
2017-08-25 02:30 | 327 | 307
2017-08-25 03:00 | 327 | 306
2017-08-25 03:30 | 324 | 303
2017-08-25 04:00 | 325 | 304
2017-08-25 04:30 | 324 | 303
2017-08-25 05:00 | 329 | 309
2017-08-25 05:30 | 304 | 284
2017-08-25 06:00 | 295 | 276
2017-08-25 06:30 | 319 | 304
2017-08-25 07:00 | 320 | 293
2017-08-25 07:30 | 367 | 354
2017-08-25 08:00 | 374 | 366
2017-08-25 08:30 | 368 | 361
2017-08-25 09:00 | 349 | 342
2017-08-25 09:30 | 334 | 328
2017-08-25 10:00 | 315 | 307
2017-08-25 10:30 | 305 | 298
2017-08-25 11:00 | 298 | 291
2017-08-25 11:30 | 299 | 292
2017-08-25 12:00 | 295 | 289
2017-08-25 12:30 | 297 | 290
2017-08-25 13:00 | 301 | 295
2017-08-25 13:30 | 302 | 296
2017-08-25 14:00 | 302 | 296
2017-08-25 14:30 | 286 | 280
2017-08-25 15:00 | 285 | 279
2017-08-25 15:30 | 296 | 290
2017-08-25 16:00 | 308 | 302
2017-08-25 16:30 | 321 | 315
2017-08-25 17:00 | 346 | 333
2017-08-25 17:30 | 360 | 340
2017-08-25 18:00 | 370 | 350
2017-08-25 18:30 | 384 | 365
2017-08-25 19:00 | 397 | 380
2017-08-25 19:30 | 414 | 399
2017-08-25 20:00 | 407 | 391
2017-08-25 20:30 | 393 | 374
2017-08-25 21:00 | 381 | 360
2017-08-25 21:30 | 367 | 343
2017-08-25 22:00 | 355 | 328
2017-08-25 22:30 | 339 | 306
2017-08-25 23:00 | 322 | 285
2017-08-25 23:30 | 295 | 272
2017-08-26 | 280 | 260
2017-08-26 00:30 | 301 | 281
2017-08-26 01:00 | 312 | 292
2017-08-26 01:30 | 309 | 288
2017-08-26 02:00 | 303 | 280
2017-08-26 02:30 | 302 | 279
2017-08-26 03:00 | 303 | 278
2017-08-26 03:30 | 301 | 276
2017-08-26 04:00 | 296 | 271
2017-08-26 04:30 | 301 | 276
2017-08-26 05:00 | 303 | 277
2017-08-26 05:30 | 308 | 284
2017-08-26 06:00 | 313 | 290
2017-08-26 06:30 | 291 | 267
2017-08-26 07:00 | 281 | 257
2017-08-26 07:30 | 302 | 275
2017-08-26 08:00 | 313 | 287
2017-08-26 08:30 | 319 | 295
2017-08-26 09:00 | 315 | 292
2017-08-26 09:30 | 312 | 290
2017-08-26 10:00 | 309 | 287
2017-08-26 10:30 | 304 | 282
2017-08-26 11:00 | 302 | 281
2017-08-26 11:30 | 305 | 283
2017-08-26 12:00 | 299 | 277
2017-08-26 12:30 | 296 | 273
2017-08-26 13:00 | 293 | 271
2017-08-26 13:30 | 291 | 268
2017-08-26 14:00 | 285 | 262
2017-08-26 14:30 | 268 | 243
2017-08-26 15:00 | 267 | 242
2017-08-26 15:30 | 274 | 249
2017-08-26 16:00 | 285 | 261
2017-08-26 16:30 | 299 | 276
2017-08-26 17:00 | 315 | 294
2017-08-26 17:30 | 324 | 305
2017-08-26 18:00 | 361 | 344
2017-08-26 18:30 | 382 | 366
2017-08-26 19:00 | 370 | 353
2017-08-26 19:30 | 358 | 339
2017-08-26 20:00 | 346 | 326
2017-08-26 20:30 | 334 | 312
2017-08-26 21:00 | 323 | 298
2017-08-26 21:30 | 309 | 281
2017-08-26 22:00 | 301 | 270
2017-08-26 22:30 | 335 | 306
2017-08-26 23:00 | 349 | 322
2017-08-26 23:30 | 337 | 312
2017-08-27 | 322 | 294
2017-08-27 00:30 | 314 | 285
2017-08-27 01:00 | 309 | 278
2017-08-27 01:30 | 302 | 269
2017-08-27 02:00 | 297 | 262
2017-08-27 02:30 | 292 | 260
2017-08-27 03:00 | 289 | 259
2017-08-27 03:30 | 285 | 254
2017-08-27 04:00 | 287 | 258
2017-08-27 04:30 | 288 | 258
2017-08-27 05:00 | 289 | 259
2017-08-27 05:30 | 293 | 264
2017-08-27 06:00 | 298 | 270
2017-08-27 06:30 | 274 | 244
2017-08-27 07:00 | 257 | 226
2017-08-27 07:30 | 273 | 244
2017-08-27 08:00 | 282 | 253
2017-08-27 08:30 | 293 | 264
2017-08-27 09:00 | 301 | 271
2017-08-27 09:30 | 302 | 273
2017-08-27 10:00 | 305 | 278
2017-08-27 10:30 | 303 | 276
2017-08-27 11:00 | 296 | 270
2017-08-27 11:30 | 288 | 262
2017-08-27 12:00 | 286 | 260
2017-08-27 12:30 | 286 | 260
2017-08-27 13:00 | 282 | 256
2017-08-27 13:30 | 274 | 248
2017-08-27 14:00 | 267 | 240
2017-08-27 14:30 | 249 | 220
2017-08-27 15:00 | 243 | 213
2017-08-27 15:30 | 252 | 224
2017-08-27 16:00 | 263 | 236
2017-08-27 16:30 | 278 | 253
2017-08-27 17:00 | 299 | 276
2017-08-27 17:30 | 328 | 307
2017-08-27 18:00 | 350 | 332
2017-08-27 18:30 | 383 | 370
2017-08-27 19:00 | 406 | 396
2017-08-27 19:30 | 393 | 382
2017-08-27 20:00 | 365 | 352
2017-08-27 20:30 | 315 | 285
2017-08-27 21:00 | 328 | 306
2017-08-27 21:30 | 333 | 313
2017-08-27 22:00 | 317 | 295
2017-08-27 22:30 | 331 | 308
2017-08-27 23:00 | 345 | 321
2017-08-27 23:30 | 335 | 309
2017-08-28 | 322 | 294
2017-08-28 00:30 | 320 | 291
2017-08-28 01:00 | 309 | 278
2017-08-28 01:30 | 304 | 269
2017-08-28 02:00 | 299 | 263
2017-08-28 02:30 | 299 | 264
2017-08-28 03:00 | 296 | 260
2017-08-28 03:30 | 291 | 256
2017-08-28 04:00 | 292 | 256
2017-08-28 04:30 | 293 | 257
2017-08-28 05:00 | 296 | 262
2017-08-28 05:30 | 307 | 274
2017-08-28 06:00 | 322 | 293
2017-08-28 06:30 | 306 | 278
2017-08-28 07:00 | 284 | 248
2017-08-28 07:30 | 314 | 292
2017-08-28 08:00 | 316 | 296
2017-08-28 08:30 | 311 | 296
2017-08-28 09:00 | 298 | 283
2017-08-28 09:30 | 311 | 297
2017-08-28 10:00 | 313 | 302
2017-08-28 10:30 | 314 | 301
2017-08-28 11:00 | 327 | 301
2017-08-28 11:30 | 331 | 297
2017-08-28 12:00 | 332 | 298
2017-08-28 12:30 | 338 | 305
2017-08-28 13:00 | 344 | 311
2017-08-28 13:30 | 347 | 314
2017-08-28 14:00 | 347 | 315
2017-08-28 14:30 | 333 | 300
2017-08-28 15:00 | 333 | 301
2017-08-28 15:30 | 332 | 299
2017-08-28 16:00 | 345 | 313
2017-08-28 16:30 | 351 | 319
2017-08-28 17:00 | 368 | 337
2017-08-28 17:30 | 392 | 361
2017-08-28 18:00 | 408 | 378
2017-08-28 18:30 | 406 | 361
2017-08-28 19:00 | 414 | 371
2017-08-28 19:30 | 396 | 345
2017-08-28 20:00 | 378 | 318
2017-08-28 20:30 | 372 | 317
2017-08-28 21:00 | 372 | 327
2017-08-28 21:30 | 378 | 333
2017-08-28 22:00 | 366 | 319
2017-08-28 22:30 | 366 | 326
2017-08-28 23:00 | 372 | 330
2017-08-28 23:30 | 358 | 313
2017-08-29 | 346 | 296
2017-08-29 00:30 | 337 | 286
2017-08-29 01:00 | 330 | 275
2017-08-29 01:30 | 321 | 271
2017-08-29 02:00 | 299 | 268
2017-08-29 02:30 | 292 | 264
2017-08-29 03:00 | 290 | 261
2017-08-29 03:30 | 290 | 261
2017-08-29 04:00 | 289 | 260
2017-08-29 04:30 | 296 | 268
2017-08-29 05:00 | 311 | 286
2017-08-29 05:30 | 321 | 297
2017-08-29 06:00 | 319 | 296
2017-08-29 06:30 | 314 | 289
2017-08-29 07:00 | 289 | 252
2017-08-29 07:30 | 304 | 275
2017-08-29 08:00 | 340 | 319
2017-08-29 08:30 | 344 | 321
2017-08-29 09:00 | 333 | 309
2017-08-29 09:30 | 342 | 321
2017-08-29 10:00 | 346 | 327
2017-08-29 10:30 | 347 | 329
2017-08-29 11:00 | 350 | 332
2017-08-29 11:30 | 347 | 329
2017-08-29 12:00 | 348 | 330
2017-08-29 12:30 | 352 | 330
2017-08-29 13:00 | 354 | 333
2017-08-29 13:30 | 360 | 337
2017-08-29 14:00 | 363 | 337
2017-08-29 14:30 | 343 | 314
2017-08-29 15:00 | 343 | 313
2017-08-29 15:30 | 348 | 319
2017-08-29 16:00 | 359 | 330
2017-08-29 16:30 | 367 | 338
2017-08-29 17:00 | 371 | 342
2017-08-29 17:30 | 382 | 352
2017-08-29 18:00 | 398 | 369
2017-08-29 18:30 | 398 | 358
2017-08-29 19:00 | 414 | 375
2017-08-29 19:30 | 413 | 376
2017-08-29 20:00 | 409 | 377
2017-08-29 20:30 | 388 | 360
2017-08-29 21:00 | 373 | 344
2017-08-29 21:30 | 384 | 355
2017-08-29 22:00 | 373 | 339
2017-08-29 22:30 | 348 | 309
2017-08-29 23:00 | 320 | 277
2017-08-29 23:30 | 301 | 261
2017-08-30 | 304 | 257
2017-08-30 00:30 | 306 | 257
2017-08-30 01:00 | 315 | 266
2017-08-30 01:30 | 313 | 263
2017-08-30 02:00 | 306 | 254
2017-08-30 02:30 | 298 | 244
2017-08-30 03:00 | 296 | 243
2017-08-30 03:30 | 297 | 244
2017-08-30 04:00 | 298 | 245
2017-08-30 04:30 | 300 | 247
2017-08-30 05:00 | 291 | 237
2017-08-30 05:30 | 296 | 245
2017-08-30 06:00 | 293 | 245
2017-08-30 06:30 | 308 | 266
2017-08-30 07:00 | 294 | 238
2017-08-30 07:30 | 297 | 276
2017-08-30 08:00 | 318 | 308
2017-08-30 08:30 | 313 | 302
2017-08-30 09:00 | 298 | 286
2017-08-30 09:30 | 310 | 299
2017-08-30 10:00 | 326 | 300
2017-08-30 10:30 | 322 | 296
2017-08-30 11:00 | 314 | 288
2017-08-30 11:30 | 309 | 283
2017-08-30 12:00 | 314 | 288
2017-08-30 12:30 | 306 | 279
2017-08-30 13:00 | 298 | 269
2017-08-30 13:30 | 312 | 286
2017-08-30 14:00 | 313 | 288
2017-08-30 14:30 | 272 | 242
2017-08-30 15:00 | 293 | 263
2017-08-30 15:30 | 310 | 271
2017-08-30 16:00 | 328 | 279
2017-08-30 16:30 | 344 | 292
2017-08-30 17:00 | 344 | 303
2017-08-30 17:30 | 362 | 323
2017-08-30 18:00 | 395 | 360
2017-08-30 18:30 | 392 | 357
2017-08-30 19:00 | 408 | 376
2017-08-30 19:30 | 397 | 363
2017-08-30 20:00 | 382 | 345
2017-08-30 20:30 | 388 | 350
2017-08-30 21:00 | 381 | 341
2017-08-30 21:30 | 366 | 324
2017-08-30 22:00 | 343 | 305
2017-08-30 22:30 | 353 | 315
2017-08-30 23:00 | 354 | 313
2017-08-30 23:30 | 337 | 296
2017-08-31 | 324 | 281
2017-08-31 00:30 | 318 | 272
2017-08-31 01:00 | 309 | 261
2017-08-31 01:30 | 304 | 255
2017-08-31 02:00 | 297 | 247
2017-08-31 02:30 | 297 | 246
2017-08-31 03:00 | 294 | 241
2017-08-31 03:30 | 295 | 242
2017-08-31 04:00 | 293 | 241
2017-08-31 04:30 | 298 | 247
2017-08-31 05:00 | 298 | 247
2017-08-31 05:30 | 306 | 258
2017-08-31 06:00 | 322 | 278
2017-08-31 06:30 | 348 | 307
2017-08-31 07:00 | 326 | 277
2017-08-31 07:30 | 324 | 291
2017-08-31 08:00 | 346 | 302
2017-08-31 08:30 | 342 | 297
2017-08-31 09:00 | 324 | 287
2017-08-31 09:30 | 358 | 323
2017-08-31 10:00 | 357 | 323
2017-08-31 10:30 | 322 | 284
2017-08-31 11:00 | 303 | 272
2017-08-31 11:30 | 286 | 271
2017-08-31 12:00 | 312 | 267
2017-08-31 12:30 | 350 | 276
2017-08-31 13:00 | 328 | 270
2017-08-31 13:30 | 326 | 269
2017-08-31 14:00 | 341 | 276
2017-08-31 14:30 | 314 | 263
2017-08-31 15:00 | 307 | 258
2017-08-31 15:30 | 313 | 264
2017-08-31 16:00 | 305 | 276
2017-08-31 16:30 | 308 | 287
2017-08-31 17:00 | 326 | 301
2017-08-31 17:30 | 336 | 314
2017-08-31 18:00 | 356 | 330
2017-08-31 18:30 | 400 | 350
2017-08-31 19:00 | 409 | 376
2017-08-31 19:30 | 431 | 407
2017-08-31 20:00 | 435 | 412
2017-08-31 20:30 | 424 | 398
2017-08-31 21:00 | 409 | 375
2017-08-31 21:30 | 403 | 369
2017-08-31 22:00 | 392 | 354
2017-08-31 22:30 | 407 | 366
2017-08-31 23:00 | 408 | 361
2017-08-31 23:30 | 398 | 348
2017-09-01 | 383 | 332
2017-09-01 00:30 | 373 | 322
2017-09-01 01:00 | 366 | 312
2017-09-01 01:30 | 358 | 303
2017-09-01 02:00 | 350 | 296
2017-09-01 02:30 | 345 | 291
2017-09-01 03:00 | 343 | 289
2017-09-01 03:30 | 343 | 288
2017-09-01 04:00 | 345 | 291
2017-09-01 04:30 | 346 | 292
2017-09-01 05:00 | 346 | 293
2017-09-01 05:30 | 356 | 306
2017-09-01 06:00 | 366 | 319
2017-09-01 06:30 | 388 | 348
2017-09-01 07:00 | 380 | 342
2017-09-01 07:30 | 388 | 356
2017-09-01 08:00 | 371 | 328
2017-09-01 08:30 | 369 | 318
2017-09-01 09:00 | 354 | 308
2017-09-01 09:30 | 378 | 308
2017-09-01 10:00 | 373 | 300
2017-09-01 10:30 | 353 | 290
2017-09-01 11:00 | 314 | 295
2017-09-01 11:30 | 315 | 294
2017-09-01 12:00 | 319 | 297
2017-09-01 12:30 | 357 | 331
2017-09-01 13:00 | 356 | 329
2017-09-01 13:30 | 343 | 311
2017-09-01 14:00 | 343 | 310
2017-09-01 14:30 | 286 | 251
2017-09-01 15:00 | 252 | 217
2017-09-01 15:30 | 249 | 214
2017-09-01 16:00 | 275 | 224
2017-09-01 16:30 | 280 | 246
2017-09-01 17:00 | 299 | 257
2017-09-01 17:30 | 333 | 268
2017-09-01 18:00 | 325 | 275
2017-09-01 18:30 | 315 | 294
2017-09-01 19:00 | 355 | 334
2017-09-01 19:30 | 409 | 386
2017-09-01 20:00 | 414 | 391
2017-09-01 20:30 | 406 | 381
2017-09-01 21:00 | 395 | 367
2017-09-01 21:30 | 381 | 352
2017-09-01 22:00 | 366 | 336
2017-09-01 22:30 | 374 | 346
2017-09-01 23:00 | 390 | 354
2017-09-01 23:30 | 378 | 338
2017-09-02 | 367 | 325
2017-09-02 00:30 | 367 | 324
2017-09-02 01:00 | 357 | 311
2017-09-02 01:30 | 354 | 305
2017-09-02 02:00 | 351 | 300
2017-09-02 02:30 | 346 | 292
2017-09-02 03:00 | 345 | 291
2017-09-02 03:30 | 345 | 290
2017-09-02 04:00 | 344 | 289
2017-09-02 04:30 | 340 | 284
2017-09-02 05:00 | 344 | 287
2017-09-02 05:30 | 345 | 290
2017-09-02 06:00 | 345 | 291
2017-09-02 06:30 | 353 | 301
2017-09-02 07:00 | 335 | 283
2017-09-02 07:30 | 336 | 289
2017-09-02 08:00 | 342 | 298
2017-09-02 08:30 | 350 | 312
2017-09-02 09:00 | 351 | 315
2017-09-02 09:30 | 345 | 307
2017-09-02 10:00 | 265 | 220
2017-09-02 10:30 | 225 | 179
2017-09-02 11:00 | 214 | 165
2017-09-02 11:30 | 211 | 159
2017-09-02 12:00 | 211 | 159
2017-09-02 12:30 | 202 | 153
2017-09-02 13:00 | 193 | 152
2017-09-02 13:30 | 188 | 152
2017-09-02 14:00 | 176 | 145
2017-09-02 14:30 | 175 | 144
2017-09-02 15:00 | 208 | 146
2017-09-02 15:30 | 230 | 160
2017-09-02 16:00 | 261 | 167
2017-09-02 16:30 | 270 | 178
2017-09-02 17:00 | 279 | 194
2017-09-02 17:30 | 275 | 208
2017-09-02 18:00 | 292 | 253
2017-09-02 18:30 | 336 | 299
2017-09-02 19:00 | 308 | 273
2017-09-02 19:30 | 403 | 374
2017-09-02 20:00 | 412 | 383
2017-09-02 20:30 | 399 | 367
2017-09-02 21:00 | 394 | 360
2017-09-02 21:30 | 382 | 345
2017-09-02 22:00 | 376 | 337
2017-09-02 22:30 | 382 | 341
2017-09-02 23:00 | 385 | 343
2017-09-02 23:30 | 373 | 328
2017-09-03 | 366 | 319
2017-09-03 00:30 | 362 | 313
2017-09-03 01:00 | 353 | 301
2017-09-03 01:30 | 344 | 290
2017-09-03 02:00 | 342 | 284
2017-09-03 02:30 | 339 | 277
2017-09-03 03:00 | 337 | 274
2017-09-03 03:30 | 337 | 274
2017-09-03 04:00 | 340 | 276
2017-09-03 04:30 | 338 | 273
2017-09-03 05:00 | 336 | 273
2017-09-03 05:30 | 336 | 273
2017-09-03 06:00 | 337 | 276
2017-09-03 06:30 | 344 | 283
2017-09-03 07:00 | 325 | 262
2017-09-03 07:30 | 326 | 264
2017-09-03 08:00 | 331 | 273
2017-09-03 08:30 | 338 | 283
2017-09-03 09:00 | 342 | 291
2017-09-03 09:30 | 339 | 291
2017-09-03 10:00 | 337 | 291
2017-09-03 10:30 | 336 | 291
2017-09-03 11:00 | 336 | 290
2017-09-03 11:30 | 330 | 284
2017-09-03 12:00 | 325 | 278
2017-09-03 12:30 | 324 | 277
2017-09-03 13:00 | 322 | 275
2017-09-03 13:30 | 322 | 275
2017-09-03 14:00 | 322 | 275
2017-09-03 14:30 | 311 | 263
2017-09-03 15:00 | 319 | 273
2017-09-03 15:30 | 328 | 283
2017-09-03 16:00 | 337 | 298
2017-09-03 16:30 | 343 | 305
2017-09-03 17:00 | 355 | 319
2017-09-03 17:30 | 376 | 342
2017-09-03 18:00 | 410 | 380
2017-09-03 18:30 | 431 | 406
2017-09-03 19:00 | 446 | 427
2017-09-03 19:30 | 439 | 418
2017-09-03 20:00 | 401 | 379
2017-09-03 20:30 | 384 | 363
2017-09-03 21:00 | 376 | 352
2017-09-03 21:30 | 364 | 336
2017-09-03 22:00 | 347 | 315
2017-09-03 22:30 | 347 | 313
2017-09-03 23:00 | 352 | 318
2017-09-03 23:30 | 336 | 302
2017-09-04 | 324 | 286
2017-09-04 00:30 | 324 | 283
2017-09-04 01:00 | 315 | 272
2017-09-04 01:30 | 308 | 264
2017-09-04 02:00 | 306 | 261
2017-09-04 02:30 | 303 | 256
2017-09-04 03:00 | 304 | 258
2017-09-04 03:30 | 308 | 262
2017-09-04 04:00 | 310 | 265
2017-09-04 04:30 | 310 | 265
2017-09-04 05:00 | 311 | 267
2017-09-04 05:30 | 321 | 280
2017-09-04 06:00 | 331 | 292
2017-09-04 06:30 | 357 | 324
2017-09-04 07:00 | 357 | 328
2017-09-04 07:30 | 366 | 341
2017-09-04 08:00 | 369 | 351
2017-09-04 08:30 | 379 | 345
2017-09-04 09:00 | 365 | 331
2017-09-04 09:30 | 359 | 326
2017-09-04 10:00 | 353 | 321
2017-09-04 10:30 | 347 | 314
2017-09-04 11:00 | 335 | 306
2017-09-04 11:30 | 330 | 301
2017-09-04 12:00 | 330 | 301
2017-09-04 12:30 | 329 | 300
2017-09-04 13:00 | 328 | 300
2017-09-04 13:30 | 332 | 304
2017-09-04 14:00 | 334 | 307
2017-09-04 14:30 | 327 | 300
2017-09-04 15:00 | 330 | 302
2017-09-04 15:30 | 340 | 314
2017-09-04 16:00 | 349 | 323
2017-09-04 16:30 | 361 | 336
2017-09-04 17:00 | 373 | 349
2017-09-04 17:30 | 390 | 366
2017-09-04 18:00 | 421 | 398
2017-09-04 18:30 | 442 | 422
2017-09-04 19:00 | 452 | 430
2017-09-04 19:30 | 451 | 432
2017-09-04 20:00 | 435 | 415
2017-09-04 20:30 | 418 | 394
2017-09-04 21:00 | 405 | 378
2017-09-04 21:30 | 391 | 361
2017-09-04 22:00 | 375 | 340
2017-09-04 22:30 | 379 | 343
2017-09-04 23:00 | 373 | 337
2017-09-04 23:30 | 364 | 323
2017-09-05 | 354 | 311
2017-09-05 00:30 | 344 | 297
2017-09-05 01:00 | 335 | 286
2017-09-05 01:30 | 329 | 283
2017-09-05 02:00 | 320 | 277
2017-09-05 02:30 | 315 | 271
2017-09-05 03:00 | 316 | 271
2017-09-05 03:30 | 320 | 276
2017-09-05 04:00 | 317 | 274
2017-09-05 04:30 | 323 | 281
2017-09-05 05:00 | 331 | 290
2017-09-05 05:30 | 343 | 304
2017-09-05 06:00 | 358 | 323
2017-09-05 06:30 | 378 | 347
2017-09-05 07:00 | 376 | 347
2017-09-05 07:30 | 393 | 363
2017-09-05 08:00 | 395 | 368
2017-09-05 08:30 | 388 | 361
2017-09-05 09:00 | 375 | 349
2017-09-05 09:30 | 370 | 342
2017-09-05 10:00 | 361 | 332
2017-09-05 10:30 | 357 | 329
2017-09-05 11:00 | 354 | 326
2017-09-05 11:30 | 349 | 320
2017-09-05 12:00 | 346 | 318
2017-09-05 12:30 | 349 | 323
2017-09-05 13:00 | 353 | 327
2017-09-05 13:30 | 361 | 335
2017-09-05 14:00 | 362 | 336
2017-09-05 14:30 | 354 | 328
2017-09-05 15:00 | 356 | 330
2017-09-05 15:30 | 364 | 338
2017-09-05 16:00 | 383 | 360
2017-09-05 16:30 | 395 | 374
2017-09-05 17:00 | 407 | 383
2017-09-05 17:30 | 436 | 406
2017-09-05 18:00 | 450 | 420
2017-09-05 18:30 | 466 | 438
2017-09-05 19:00 | 486 | 463
2017-09-05 19:30 | 482 | 457
2017-09-05 20:00 | 466 | 438
2017-09-05 20:30 | 448 | 417
2017-09-05 21:00 | 436 | 401
2017-09-05 21:30 | 423 | 384
2017-09-05 22:00 | 404 | 360
2017-09-05 22:30 | 406 | 363
2017-09-05 23:00 | 405 | 359
2017-09-05 23:30 | 384 | 340
2017-09-06 | 365 | 320
2017-09-06 00:30 | 350 | 302
2017-09-06 01:00 | 343 | 294
2017-09-06 01:30 | 338 | 287
2017-09-06 02:00 | 338 | 286
2017-09-06 02:30 | 333 | 282
2017-09-06 03:00 | 321 | 280
2017-09-06 03:30 | 304 | 278
2017-09-06 04:00 | 323 | 277
2017-09-06 04:30 | 333 | 289
2017-09-06 05:00 | 346 | 305
2017-09-06 05:30 | 363 | 324
2017-09-06 06:00 | 371 | 334
2017-09-06 06:30 | 391 | 358
2017-09-06 07:00 | 386 | 353
2017-09-06 07:30 | 383 | 357
2017-09-06 08:00 | 383 | 359
2017-09-06 08:30 | 368 | 346
2017-09-06 09:00 | 357 | 328
2017-09-06 09:30 | 353 | 318
2017-09-06 10:00 | 344 | 310
2017-09-06 10:30 | 343 | 308
2017-09-06 11:00 | 339 | 304
2017-09-06 11:30 | 332 | 297
2017-09-06 12:00 | 328 | 295
2017-09-06 12:30 | 330 | 298
2017-09-06 13:00 | 336 | 305
2017-09-06 13:30 | 339 | 310
2017-09-06 14:00 | 344 | 316
2017-09-06 14:30 | 325 | 294
2017-09-06 15:00 | 325 | 294
2017-09-06 15:30 | 343 | 312
2017-09-06 16:00 | 360 | 330
2017-09-06 16:30 | 378 | 348
2017-09-06 17:00 | 373 | 343
2017-09-06 17:30 | 353 | 319
2017-09-06 18:00 | 321 | 282
2017-09-06 18:30 | 338 | 302
2017-09-06 19:00 | 356 | 325
2017-09-06 19:30 | 348 | 315
2017-09-06 20:00 | 333 | 297
2017-09-06 20:30 | 317 | 276
2017-09-06 21:00 | 300 | 261
2017-09-06 21:30 | 289 | 246
2017-09-06 22:00 | 270 | 221
2017-09-06 22:30 | 269 | 222
2017-09-06 23:00 | 266 | 215
2017-09-06 23:30 | 248 | 198
2017-09-07 | 227 | 183
2017-09-07 00:30 | 316 | 283
2017-09-07 01:00 | 332 | 301
2017-09-07 01:30 | 337 | 306
2017-09-07 02:00 | 354 | 310
2017-09-07 02:30 | 356 | 307
2017-09-07 03:00 | 355 | 305
2017-09-07 03:30 | 352 | 301
2017-09-07 04:00 | 351 | 298
2017-09-07 04:30 | 354 | 302
2017-09-07 05:00 | 359 | 308
2017-09-07 05:30 | 368 | 319
2017-09-07 06:00 | 381 | 336
2017-09-07 06:30 | 396 | 355
2017-09-07 07:00 | 384 | 345
2017-09-07 07:30 | 396 | 356
2017-09-07 08:00 | 396 | 358
2017-09-07 08:30 | 389 | 353
2017-09-07 09:00 | 381 | 346
2017-09-07 09:30 | 395 | 356
2017-09-07 10:00 | 388 | 350
2017-09-07 10:30 | 386 | 344
2017-09-07 11:00 | 386 | 345
2017-09-07 11:30 | 382 | 341
2017-09-07 12:00 | 375 | 334
2017-09-07 12:30 | 373 | 332
2017-09-07 13:00 | 375 | 336
2017-09-07 13:30 | 379 | 342
2017-09-07 14:00 | 383 | 347
2017-09-07 14:30 | 370 | 333
2017-09-07 15:00 | 385 | 348
2017-09-07 15:30 | 388 | 353
2017-09-07 16:00 | 381 | 344
2017-09-07 16:30 | 332 | 286
2017-09-07 17:00 | 280 | 236
2017-09-07 17:30 | 302 | 260
2017-09-07 18:00 | 315 | 275
2017-09-07 18:30 | 335 | 298
2017-09-07 19:00 | 353 | 321
2017-09-07 19:30 | 348 | 319
2017-09-07 20:00 | 337 | 306
2017-09-07 20:30 | 315 | 280
2017-09-07 21:00 | 295 | 255
2017-09-07 21:30 | 278 | 233
2017-09-07 22:00 | 267 | 216
2017-09-07 22:30 | 267 | 217
2017-09-07 23:00 | 267 | 215
2017-09-07 23:30 | 238 | 194
2017-09-08 | 221 | 175
2017-09-08 00:30 | 314 | 277
2017-09-08 01:00 | 327 | 291
2017-09-08 01:30 | 324 | 286
2017-09-08 02:00 | 320 | 280
2017-09-08 02:30 | 315 | 274
2017-09-08 03:00 | 311 | 269
2017-09-08 03:30 | 309 | 267
2017-09-08 04:00 | 309 | 267
2017-09-08 04:30 | 310 | 268
2017-09-08 05:00 | 312 | 272
2017-09-08 05:30 | 321 | 282
2017-09-08 06:00 | 333 | 297
2017-09-08 06:30 | 355 | 324
2017-09-08 07:00 | 358 | 330
2017-09-08 07:30 | 365 | 343
2017-09-08 08:00 | 377 | 351
2017-09-08 08:30 | 379 | 347
2017-09-08 09:00 | 371 | 340
2017-09-08 09:30 | 360 | 330
2017-09-08 10:00 | 352 | 321
2017-09-08 10:30 | 356 | 325
2017-09-08 11:00 | 347 | 316
2017-09-08 11:30 | 336 | 304
2017-09-08 12:00 | 335 | 303
2017-09-08 12:30 | 338 | 306
2017-09-08 13:00 | 345 | 315
2017-09-08 13:30 | 347 | 318
2017-09-08 14:00 | 354 | 324
2017-09-08 14:30 | 354 | 323
2017-09-08 15:00 | 350 | 318
2017-09-08 15:30 | 356 | 324
2017-09-08 16:00 | 365 | 333
2017-09-08 16:30 | 377 | 346
2017-09-08 17:00 | 331 | 298
2017-09-08 17:30 | 281 | 243
2017-09-08 18:00 | 301 | 265
2017-09-08 18:30 | 314 | 281
2017-09-08 19:00 | 320 | 288
2017-09-08 19:30 | 303 | 269
2017-09-08 20:00 | 290 | 252
2017-09-08 20:30 | 277 | 235
2017-09-08 21:00 | 266 | 221
2017-09-08 21:30 | 256 | 206
2017-09-08 22:00 | 242 | 190
2017-09-08 22:30 | 240 | 197
2017-09-08 23:00 | 238 | 201
2017-09-08 23:30 | 224 | 183
2017-09-09 | 215 | 170
2017-09-09 00:30 | 308 | 270
2017-09-09 01:00 | 320 | 282
2017-09-09 01:30 | 313 | 273
2017-09-09 02:00 | 309 | 267
2017-09-09 02:30 | 307 | 264
2017-09-09 03:00 | 295 | 260
2017-09-09 03:30 | 299 | 259
2017-09-09 04:00 | 296 | 255
2017-09-09 04:30 | 299 | 257
2017-09-09 05:00 | 303 | 261
2017-09-09 05:30 | 309 | 268
2017-09-09 06:00 | 313 | 274
2017-09-09 06:30 | 324 | 286
2017-09-09 07:00 | 302 | 262
2017-09-09 07:30 | 301 | 264
2017-09-09 08:00 | 304 | 271
2017-09-09 08:30 | 310 | 280
2017-09-09 09:00 | 312 | 285
2017-09-09 09:30 | 308 | 282
2017-09-09 10:00 | 304 | 279
2017-09-09 10:30 | 304 | 279
2017-09-09 11:00 | 295 | 270
2017-09-09 11:30 | 292 | 267
2017-09-09 12:00 | 293 | 268
2017-09-09 12:30 | 287 | 260
2017-09-09 13:00 | 277 | 248
2017-09-09 13:30 | 278 | 247
2017-09-09 14:00 | 272 | 243
2017-09-09 14:30 | 275 | 245
2017-09-09 15:00 | 281 | 251
2017-09-09 15:30 | 296 | 267
2017-09-09 16:00 | 315 | 290
2017-09-09 16:30 | 328 | 304
2017-09-09 17:00 | 340 | 317
2017-09-09 17:30 | 357 | 334
2017-09-09 18:00 | 370 | 348
2017-09-09 18:30 | 397 | 373
2017-09-09 19:00 | 415 | 392
2017-09-09 19:30 | 402 | 378
2017-09-09 20:00 | 386 | 361
2017-09-09 20:30 | 375 | 349
2017-09-09 21:00 | 368 | 341
2017-09-09 21:30 | 356 | 326
2017-09-09 22:00 | 343 | 311
2017-09-09 22:30 | 353 | 320
2017-09-09 23:00 | 360 | 324
2017-09-09 23:30 | 349 | 311
2017-09-10 | 330 | 288
2017-09-10 00:30 | 326 | 283
2017-09-10 01:00 | 311 | 268
2017-09-10 01:30 | 304 | 263
2017-09-10 02:00 | 298 | 256
2017-09-10 02:30 | 295 | 253
2017-09-10 03:00 | 292 | 249
2017-09-10 03:30 | 290 | 247
2017-09-10 04:00 | 288 | 245
2017-09-10 04:30 | 290 | 247
2017-09-10 05:00 | 293 | 248
2017-09-10 05:30 | 294 | 251
2017-09-10 06:00 | 296 | 255
2017-09-10 06:30 | 301 | 259
2017-09-10 07:00 | 281 | 237
2017-09-10 07:30 | 274 | 231
2017-09-10 08:00 | 281 | 242
2017-09-10 08:30 | 290 | 254
2017-09-10 09:00 | 293 | 259
2017-09-10 09:30 | 297 | 264
2017-09-10 10:00 | 296 | 264
2017-09-10 10:30 | 290 | 260
2017-09-10 11:00 | 282 | 251
2017-09-10 11:30 | 276 | 245
2017-09-10 12:00 | 274 | 244
2017-09-10 12:30 | 267 | 236
2017-09-10 13:00 | 265 | 234
2017-09-10 13:30 | 262 | 229
2017-09-10 14:00 | 262 | 231
2017-09-10 14:30 | 254 | 221
2017-09-10 15:00 | 260 | 229
2017-09-10 15:30 | 272 | 242
2017-09-10 16:00 | 291 | 263
2017-09-10 16:30 | 310 | 283
2017-09-10 17:00 | 326 | 295
2017-09-10 17:30 | 371 | 345
2017-09-10 18:00 | 403 | 380
2017-09-10 18:30 | 420 | 399
2017-09-10 19:00 | 445 | 426
2017-09-10 19:30 | 437 | 417
2017-09-10 20:00 | 420 | 395
2017-09-10 20:30 | 398 | 370
2017-09-10 21:00 | 381 | 352
2017-09-10 21:30 | 370 | 338
2017-09-10 22:00 | 356 | 320
2017-09-10 22:30 | 354 | 317
2017-09-10 23:00 | 349 | 315
2017-09-10 23:30 | 338 | 301
2017-09-11 | 326 | 286
2017-09-11 00:30 | 320 | 280
2017-09-11 01:00 | 313 | 271
2017-09-11 01:30 | 311 | 267
2017-09-11 02:00 | 306 | 260
2017-09-11 02:30 | 302 | 255
2017-09-11 03:00 | 286 | 253
2017-09-11 03:30 | 280 | 251
2017-09-11 04:00 | 294 | 265
2017-09-11 04:30 | 311 | 265
2017-09-11 05:00 | 320 | 267
2017-09-11 05:30 | 327 | 277
2017-09-11 06:00 | 337 | 292
2017-09-11 06:30 | 361 | 321
2017-09-11 07:00 | 354 | 321
2017-09-11 07:30 | 358 | 330
2017-09-11 08:00 | 362 | 338
2017-09-11 08:30 | 359 | 336
2017-09-11 09:00 | 348 | 326
2017-09-11 09:30 | 350 | 325
2017-09-11 10:00 | 339 | 312
2017-09-11 10:30 | 334 | 307
2017-09-11 11:00 | 333 | 306
2017-09-11 11:30 | 339 | 313
2017-09-11 12:00 | 330 | 304
2017-09-11 12:30 | 322 | 296
2017-09-11 13:00 | 327 | 302
2017-09-11 13:30 | 337 | 312
2017-09-11 14:00 | 344 | 320
2017-09-11 14:30 | 342 | 318
2017-09-11 15:00 | 340 | 316
2017-09-11 15:30 | 342 | 318
2017-09-11 16:00 | 349 | 325
2017-09-11 16:30 | 297 | 270
2017-09-11 17:00 | 235 | 202
2017-09-11 17:30 | 243 | 207
2017-09-11 18:00 | 272 | 240
2017-09-11 18:30 | 294 | 267
2017-09-11 19:00 | 315 | 290
2017-09-11 19:30 | 402 | 381
2017-09-11 20:00 | 424 | 403
2017-09-11 20:30 | 409 | 386
2017-09-11 21:00 | 394 | 368
2017-09-11 21:30 | 381 | 353
2017-09-11 22:00 | 367 | 334
2017-09-11 22:30 | 375 | 340
2017-09-11 23:00 | 365 | 331
2017-09-11 23:30 | 349 | 314
2017-09-12 | 339 | 301
2017-09-12 00:30 | 330 | 291
2017-09-12 01:00 | 317 | 277
2017-09-12 01:30 | 310 | 271
2017-09-12 02:00 | 307 | 267
2017-09-12 02:30 | 300 | 260
2017-09-12 03:00 | 297 | 256
2017-09-12 03:30 | 300 | 259
2017-09-12 04:00 | 299 | 258
2017-09-12 04:30 | 301 | 260
2017-09-12 05:00 | 302 | 262
2017-09-12 05:30 | 315 | 279
2017-09-12 06:00 | 333 | 300
2017-09-12 06:30 | 355 | 326
2017-09-12 07:00 | 356 | 330
2017-09-12 07:30 | 367 | 344
2017-09-12 08:00 | 378 | 356
2017-09-12 08:30 | 374 | 354
2017-09-12 09:00 | 363 | 343
2017-09-12 09:30 | 363 | 344
2017-09-12 10:00 | 353 | 333
2017-09-12 10:30 | 347 | 327
2017-09-12 11:00 | 349 | 326
2017-09-12 11:30 | 351 | 329
2017-09-12 12:00 | 346 | 324
2017-09-12 12:30 | 344 | 321
2017-09-12 13:00 | 343 | 319
2017-09-12 13:30 | 346 | 323
2017-09-12 14:00 | 351 | 328
2017-09-12 14:30 | 344 | 319
2017-09-12 15:00 | 349 | 324
2017-09-12 15:30 | 356 | 330
2017-09-12 16:00 | 366 | 342
2017-09-12 16:30 | 376 | 352
2017-09-12 17:00 | 383 | 358
2017-09-12 17:30 | 403 | 378
2017-09-12 18:00 | 418 | 393
2017-09-12 18:30 | 440 | 418
2017-09-12 19:00 | 457 | 437
2017-09-12 19:30 | 451 | 428
2017-09-12 20:00 | 435 | 410
2017-09-12 20:30 | 419 | 391
2017-09-12 21:00 | 406 | 375
2017-09-12 21:30 | 393 | 357
2017-09-12 22:00 | 381 | 340
2017-09-12 22:30 | 381 | 341
2017-09-12 23:00 | 372 | 336
2017-09-12 23:30 | 360 | 320
2017-09-13 | 349 | 305
2017-09-13 00:30 | 340 | 298
2017-09-13 01:00 | 326 | 287
2017-09-13 01:30 | 322 | 282
2017-09-13 02:00 | 315 | 273
2017-09-13 02:30 | 311 | 269
2017-09-13 03:00 | 308 | 264
2017-09-13 03:30 | 313 | 269
2017-09-13 04:00 | 308 | 263
2017-09-13 04:30 | 309 | 265
2017-09-13 05:00 | 314 | 272
2017-09-13 05:30 | 323 | 284
2017-09-13 06:00 | 335 | 301
2017-09-13 06:30 | 365 | 330
2017-09-13 07:00 | 423 | 393
2017-09-13 07:30 | 433 | 411
2017-09-13 08:00 | 429 | 409
2017-09-13 08:30 | 423 | 404
2017-09-13 09:00 | 388 | 369
2017-09-13 09:30 | 372 | 352
2017-09-13 10:00 | 367 | 346
2017-09-13 10:30 | 366 | 346
2017-09-13 11:00 | 359 | 339
2017-09-13 11:30 | 352 | 332
2017-09-13 12:00 | 351 | 331
2017-09-13 12:30 | 351 | 332
2017-09-13 13:00 | 354 | 335
2017-09-13 13:30 | 356 | 337
2017-09-13 14:00 | 360 | 342
2017-09-13 14:30 | 364 | 347
2017-09-13 15:00 | 373 | 357
2017-09-13 15:30 | 384 | 368
2017-09-13 16:00 | 393 | 378
2017-09-13 16:30 | 397 | 382
2017-09-13 17:00 | 409 | 395
2017-09-13 17:30 | 420 | 407
2017-09-13 18:00 | 429 | 416
2017-09-13 18:30 | 460 | 446
2017-09-13 19:00 | 482 | 470
2017-09-13 19:30 | 471 | 459
2017-09-13 20:00 | 456 | 442
2017-09-13 20:30 | 441 | 425
2017-09-13 21:00 | 429 | 410
2017-09-13 21:30 | 410 | 388
2017-09-13 22:00 | 395 | 367
2017-09-13 22:30 | 400 | 369
2017-09-13 23:00 | 400 | 368
2017-09-13 23:30 | 384 | 347
2017-09-14 | 376 | 338
2017-09-14 00:30 | 361 | 326
2017-09-14 01:00 | 347 | 310
2017-09-14 01:30 | 342 | 303
2017-09-14 02:00 | 339 | 299
2017-09-14 02:30 | 336 | 297
2017-09-14 03:00 | 333 | 295
2017-09-14 03:30 | 335 | 297
2017-09-14 04:00 | 331 | 293
2017-09-14 04:30 | 333 | 295
2017-09-14 05:00 | 339 | 302
2017-09-14 05:30 | 350 | 314
2017-09-14 06:00 | 365 | 330
2017-09-14 06:30 | 391 | 357
2017-09-14 07:00 | 399 | 368
2017-09-14 07:30 | 391 | 365
2017-09-14 08:00 | 401 | 381
2017-09-14 08:30 | 397 | 379
2017-09-14 09:00 | 377 | 359
2017-09-14 09:30 | 362 | 343
2017-09-14 10:00 | 356 | 336
2017-09-14 10:30 | 346 | 328
2017-09-14 11:00 | 332 | 315
2017-09-14 11:30 | 332 | 316
2017-09-14 12:00 | 336 | 320
2017-09-14 12:30 | 318 | 301
2017-09-14 13:00 | 290 | 273
2017-09-14 13:30 | 292 | 275
2017-09-14 14:00 | 306 | 290
2017-09-14 14:30 | 322 | 308
2017-09-14 15:00 | 330 | 320
2017-09-14 15:30 | 352 | 340
2017-09-14 16:00 | 369 | 357
2017-09-14 16:30 | 396 | 385
2017-09-14 17:00 | 425 | 414
2017-09-14 17:30 | 392 | 375
2017-09-14 18:00 | 396 | 381
2017-09-14 18:30 | 356 | 339
2017-09-14 19:00 | 361 | 347
2017-09-14 19:30 | 348 | 332
2017-09-14 20:00 | 329 | 311
2017-09-14 20:30 | 310 | 289
2017-09-14 21:00 | 294 | 271
2017-09-14 21:30 | 277 | 250
2017-09-14 22:00 | 257 | 227
2017-09-14 22:30 | 260 | 231
2017-09-14 23:00 | 245 | 224
2017-09-14 23:30 | 226 | 206
2017-09-15 | 208 | 191
2017-09-15 00:30 | 301 | 286
2017-09-15 01:00 | 319 | 302
2017-09-15 01:30 | 312 | 295
2017-09-15 02:00 | 305 | 286
2017-09-15 02:30 | 299 | 279
2017-09-15 03:00 | 296 | 276
2017-09-15 03:30 | 295 | 275
2017-09-15 04:00 | 294 | 274
2017-09-15 04:30 | 295 | 274
2017-09-15 05:00 | 300 | 280
2017-09-15 05:30 | 311 | 292
2017-09-15 06:00 | 327 | 311
2017-09-15 06:30 | 357 | 344
2017-09-15 07:00 | 367 | 356
2017-09-15 07:30 | 373 | 364
2017-09-15 08:00 | 383 | 376
2017-09-15 08:30 | 395 | 380
2017-09-15 09:00 | 394 | 377
2017-09-15 09:30 | 390 | 373
2017-09-15 10:00 | 381 | 363
2017-09-15 10:30 | 377 | 359
2017-09-15 11:00 | 374 | 357
2017-09-15 11:30 | 370 | 353
2017-09-15 12:00 | 366 | 348
2017-09-15 12:30 | 333 | 318
2017-09-15 13:00 | 296 | 285
2017-09-15 13:30 | 296 | 284
2017-09-15 14:00 | 306 | 291
2017-09-15 14:30 | 309 | 294
2017-09-15 15:00 | 351 | 337
2017-09-15 15:30 | 328 | 314
2017-09-15 16:00 | 324 | 309
2017-09-15 16:30 | 333 | 313
2017-09-15 17:00 | 361 | 340
2017-09-15 17:30 | 391 | 370
2017-09-15 18:00 | 404 | 379
2017-09-15 18:30 | 411 | 389
2017-09-15 19:00 | 426 | 406
2017-09-15 19:30 | 421 | 400
2017-09-15 20:00 | 405 | 382
2017-09-15 20:30 | 388 | 363
2017-09-15 21:00 | 377 | 350
2017-09-15 21:30 | 371 | 341
2017-09-15 22:00 | 355 | 323
2017-09-15 22:30 | 367 | 333
2017-09-15 23:00 | 368 | 332
2017-09-15 23:30 | 356 | 318
2017-09-16 | 343 | 302
2017-09-16 00:30 | 322 | 293
2017-09-16 01:00 | 309 | 282
2017-09-16 01:30 | 302 | 274
2017-09-16 02:00 | 295 | 270
2017-09-16 02:30 | 292 | 268
2017-09-16 03:00 | 291 | 266
2017-09-16 03:30 | 293 | 268
2017-09-16 04:00 | 299 | 274
2017-09-16 04:30 | 299 | 273
2017-09-16 05:00 | 298 | 272
2017-09-16 05:30 | 299 | 274
2017-09-16 06:00 | 307 | 282
2017-09-16 06:30 | 317 | 294
2017-09-16 07:00 | 299 | 275
2017-09-16 07:30 | 303 | 282
2017-09-16 08:00 | 305 | 286
2017-09-16 08:30 | 316 | 300
2017-09-16 09:00 | 311 | 297
2017-09-16 09:30 | 315 | 299
2017-09-16 10:00 | 304 | 288
2017-09-16 10:30 | 298 | 281
2017-09-16 11:00 | 249 | 232
2017-09-16 11:30 | 218 | 200
2017-09-16 12:00 | 210 | 191
2017-09-16 12:30 | 207 | 187
2017-09-16 13:00 | 207 | 186
2017-09-16 13:30 | 206 | 185
2017-09-16 14:00 | 207 | 187
2017-09-16 14:30 | 231 | 213
2017-09-16 15:00 | 270 | 253
2017-09-16 15:30 | 274 | 258
2017-09-16 16:00 | 289 | 274
2017-09-16 16:30 | 310 | 296
2017-09-16 17:00 | 327 | 314
2017-09-16 17:30 | 341 | 329
2017-09-16 18:00 | 358 | 347
2017-09-16 18:30 | 378 | 369
2017-09-16 19:00 | 400 | 390
2017-09-16 19:30 | 408 | 397
2017-09-16 20:00 | 394 | 381
2017-09-16 20:30 | 375 | 360
2017-09-16 21:00 | 362 | 346
2017-09-16 21:30 | 352 | 333
2017-09-16 22:00 | 345 | 321
2017-09-16 22:30 | 355 | 331
2017-09-16 23:00 | 354 | 329
2017-09-16 23:30 | 345 | 317
2017-09-17 | 327 | 302
2017-09-17 00:30 | 315 | 289
2017-09-17 01:00 | 310 | 282
2017-09-17 01:30 | 304 | 275
2017-09-17 02:00 | 294 | 264
2017-09-17 02:30 | 290 | 261
2017-09-17 03:00 | 287 | 260
2017-09-17 03:30 | 287 | 260
2017-09-17 04:00 | 283 | 255
2017-09-17 04:30 | 286 | 258
2017-09-17 05:00 | 287 | 259
2017-09-17 05:30 | 285 | 257
2017-09-17 06:00 | 287 | 259
2017-09-17 06:30 | 290 | 262
2017-09-17 07:00 | 282 | 254
2017-09-17 07:30 | 266 | 239
2017-09-17 08:00 | 270 | 244
2017-09-17 08:30 | 276 | 252
2017-09-17 09:00 | 284 | 263
2017-09-17 09:30 | 290 | 270
2017-09-17 10:00 | 292 | 270
2017-09-17 10:30 | 292 | 267
2017-09-17 11:00 | 291 | 266
2017-09-17 11:30 | 293 | 269
2017-09-17 12:00 | 279 | 253
2017-09-17 12:30 | 277 | 251
2017-09-17 13:00 | 275 | 249
2017-09-17 13:30 | 278 | 253
2017-09-17 14:00 | 278 | 252
2017-09-17 14:30 | 286 | 262
2017-09-17 15:00 | 304 | 281
2017-09-17 15:30 | 306 | 283
2017-09-17 16:00 | 320 | 298
2017-09-17 16:30 | 336 | 316
2017-09-17 17:00 | 345 | 326
2017-09-17 17:30 | 371 | 342
2017-09-17 18:00 | 395 | 362
2017-09-17 18:30 | 419 | 389
2017-09-17 19:00 | 432 | 405
2017-09-17 19:30 | 425 | 391
2017-09-17 20:00 | 412 | 374
2017-09-17 20:30 | 398 | 357
2017-09-17 21:00 | 389 | 345
2017-09-17 21:30 | 378 | 332
2017-09-17 22:00 | 364 | 314
2017-09-17 22:30 | 359 | 318
2017-09-17 23:00 | 356 | 316
2017-09-17 23:30 | 347 | 304
2017-09-18 | 339 | 293
2017-09-18 00:30 | 330 | 282
2017-09-18 01:00 | 330 | 282
2017-09-18 01:30 | 327 | 277
2017-09-18 02:00 | 325 | 276
2017-09-18 02:30 | 319 | 268
2017-09-18 03:00 | 317 | 266
2017-09-18 03:30 | 315 | 263
2017-09-18 04:00 | 314 | 263
2017-09-18 04:30 | 315 | 264
2017-09-18 05:00 | 315 | 264
2017-09-18 05:30 | 326 | 279
2017-09-18 06:00 | 335 | 291
2017-09-18 06:30 | 351 | 311
2017-09-18 07:00 | 341 | 304
2017-09-18 07:30 | 343 | 313
2017-09-18 08:00 | 353 | 330
2017-09-18 08:30 | 363 | 344
2017-09-18 09:00 | 365 | 346
2017-09-18 09:30 | 355 | 337
2017-09-18 10:00 | 351 | 333
2017-09-18 10:30 | 333 | 316
2017-09-18 11:00 | 281 | 261
2017-09-18 11:30 | 275 | 254
2017-09-18 12:00 | 276 | 255
2017-09-18 12:30 | 279 | 258
2017-09-18 13:00 | 285 | 265
2017-09-18 13:30 | 295 | 276
2017-09-18 14:00 | 300 | 281
2017-09-18 14:30 | 329 | 312
2017-09-18 15:00 | 313 | 295
2017-09-18 15:30 | 304 | 280
2017-09-18 16:00 | 295 | 267
2017-09-18 16:30 | 300 | 271
2017-09-18 17:00 | 337 | 310
2017-09-18 17:30 | 395 | 367
2017-09-18 18:00 | 403 | 378
2017-09-18 18:30 | 363 | 338
2017-09-18 19:00 | 349 | 324
2017-09-18 19:30 | 319 | 292
2017-09-18 20:00 | 304 | 275
2017-09-18 20:30 | 389 | 362
2017-09-18 21:00 | 403 | 373
2017-09-18 21:30 | 388 | 354
2017-09-18 22:00 | 363 | 334
2017-09-18 22:30 | 368 | 339
2017-09-18 23:00 | 367 | 335
2017-09-18 23:30 | 354 | 320
2017-09-19 | 347 | 311
2017-09-19 00:30 | 346 | 309
2017-09-19 01:00 | 340 | 301
2017-09-19 01:30 | 338 | 298
2017-09-19 02:00 | 337 | 297
2017-09-19 02:30 | 335 | 292
2017-09-19 03:00 | 329 | 285
2017-09-19 03:30 | 328 | 284
2017-09-19 04:00 | 326 | 282
2017-09-19 04:30 | 329 | 286
2017-09-19 05:00 | 337 | 294
2017-09-19 05:30 | 348 | 307
2017-09-19 06:00 | 365 | 329
2017-09-19 06:30 | 386 | 350
2017-09-19 07:00 | 373 | 335
2017-09-19 07:30 | 386 | 355
2017-09-19 08:00 | 399 | 372
2017-09-19 08:30 | 408 | 384
2017-09-19 09:00 | 416 | 393
2017-09-19 09:30 | 421 | 399
2017-09-19 10:00 | 381 | 359
2017-09-19 10:30 | 306 | 279
2017-09-19 11:00 | 303 | 277
2017-09-19 11:30 | 324 | 299
2017-09-19 12:00 | 403 | 381
2017-09-19 12:30 | 400 | 377
2017-09-19 13:00 | 400 | 375
2017-09-19 13:30 | 396 | 372
2017-09-19 14:00 | 406 | 382
2017-09-19 14:30 | 412 | 388
2017-09-19 15:00 | 409 | 384
2017-09-19 15:30 | 395 | 369
2017-09-19 16:00 | 387 | 362
2017-09-19 16:30 | 345 | 317
2017-09-19 17:00 | 354 | 325
2017-09-19 17:30 | 363 | 333
2017-09-19 18:00 | 392 | 365
2017-09-19 18:30 | 420 | 397
2017-09-19 19:00 | 431 | 410
2017-09-19 19:30 | 421 | 399
2017-09-19 20:00 | 428 | 406
2017-09-19 20:30 | 451 | 428
2017-09-19 21:00 | 437 | 412
2017-09-19 21:30 | 425 | 395
2017-09-19 22:00 | 403 | 369
2017-09-19 22:30 | 410 | 373
2017-09-19 23:00 | 411 | 378
2017-09-19 23:30 | 397 | 367
2017-09-20 | 373 | 340
2017-09-20 00:30 | 361 | 325
2017-09-20 01:00 | 349 | 309
2017-09-20 01:30 | 342 | 300
2017-09-20 02:00 | 335 | 292
2017-09-20 02:30 | 333 | 288
2017-09-20 03:00 | 332 | 287
2017-09-20 03:30 | 331 | 286
2017-09-20 04:00 | 327 | 282
2017-09-20 04:30 | 331 | 285
2017-09-20 05:00 | 335 | 289
2017-09-20 05:30 | 339 | 294
2017-09-20 06:00 | 329 | 266
2017-09-20 06:30 | 310 | 266
2017-09-20 07:00 | 301 | 258
2017-09-20 07:30 | 300 | 266
2017-09-20 08:00 | 310 | 282
2017-09-20 08:30 | 307 | 283
2017-09-20 09:00 | 302 | 280
2017-09-20 09:30 | 293 | 269
2017-09-20 10:00 | 306 | 277
2017-09-20 10:30 | 308 | 280
2017-09-20 11:00 | 299 | 271
2017-09-20 11:30 | 292 | 264
2017-09-20 12:00 | 280 | 252
2017-09-20 12:30 | 240 | 204
2017-09-20 13:00 | 246 | 209
2017-09-20 13:30 | 251 | 214
2017-09-20 14:00 | 253 | 220
2017-09-20 14:30 | 262 | 228
2017-09-20 15:00 | 270 | 236
2017-09-20 15:30 | 276 | 243
2017-09-20 16:00 | 277 | 246
2017-09-20 16:30 | 283 | 252
2017-09-20 17:00 | 294 | 264
2017-09-20 17:30 | 299 | 267
2017-09-20 18:00 | 299 | 265
2017-09-20 18:30 | 314 | 283
2017-09-20 19:00 | 343 | 319
2017-09-20 19:30 | 351 | 330
2017-09-20 20:00 | 355 | 341
2017-09-20 20:30 | 396 | 380
2017-09-20 21:00 | 386 | 369
2017-09-20 21:30 | 368 | 348
2017-09-20 22:00 | 357 | 336
2017-09-20 22:30 | 368 | 345
2017-09-20 23:00 | 362 | 339
2017-09-20 23:30 | 349 | 324
2017-09-21 | 339 | 313
2017-09-21 00:30 | 336 | 304
2017-09-21 01:00 | 335 | 298
2017-09-21 01:30 | 331 | 292
2017-09-21 02:00 | 326 | 286
2017-09-21 02:30 | 322 | 282
2017-09-21 03:00 | 319 | 278
2017-09-21 03:30 | 321 | 274
2017-09-21 04:00 | 318 | 271
2017-09-21 04:30 | 318 | 271
2017-09-21 05:00 | 319 | 273
2017-09-21 05:30 | 320 | 276
2017-09-21 06:00 | 334 | 294
2017-09-21 06:30 | 360 | 325
2017-09-21 07:00 | 365 | 338
2017-09-21 07:30 | 338 | 313
2017-09-21 08:00 | 340 | 317
2017-09-21 08:30 | 328 | 309
2017-09-21 09:00 | 291 | 272
2017-09-21 09:30 | 324 | 306
2017-09-21 10:00 | 280 | 260
2017-09-21 10:30 | 272 | 251
2017-09-21 11:00 | 273 | 253
2017-09-21 11:30 | 269 | 246
2017-09-21 12:00 | 272 | 247
2017-09-21 12:30 | 275 | 250
2017-09-21 13:00 | 287 | 263
2017-09-21 13:30 | 325 | 304
2017-09-21 14:00 | 330 | 310
2017-09-21 14:30 | 331 | 311
2017-09-21 15:00 | 333 | 313
2017-09-21 15:30 | 340 | 319
2017-09-21 16:00 | 343 | 322
2017-09-21 16:30 | 361 | 340
2017-09-21 17:00 | 366 | 345
2017-09-21 17:30 | 348 | 325
2017-09-21 18:00 | 376 | 354
2017-09-21 18:30 | 402 | 384
2017-09-21 19:00 | 420 | 404
2017-09-21 19:30 | 431 | 411
2017-09-21 20:00 | 475 | 445
2017-09-21 20:30 | 462 | 427
2017-09-21 21:00 | 445 | 406
2017-09-21 21:30 | 428 | 385
2017-09-21 22:00 | 397 | 365
2017-09-21 22:30 | 417 | 384
2017-09-21 23:00 | 406 | 370
2017-09-21 23:30 | 390 | 353
2017-09-22 | 379 | 338
2017-09-22 00:30 | 371 | 329
2017-09-22 01:00 | 360 | 314
2017-09-22 01:30 | 354 | 304
2017-09-22 02:00 | 351 | 303
2017-09-22 02:30 | 348 | 298
2017-09-22 03:00 | 341 | 291
2017-09-22 03:30 | 340 | 291
2017-09-22 04:00 | 339 | 288
2017-09-22 04:30 | 340 | 291
2017-09-22 05:00 | 342 | 294
2017-09-22 05:30 | 349 | 304
2017-09-22 06:00 | 359 | 316
2017-09-22 06:30 | 374 | 334
2017-09-22 07:00 | 390 | 355
2017-09-22 07:30 | 366 | 337
2017-09-22 08:00 | 370 | 342
2017-09-22 08:30 | 408 | 382
2017-09-22 09:00 | 420 | 392
2017-09-22 09:30 | 428 | 401
2017-09-22 10:00 | 422 | 395
2017-09-22 10:30 | 394 | 366
2017-09-22 11:00 | 389 | 360
2017-09-22 11:30 | 380 | 350
2017-09-22 12:00 | 371 | 340
2017-09-22 12:30 | 370 | 338
2017-09-22 13:00 | 369 | 337
2017-09-22 13:30 | 382 | 352
2017-09-22 14:00 | 410 | 381
2017-09-22 14:30 | 426 | 396
2017-09-22 15:00 | 438 | 411
2017-09-22 15:30 | 432 | 405
2017-09-22 16:00 | 438 | 411
2017-09-22 16:30 | 448 | 421
2017-09-22 17:00 | 446 | 419
2017-09-22 17:30 | 427 | 397
2017-09-22 18:00 | 451 | 421
2017-09-22 18:30 | 461 | 432
2017-09-22 19:00 | 474 | 449
2017-09-22 19:30 | 470 | 445
2017-09-22 20:00 | 453 | 425
2017-09-22 20:30 | 432 | 406
2017-09-22 21:00 | 418 | 391
2017-09-22 21:30 | 403 | 373
2017-09-22 22:00 | 387 | 355
2017-09-22 22:30 | 415 | 386
2017-09-22 23:00 | 405 | 374
2017-09-22 23:30 | 392 | 357
2017-09-23 | 383 | 339
2017-09-23 00:30 | 384 | 329
2017-09-23 01:00 | 378 | 320
2017-09-23 01:30 | 366 | 307
2017-09-23 02:00 | 357 | 301
2017-09-23 02:30 | 352 | 298
2017-09-23 03:00 | 349 | 294
2017-09-23 03:30 | 346 | 292
2017-09-23 04:00 | 348 | 293
2017-09-23 04:30 | 348 | 293
2017-09-23 05:00 | 347 | 293
2017-09-23 05:30 | 354 | 301
2017-09-23 06:00 | 358 | 305
2017-09-23 06:30 | 365 | 313
2017-09-23 07:00 | 371 | 322
2017-09-23 07:30 | 384 | 339
2017-09-23 08:00 | 390 | 348
2017-09-23 08:30 | 396 | 361
2017-09-23 09:00 | 399 | 366
2017-09-23 09:30 | 397 | 364
2017-09-23 10:00 | 363 | 325
2017-09-23 10:30 | 316 | 276
2017-09-23 11:00 | 268 | 222
2017-09-23 11:30 | 241 | 190
2017-09-23 12:00 | 239 | 187
2017-09-23 12:30 | 242 | 190
2017-09-23 13:00 | 277 | 234
2017-09-23 13:30 | 288 | 247
2017-09-23 14:00 | 305 | 266
2017-09-23 14:30 | 316 | 278
2017-09-23 15:00 | 325 | 290
2017-09-23 15:30 | 340 | 306
2017-09-23 16:00 | 348 | 315
2017-09-23 16:30 | 361 | 330
2017-09-23 17:00 | 376 | 346
2017-09-23 17:30 | 393 | 365
2017-09-23 18:00 | 358 | 329
2017-09-23 18:30 | 350 | 322
2017-09-23 19:00 | 364 | 340
2017-09-23 19:30 | 471 | 450
2017-09-23 20:00 | 493 | 468
2017-09-23 20:30 | 471 | 440
2017-09-23 21:00 | 453 | 420
2017-09-23 21:30 | 438 | 403
2017-09-23 22:00 | 421 | 381
2017-09-23 22:30 | 412 | 369
2017-09-23 23:00 | 402 | 354
2017-09-23 23:30 | 387 | 336
2017-09-24 | 377 | 322
2017-09-24 00:30 | 366 | 311
2017-09-24 01:00 | 353 | 301
2017-09-24 01:30 | 346 | 291
2017-09-24 02:00 | 339 | 283
2017-09-24 02:30 | 335 | 277
2017-09-24 03:00 | 333 | 273
2017-09-24 03:30 | 332 | 272
2017-09-24 04:00 | 328 | 267
2017-09-24 04:30 | 330 | 270
2017-09-24 05:00 | 330 | 270
2017-09-24 05:30 | 330 | 270
2017-09-24 06:00 | 330 | 270
2017-09-24 06:30 | 334 | 273
2017-09-24 07:00 | 344 | 286
2017-09-24 07:30 | 351 | 297
2017-09-24 08:00 | 356 | 305
2017-09-24 08:30 | 361 | 313
2017-09-24 09:00 | 361 | 316
2017-09-24 09:30 | 365 | 323
2017-09-24 10:00 | 336 | 292
2017-09-24 10:30 | 322 | 277
2017-09-24 11:00 | 316 | 269
2017-09-24 11:30 | 313 | 267
2017-09-24 12:00 | 309 | 262
2017-09-24 12:30 | 305 | 258
2017-09-24 13:00 | 303 | 257
2017-09-24 13:30 | 330 | 288
2017-09-24 14:00 | 344 | 307
2017-09-24 14:30 | 352 | 315
2017-09-24 15:00 | 360 | 326
2017-09-24 15:30 | 373 | 339
2017-09-24 16:00 | 382 | 351
2017-09-24 16:30 | 399 | 370
2017-09-24 17:00 | 419 | 393
2017-09-24 17:30 | 435 | 411
2017-09-24 18:00 | 453 | 430
2017-09-24 18:30 | 470 | 448
2017-09-24 19:00 | 489 | 471
2017-09-24 19:30 | 480 | 461
2017-09-24 20:00 | 465 | 443
2017-09-24 20:30 | 454 | 430
2017-09-24 21:00 | 443 | 416
2017-09-24 21:30 | 430 | 400
2017-09-24 22:00 | 417 | 384
2017-09-24 22:30 | 401 | 364
2017-09-24 23:00 | 383 | 342
2017-09-24 23:30 | 372 | 325
2017-09-25 | 367 | 315
2017-09-25 00:30 | 361 | 307
2017-09-25 01:00 | 353 | 298
2017-09-25 01:30 | 351 | 294
2017-09-25 02:00 | 344 | 287
2017-09-25 02:30 | 340 | 284
2017-09-25 03:00 | 338 | 281
2017-09-25 03:30 | 339 | 283
2017-09-25 04:00 | 337 | 281
2017-09-25 04:30 | 338 | 280
2017-09-25 05:00 | 341 | 283
2017-09-25 05:30 | 348 | 293
2017-09-25 06:00 | 354 | 301
2017-09-25 06:30 | 370 | 322
2017-09-25 07:00 | 381 | 337
2017-09-25 07:30 | 369 | 329
2017-09-25 08:00 | 379 | 339
2017-09-25 08:30 | 384 | 347
2017-09-25 09:00 | 380 | 347
2017-09-25 09:30 | 373 | 343
2017-09-25 10:00 | 364 | 334
2017-09-25 10:30 | 357 | 326
2017-09-25 11:00 | 333 | 303
2017-09-25 11:30 | 296 | 262
2017-09-25 12:00 | 298 | 263
2017-09-25 12:30 | 299 | 265
2017-09-25 13:00 | 297 | 263
2017-09-25 13:30 | 303 | 269
2017-09-25 14:00 | 309 | 278
2017-09-25 14:30 | 317 | 286
2017-09-25 15:00 | 318 | 287
2017-09-25 15:30 | 275 | 240
2017-09-25 16:00 | 246 | 208
2017-09-25 16:30 | 255 | 218
2017-09-25 17:00 | 269 | 232
2017-09-25 17:30 | 275 | 238
2017-09-25 18:00 | 295 | 259
2017-09-25 18:30 | 318 | 285
2017-09-25 19:00 | 340 | 312
2017-09-25 19:30 | 330 | 300
2017-09-25 20:00 | 314 | 281
2017-09-25 20:30 | 293 | 255
2017-09-25 21:00 | 279 | 236
2017-09-25 21:30 | 390 | 353
2017-09-25 22:00 | 404 | 366
2017-09-25 22:30 | 396 | 350
2017-09-25 23:00 | 397 | 348
2017-09-25 23:30 | 382 | 333
2017-09-26 | 363 | 317
2017-09-26 00:30 | 349 | 309
2017-09-26 01:00 | 345 | 302
2017-09-26 01:30 | 343 | 297
2017-09-26 02:00 | 337 | 291
2017-09-26 02:30 | 337 | 291
2017-09-26 03:00 | 339 | 292
2017-09-26 03:30 | 341 | 293
2017-09-26 04:00 | 343 | 295
2017-09-26 04:30 | 344 | 296
2017-09-26 05:00 | 350 | 303
2017-09-26 05:30 | 355 | 309
2017-09-26 06:00 | 364 | 321
2017-09-26 06:30 | 383 | 345
2017-09-26 07:00 | 384 | 348
2017-09-26 07:30 | 363 | 333
2017-09-26 08:00 | 382 | 352
2017-09-26 08:30 | 418 | 378
2017-09-26 09:00 | 426 | 377
2017-09-26 09:30 | 409 | 367
2017-09-26 10:00 | 399 | 356
2017-09-26 10:30 | 359 | 313
2017-09-26 11:00 | 342 | 294
2017-09-26 11:30 | 335 | 286
2017-09-26 12:00 | 379 | 337
2017-09-26 12:30 | 392 | 350
2017-09-26 13:00 | 383 | 341
2017-09-26 13:30 | 326 | 280
2017-09-26 14:00 | 317 | 271
2017-09-26 14:30 | 322 | 276
2017-09-26 15:00 | 328 | 283
2017-09-26 15:30 | 338 | 296
2017-09-26 16:00 | 352 | 311
2017-09-26 16:30 | 349 | 308
2017-09-26 17:00 | 374 | 335
2017-09-26 17:30 | 368 | 326
2017-09-26 18:00 | 401 | 361
2017-09-26 18:30 | 355 | 324
2017-09-26 19:00 | 400 | 382
2017-09-26 19:30 | 391 | 373
2017-09-26 20:00 | 364 | 344
2017-09-26 20:30 | 342 | 318
2017-09-26 21:00 | 327 | 301
2017-09-26 21:30 | 316 | 285
2017-09-26 22:00 | 349 | 318
2017-09-26 22:30 | 339 | 304
2017-09-26 23:00 | 297 | 256
2017-09-26 23:30 | 389 | 346
2017-09-27 | 386 | 342
2017-09-27 00:30 | 380 | 333
2017-09-27 01:00 | 372 | 320
2017-09-27 01:30 | 370 | 316
2017-09-27 02:00 | 358 | 303
2017-09-27 02:30 | 351 | 295
2017-09-27 03:00 | 325 | 289
2017-09-27 03:30 | 325 | 287
2017-09-27 04:00 | 326 | 288
2017-09-27 04:30 | 331 | 294
2017-09-27 05:00 | 332 | 296
2017-09-27 05:30 | 341 | 307
2017-09-27 06:00 | 348 | 316
2017-09-27 06:30 | 363 | 333
2017-09-27 07:00 | 390 | 352
2017-09-27 07:30 | 380 | 341
2017-09-27 08:00 | 391 | 352
2017-09-27 08:30 | 396 | 362
2017-09-27 09:00 | 393 | 361
2017-09-27 09:30 | 358 | 326
2017-09-27 10:00 | 327 | 292
2017-09-27 10:30 | 328 | 295
2017-09-27 11:00 | 322 | 286
2017-09-27 11:30 | 327 | 299
2017-09-27 12:00 | 321 | 293
2017-09-27 12:30 | 325 | 293
2017-09-27 13:00 | 330 | 301
2017-09-27 13:30 | 330 | 301
2017-09-27 14:00 | 332 | 303
2017-09-27 14:30 | 344 | 317
2017-09-27 15:00 | 396 | 372
2017-09-27 15:30 | 402 | 376
2017-09-27 16:00 | 418 | 395
2017-09-27 16:30 | 412 | 389
2017-09-27 17:00 | 421 | 399
2017-09-27 17:30 | 452 | 429
2017-09-27 18:00 | 470 | 448
2017-09-27 18:30 | 482 | 462
2017-09-27 19:00 | 497 | 480
2017-09-27 19:30 | 491 | 473
2017-09-27 20:00 | 473 | 452
2017-09-27 20:30 | 456 | 432
2017-09-27 21:00 | 442 | 416
2017-09-27 21:30 | 431 | 402
2017-09-27 22:00 | 413 | 380
2017-09-27 22:30 | 421 | 382
2017-09-27 23:00 | 409 | 363
2017-09-27 23:30 | 394 | 344
2017-09-28 | 364 | 329
2017-09-28 00:30 | 347 | 322
2017-09-28 01:00 | 359 | 310
2017-09-28 01:30 | 356 | 302
2017-09-28 02:00 | 350 | 297
2017-09-28 02:30 | 337 | 291
2017-09-28 03:00 | 334 | 288
2017-09-28 03:30 | 327 | 286
2017-09-28 04:00 | 324 | 290
2017-09-28 04:30 | 339 | 297
2017-09-28 05:00 | 340 | 298
2017-09-28 05:30 | 348 | 308
2017-09-28 06:00 | 359 | 322
2017-09-28 06:30 | 379 | 346
2017-09-28 07:00 | 386 | 352
2017-09-28 07:30 | 367 | 335
2017-09-28 08:00 | 378 | 350
2017-09-28 08:30 | 383 | 360
2017-09-28 09:00 | 376 | 356
2017-09-28 09:30 | 369 | 348
2017-09-28 10:00 | 362 | 341
2017-09-28 10:30 | 359 | 338
2017-09-28 11:00 | 352 | 331
2017-09-28 11:30 | 358 | 333
2017-09-28 12:00 | 363 | 338
2017-09-28 12:30 | 369 | 344
2017-09-28 13:00 | 328 | 302
2017-09-28 13:30 | 295 | 268
2017-09-28 14:00 | 300 | 273
2017-09-28 14:30 | 340 | 320
2017-09-28 15:00 | 354 | 336
2017-09-28 15:30 | 344 | 320
2017-09-28 16:00 | 337 | 311
2017-09-28 16:30 | 276 | 252
2017-09-28 17:00 | 257 | 231
2017-09-28 17:30 | 297 | 273
2017-09-28 18:00 | 310 | 287
2017-09-28 18:30 | 271 | 246
2017-09-28 19:00 | 289 | 264
2017-09-28 19:30 | 383 | 365
2017-09-28 20:00 | 407 | 389
2017-09-28 20:30 | 388 | 368
2017-09-28 21:00 | 396 | 374
2017-09-28 21:30 | 383 | 356
2017-09-28 22:00 | 367 | 334
2017-09-28 22:30 | 345 | 310
2017-09-28 23:00 | 328 | 290
2017-09-28 23:30 | 377 | 337
2017-09-29 | 377 | 334
2017-09-29 00:30 | 363 | 325
2017-09-29 01:00 | 354 | 314
2017-09-29 01:30 | 348 | 307
2017-09-29 02:00 | 344 | 301
2017-09-29 02:30 | 336 | 293
2017-09-29 03:00 | 333 | 289
2017-09-29 03:30 | 333 | 288
2017-09-29 04:00 | 332 | 286
2017-09-29 04:30 | 333 | 288
2017-09-29 05:00 | 333 | 289
2017-09-29 05:30 | 342 | 299
2017-09-29 06:00 | 351 | 311
2017-09-29 06:30 | 369 | 331
2017-09-29 07:00 | 386 | 353
2017-09-29 07:30 | 401 | 374
2017-09-29 08:00 | 406 | 381
2017-09-29 08:30 | 412 | 392
2017-09-29 09:00 | 416 | 393
2017-09-29 09:30 | 340 | 321
2017-09-29 10:00 | 256 | 234
2017-09-29 10:30 | 339 | 319
2017-09-29 11:00 | 360 | 340
2017-09-29 11:30 | 357 | 337
2017-09-29 12:00 | 357 | 339
2017-09-29 12:30 | 356 | 336
2017-09-29 13:00 | 307 | 286
2017-09-29 13:30 | 318 | 298
2017-09-29 14:00 | 336 | 317
2017-09-29 14:30 | 345 | 327
2017-09-29 15:00 | 352 | 334
2017-09-29 15:30 | 338 | 321
2017-09-29 16:00 | 308 | 292
2017-09-29 16:30 | 304 | 288
2017-09-29 17:00 | 249 | 231
2017-09-29 17:30 | 292 | 275
2017-09-29 18:00 | 334 | 318
2017-09-29 18:30 | 345 | 330
2017-09-29 19:00 | 361 | 348
2017-09-29 19:30 | 374 | 361
2017-09-29 20:00 | 372 | 358
2017-09-29 20:30 | 378 | 364
2017-09-29 21:00 | 427 | 411
2017-09-29 21:30 | 424 | 406
2017-09-29 22:00 | 410 | 390
2017-09-29 22:30 | 394 | 372
2017-09-29 23:00 | 380 | 355
2017-09-29 23:30 | 391 | 361
2017-09-30 | 379 | 349
2017-09-30 00:30 | 368 | 335
2017-09-30 01:00 | 358 | 323
2017-09-30 01:30 | 351 | 313
2017-09-30 02:00 | 345 | 308
2017-09-30 02:30 | 343 | 305
2017-09-30 03:00 | 347 | 308
2017-09-30 03:30 | 351 | 312
2017-09-30 04:00 | 351 | 312
2017-09-30 04:30 | 349 | 310
2017-09-30 05:00 | 348 | 309
2017-09-30 05:30 | 352 | 313
2017-09-30 06:00 | 355 | 317
2017-09-30 06:30 | 364 | 326
2017-09-30 07:00 | 370 | 333
2017-09-30 07:30 | 379 | 345
2017-09-30 08:00 | 388 | 357
2017-09-30 08:30 | 400 | 374
2017-09-30 09:00 | 405 | 382
2017-09-30 09:30 | 407 | 386
2017-09-30 10:00 | 377 | 355
2017-09-30 10:30 | 355 | 333
2017-09-30 11:00 | 352 | 330
2017-09-30 11:30 | 348 | 325
2017-09-30 12:00 | 343 | 320
2017-09-30 12:30 | 349 | 327
2017-09-30 13:00 | 358 | 336
2017-09-30 13:30 | 391 | 371
2017-09-30 14:00 | 412 | 396
2017-09-30 14:30 | 412 | 397
2017-09-30 15:00 | 416 | 400
2017-09-30 15:30 | 427 | 412
2017-09-30 16:00 | 386 | 372
2017-09-30 16:30 | 378 | 363
2017-09-30 17:00 | 384 | 369
2017-09-30 17:30 | 391 | 377
2017-09-30 18:00 | 401 | 387
2017-09-30 18:30 | 374 | 361
2017-09-30 19:00 | 373 | 356
2017-09-30 19:30 | 409 | 390
2017-09-30 20:00 | 415 | 400
2017-09-30 20:30 | 459 | 445
2017-09-30 21:00 | 455 | 439
2017-09-30 21:30 | 442 | 425
2017-09-30 22:00 | 431 | 412
2017-09-30 22:30 | 417 | 396
2017-09-30 23:00 | 407 | 383
2017-09-30 23:30 | 394 | 367
2017-10-01 | 383 | 355
2017-10-01 00:30 | 377 | 347
2017-10-01 01:00 | 367 | 333
2017-10-01 01:30 | 357 | 322
2017-10-01 02:00 | 354 | 318
2017-10-01 02:30 | 356 | 319
2017-10-01 03:00 | 353 | 316
2017-10-01 03:30 | 350 | 312
2017-10-01 04:00 | 349 | 310
2017-10-01 04:30 | 349 | 310
2017-10-01 05:00 | 347 | 309
2017-10-01 05:30 | 351 | 314
2017-10-01 06:00 | 352 | 314
2017-10-01 06:30 | 355 | 317
2017-10-01 07:00 | 360 | 322
2017-10-01 07:30 | 368 | 333
2017-10-01 08:00 | 380 | 347
2017-10-01 08:30 | 409 | 381
2017-10-01 09:00 | 426 | 400
2017-10-01 09:30 | 429 | 404
2017-10-01 10:00 | 402 | 376
2017-10-01 10:30 | 382 | 356
2017-10-01 11:00 | 372 | 345
2017-10-01 11:30 | 370 | 342
2017-10-01 12:00 | 379 | 352
2017-10-01 12:30 | 377 | 351
2017-10-01 13:00 | 380 | 355
2017-10-01 13:30 | 407 | 383
2017-10-01 14:00 | 420 | 396
2017-10-01 14:30 | 430 | 407
2017-10-01 15:00 | 434 | 411
2017-10-01 15:30 | 441 | 419
2017-10-01 16:00 | 454 | 434
2017-10-01 16:30 | 371 | 348
2017-10-01 17:00 | 372 | 348
2017-10-01 17:30 | 382 | 360
2017-10-01 18:00 | 389 | 369
2017-10-01 18:30 | 390 | 371
2017-10-01 19:00 | 393 | 375
2017-10-01 19:30 | 443 | 426
2017-10-01 20:00 | 458 | 441
2017-10-01 20:30 | 466 | 445
2017-10-01 21:00 | 460 | 440
2017-10-01 21:30 | 452 | 432
2017-10-01 22:00 | 440 | 419
2017-10-01 22:30 | 424 | 401
2017-10-01 23:00 | 409 | 384
2017-10-01 23:30 | 392 | 364
2017-10-02 | 380 | 349
2017-10-02 00:30 | 376 | 342
2017-10-02 01:00 | 366 | 331
2017-10-02 01:30 | 358 | 323
2017-10-02 02:00 | 350 | 315
2017-10-02 02:30 | 348 | 313
2017-10-02 03:00 | 347 | 311
2017-10-02 03:30 | 346 | 309
2017-10-02 04:00 | 347 | 310
2017-10-02 04:30 | 344 | 307
2017-10-02 05:00 | 347 | 311
2017-10-02 05:30 | 353 | 317
2017-10-02 06:00 | 358 | 322
2017-10-02 06:30 | 360 | 325
2017-10-02 07:00 | 367 | 334
2017-10-02 07:30 | 377 | 347
2017-10-02 08:00 | 390 | 363
2017-10-02 08:30 | 397 | 372
2017-10-02 09:00 | 397 | 373
2017-10-02 09:30 | 405 | 382
2017-10-02 10:00 | 377 | 354
2017-10-02 10:30 | 355 | 331
2017-10-02 11:00 | 352 | 328
2017-10-02 11:30 | 354 | 332
2017-10-02 12:00 | 354 | 331
2017-10-02 12:30 | 355 | 333
2017-10-02 13:00 | 351 | 328
2017-10-02 13:30 | 386 | 365
2017-10-02 14:00 | 402 | 383
2017-10-02 14:30 | 400 | 381
2017-10-02 15:00 | 408 | 389
2017-10-02 15:30 | 406 | 388
2017-10-02 16:00 | 421 | 403
2017-10-02 16:30 | 436 | 420
2017-10-02 17:00 | 451 | 434
2017-10-02 17:30 | 462 | 446
2017-10-02 18:00 | 500 | 485
2017-10-02 18:30 | 522 | 507
2017-10-02 19:00 | 547 | 527
2017-10-02 19:30 | 531 | 510
2017-10-02 20:00 | 499 | 475
2017-10-02 20:30 | 479 | 453
2017-10-02 21:00 | 473 | 444
2017-10-02 21:30 | 467 | 432
2017-10-02 22:00 | 443 | 413
2017-10-02 22:30 | 413 | 391
2017-10-02 23:00 | 395 | 371
2017-10-02 23:30 | 384 | 357
2017-10-03 | 385 | 357
2017-10-03 00:30 | 377 | 348
2017-10-03 01:00 | 369 | 338
2017-10-03 01:30 | 360 | 328
2017-10-03 02:00 | 356 | 322
2017-10-03 02:30 | 357 | 324
2017-10-03 03:00 | 353 | 320
2017-10-03 03:30 | 337 | 302
2017-10-03 04:00 | 337 | 302
2017-10-03 04:30 | 344 | 311
2017-10-03 05:00 | 346 | 313
2017-10-03 05:30 | 355 | 323
2017-10-03 06:00 | 364 | 334
2017-10-03 06:30 | 389 | 365
2017-10-03 07:00 | 415 | 395
2017-10-03 07:30 | 450 | 432
2017-10-03 08:00 | 469 | 452
2017-10-03 08:30 | 465 | 450
2017-10-03 09:00 | 459 | 444
2017-10-03 09:30 | 457 | 441
2017-10-03 10:00 | 427 | 410
2017-10-03 10:30 | 410 | 392
2017-10-03 11:00 | 401 | 383
2017-10-03 11:30 | 399 | 382
2017-10-03 12:00 | 394 | 376
2017-10-03 12:30 | 396 | 378
2017-10-03 13:00 | 393 | 376
2017-10-03 13:30 | 422 | 406
2017-10-03 14:00 | 444 | 429
2017-10-03 14:30 | 461 | 450
2017-10-03 15:00 | 464 | 453
2017-10-03 15:30 | 404 | 392
2017-10-03 16:00 | 392 | 380
2017-10-03 16:30 | 375 | 362
2017-10-03 17:00 | 385 | 373
2017-10-03 17:30 | 362 | 351
2017-10-03 18:00 | 393 | 375
2017-10-03 18:30 | 424 | 403
2017-10-03 19:00 | 470 | 459
2017-10-03 19:30 | 478 | 470
2017-10-03 20:00 | 459 | 451
2017-10-03 20:30 | 410 | 399
2017-10-03 21:00 | 423 | 411
2017-10-03 21:30 | 470 | 456
2017-10-03 22:00 | 454 | 438
2017-10-03 22:30 | 434 | 413
2017-10-03 23:00 | 416 | 390
2017-10-03 23:30 | 403 | 375
2017-10-04 | 391 | 359
2017-10-04 00:30 | 381 | 347
2017-10-04 01:00 | 377 | 344
2017-10-04 01:30 | 371 | 339
2017-10-04 02:00 | 365 | 331
2017-10-04 02:30 | 366 | 332
2017-10-04 03:00 | 365 | 330
2017-10-04 03:30 | 361 | 324
2017-10-04 04:00 | 365 | 329
2017-10-04 04:30 | 361 | 324
2017-10-04 05:00 | 363 | 327
2017-10-04 05:30 | 382 | 348
2017-10-04 06:00 | 394 | 362
2017-10-04 06:30 | 414 | 387
2017-10-04 07:00 | 431 | 408
2017-10-04 07:30 | 456 | 438
2017-10-04 08:00 | 461 | 441
2017-10-04 08:30 | 488 | 476
2017-10-04 09:00 | 475 | 464
2017-10-04 09:30 | 457 | 446
2017-10-04 10:00 | 436 | 426
2017-10-04 10:30 | 415 | 406
2017-10-04 11:00 | 404 | 393
2017-10-04 11:30 | 423 | 415
2017-10-04 12:00 | 420 | 412
2017-10-04 12:30 | 416 | 405
2017-10-04 13:00 | 423 | 413
2017-10-04 13:30 | 447 | 441
2017-10-04 14:00 | 469 | 463
2017-10-04 14:30 | 472 | 466
2017-10-04 15:00 | 488 | 484
2017-10-04 15:30 | 483 | 479
2017-10-04 16:00 | 497 | 492
2017-10-04 16:30 | 504 | 500
2017-10-04 17:00 | 514 | 505
2017-10-04 17:30 | 530 | 524
2017-10-04 18:00 | 535 | 529
2017-10-04 18:30 | 551 | 546
2017-10-04 19:00 | 566 | 562
2017-10-04 19:30 | 571 | 567
2017-10-04 20:00 | 552 | 547
2017-10-04 20:30 | 532 | 526
2017-10-04 21:00 | 512 | 504
2017-10-04 21:30 | 493 | 483
2017-10-04 22:00 | 477 | 461
2017-10-04 22:30 | 453 | 435
2017-10-04 23:00 | 438 | 417
2017-10-04 23:30 | 416 | 393
2017-10-05 | 400 | 375
2017-10-05 00:30 | 392 | 365
2017-10-05 01:00 | 383 | 354
2017-10-05 01:30 | 375 | 345
2017-10-05 02:00 | 374 | 342
2017-10-05 02:30 | 376 | 344
2017-10-05 03:00 | 369 | 335
2017-10-05 03:30 | 367 | 333
2017-10-05 04:00 | 381 | 347
2017-10-05 04:30 | 378 | 344
2017-10-05 05:00 | 377 | 344
2017-10-05 05:30 | 393 | 364
2017-10-05 06:00 | 406 | 378
2017-10-05 06:30 | 428 | 404
2017-10-05 07:00 | 459 | 440
2017-10-05 07:30 | 483 | 473
2017-10-05 08:00 | 492 | 485
2017-10-05 08:30 | 502 | 493
2017-10-05 09:00 | 514 | 505
2017-10-05 09:30 | 514 | 505
2017-10-05 10:00 | 491 | 481
2017-10-05 10:30 | 471 | 461
2017-10-05 11:00 | 468 | 458
2017-10-05 11:30 | 465 | 456
2017-10-05 12:00 | 465 | 456
2017-10-05 12:30 | 468 | 459
2017-10-05 13:00 | 472 | 462
2017-10-05 13:30 | 488 | 476
2017-10-05 14:00 | 514 | 502
2017-10-05 14:30 | 526 | 515
2017-10-05 15:00 | 522 | 511
2017-10-05 15:30 | 509 | 498
2017-10-05 16:00 | 521 | 510
2017-10-05 16:30 | 528 | 516
2017-10-05 17:00 | 510 | 500
2017-10-05 17:30 | 473 | 462
2017-10-05 18:00 | 511 | 501
2017-10-05 18:30 | 485 | 470
2017-10-05 19:00 | 516 | 506
2017-10-05 19:30 | 601 | 584
2017-10-05 20:00 | 596 | 574
2017-10-05 20:30 | 571 | 546
2017-10-05 21:00 | 555 | 526
2017-10-05 21:30 | 525 | 505
2017-10-05 22:00 | 496 | 477
2017-10-05 22:30 | 473 | 451
2017-10-05 23:00 | 450 | 430
2017-10-05 23:30 | 430 | 410
2017-10-06 | 414 | 393
2017-10-06 00:30 | 405 | 385
2017-10-06 01:00 | 389 | 367
2017-10-06 01:30 | 373 | 348
2017-10-06 02:00 | 367 | 342
2017-10-06 02:30 | 364 | 338
2017-10-06 03:00 | 360 | 334
2017-10-06 03:30 | 359 | 332
2017-10-06 04:00 | 358 | 331
2017-10-06 04:30 | 362 | 335
2017-10-06 05:00 | 365 | 340
2017-10-06 05:30 | 378 | 354
2017-10-06 06:00 | 398 | 377
2017-10-06 06:30 | 420 | 401
2017-10-06 07:00 | 443 | 425
2017-10-06 07:30 | 469 | 454
2017-10-06 08:00 | 489 | 473
2017-10-06 08:30 | 492 | 473
2017-10-06 09:00 | 493 | 473
2017-10-06 09:30 | 489 | 469
2017-10-06 10:00 | 472 | 452
2017-10-06 10:30 | 455 | 436
2017-10-06 11:00 | 443 | 422
2017-10-06 11:30 | 440 | 419
2017-10-06 12:00 | 442 | 422
2017-10-06 12:30 | 442 | 422
2017-10-06 13:00 | 444 | 423
2017-10-06 13:30 | 455 | 435
2017-10-06 14:00 | 475 | 455
2017-10-06 14:30 | 485 | 466
2017-10-06 15:00 | 471 | 447
2017-10-06 15:30 | 441 | 416
2017-10-06 16:00 | 434 | 414
2017-10-06 16:30 | 386 | 375
2017-10-06 17:00 | 431 | 419
2017-10-06 17:30 | 424 | 405
2017-10-06 18:00 | 455 | 436
2017-10-06 18:30 | 458 | 438
2017-10-06 19:00 | 437 | 414
2017-10-06 19:30 | 455 | 434
2017-10-06 20:00 | 461 | 440
2017-10-06 20:30 | 467 | 444
2017-10-06 21:00 | 445 | 420
2017-10-06 21:30 | 427 | 400
2017-10-06 22:00 | 427 | 399
2017-10-06 22:30 | 431 | 418
2017-10-06 23:00 | 427 | 412
2017-10-06 23:30 | 407 | 390
2017-10-07 | 388 | 369
2017-10-07 00:30 | 382 | 358
2017-10-07 01:00 | 369 | 343
2017-10-07 01:30 | 357 | 330
2017-10-07 02:00 | 354 | 325
2017-10-07 02:30 | 356 | 325
2017-10-07 03:00 | 354 | 323
2017-10-07 03:30 | 345 | 313
2017-10-07 04:00 | 339 | 307
2017-10-07 04:30 | 337 | 304
2017-10-07 05:00 | 330 | 302
2017-10-07 05:30 | 326 | 312
2017-10-07 06:00 | 331 | 317
2017-10-07 06:30 | 338 | 323
2017-10-07 07:00 | 343 | 330
2017-10-07 07:30 | 359 | 348
2017-10-07 08:00 | 382 | 365
2017-10-07 08:30 | 398 | 380
2017-10-07 09:00 | 403 | 387
2017-10-07 09:30 | 414 | 396
2017-10-07 10:00 | 402 | 380
2017-10-07 10:30 | 383 | 360
2017-10-07 11:00 | 377 | 354
2017-10-07 11:30 | 371 | 348
2017-10-07 12:00 | 371 | 348
2017-10-07 12:30 | 366 | 342
2017-10-07 13:00 | 372 | 348
2017-10-07 13:30 | 382 | 359
2017-10-07 14:00 | 402 | 380
2017-10-07 14:30 | 410 | 388
2017-10-07 15:00 | 416 | 395
2017-10-07 15:30 | 432 | 413
2017-10-07 16:00 | 444 | 426
2017-10-07 16:30 | 458 | 440
2017-10-07 17:00 | 468 | 451
2017-10-07 17:30 | 478 | 462
2017-10-07 18:00 | 491 | 475
2017-10-07 18:30 | 501 | 486
2017-10-07 19:00 | 514 | 501
2017-10-07 19:30 | 506 | 493
2017-10-07 20:00 | 495 | 481
2017-10-07 20:30 | 473 | 456
2017-10-07 21:00 | 459 | 439
2017-10-07 21:30 | 452 | 429
2017-10-07 22:00 | 434 | 417
2017-10-07 22:30 | 409 | 397
2017-10-07 23:00 | 394 | 381
2017-10-07 23:30 | 385 | 370
2017-10-08 | 366 | 349
2017-10-08 00:30 | 357 | 340
2017-10-08 01:00 | 347 | 328
2017-10-08 01:30 | 339 | 319
2017-10-08 02:00 | 336 | 315
2017-10-08 02:30 | 333 | 311
2017-10-08 03:00 | 332 | 309
2017-10-08 03:30 | 325 | 302
2017-10-08 04:00 | 328 | 305
2017-10-08 04:30 | 326 | 302
2017-10-08 05:00 | 320 | 297
2017-10-08 05:30 | 323 | 300
2017-10-08 06:00 | 324 | 301
2017-10-08 06:30 | 329 | 308
2017-10-08 07:00 | 329 | 309
2017-10-08 07:30 | 339 | 321
2017-10-08 08:00 | 346 | 330
2017-10-08 08:30 | 360 | 343
2017-10-08 09:00 | 375 | 359
2017-10-08 09:30 | 378 | 363
2017-10-08 10:00 | 362 | 347
2017-10-08 10:30 | 355 | 340
2017-10-08 11:00 | 356 | 341
2017-10-08 11:30 | 353 | 338
2017-10-08 12:00 | 350 | 336
2017-10-08 12:30 | 352 | 339
2017-10-08 13:00 | 357 | 343
2017-10-08 13:30 | 373 | 360
2017-10-08 14:00 | 407 | 387
2017-10-08 14:30 | 420 | 396
2017-10-08 15:00 | 430 | 407
2017-10-08 15:30 | 433 | 411
2017-10-08 16:00 | 444 | 423
2017-10-08 16:30 | 458 | 438
2017-10-08 17:00 | 467 | 448
2017-10-08 17:30 | 423 | 405
2017-10-08 18:00 | 407 | 388
2017-10-08 18:30 | 426 | 408
2017-10-08 19:00 | 446 | 429
2017-10-08 19:30 | 480 | 466
2017-10-08 20:00 | 474 | 459
2017-10-08 20:30 | 464 | 448
2017-10-08 21:00 | 474 | 455
2017-10-08 21:30 | 460 | 438
2017-10-08 22:00 | 441 | 416
2017-10-08 22:30 | 420 | 395
2017-10-08 23:00 | 379 | 361
2017-10-08 23:30 | 354 | 334
2017-10-09 | 351 | 330
2017-10-09 00:30 | 356 | 334
2017-10-09 01:00 | 347 | 322
2017-10-09 01:30 | 339 | 314
2017-10-09 02:00 | 329 | 308
2017-10-09 02:30 | 326 | 304
2017-10-09 03:00 | 322 | 300
2017-10-09 03:30 | 320 | 298
2017-10-09 04:00 | 322 | 300
2017-10-09 04:30 | 322 | 299
2017-10-09 05:00 | 325 | 303
2017-10-09 05:30 | 337 | 317
2017-10-09 06:00 | 346 | 327
2017-10-09 06:30 | 371 | 355
2017-10-09 07:00 | 393 | 381
2017-10-09 07:30 | 405 | 398
2017-10-09 08:00 | 388 | 374
2017-10-09 08:30 | 397 | 379
2017-10-09 09:00 | 395 | 379
2017-10-09 09:30 | 387 | 371
2017-10-09 10:00 | 378 | 363
2017-10-09 10:30 | 376 | 361
2017-10-09 11:00 | 370 | 355
2017-10-09 11:30 | 369 | 354
2017-10-09 12:00 | 368 | 354
2017-10-09 12:30 | 369 | 355
2017-10-09 13:00 | 377 | 363
2017-10-09 13:30 | 378 | 364
2017-10-09 14:00 | 393 | 377
2017-10-09 14:30 | 417 | 401
2017-10-09 15:00 | 461 | 447
2017-10-09 15:30 | 449 | 435
2017-10-09 16:00 | 464 | 450
2017-10-09 16:30 | 472 | 459
2017-10-09 17:00 | 436 | 423
2017-10-09 17:30 | 424 | 410
2017-10-09 18:00 | 453 | 439
2017-10-09 18:30 | 458 | 443
2017-10-09 19:00 | 454 | 437
2017-10-09 19:30 | 471 | 457
2017-10-09 20:00 | 467 | 454
2017-10-09 20:30 | 451 | 436
2017-10-09 21:00 | 482 | 464
2017-10-09 21:30 | 477 | 455
2017-10-09 22:00 | 459 | 430
2017-10-09 22:30 | 432 | 400
2017-10-09 23:00 | 400 | 373
2017-10-09 23:30 | 387 | 357
2017-10-10 | 377 | 345
2017-10-10 00:30 | 370 | 335
2017-10-10 01:00 | 363 | 326
2017-10-10 01:30 | 358 | 319
2017-10-10 02:00 | 355 | 315
2017-10-10 02:30 | 341 | 311
2017-10-10 03:00 | 329 | 308
2017-10-10 03:30 | 329 | 307
2017-10-10 04:00 | 324 | 302
2017-10-10 04:30 | 322 | 300
2017-10-10 05:00 | 325 | 303
2017-10-10 05:30 | 330 | 310
2017-10-10 06:00 | 343 | 324
2017-10-10 06:30 | 373 | 358
2017-10-10 07:00 | 403 | 385
2017-10-10 07:30 | 415 | 390
2017-10-10 08:00 | 385 | 362
2017-10-10 08:30 | 380 | 361
2017-10-10 09:00 | 370 | 352
2017-10-10 09:30 | 368 | 350
2017-10-10 10:00 | 366 | 349
2017-10-10 10:30 | 366 | 346
2017-10-10 11:00 | 363 | 342
2017-10-10 11:30 | 357 | 335
2017-10-10 12:00 | 355 | 347
2017-10-10 12:30 | 359 | 352
2017-10-10 13:00 | 342 | 331
2017-10-10 13:30 | 365 | 358
2017-10-10 14:00 | 375 | 370
2017-10-10 14:30 | 396 | 392
2017-10-10 15:00 | 441 | 437
2017-10-10 15:30 | 435 | 430
2017-10-10 16:00 | 391 | 385
2017-10-10 16:30 | 397 | 392
2017-10-10 17:00 | 354 | 342
2017-10-10 17:30 | 302 | 290
2017-10-10 18:00 | 352 | 344
2017-10-10 18:30 | 384 | 378
2017-10-10 19:00 | 369 | 362
2017-10-10 19:30 | 385 | 379
2017-10-10 20:00 | 382 | 376
2017-10-10 20:30 | 371 | 364
2017-10-10 21:00 | 402 | 394
2017-10-10 21:30 | 397 | 387
2017-10-10 22:00 | 377 | 365
2017-10-10 22:30 | 344 | 327
2017-10-10 23:00 | 390 | 372
2017-10-10 23:30 | 381 | 362
2017-10-11 | 366 | 347
2017-10-11 00:30 | 358 | 337
2017-10-11 01:00 | 348 | 326
2017-10-11 01:30 | 343 | 319
2017-10-11 02:00 | 340 | 315
2017-10-11 02:30 | 337 | 312
2017-10-11 03:00 | 334 | 308
2017-10-11 03:30 | 332 | 306
2017-10-11 04:00 | 331 | 304
2017-10-11 04:30 | 328 | 302
2017-10-11 05:00 | 335 | 310
2017-10-11 05:30 | 344 | 320
2017-10-11 06:00 | 356 | 333
2017-10-11 06:30 | 381 | 361
2017-10-11 07:00 | 374 | 348
2017-10-11 07:30 | 356 | 321
2017-10-11 08:00 | 336 | 308
2017-10-11 08:30 | 358 | 344
2017-10-11 09:00 | 369 | 353
2017-10-11 09:30 | 368 | 353
2017-10-11 10:00 | 364 | 349
2017-10-11 10:30 | 361 | 346
2017-10-11 11:00 | 333 | 308
2017-10-11 11:30 | 332 | 306
2017-10-11 12:00 | 361 | 346
2017-10-11 12:30 | 369 | 357
2017-10-11 13:00 | 377 | 362
2017-10-11 13:30 | 389 | 363
2017-10-11 14:00 | 393 | 368
2017-10-11 14:30 | 407 | 376
2017-10-11 15:00 | 459 | 437
2017-10-11 15:30 | 469 | 448
2017-10-11 16:00 | 474 | 448
2017-10-11 16:30 | 499 | 476
2017-10-11 17:00 | 470 | 447
2017-10-11 17:30 | 459 | 428
2017-10-11 18:00 | 472 | 434
2017-10-11 18:30 | 488 | 454
2017-10-11 19:00 | 510 | 481
2017-10-11 19:30 | 530 | 510
2017-10-11 20:00 | 516 | 497
2017-10-11 20:30 | 495 | 473
2017-10-11 21:00 | 507 | 475
2017-10-11 21:30 | 492 | 464
2017-10-11 22:00 | 471 | 442
2017-10-11 22:30 | 448 | 415
2017-10-11 23:00 | 431 | 395
2017-10-11 23:30 | 409 | 376
2017-10-12 | 397 | 361
2017-10-12 00:30 | 392 | 353
2017-10-12 01:00 | 378 | 343
2017-10-12 01:30 | 371 | 335
2017-10-12 02:00 | 366 | 329
2017-10-12 02:30 | 364 | 326
2017-10-12 03:00 | 357 | 318
2017-10-12 03:30 | 353 | 314
2017-10-12 04:00 | 357 | 318
2017-10-12 04:30 | 358 | 319
2017-10-12 05:00 | 361 | 323
2017-10-12 05:30 | 373 | 337
2017-10-12 06:00 | 383 | 349
2017-10-12 06:30 | 401 | 372
2017-10-12 07:00 | 386 | 345
2017-10-12 07:30 | 377 | 336
2017-10-12 08:00 | 346 | 306
2017-10-12 08:30 | 342 | 305
2017-10-12 09:00 | 350 | 321
2017-10-12 09:30 | 357 | 326
2017-10-12 10:00 | 363 | 334
2017-10-12 10:30 | 351 | 316
2017-10-12 11:00 | 346 | 310
2017-10-12 11:30 | 359 | 329
2017-10-12 12:00 | 359 | 328
2017-10-12 12:30 | 380 | 350
2017-10-12 13:00 | 380 | 351
2017-10-12 13:30 | 382 | 354
2017-10-12 14:00 | 372 | 339
2017-10-12 14:30 | 392 | 360
2017-10-12 15:00 | 441 | 418
2017-10-12 15:30 | 440 | 421
2017-10-12 16:00 | 441 | 420
2017-10-12 16:30 | 442 | 417
2017-10-12 17:00 | 455 | 436
2017-10-12 17:30 | 446 | 427
2017-10-12 18:00 | 474 | 456
2017-10-12 18:30 | 505 | 489
2017-10-12 19:00 | 510 | 496
2017-10-12 19:30 | 516 | 502
2017-10-12 20:00 | 520 | 509
2017-10-12 20:30 | 525 | 511
2017-10-12 21:00 | 508 | 492
2017-10-12 21:30 | 486 | 467
2017-10-12 22:00 | 462 | 440
2017-10-12 22:30 | 433 | 401
2017-10-12 23:00 | 422 | 389
2017-10-12 23:30 | 404 | 368
2017-10-13 | 392 | 353
2017-10-13 00:30 | 385 | 344
2017-10-13 01:00 | 377 | 332
2017-10-13 01:30 | 368 | 322
2017-10-13 02:00 | 358 | 318
2017-10-13 02:30 | 355 | 315
2017-10-13 03:00 | 352 | 312
2017-10-13 03:30 | 354 | 314
2017-10-13 04:00 | 353 | 312
2017-10-13 04:30 | 357 | 315
2017-10-13 05:00 | 360 | 320
2017-10-13 05:30 | 367 | 329
2017-10-13 06:00 | 378 | 342
2017-10-13 06:30 | 397 | 366
2017-10-13 07:00 | 412 | 386
2017-10-13 07:30 | 385 | 365
2017-10-13 08:00 | 390 | 373
2017-10-13 08:30 | 391 | 377
2017-10-13 09:00 | 386 | 374
2017-10-13 09:30 | 392 | 377
2017-10-13 10:00 | 382 | 367
2017-10-13 10:30 | 380 | 365
2017-10-13 11:00 | 380 | 364
2017-10-13 11:30 | 383 | 366
2017-10-13 12:00 | 384 | 367
2017-10-13 12:30 | 384 | 367
2017-10-13 13:00 | 386 | 369
2017-10-13 13:30 | 387 | 371
2017-10-13 14:00 | 399 | 383
2017-10-13 14:30 | 443 | 429
2017-10-13 15:00 | 465 | 451
2017-10-13 15:30 | 457 | 443
2017-10-13 16:00 | 444 | 423
2017-10-13 16:30 | 456 | 437
2017-10-13 17:00 | 463 | 450
2017-10-13 17:30 | 468 | 454
2017-10-13 18:00 | 488 | 474
2017-10-13 18:30 | 498 | 485
2017-10-13 19:00 | 481 | 465
2017-10-13 19:30 | 489 | 475
2017-10-13 20:00 | 488 | 474
2017-10-13 20:30 | 471 | 456
2017-10-13 21:00 | 487 | 470
2017-10-13 21:30 | 478 | 457
2017-10-13 22:00 | 463 | 438
2017-10-13 22:30 | 445 | 418
2017-10-13 23:00 | 433 | 401
2017-10-13 23:30 | 417 | 379
2017-10-14 | 401 | 360
2017-10-14 00:30 | 393 | 350
2017-10-14 01:00 | 387 | 342
2017-10-14 01:30 | 379 | 331
2017-10-14 02:00 | 377 | 328
2017-10-14 02:30 | 376 | 323
2017-10-14 03:00 | 367 | 312
2017-10-14 03:30 | 364 | 309
2017-10-14 04:00 | 352 | 302
2017-10-14 04:30 | 352 | 306
2017-10-14 05:00 | 353 | 307
2017-10-14 05:30 | 356 | 310
2017-10-14 06:00 | 356 | 310
2017-10-14 06:30 | 362 | 321
2017-10-14 07:00 | 370 | 331
2017-10-14 07:30 | 383 | 348
2017-10-14 08:00 | 395 | 365
2017-10-14 08:30 | 414 | 383
2017-10-14 09:00 | 429 | 401
2017-10-14 09:30 | 433 | 406
2017-10-14 10:00 | 421 | 395
2017-10-14 10:30 | 399 | 376
2017-10-14 11:00 | 385 | 360
2017-10-14 11:30 | 387 | 362
2017-10-14 12:00 | 375 | 348
2017-10-14 12:30 | 375 | 348
2017-10-14 13:00 | 376 | 348
2017-10-14 13:30 | 388 | 360
2017-10-14 14:00 | 409 | 383
2017-10-14 14:30 | 421 | 396
2017-10-14 15:00 | 427 | 403
2017-10-14 15:30 | 435 | 407
2017-10-14 16:00 | 447 | 419
2017-10-14 16:30 | 463 | 437
2017-10-14 17:00 | 477 | 452
2017-10-14 17:30 | 486 | 461
2017-10-14 18:00 | 497 | 473
2017-10-14 18:30 | 509 | 487
2017-10-14 19:00 | 526 | 506
2017-10-14 19:30 | 520 | 501
2017-10-14 20:00 | 501 | 479
2017-10-14 20:30 | 485 | 462
2017-10-14 21:00 | 479 | 453
2017-10-14 21:30 | 473 | 442
2017-10-14 22:00 | 457 | 423
2017-10-14 22:30 | 444 | 407
2017-10-14 23:00 | 432 | 394
2017-10-14 23:30 | 416 | 373
2017-10-15 | 401 | 355
2017-10-15 00:30 | 387 | 341
2017-10-15 01:00 | 376 | 331
2017-10-15 01:30 | 373 | 327
2017-10-15 02:00 | 371 | 324
2017-10-15 02:30 | 366 | 317
2017-10-15 03:00 | 364 | 312
2017-10-15 03:30 | 363 | 311
2017-10-15 04:00 | 361 | 310
2017-10-15 04:30 | 360 | 309
2017-10-15 05:00 | 359 | 308
2017-10-15 05:30 | 364 | 313
2017-10-15 06:00 | 363 | 311
2017-10-15 06:30 | 365 | 313
2017-10-15 07:00 | 371 | 322
2017-10-15 07:30 | 381 | 335
2017-10-15 08:00 | 393 | 350
2017-10-15 08:30 | 399 | 361
2017-10-15 09:00 | 410 | 375
2017-10-15 09:30 | 419 | 385
2017-10-15 10:00 | 406 | 373
2017-10-15 10:30 | 392 | 359
2017-10-15 11:00 | 393 | 360
2017-10-15 11:30 | 387 | 354
2017-10-15 12:00 | 377 | 344
2017-10-15 12:30 | 375 | 342
2017-10-15 13:00 | 375 | 343
2017-10-15 13:30 | 390 | 360
2017-10-15 14:00 | 434 | 391
2017-10-15 14:30 | 459 | 418
2017-10-15 15:00 | 461 | 420
2017-10-15 15:30 | 469 | 428
2017-10-15 16:00 | 476 | 436
2017-10-15 16:30 | 486 | 447
2017-10-15 17:00 | 496 | 456
2017-10-15 17:30 | 508 | 469
2017-10-15 18:00 | 521 | 485
2017-10-15 18:30 | 535 | 501
2017-10-15 19:00 | 539 | 507
2017-10-15 19:30 | 530 | 497
2017-10-15 20:00 | 514 | 478
2017-10-15 20:30 | 495 | 464
2017-10-15 21:00 | 493 | 455
2017-10-15 21:30 | 485 | 441
2017-10-15 22:00 | 475 | 429
2017-10-15 22:30 | 440 | 405
2017-10-15 23:00 | 423 | 385
2017-10-15 23:30 | 401 | 358
2017-10-16 | 385 | 339
2017-10-16 00:30 | 376 | 328
2017-10-16 01:00 | 369 | 319
2017-10-16 01:30 | 364 | 314
2017-10-16 02:00 | 351 | 307
2017-10-16 02:30 | 348 | 304
2017-10-16 03:00 | 353 | 308
2017-10-16 03:30 | 354 | 309
2017-10-16 04:00 | 347 | 301
2017-10-16 04:30 | 348 | 302
2017-10-16 05:00 | 354 | 309
2017-10-16 05:30 | 359 | 316
2017-10-16 06:00 | 369 | 329
2017-10-16 06:30 | 388 | 353
2017-10-16 07:00 | 401 | 373
2017-10-16 07:30 | 427 | 404
2017-10-16 08:00 | 456 | 434
2017-10-16 08:30 | 470 | 452
2017-10-16 09:00 | 469 | 452
2017-10-16 09:30 | 467 | 452
2017-10-16 10:00 | 450 | 435
2017-10-16 10:30 | 433 | 416
2017-10-16 11:00 | 439 | 423
2017-10-16 11:30 | 440 | 424
2017-10-16 12:00 | 447 | 431
2017-10-16 12:30 | 440 | 423
2017-10-16 13:00 | 449 | 433
2017-10-16 13:30 | 445 | 429
2017-10-16 14:00 | 416 | 397
2017-10-16 14:30 | 387 | 365
2017-10-16 15:00 | 388 | 365
2017-10-16 15:30 | 375 | 352
2017-10-16 16:00 | 375 | 351
2017-10-16 16:30 | 375 | 350
2017-10-16 17:00 | 379 | 353
2017-10-16 17:30 | 380 | 354
2017-10-16 18:00 | 439 | 417
2017-10-16 18:30 | 455 | 434
2017-10-16 19:00 | 460 | 443
2017-10-16 19:30 | 502 | 488
2017-10-16 20:00 | 498 | 481
2017-10-16 20:30 | 477 | 458
2017-10-16 21:00 | 459 | 438
2017-10-16 21:30 | 441 | 417
2017-10-16 22:00 | 429 | 401
2017-10-16 22:30 | 406 | 374
2017-10-16 23:00 | 391 | 355
2017-10-16 23:30 | 377 | 339
2017-10-17 | 363 | 325
2017-10-17 00:30 | 363 | 326
2017-10-17 01:00 | 349 | 312
2017-10-17 01:30 | 345 | 307
2017-10-17 02:00 | 338 | 298
2017-10-17 02:30 | 338 | 298
2017-10-17 03:00 | 334 | 292
2017-10-17 03:30 | 333 | 292
2017-10-17 04:00 | 330 | 289
2017-10-17 04:30 | 338 | 297
2017-10-17 05:00 | 344 | 304
2017-10-17 05:30 | 354 | 317
2017-10-17 06:00 | 367 | 332
2017-10-17 06:30 | 391 | 361
2017-10-17 07:00 | 413 | 388
2017-10-17 07:30 | 438 | 420
2017-10-17 08:00 | 453 | 441
2017-10-17 08:30 | 428 | 417
2017-10-17 09:00 | 366 | 355
2017-10-17 09:30 | 396 | 386
2017-10-17 10:00 | 381 | 371
2017-10-17 10:30 | 359 | 349
2017-10-17 11:00 | 376 | 365
2017-10-17 11:30 | 374 | 361
2017-10-17 12:00 | 357 | 343
2017-10-17 12:30 | 357 | 343
2017-10-17 13:00 | 361 | 346
2017-10-17 13:30 | 371 | 356
2017-10-17 14:00 | 396 | 383
2017-10-17 14:30 | 398 | 383
2017-10-17 15:00 | 372 | 354
2017-10-17 15:30 | 360 | 337
2017-10-17 16:00 | 363 | 341
2017-10-17 16:30 | 362 | 345
2017-10-17 17:00 | 367 | 351
2017-10-17 17:30 | 388 | 364
2017-10-17 18:00 | 426 | 397
2017-10-17 18:30 | 438 | 422
2017-10-17 19:00 | 446 | 432
2017-10-17 19:30 | 431 | 419
2017-10-17 20:00 | 420 | 412
2017-10-17 20:30 | 450 | 444
2017-10-17 21:00 | 460 | 454
2017-10-17 21:30 | 447 | 432
2017-10-17 22:00 | 429 | 406
2017-10-17 22:30 | 408 | 382
2017-10-17 23:00 | 393 | 362
2017-10-17 23:30 | 378 | 343
2017-10-18 | 369 | 331
2017-10-18 00:30 | 365 | 325
2017-10-18 01:00 | 363 | 323
2017-10-18 01:30 | 361 | 315
2017-10-18 02:00 | 355 | 309
2017-10-18 02:30 | 353 | 308
2017-10-18 03:00 | 350 | 304
2017-10-18 03:30 | 350 | 305
2017-10-18 04:00 | 350 | 305
2017-10-18 04:30 | 353 | 309
2017-10-18 05:00 | 357 | 313
2017-10-18 05:30 | 367 | 327
2017-10-18 06:00 | 382 | 345
2017-10-18 06:30 | 411 | 376
2017-10-18 07:00 | 428 | 394
2017-10-18 07:30 | 449 | 422
2017-10-18 08:00 | 463 | 441
2017-10-18 08:30 | 484 | 461
2017-10-18 09:00 | 436 | 411
2017-10-18 09:30 | 414 | 389
2017-10-18 10:00 | 401 | 376
2017-10-18 10:30 | 372 | 344
2017-10-18 11:00 | 347 | 315
2017-10-18 11:30 | 414 | 389
2017-10-18 12:00 | 429 | 405
2017-10-18 12:30 | 436 | 414
2017-10-18 13:00 | 443 | 422
2017-10-18 13:30 | 459 | 439
2017-10-18 14:00 | 483 | 463
2017-10-18 14:30 | 443 | 420
2017-10-18 15:00 | 443 | 419
2017-10-18 15:30 | 409 | 384
2017-10-18 16:00 | 395 | 370
2017-10-18 16:30 | 398 | 373
2017-10-18 17:00 | 412 | 386
2017-10-18 17:30 | 417 | 391
2017-10-18 18:00 | 432 | 405
2017-10-18 18:30 | 457 | 429
2017-10-18 19:00 | 471 | 445
2017-10-18 19:30 | 489 | 468
2017-10-18 20:00 | 523 | 504
2017-10-18 20:30 | 544 | 524
2017-10-18 21:00 | 530 | 508
2017-10-18 21:30 | 512 | 487
2017-10-18 22:00 | 491 | 465
2017-10-18 22:30 | 466 | 440
2017-10-18 23:00 | 454 | 426
2017-10-18 23:30 | 441 | 409
2017-10-19 | 423 | 391
2017-10-19 00:30 | 407 | 377
2017-10-19 01:00 | 399 | 367
2017-10-19 01:30 | 396 | 364
2017-10-19 02:00 | 401 | 369
2017-10-19 02:30 | 401 | 370
2017-10-19 03:00 | 400 | 368
2017-10-19 03:30 | 366 | 331
2017-10-19 04:00 | 340 | 303
2017-10-19 04:30 | 343 | 306
2017-10-19 05:00 | 351 | 315
2017-10-19 05:30 | 357 | 324
2017-10-19 06:00 | 364 | 333
2017-10-19 06:30 | 393 | 368
2017-10-19 07:00 | 403 | 383
2017-10-19 07:30 | 426 | 407
2017-10-19 08:00 | 453 | 428
2017-10-19 08:30 | 431 | 406
2017-10-19 09:00 | 376 | 349
2017-10-19 09:30 | 379 | 353
2017-10-19 10:00 | 355 | 328
2017-10-19 10:30 | 311 | 288
2017-10-19 11:00 | 309 | 288
2017-10-19 11:30 | 308 | 287
2017-10-19 12:00 | 306 | 283
2017-10-19 12:30 | 271 | 240
2017-10-19 13:00 | 234 | 199
2017-10-19 13:30 | 242 | 191
2017-10-19 14:00 | 240 | 201
2017-10-19 14:30 | 236 | 201
2017-10-19 15:00 | 264 | 198
2017-10-19 15:30 | 268 | 189
2017-10-19 16:00 | 278 | 203
2017-10-19 16:30 | 282 | 206
2017-10-19 17:00 | 269 | 212
2017-10-19 17:30 | 259 | 207
2017-10-19 18:00 | 272 | 221
2017-10-19 18:30 | 328 | 287
2017-10-19 19:00 | 298 | 257
2017-10-19 19:30 | 328 | 290
2017-10-19 20:00 | 440 | 413
2017-10-19 20:30 | 493 | 468
2017-10-19 21:00 | 479 | 451
2017-10-19 21:30 | 458 | 427
2017-10-19 22:00 | 438 | 408
2017-10-19 22:30 | 417 | 383
2017-10-19 23:00 | 403 | 365
2017-10-19 23:30 | 388 | 351
2017-10-20 | 375 | 338
2017-10-20 00:30 | 349 | 325
2017-10-20 01:00 | 335 | 313
2017-10-20 01:30 | 327 | 305
2017-10-20 02:00 | 323 | 301
2017-10-20 02:30 | 322 | 299
2017-10-20 03:00 | 321 | 298
2017-10-20 03:30 | 322 | 299
2017-10-20 04:00 | 321 | 298
2017-10-20 04:30 | 327 | 305
2017-10-20 05:00 | 330 | 308
2017-10-20 05:30 | 341 | 321
2017-10-20 06:00 | 363 | 345
2017-10-20 06:30 | 391 | 377
2017-10-20 07:00 | 415 | 402
2017-10-20 07:30 | 448 | 431
2017-10-20 08:00 | 482 | 458
2017-10-20 08:30 | 486 | 460
2017-10-20 09:00 | 434 | 407
2017-10-20 09:30 | 405 | 377
2017-10-20 10:00 | 387 | 358
2017-10-20 10:30 | 363 | 328
2017-10-20 11:00 | 337 | 306
2017-10-20 11:30 | 334 | 311
2017-10-20 12:00 | 344 | 308
2017-10-20 12:30 | 346 | 320
2017-10-20 13:00 | 395 | 372
2017-10-20 13:30 | 425 | 403
2017-10-20 14:00 | 402 | 378
2017-10-20 14:30 | 317 | 289
2017-10-20 15:00 | 284 | 252
2017-10-20 15:30 | 313 | 282
2017-10-20 16:00 | 397 | 371
2017-10-20 16:30 | 477 | 454
2017-10-20 17:00 | 483 | 458
2017-10-20 17:30 | 481 | 455
2017-10-20 18:00 | 490 | 461
2017-10-20 18:30 | 497 | 468
2017-10-20 19:00 | 513 | 486
2017-10-20 19:30 | 508 | 481
2017-10-20 20:00 | 493 | 465
2017-10-20 20:30 | 477 | 445
2017-10-20 21:00 | 466 | 432
2017-10-20 21:30 | 451 | 416
2017-10-20 22:00 | 430 | 395
2017-10-20 22:30 | 406 | 376
2017-10-20 23:00 | 392 | 359
2017-10-20 23:30 | 375 | 344
2017-10-21 | 359 | 332
2017-10-21 00:30 | 338 | 321
2017-10-21 01:00 | 326 | 308
2017-10-21 01:30 | 321 | 302
2017-10-21 02:00 | 317 | 297
2017-10-21 02:30 | 316 | 295
2017-10-21 03:00 | 312 | 292
2017-10-21 03:30 | 310 | 289
2017-10-21 04:00 | 307 | 286
2017-10-21 04:30 | 311 | 290
2017-10-21 05:00 | 311 | 290
2017-10-21 05:30 | 313 | 292
2017-10-21 06:00 | 318 | 296
2017-10-21 06:30 | 329 | 309
2017-10-21 07:00 | 337 | 319
2017-10-21 07:30 | 353 | 336
2017-10-21 08:00 | 370 | 353
2017-10-21 08:30 | 379 | 363
2017-10-21 09:00 | 390 | 376
2017-10-21 09:30 | 394 | 380
2017-10-21 10:00 | 381 | 368
2017-10-21 10:30 | 372 | 359
2017-10-21 11:00 | 372 | 360
2017-10-21 11:30 | 368 | 355
2017-10-21 12:00 | 364 | 351
2017-10-21 12:30 | 359 | 346
2017-10-21 13:00 | 358 | 345
2017-10-21 13:30 | 380 | 367
2017-10-21 14:00 | 403 | 390
2017-10-21 14:30 | 405 | 393
2017-10-21 15:00 | 404 | 391
2017-10-21 15:30 | 413 | 401
2017-10-21 16:00 | 439 | 427
2017-10-21 16:30 | 453 | 441
2017-10-21 17:00 | 463 | 452
2017-10-21 17:30 | 470 | 459
2017-10-21 18:00 | 481 | 471
2017-10-21 18:30 | 493 | 483
2017-10-21 19:00 | 500 | 490
2017-10-21 19:30 | 491 | 481
2017-10-21 20:00 | 476 | 465
2017-10-21 20:30 | 464 | 451
2017-10-21 21:00 | 451 | 437
2017-10-21 21:30 | 456 | 441
2017-10-21 22:00 | 459 | 443
2017-10-21 22:30 | 442 | 426
2017-10-21 23:00 | 429 | 413
2017-10-21 23:30 | 418 | 399
2017-10-22 | 406 | 386
2017-10-22 00:30 | 399 | 377
2017-10-22 01:00 | 390 | 367
2017-10-22 01:30 | 383 | 359
2017-10-22 02:00 | 376 | 353
2017-10-22 02:30 | 372 | 350
2017-10-22 03:00 | 371 | 348
2017-10-22 03:30 | 369 | 346
2017-10-22 04:00 | 367 | 344
2017-10-22 04:30 | 365 | 342
2017-10-22 05:00 | 365 | 342
2017-10-22 05:30 | 368 | 345
2017-10-22 06:00 | 370 | 347
2017-10-22 06:30 | 377 | 354
2017-10-22 07:00 | 389 | 363
2017-10-22 07:30 | 398 | 373
2017-10-22 08:00 | 409 | 386
2017-10-22 08:30 | 423 | 403
2017-10-22 09:00 | 424 | 405
2017-10-22 09:30 | 432 | 415
2017-10-22 10:00 | 414 | 397
2017-10-22 10:30 | 404 | 387
2017-10-22 11:00 | 412 | 396
2017-10-22 11:30 | 416 | 401
2017-10-22 12:00 | 414 | 399
2017-10-22 12:30 | 413 | 398
2017-10-22 13:00 | 412 | 397
2017-10-22 13:30 | 426 | 411
2017-10-22 14:00 | 442 | 427
2017-10-22 14:30 | 434 | 418
2017-10-22 15:00 | 443 | 428
2017-10-22 15:30 | 448 | 434
2017-10-22 16:00 | 456 | 443
2017-10-22 16:30 | 466 | 453
2017-10-22 17:00 | 479 | 468
2017-10-22 17:30 | 488 | 479
2017-10-22 18:00 | 498 | 489
2017-10-22 18:30 | 500 | 492
2017-10-22 19:00 | 514 | 507
2017-10-22 19:30 | 509 | 502
2017-10-22 20:00 | 493 | 485
2017-10-22 20:30 | 475 | 466
2017-10-22 21:00 | 467 | 457
2017-10-22 21:30 | 441 | 427
2017-10-22 22:00 | 402 | 384
2017-10-22 22:30 | 383 | 363
2017-10-22 23:00 | 370 | 346
2017-10-22 23:30 | 356 | 330
2017-10-23 | 343 | 314
2017-10-23 00:30 | 383 | 356
2017-10-23 01:00 | 389 | 362
2017-10-23 01:30 | 382 | 357
2017-10-23 02:00 | 373 | 351
2017-10-23 02:30 | 369 | 346
2017-10-23 03:00 | 367 | 344
2017-10-23 03:30 | 364 | 341
2017-10-23 04:00 | 366 | 342
2017-10-23 04:30 | 369 | 345
2017-10-23 05:00 | 376 | 353
2017-10-23 05:30 | 388 | 367
2017-10-23 06:00 | 399 | 379
2017-10-23 06:30 | 427 | 411
2017-10-23 07:00 | 450 | 439
2017-10-23 07:30 | 484 | 467
2017-10-23 08:00 | 493 | 479
2017-10-23 08:30 | 482 | 471
2017-10-23 09:00 | 464 | 451
2017-10-23 09:30 | 449 | 434
2017-10-23 10:00 | 434 | 419
2017-10-23 10:30 | 422 | 407
2017-10-23 11:00 | 418 | 402
2017-10-23 11:30 | 421 | 406
2017-10-23 12:00 | 419 | 404
2017-10-23 12:30 | 426 | 411
2017-10-23 13:00 | 433 | 420
2017-10-23 13:30 | 450 | 435
2017-10-23 14:00 | 468 | 453
2017-10-23 14:30 | 473 | 458
2017-10-23 15:00 | 490 | 473
2017-10-23 15:30 | 497 | 480
2017-10-23 16:00 | 509 | 492
2017-10-23 16:30 | 521 | 504
2017-10-23 17:00 | 534 | 517
2017-10-23 17:30 | 525 | 506
2017-10-23 18:00 | 513 | 493
2017-10-23 18:30 | 524 | 504
2017-10-23 19:00 | 546 | 529
2017-10-23 19:30 | 544 | 526
2017-10-23 20:00 | 525 | 506
2017-10-23 20:30 | 507 | 483
2017-10-23 21:00 | 536 | 512
2017-10-23 21:30 | 527 | 500
2017-10-23 22:00 | 506 | 478
2017-10-23 22:30 | 477 | 451
2017-10-23 23:00 | 460 | 430
2017-10-23 23:30 | 443 | 412
2017-10-24 | 432 | 397
2017-10-24 00:30 | 426 | 388
2017-10-24 01:00 | 404 | 377
2017-10-24 01:30 | 386 | 370
2017-10-24 02:00 | 380 | 363
2017-10-24 02:30 | 378 | 360
2017-10-24 03:00 | 376 | 358
2017-10-24 03:30 | 374 | 355
2017-10-24 04:00 | 373 | 355
2017-10-24 04:30 | 376 | 359
2017-10-24 05:00 | 381 | 365
2017-10-24 05:30 | 395 | 380
2017-10-24 06:00 | 417 | 403
2017-10-24 06:30 | 456 | 439
2017-10-24 07:00 | 483 | 465
2017-10-24 07:30 | 514 | 493
2017-10-24 08:00 | 531 | 504
2017-10-24 08:30 | 532 | 507
2017-10-24 09:00 | 527 | 502
2017-10-24 09:30 | 527 | 503
2017-10-24 10:00 | 501 | 470
2017-10-24 10:30 | 484 | 452
2017-10-24 11:00 | 477 | 445
2017-10-24 11:30 | 476 | 445
2017-10-24 12:00 | 478 | 449
2017-10-24 12:30 | 482 | 454
2017-10-24 13:00 | 486 | 458
2017-10-24 13:30 | 500 | 473
2017-10-24 14:00 | 515 | 489
2017-10-24 14:30 | 519 | 493
2017-10-24 15:00 | 519 | 493
2017-10-24 15:30 | 504 | 477
2017-10-24 16:00 | 508 | 481
2017-10-24 16:30 | 518 | 490
2017-10-24 17:00 | 530 | 502
2017-10-24 17:30 | 536 | 507
2017-10-24 18:00 | 538 | 507
2017-10-24 18:30 | 542 | 511
2017-10-24 19:00 | 554 | 526
2017-10-24 19:30 | 547 | 519
2017-10-24 20:00 | 527 | 494
2017-10-24 20:30 | 502 | 471
2017-10-24 21:00 | 484 | 450
2017-10-24 21:30 | 470 | 433
2017-10-24 22:00 | 443 | 407
2017-10-24 22:30 | 441 | 403
2017-10-24 23:00 | 454 | 415
2017-10-24 23:30 | 447 | 406
2017-10-25 | 434 | 390
2017-10-25 00:30 | 412 | 378
2017-10-25 01:00 | 392 | 364
2017-10-25 01:30 | 378 | 356
2017-10-25 02:00 | 368 | 350
2017-10-25 02:30 | 368 | 352
2017-10-25 03:00 | 363 | 347
2017-10-25 03:30 | 361 | 345
2017-10-25 04:00 | 359 | 344
2017-10-25 04:30 | 359 | 343
2017-10-25 05:00 | 360 | 345
2017-10-25 05:30 | 367 | 353
2017-10-25 06:00 | 388 | 365
2017-10-25 06:30 | 417 | 391
2017-10-25 07:00 | 434 | 413
2017-10-25 07:30 | 460 | 438
2017-10-25 08:00 | 477 | 456
2017-10-25 08:30 | 480 | 460
2017-10-25 09:00 | 472 | 453
2017-10-25 09:30 | 469 | 451
2017-10-25 10:00 | 449 | 428
2017-10-25 10:30 | 436 | 413
2017-10-25 11:00 | 434 | 412
2017-10-25 11:30 | 434 | 412
2017-10-25 12:00 | 438 | 418
2017-10-25 12:30 | 440 | 420
2017-10-25 13:00 | 443 | 423
2017-10-25 13:30 | 459 | 439
2017-10-25 14:00 | 480 | 461
2017-10-25 14:30 | 486 | 470
2017-10-25 15:00 | 496 | 480
2017-10-25 15:30 | 503 | 487
2017-10-25 16:00 | 515 | 499
2017-10-25 16:30 | 528 | 513
2017-10-25 17:00 | 535 | 519
2017-10-25 17:30 | 519 | 501
2017-10-25 18:00 | 522 | 503
2017-10-25 18:30 | 531 | 513
2017-10-25 19:00 | 548 | 533
2017-10-25 19:30 | 547 | 532
2017-10-25 20:00 | 532 | 515
2017-10-25 20:30 | 512 | 493
2017-10-25 21:00 | 518 | 497
2017-10-25 21:30 | 498 | 476
2017-10-25 22:00 | 481 | 461
2017-10-25 22:30 | 460 | 439
2017-10-25 23:00 | 438 | 417
2017-10-25 23:30 | 421 | 399
2017-10-26 | 408 | 383
2017-10-26 00:30 | 396 | 369
2017-10-26 01:00 | 378 | 348
2017-10-26 01:30 | 372 | 341
2017-10-26 02:00 | 358 | 337
2017-10-26 02:30 | 347 | 331
2017-10-26 03:00 | 346 | 329
2017-10-26 03:30 | 346 | 329
2017-10-26 04:00 | 345 | 328
2017-10-26 04:30 | 348 | 332
2017-10-26 05:00 | 354 | 339
2017-10-26 05:30 | 362 | 348
2017-10-26 06:00 | 375 | 361
2017-10-26 06:30 | 414 | 394
2017-10-26 07:00 | 432 | 414
2017-10-26 07:30 | 448 | 434
2017-10-26 08:00 | 456 | 443
2017-10-26 08:30 | 454 | 440
2017-10-26 09:00 | 444 | 431
2017-10-26 09:30 | 446 | 434
2017-10-26 10:00 | 423 | 411
2017-10-26 10:30 | 410 | 398
2017-10-26 11:00 | 416 | 405
2017-10-26 11:30 | 417 | 407
2017-10-26 12:00 | 426 | 416
2017-10-26 12:30 | 413 | 403
2017-10-26 13:00 | 429 | 418
2017-10-26 13:30 | 410 | 397
2017-10-26 14:00 | 343 | 329
2017-10-26 14:30 | 343 | 330
2017-10-26 15:00 | 353 | 340
2017-10-26 15:30 | 369 | 355
2017-10-26 16:00 | 379 | 366
2017-10-26 16:30 | 392 | 379
2017-10-26 17:00 | 419 | 406
2017-10-26 17:30 | 429 | 416
2017-10-26 18:00 | 440 | 426
2017-10-26 18:30 | 453 | 437
2017-10-26 19:00 | 422 | 404
2017-10-26 19:30 | 373 | 353
2017-10-26 20:00 | 353 | 331
2017-10-26 20:30 | 333 | 307
2017-10-26 21:00 | 376 | 345
2017-10-26 21:30 | 395 | 362
2017-10-26 22:00 | 373 | 343
2017-10-26 22:30 | 350 | 319
2017-10-26 23:00 | 368 | 338
2017-10-26 23:30 | 428 | 400
2017-10-27 | 417 | 387
2017-10-27 00:30 | 400 | 373
2017-10-27 01:00 | 391 | 361
2017-10-27 01:30 | 387 | 356
2017-10-27 02:00 | 382 | 349
2017-10-27 02:30 | 379 | 346
2017-10-27 03:00 | 377 | 343
2017-10-27 03:30 | 377 | 342
2017-10-27 04:00 | 374 | 339
2017-10-27 04:30 | 370 | 335
2017-10-27 05:00 | 371 | 335
2017-10-27 05:30 | 378 | 344
2017-10-27 06:00 | 382 | 348
2017-10-27 06:30 | 403 | 375
2017-10-27 07:00 | 426 | 404
2017-10-27 07:30 | 444 | 422
2017-10-27 08:00 | 449 | 429
2017-10-27 08:30 | 447 | 425
2017-10-27 09:00 | 441 | 421
2017-10-27 09:30 | 438 | 418
2017-10-27 10:00 | 416 | 396
2017-10-27 10:30 | 403 | 382
2017-10-27 11:00 | 408 | 387
2017-10-27 11:30 | 412 | 391
2017-10-27 12:00 | 419 | 396
2017-10-27 12:30 | 423 | 400
2017-10-27 13:00 | 424 | 402
2017-10-27 13:30 | 438 | 417
2017-10-27 14:00 | 457 | 437
2017-10-27 14:30 | 462 | 443
2017-10-27 15:00 | 468 | 450
2017-10-27 15:30 | 459 | 439
2017-10-27 16:00 | 473 | 455
2017-10-27 16:30 | 487 | 470
2017-10-27 17:00 | 499 | 484
2017-10-27 17:30 | 501 | 485
2017-10-27 18:00 | 523 | 506
2017-10-27 18:30 | 530 | 513
2017-10-27 19:00 | 546 | 531
2017-10-27 19:30 | 536 | 520
2017-10-27 20:00 | 506 | 486
2017-10-27 20:30 | 494 | 472
2017-10-27 21:00 | 478 | 453
2017-10-27 21:30 | 468 | 440
2017-10-27 22:00 | 448 | 422
2017-10-27 22:30 | 428 | 399
2017-10-27 23:00 | 408 | 379
2017-10-27 23:30 | 391 | 361
2017-10-28 | 398 | 366
2017-10-28 00:30 | 393 | 359
2017-10-28 01:00 | 385 | 349
2017-10-28 01:30 | 378 | 340
2017-10-28 02:00 | 374 | 333
2017-10-28 02:30 | 370 | 328
2017-10-28 03:00 | 370 | 326
2017-10-28 03:30 | 370 | 326
2017-10-28 04:00 | 370 | 326
2017-10-28 04:30 | 368 | 323
2017-10-28 05:00 | 368 | 323
2017-10-28 05:30 | 372 | 326
2017-10-28 06:00 | 372 | 326
2017-10-28 06:30 | 381 | 336
2017-10-28 07:00 | 387 | 347
2017-10-28 07:30 | 396 | 359
2017-10-28 08:00 | 400 | 367
2017-10-28 08:30 | 409 | 379
2017-10-28 09:00 | 411 | 383
2017-10-28 09:30 | 410 | 384
2017-10-28 10:00 | 394 | 368
2017-10-28 10:30 | 379 | 353
2017-10-28 11:00 | 378 | 353
2017-10-28 11:30 | 382 | 358
2017-10-28 12:00 | 383 | 362
2017-10-28 12:30 | 388 | 368
2017-10-28 13:00 | 391 | 371
2017-10-28 13:30 | 408 | 389
2017-10-28 14:00 | 411 | 391
2017-10-28 14:30 | 418 | 399
2017-10-28 15:00 | 428 | 409
2017-10-28 15:30 | 442 | 424
2017-10-28 16:00 | 460 | 440
2017-10-28 16:30 | 474 | 455
2017-10-28 17:00 | 491 | 474
2017-10-28 17:30 | 503 | 487
2017-10-28 18:00 | 507 | 491
2017-10-28 18:30 | 511 | 496
2017-10-28 19:00 | 528 | 512
2017-10-28 19:30 | 543 | 527
2017-10-28 20:00 | 535 | 516
2017-10-28 20:30 | 520 | 499
2017-10-28 21:00 | 507 | 484
2017-10-28 21:30 | 493 | 468
2017-10-28 22:00 | 483 | 452
2017-10-28 22:30 | 463 | 431
2017-10-28 23:00 | 452 | 420
2017-10-28 23:30 | 441 | 405
2017-10-29 | 436 | 397
2017-10-29 00:30 | 422 | 384
2017-10-29 01:00 | 399 | 369
2017-10-29 01:30 | 390 | 359
2017-10-29 02:00 | 384 | 352
2017-10-29 02:30 | 380 | 347
2017-10-29 03:00 | 377 | 342
2017-10-29 03:30 | 373 | 338
2017-10-29 04:00 | 371 | 336
2017-10-29 04:30 | 373 | 338
2017-10-29 05:00 | 373 | 337
2017-10-29 05:30 | 374 | 339
2017-10-29 06:00 | 373 | 336
2017-10-29 06:30 | 378 | 342
2017-10-29 07:00 | 383 | 349
2017-10-29 07:30 | 392 | 360
2017-10-29 08:00 | 399 | 369
2017-10-29 08:30 | 406 | 382
2017-10-29 09:00 | 416 | 395
2017-10-29 09:30 | 423 | 403
2017-10-29 10:00 | 411 | 388
2017-10-29 10:30 | 401 | 377
2017-10-29 11:00 | 405 | 382
2017-10-29 11:30 | 410 | 388
2017-10-29 12:00 | 411 | 391
2017-10-29 12:30 | 412 | 392
2017-10-29 13:00 | 415 | 395
2017-10-29 13:30 | 431 | 413
2017-10-29 14:00 | 454 | 435
2017-10-29 14:30 | 468 | 447
2017-10-29 15:00 | 484 | 460
2017-10-29 15:30 | 492 | 468
2017-10-29 16:00 | 506 | 485
2017-10-29 16:30 | 517 | 498
2017-10-29 17:00 | 534 | 516
2017-10-29 17:30 | 550 | 534
2017-10-29 18:00 | 560 | 543
2017-10-29 18:30 | 558 | 543
2017-10-29 19:00 | 577 | 565
2017-10-29 19:30 | 575 | 563
2017-10-29 20:00 | 554 | 541
2017-10-29 20:30 | 549 | 533
2017-10-29 21:00 | 534 | 516
2017-10-29 21:30 | 520 | 498
2017-10-29 22:00 | 503 | 478
2017-10-29 22:30 | 481 | 454
2017-10-29 23:00 | 460 | 432
2017-10-29 23:30 | 438 | 412
2017-10-30 | 419 | 394
2017-10-30 00:30 | 408 | 384
2017-10-30 01:00 | 399 | 374
2017-10-30 01:30 | 393 | 368
2017-10-30 02:00 | 388 | 362
2017-10-30 02:30 | 384 | 357
2017-10-30 03:00 | 381 | 354
2017-10-30 03:30 | 381 | 353
2017-10-30 04:00 | 381 | 352
2017-10-30 04:30 | 380 | 351
2017-10-30 05:00 | 384 | 356
2017-10-30 05:30 | 393 | 365
2017-10-30 06:00 | 404 | 379
2017-10-30 06:30 | 431 | 411
2017-10-30 07:00 | 451 | 433
2017-10-30 07:30 | 477 | 461
2017-10-30 08:00 | 488 | 476
2017-10-30 08:30 | 492 | 481
2017-10-30 09:00 | 497 | 485
2017-10-30 09:30 | 501 | 490
2017-10-30 10:00 | 477 | 466
2017-10-30 10:30 | 459 | 448
2017-10-30 11:00 | 478 | 467
2017-10-30 11:30 | 484 | 474
2017-10-30 12:00 | 495 | 486
2017-10-30 12:30 | 502 | 493
2017-10-30 13:00 | 504 | 495
2017-10-30 13:30 | 531 | 520
2017-10-30 14:00 | 543 | 529
2017-10-30 14:30 | 549 | 536
2017-10-30 15:00 | 552 | 539
2017-10-30 15:30 | 542 | 528
2017-10-30 16:00 | 545 | 531
2017-10-30 16:30 | 543 | 528
2017-10-30 17:00 | 534 | 517
2017-10-30 17:30 | 535 | 514
2017-10-30 18:00 | 563 | 542
2017-10-30 18:30 | 582 | 562
2017-10-30 19:00 | 594 | 577
2017-10-30 19:30 | 583 | 565
2017-10-30 20:00 | 563 | 543
2017-10-30 20:30 | 539 | 516
2017-10-30 21:00 | 524 | 506
2017-10-30 21:30 | 524 | 505
2017-10-30 22:00 | 507 | 485
2017-10-30 22:30 | 490 | 463
2017-10-30 23:00 | 447 | 428
2017-10-30 23:30 | 425 | 405
2017-10-31 | 412 | 390
2017-10-31 00:30 | 400 | 379
2017-10-31 01:00 | 390 | 367
2017-10-31 01:30 | 386 | 362
2017-10-31 02:00 | 387 | 362
2017-10-31 02:30 | 384 | 359
2017-10-31 03:00 | 378 | 353
2017-10-31 03:30 | 376 | 350
2017-10-31 04:00 | 375 | 347
2017-10-31 04:30 | 381 | 354
2017-10-31 05:00 | 384 | 358
2017-10-31 05:30 | 395 | 370
2017-10-31 06:00 | 404 | 381
2017-10-31 06:30 | 429 | 410
2017-10-31 07:00 | 451 | 438
2017-10-31 07:30 | 477 | 468
2017-10-31 08:00 | 486 | 477
2017-10-31 08:30 | 500 | 492
2017-10-31 09:00 | 501 | 494
2017-10-31 09:30 | 503 | 495
2017-10-31 10:00 | 500 | 491
2017-10-31 10:30 | 507 | 499
2017-10-31 11:00 | 511 | 501
2017-10-31 11:30 | 516 | 507
2017-10-31 12:00 | 526 | 512
2017-10-31 12:30 | 526 | 511
2017-10-31 13:00 | 527 | 512
2017-10-31 13:30 | 534 | 520
2017-10-31 14:00 | 542 | 530
2017-10-31 14:30 | 552 | 540
2017-10-31 15:00 | 557 | 546
2017-10-31 15:30 | 548 | 536
2017-10-31 16:00 | 552 | 540
2017-10-31 16:30 | 556 | 545
2017-10-31 17:00 | 560 | 549
2017-10-31 17:30 | 566 | 554
2017-10-31 18:00 | 562 | 550
2017-10-31 18:30 | 567 | 554
2017-10-31 19:00 | 579 | 568
2017-10-31 19:30 | 585 | 574
2017-10-31 20:00 | 579 | 566
2017-10-31 20:30 | 588 | 573
2017-10-31 21:00 | 577 | 561
2017-10-31 21:30 | 570 | 552
2017-10-31 22:00 | 545 | 527
2017-10-31 22:30 | 522 | 504
2017-10-31 23:00 | 496 | 479
2017-10-31 23:30 | 477 | 463
2017-11-01 | 459 | 444
2017-11-01 00:30 | 449 | 433
2017-11-01 01:00 | 433 | 415
2017-11-01 01:30 | 421 | 402
2017-11-01 02:00 | 412 | 391
2017-11-01 02:30 | 411 | 390
2017-11-01 03:00 | 403 | 381
2017-11-01 03:30 | 405 | 381
2017-11-01 04:00 | 407 | 382
2017-11-01 04:30 | 408 | 383
2017-11-01 05:00 | 410 | 385
2017-11-01 05:30 | 418 | 395
2017-11-01 06:00 | 428 | 406
2017-11-01 06:30 | 460 | 442
2017-11-01 07:00 | 483 | 465
2017-11-01 07:30 | 505 | 488
2017-11-01 08:00 | 516 | 505
2017-11-01 08:30 | 526 | 518
2017-11-01 09:00 | 528 | 519
2017-11-01 09:30 | 528 | 516
2017-11-01 10:00 | 524 | 511
2017-11-01 10:30 | 520 | 507
2017-11-01 11:00 | 509 | 495
2017-11-01 11:30 | 506 | 493
2017-11-01 12:00 | 504 | 491
2017-11-01 12:30 | 510 | 498
2017-11-01 13:00 | 516 | 504
2017-11-01 13:30 | 526 | 515
2017-11-01 14:00 | 544 | 534
2017-11-01 14:30 | 548 | 538
2017-11-01 15:00 | 547 | 538
2017-11-01 15:30 | 530 | 519
2017-11-01 16:00 | 535 | 524
2017-11-01 16:30 | 538 | 526
2017-11-01 17:00 | 547 | 534
2017-11-01 17:30 | 550 | 536
2017-11-01 18:00 | 548 | 532
2017-11-01 18:30 | 583 | 568
2017-11-01 19:00 | 599 | 587
2017-11-01 19:30 | 593 | 581
2017-11-01 20:00 | 579 | 565
2017-11-01 20:30 | 564 | 548
2017-11-01 21:00 | 546 | 526
2017-11-01 21:30 | 523 | 500
2017-11-01 22:00 | 498 | 481
2017-11-01 22:30 | 476 | 458
2017-11-01 23:00 | 460 | 437
2017-11-01 23:30 | 440 | 414
2017-11-02 | 425 | 396
2017-11-02 00:30 | 415 | 385
2017-11-02 01:00 | 400 | 372
2017-11-02 01:30 | 395 | 368
2017-11-02 02:00 | 394 | 366
2017-11-02 02:30 | 397 | 368
2017-11-02 03:00 | 394 | 364
2017-11-02 03:30 | 391 | 361
2017-11-02 04:00 | 387 | 357
2017-11-02 04:30 | 385 | 354
2017-11-02 05:00 | 386 | 356
2017-11-02 05:30 | 396 | 367
2017-11-02 06:00 | 408 | 382
2017-11-02 06:30 | 432 | 410
2017-11-02 07:00 | 453 | 436
2017-11-02 07:30 | 477 | 467
2017-11-02 08:00 | 490 | 483
2017-11-02 08:30 | 497 | 487
2017-11-02 09:00 | 506 | 497
2017-11-02 09:30 | 504 | 496
2017-11-02 10:00 | 500 | 491
2017-11-02 10:30 | 498 | 489
2017-11-02 11:00 | 502 | 489
2017-11-02 11:30 | 495 | 482
2017-11-02 12:00 | 495 | 482
2017-11-02 12:30 | 506 | 495
2017-11-02 13:00 | 506 | 495
2017-11-02 13:30 | 508 | 497
2017-11-02 14:00 | 515 | 504
2017-11-02 14:30 | 527 | 519
2017-11-02 15:00 | 533 | 523
2017-11-02 15:30 | 522 | 511
2017-11-02 16:00 | 526 | 515
2017-11-02 16:30 | 536 | 524
2017-11-02 17:00 | 538 | 525
2017-11-02 17:30 | 540 | 526
2017-11-02 18:00 | 570 | 557
2017-11-02 18:30 | 583 | 571
2017-11-02 19:00 | 600 | 590
2017-11-02 19:30 | 602 | 591
2017-11-02 20:00 | 583 | 570
2017-11-02 20:30 | 568 | 553
2017-11-02 21:00 | 553 | 536
2017-11-02 21:30 | 527 | 505
2017-11-02 22:00 | 500 | 478
2017-11-02 22:30 | 472 | 448
2017-11-02 23:00 | 453 | 425
2017-11-02 23:30 | 430 | 406
2017-11-03 | 419 | 392
2017-11-03 00:30 | 401 | 381
2017-11-03 01:00 | 381 | 363
2017-11-03 01:30 | 373 | 354
2017-11-03 02:00 | 369 | 349
2017-11-03 02:30 | 368 | 347
2017-11-03 03:00 | 367 | 346
2017-11-03 03:30 | 364 | 342
2017-11-03 04:00 | 361 | 339
2017-11-03 04:30 | 362 | 341
2017-11-03 05:00 | 368 | 347
2017-11-03 05:30 | 376 | 357
2017-11-03 06:00 | 390 | 371
2017-11-03 06:30 | 422 | 410
2017-11-03 07:00 | 448 | 439
2017-11-03 07:30 | 477 | 465
2017-11-03 08:00 | 493 | 475
2017-11-03 08:30 | 498 | 482
2017-11-03 09:00 | 497 | 483
2017-11-03 09:30 | 498 | 484
2017-11-03 10:00 | 489 | 476
2017-11-03 10:30 | 486 | 473
2017-11-03 11:00 | 488 | 474
2017-11-03 11:30 | 491 | 478
2017-11-03 12:00 | 492 | 479
2017-11-03 12:30 | 494 | 481
2017-11-03 13:00 | 492 | 479
2017-11-03 13:30 | 492 | 479
2017-11-03 14:00 | 499 | 487
2017-11-03 14:30 | 510 | 499
2017-11-03 15:00 | 512 | 501
2017-11-03 15:30 | 498 | 486
2017-11-03 16:00 | 504 | 492
2017-11-03 16:30 | 516 | 504
2017-11-03 17:00 | 523 | 511
2017-11-03 17:30 | 525 | 511
2017-11-03 18:00 | 543 | 528
2017-11-03 18:30 | 549 | 535
2017-11-03 19:00 | 563 | 551
2017-11-03 19:30 | 559 | 546
2017-11-03 20:00 | 552 | 539
2017-11-03 20:30 | 538 | 524
2017-11-03 21:00 | 517 | 503
2017-11-03 21:30 | 504 | 488
2017-11-03 22:00 | 486 | 470
2017-11-03 22:30 | 461 | 446
2017-11-03 23:00 | 441 | 426
2017-11-03 23:30 | 429 | 410
2017-11-04 | 412 | 390
2017-11-04 00:30 | 403 | 378
2017-11-04 01:00 | 391 | 363
2017-11-04 01:30 | 380 | 350
2017-11-04 02:00 | 375 | 344
2017-11-04 02:30 | 372 | 340
2017-11-04 03:00 | 371 | 338
2017-11-04 03:30 | 369 | 336
2017-11-04 04:00 | 367 | 333
2017-11-04 04:30 | 371 | 336
2017-11-04 05:00 | 377 | 343
2017-11-04 05:30 | 381 | 348
2017-11-04 06:00 | 381 | 347
2017-11-04 06:30 | 389 | 357
2017-11-04 07:00 | 395 | 365
2017-11-04 07:30 | 407 | 382
2017-11-04 08:00 | 417 | 396
2017-11-04 08:30 | 427 | 410
2017-11-04 09:00 | 435 | 420
2017-11-04 09:30 | 441 | 428
2017-11-04 10:00 | 435 | 422
2017-11-04 10:30 | 436 | 421
2017-11-04 11:00 | 438 | 421
2017-11-04 11:30 | 437 | 421
2017-11-04 12:00 | 438 | 422
2017-11-04 12:30 | 423 | 408
2017-11-04 13:00 | 328 | 312
2017-11-04 13:30 | 315 | 298
2017-11-04 14:00 | 394 | 379
2017-11-04 14:30 | 440 | 424
2017-11-04 15:00 | 453 | 438
2017-11-04 15:30 | 466 | 452
2017-11-04 16:00 | 479 | 466
2017-11-04 16:30 | 487 | 475
2017-11-04 17:00 | 503 | 491
2017-11-04 17:30 | 516 | 502
2017-11-04 18:00 | 519 | 504
2017-11-04 18:30 | 508 | 493
2017-11-04 19:00 | 519 | 506
2017-11-04 19:30 | 519 | 507
2017-11-04 20:00 | 510 | 497
2017-11-04 20:30 | 489 | 472
2017-11-04 21:00 | 475 | 457
2017-11-04 21:30 | 482 | 462
2017-11-04 22:00 | 471 | 447
2017-11-04 22:30 | 451 | 430
2017-11-04 23:00 | 437 | 412
2017-11-04 23:30 | 423 | 396
2017-11-05 | 411 | 379
2017-11-05 00:30 | 395 | 371
2017-11-05 01:00 | 374 | 357
2017-11-05 01:30 | 363 | 346
2017-11-05 02:00 | 357 | 339
2017-11-05 02:30 | 354 | 335
2017-11-05 03:00 | 349 | 330
2017-11-05 03:30 | 342 | 322
2017-11-05 04:00 | 339 | 318
2017-11-05 04:30 | 341 | 321
2017-11-05 05:00 | 344 | 323
2017-11-05 05:30 | 351 | 330
2017-11-05 06:00 | 357 | 335
2017-11-05 06:30 | 362 | 341
2017-11-05 07:00 | 362 | 343
2017-11-05 07:30 | 368 | 350
2017-11-05 08:00 | 376 | 363
2017-11-05 08:30 | 383 | 372
2017-11-05 09:00 | 387 | 377
2017-11-05 09:30 | 391 | 383
2017-11-05 10:00 | 405 | 389
2017-11-05 10:30 | 414 | 394
2017-11-05 11:00 | 409 | 390
2017-11-05 11:30 | 411 | 393
2017-11-05 12:00 | 415 | 397
2017-11-05 12:30 | 414 | 397
2017-11-05 13:00 | 412 | 396
2017-11-05 13:30 | 419 | 403
2017-11-05 14:00 | 426 | 411
2017-11-05 14:30 | 436 | 422
2017-11-05 15:00 | 439 | 424
2017-11-05 15:30 | 450 | 436
2017-11-05 16:00 | 466 | 454
2017-11-05 16:30 | 487 | 474
2017-11-05 17:00 | 504 | 491
2017-11-05 17:30 | 521 | 508
2017-11-05 18:00 | 513 | 500
2017-11-05 18:30 | 512 | 500
2017-11-05 19:00 | 529 | 519
2017-11-05 19:30 | 533 | 525
2017-11-05 20:00 | 516 | 507
2017-11-05 20:30 | 516 | 506
2017-11-05 21:00 | 508 | 496
2017-11-05 21:30 | 491 | 476
2017-11-05 22:00 | 472 | 455
2017-11-05 22:30 | 452 | 431
2017-11-05 23:00 | 427 | 405
2017-11-05 23:30 | 411 | 390
2017-11-06 | 398 | 374
2017-11-06 00:30 | 387 | 361
2017-11-06 01:00 | 364 | 350
2017-11-06 01:30 | 361 | 346
2017-11-06 02:00 | 355 | 338
2017-11-06 02:30 | 352 | 335
2017-11-06 03:00 | 350 | 332
2017-11-06 03:30 | 354 | 337
2017-11-06 04:00 | 352 | 333
2017-11-06 04:30 | 354 | 336
2017-11-06 05:00 | 357 | 340
2017-11-06 05:30 | 370 | 354
2017-11-06 06:00 | 378 | 364
2017-11-06 06:30 | 405 | 393
2017-11-06 07:00 | 440 | 420
2017-11-06 07:30 | 463 | 446
2017-11-06 08:00 | 471 | 456
2017-11-06 08:30 | 492 | 465
2017-11-06 09:00 | 490 | 463
2017-11-06 09:30 | 496 | 467
2017-11-06 10:00 | 488 | 456
2017-11-06 10:30 | 489 | 457
2017-11-06 11:00 | 482 | 450
2017-11-06 11:30 | 479 | 448
2017-11-06 12:00 | 480 | 450
2017-11-06 12:30 | 482 | 452
2017-11-06 13:00 | 486 | 457
2017-11-06 13:30 | 489 | 460
2017-11-06 14:00 | 500 | 472
2017-11-06 14:30 | 508 | 481
2017-11-06 15:00 | 514 | 488
2017-11-06 15:30 | 503 | 477
2017-11-06 16:00 | 511 | 485
2017-11-06 16:30 | 521 | 495
2017-11-06 17:00 | 534 | 508
2017-11-06 17:30 | 534 | 507
2017-11-06 18:00 | 562 | 534
2017-11-06 18:30 | 579 | 551
2017-11-06 19:00 | 595 | 571
2017-11-06 19:30 | 595 | 572
2017-11-06 20:00 | 581 | 555
2017-11-06 20:30 | 562 | 532
2017-11-06 21:00 | 541 | 513
2017-11-06 21:30 | 520 | 491
2017-11-06 22:00 | 493 | 465
2017-11-06 22:30 | 466 | 438
2017-11-06 23:00 | 447 | 416
2017-11-06 23:30 | 433 | 397
2017-11-07 | 423 | 383
2017-11-07 00:30 | 417 | 374
2017-11-07 01:00 | 406 | 360
2017-11-07 01:30 | 392 | 350
2017-11-07 02:00 | 372 | 342
2017-11-07 02:30 | 369 | 337
2017-11-07 03:00 | 365 | 332
2017-11-07 03:30 | 365 | 332
2017-11-07 04:00 | 366 | 333
2017-11-07 04:30 | 369 | 336
2017-11-07 05:00 | 369 | 337
2017-11-07 05:30 | 377 | 347
2017-11-07 06:00 | 389 | 360
2017-11-07 06:30 | 416 | 390
2017-11-07 07:00 | 441 | 417
2017-11-07 07:30 | 461 | 442
2017-11-07 08:00 | 471 | 454
2017-11-07 08:30 | 474 | 458
2017-11-07 09:00 | 473 | 457
2017-11-07 09:30 | 473 | 458
2017-11-07 10:00 | 469 | 454
2017-11-07 10:30 | 475 | 457
2017-11-07 11:00 | 473 | 456
2017-11-07 11:30 | 489 | 473
2017-11-07 12:00 | 500 | 485
2017-11-07 12:30 | 499 | 484
2017-11-07 13:00 | 499 | 484
2017-11-07 13:30 | 499 | 484
2017-11-07 14:00 | 506 | 494
2017-11-07 14:30 | 520 | 508
2017-11-07 15:00 | 526 | 514
2017-11-07 15:30 | 513 | 502
2017-11-07 16:00 | 528 | 517
2017-11-07 16:30 | 541 | 530
2017-11-07 17:00 | 554 | 543
2017-11-07 17:30 | 558 | 546
2017-11-07 18:00 | 573 | 559
2017-11-07 18:30 | 583 | 570
2017-11-07 19:00 | 603 | 592
2017-11-07 19:30 | 603 | 592
2017-11-07 20:00 | 585 | 572
2017-11-07 20:30 | 569 | 554
2017-11-07 21:00 | 551 | 533
2017-11-07 21:30 | 529 | 504
2017-11-07 22:00 | 499 | 475
2017-11-07 22:30 | 478 | 450
2017-11-07 23:00 | 461 | 429
2017-11-07 23:30 | 446 | 410
2017-11-08 | 428 | 393
2017-11-08 00:30 | 419 | 383
2017-11-08 01:00 | 409 | 371
2017-11-08 01:30 | 403 | 362
2017-11-08 02:00 | 400 | 359
2017-11-08 02:30 | 396 | 353
2017-11-08 03:00 | 396 | 352
2017-11-08 03:30 | 395 | 350
2017-11-08 04:00 | 395 | 350
2017-11-08 04:30 | 393 | 348
2017-11-08 05:00 | 394 | 349
2017-11-08 05:30 | 404 | 361
2017-11-08 06:00 | 416 | 376
2017-11-08 06:30 | 440 | 407
2017-11-08 07:00 | 453 | 426
2017-11-08 07:30 | 471 | 450
2017-11-08 08:00 | 486 | 471
2017-11-08 08:30 | 494 | 479
2017-11-08 09:00 | 492 | 478
2017-11-08 09:30 | 488 | 476
2017-11-08 10:00 | 494 | 480
2017-11-08 10:30 | 496 | 482
2017-11-08 11:00 | 495 | 481
2017-11-08 11:30 | 496 | 482
2017-11-08 12:00 | 505 | 491
2017-11-08 12:30 | 516 | 504
2017-11-08 13:00 | 518 | 507
2017-11-08 13:30 | 521 | 511
2017-11-08 14:00 | 526 | 515
2017-11-08 14:30 | 539 | 529
2017-11-08 15:00 | 551 | 541
2017-11-08 15:30 | 552 | 542
2017-11-08 16:00 | 568 | 557
2017-11-08 16:30 | 584 | 573
2017-11-08 17:00 | 591 | 580
2017-11-08 17:30 | 590 | 577
2017-11-08 18:00 | 591 | 577
2017-11-08 18:30 | 597 | 582
2017-11-08 19:00 | 610 | 597
2017-11-08 19:30 | 609 | 596
2017-11-08 20:00 | 598 | 584
2017-11-08 20:30 | 583 | 566
2017-11-08 21:00 | 570 | 552
2017-11-08 21:30 | 551 | 527
2017-11-08 22:00 | 519 | 493
2017-11-08 22:30 | 495 | 468
2017-11-08 23:00 | 474 | 445
2017-11-08 23:30 | 453 | 421
2017-11-09 | 437 | 405
2017-11-09 00:30 | 425 | 395
2017-11-09 01:00 | 415 | 383
2017-11-09 01:30 | 409 | 377
2017-11-09 02:00 | 404 | 370
2017-11-09 02:30 | 404 | 368
2017-11-09 03:00 | 401 | 365
2017-11-09 03:30 | 396 | 360
2017-11-09 04:00 | 397 | 361
2017-11-09 04:30 | 400 | 364
2017-11-09 05:00 | 403 | 367
2017-11-09 05:30 | 410 | 375
2017-11-09 06:00 | 420 | 387
2017-11-09 06:30 | 443 | 416
2017-11-09 07:00 | 467 | 446
2017-11-09 07:30 | 490 | 472
2017-11-09 08:00 | 515 | 491
2017-11-09 08:30 | 523 | 497
2017-11-09 09:00 | 524 | 501
2017-11-09 09:30 | 519 | 496
2017-11-09 10:00 | 518 | 493
2017-11-09 10:30 | 518 | 491
2017-11-09 11:00 | 501 | 471
2017-11-09 11:30 | 508 | 481
2017-11-09 12:00 | 529 | 503
2017-11-09 12:30 | 530 | 504
2017-11-09 13:00 | 526 | 499
2017-11-09 13:30 | 531 | 505
2017-11-09 14:00 | 540 | 515
2017-11-09 14:30 | 543 | 516
2017-11-09 15:00 | 543 | 516
2017-11-09 15:30 | 532 | 503
2017-11-09 16:00 | 530 | 500
2017-11-09 16:30 | 520 | 487
2017-11-09 17:00 | 465 | 430
2017-11-09 17:30 | 457 | 419
2017-11-09 18:00 | 467 | 429
2017-11-09 18:30 | 479 | 443
2017-11-09 19:00 | 444 | 408
2017-11-09 19:30 | 422 | 383
2017-11-09 20:00 | 405 | 364
2017-11-09 20:30 | 395 | 366
2017-11-09 21:00 | 383 | 356
2017-11-09 21:30 | 360 | 329
2017-11-09 22:00 | 332 | 307
2017-11-09 22:30 | 312 | 285
2017-11-09 23:00 | 297 | 271
2017-11-09 23:30 | 283 | 254
2017-11-10 | 324 | 295
2017-11-10 00:30 | 382 | 350
2017-11-10 01:00 | 385 | 350
2017-11-10 01:30 | 381 | 345
2017-11-10 02:00 | 375 | 339
2017-11-10 02:30 | 355 | 333
2017-11-10 03:00 | 347 | 329
2017-11-10 03:30 | 343 | 323
2017-11-10 04:00 | 342 | 323
2017-11-10 04:30 | 342 | 322
2017-11-10 05:00 | 343 | 325
2017-11-10 05:30 | 352 | 335
2017-11-10 06:00 | 372 | 347
2017-11-10 06:30 | 405 | 378
2017-11-10 07:00 | 424 | 401
2017-11-10 07:30 | 422 | 404
2017-11-10 08:00 | 373 | 354
2017-11-10 08:30 | 357 | 337
2017-11-10 09:00 | 354 | 332
2017-11-10 09:30 | 350 | 328
2017-11-10 10:00 | 320 | 296
2017-11-10 10:30 | 290 | 265
2017-11-10 11:00 | 279 | 254
2017-11-10 11:30 | 272 | 247
2017-11-10 12:00 | 297 | 273
2017-11-10 12:30 | 286 | 260
2017-11-10 13:00 | 248 | 221
2017-11-10 13:30 | 250 | 223
2017-11-10 14:00 | 275 | 250
2017-11-10 14:30 | 283 | 259
2017-11-10 15:00 | 276 | 250
2017-11-10 15:30 | 258 | 229
2017-11-10 16:00 | 263 | 234
2017-11-10 16:30 | 266 | 238
2017-11-10 17:00 | 270 | 241
2017-11-10 17:30 | 270 | 238
2017-11-10 18:00 | 290 | 260
2017-11-10 18:30 | 309 | 280
2017-11-10 19:00 | 319 | 294
2017-11-10 19:30 | 316 | 290
2017-11-10 20:00 | 303 | 275
2017-11-10 20:30 | 272 | 239
2017-11-10 21:00 | 237 | 205
2017-11-10 21:30 | 228 | 194
2017-11-10 22:00 | 226 | 193
2017-11-10 22:30 | 227 | 193
2017-11-10 23:00 | 214 | 174
2017-11-10 23:30 | 201 | 157
2017-11-11 | 182 | 141
2017-11-11 00:30 | 216 | 189
2017-11-11 01:00 | 226 | 198
2017-11-11 01:30 | 222 | 193
2017-11-11 02:00 | 219 | 189
2017-11-11 02:30 | 213 | 182
2017-11-11 03:00 | 211 | 179
2017-11-11 03:30 | 211 | 178
2017-11-11 04:00 | 206 | 173
2017-11-11 04:30 | 209 | 177
2017-11-11 05:00 | 210 | 178
2017-11-11 05:30 | 217 | 185
2017-11-11 06:00 | 218 | 185
2017-11-11 06:30 | 224 | 195
2017-11-11 07:00 | 223 | 195
2017-11-11 07:30 | 221 | 195
2017-11-11 08:00 | 227 | 204
2017-11-11 08:30 | 239 | 219
2017-11-11 09:00 | 240 | 222
2017-11-11 09:30 | 244 | 227
2017-11-11 10:00 | 237 | 219
2017-11-11 10:30 | 244 | 228
2017-11-11 11:00 | 243 | 227
2017-11-11 11:30 | 237 | 220
2017-11-11 12:00 | 243 | 227
2017-11-11 12:30 | 245 | 229
2017-11-11 13:00 | 246 | 229
2017-11-11 13:30 | 255 | 239
2017-11-11 14:00 | 248 | 231
2017-11-11 14:30 | 250 | 233
2017-11-11 15:00 | 265 | 249
2017-11-11 15:30 | 265 | 249
2017-11-11 16:00 | 239 | 221
2017-11-11 16:30 | 245 | 228
2017-11-11 17:00 | 259 | 243
2017-11-11 17:30 | 262 | 246
2017-11-11 18:00 | 262 | 247
2017-11-11 18:30 | 274 | 259
2017-11-11 19:00 | 288 | 274
2017-11-11 19:30 | 324 | 310
2017-11-11 20:00 | 389 | 370
2017-11-11 20:30 | 416 | 398
2017-11-11 21:00 | 411 | 390
2017-11-11 21:30 | 401 | 378
2017-11-11 22:00 | 399 | 375
2017-11-11 22:30 | 386 | 359
2017-11-11 23:00 | 393 | 363
2017-11-11 23:30 | 385 | 350
2017-11-12 | 371 | 334
2017-11-12 00:30 | 361 | 322
2017-11-12 01:00 | 358 | 318
2017-11-12 01:30 | 355 | 314
2017-11-12 02:00 | 346 | 303
2017-11-12 02:30 | 345 | 301
2017-11-12 03:00 | 326 | 297
2017-11-12 03:30 | 319 | 296
2017-11-12 04:00 | 316 | 293
2017-11-12 04:30 | 316 | 293
2017-11-12 05:00 | 316 | 293
2017-11-12 05:30 | 318 | 294
2017-11-12 06:00 | 314 | 289
2017-11-12 06:30 | 316 | 292
2017-11-12 07:00 | 311 | 287
2017-11-12 07:30 | 301 | 278
2017-11-12 08:00 | 307 | 286
2017-11-12 08:30 | 314 | 296
2017-11-12 09:00 | 324 | 307
2017-11-12 09:30 | 346 | 331
2017-11-12 10:00 | 339 | 324
2017-11-12 10:30 | 326 | 312
2017-11-12 11:00 | 328 | 314
2017-11-12 11:30 | 332 | 319
2017-11-12 12:00 | 340 | 317
2017-11-12 12:30 | 331 | 303
2017-11-12 13:00 | 346 | 319
2017-11-12 13:30 | 351 | 325
2017-11-12 14:00 | 347 | 320
2017-11-12 14:30 | 357 | 331
2017-11-12 15:00 | 363 | 337
2017-11-12 15:30 | 353 | 326
2017-11-12 16:00 | 350 | 324
2017-11-12 16:30 | 361 | 336
2017-11-12 17:00 | 369 | 344
2017-11-12 17:30 | 385 | 362
2017-11-12 18:00 | 421 | 401
2017-11-12 18:30 | 433 | 414
2017-11-12 19:00 | 456 | 440
2017-11-12 19:30 | 456 | 442
2017-11-12 20:00 | 442 | 426
2017-11-12 20:30 | 439 | 422
2017-11-12 21:00 | 428 | 409
2017-11-12 21:30 | 416 | 395
2017-11-12 22:00 | 406 | 382
2017-11-12 22:30 | 397 | 370
2017-11-12 23:00 | 401 | 371
2017-11-12 23:30 | 386 | 351
2017-11-13 | 373 | 336
2017-11-13 00:30 | 370 | 331
2017-11-13 01:00 | 345 | 309
2017-11-13 01:30 | 318 | 296
2017-11-13 02:00 | 315 | 292
2017-11-13 02:30 | 314 | 290
2017-11-13 03:00 | 308 | 283
2017-11-13 03:30 | 307 | 282
2017-11-13 04:00 | 305 | 280
2017-11-13 04:30 | 312 | 287
2017-11-13 05:00 | 311 | 287
2017-11-13 05:30 | 321 | 298
2017-11-13 06:00 | 335 | 314
2017-11-13 06:30 | 359 | 340
2017-11-13 07:00 | 374 | 356
2017-11-13 07:30 | 386 | 368
2017-11-13 08:00 | 390 | 374
2017-11-13 08:30 | 397 | 382
2017-11-13 09:00 | 400 | 379
2017-11-13 09:30 | 398 | 377
2017-11-13 10:00 | 398 | 378
2017-11-13 10:30 | 401 | 382
2017-11-13 11:00 | 396 | 377
2017-11-13 11:30 | 394 | 375
2017-11-13 12:00 | 402 | 384
2017-11-13 12:30 | 405 | 386
2017-11-13 13:00 | 403 | 384
2017-11-13 13:30 | 409 | 390
2017-11-13 14:00 | 421 | 403
2017-11-13 14:30 | 426 | 410
2017-11-13 15:00 | 383 | 364
2017-11-13 15:30 | 352 | 332
2017-11-13 16:00 | 294 | 269
2017-11-13 16:30 | 291 | 266
2017-11-13 17:00 | 296 | 270
2017-11-13 17:30 | 316 | 283
2017-11-13 18:00 | 334 | 303
2017-11-13 18:30 | 349 | 321
2017-11-13 19:00 | 359 | 337
2017-11-13 19:30 | 350 | 327
2017-11-13 20:00 | 333 | 308
2017-11-13 20:30 | 329 | 301
2017-11-13 21:00 | 318 | 290
2017-11-13 21:30 | 305 | 274
2017-11-13 22:00 | 295 | 264
2017-11-13 22:30 | 279 | 248
2017-11-13 23:00 | 278 | 244
2017-11-13 23:30 | 264 | 225
2017-11-14 | 253 | 210
2017-11-14 00:30 | 340 | 306
2017-11-14 01:00 | 370 | 338
2017-11-14 01:30 | 361 | 327
2017-11-14 02:00 | 345 | 309
2017-11-14 02:30 | 340 | 304
2017-11-14 03:00 | 335 | 298
2017-11-14 03:30 | 337 | 299
2017-11-14 04:00 | 339 | 300
2017-11-14 04:30 | 345 | 307
2017-11-14 05:00 | 342 | 302
2017-11-14 05:30 | 355 | 317
2017-11-14 06:00 | 344 | 288
2017-11-14 06:30 | 317 | 273
2017-11-14 07:00 | 322 | 287
2017-11-14 07:30 | 328 | 299
2017-11-14 08:00 | 339 | 315
2017-11-14 08:30 | 353 | 337
2017-11-14 09:00 | 349 | 334
2017-11-14 09:30 | 350 | 335
2017-11-14 10:00 | 337 | 321
2017-11-14 10:30 | 340 | 325
2017-11-14 11:00 | 344 | 330
2017-11-14 11:30 | 311 | 297
2017-11-14 12:00 | 285 | 266
2017-11-14 12:30 | 286 | 266
2017-11-14 13:00 | 280 | 260
2017-11-14 13:30 | 282 | 261
2017-11-14 14:00 | 296 | 276
2017-11-14 14:30 | 282 | 260
2017-11-14 15:00 | 262 | 238
2017-11-14 15:30 | 250 | 224
2017-11-14 16:00 | 243 | 214
2017-11-14 16:30 | 249 | 220
2017-11-14 17:00 | 246 | 215
2017-11-14 17:30 | 253 | 221
2017-11-14 18:00 | 273 | 242
2017-11-14 18:30 | 279 | 248
2017-11-14 19:00 | 294 | 268
2017-11-14 19:30 | 296 | 270
2017-11-14 20:00 | 306 | 284
2017-11-14 20:30 | 317 | 299
2017-11-14 21:00 | 312 | 293
2017-11-14 21:30 | 300 | 282
2017-11-14 22:00 | 292 | 272
2017-11-14 22:30 | 274 | 251
2017-11-14 23:00 | 273 | 249
2017-11-14 23:30 | 259 | 233
2017-11-15 | 248 | 221
2017-11-15 00:30 | 245 | 216
2017-11-15 01:00 | 220 | 172
2017-11-15 01:30 | 232 | 194
2017-11-15 02:00 | 224 | 188
2017-11-15 02:30 | 221 | 184
2017-11-15 03:00 | 219 | 182
2017-11-15 03:30 | 228 | 192
2017-11-15 04:00 | 228 | 191
2017-11-15 04:30 | 227 | 190
2017-11-15 05:00 | 236 | 201
2017-11-15 05:30 | 245 | 213
2017-11-15 06:00 | 252 | 226
2017-11-15 06:30 | 275 | 255
2017-11-15 07:00 | 290 | 269
2017-11-15 07:30 | 298 | 281
2017-11-15 08:00 | 302 | 288
2017-11-15 08:30 | 304 | 295
2017-11-15 09:00 | 245 | 234
2017-11-15 09:30 | 232 | 221
2017-11-15 10:00 | 227 | 217
2017-11-15 10:30 | 225 | 214
2017-11-15 11:00 | 227 | 217
2017-11-15 11:30 | 245 | 235
2017-11-15 12:00 | 325 | 316
2017-11-15 12:30 | 358 | 347
2017-11-15 13:00 | 377 | 365
2017-11-15 13:30 | 367 | 354
2017-11-15 14:00 | 371 | 359
2017-11-15 14:30 | 373 | 360
2017-11-15 15:00 | 346 | 329
2017-11-15 15:30 | 346 | 320
2017-11-15 16:00 | 354 | 331
2017-11-15 16:30 | 359 | 336
2017-11-15 17:00 | 316 | 291
2017-11-15 17:30 | 293 | 264
2017-11-15 18:00 | 297 | 266
2017-11-15 18:30 | 299 | 269
2017-11-15 19:00 | 366 | 342
2017-11-15 19:30 | 386 | 364
2017-11-15 20:00 | 378 | 354
2017-11-15 20:30 | 376 | 351
2017-11-15 21:00 | 360 | 334
2017-11-15 21:30 | 342 | 315
2017-11-15 22:00 | 335 | 306
2017-11-15 22:30 | 313 | 281
2017-11-15 23:00 | 310 | 276
2017-11-15 23:30 | 294 | 261
2017-11-16 | 278 | 241
2017-11-16 00:30 | 264 | 231
2017-11-16 01:00 | 239 | 218
2017-11-16 01:30 | 234 | 211
2017-11-16 02:00 | 228 | 205
2017-11-16 02:30 | 225 | 202
2017-11-16 03:00 | 221 | 196
2017-11-16 03:30 | 220 | 195
2017-11-16 04:00 | 220 | 195
2017-11-16 04:30 | 226 | 201
2017-11-16 05:00 | 236 | 212
2017-11-16 05:30 | 247 | 225
2017-11-16 06:00 | 255 | 234
2017-11-16 06:30 | 280 | 263
2017-11-16 07:00 | 303 | 283
2017-11-16 07:30 | 317 | 300
2017-11-16 08:00 | 328 | 314
2017-11-16 08:30 | 327 | 310
2017-11-16 09:00 | 328 | 308
2017-11-16 09:30 | 270 | 246
2017-11-16 10:00 | 255 | 226
2017-11-16 10:30 | 269 | 222
2017-11-16 11:00 | 257 | 224
2017-11-16 11:30 | 266 | 235
2017-11-16 12:00 | 265 | 235
2017-11-16 12:30 | 264 | 233
2017-11-16 13:00 | 263 | 234
2017-11-16 13:30 | 265 | 241
2017-11-16 14:00 | 276 | 254
2017-11-16 14:30 | 340 | 321
2017-11-16 15:00 | 357 | 339
2017-11-16 15:30 | 380 | 363
2017-11-16 16:00 | 444 | 428
2017-11-16 16:30 | 454 | 436
2017-11-16 17:00 | 460 | 441
2017-11-16 17:30 | 464 | 443
2017-11-16 18:00 | 471 | 447
2017-11-16 18:30 | 501 | 463
2017-11-16 19:00 | 510 | 476
2017-11-16 19:30 | 509 | 473
2017-11-16 20:00 | 497 | 459
2017-11-16 20:30 | 522 | 483
2017-11-16 21:00 | 499 | 474
2017-11-16 21:30 | 477 | 452
2017-11-16 22:00 | 468 | 443
2017-11-16 22:30 | 445 | 416
2017-11-16 23:00 | 437 | 403
2017-11-16 23:30 | 420 | 383
2017-11-17 | 400 | 366
2017-11-17 00:30 | 371 | 347
2017-11-17 01:00 | 361 | 336
2017-11-17 01:30 | 354 | 328
2017-11-17 02:00 | 346 | 318
2017-11-17 02:30 | 344 | 315
2017-11-17 03:00 | 343 | 313
2017-11-17 03:30 | 344 | 313
2017-11-17 04:00 | 345 | 314
2017-11-17 04:30 | 347 | 317
2017-11-17 05:00 | 350 | 320
2017-11-17 05:30 | 357 | 328
2017-11-17 06:00 | 367 | 340
2017-11-17 06:30 | 387 | 367
2017-11-17 07:00 | 398 | 380
2017-11-17 07:30 | 407 | 383
2017-11-17 08:00 | 429 | 402
2017-11-17 08:30 | 441 | 406
2017-11-17 09:00 | 441 | 408
2017-11-17 09:30 | 446 | 416
2017-11-17 10:00 | 445 | 415
2017-11-17 10:30 | 431 | 400
2017-11-17 11:00 | 428 | 397
2017-11-17 11:30 | 426 | 396
2017-11-17 12:00 | 428 | 398
2017-11-17 12:30 | 433 | 404
2017-11-17 13:00 | 441 | 415
2017-11-17 13:30 | 444 | 414
2017-11-17 14:00 | 443 | 412
2017-11-17 14:30 | 453 | 424
2017-11-17 15:00 | 466 | 436
2017-11-17 15:30 | 472 | 442
2017-11-17 16:00 | 467 | 434
2017-11-17 16:30 | 488 | 459
2017-11-17 17:00 | 499 | 472
2017-11-17 17:30 | 495 | 465
2017-11-17 18:00 | 497 | 465
2017-11-17 18:30 | 499 | 466
2017-11-17 19:00 | 505 | 475
2017-11-17 19:30 | 509 | 480
2017-11-17 20:00 | 503 | 472
2017-11-17 20:30 | 501 | 468
2017-11-17 21:00 | 493 | 459
2017-11-17 21:30 | 480 | 441
2017-11-17 22:00 | 474 | 435
2017-11-17 22:30 | 450 | 413
2017-11-17 23:00 | 448 | 410
2017-11-17 23:30 | 439 | 398
2017-11-18 | 427 | 382
2017-11-18 00:30 | 419 | 371
2017-11-18 01:00 | 407 | 356
2017-11-18 01:30 | 377 | 348
2017-11-18 02:00 | 370 | 342
2017-11-18 02:30 | 364 | 335
2017-11-18 03:00 | 352 | 320
2017-11-18 03:30 | 352 | 317
2017-11-18 04:00 | 348 | 311
2017-11-18 04:30 | 346 | 307
2017-11-18 05:00 | 358 | 322
2017-11-18 05:30 | 364 | 327
2017-11-18 06:00 | 368 | 331
2017-11-18 06:30 | 375 | 340
2017-11-18 07:00 | 362 | 326
2017-11-18 07:30 | 350 | 317
2017-11-18 08:00 | 360 | 328
2017-11-18 08:30 | 370 | 341
2017-11-18 09:00 | 370 | 343
2017-11-18 09:30 | 374 | 350
2017-11-18 10:00 | 376 | 353
2017-11-18 10:30 | 375 | 352
2017-11-18 11:00 | 373 | 350
2017-11-18 11:30 | 370 | 347
2017-11-18 12:00 | 381 | 357
2017-11-18 12:30 | 382 | 354
2017-11-18 13:00 | 375 | 346
2017-11-18 13:30 | 381 | 352
2017-11-18 14:00 | 390 | 362
2017-11-18 14:30 | 398 | 370
2017-11-18 15:00 | 400 | 373
2017-11-18 15:30 | 397 | 370
2017-11-18 16:00 | 395 | 368
2017-11-18 16:30 | 417 | 392
2017-11-18 17:00 | 435 | 411
2017-11-18 17:30 | 444 | 421
2017-11-18 18:00 | 454 | 432
2017-11-18 18:30 | 455 | 433
2017-11-18 19:00 | 466 | 448
2017-11-18 19:30 | 470 | 455
2017-11-18 20:00 | 457 | 440
2017-11-18 20:30 | 456 | 437
2017-11-18 21:00 | 449 | 429
2017-11-18 21:30 | 439 | 416
2017-11-18 22:00 | 443 | 420
2017-11-18 22:30 | 431 | 404
2017-11-18 23:00 | 433 | 405
2017-11-18 23:30 | 427 | 397
2017-11-19 | 413 | 380
2017-11-19 00:30 | 406 | 371
2017-11-19 01:00 | 397 | 356
2017-11-19 01:30 | 393 | 353
2017-11-19 02:00 | 382 | 344
2017-11-19 02:30 | 372 | 340
2017-11-19 03:00 | 369 | 337
2017-11-19 03:30 | 368 | 335
2017-11-19 04:00 | 363 | 329
2017-11-19 04:30 | 364 | 329
2017-11-19 05:00 | 363 | 328
2017-11-19 05:30 | 365 | 329
2017-11-19 06:00 | 361 | 324
2017-11-19 06:30 | 365 | 329
2017-11-19 07:00 | 361 | 326
2017-11-19 07:30 | 352 | 318
2017-11-19 08:00 | 356 | 326
2017-11-19 08:30 | 366 | 339
2017-11-19 09:00 | 370 | 344
2017-11-19 09:30 | 372 | 347
2017-11-19 10:00 | 377 | 354
2017-11-19 10:30 | 382 | 360
2017-11-19 11:00 | 374 | 353
2017-11-19 11:30 | 376 | 355
2017-11-19 12:00 | 374 | 354
2017-11-19 12:30 | 372 | 352
2017-11-19 13:00 | 366 | 346
2017-11-19 13:30 | 363 | 343
2017-11-19 14:00 | 370 | 351
2017-11-19 14:30 | 378 | 359
2017-11-19 15:00 | 383 | 365
2017-11-19 15:30 | 395 | 378
2017-11-19 16:00 | 397 | 378
2017-11-19 16:30 | 425 | 407
2017-11-19 17:00 | 440 | 424
2017-11-19 17:30 | 451 | 437
2017-11-19 18:00 | 464 | 449
2017-11-19 18:30 | 479 | 463
2017-11-19 19:00 | 492 | 479
2017-11-19 19:30 | 497 | 484
2017-11-19 20:00 | 483 | 470
2017-11-19 20:30 | 480 | 465
2017-11-19 21:00 | 466 | 449
2017-11-19 21:30 | 451 | 433
2017-11-19 22:00 | 449 | 430
2017-11-19 22:30 | 426 | 404
2017-11-19 23:00 | 424 | 399
2017-11-19 23:30 | 414 | 387
2017-11-20 | 400 | 377
2017-11-20 00:30 | 392 | 370
2017-11-20 01:00 | 381 | 357
2017-11-20 01:30 | 376 | 352
2017-11-20 02:00 | 370 | 344
2017-11-20 02:30 | 365 | 338
2017-11-20 03:00 | 362 | 334
2017-11-20 03:30 | 362 | 334
2017-11-20 04:00 | 364 | 336
2017-11-20 04:30 | 365 | 337
2017-11-20 05:00 | 370 | 343
2017-11-20 05:30 | 382 | 357
2017-11-20 06:00 | 392 | 368
2017-11-20 06:30 | 414 | 394
2017-11-20 07:00 | 425 | 409
2017-11-20 07:30 | 431 | 419
2017-11-20 08:00 | 469 | 440
2017-11-20 08:30 | 459 | 440
2017-11-20 09:00 | 457 | 448
2017-11-20 09:30 | 456 | 448
2017-11-20 10:00 | 458 | 449
2017-11-20 10:30 | 448 | 440
2017-11-20 11:00 | 441 | 432
2017-11-20 11:30 | 438 | 430
2017-11-20 12:00 | 439 | 430
2017-11-20 12:30 | 434 | 426
2017-11-20 13:00 | 440 | 432
2017-11-20 13:30 | 438 | 430
2017-11-20 14:00 | 435 | 427
2017-11-20 14:30 | 447 | 441
2017-11-20 15:00 | 452 | 444
2017-11-20 15:30 | 451 | 442
2017-11-20 16:00 | 449 | 439
2017-11-20 16:30 | 453 | 442
2017-11-20 17:00 | 457 | 445
2017-11-20 17:30 | 465 | 449
2017-11-20 18:00 | 495 | 477
2017-11-20 18:30 | 515 | 492
2017-11-20 19:00 | 534 | 509
2017-11-20 19:30 | 528 | 508
2017-11-20 20:00 | 508 | 497
2017-11-20 20:30 | 487 | 475
2017-11-20 21:00 | 471 | 458
2017-11-20 21:30 | 453 | 439
2017-11-20 22:00 | 443 | 431
2017-11-20 22:30 | 423 | 407
2017-11-20 23:00 | 424 | 406
2017-11-20 23:30 | 415 | 396
2017-11-21 | 399 | 377
2017-11-21 00:30 | 390 | 367
2017-11-21 01:00 | 384 | 359
2017-11-21 01:30 | 378 | 352
2017-11-21 02:00 | 372 | 345
2017-11-21 02:30 | 370 | 342
2017-11-21 03:00 | 367 | 339
2017-11-21 03:30 | 366 | 336
2017-11-21 04:00 | 364 | 335
2017-11-21 04:30 | 369 | 340
2017-11-21 05:00 | 370 | 342
2017-11-21 05:30 | 383 | 357
2017-11-21 06:00 | 393 | 367
2017-11-21 06:30 | 414 | 393
2017-11-21 07:00 | 424 | 407
2017-11-21 07:30 | 455 | 437
2017-11-21 08:00 | 462 | 444
2017-11-21 08:30 | 474 | 458
2017-11-21 09:00 | 475 | 459
2017-11-21 09:30 | 468 | 452
2017-11-21 10:00 | 463 | 446
2017-11-21 10:30 | 463 | 446
2017-11-21 11:00 | 469 | 452
2017-11-21 11:30 | 451 | 432
2017-11-21 12:00 | 449 | 429
2017-11-21 12:30 | 440 | 419
2017-11-21 13:00 | 443 | 421
2017-11-21 13:30 | 449 | 428
2017-11-21 14:00 | 450 | 429
2017-11-21 14:30 | 451 | 429
2017-11-21 15:00 | 451 | 429
2017-11-21 15:30 | 448 | 426
2017-11-21 16:00 | 451 | 428
2017-11-21 16:30 | 460 | 436
2017-11-21 17:00 | 469 | 446
2017-11-21 17:30 | 464 | 439
2017-11-21 18:00 | 489 | 464
2017-11-21 18:30 | 507 | 483
2017-11-21 19:00 | 521 | 500
2017-11-21 19:30 | 511 | 489
2017-11-21 20:00 | 502 | 477
2017-11-21 20:30 | 489 | 462
2017-11-21 21:00 | 468 | 444
2017-11-21 21:30 | 452 | 426
2017-11-21 22:00 | 444 | 415
2017-11-21 22:30 | 433 | 403
2017-11-21 23:00 | 426 | 404
2017-11-21 23:30 | 414 | 390
2017-11-22 | 400 | 372
2017-11-22 00:30 | 388 | 359
2017-11-22 01:00 | 379 | 348
2017-11-22 01:30 | 373 | 342
2017-11-22 02:00 | 369 | 338
2017-11-22 02:30 | 363 | 331
2017-11-22 03:00 | 355 | 322
2017-11-22 03:30 | 360 | 326
2017-11-22 04:00 | 363 | 329
2017-11-22 04:30 | 363 | 330
2017-11-22 05:00 | 367 | 335
2017-11-22 05:30 | 369 | 337
2017-11-22 06:00 | 382 | 352
2017-11-22 06:30 | 396 | 371
2017-11-22 07:00 | 399 | 378
2017-11-22 07:30 | 425 | 408
2017-11-22 08:00 | 434 | 412
2017-11-22 08:30 | 435 | 416
2017-11-22 09:00 | 444 | 421
2017-11-22 09:30 | 445 | 422
2017-11-22 10:00 | 446 | 423
2017-11-22 10:30 | 443 | 422
2017-11-22 11:00 | 437 | 416
2017-11-22 11:30 | 444 | 424
2017-11-22 12:00 | 440 | 420
2017-11-22 12:30 | 439 | 418
2017-11-22 13:00 | 455 | 434
2017-11-22 13:30 | 463 | 444
2017-11-22 14:00 | 475 | 457
2017-11-22 14:30 | 479 | 462
2017-11-22 15:00 | 485 | 468
2017-11-22 15:30 | 479 | 461
2017-11-22 16:00 | 479 | 461
2017-11-22 16:30 | 489 | 471
2017-11-22 17:00 | 499 | 479
2017-11-22 17:30 | 504 | 483
2017-11-22 18:00 | 512 | 490
2017-11-22 18:30 | 522 | 499
2017-11-22 19:00 | 529 | 509
2017-11-22 19:30 | 524 | 504
2017-11-22 20:00 | 512 | 491
2017-11-22 20:30 | 492 | 473
2017-11-22 21:00 | 477 | 456
2017-11-22 21:30 | 462 | 440
2017-11-22 22:00 | 439 | 416
2017-11-22 22:30 | 411 | 387
2017-11-22 23:00 | 390 | 367
2017-11-22 23:30 | 377 | 351
2017-11-23 | 367 | 339
2017-11-23 00:30 | 358 | 327
2017-11-23 01:00 | 364 | 332
2017-11-23 01:30 | 380 | 348
2017-11-23 02:00 | 376 | 344
2017-11-23 02:30 | 376 | 343
2017-11-23 03:00 | 374 | 342
2017-11-23 03:30 | 376 | 343
2017-11-23 04:00 | 375 | 341
2017-11-23 04:30 | 375 | 342
2017-11-23 05:00 | 383 | 352
2017-11-23 05:30 | 394 | 365
2017-11-23 06:00 | 405 | 377
2017-11-23 06:30 | 428 | 404
2017-11-23 07:00 | 433 | 412
2017-11-23 07:30 | 442 | 426
2017-11-23 08:00 | 451 | 437
2017-11-23 08:30 | 456 | 444
2017-11-23 09:00 | 457 | 443
2017-11-23 09:30 | 451 | 438
2017-11-23 10:00 | 429 | 417
2017-11-23 10:30 | 430 | 417
2017-11-23 11:00 | 434 | 422
2017-11-23 11:30 | 426 | 414
2017-11-23 12:00 | 428 | 416
2017-11-23 12:30 | 430 | 418
2017-11-23 13:00 | 436 | 425
2017-11-23 13:30 | 427 | 416
2017-11-23 14:00 | 431 | 420
2017-11-23 14:30 | 452 | 442
2017-11-23 15:00 | 455 | 443
2017-11-23 15:30 | 440 | 427
2017-11-23 16:00 | 453 | 439
2017-11-23 16:30 | 464 | 450
2017-11-23 17:00 | 469 | 454
2017-11-23 17:30 | 473 | 457
2017-11-23 18:00 | 498 | 482
2017-11-23 18:30 | 510 | 495
2017-11-23 19:00 | 523 | 513
2017-11-23 19:30 | 524 | 514
2017-11-23 20:00 | 515 | 504
2017-11-23 20:30 | 500 | 488
2017-11-23 21:00 | 482 | 469
2017-11-23 21:30 | 462 | 446
2017-11-23 22:00 | 441 | 422
2017-11-23 22:30 | 452 | 429
2017-11-23 23:00 | 448 | 426
2017-11-23 23:30 | 426 | 405
2017-11-24 | 414 | 391
2017-11-24 00:30 | 402 | 377
2017-11-24 01:00 | 392 | 365
2017-11-24 01:30 | 387 | 357
2017-11-24 02:00 | 383 | 353
2017-11-24 02:30 | 380 | 349
2017-11-24 03:00 | 376 | 345
2017-11-24 03:30 | 374 | 342
2017-11-24 04:00 | 378 | 346
2017-11-24 04:30 | 382 | 351
2017-11-24 05:00 | 383 | 352
2017-11-24 05:30 | 388 | 357
2017-11-24 06:00 | 402 | 373
2017-11-24 06:30 | 427 | 404
2017-11-24 07:00 | 435 | 417
2017-11-24 07:30 | 449 | 432
2017-11-24 08:00 | 459 | 444
2017-11-24 08:30 | 466 | 447
2017-11-24 09:00 | 457 | 439
2017-11-24 09:30 | 453 | 435
2017-11-24 10:00 | 451 | 434
2017-11-24 10:30 | 453 | 437
2017-11-24 11:00 | 448 | 432
2017-11-24 11:30 | 449 | 433
2017-11-24 12:00 | 465 | 448
2017-11-24 12:30 | 478 | 450
2017-11-24 13:00 | 486 | 460
2017-11-24 13:30 | 490 | 465
2017-11-24 14:00 | 441 | 414
2017-11-24 14:30 | 379 | 349
2017-11-24 15:00 | 383 | 353
2017-11-24 15:30 | 380 | 349
2017-11-24 16:00 | 365 | 331
2017-11-24 16:30 | 364 | 328
2017-11-24 17:00 | 367 | 331
2017-11-24 17:30 | 376 | 338
2017-11-24 18:00 | 376 | 335
2017-11-24 18:30 | 378 | 336
2017-11-24 19:00 | 385 | 345
2017-11-24 19:30 | 379 | 344
2017-11-24 20:00 | 368 | 332
2017-11-24 20:30 | 390 | 356
2017-11-24 21:00 | 386 | 350
2017-11-24 21:30 | 373 | 333
2017-11-24 22:00 | 374 | 331
2017-11-24 22:30 | 358 | 311
2017-11-24 23:00 | 354 | 305
2017-11-24 23:30 | 337 | 289
2017-11-25 | 408 | 381
2017-11-25 00:30 | 415 | 389
2017-11-25 01:00 | 407 | 379
2017-11-25 01:30 | 398 | 369
2017-11-25 02:00 | 395 | 364
2017-11-25 02:30 | 392 | 360
2017-11-25 03:00 | 388 | 356
2017-11-25 03:30 | 387 | 353
2017-11-25 04:00 | 382 | 348
2017-11-25 04:30 | 382 | 348
2017-11-25 05:00 | 382 | 348
2017-11-25 05:30 | 386 | 352
2017-11-25 06:00 | 389 | 354
2017-11-25 06:30 | 397 | 365
2017-11-25 07:00 | 398 | 368
2017-11-25 07:30 | 390 | 364
2017-11-25 08:00 | 389 | 369
2017-11-25 08:30 | 403 | 386
2017-11-25 09:00 | 413 | 397
2017-11-25 09:30 | 416 | 401
2017-11-25 10:00 | 418 | 400
2017-11-25 10:30 | 417 | 399
2017-11-25 11:00 | 417 | 399
2017-11-25 11:30 | 412 | 394
2017-11-25 12:00 | 411 | 392
2017-11-25 12:30 | 407 | 388
2017-11-25 13:00 | 414 | 396
2017-11-25 13:30 | 426 | 408
2017-11-25 14:00 | 433 | 416
2017-11-25 14:30 | 441 | 424
2017-11-25 15:00 | 459 | 430
2017-11-25 15:30 | 450 | 417
2017-11-25 16:00 | 458 | 427
2017-11-25 16:30 | 472 | 443
2017-11-25 17:00 | 474 | 445
2017-11-25 17:30 | 483 | 454
2017-11-25 18:00 | 488 | 459
2017-11-25 18:30 | 488 | 459
2017-11-25 19:00 | 494 | 466
2017-11-25 19:30 | 512 | 488
2017-11-25 20:00 | 505 | 479
2017-11-25 20:30 | 490 | 461
2017-11-25 21:00 | 479 | 448
2017-11-25 21:30 | 481 | 449
2017-11-25 22:00 | 482 | 447
2017-11-25 22:30 | 466 | 428
2017-11-25 23:00 | 465 | 426
2017-11-25 23:30 | 440 | 411
2017-11-26 | 426 | 394
2017-11-26 00:30 | 416 | 382
2017-11-26 01:00 | 409 | 373
2017-11-26 01:30 | 401 | 364
2017-11-26 02:00 | 390 | 351
2017-11-26 02:30 | 384 | 344
2017-11-26 03:00 | 377 | 342
2017-11-26 03:30 | 375 | 340
2017-11-26 04:00 | 372 | 337
2017-11-26 04:30 | 369 | 333
2017-11-26 05:00 | 371 | 334
2017-11-26 05:30 | 370 | 333
2017-11-26 06:00 | 367 | 329
2017-11-26 06:30 | 374 | 337
2017-11-26 07:00 | 370 | 333
2017-11-26 07:30 | 360 | 325
2017-11-26 08:00 | 364 | 331
2017-11-26 08:30 | 371 | 342
2017-11-26 09:00 | 379 | 355
2017-11-26 09:30 | 377 | 356
2017-11-26 10:00 | 378 | 357
2017-11-26 10:30 | 388 | 365
2017-11-26 11:00 | 387 | 361
2017-11-26 11:30 | 388 | 363
2017-11-26 12:00 | 391 | 367
2017-11-26 12:30 | 405 | 382
2017-11-26 13:00 | 415 | 393
2017-11-26 13:30 | 416 | 394
2017-11-26 14:00 | 420 | 399
2017-11-26 14:30 | 434 | 414
2017-11-26 15:00 | 440 | 420
2017-11-26 15:30 | 436 | 417
2017-11-26 16:00 | 428 | 409
2017-11-26 16:30 | 437 | 419
2017-11-26 17:00 | 454 | 438
2017-11-26 17:30 | 474 | 458
2017-11-26 18:00 | 504 | 491
2017-11-26 18:30 | 516 | 500
2017-11-26 19:00 | 528 | 513
2017-11-26 19:30 | 535 | 521
2017-11-26 20:00 | 521 | 506
2017-11-26 20:30 | 480 | 449
2017-11-26 21:00 | 448 | 403
2017-11-26 21:30 | 451 | 420
2017-11-26 22:00 | 462 | 438
2017-11-26 22:30 | 450 | 426
2017-11-26 23:00 | 448 | 422
2017-11-26 23:30 | 437 | 409
2017-11-27 | 423 | 393
2017-11-27 00:30 | 414 | 382
2017-11-27 01:00 | 404 | 369
2017-11-27 01:30 | 397 | 361
2017-11-27 02:00 | 392 | 355
2017-11-27 02:30 | 394 | 356
2017-11-27 03:00 | 394 | 356
2017-11-27 03:30 | 394 | 356
2017-11-27 04:00 | 392 | 354
2017-11-27 04:30 | 373 | 335
2017-11-27 05:00 | 337 | 295
2017-11-27 05:30 | 341 | 300
2017-11-27 06:00 | 350 | 309
2017-11-27 06:30 | 367 | 332
2017-11-27 07:00 | 378 | 345
2017-11-27 07:30 | 363 | 329
2017-11-27 08:00 | 341 | 308
2017-11-27 08:30 | 353 | 324
2017-11-27 09:00 | 353 | 327
2017-11-27 09:30 | 352 | 331
2017-11-27 10:00 | 348 | 327
2017-11-27 10:30 | 359 | 339
2017-11-27 11:00 | 377 | 353
2017-11-27 11:30 | 383 | 355
2017-11-27 12:00 | 376 | 348
2017-11-27 12:30 | 374 | 346
2017-11-27 13:00 | 388 | 361
2017-11-27 13:30 | 391 | 365
2017-11-27 14:00 | 394 | 369
2017-11-27 14:30 | 374 | 347
2017-11-27 15:00 | 362 | 334
2017-11-27 15:30 | 315 | 284
2017-11-27 16:00 | 302 | 269
2017-11-27 16:30 | 304 | 270
2017-11-27 17:00 | 318 | 284
2017-11-27 17:30 | 325 | 289
2017-11-27 18:00 | 329 | 291
2017-11-27 18:30 | 334 | 296
2017-11-27 19:00 | 335 | 304
2017-11-27 19:30 | 338 | 308
2017-11-27 20:00 | 328 | 296
2017-11-27 20:30 | 344 | 313
2017-11-27 21:00 | 388 | 358
2017-11-27 21:30 | 383 | 351
2017-11-27 22:00 | 371 | 340
2017-11-27 22:30 | 352 | 313
2017-11-27 23:00 | 343 | 304
2017-11-27 23:30 | 330 | 287
2017-11-28 | 354 | 314
2017-11-28 00:30 | 412 | 380
2017-11-28 01:00 | 407 | 373
2017-11-28 01:30 | 398 | 362
2017-11-28 02:00 | 392 | 356
2017-11-28 02:30 | 391 | 354
2017-11-28 03:00 | 390 | 352
2017-11-28 03:30 | 386 | 346
2017-11-28 04:00 | 384 | 344
2017-11-28 04:30 | 388 | 349
2017-11-28 05:00 | 391 | 353
2017-11-28 05:30 | 403 | 366
2017-11-28 06:00 | 412 | 377
2017-11-28 06:30 | 435 | 405
2017-11-28 07:00 | 445 | 420
2017-11-28 07:30 | 446 | 427
2017-11-28 08:00 | 446 | 423
2017-11-28 08:30 | 450 | 428
2017-11-28 09:00 | 459 | 439
2017-11-28 09:30 | 454 | 436
2017-11-28 10:00 | 450 | 429
2017-11-28 10:30 | 451 | 431
2017-11-28 11:00 | 463 | 445
2017-11-28 11:30 | 462 | 445
2017-11-28 12:00 | 464 | 446
2017-11-28 12:30 | 469 | 451
2017-11-28 13:00 | 471 | 453
2017-11-28 13:30 | 519 | 503
2017-11-28 14:00 | 533 | 516
2017-11-28 14:30 | 532 | 514
2017-11-28 15:00 | 532 | 515
2017-11-28 15:30 | 520 | 501
2017-11-28 16:00 | 517 | 498
2017-11-28 16:30 | 521 | 502
2017-11-28 17:00 | 527 | 507
2017-11-28 17:30 | 525 | 503
2017-11-28 18:00 | 548 | 527
2017-11-28 18:30 | 561 | 540
2017-11-28 19:00 | 577 | 559
2017-11-28 19:30 | 581 | 562
2017-11-28 20:00 | 570 | 551
2017-11-28 20:30 | 555 | 533
2017-11-28 21:00 | 516 | 489
2017-11-28 21:30 | 474 | 446
2017-11-28 22:00 | 458 | 428
2017-11-28 22:30 | 455 | 431
2017-11-28 23:00 | 444 | 418
2017-11-28 23:30 | 429 | 401
2017-11-29 | 410 | 380
2017-11-29 00:30 | 397 | 369
2017-11-29 01:00 | 388 | 360
2017-11-29 01:30 | 385 | 356
2017-11-29 02:00 | 379 | 349
2017-11-29 02:30 | 377 | 346
2017-11-29 03:00 | 375 | 344
2017-11-29 03:30 | 370 | 337
2017-11-29 04:00 | 370 | 336
2017-11-29 04:30 | 372 | 339
2017-11-29 05:00 | 378 | 346
2017-11-29 05:30 | 387 | 356
2017-11-29 06:00 | 399 | 370
2017-11-29 06:30 | 425 | 401
2017-11-29 07:00 | 446 | 426
2017-11-29 07:30 | 475 | 459
2017-11-29 08:00 | 482 | 469
2017-11-29 08:30 | 494 | 480
2017-11-29 09:00 | 496 | 483
2017-11-29 09:30 | 500 | 489
2017-11-29 10:00 | 479 | 468
2017-11-29 10:30 | 462 | 450
2017-11-29 11:00 | 479 | 465
2017-11-29 11:30 | 483 | 467
2017-11-29 12:00 | 485 | 469
2017-11-29 12:30 | 481 | 463
2017-11-29 13:00 | 499 | 483
2017-11-29 13:30 | 489 | 473
2017-11-29 14:00 | 489 | 473
2017-11-29 14:30 | 496 | 481
2017-11-29 15:00 | 509 | 499
2017-11-29 15:30 | 512 | 500
2017-11-29 16:00 | 517 | 505
2017-11-29 16:30 | 510 | 495
2017-11-29 17:00 | 519 | 500
2017-11-29 17:30 | 537 | 523
2017-11-29 18:00 | 538 | 524
2017-11-29 18:30 | 547 | 531
2017-11-29 19:00 | 572 | 558
2017-11-29 19:30 | 581 | 568
2017-11-29 20:00 | 570 | 557
2017-11-29 20:30 | 549 | 533
2017-11-29 21:00 | 535 | 518
2017-11-29 21:30 | 511 | 490
2017-11-29 22:00 | 498 | 474
2017-11-29 22:30 | 480 | 460
2017-11-29 23:00 | 478 | 462
2017-11-29 23:30 | 466 | 452
2017-11-30 | 446 | 430
2017-11-30 00:30 | 431 | 415
2017-11-30 01:00 | 421 | 403
2017-11-30 01:30 | 417 | 397
2017-11-30 02:00 | 409 | 388
2017-11-30 02:30 | 408 | 387
2017-11-30 03:00 | 409 | 387
2017-11-30 03:30 | 396 | 373
2017-11-30 04:00 | 391 | 367
2017-11-30 04:30 | 393 | 369
2017-11-30 05:00 | 395 | 372
2017-11-30 05:30 | 405 | 383
2017-11-30 06:00 | 416 | 395
2017-11-30 06:30 | 442 | 425
2017-11-30 07:00 | 453 | 439
2017-11-30 07:30 | 455 | 444
2017-11-30 08:00 | 479 | 469
2017-11-30 08:30 | 496 | 482
2017-11-30 09:00 | 503 | 488
2017-11-30 09:30 | 513 | 497
2017-11-30 10:00 | 509 | 494
2017-11-30 10:30 | 504 | 489
2017-11-30 11:00 | 501 | 487
2017-11-30 11:30 | 510 | 496
2017-11-30 12:00 | 508 | 495
2017-11-30 12:30 | 514 | 502
2017-11-30 13:00 | 448 | 433
2017-11-30 13:30 | 395 | 377
2017-11-30 14:00 | 386 | 367
2017-11-30 14:30 | 394 | 374
2017-11-30 15:00 | 399 | 380
2017-11-30 15:30 | 399 | 380
2017-11-30 16:00 | 382 | 360
2017-11-30 16:30 | 397 | 374
2017-11-30 17:00 | 409 | 387
2017-11-30 17:30 | 413 | 391
2017-11-30 18:00 | 421 | 398
2017-11-30 18:30 | 430 | 408
2017-11-30 19:00 | 438 | 417
2017-11-30 19:30 | 462 | 441
2017-11-30 20:00 | 457 | 435
2017-11-30 20:30 | 460 | 436
2017-11-30 21:00 | 443 | 417
2017-11-30 21:30 | 423 | 393
2017-11-30 22:00 | 414 | 379
2017-11-30 22:30 | 389 | 356
2017-11-30 23:00 | 483 | 454
2017-11-30 23:30 | 502 | 464
2017-12-01 | 487 | 446
2017-12-01 00:30 | 473 | 429
2017-12-01 01:00 | 446 | 411
2017-12-01 01:30 | 437 | 405
2017-12-01 02:00 | 433 | 400
2017-12-01 02:30 | 431 | 397
2017-12-01 03:00 | 426 | 392
2017-12-01 03:30 | 425 | 391
2017-12-01 04:00 | 420 | 384
2017-12-01 04:30 | 421 | 385
2017-12-01 05:00 | 426 | 392
2017-12-01 05:30 | 435 | 403
2017-12-01 06:00 | 444 | 413
2017-12-01 06:30 | 471 | 445
2017-12-01 07:00 | 474 | 454
2017-12-01 07:30 | 481 | 465
2017-12-01 08:00 | 495 | 480
2017-12-01 08:30 | 491 | 469
2017-12-01 09:00 | 492 | 470
2017-12-01 09:30 | 506 | 492
2017-12-01 10:00 | 510 | 497
2017-12-01 10:30 | 507 | 494
2017-12-01 11:00 | 507 | 494
2017-12-01 11:30 | 503 | 488
2017-12-01 12:00 | 515 | 503
2017-12-01 12:30 | 510 | 498
2017-12-01 13:00 | 434 | 422
2017-12-01 13:30 | 395 | 383
2017-12-01 14:00 | 402 | 389
2017-12-01 14:30 | 398 | 384
2017-12-01 15:00 | 398 | 384
2017-12-01 15:30 | 391 | 364
2017-12-01 16:00 | 389 | 363
2017-12-01 16:30 | 398 | 385
2017-12-01 17:00 | 405 | 392
2017-12-01 17:30 | 403 | 386
2017-12-01 18:00 | 409 | 392
2017-12-01 18:30 | 412 | 394
2017-12-01 19:00 | 419 | 402
2017-12-01 19:30 | 426 | 410
2017-12-01 20:00 | 420 | 404
2017-12-01 20:30 | 423 | 404
2017-12-01 21:00 | 512 | 494
2017-12-01 21:30 | 534 | 516
2017-12-01 22:00 | 529 | 509
2017-12-01 22:30 | 511 | 490
2017-12-01 23:00 | 500 | 480
2017-12-01 23:30 | 484 | 461
2017-12-02 | 471 | 446
2017-12-02 00:30 | 459 | 432
2017-12-02 01:00 | 432 | 408
2017-12-02 01:30 | 426 | 400
2017-12-02 02:00 | 418 | 392
2017-12-02 02:30 | 414 | 385
2017-12-02 03:00 | 410 | 383
2017-12-02 03:30 | 405 | 380
2017-12-02 04:00 | 406 | 381
2017-12-02 04:30 | 405 | 380
2017-12-02 05:00 | 410 | 385
2017-12-02 05:30 | 415 | 390
2017-12-02 06:00 | 417 | 392
2017-12-02 06:30 | 429 | 406
2017-12-02 07:00 | 431 | 404
2017-12-02 07:30 | 425 | 400
2017-12-02 08:00 | 432 | 409
2017-12-02 08:30 | 443 | 424
2017-12-02 09:00 | 456 | 440
2017-12-02 09:30 | 465 | 450
2017-12-02 10:00 | 462 | 448
2017-12-02 10:30 | 472 | 459
2017-12-02 11:00 | 471 | 459
2017-12-02 11:30 | 470 | 457
2017-12-02 12:00 | 476 | 464
2017-12-02 12:30 | 479 | 466
2017-12-02 13:00 | 488 | 474
2017-12-02 13:30 | 498 | 484
2017-12-02 14:00 | 507 | 492
2017-12-02 14:30 | 508 | 494
2017-12-02 15:00 | 524 | 511
2017-12-02 15:30 | 532 | 519
2017-12-02 16:00 | 530 | 518
2017-12-02 16:30 | 525 | 513
2017-12-02 17:00 | 529 | 516
2017-12-02 17:30 | 548 | 537
2017-12-02 18:00 | 553 | 542
2017-12-02 18:30 | 554 | 542
2017-12-02 19:00 | 565 | 553
2017-12-02 19:30 | 571 | 559
2017-12-02 20:00 | 557 | 543
2017-12-02 20:30 | 562 | 546
2017-12-02 21:00 | 545 | 526
2017-12-02 21:30 | 525 | 514
2017-12-02 22:00 | 511 | 499
2017-12-02 22:30 | 498 | 484
2017-12-02 23:00 | 506 | 492
2017-12-02 23:30 | 482 | 466
2017-12-03 | 470 | 452
2017-12-03 00:30 | 448 | 435
2017-12-03 01:00 | 439 | 425
2017-12-03 01:30 | 430 | 415
2017-12-03 02:00 | 425 | 410
2017-12-03 02:30 | 414 | 398
2017-12-03 03:00 | 412 | 396
2017-12-03 03:30 | 410 | 395
2017-12-03 04:00 | 410 | 395
2017-12-03 04:30 | 406 | 391
2017-12-03 05:00 | 407 | 391
2017-12-03 05:30 | 410 | 394
2017-12-03 06:00 | 404 | 386
2017-12-03 06:30 | 410 | 393
2017-12-03 07:00 | 415 | 399
2017-12-03 07:30 | 400 | 385
2017-12-03 08:00 | 404 | 390
2017-12-03 08:30 | 414 | 401
2017-12-03 09:00 | 428 | 417
2017-12-03 09:30 | 433 | 424
2017-12-03 10:00 | 445 | 431
2017-12-03 10:30 | 449 | 432
2017-12-03 11:00 | 459 | 443
2017-12-03 11:30 | 466 | 451
2017-12-03 12:00 | 471 | 458
2017-12-03 12:30 | 478 | 465
2017-12-03 13:00 | 496 | 484
2017-12-03 13:30 | 516 | 503
2017-12-03 14:00 | 527 | 512
2017-12-03 14:30 | 543 | 528
2017-12-03 15:00 | 542 | 526
2017-12-03 15:30 | 547 | 532
2017-12-03 16:00 | 531 | 516
2017-12-03 16:30 | 534 | 518
2017-12-03 17:00 | 547 | 531
2017-12-03 17:30 | 556 | 540
2017-12-03 18:00 | 573 | 559
2017-12-03 18:30 | 585 | 572
2017-12-03 19:00 | 583 | 569
2017-12-03 19:30 | 593 | 581
2017-12-03 20:00 | 581 | 567
2017-12-03 20:30 | 587 | 572
2017-12-03 21:00 | 567 | 552
2017-12-03 21:30 | 547 | 528
2017-12-03 22:00 | 523 | 500
2017-12-03 22:30 | 510 | 484
2017-12-03 23:00 | 508 | 482
2017-12-03 23:30 | 480 | 453
2017-12-04 | 455 | 424
2017-12-04 00:30 | 440 | 408
2017-12-04 01:00 | 421 | 393
2017-12-04 01:30 | 397 | 382
2017-12-04 02:00 | 387 | 373
2017-12-04 02:30 | 377 | 364
2017-12-04 03:00 | 376 | 362
2017-12-04 03:30 | 370 | 356
2017-12-04 04:00 | 367 | 352
2017-12-04 04:30 | 371 | 358
2017-12-04 05:00 | 376 | 362
2017-12-04 05:30 | 384 | 370
2017-12-04 06:00 | 393 | 378
2017-12-04 06:30 | 416 | 400
2017-12-04 07:00 | 454 | 424
2017-12-04 07:30 | 464 | 440
2017-12-04 08:00 | 488 | 465
2017-12-04 08:30 | 501 | 482
2017-12-04 09:00 | 503 | 485
2017-12-04 09:30 | 505 | 491
2017-12-04 10:00 | 496 | 482
2017-12-04 10:30 | 491 | 477
2017-12-04 11:00 | 475 | 457
2017-12-04 11:30 | 466 | 446
2017-12-04 12:00 | 460 | 439
2017-12-04 12:30 | 460 | 440
2017-12-04 13:00 | 471 | 451
2017-12-04 13:30 | 485 | 467
2017-12-04 14:00 | 496 | 479
2017-12-04 14:30 | 503 | 487
2017-12-04 15:00 | 513 | 498
2017-12-04 15:30 | 512 | 498
2017-12-04 16:00 | 507 | 492
2017-12-04 16:30 | 521 | 508
2017-12-04 17:00 | 528 | 514
2017-12-04 17:30 | 528 | 513
2017-12-04 18:00 | 557 | 541
2017-12-04 18:30 | 579 | 564
2017-12-04 19:00 | 602 | 587
2017-12-04 19:30 | 605 | 592
2017-12-04 20:00 | 593 | 579
2017-12-04 20:30 | 569 | 553
2017-12-04 21:00 | 542 | 522
2017-12-04 21:30 | 513 | 485
2017-12-04 22:00 | 510 | 483
2017-12-04 22:30 | 479 | 450
2017-12-04 23:00 | 489 | 460
2017-12-04 23:30 | 463 | 440
2017-12-05 | 454 | 436
2017-12-05 00:30 | 455 | 433
2017-12-05 01:00 | 440 | 416
2017-12-05 01:30 | 431 | 406
2017-12-05 02:00 | 425 | 398
2017-12-05 02:30 | 422 | 390
2017-12-05 03:00 | 413 | 378
2017-12-05 03:30 | 407 | 368
2017-12-05 04:00 | 397 | 352
2017-12-05 04:30 | 396 | 350
2017-12-05 05:00 | 395 | 350
2017-12-05 05:30 | 404 | 359
2017-12-05 06:00 | 411 | 368
2017-12-05 06:30 | 410 | 371
2017-12-05 07:00 | 421 | 387
2017-12-05 07:30 | 440 | 406
2017-12-05 08:00 | 448 | 416
2017-12-05 08:30 | 450 | 422
2017-12-05 09:00 | 452 | 427
2017-12-05 09:30 | 453 | 428
2017-12-05 10:00 | 449 | 424
2017-12-05 10:30 | 446 | 422
2017-12-05 11:00 | 455 | 433
2017-12-05 11:30 | 470 | 449
2017-12-05 12:00 | 472 | 453
2017-12-05 12:30 | 479 | 459
2017-12-05 13:00 | 489 | 469
2017-12-05 13:30 | 504 | 485
2017-12-05 14:00 | 513 | 493
2017-12-05 14:30 | 542 | 527
2017-12-05 15:00 | 549 | 536
2017-12-05 15:30 | 534 | 519
2017-12-05 16:00 | 527 | 512
2017-12-05 16:30 | 536 | 521
2017-12-05 17:00 | 492 | 463
2017-12-05 17:30 | 515 | 485
2017-12-05 18:00 | 522 | 494
2017-12-05 18:30 | 537 | 511
2017-12-05 19:00 | 543 | 518
2017-12-05 19:30 | 552 | 530
2017-12-05 20:00 | 543 | 520
2017-12-05 20:30 | 576 | 553
2017-12-05 21:00 | 570 | 539
2017-12-05 21:30 | 561 | 530
2017-12-05 22:00 | 545 | 515
2017-12-05 22:30 | 519 | 485
2017-12-05 23:00 | 527 | 491
2017-12-05 23:30 | 499 | 476
2017-12-06 | 479 | 459
2017-12-06 00:30 | 462 | 443
2017-12-06 01:00 | 450 | 429
2017-12-06 01:30 | 448 | 426
2017-12-06 02:00 | 442 | 419
2017-12-06 02:30 | 441 | 417
2017-12-06 03:00 | 438 | 413
2017-12-06 03:30 | 437 | 412
2017-12-06 04:00 | 434 | 408
2017-12-06 04:30 | 427 | 401
2017-12-06 05:00 | 428 | 402
2017-12-06 05:30 | 434 | 409
2017-12-06 06:00 | 440 | 413
2017-12-06 06:30 | 446 | 423
2017-12-06 07:00 | 453 | 433
2017-12-06 07:30 | 460 | 444
2017-12-06 08:00 | 461 | 447
2017-12-06 08:30 | 474 | 458
2017-12-06 09:00 | 480 | 463
2017-12-06 09:30 | 483 | 466
2017-12-06 10:00 | 484 | 467
2017-12-06 10:30 | 489 | 473
2017-12-06 11:00 | 491 | 476
2017-12-06 11:30 | 498 | 484
2017-12-06 12:00 | 504 | 492
2017-12-06 12:30 | 514 | 502
2017-12-06 13:00 | 516 | 505
2017-12-06 13:30 | 527 | 515
2017-12-06 14:00 | 542 | 530
2017-12-06 14:30 | 551 | 539
2017-12-06 15:00 | 557 | 545
2017-12-06 15:30 | 550 | 539
2017-12-06 16:00 | 544 | 532
2017-12-06 16:30 | 554 | 543
2017-12-06 17:00 | 564 | 551
2017-12-06 17:30 | 571 | 557
2017-12-06 18:00 | 569 | 553
2017-12-06 18:30 | 574 | 557
2017-12-06 19:00 | 582 | 566
2017-12-06 19:30 | 593 | 578
2017-12-06 20:00 | 582 | 567
2017-12-06 20:30 | 582 | 565
2017-12-06 21:00 | 569 | 548
2017-12-06 21:30 | 564 | 539
2017-12-06 22:00 | 542 | 519
2017-12-06 22:30 | 512 | 489
2017-12-06 23:00 | 526 | 500
2017-12-06 23:30 | 510 | 480
2017-12-07 | 489 | 459
2017-12-07 00:30 | 478 | 447
2017-12-07 01:00 | 463 | 434
2017-12-07 01:30 | 452 | 424
2017-12-07 02:00 | 442 | 417
2017-12-07 02:30 | 437 | 409
2017-12-07 03:00 | 433 | 406
2017-12-07 03:30 | 431 | 403
2017-12-07 04:00 | 427 | 400
2017-12-07 04:30 | 430 | 403
2017-12-07 05:00 | 433 | 407
2017-12-07 05:30 | 442 | 417
2017-12-07 06:00 | 450 | 426
2017-12-07 06:30 | 458 | 437
2017-12-07 07:00 | 453 | 435
2017-12-07 07:30 | 455 | 444
2017-12-07 08:00 | 467 | 455
2017-12-07 08:30 | 471 | 456
2017-12-07 09:00 | 479 | 463
2017-12-07 09:30 | 472 | 456
2017-12-07 10:00 | 426 | 409
2017-12-07 10:30 | 419 | 403
2017-12-07 11:00 | 426 | 410
2017-12-07 11:30 | 427 | 412
2017-12-07 12:00 | 425 | 409
2017-12-07 12:30 | 405 | 389
2017-12-07 13:00 | 385 | 369
2017-12-07 13:30 | 398 | 383
2017-12-07 14:00 | 419 | 405
2017-12-07 14:30 | 422 | 409
2017-12-07 15:00 | 418 | 404
2017-12-07 15:30 | 413 | 398
2017-12-07 16:00 | 419 | 405
2017-12-07 16:30 | 422 | 408
2017-12-07 17:00 | 427 | 412
2017-12-07 17:30 | 440 | 426
2017-12-07 18:00 | 446 | 431
2017-12-07 18:30 | 451 | 435
2017-12-07 19:00 | 461 | 446
2017-12-07 19:30 | 473 | 458
2017-12-07 20:00 | 470 | 456
2017-12-07 20:30 | 471 | 455
2017-12-07 21:00 | 456 | 439
2017-12-07 21:30 | 450 | 430
2017-12-07 22:00 | 441 | 420
2017-12-07 22:30 | 411 | 391
2017-12-07 23:00 | 423 | 403
2017-12-07 23:30 | 408 | 386
2017-12-08 | 385 | 365
2017-12-08 00:30 | 376 | 350
2017-12-08 01:00 | 367 | 334
2017-12-08 01:30 | 360 | 326
2017-12-08 02:00 | 354 | 318
2017-12-08 02:30 | 349 | 315
2017-12-08 03:00 | 344 | 311
2017-12-08 03:30 | 340 | 306
2017-12-08 04:00 | 339 | 304
2017-12-08 04:30 | 339 | 304
2017-12-08 05:00 | 340 | 305
2017-12-08 05:30 | 349 | 316
2017-12-08 06:00 | 357 | 324
2017-12-08 06:30 | 360 | 331
2017-12-08 07:00 | 358 | 332
2017-12-08 07:30 | 362 | 339
2017-12-08 08:00 | 375 | 352
2017-12-08 08:30 | 382 | 361
2017-12-08 09:00 | 396 | 374
2017-12-08 09:30 | 398 | 377
2017-12-08 10:00 | 394 | 373
2017-12-08 10:30 | 391 | 370
2017-12-08 11:00 | 392 | 371
2017-12-08 11:30 | 396 | 373
2017-12-08 12:00 | 395 | 369
2017-12-08 12:30 | 404 | 377
2017-12-08 13:00 | 429 | 402
2017-12-08 13:30 | 446 | 419
2017-12-08 14:00 | 455 | 429
2017-12-08 14:30 | 466 | 441
2017-12-08 15:00 | 469 | 445
2017-12-08 15:30 | 455 | 430
2017-12-08 16:00 | 439 | 412
2017-12-08 16:30 | 450 | 424
2017-12-08 17:00 | 441 | 413
2017-12-08 17:30 | 438 | 407
2017-12-08 18:00 | 443 | 411
2017-12-08 18:30 | 441 | 408
2017-12-08 19:00 | 443 | 413
2017-12-08 19:30 | 447 | 419
2017-12-08 20:00 | 438 | 410
2017-12-08 20:30 | 479 | 453
2017-12-08 21:00 | 554 | 535
2017-12-08 21:30 | 543 | 523
2017-12-08 22:00 | 539 | 517
2017-12-08 22:30 | 521 | 494
2017-12-08 23:00 | 537 | 509
2017-12-08 23:30 | 524 | 494
2017-12-09 | 500 | 475
2017-12-09 00:30 | 475 | 454
2017-12-09 01:00 | 462 | 440
2017-12-09 01:30 | 452 | 430
2017-12-09 02:00 | 443 | 423
2017-12-09 02:30 | 437 | 416
2017-12-09 03:00 | 431 | 410
2017-12-09 03:30 | 428 | 407
2017-12-09 04:00 | 425 | 402
2017-12-09 04:30 | 421 | 398
2017-12-09 05:00 | 427 | 401
2017-12-09 05:30 | 429 | 403
2017-12-09 06:00 | 429 | 401
2017-12-09 06:30 | 417 | 389
2017-12-09 07:00 | 406 | 380
2017-12-09 07:30 | 396 | 372
2017-12-09 08:00 | 407 | 386
2017-12-09 08:30 | 420 | 405
2017-12-09 09:00 | 432 | 417
2017-12-09 09:30 | 442 | 422
2017-12-09 10:00 | 439 | 418
2017-12-09 10:30 | 438 | 417
2017-12-09 11:00 | 440 | 421
2017-12-09 11:30 | 434 | 417
2017-12-09 12:00 | 441 | 425
2017-12-09 12:30 | 446 | 431
2017-12-09 13:00 | 452 | 437
2017-12-09 13:30 | 455 | 441
2017-12-09 14:00 | 466 | 452
2017-12-09 14:30 | 477 | 463
2017-12-09 15:00 | 486 | 473
2017-12-09 15:30 | 492 | 478
2017-12-09 16:00 | 483 | 468
2017-12-09 16:30 | 500 | 485
2017-12-09 17:00 | 516 | 500
2017-12-09 17:30 | 524 | 507
2017-12-09 18:00 | 528 | 511
2017-12-09 18:30 | 526 | 508
2017-12-09 19:00 | 531 | 514
2017-12-09 19:30 | 540 | 522
2017-12-09 20:00 | 531 | 512
2017-12-09 20:30 | 540 | 521
2017-12-09 21:00 | 526 | 507
2017-12-09 21:30 | 506 | 489
2017-12-09 22:00 | 499 | 482
2017-12-09 22:30 | 482 | 462
2017-12-09 23:00 | 494 | 475
2017-12-09 23:30 | 482 | 463
2017-12-10 | 468 | 447
2017-12-10 00:30 | 454 | 433
2017-12-10 01:00 | 444 | 423
2017-12-10 01:30 | 439 | 416
2017-12-10 02:00 | 434 | 411
2017-12-10 02:30 | 429 | 405
2017-12-10 03:00 | 422 | 396
2017-12-10 03:30 | 417 | 391
2017-12-10 04:00 | 413 | 386
2017-12-10 04:30 | 414 | 387
2017-12-10 05:00 | 416 | 385
2017-12-10 05:30 | 421 | 389
2017-12-10 06:00 | 416 | 383
2017-12-10 06:30 | 388 | 364
2017-12-10 07:00 | 375 | 352
2017-12-10 07:30 | 369 | 346
2017-12-10 08:00 | 376 | 355
2017-12-10 08:30 | 385 | 364
2017-12-10 09:00 | 393 | 373
2017-12-10 09:30 | 409 | 381
2017-12-10 10:00 | 415 | 387
2017-12-10 10:30 | 419 | 394
2017-12-10 11:00 | 422 | 397
2017-12-10 11:30 | 427 | 403
2017-12-10 12:00 | 433 | 411
2017-12-10 12:30 | 437 | 415
2017-12-10 13:00 | 440 | 420
2017-12-10 13:30 | 447 | 427
2017-12-10 14:00 | 454 | 434
2017-12-10 14:30 | 458 | 439
2017-12-10 15:00 | 450 | 431
2017-12-10 15:30 | 460 | 442
2017-12-10 16:00 | 462 | 444
2017-12-10 16:30 | 471 | 454
2017-12-10 17:00 | 488 | 472
2017-12-10 17:30 | 503 | 488
2017-12-10 18:00 | 519 | 505
2017-12-10 18:30 | 524 | 510
2017-12-10 19:00 | 526 | 512
2017-12-10 19:30 | 535 | 522
2017-12-10 20:00 | 528 | 515
2017-12-10 20:30 | 546 | 532
2017-12-10 21:00 | 533 | 522
2017-12-10 21:30 | 516 | 503
2017-12-10 22:00 | 507 | 493
2017-12-10 22:30 | 484 | 468
2017-12-10 23:00 | 495 | 477
2017-12-10 23:30 | 480 | 459
2017-12-11 | 464 | 441
2017-12-11 00:30 | 451 | 425
2017-12-11 01:00 | 441 | 413
2017-12-11 01:30 | 433 | 405
2017-12-11 02:00 | 427 | 397
2017-12-11 02:30 | 421 | 393
2017-12-11 03:00 | 413 | 387
2017-12-11 03:30 | 410 | 384
2017-12-11 04:00 | 407 | 382
2017-12-11 04:30 | 409 | 383
2017-12-11 05:00 | 415 | 390
2017-12-11 05:30 | 422 | 398
2017-12-11 06:00 | 429 | 405
2017-12-11 06:30 | 428 | 407
2017-12-11 07:00 | 431 | 413
2017-12-11 07:30 | 440 | 423
2017-12-11 08:00 | 457 | 441
2017-12-11 08:30 | 461 | 447
2017-12-11 09:00 | 461 | 448
2017-12-11 09:30 | 449 | 437
2017-12-11 10:00 | 442 | 430
2017-12-11 10:30 | 443 | 432
2017-12-11 11:00 | 447 | 436
2017-12-11 11:30 | 451 | 441
2017-12-11 12:00 | 461 | 451
2017-12-11 12:30 | 465 | 457
2017-12-11 13:00 | 468 | 460
2017-12-11 13:30 | 482 | 474
2017-12-11 14:00 | 502 | 492
2017-12-11 14:30 | 506 | 496
2017-12-11 15:00 | 508 | 499
2017-12-11 15:30 | 500 | 491
2017-12-11 16:00 | 503 | 493
2017-12-11 16:30 | 515 | 504
2017-12-11 17:00 | 529 | 518
2017-12-11 17:30 | 524 | 513
2017-12-11 18:00 | 548 | 536
2017-12-11 18:30 | 560 | 548
2017-12-11 19:00 | 575 | 558
2017-12-11 19:30 | 577 | 558
2017-12-11 20:00 | 563 | 542
2017-12-11 20:30 | 547 | 522
2017-12-11 21:00 | 532 | 503
2017-12-11 21:30 | 512 | 482
2017-12-11 22:00 | 512 | 481
2017-12-11 22:30 | 489 | 452
2017-12-11 23:00 | 464 | 430
2017-12-11 23:30 | 449 | 412
2017-12-12 | 434 | 394
2017-12-12 00:30 | 452 | 413
2017-12-12 01:00 | 445 | 403
2017-12-12 01:30 | 430 | 394
2017-12-12 02:00 | 419 | 387
2017-12-12 02:30 | 416 | 383
2017-12-12 03:00 | 414 | 380
2017-12-12 03:30 | 413 | 379
2017-12-12 04:00 | 411 | 376
2017-12-12 04:30 | 411 | 377
2017-12-12 05:00 | 416 | 382
2017-12-12 05:30 | 421 | 390
2017-12-12 06:00 | 427 | 396
2017-12-12 06:30 | 442 | 419
2017-12-12 07:00 | 422 | 403
2017-12-12 07:30 | 408 | 392
2017-12-12 08:00 | 419 | 403
2017-12-12 08:30 | 431 | 416
2017-12-12 09:00 | 439 | 423
2017-12-12 09:30 | 443 | 427
2017-12-12 10:00 | 443 | 426
2017-12-12 10:30 | 441 | 424
2017-12-12 11:00 | 440 | 424
2017-12-12 11:30 | 447 | 432
2017-12-12 12:00 | 454 | 438
2017-12-12 12:30 | 456 | 439
2017-12-12 13:00 | 459 | 442
2017-12-12 13:30 | 461 | 445
2017-12-12 14:00 | 474 | 458
2017-12-12 14:30 | 484 | 466
2017-12-12 15:00 | 493 | 474
2017-12-12 15:30 | 486 | 468
2017-12-12 16:00 | 496 | 477
2017-12-12 16:30 | 506 | 487
2017-12-12 17:00 | 513 | 492
2017-12-12 17:30 | 510 | 486
2017-12-12 18:00 | 531 | 509
2017-12-12 18:30 | 541 | 520
2017-12-12 19:00 | 550 | 530
2017-12-12 19:30 | 559 | 546
2017-12-12 20:00 | 555 | 541
2017-12-12 20:30 | 538 | 522
2017-12-12 21:00 | 519 | 503
2017-12-12 21:30 | 502 | 483
2017-12-12 22:00 | 506 | 485
2017-12-12 22:30 | 486 | 462
2017-12-12 23:00 | 461 | 440
2017-12-12 23:30 | 439 | 421
2017-12-13 | 422 | 402
2017-12-13 00:30 | 438 | 417
2017-12-13 01:00 | 430 | 408
2017-12-13 01:30 | 423 | 399
2017-12-13 02:00 | 415 | 390
2017-12-13 02:30 | 409 | 383
2017-12-13 03:00 | 408 | 382
2017-12-13 03:30 | 410 | 383
2017-12-13 04:00 | 413 | 388
2017-12-13 04:30 | 416 | 391
2017-12-13 05:00 | 419 | 393
2017-12-13 05:30 | 425 | 400
2017-12-13 06:00 | 432 | 408
2017-12-13 06:30 | 452 | 432
2017-12-13 07:00 | 438 | 421
2017-12-13 07:30 | 421 | 405
2017-12-13 08:00 | 428 | 414
2017-12-13 08:30 | 437 | 426
2017-12-13 09:00 | 451 | 438
2017-12-13 09:30 | 437 | 424
2017-12-13 10:00 | 429 | 416
2017-12-13 10:30 | 430 | 419
2017-12-13 11:00 | 433 | 422
2017-12-13 11:30 | 440 | 429
2017-12-13 12:00 | 450 | 440
2017-12-13 12:30 | 442 | 432
2017-12-13 13:00 | 445 | 435
2017-12-13 13:30 | 454 | 445
2017-12-13 14:00 | 463 | 454
2017-12-13 14:30 | 474 | 465
2017-12-13 15:00 | 479 | 472
2017-12-13 15:30 | 484 | 476
2017-12-13 16:00 | 488 | 480
2017-12-13 16:30 | 488 | 478
2017-12-13 17:00 | 481 | 470
2017-12-13 17:30 | 496 | 486
2017-12-13 18:00 | 507 | 498
2017-12-13 18:30 | 518 | 508
2017-12-13 19:00 | 542 | 533
2017-12-13 19:30 | 550 | 543
2017-12-13 20:00 | 538 | 531
2017-12-13 20:30 | 521 | 511
2017-12-13 21:00 | 508 | 497
2017-12-13 21:30 | 489 | 478
2017-12-13 22:00 | 495 | 483
2017-12-13 22:30 | 502 | 489
2017-12-13 23:00 | 483 | 468
2017-12-13 23:30 | 468 | 449
2017-12-14 | 452 | 428
2017-12-14 00:30 | 438 | 415
2017-12-14 01:00 | 423 | 399
2017-12-14 01:30 | 415 | 388
2017-12-14 02:00 | 412 | 384
2017-12-14 02:30 | 414 | 389
2017-12-14 03:00 | 413 | 387
2017-12-14 03:30 | 412 | 386
2017-12-14 04:00 | 411 | 384
2017-12-14 04:30 | 414 | 387
2017-12-14 05:00 | 416 | 389
2017-12-14 05:30 | 421 | 396
2017-12-14 06:00 | 426 | 400
2017-12-14 06:30 | 443 | 421
2017-12-14 07:00 | 434 | 415
2017-12-14 07:30 | 419 | 403
2017-12-14 08:00 | 430 | 414
2017-12-14 08:30 | 432 | 418
2017-12-14 09:00 | 431 | 418
2017-12-14 09:30 | 431 | 419
2017-12-14 10:00 | 431 | 418
2017-12-14 10:30 | 434 | 423
2017-12-14 11:00 | 445 | 435
2017-12-14 11:30 | 459 | 449
2017-12-14 12:00 | 452 | 443
2017-12-14 12:30 | 452 | 442
2017-12-14 13:00 | 461 | 452
2017-12-14 13:30 | 468 | 460
2017-12-14 14:00 | 479 | 466
2017-12-14 14:30 | 488 | 475
2017-12-14 15:00 | 494 | 482
2017-12-14 15:30 | 484 | 471
2017-12-14 16:00 | 490 | 477
2017-12-14 16:30 | 502 | 489
2017-12-14 17:00 | 526 | 513
2017-12-14 17:30 | 539 | 527
2017-12-14 18:00 | 566 | 554
2017-12-14 18:30 | 578 | 567
2017-12-14 19:00 | 587 | 576
2017-12-14 19:30 | 598 | 586
2017-12-14 20:00 | 582 | 568
2017-12-14 20:30 | 566 | 549
2017-12-14 21:00 | 551 | 532
2017-12-14 21:30 | 531 | 507
2017-12-14 22:00 | 508 | 484
2017-12-14 22:30 | 502 | 476
2017-12-14 23:00 | 506 | 477
2017-12-14 23:30 | 483 | 457
2017-12-15 | 464 | 440
2017-12-15 00:30 | 452 | 426
2017-12-15 01:00 | 440 | 412
2017-12-15 01:30 | 427 | 403
2017-12-15 02:00 | 422 | 396
2017-12-15 02:30 | 417 | 389
2017-12-15 03:00 | 410 | 382
2017-12-15 03:30 | 408 | 379
2017-12-15 04:00 | 409 | 380
2017-12-15 04:30 | 409 | 380
2017-12-15 05:00 | 413 | 384
2017-12-15 05:30 | 402 | 373
2017-12-15 06:00 | 407 | 378
2017-12-15 06:30 | 421 | 397
2017-12-15 07:00 | 434 | 414
2017-12-15 07:30 | 442 | 427
2017-12-15 08:00 | 449 | 436
2017-12-15 08:30 | 445 | 433
2017-12-15 09:00 | 447 | 436
2017-12-15 09:30 | 447 | 438
2017-12-15 10:00 | 443 | 434
2017-12-15 10:30 | 449 | 438
2017-12-15 11:00 | 451 | 438
2017-12-15 11:30 | 452 | 439
2017-12-15 12:00 | 455 | 442
2017-12-15 12:30 | 455 | 443
2017-12-15 13:00 | 463 | 452
2017-12-15 13:30 | 467 | 456
2017-12-15 14:00 | 470 | 459
2017-12-15 14:30 | 471 | 458
2017-12-15 15:00 | 481 | 470
2017-12-15 15:30 | 480 | 469
2017-12-15 16:00 | 487 | 477
2017-12-15 16:30 | 505 | 495
2017-12-15 17:00 | 516 | 506
2017-12-15 17:30 | 509 | 495
2017-12-15 18:00 | 541 | 529
2017-12-15 18:30 | 542 | 530
2017-12-15 19:00 | 544 | 532
2017-12-15 19:30 | 555 | 545
2017-12-15 20:00 | 550 | 540
2017-12-15 20:30 | 536 | 524
2017-12-15 21:00 | 523 | 510
2017-12-15 21:30 | 504 | 491
2017-12-15 22:00 | 501 | 487
2017-12-15 22:30 | 525 | 511
2017-12-15 23:00 | 510 | 494
2017-12-15 23:30 | 493 | 472
2017-12-16 | 475 | 452
2017-12-16 00:30 | 458 | 436
2017-12-16 01:00 | 448 | 425
2017-12-16 01:30 | 438 | 414
2017-12-16 02:00 | 428 | 405
2017-12-16 02:30 | 423 | 401
2017-12-16 03:00 | 418 | 394
2017-12-16 03:30 | 415 | 391
2017-12-16 04:00 | 413 | 388
2017-12-16 04:30 | 414 | 388
2017-12-16 05:00 | 413 | 388
2017-12-16 05:30 | 415 | 389
2017-12-16 06:00 | 413 | 386
2017-12-16 06:30 | 417 | 392
2017-12-16 07:00 | 408 | 384
2017-12-16 07:30 | 402 | 381
2017-12-16 08:00 | 411 | 393
2017-12-16 08:30 | 421 | 405
2017-12-16 09:00 | 434 | 419
2017-12-16 09:30 | 453 | 430
2017-12-16 10:00 | 455 | 434
2017-12-16 10:30 | 460 | 440
2017-12-16 11:00 | 469 | 451
2017-12-16 11:30 | 467 | 448
2017-12-16 12:00 | 464 | 445
2017-12-16 12:30 | 463 | 444
2017-12-16 13:00 | 461 | 441
2017-12-16 13:30 | 467 | 448
2017-12-16 14:00 | 474 | 456
2017-12-16 14:30 | 468 | 447
2017-12-16 15:00 | 484 | 467
2017-12-16 15:30 | 487 | 470
2017-12-16 16:00 | 490 | 474
2017-12-16 16:30 | 506 | 494
2017-12-16 17:00 | 514 | 500
2017-12-16 17:30 | 532 | 517
2017-12-16 18:00 | 546 | 531
2017-12-16 18:30 | 556 | 540
2017-12-16 19:00 | 549 | 533
2017-12-16 19:30 | 553 | 539
2017-12-16 20:00 | 555 | 541
2017-12-16 20:30 | 544 | 528
2017-12-16 21:00 | 545 | 528
2017-12-16 21:30 | 547 | 529
2017-12-16 22:00 | 537 | 517
2017-12-16 22:30 | 534 | 512
2017-12-16 23:00 | 521 | 496
2017-12-16 23:30 | 500 | 477
2017-12-17 | 486 | 460
2017-12-17 00:30 | 474 | 446
2017-12-17 01:00 | 463 | 434
2017-12-17 01:30 | 452 | 421
2017-12-17 02:00 | 442 | 415
2017-12-17 02:30 | 437 | 411
2017-12-17 03:00 | 430 | 404
2017-12-17 03:30 | 428 | 401
2017-12-17 04:00 | 423 | 396
2017-12-17 04:30 | 421 | 393
2017-12-17 05:00 | 420 | 392
2017-12-17 05:30 | 423 | 395
2017-12-17 06:00 | 418 | 389
2017-12-17 06:30 | 422 | 393
2017-12-17 07:00 | 417 | 388
2017-12-17 07:30 | 403 | 375
2017-12-17 08:00 | 408 | 383
2017-12-17 08:30 | 417 | 395
2017-12-17 09:00 | 419 | 399
2017-12-17 09:30 | 432 | 413
2017-12-17 10:00 | 432 | 415
2017-12-17 10:30 | 431 | 414
2017-12-17 11:00 | 427 | 410
2017-12-17 11:30 | 435 | 418
2017-12-17 12:00 | 443 | 426
2017-12-17 12:30 | 441 | 422
2017-12-17 13:00 | 446 | 428
2017-12-17 13:30 | 459 | 442
2017-12-17 14:00 | 470 | 453
2017-12-17 14:30 | 474 | 458
2017-12-17 15:00 | 480 | 464
2017-12-17 15:30 | 487 | 472
2017-12-17 16:00 | 490 | 476
2017-12-17 16:30 | 493 | 479
2017-12-17 17:00 | 501 | 488
2017-12-17 17:30 | 506 | 493
2017-12-17 18:00 | 515 | 501
2017-12-17 18:30 | 522 | 509
2017-12-17 19:00 | 535 | 523
2017-12-17 19:30 | 553 | 535
2017-12-17 20:00 | 555 | 534
2017-12-17 20:30 | 542 | 519
2017-12-17 21:00 | 539 | 519
2017-12-17 21:30 | 534 | 518
2017-12-17 22:00 | 524 | 506
2017-12-17 22:30 | 518 | 497
2017-12-17 23:00 | 499 | 475
2017-12-17 23:30 | 482 | 456
2017-12-18 | 466 | 440
2017-12-18 00:30 | 445 | 426
2017-12-18 01:00 | 436 | 416
2017-12-18 01:30 | 427 | 407
2017-12-18 02:00 | 422 | 400
2017-12-18 02:30 | 417 | 395
2017-12-18 03:00 | 415 | 392
2017-12-18 03:30 | 412 | 389
2017-12-18 04:00 | 409 | 386
2017-12-18 04:30 | 411 | 388
2017-12-18 05:00 | 415 | 392
2017-12-18 05:30 | 420 | 397
2017-12-18 06:00 | 422 | 400
2017-12-18 06:30 | 439 | 421
2017-12-18 07:00 | 444 | 429
2017-12-18 07:30 | 452 | 439
2017-12-18 08:00 | 466 | 455
2017-12-18 08:30 | 482 | 472
2017-12-18 09:00 | 489 | 480
2017-12-18 09:30 | 491 | 482
2017-12-18 10:00 | 487 | 477
2017-12-18 10:30 | 491 | 477
2017-12-18 11:00 | 487 | 474
2017-12-18 11:30 | 494 | 481
2017-12-18 12:00 | 499 | 487
2017-12-18 12:30 | 505 | 493
2017-12-18 13:00 | 502 | 489
2017-12-18 13:30 | 511 | 499
2017-12-18 14:00 | 506 | 493
2017-12-18 14:30 | 517 | 504
2017-12-18 15:00 | 535 | 525
2017-12-18 15:30 | 533 | 524
2017-12-18 16:00 | 521 | 511
2017-12-18 16:30 | 510 | 500
2017-12-18 17:00 | 509 | 497
2017-12-18 17:30 | 512 | 499
2017-12-18 18:00 | 516 | 498
2017-12-18 18:30 | 544 | 529
2017-12-18 19:00 | 569 | 560
2017-12-18 19:30 | 580 | 572
2017-12-18 20:00 | 574 | 566
2017-12-18 20:30 | 558 | 548
2017-12-18 21:00 | 557 | 549
2017-12-18 21:30 | 558 | 548
2017-12-18 22:00 | 549 | 538
2017-12-18 22:30 | 536 | 526
2017-12-18 23:00 | 516 | 504
2017-12-18 23:30 | 498 | 485
2017-12-19 | 482 | 469
2017-12-19 00:30 | 467 | 454
2017-12-19 01:00 | 454 | 440
2017-12-19 01:30 | 446 | 431
2017-12-19 02:00 | 439 | 419
2017-12-19 02:30 | 435 | 415
2017-12-19 03:00 | 431 | 410
2017-12-19 03:30 | 424 | 402
2017-12-19 04:00 | 423 | 400
2017-12-19 04:30 | 422 | 400
2017-12-19 05:00 | 426 | 403
2017-12-19 05:30 | 430 | 408
2017-12-19 06:00 | 438 | 417
2017-12-19 06:30 | 452 | 433
2017-12-19 07:00 | 455 | 440
2017-12-19 07:30 | 458 | 448
2017-12-19 08:00 | 473 | 464
2017-12-19 08:30 | 479 | 469
2017-12-19 09:00 | 440 | 427
2017-12-19 09:30 | 429 | 416
2017-12-19 10:00 | 422 | 409
2017-12-19 10:30 | 422 | 409
2017-12-19 11:00 | 424 | 412
2017-12-19 11:30 | 420 | 407
2017-12-19 12:00 | 401 | 387
2017-12-19 12:30 | 375 | 361
2017-12-19 13:00 | 396 | 382
2017-12-19 13:30 | 405 | 393
2017-12-19 14:00 | 404 | 392
2017-12-19 14:30 | 417 | 405
2017-12-19 15:00 | 425 | 414
2017-12-19 15:30 | 332 | 312
2017-12-19 16:00 | 315 | 295
2017-12-19 16:30 | 384 | 369
2017-12-19 17:00 | 400 | 389
2017-12-19 17:30 | 408 | 397
2017-12-19 18:00 | 444 | 433
2017-12-19 18:30 | 452 | 440
2017-12-19 19:00 | 461 | 450
2017-12-19 19:30 | 473 | 463
2017-12-19 20:00 | 469 | 459
2017-12-19 20:30 | 453 | 443
2017-12-19 21:00 | 453 | 442
2017-12-19 21:30 | 452 | 440
2017-12-19 22:00 | 440 | 426
2017-12-19 22:30 | 428 | 415
2017-12-19 23:00 | 408 | 395
2017-12-19 23:30 | 385 | 370
2017-12-20 | 370 | 353
2017-12-20 00:30 | 361 | 343
2017-12-20 01:00 | 352 | 332
2017-12-20 01:30 | 335 | 313
2017-12-20 02:00 | 325 | 302
2017-12-20 02:30 | 326 | 297
2017-12-20 03:00 | 323 | 291
2017-12-20 03:30 | 322 | 290
2017-12-20 04:00 | 317 | 287
2017-12-20 04:30 | 317 | 288
2017-12-20 05:00 | 317 | 288
2017-12-20 05:30 | 323 | 294
2017-12-20 06:00 | 330 | 302
2017-12-20 06:30 | 350 | 325
2017-12-20 07:00 | 349 | 328
2017-12-20 07:30 | 352 | 338
2017-12-20 08:00 | 375 | 364
2017-12-20 08:30 | 387 | 377
2017-12-20 09:00 | 392 | 383
2017-12-20 09:30 | 390 | 382
2017-12-20 10:00 | 393 | 383
2017-12-20 10:30 | 396 | 386
2017-12-20 11:00 | 396 | 387
2017-12-20 11:30 | 396 | 387
2017-12-20 12:00 | 398 | 385
2017-12-20 12:30 | 401 | 389
2017-12-20 13:00 | 407 | 396
2017-12-20 13:30 | 398 | 385
2017-12-20 14:00 | 421 | 409
2017-12-20 14:30 | 426 | 416
2017-12-20 15:00 | 434 | 424
2017-12-20 15:30 | 450 | 437
2017-12-20 16:00 | 461 | 448
2017-12-20 16:30 | 456 | 443
2017-12-20 17:00 | 461 | 448
2017-12-20 17:30 | 468 | 453
2017-12-20 18:00 | 473 | 455
2017-12-20 18:30 | 474 | 456
2017-12-20 19:00 | 481 | 464
2017-12-20 19:30 | 492 | 477
2017-12-20 20:00 | 490 | 474
2017-12-20 20:30 | 474 | 457
2017-12-20 21:00 | 459 | 440
2017-12-20 21:30 | 494 | 475
2017-12-20 22:00 | 563 | 547
2017-12-20 22:30 | 560 | 539
2017-12-20 23:00 | 546 | 524
2017-12-20 23:30 | 524 | 508
2017-12-21 | 505 | 487
2017-12-21 00:30 | 492 | 472
2017-12-21 01:00 | 479 | 457
2017-12-21 01:30 | 471 | 448
2017-12-21 02:00 | 460 | 439
2017-12-21 02:30 | 455 | 434
2017-12-21 03:00 | 452 | 434
2017-12-21 03:30 | 450 | 431
2017-12-21 04:00 | 446 | 426
2017-12-21 04:30 | 446 | 427
2017-12-21 05:00 | 448 | 429
2017-12-21 05:30 | 455 | 436
2017-12-21 06:00 | 461 | 442
2017-12-21 06:30 | 477 | 462
2017-12-21 07:00 | 485 | 472
2017-12-21 07:30 | 489 | 476
2017-12-21 08:00 | 500 | 488
2017-12-21 08:30 | 509 | 497
2017-12-21 09:00 | 511 | 499
2017-12-21 09:30 | 515 | 503
2017-12-21 10:00 | 521 | 510
2017-12-21 10:30 | 524 | 513
2017-12-21 11:00 | 511 | 501
2017-12-21 11:30 | 507 | 497
2017-12-21 12:00 | 514 | 502
2017-12-21 12:30 | 532 | 520
2017-12-21 13:00 | 538 | 527
2017-12-21 13:30 | 541 | 529
2017-12-21 14:00 | 549 | 538
2017-12-21 14:30 | 559 | 548
2017-12-21 15:00 | 547 | 533
2017-12-21 15:30 | 533 | 517
2017-12-21 16:00 | 534 | 518
2017-12-21 16:30 | 530 | 514
2017-12-21 17:00 | 508 | 487
2017-12-21 17:30 | 508 | 489
2017-12-21 18:00 | 548 | 537
2017-12-21 18:30 | 574 | 563
2017-12-21 19:00 | 580 | 570
2017-12-21 19:30 | 587 | 577
2017-12-21 20:00 | 599 | 589
2017-12-21 20:30 | 589 | 578
2017-12-21 21:00 | 573 | 562
2017-12-21 21:30 | 582 | 571
2017-12-21 22:00 | 577 | 564
2017-12-21 22:30 | 567 | 554
2017-12-21 23:00 | 546 | 533
2017-12-21 23:30 | 525 | 510
2017-12-22 | 505 | 491
2017-12-22 00:30 | 490 | 476
2017-12-22 01:00 | 476 | 461
2017-12-22 01:30 | 468 | 451
2017-12-22 02:00 | 461 | 443
2017-12-22 02:30 | 454 | 436
2017-12-22 03:00 | 452 | 433
2017-12-22 03:30 | 446 | 426
2017-12-22 04:00 | 446 | 427
2017-12-22 04:30 | 446 | 426
2017-12-22 05:00 | 446 | 426
2017-12-22 05:30 | 449 | 428
2017-12-22 06:00 | 455 | 435
2017-12-22 06:30 | 469 | 452
2017-12-22 07:00 | 469 | 452
2017-12-22 07:30 | 470 | 454
2017-12-22 08:00 | 485 | 466
2017-12-22 08:30 | 500 | 482
2017-12-22 09:00 | 507 | 489
2017-12-22 09:30 | 514 | 495
2017-12-22 10:00 | 514 | 494
2017-12-22 10:30 | 519 | 497
2017-12-22 11:00 | 519 | 497
2017-12-22 11:30 | 511 | 489
2017-12-22 12:00 | 515 | 494
2017-12-22 12:30 | 516 | 494
2017-12-22 13:00 | 517 | 496
2017-12-22 13:30 | 525 | 504
2017-12-22 14:00 | 532 | 511
2017-12-22 14:30 | 541 | 521
2017-12-22 15:00 | 546 | 526
2017-12-22 15:30 | 543 | 523
2017-12-22 16:00 | 549 | 530
2017-12-22 16:30 | 534 | 511
2017-12-22 17:00 | 543 | 521
2017-12-22 17:30 | 561 | 541
2017-12-22 18:00 | 592 | 568
2017-12-22 18:30 | 597 | 575
2017-12-22 19:00 | 603 | 581
2017-12-22 19:30 | 607 | 588
2017-12-22 20:00 | 613 | 595
2017-12-22 20:30 | 603 | 585
2017-12-22 21:00 | 595 | 574
2017-12-22 21:30 | 593 | 571
2017-12-22 22:00 | 589 | 565
2017-12-22 22:30 | 581 | 557
2017-12-22 23:00 | 567 | 541
2017-12-22 23:30 | 544 | 519
2017-12-23 | 521 | 503
2017-12-23 00:30 | 508 | 488
2017-12-23 01:00 | 490 | 474
2017-12-23 01:30 | 478 | 462
2017-12-23 02:00 | 470 | 453
2017-12-23 02:30 | 465 | 448
2017-12-23 03:00 | 460 | 442
2017-12-23 03:30 | 455 | 436
2017-12-23 04:00 | 453 | 434
2017-12-23 04:30 | 452 | 432
2017-12-23 05:00 | 450 | 430
2017-12-23 05:30 | 452 | 431
2017-12-23 06:00 | 450 | 428
2017-12-23 06:30 | 453 | 432
2017-12-23 07:00 | 458 | 438
2017-12-23 07:30 | 471 | 455
2017-12-23 08:00 | 479 | 465
2017-12-23 08:30 | 489 | 473
2017-12-23 09:00 | 496 | 480
2017-12-23 09:30 | 499 | 483
2017-12-23 10:00 | 488 | 472
2017-12-23 10:30 | 467 | 451
2017-12-23 11:00 | 468 | 452
2017-12-23 11:30 | 473 | 458
2017-12-23 12:00 | 476 | 461
2017-12-23 12:30 | 478 | 463
2017-12-23 13:00 | 480 | 466
2017-12-23 13:30 | 499 | 486
2017-12-23 14:00 | 501 | 487
2017-12-23 14:30 | 512 | 499
2017-12-23 15:00 | 523 | 511
2017-12-23 15:30 | 531 | 519
2017-12-23 16:00 | 543 | 532
2017-12-23 16:30 | 534 | 519
2017-12-23 17:00 | 543 | 528
2017-12-23 17:30 | 553 | 537
2017-12-23 18:00 | 562 | 546
2017-12-23 18:30 | 567 | 551
2017-12-23 19:00 | 576 | 561
2017-12-23 19:30 | 584 | 570
2017-12-23 20:00 | 581 | 568
2017-12-23 20:30 | 569 | 555
2017-12-23 21:00 | 580 | 572
2017-12-23 21:30 | 570 | 562
2017-12-23 22:00 | 558 | 548
2017-12-23 22:30 | 547 | 535
2017-12-23 23:00 | 529 | 514
2017-12-23 23:30 | 514 | 496
2017-12-24 | 499 | 480
2017-12-24 00:30 | 488 | 466
2017-12-24 01:00 | 473 | 451
2017-12-24 01:30 | 463 | 441
2017-12-24 02:00 | 455 | 432
2017-12-24 02:30 | 444 | 424
2017-12-24 03:00 | 440 | 419
2017-12-24 03:30 | 437 | 415
2017-12-24 04:00 | 435 | 413
2017-12-24 04:30 | 435 | 413
2017-12-24 05:00 | 433 | 410
2017-12-24 05:30 | 435 | 412
2017-12-24 06:00 | 433 | 408
2017-12-24 06:30 | 433 | 408
2017-12-24 07:00 | 434 | 411
2017-12-24 07:30 | 444 | 423
2017-12-24 08:00 | 454 | 435
2017-12-24 08:30 | 465 | 448
2017-12-24 09:00 | 472 | 457
2017-12-24 09:30 | 483 | 466
2017-12-24 10:00 | 470 | 453
2017-12-24 10:30 | 456 | 439
2017-12-24 11:00 | 451 | 435
2017-12-24 11:30 | 452 | 437
2017-12-24 12:00 | 453 | 438
2017-12-24 12:30 | 457 | 444
2017-12-24 13:00 | 457 | 442
2017-12-24 13:30 | 474 | 458
2017-12-24 14:00 | 470 | 450
2017-12-24 14:30 | 490 | 474
2017-12-24 15:00 | 504 | 491
2017-12-24 15:30 | 525 | 514
2017-12-24 16:00 | 544 | 533
2017-12-24 16:30 | 566 | 551
2017-12-24 17:00 | 565 | 546
2017-12-24 17:30 | 580 | 564
2017-12-24 18:00 | 601 | 587
2017-12-24 18:30 | 608 | 596
2017-12-24 19:00 | 613 | 600
2017-12-24 19:30 | 620 | 608
2017-12-24 20:00 | 619 | 608
2017-12-24 20:30 | 607 | 595
2017-12-24 21:00 | 594 | 581
2017-12-24 21:30 | 581 | 566
2017-12-24 22:00 | 566 | 549
2017-12-24 22:30 | 557 | 538
2017-12-24 23:00 | 540 | 518
2017-12-24 23:30 | 518 | 498
2017-12-25 | 495 | 478
2017-12-25 00:30 | 480 | 462
2017-12-25 01:00 | 464 | 447
2017-12-25 01:30 | 455 | 437
2017-12-25 02:00 | 447 | 427
2017-12-25 02:30 | 440 | 420
2017-12-25 03:00 | 434 | 414
2017-12-25 03:30 | 429 | 409
2017-12-25 04:00 | 425 | 404
2017-12-25 04:30 | 426 | 403
2017-12-25 05:00 | 428 | 403
2017-12-25 05:30 | 426 | 400
2017-12-25 06:00 | 425 | 398
2017-12-25 06:30 | 432 | 407
2017-12-25 07:00 | 433 | 410
2017-12-25 07:30 | 444 | 423
2017-12-25 08:00 | 451 | 432
2017-12-25 08:30 | 456 | 439
2017-12-25 09:00 | 457 | 440
2017-12-25 09:30 | 459 | 442
2017-12-25 10:00 | 452 | 436
2017-12-25 10:30 | 439 | 424
2017-12-25 11:00 | 435 | 419
2017-12-25 11:30 | 433 | 417
2017-12-25 12:00 | 432 | 417
2017-12-25 12:30 | 431 | 416
2017-12-25 13:00 | 428 | 412
2017-12-25 13:30 | 439 | 424
2017-12-25 14:00 | 442 | 427
2017-12-25 14:30 | 447 | 432
2017-12-25 15:00 | 449 | 434
2017-12-25 15:30 | 447 | 432
2017-12-25 16:00 | 456 | 443
2017-12-25 16:30 | 472 | 459
2017-12-25 17:00 | 488 | 476
2017-12-25 17:30 | 502 | 491
2017-12-25 18:00 | 533 | 523
2017-12-25 18:30 | 542 | 532
2017-12-25 19:00 | 548 | 538
2017-12-25 19:30 | 556 | 547
2017-12-25 20:00 | 561 | 553
2017-12-25 20:30 | 555 | 546
2017-12-25 21:00 | 546 | 537
2017-12-25 21:30 | 538 | 527
2017-12-25 22:00 | 525 | 513
2017-12-25 22:30 | 519 | 507
2017-12-25 23:00 | 504 | 491
2017-12-25 23:30 | 486 | 471
2017-12-26 | 473 | 456
2017-12-26 00:30 | 462 | 443
2017-12-26 01:00 | 444 | 431
2017-12-26 01:30 | 432 | 423
2017-12-26 02:00 | 427 | 417
2017-12-26 02:30 | 421 | 411
2017-12-26 03:00 | 418 | 407
2017-12-26 03:30 | 416 | 405
2017-12-26 04:00 | 413 | 402
2017-12-26 04:30 | 411 | 400
2017-12-26 05:00 | 410 | 399
2017-12-26 05:30 | 411 | 400
2017-12-26 06:00 | 411 | 399
2017-12-26 06:30 | 413 | 402
2017-12-26 07:00 | 415 | 405
2017-12-26 07:30 | 428 | 419
2017-12-26 08:00 | 435 | 428
2017-12-26 08:30 | 441 | 434
2017-12-26 09:00 | 451 | 443
2017-12-26 09:30 | 453 | 445
2017-12-26 10:00 | 441 | 433
2017-12-26 10:30 | 426 | 416
2017-12-26 11:00 | 422 | 411
2017-12-26 11:30 | 423 | 411
2017-12-26 12:00 | 422 | 411
2017-12-26 12:30 | 421 | 411
2017-12-26 13:00 | 428 | 418
2017-12-26 13:30 | 454 | 444
2017-12-26 14:00 | 467 | 459
2017-12-26 14:30 | 476 | 469
2017-12-26 15:00 | 486 | 477
2017-12-26 15:30 | 486 | 478
2017-12-26 16:00 | 499 | 491
2017-12-26 16:30 | 526 | 506
2017-12-26 17:00 | 542 | 521
2017-12-26 17:30 | 552 | 533
2017-12-26 18:00 | 580 | 561
2017-12-26 18:30 | 592 | 573
2017-12-26 19:00 | 602 | 584
2017-12-26 19:30 | 615 | 598
2017-12-26 20:00 | 616 | 600
2017-12-26 20:30 | 604 | 587
2017-12-26 21:00 | 593 | 574
2017-12-26 21:30 | 580 | 559
2017-12-26 22:00 | 563 | 541
2017-12-26 22:30 | 544 | 527
2017-12-26 23:00 | 523 | 509
2017-12-26 23:30 | 504 | 490
2017-12-27 | 488 | 471
2017-12-27 00:30 | 477 | 458
2017-12-27 01:00 | 467 | 446
2017-12-27 01:30 | 460 | 438
2017-12-27 02:00 | 451 | 429
2017-12-27 02:30 | 444 | 424
2017-12-27 03:00 | 440 | 419
2017-12-27 03:30 | 438 | 417
2017-12-27 04:00 | 437 | 416
2017-12-27 04:30 | 437 | 415
2017-12-27 05:00 | 436 | 415
2017-12-27 05:30 | 440 | 419
2017-12-27 06:00 | 441 | 419
2017-12-27 06:30 | 449 | 429
2017-12-27 07:00 | 456 | 440
2017-12-27 07:30 | 473 | 460
2017-12-27 08:00 | 491 | 476
2017-12-27 08:30 | 507 | 485
2017-12-27 09:00 | 506 | 485
2017-12-27 09:30 | 506 | 485
2017-12-27 10:00 | 492 | 471
2017-12-27 10:30 | 475 | 455
2017-12-27 11:00 | 476 | 456
2017-12-27 11:30 | 477 | 458
2017-12-27 12:00 | 485 | 466
2017-12-27 12:30 | 492 | 475
2017-12-27 13:00 | 497 | 481
2017-12-27 13:30 | 523 | 506
2017-12-27 14:00 | 534 | 516
2017-12-27 14:30 | 548 | 527
2017-12-27 15:00 | 556 | 537
2017-12-27 15:30 | 570 | 551
2017-12-27 16:00 | 587 | 566
2017-12-27 16:30 | 599 | 578
2017-12-27 17:00 | 601 | 574
2017-12-27 17:30 | 620 | 601
2017-12-27 18:00 | 630 | 612
2017-12-27 18:30 | 636 | 619
2017-12-27 19:00 | 644 | 627
2017-12-27 19:30 | 653 | 638
2017-12-27 20:00 | 651 | 635
2017-12-27 20:30 | 638 | 621
2017-12-27 21:00 | 623 | 603
2017-12-27 21:30 | 606 | 587
2017-12-27 22:00 | 583 | 565
2017-12-27 22:30 | 570 | 552
2017-12-27 23:00 | 551 | 531
2017-12-27 23:30 | 535 | 512
2017-12-28 | 519 | 494
2017-12-28 00:30 | 504 | 481
2017-12-28 01:00 | 491 | 470
2017-12-28 01:30 | 482 | 460
2017-12-28 02:00 | 474 | 451
2017-12-28 02:30 | 465 | 443
2017-12-28 03:00 | 459 | 435
2017-12-28 03:30 | 458 | 435
2017-12-28 04:00 | 455 | 432
2017-12-28 04:30 | 453 | 430
2017-12-28 05:00 | 456 | 431
2017-12-28 05:30 | 461 | 438
2017-12-28 06:00 | 460 | 437
2017-12-28 06:30 | 472 | 450
2017-12-28 07:00 | 478 | 458
2017-12-28 07:30 | 493 | 476
2017-12-28 08:00 | 503 | 489
2017-12-28 08:30 | 511 | 501
2017-12-28 09:00 | 522 | 510
2017-12-28 09:30 | 523 | 509
2017-12-28 10:00 | 510 | 496
2017-12-28 10:30 | 506 | 492
2017-12-28 11:00 | 496 | 483
2017-12-28 11:30 | 490 | 476
2017-12-28 12:00 | 497 | 483
2017-12-28 12:30 | 497 | 485
2017-12-28 13:00 | 414 | 397
2017-12-28 13:30 | 379 | 359
2017-12-28 14:00 | 385 | 366
2017-12-28 14:30 | 413 | 399
2017-12-28 15:00 | 429 | 417
2017-12-28 15:30 | 424 | 412
2017-12-28 16:00 | 445 | 433
2017-12-28 16:30 | 465 | 454
2017-12-28 17:00 | 459 | 448
2017-12-28 17:30 | 460 | 445
2017-12-28 18:00 | 486 | 471
2017-12-28 18:30 | 516 | 502
2017-12-28 19:00 | 519 | 505
2017-12-28 19:30 | 532 | 520
2017-12-28 20:00 | 531 | 520
2017-12-28 20:30 | 613 | 601
2017-12-28 21:00 | 626 | 612
2017-12-28 21:30 | 632 | 609
2017-12-28 22:00 | 612 | 586
2017-12-28 22:30 | 576 | 545
2017-12-28 23:00 | 552 | 529
2017-12-28 23:30 | 540 | 518
2017-12-29 | 524 | 500
2017-12-29 00:30 | 509 | 483
2017-12-29 01:00 | 498 | 470
2017-12-29 01:30 | 488 | 462
2017-12-29 02:00 | 475 | 454
2017-12-29 02:30 | 469 | 448
2017-12-29 03:00 | 464 | 442
2017-12-29 03:30 | 463 | 441
2017-12-29 04:00 | 462 | 439
2017-12-29 04:30 | 463 | 440
2017-12-29 05:00 | 462 | 439
2017-12-29 05:30 | 466 | 444
2017-12-29 06:00 | 466 | 442
2017-12-29 06:30 | 473 | 451
2017-12-29 07:00 | 481 | 462
2017-12-29 07:30 | 491 | 475
2017-12-29 08:00 | 501 | 490
2017-12-29 08:30 | 503 | 491
2017-12-29 09:00 | 524 | 516
2017-12-29 09:30 | 507 | 496
2017-12-29 10:00 | 503 | 494
2017-12-29 10:30 | 485 | 477
2017-12-29 11:00 | 466 | 453
2017-12-29 11:30 | 482 | 472
2017-12-29 12:00 | 435 | 426
2017-12-29 12:30 | 365 | 356
2017-12-29 13:00 | 372 | 364
2017-12-29 13:30 | 394 | 387
2017-12-29 14:00 | 408 | 401
2017-12-29 14:30 | 413 | 406
2017-12-29 15:00 | 419 | 412
2017-12-29 15:30 | 421 | 415
2017-12-29 16:00 | 438 | 433
2017-12-29 16:30 | 454 | 449
2017-12-29 17:00 | 470 | 466
2017-12-29 17:30 | 481 | 477
2017-12-29 18:00 | 504 | 499
2017-12-29 18:30 | 508 | 502
2017-12-29 19:00 | 496 | 488
2017-12-29 19:30 | 495 | 487
2017-12-29 20:00 | 511 | 505
2017-12-29 20:30 | 616 | 608
2017-12-29 21:00 | 637 | 627
2017-12-29 21:30 | 623 | 611
2017-12-29 22:00 | 605 | 591
2017-12-29 22:30 | 584 | 568
2017-12-29 23:00 | 566 | 547
2017-12-29 23:30 | 546 | 526
2017-12-30 | 523 | 507
2017-12-30 00:30 | 501 | 491
2017-12-30 01:00 | 489 | 478
2017-12-30 01:30 | 478 | 465
2017-12-30 02:00 | 471 | 458
2017-12-30 02:30 | 464 | 450
2017-12-30 03:00 | 460 | 445
2017-12-30 03:30 | 457 | 442
2017-12-30 04:00 | 453 | 437
2017-12-30 04:30 | 450 | 433
2017-12-30 05:00 | 450 | 433
2017-12-30 05:30 | 452 | 434
2017-12-30 06:00 | 450 | 429
2017-12-30 06:30 | 455 | 435
2017-12-30 07:00 | 456 | 438
2017-12-30 07:30 | 465 | 449
2017-12-30 08:00 | 472 | 458
2017-12-30 08:30 | 480 | 469
2017-12-30 09:00 | 488 | 479
2017-12-30 09:30 | 492 | 484
2017-12-30 10:00 | 486 | 479
2017-12-30 10:30 | 474 | 466
2017-12-30 11:00 | 476 | 469
2017-12-30 11:30 | 477 | 470
2017-12-30 12:00 | 485 | 477
2017-12-30 12:30 | 492 | 482
2017-12-30 13:00 | 500 | 491
2017-12-30 13:30 | 519 | 511
2017-12-30 14:00 | 532 | 524
2017-12-30 14:30 | 540 | 533
2017-12-30 15:00 | 550 | 541
2017-12-30 15:30 | 561 | 552
2017-12-30 16:00 | 573 | 565
2017-12-30 16:30 | 592 | 583
2017-12-30 17:00 | 593 | 582
2017-12-30 17:30 | 597 | 585
2017-12-30 18:00 | 605 | 594
2017-12-30 18:30 | 632 | 625
2017-12-30 19:00 | 643 | 637
2017-12-30 19:30 | 656 | 646
2017-12-30 20:00 | 659 | 645
2017-12-30 20:30 | 657 | 643
2017-12-30 21:00 | 645 | 629
2017-12-30 21:30 | 628 | 610
2017-12-30 22:00 | 607 | 592
2017-12-30 22:30 | 582 | 568
2017-12-30 23:00 | 562 | 547
2017-12-30 23:30 | 542 | 525
2017-12-31 | 524 | 507
2017-12-31 00:30 | 511 | 494
2017-12-31 01:00 | 498 | 480
2017-12-31 01:30 | 489 | 470
2017-12-31 02:00 | 481 | 464
2017-12-31 02:30 | 475 | 457
2017-12-31 03:00 | 470 | 451
2017-12-31 03:30 | 466 | 447
2017-12-31 04:00 | 461 | 441
2017-12-31 04:30 | 458 | 438
2017-12-31 05:00 | 460 | 439
2017-12-31 05:30 | 460 | 439
2017-12-31 06:00 | 456 | 433
2017-12-31 06:30 | 456 | 434
2017-12-31 07:00 | 457 | 436
2017-12-31 07:30 | 463 | 443
2017-12-31 08:00 | 466 | 447
2017-12-31 08:30 | 475 | 458
2017-12-31 09:00 | 478 | 462
2017-12-31 09:30 | 485 | 468
2017-12-31 10:00 | 486 | 468
2017-12-31 10:30 | 467 | 448
2017-12-31 11:00 | 470 | 452
2017-12-31 11:30 | 471 | 453
2017-12-31 12:00 | 476 | 460
2017-12-31 12:30 | 485 | 469
2017-12-31 13:00 | 490 | 475
2017-12-31 13:30 | 519 | 503
2017-12-31 14:00 | 530 | 502
2017-12-31 14:30 | 545 | 520
2017-12-31 15:00 | 562 | 542
2017-12-31 15:30 | 572 | 553
2017-12-31 16:00 | 594 | 571
2017-12-31 16:30 | 612 | 589
2017-12-31 17:00 | 603 | 581
2017-12-31 17:30 | 613 | 591
2017-12-31 18:00 | 625 | 604
2017-12-31 18:30 | 628 | 606
2017-12-31 19:00 | 625 | 603
2017-12-31 19:30 | 624 | 602
2017-12-31 20:00 | 632 | 610
2017-12-31 20:30 | 628 | 605
2017-12-31 21:00 | 614 | 589
2017-12-31 21:30 | 600 | 571
2017-12-31 22:00 | 593 | 561
2017-12-31 22:30 | 581 | 548
2017-12-31 23:00 | 567 | 535
2017-12-31 23:30 | 555 | 522
2018-01-01 | 537 | 506
2018-01-01 00:30 | 525 | 491
2018-01-01 01:00 | 519 | 484
2018-01-01 01:30 | 499 | 479
2018-01-01 02:00 | 492 | 472
2018-01-01 02:30 | 485 | 463
2018-01-01 03:00 | 478 | 456
2018-01-01 03:30 | 474 | 452
2018-01-01 04:00 | 467 | 447
2018-01-01 04:30 | 467 | 447
2018-01-01 05:00 | 464 | 443
2018-01-01 05:30 | 465 | 444
2018-01-01 06:00 | 464 | 442
2018-01-01 06:30 | 466 | 445
2018-01-01 07:00 | 468 | 448
2018-01-01 07:30 | 473 | 455
2018-01-01 08:00 | 481 | 460
2018-01-01 08:30 | 486 | 467
2018-01-01 09:00 | 492 | 473
2018-01-01 09:30 | 499 | 481
2018-01-01 10:00 | 493 | 475
2018-01-01 10:30 | 485 | 469
2018-01-01 11:00 | 490 | 474
2018-01-01 11:30 | 503 | 485
2018-01-01 12:00 | 511 | 493
2018-01-01 12:30 | 516 | 499
2018-01-01 13:00 | 524 | 507
2018-01-01 13:30 | 547 | 530
2018-01-01 14:00 | 569 | 552
2018-01-01 14:30 | 584 | 568
2018-01-01 15:00 | 533 | 517
2018-01-01 15:30 | 465 | 446
2018-01-01 16:00 | 477 | 459
2018-01-01 16:30 | 476 | 458
2018-01-01 17:00 | 492 | 473
2018-01-01 17:30 | 505 | 487
2018-01-01 18:00 | 532 | 516
2018-01-01 18:30 | 544 | 528
2018-01-01 19:00 | 550 | 534
2018-01-01 19:30 | 562 | 548
2018-01-01 20:00 | 563 | 549
2018-01-01 20:30 | 567 | 553
2018-01-01 21:00 | 556 | 541
2018-01-01 21:30 | 638 | 624
2018-01-01 22:00 | 640 | 626
2018-01-01 22:30 | 615 | 598
2018-01-01 23:00 | 593 | 572
2018-01-01 23:30 | 573 | 548
2018-01-02 | 549 | 527
2018-01-02 00:30 | 529 | 518
2018-01-02 01:00 | 517 | 505
2018-01-02 01:30 | 508 | 496
2018-01-02 02:00 | 503 | 490
2018-01-02 02:30 | 499 | 486
2018-01-02 03:00 | 495 | 482
2018-01-02 03:30 | 491 | 478
2018-01-02 04:00 | 489 | 475
2018-01-02 04:30 | 488 | 474
2018-01-02 05:00 | 487 | 473
2018-01-02 05:30 | 493 | 479
2018-01-02 06:00 | 497 | 484
2018-01-02 06:30 | 511 | 497
2018-01-02 07:00 | 526 | 514
2018-01-02 07:30 | 554 | 539
2018-01-02 08:00 | 574 | 560
2018-01-02 08:30 | 596 | 582
2018-01-02 09:00 | 615 | 591
2018-01-02 09:30 | 611 | 586
2018-01-02 10:00 | 585 | 557
2018-01-02 10:30 | 575 | 549
2018-01-02 11:00 | 589 | 566
2018-01-02 11:30 | 588 | 565
2018-01-02 12:00 | 592 | 569
2018-01-02 12:30 | 602 | 580
2018-01-02 13:00 | 610 | 589
2018-01-02 13:30 | 628 | 605
2018-01-02 14:00 | 662 | 647
2018-01-02 14:30 | 676 | 658
2018-01-02 15:00 | 682 | 665
2018-01-02 15:30 | 670 | 650
2018-01-02 16:00 | 696 | 684
2018-01-02 16:30 | 688 | 673
2018-01-02 17:00 | 684 | 665
2018-01-02 17:30 | 683 | 662
2018-01-02 18:00 | 699 | 678
2018-01-02 18:30 | 702 | 678
2018-01-02 19:00 | 693 | 671
2018-01-02 19:30 | 689 | 669
2018-01-02 20:00 | 679 | 658
2018-01-02 20:30 | 677 | 657
2018-01-02 21:00 | 664 | 642
2018-01-02 21:30 | 645 | 621
2018-01-02 22:00 | 616 | 591
2018-01-02 22:30 | 594 | 565
2018-01-02 23:00 | 576 | 545
2018-01-02 23:30 | 561 | 526
2018-01-03 | 547 | 510
2018-01-03 00:30 | 525 | 492
2018-01-03 01:00 | 502 | 480
2018-01-03 01:30 | 491 | 473
2018-01-03 02:00 | 486 | 468
2018-01-03 02:30 | 480 | 461
2018-01-03 03:00 | 473 | 453
2018-01-03 03:30 | 471 | 450
2018-01-03 04:00 | 468 | 448
2018-01-03 04:30 | 467 | 446
2018-01-03 05:00 | 469 | 447
2018-01-03 05:30 | 474 | 453
2018-01-03 06:00 | 478 | 458
2018-01-03 06:30 | 491 | 473
2018-01-03 07:00 | 503 | 490
2018-01-03 07:30 | 519 | 510
2018-01-03 08:00 | 540 | 528
2018-01-03 08:30 | 554 | 541
2018-01-03 09:00 | 564 | 552
2018-01-03 09:30 | 571 | 561
2018-01-03 10:00 | 555 | 545
2018-01-03 10:30 | 526 | 517
2018-01-03 11:00 | 493 | 484
2018-01-03 11:30 | 498 | 490
2018-01-03 12:00 | 507 | 499
2018-01-03 12:30 | 510 | 502
2018-01-03 13:00 | 520 | 512
2018-01-03 13:30 | 537 | 527
2018-01-03 14:00 | 533 | 522
2018-01-03 14:30 | 556 | 545
2018-01-03 15:00 | 585 | 575
2018-01-03 15:30 | 589 | 578
2018-01-03 16:00 | 585 | 573
2018-01-03 16:30 | 584 | 572
2018-01-03 17:00 | 595 | 584
2018-01-03 17:30 | 598 | 586
2018-01-03 18:00 | 602 | 590
2018-01-03 18:30 | 616 | 604
2018-01-03 19:00 | 626 | 615
2018-01-03 19:30 | 628 | 619
2018-01-03 20:00 | 635 | 625
2018-01-03 20:30 | 612 | 601
2018-01-03 21:00 | 593 | 579
2018-01-03 21:30 | 569 | 553
2018-01-03 22:00 | 539 | 524
2018-01-03 22:30 | 511 | 493
2018-01-03 23:00 | 486 | 462
2018-01-03 23:30 | 463 | 437
2018-01-04 | 448 | 422
2018-01-04 00:30 | 432 | 409
2018-01-04 01:00 | 419 | 394
2018-01-04 01:30 | 412 | 386
2018-01-04 02:00 | 404 | 377
2018-01-04 02:30 | 396 | 368
2018-01-04 03:00 | 392 | 364
2018-01-04 03:30 | 389 | 360
2018-01-04 04:00 | 386 | 357
2018-01-04 04:30 | 385 | 355
2018-01-04 05:00 | 384 | 354
2018-01-04 05:30 | 387 | 358
2018-01-04 06:00 | 387 | 357
2018-01-04 06:30 | 399 | 371
2018-01-04 07:00 | 406 | 381
2018-01-04 07:30 | 427 | 407
2018-01-04 08:00 | 445 | 427
2018-01-04 08:30 | 457 | 439
2018-01-04 09:00 | 472 | 459
2018-01-04 09:30 | 479 | 468
2018-01-04 10:00 | 467 | 456
2018-01-04 10:30 | 468 | 458
2018-01-04 11:00 | 471 | 462
2018-01-04 11:30 | 477 | 469
2018-01-04 12:00 | 481 | 472
2018-01-04 12:30 | 490 | 482
2018-01-04 13:00 | 494 | 486
2018-01-04 13:30 | 532 | 524
2018-01-04 14:00 | 547 | 537
2018-01-04 14:30 | 578 | 563
2018-01-04 15:00 | 577 | 562
2018-01-04 15:30 | 582 | 567
2018-01-04 16:00 | 596 | 582
2018-01-04 16:30 | 601 | 585
2018-01-04 17:00 | 593 | 575
2018-01-04 17:30 | 584 | 562
2018-01-04 18:00 | 617 | 603
2018-01-04 18:30 | 624 | 611
2018-01-04 19:00 | 627 | 614
2018-01-04 19:30 | 626 | 613
2018-01-04 20:00 | 616 | 603
2018-01-04 20:30 | 598 | 583
2018-01-04 21:00 | 579 | 561
2018-01-04 21:30 | 549 | 530
2018-01-04 22:00 | 508 | 496
2018-01-04 22:30 | 477 | 467
2018-01-04 23:00 | 493 | 486
2018-01-04 23:30 | 557 | 539
2018-01-05 | 541 | 516
2018-01-05 00:30 | 523 | 499
2018-01-05 01:00 | 510 | 487
2018-01-05 01:30 | 497 | 472
2018-01-05 02:00 | 490 | 465
2018-01-05 02:30 | 486 | 460
2018-01-05 03:00 | 484 | 456
2018-01-05 03:30 | 463 | 447
2018-01-05 04:00 | 458 | 444
2018-01-05 04:30 | 456 | 442
2018-01-05 05:00 | 455 | 440
2018-01-05 05:30 | 458 | 443
2018-01-05 06:00 | 465 | 451
2018-01-05 06:30 | 479 | 465
2018-01-05 07:00 | 492 | 477
2018-01-05 07:30 | 502 | 490
2018-01-05 08:00 | 524 | 511
2018-01-05 08:30 | 543 | 526
2018-01-05 09:00 | 555 | 539
2018-01-05 09:30 | 559 | 544
2018-01-05 10:00 | 541 | 524
2018-01-05 10:30 | 546 | 530
2018-01-05 11:00 | 563 | 550
2018-01-05 11:30 | 568 | 555
2018-01-05 12:00 | 571 | 558
2018-01-05 12:30 | 570 | 556
2018-01-05 13:00 | 556 | 540
2018-01-05 13:30 | 578 | 562
2018-01-05 14:00 | 576 | 559
2018-01-05 14:30 | 583 | 567
2018-01-05 15:00 | 579 | 564
2018-01-05 15:30 | 566 | 549
2018-01-05 16:00 | 570 | 553
2018-01-05 16:30 | 565 | 547
2018-01-05 17:00 | 560 | 539
2018-01-05 17:30 | 570 | 549
2018-01-05 18:00 | 587 | 566
2018-01-05 18:30 | 588 | 568
2018-01-05 19:00 | 595 | 575
2018-01-05 19:30 | 599 | 580
2018-01-05 20:00 | 593 | 575
2018-01-05 20:30 | 583 | 563
2018-01-05 21:00 | 566 | 545
2018-01-05 21:30 | 551 | 531
2018-01-05 22:00 | 532 | 517
2018-01-05 22:30 | 507 | 495
2018-01-05 23:00 | 490 | 476
2018-01-05 23:30 | 479 | 463
2018-01-06 | 464 | 448
2018-01-06 00:30 | 453 | 435
2018-01-06 01:00 | 444 | 425
2018-01-06 01:30 | 438 | 418
2018-01-06 02:00 | 432 | 411
2018-01-06 02:30 | 428 | 407
2018-01-06 03:00 | 424 | 401
2018-01-06 03:30 | 422 | 398
2018-01-06 04:00 | 416 | 392
2018-01-06 04:30 | 413 | 389
2018-01-06 05:00 | 415 | 391
2018-01-06 05:30 | 417 | 393
2018-01-06 06:00 | 416 | 392
2018-01-06 06:30 | 421 | 397
2018-01-06 07:00 | 424 | 399
2018-01-06 07:30 | 437 | 412
2018-01-06 08:00 | 448 | 426
2018-01-06 08:30 | 457 | 437
2018-01-06 09:00 | 458 | 439
2018-01-06 09:30 | 464 | 444
2018-01-06 10:00 | 448 | 427
2018-01-06 10:30 | 434 | 413
2018-01-06 11:00 | 437 | 416
2018-01-06 11:30 | 440 | 420
2018-01-06 12:00 | 449 | 430
2018-01-06 12:30 | 449 | 431
2018-01-06 13:00 | 454 | 436
2018-01-06 13:30 | 486 | 469
2018-01-06 14:00 | 496 | 481
2018-01-06 14:30 | 508 | 490
2018-01-06 15:00 | 515 | 497
2018-01-06 15:30 | 526 | 509
2018-01-06 16:00 | 533 | 517
2018-01-06 16:30 | 549 | 534
2018-01-06 17:00 | 568 | 555
2018-01-06 17:30 | 571 | 557
2018-01-06 18:00 | 589 | 575
2018-01-06 18:30 | 600 | 586
2018-01-06 19:00 | 609 | 596
2018-01-06 19:30 | 616 | 605
2018-01-06 20:00 | 618 | 608
2018-01-06 20:30 | 604 | 594
2018-01-06 21:00 | 590 | 578
2018-01-06 21:30 | 572 | 560
2018-01-06 22:00 | 556 | 544
2018-01-06 22:30 | 537 | 523
2018-01-06 23:00 | 519 | 504
2018-01-06 23:30 | 499 | 483
2018-01-07 | 486 | 468
2018-01-07 00:30 | 473 | 453
2018-01-07 01:00 | 463 | 441
2018-01-07 01:30 | 452 | 430
2018-01-07 02:00 | 443 | 424
2018-01-07 02:30 | 437 | 416
2018-01-07 03:00 | 433 | 412
2018-01-07 03:30 | 430 | 409
2018-01-07 04:00 | 427 | 405
2018-01-07 04:30 | 426 | 404
2018-01-07 05:00 | 426 | 404
2018-01-07 05:30 | 426 | 403
2018-01-07 06:00 | 427 | 403
2018-01-07 06:30 | 427 | 403
2018-01-07 07:00 | 432 | 410
2018-01-07 07:30 | 438 | 418
2018-01-07 08:00 | 437 | 419
2018-01-07 08:30 | 447 | 430
2018-01-07 09:00 | 456 | 440
2018-01-07 09:30 | 474 | 456
2018-01-07 10:00 | 457 | 434
2018-01-07 10:30 | 449 | 426
2018-01-07 11:00 | 449 | 427
2018-01-07 11:30 | 452 | 430
2018-01-07 12:00 | 449 | 428
2018-01-07 12:30 | 451 | 431
2018-01-07 13:00 | 455 | 435
2018-01-07 13:30 | 482 | 464
2018-01-07 14:00 | 487 | 469
2018-01-07 14:30 | 499 | 483
2018-01-07 15:00 | 506 | 490
2018-01-07 15:30 | 502 | 483
2018-01-07 16:00 | 503 | 482
2018-01-07 16:30 | 512 | 491
2018-01-07 17:00 | 527 | 507
2018-01-07 17:30 | 540 | 521
2018-01-07 18:00 | 559 | 541
2018-01-07 18:30 | 569 | 553
2018-01-07 19:00 | 584 | 568
2018-01-07 19:30 | 596 | 582
2018-01-07 20:00 | 617 | 602
2018-01-07 20:30 | 615 | 597
2018-01-07 21:00 | 602 | 582
2018-01-07 21:30 | 585 | 564
2018-01-07 22:00 | 558 | 544
2018-01-07 22:30 | 535 | 518
2018-01-07 23:00 | 515 | 495
2018-01-07 23:30 | 499 | 478
2018-01-08 | 488 | 465
2018-01-08 00:30 | 477 | 452
2018-01-08 01:00 | 466 | 439
2018-01-08 01:30 | 456 | 429
2018-01-08 02:00 | 445 | 423
2018-01-08 02:30 | 436 | 417
2018-01-08 03:00 | 430 | 411
2018-01-08 03:30 | 427 | 408
2018-01-08 04:00 | 426 | 405
2018-01-08 04:30 | 427 | 407
2018-01-08 05:00 | 429 | 409
2018-01-08 05:30 | 435 | 416
2018-01-08 06:00 | 439 | 420
2018-01-08 06:30 | 458 | 442
2018-01-08 07:00 | 476 | 461
2018-01-08 07:30 | 498 | 487
2018-01-08 08:00 | 511 | 499
2018-01-08 08:30 | 526 | 512
2018-01-08 09:00 | 537 | 517
2018-01-08 09:30 | 544 | 521
2018-01-08 10:00 | 525 | 501
2018-01-08 10:30 | 514 | 491
2018-01-08 11:00 | 513 | 488
2018-01-08 11:30 | 517 | 495
2018-01-08 12:00 | 523 | 503
2018-01-08 12:30 | 528 | 508
2018-01-08 13:00 | 492 | 469
2018-01-08 13:30 | 478 | 452
2018-01-08 14:00 | 442 | 413
2018-01-08 14:30 | 453 | 425
2018-01-08 15:00 | 428 | 399
2018-01-08 15:30 | 437 | 406
2018-01-08 16:00 | 417 | 385
2018-01-08 16:30 | 423 | 390
2018-01-08 17:00 | 432 | 402
2018-01-08 17:30 | 449 | 418
2018-01-08 18:00 | 469 | 439
2018-01-08 18:30 | 541 | 518
2018-01-08 19:00 | 562 | 542
2018-01-08 19:30 | 570 | 551
2018-01-08 20:00 | 566 | 548
2018-01-08 20:30 | 610 | 591
2018-01-08 21:00 | 603 | 582
2018-01-08 21:30 | 585 | 560
2018-01-08 22:00 | 565 | 536
2018-01-08 22:30 | 545 | 509
2018-01-08 23:00 | 521 | 488
2018-01-08 23:30 | 506 | 472
2018-01-09 | 493 | 456
2018-01-09 00:30 | 483 | 444
2018-01-09 01:00 | 462 | 430
2018-01-09 01:30 | 442 | 420
2018-01-09 02:00 | 435 | 412
2018-01-09 02:30 | 432 | 410
2018-01-09 03:00 | 429 | 405
2018-01-09 03:30 | 427 | 403
2018-01-09 04:00 | 425 | 400
2018-01-09 04:30 | 426 | 401
2018-01-09 05:00 | 425 | 401
2018-01-09 05:30 | 431 | 408
2018-01-09 06:00 | 435 | 413
2018-01-09 06:30 | 450 | 430
2018-01-09 07:00 | 467 | 452
2018-01-09 07:30 | 503 | 477
2018-01-09 08:00 | 513 | 491
2018-01-09 08:30 | 527 | 508
2018-01-09 09:00 | 529 | 512
2018-01-09 09:30 | 534 | 518
2018-01-09 10:00 | 512 | 495
2018-01-09 10:30 | 502 | 481
2018-01-09 11:00 | 500 | 479
2018-01-09 11:30 | 503 | 483
2018-01-09 12:00 | 508 | 489
2018-01-09 12:30 | 516 | 498
2018-01-09 13:00 | 528 | 510
2018-01-09 13:30 | 566 | 551
2018-01-09 14:00 | 574 | 556
2018-01-09 14:30 | 578 | 561
2018-01-09 15:00 | 577 | 560
2018-01-09 15:30 | 565 | 547
2018-01-09 16:00 | 569 | 551
2018-01-09 16:30 | 580 | 562
2018-01-09 17:00 | 573 | 551
2018-01-09 17:30 | 577 | 552
2018-01-09 18:00 | 606 | 581
2018-01-09 18:30 | 633 | 614
2018-01-09 19:00 | 650 | 633
2018-01-09 19:30 | 663 | 648
2018-01-09 20:00 | 666 | 652
2018-01-09 20:30 | 649 | 633
2018-01-09 21:00 | 628 | 609
2018-01-09 21:30 | 606 | 585
2018-01-09 22:00 | 575 | 559
2018-01-09 22:30 | 551 | 532
2018-01-09 23:00 | 525 | 504
2018-01-09 23:30 | 506 | 484
2018-01-10 | 490 | 467
2018-01-10 00:30 | 474 | 454
2018-01-10 01:00 | 461 | 445
2018-01-10 01:30 | 454 | 437
2018-01-10 02:00 | 447 | 429
2018-01-10 02:30 | 443 | 424
2018-01-10 03:00 | 437 | 418
2018-01-10 03:30 | 435 | 415
2018-01-10 04:00 | 435 | 415
2018-01-10 04:30 | 432 | 412
2018-01-10 05:00 | 436 | 416
2018-01-10 05:30 | 442 | 423
2018-01-10 06:00 | 449 | 431
2018-01-10 06:30 | 464 | 447
2018-01-10 07:00 | 472 | 458
2018-01-10 07:30 | 495 | 483
2018-01-10 08:00 | 518 | 504
2018-01-10 08:30 | 541 | 520
2018-01-10 09:00 | 546 | 526
2018-01-10 09:30 | 549 | 529
2018-01-10 10:00 | 534 | 516
2018-01-10 10:30 | 522 | 503
2018-01-10 11:00 | 518 | 499
2018-01-10 11:30 | 518 | 500
2018-01-10 12:00 | 524 | 507
2018-01-10 12:30 | 536 | 517
2018-01-10 13:00 | 542 | 524
2018-01-10 13:30 | 552 | 529
2018-01-10 14:00 | 558 | 536
2018-01-10 14:30 | 570 | 550
2018-01-10 15:00 | 580 | 559
2018-01-10 15:30 | 583 | 564
2018-01-10 16:00 | 593 | 574
2018-01-10 16:30 | 605 | 587
2018-01-10 17:00 | 609 | 590
2018-01-10 17:30 | 617 | 597
2018-01-10 18:00 | 623 | 603
2018-01-10 18:30 | 629 | 607
2018-01-10 19:00 | 643 | 622
2018-01-10 19:30 | 656 | 638
2018-01-10 20:00 | 658 | 641
2018-01-10 20:30 | 652 | 636
2018-01-10 21:00 | 634 | 616
2018-01-10 21:30 | 615 | 595
2018-01-10 22:00 | 593 | 569
2018-01-10 22:30 | 569 | 539
2018-01-10 23:00 | 550 | 514
2018-01-10 23:30 | 534 | 494
2018-01-11 | 505 | 476
2018-01-11 00:30 | 493 | 464
2018-01-11 01:00 | 484 | 454
2018-01-11 01:30 | 477 | 446
2018-01-11 02:00 | 472 | 439
2018-01-11 02:30 | 467 | 433
2018-01-11 03:00 | 465 | 431
2018-01-11 03:30 | 460 | 425
2018-01-11 04:00 | 449 | 407
2018-01-11 04:30 | 438 | 383
2018-01-11 05:00 | 432 | 375
2018-01-11 05:30 | 425 | 371
2018-01-11 06:00 | 402 | 356
2018-01-11 06:30 | 416 | 374
2018-01-11 07:00 | 429 | 392
2018-01-11 07:30 | 445 | 418
2018-01-11 08:00 | 454 | 429
2018-01-11 08:30 | 475 | 452
2018-01-11 09:00 | 474 | 449
2018-01-11 09:30 | 471 | 444
2018-01-11 10:00 | 455 | 428
2018-01-11 10:30 | 444 | 416
2018-01-11 11:00 | 455 | 430
2018-01-11 11:30 | 460 | 437
2018-01-11 12:00 | 450 | 428
2018-01-11 12:30 | 442 | 421
2018-01-11 13:00 | 440 | 419
2018-01-11 13:30 | 465 | 445
2018-01-11 14:00 | 437 | 416
2018-01-11 14:30 | 415 | 393
2018-01-11 15:00 | 416 | 394
2018-01-11 15:30 | 401 | 377
2018-01-11 16:00 | 372 | 348
2018-01-11 16:30 | 416 | 393
2018-01-11 17:00 | 422 | 398
2018-01-11 17:30 | 428 | 403
2018-01-11 18:00 | 464 | 442
2018-01-11 18:30 | 490 | 468
2018-01-11 19:00 | 495 | 473
2018-01-11 19:30 | 513 | 492
2018-01-11 20:00 | 502 | 481
2018-01-11 20:30 | 558 | 539
2018-01-11 21:00 | 549 | 528
2018-01-11 21:30 | 528 | 502
2018-01-11 22:00 | 533 | 510
2018-01-11 22:30 | 517 | 493
2018-01-11 23:00 | 493 | 468
2018-01-11 23:30 | 477 | 458
2018-01-12 | 467 | 449
2018-01-12 00:30 | 459 | 440
2018-01-12 01:00 | 449 | 428
2018-01-12 01:30 | 442 | 422
2018-01-12 02:00 | 436 | 414
2018-01-12 02:30 | 433 | 411
2018-01-12 03:00 | 432 | 410
2018-01-12 03:30 | 432 | 412
2018-01-12 04:00 | 430 | 410
2018-01-12 04:30 | 430 | 409
2018-01-12 05:00 | 434 | 414
2018-01-12 05:30 | 443 | 424
2018-01-12 06:00 | 447 | 428
2018-01-12 06:30 | 464 | 450
2018-01-12 07:00 | 482 | 469
2018-01-12 07:30 | 496 | 484
2018-01-12 08:00 | 514 | 504
2018-01-12 08:30 | 501 | 488
2018-01-12 09:00 | 447 | 428
2018-01-12 09:30 | 461 | 442
2018-01-12 10:00 | 447 | 429
2018-01-12 10:30 | 440 | 422
2018-01-12 11:00 | 438 | 420
2018-01-12 11:30 | 425 | 405
2018-01-12 12:00 | 396 | 377
2018-01-12 12:30 | 399 | 379
2018-01-12 13:00 | 388 | 358
2018-01-12 13:30 | 410 | 381
2018-01-12 14:00 | 410 | 381
2018-01-12 14:30 | 403 | 372
2018-01-12 15:00 | 405 | 374
2018-01-12 15:30 | 390 | 363
2018-01-12 16:00 | 328 | 297
2018-01-12 16:30 | 284 | 247
2018-01-12 17:00 | 292 | 254
2018-01-12 17:30 | 284 | 246
2018-01-12 18:00 | 326 | 293
2018-01-12 18:30 | 429 | 408
2018-01-12 19:00 | 457 | 438
2018-01-12 19:30 | 495 | 476
2018-01-12 20:00 | 500 | 481
2018-01-12 20:30 | 500 | 483
2018-01-12 21:00 | 490 | 472
2018-01-12 21:30 | 473 | 454
2018-01-12 22:00 | 454 | 434
2018-01-12 22:30 | 411 | 388
2018-01-12 23:00 | 399 | 379
2018-01-12 23:30 | 387 | 367
2018-01-13 | 372 | 351
2018-01-13 00:30 | 360 | 337
2018-01-13 01:00 | 347 | 322
2018-01-13 01:30 | 339 | 314
2018-01-13 02:00 | 334 | 307
2018-01-13 02:30 | 329 | 301
2018-01-13 03:00 | 324 | 295
2018-01-13 03:30 | 322 | 293
2018-01-13 04:00 | 318 | 289
2018-01-13 04:30 | 317 | 286
2018-01-13 05:00 | 313 | 282
2018-01-13 05:30 | 313 | 282
2018-01-13 06:00 | 311 | 281
2018-01-13 06:30 | 316 | 288
2018-01-13 07:00 | 317 | 291
2018-01-13 07:30 | 320 | 296
2018-01-13 08:00 | 330 | 309
2018-01-13 08:30 | 342 | 324
2018-01-13 09:00 | 351 | 335
2018-01-13 09:30 | 359 | 345
2018-01-13 10:00 | 344 | 330
2018-01-13 10:30 | 337 | 321
2018-01-13 11:00 | 336 | 319
2018-01-13 11:30 | 338 | 322
2018-01-13 12:00 | 325 | 304
2018-01-13 12:30 | 316 | 292
2018-01-13 13:00 | 325 | 294
2018-01-13 13:30 | 372 | 345
2018-01-13 14:00 | 373 | 346
2018-01-13 14:30 | 365 | 334
2018-01-13 15:00 | 380 | 352
2018-01-13 15:30 | 393 | 367
2018-01-13 16:00 | 403 | 376
2018-01-13 16:30 | 341 | 303
2018-01-13 17:00 | 360 | 331
2018-01-13 17:30 | 387 | 361
2018-01-13 18:00 | 404 | 379
2018-01-13 18:30 | 419 | 394
2018-01-13 19:00 | 427 | 402
2018-01-13 19:30 | 500 | 483
2018-01-13 20:00 | 589 | 569
2018-01-13 20:30 | 582 | 555
2018-01-13 21:00 | 594 | 564
2018-01-13 21:30 | 596 | 564
2018-01-13 22:00 | 581 | 545
2018-01-13 22:30 | 553 | 521
2018-01-13 23:00 | 528 | 500
2018-01-13 23:30 | 511 | 480
2018-01-14 | 499 | 465
2018-01-14 00:30 | 473 | 451
2018-01-14 01:00 | 463 | 442
2018-01-14 01:30 | 456 | 436
2018-01-14 02:00 | 444 | 426
2018-01-14 02:30 | 439 | 421
2018-01-14 03:00 | 436 | 418
2018-01-14 03:30 | 434 | 415
2018-01-14 04:00 | 432 | 413
2018-01-14 04:30 | 430 | 411
2018-01-14 05:00 | 430 | 411
2018-01-14 05:30 | 429 | 409
2018-01-14 06:00 | 425 | 404
2018-01-14 06:30 | 426 | 404
2018-01-14 07:00 | 429 | 409
2018-01-14 07:30 | 437 | 418
2018-01-14 08:00 | 445 | 428
2018-01-14 08:30 | 448 | 431
2018-01-14 09:00 | 457 | 439
2018-01-14 09:30 | 458 | 441
2018-01-14 10:00 | 445 | 428
2018-01-14 10:30 | 436 | 420
2018-01-14 11:00 | 441 | 426
2018-01-14 11:30 | 450 | 437
2018-01-14 12:00 | 455 | 443
2018-01-14 12:30 | 471 | 459
2018-01-14 13:00 | 475 | 457
2018-01-14 13:30 | 496 | 474
2018-01-14 14:00 | 512 | 492
2018-01-14 14:30 | 488 | 471
2018-01-14 15:00 | 466 | 448
2018-01-14 15:30 | 419 | 408
2018-01-14 16:00 | 430 | 420
2018-01-14 16:30 | 432 | 422
2018-01-14 17:00 | 447 | 437
2018-01-14 17:30 | 461 | 452
2018-01-14 18:00 | 472 | 464
2018-01-14 18:30 | 539 | 531
2018-01-14 19:00 | 567 | 558
2018-01-14 19:30 | 578 | 569
2018-01-14 20:00 | 640 | 624
2018-01-14 20:30 | 656 | 640
2018-01-14 21:00 | 641 | 624
2018-01-14 21:30 | 619 | 598
2018-01-14 22:00 | 597 | 572
2018-01-14 22:30 | 563 | 541
2018-01-14 23:00 | 535 | 517
2018-01-14 23:30 | 519 | 499
2018-01-15 | 499 | 480
2018-01-15 00:30 | 487 | 465
2018-01-15 01:00 | 477 | 453
2018-01-15 01:30 | 469 | 443
2018-01-15 02:00 | 463 | 437
2018-01-15 02:30 | 460 | 432
2018-01-15 03:00 | 458 | 430
2018-01-15 03:30 | 455 | 427
2018-01-15 04:00 | 453 | 426
2018-01-15 04:30 | 454 | 427
2018-01-15 05:00 | 458 | 432
2018-01-15 05:30 | 463 | 437
2018-01-15 06:00 | 471 | 447
2018-01-15 06:30 | 491 | 470
2018-01-15 07:00 | 510 | 495
2018-01-15 07:30 | 536 | 525
2018-01-15 08:00 | 554 | 546
2018-01-15 08:30 | 581 | 564
2018-01-15 09:00 | 594 | 577
2018-01-15 09:30 | 594 | 575
2018-01-15 10:00 | 579 | 561
2018-01-15 10:30 | 565 | 547
2018-01-15 11:00 | 566 | 549
2018-01-15 11:30 | 569 | 554
2018-01-15 12:00 | 586 | 573
2018-01-15 12:30 | 608 | 595
2018-01-15 13:00 | 618 | 605
2018-01-15 13:30 | 644 | 627
2018-01-15 14:00 | 657 | 641
2018-01-15 14:30 | 674 | 659
2018-01-15 15:00 | 689 | 676
2018-01-15 15:30 | 694 | 683
2018-01-15 16:00 | 668 | 650
2018-01-15 16:30 | 655 | 632
2018-01-15 17:00 | 646 | 616
2018-01-15 17:30 | 637 | 603
2018-01-15 18:00 | 653 | 623
2018-01-15 18:30 | 663 | 633
2018-01-15 19:00 | 665 | 637
2018-01-15 19:30 | 669 | 642
2018-01-15 20:00 | 664 | 635
2018-01-15 20:30 | 649 | 618
2018-01-15 21:00 | 636 | 603
2018-01-15 21:30 | 600 | 575
2018-01-15 22:00 | 556 | 525
2018-01-15 22:30 | 527 | 486
2018-01-15 23:00 | 507 | 459
2018-01-15 23:30 | 489 | 440
2018-01-16 | 470 | 422
2018-01-16 00:30 | 449 | 414
2018-01-16 01:00 | 437 | 400
2018-01-16 01:30 | 425 | 386
2018-01-16 02:00 | 423 | 383
2018-01-16 02:30 | 418 | 379
2018-01-16 03:00 | 409 | 365
2018-01-16 03:30 | 404 | 362
2018-01-16 04:00 | 427 | 403
2018-01-16 04:30 | 428 | 405
2018-01-16 05:00 | 433 | 411
2018-01-16 05:30 | 436 | 415
2018-01-16 06:00 | 449 | 427
2018-01-16 06:30 | 466 | 444
2018-01-16 07:00 | 480 | 460
2018-01-16 07:30 | 487 | 473
2018-01-16 08:00 | 516 | 499
2018-01-16 08:30 | 527 | 508
2018-01-16 09:00 | 527 | 510
2018-01-16 09:30 | 535 | 518
2018-01-16 10:00 | 525 | 507
2018-01-16 10:30 | 507 | 488
2018-01-16 11:00 | 500 | 480
2018-01-16 11:30 | 497 | 477
2018-01-16 12:00 | 508 | 489
2018-01-16 12:30 | 520 | 503
2018-01-16 13:00 | 514 | 495
2018-01-16 13:30 | 522 | 497
2018-01-16 14:00 | 510 | 484
2018-01-16 14:30 | 506 | 481
2018-01-16 15:00 | 510 | 484
2018-01-16 15:30 | 529 | 505
2018-01-16 16:00 | 543 | 519
2018-01-16 16:30 | 561 | 536
2018-01-16 17:00 | 567 | 542
2018-01-16 17:30 | 556 | 527
2018-01-16 18:00 | 590 | 562
2018-01-16 18:30 | 606 | 579
2018-01-16 19:00 | 614 | 588
2018-01-16 19:30 | 620 | 596
2018-01-16 20:00 | 619 | 596
2018-01-16 20:30 | 620 | 599
2018-01-16 21:00 | 604 | 582
2018-01-16 21:30 | 584 | 558
2018-01-16 22:00 | 571 | 542
2018-01-16 22:30 | 545 | 513
2018-01-16 23:00 | 517 | 488
2018-01-16 23:30 | 499 | 470
2018-01-17 | 486 | 456
2018-01-17 00:30 | 475 | 442
2018-01-17 01:00 | 463 | 428
2018-01-17 01:30 | 456 | 422
2018-01-17 02:00 | 450 | 417
2018-01-17 02:30 | 450 | 415
2018-01-17 03:00 | 449 | 415
2018-01-17 03:30 | 449 | 414
2018-01-17 04:00 | 445 | 411
2018-01-17 04:30 | 443 | 408
2018-01-17 05:00 | 446 | 411
2018-01-17 05:30 | 451 | 417
2018-01-17 06:00 | 457 | 426
2018-01-17 06:30 | 477 | 448
2018-01-17 07:00 | 492 | 468
2018-01-17 07:30 | 518 | 500
2018-01-17 08:00 | 533 | 517
2018-01-17 08:30 | 541 | 527
2018-01-17 09:00 | 531 | 519
2018-01-17 09:30 | 521 | 507
2018-01-17 10:00 | 456 | 438
2018-01-17 10:30 | 433 | 413
2018-01-17 11:00 | 422 | 402
2018-01-17 11:30 | 423 | 403
2018-01-17 12:00 | 431 | 412
2018-01-17 12:30 | 428 | 409
2018-01-17 13:00 | 430 | 412
2018-01-17 13:30 | 462 | 446
2018-01-17 14:00 | 448 | 426
2018-01-17 14:30 | 458 | 438
2018-01-17 15:00 | 463 | 442
2018-01-17 15:30 | 471 | 449
2018-01-17 16:00 | 479 | 456
2018-01-17 16:30 | 486 | 462
2018-01-17 17:00 | 488 | 462
2018-01-17 17:30 | 490 | 459
2018-01-17 18:00 | 496 | 464
2018-01-17 18:30 | 498 | 469
2018-01-17 19:00 | 510 | 483
2018-01-17 19:30 | 518 | 494
2018-01-17 20:00 | 517 | 494
2018-01-17 20:30 | 513 | 492
2018-01-17 21:00 | 509 | 488
2018-01-17 21:30 | 495 | 471
2018-01-17 22:00 | 474 | 447
2018-01-17 22:30 | 459 | 429
2018-01-17 23:00 | 459 | 426
2018-01-17 23:30 | 451 | 415
2018-01-18 | 441 | 402
2018-01-18 00:30 | 426 | 391
2018-01-18 01:00 | 415 | 379
2018-01-18 01:30 | 410 | 371
2018-01-18 02:00 | 404 | 368
2018-01-18 02:30 | 398 | 363
2018-01-18 03:00 | 398 | 363
2018-01-18 03:30 | 412 | 378
2018-01-18 04:00 | 415 | 381
2018-01-18 04:30 | 419 | 385
2018-01-18 05:00 | 422 | 389
2018-01-18 05:30 | 423 | 390
2018-01-18 06:00 | 419 | 387
2018-01-18 06:30 | 439 | 411
2018-01-18 07:00 | 455 | 431
2018-01-18 07:30 | 478 | 454
2018-01-18 08:00 | 491 | 471
2018-01-18 08:30 | 513 | 493
2018-01-18 09:00 | 513 | 493
2018-01-18 09:30 | 505 | 486
2018-01-18 10:00 | 497 | 478
2018-01-18 10:30 | 481 | 462
2018-01-18 11:00 | 473 | 453
2018-01-18 11:30 | 459 | 439
2018-01-18 12:00 | 468 | 448
2018-01-18 12:30 | 460 | 441
2018-01-18 13:00 | 469 | 451
2018-01-18 13:30 | 503 | 487
2018-01-18 14:00 | 492 | 473
2018-01-18 14:30 | 492 | 473
2018-01-18 15:00 | 480 | 460
2018-01-18 15:30 | 499 | 478
2018-01-18 16:00 | 475 | 449
2018-01-18 16:30 | 445 | 412
2018-01-18 17:00 | 444 | 407
2018-01-18 17:30 | 446 | 407
2018-01-18 18:00 | 475 | 445
2018-01-18 18:30 | 492 | 466
2018-01-18 19:00 | 496 | 471
2018-01-18 19:30 | 498 | 476
2018-01-18 20:00 | 491 | 469
2018-01-18 20:30 | 474 | 450
2018-01-18 21:00 | 458 | 432
2018-01-18 21:30 | 533 | 509
2018-01-18 22:00 | 524 | 499
2018-01-18 22:30 | 497 | 470
2018-01-18 23:00 | 465 | 437
2018-01-18 23:30 | 438 | 418
2018-01-19 | 426 | 406
2018-01-19 00:30 | 417 | 394
2018-01-19 01:00 | 407 | 383
2018-01-19 01:30 | 403 | 379
2018-01-19 02:00 | 396 | 370
2018-01-19 02:30 | 394 | 368
2018-01-19 03:00 | 407 | 382
2018-01-19 03:30 | 408 | 381
2018-01-19 04:00 | 405 | 379
2018-01-19 04:30 | 405 | 378
2018-01-19 05:00 | 410 | 383
2018-01-19 05:30 | 416 | 390
2018-01-19 06:00 | 424 | 399
2018-01-19 06:30 | 441 | 415
2018-01-19 07:00 | 418 | 394
2018-01-19 07:30 | 411 | 390
2018-01-19 08:00 | 423 | 405
2018-01-19 08:30 | 416 | 399
2018-01-19 09:00 | 385 | 363
2018-01-19 09:30 | 382 | 361
2018-01-19 10:00 | 346 | 325
2018-01-19 10:30 | 342 | 320
2018-01-19 11:00 | 333 | 313
2018-01-19 11:30 | 322 | 299
2018-01-19 12:00 | 287 | 261
2018-01-19 12:30 | 293 | 270
2018-01-19 13:00 | 294 | 270
2018-01-19 13:30 | 264 | 235
2018-01-19 14:00 | 251 | 221
2018-01-19 14:30 | 259 | 230
2018-01-19 15:00 | 259 | 226
2018-01-19 15:30 | 265 | 226
2018-01-19 16:00 | 257 | 213
2018-01-19 16:30 | 267 | 226
2018-01-19 17:00 | 276 | 238
2018-01-19 17:30 | 273 | 234
2018-01-19 18:00 | 279 | 238
2018-01-19 18:30 | 286 | 244
2018-01-19 19:00 | 303 | 263
2018-01-19 19:30 | 311 | 274
2018-01-19 20:00 | 311 | 275
2018-01-19 20:30 | 312 | 279
2018-01-19 21:00 | 301 | 265
2018-01-19 21:30 | 290 | 251
2018-01-19 22:00 | 270 | 231
2018-01-19 22:30 | 322 | 289
2018-01-19 23:00 | 392 | 363
2018-01-19 23:30 | 405 | 373
2018-01-20 | 394 | 358
2018-01-20 00:30 | 388 | 348
2018-01-20 01:00 | 380 | 339
2018-01-20 01:30 | 368 | 325
2018-01-20 02:00 | 355 | 317
2018-01-20 02:30 | 353 | 313
2018-01-20 03:00 | 349 | 308
2018-01-20 03:30 | 347 | 305
2018-01-20 04:00 | 345 | 303
2018-01-20 04:30 | 363 | 327
2018-01-20 05:00 | 371 | 339
2018-01-20 05:30 | 375 | 343
2018-01-20 06:00 | 376 | 343
2018-01-20 06:30 | 381 | 348
2018-01-20 07:00 | 379 | 348
2018-01-20 07:30 | 379 | 351
2018-01-20 08:00 | 389 | 365
2018-01-20 08:30 | 405 | 383
2018-01-20 09:00 | 409 | 389
2018-01-20 09:30 | 408 | 389
2018-01-20 10:00 | 407 | 388
2018-01-20 10:30 | 394 | 378
2018-01-20 11:00 | 392 | 377
2018-01-20 11:30 | 392 | 377
2018-01-20 12:00 | 392 | 378
2018-01-20 12:30 | 396 | 381
2018-01-20 13:00 | 388 | 373
2018-01-20 13:30 | 404 | 384
2018-01-20 14:00 | 404 | 384
2018-01-20 14:30 | 411 | 392
2018-01-20 15:00 | 415 | 397
2018-01-20 15:30 | 424 | 406
2018-01-20 16:00 | 431 | 414
2018-01-20 16:30 | 443 | 425
2018-01-20 17:00 | 459 | 443
2018-01-20 17:30 | 481 | 465
2018-01-20 18:00 | 493 | 478
2018-01-20 18:30 | 501 | 486
2018-01-20 19:00 | 508 | 493
2018-01-20 19:30 | 514 | 501
2018-01-20 20:00 | 510 | 496
2018-01-20 20:30 | 518 | 497
2018-01-20 21:00 | 513 | 487
2018-01-20 21:30 | 500 | 472
2018-01-20 22:00 | 488 | 459
2018-01-20 22:30 | 473 | 439
2018-01-20 23:00 | 444 | 421
2018-01-20 23:30 | 429 | 405
2018-01-21 | 416 | 390
2018-01-21 00:30 | 429 | 402
2018-01-21 01:00 | 427 | 399
2018-01-21 01:30 | 420 | 391
2018-01-21 02:00 | 415 | 385
2018-01-21 02:30 | 407 | 380
2018-01-21 03:00 | 404 | 378
2018-01-21 03:30 | 401 | 374
2018-01-21 04:00 | 398 | 370
2018-01-21 04:30 | 401 | 373
2018-01-21 05:00 | 401 | 373
2018-01-21 05:30 | 401 | 373
2018-01-21 06:00 | 392 | 363
2018-01-21 06:30 | 385 | 354
2018-01-21 07:00 | 393 | 363
2018-01-21 07:30 | 401 | 373
2018-01-21 08:00 | 407 | 382
2018-01-21 08:30 | 414 | 391
2018-01-21 09:00 | 415 | 394
2018-01-21 09:30 | 418 | 398
2018-01-21 10:00 | 406 | 388
2018-01-21 10:30 | 379 | 361
2018-01-21 11:00 | 383 | 366
2018-01-21 11:30 | 385 | 367
2018-01-21 12:00 | 384 | 367
2018-01-21 12:30 | 382 | 365
2018-01-21 13:00 | 382 | 367
2018-01-21 13:30 | 407 | 389
2018-01-21 14:00 | 416 | 399
2018-01-21 14:30 | 422 | 404
2018-01-21 15:00 | 430 | 411
2018-01-21 15:30 | 449 | 432
2018-01-21 16:00 | 458 | 442
2018-01-21 16:30 | 461 | 445
2018-01-21 17:00 | 466 | 450
2018-01-21 17:30 | 477 | 462
2018-01-21 18:00 | 496 | 482
2018-01-21 18:30 | 512 | 497
2018-01-21 19:00 | 523 | 507
2018-01-21 19:30 | 533 | 521
2018-01-21 20:00 | 540 | 530
2018-01-21 20:30 | 549 | 532
2018-01-21 21:00 | 536 | 516
2018-01-21 21:30 | 522 | 500
2018-01-21 22:00 | 520 | 496
2018-01-21 22:30 | 506 | 478
2018-01-21 23:00 | 474 | 457
2018-01-21 23:30 | 457 | 438
2018-01-22 | 446 | 426
2018-01-22 00:30 | 438 | 416
2018-01-22 01:00 | 433 | 409
2018-01-22 01:30 | 426 | 401
2018-01-22 02:00 | 418 | 395
2018-01-22 02:30 | 414 | 392
2018-01-22 03:00 | 412 | 389
2018-01-22 03:30 | 412 | 389
2018-01-22 04:00 | 411 | 389
2018-01-22 04:30 | 414 | 392
2018-01-22 05:00 | 416 | 394
2018-01-22 05:30 | 398 | 377
2018-01-22 06:00 | 370 | 349
2018-01-22 06:30 | 392 | 374
2018-01-22 07:00 | 423 | 406
2018-01-22 07:30 | 451 | 436
2018-01-22 08:00 | 459 | 445
2018-01-22 08:30 | 425 | 413
2018-01-22 09:00 | 393 | 382
2018-01-22 09:30 | 403 | 390
2018-01-22 10:00 | 380 | 366
2018-01-22 10:30 | 372 | 358
2018-01-22 11:00 | 381 | 368
2018-01-22 11:30 | 375 | 361
2018-01-22 12:00 | 376 | 363
2018-01-22 12:30 | 378 | 364
2018-01-22 13:00 | 366 | 351
2018-01-22 13:30 | 368 | 350
2018-01-22 14:00 | 366 | 348
2018-01-22 14:30 | 374 | 357
2018-01-22 15:00 | 380 | 363
2018-01-22 15:30 | 383 | 366
2018-01-22 16:00 | 359 | 339
2018-01-22 16:30 | 382 | 363
2018-01-22 17:00 | 400 | 381
2018-01-22 17:30 | 417 | 396
2018-01-22 18:00 | 423 | 402
2018-01-22 18:30 | 435 | 413
2018-01-22 19:00 | 449 | 428
2018-01-22 19:30 | 459 | 440
2018-01-22 20:00 | 465 | 446
2018-01-22 20:30 | 482 | 467
2018-01-22 21:00 | 474 | 458
2018-01-22 21:30 | 455 | 437
2018-01-22 22:00 | 431 | 413
2018-01-22 22:30 | 405 | 385
2018-01-22 23:00 | 384 | 361
2018-01-22 23:30 | 370 | 345
2018-01-23 | 357 | 330
2018-01-23 00:30 | 348 | 318
2018-01-23 01:00 | 338 | 307
2018-01-23 01:30 | 334 | 301
2018-01-23 02:00 | 320 | 293
2018-01-23 02:30 | 311 | 289
2018-01-23 03:00 | 308 | 286
2018-01-23 03:30 | 307 | 284
2018-01-23 04:00 | 308 | 286
2018-01-23 04:30 | 308 | 286
2018-01-23 05:00 | 312 | 290
2018-01-23 05:30 | 322 | 301
2018-01-23 06:00 | 334 | 315
2018-01-23 06:30 | 360 | 344
2018-01-23 07:00 | 378 | 364
2018-01-23 07:30 | 401 | 391
2018-01-23 08:00 | 406 | 397
2018-01-23 08:30 | 413 | 404
2018-01-23 09:00 | 418 | 410
2018-01-23 09:30 | 418 | 411
2018-01-23 10:00 | 396 | 389
2018-01-23 10:30 | 379 | 373
2018-01-23 11:00 | 388 | 385
2018-01-23 11:30 | 384 | 381
2018-01-23 12:00 | 378 | 373
2018-01-23 12:30 | 394 | 389
2018-01-23 13:00 | 397 | 393
2018-01-23 13:30 | 418 | 412
2018-01-23 14:00 | 433 | 428
2018-01-23 14:30 | 441 | 435
2018-01-23 15:00 | 441 | 436
2018-01-23 15:30 | 434 | 427
2018-01-23 16:00 | 358 | 350
2018-01-23 16:30 | 355 | 347
2018-01-23 17:00 | 367 | 355
2018-01-23 17:30 | 369 | 356
2018-01-23 18:00 | 374 | 359
2018-01-23 18:30 | 386 | 372
2018-01-23 19:00 | 405 | 394
2018-01-23 19:30 | 434 | 425
2018-01-23 20:00 | 491 | 482
2018-01-23 20:30 | 492 | 482
2018-01-23 21:00 | 473 | 463
2018-01-23 21:30 | 451 | 440
2018-01-23 22:00 | 427 | 417
2018-01-23 22:30 | 400 | 389
2018-01-23 23:00 | 381 | 368
2018-01-23 23:30 | 365 | 350
2018-01-24 | 348 | 335
2018-01-24 00:30 | 341 | 324
2018-01-24 01:00 | 333 | 315
2018-01-24 01:30 | 326 | 308
2018-01-24 02:00 | 318 | 299
2018-01-24 02:30 | 317 | 297
2018-01-24 03:00 | 317 | 297
2018-01-24 03:30 | 316 | 296
2018-01-24 04:00 | 315 | 296
2018-01-24 04:30 | 314 | 294
2018-01-24 05:00 | 316 | 296
2018-01-24 05:30 | 324 | 305
2018-01-24 06:00 | 336 | 319
2018-01-24 06:30 | 360 | 344
2018-01-24 07:00 | 382 | 371
2018-01-24 07:30 | 406 | 395
2018-01-24 08:00 | 411 | 399
2018-01-24 08:30 | 413 | 400
2018-01-24 09:00 | 418 | 406
2018-01-24 09:30 | 423 | 408
2018-01-24 10:00 | 409 | 393
2018-01-24 10:30 | 400 | 385
2018-01-24 11:00 | 405 | 388
2018-01-24 11:30 | 405 | 387
2018-01-24 12:00 | 412 | 396
2018-01-24 12:30 | 418 | 402
2018-01-24 13:00 | 395 | 377
2018-01-24 13:30 | 367 | 347
2018-01-24 14:00 | 370 | 348
2018-01-24 14:30 | 370 | 348
2018-01-24 15:00 | 368 | 346
2018-01-24 15:30 | 325 | 301
2018-01-24 16:00 | 325 | 300
2018-01-24 16:30 | 335 | 309
2018-01-24 17:00 | 349 | 325
2018-01-24 17:30 | 377 | 354
2018-01-24 18:00 | 385 | 361
2018-01-24 18:30 | 397 | 376
2018-01-24 19:00 | 412 | 394
2018-01-24 19:30 | 417 | 400
2018-01-24 20:00 | 463 | 447
2018-01-24 20:30 | 442 | 425
2018-01-24 21:00 | 421 | 403
2018-01-24 21:30 | 395 | 374
2018-01-24 22:00 | 372 | 352
2018-01-24 22:30 | 344 | 324
2018-01-24 23:00 | 322 | 302
2018-01-24 23:30 | 346 | 329
2018-01-25 | 403 | 389
2018-01-25 00:30 | 438 | 423
2018-01-25 01:00 | 444 | 428
2018-01-25 01:30 | 436 | 419
2018-01-25 02:00 | 431 | 413
2018-01-25 02:30 | 428 | 409
2018-01-25 03:00 | 426 | 407
2018-01-25 03:30 | 424 | 405
2018-01-25 04:00 | 424 | 405
2018-01-25 04:30 | 427 | 408
2018-01-25 05:00 | 429 | 409
2018-01-25 05:30 | 438 | 420
2018-01-25 06:00 | 422 | 404
2018-01-25 06:30 | 439 | 424
2018-01-25 07:00 | 440 | 426
2018-01-25 07:30 | 436 | 423
2018-01-25 08:00 | 450 | 433
2018-01-25 08:30 | 455 | 438
2018-01-25 09:00 | 454 | 440
2018-01-25 09:30 | 453 | 437
2018-01-25 10:00 | 452 | 435
2018-01-25 10:30 | 442 | 425
2018-01-25 11:00 | 452 | 436
2018-01-25 11:30 | 446 | 429
2018-01-25 12:00 | 433 | 413
2018-01-25 12:30 | 444 | 428
2018-01-25 13:00 | 466 | 451
2018-01-25 13:30 | 469 | 452
2018-01-25 14:00 | 475 | 457
2018-01-25 14:30 | 472 | 452
2018-01-25 15:00 | 458 | 437
2018-01-25 15:30 | 432 | 410
2018-01-25 16:00 | 430 | 407
2018-01-25 16:30 | 433 | 409
2018-01-25 17:00 | 450 | 432
2018-01-25 17:30 | 457 | 441
2018-01-25 18:00 | 473 | 457
2018-01-25 18:30 | 475 | 459
2018-01-25 19:00 | 484 | 468
2018-01-25 19:30 | 525 | 512
2018-01-25 20:00 | 525 | 512
2018-01-25 20:30 | 509 | 495
2018-01-25 21:00 | 494 | 478
2018-01-25 21:30 | 476 | 457
2018-01-25 22:00 | 459 | 437
2018-01-25 22:30 | 464 | 441
2018-01-25 23:00 | 448 | 424
2018-01-25 23:30 | 432 | 406
2018-01-26 | 418 | 391
2018-01-26 00:30 | 409 | 382
2018-01-26 01:00 | 400 | 371
2018-01-26 01:30 | 390 | 359
2018-01-26 02:00 | 383 | 351
2018-01-26 02:30 | 382 | 349
2018-01-26 03:00 | 377 | 343
2018-01-26 03:30 | 375 | 341
2018-01-26 04:00 | 372 | 337
2018-01-26 04:30 | 354 | 323
2018-01-26 05:00 | 360 | 333
2018-01-26 05:30 | 362 | 336
2018-01-26 06:00 | 365 | 339
2018-01-26 06:30 | 371 | 349
2018-01-26 07:00 | 378 | 357
2018-01-26 07:30 | 368 | 348
2018-01-26 08:00 | 370 | 352
2018-01-26 08:30 | 384 | 367
2018-01-26 09:00 | 393 | 374
2018-01-26 09:30 | 397 | 379
2018-01-26 10:00 | 395 | 378
2018-01-26 10:30 | 402 | 386
2018-01-26 11:00 | 380 | 363
2018-01-26 11:30 | 365 | 348
2018-01-26 12:00 | 344 | 327
2018-01-26 12:30 | 333 | 314
2018-01-26 13:00 | 356 | 331
2018-01-26 13:30 | 355 | 331
2018-01-26 14:00 | 341 | 316
2018-01-26 14:30 | 349 | 325
2018-01-26 15:00 | 364 | 340
2018-01-26 15:30 | 373 | 350
2018-01-26 16:00 | 377 | 356
2018-01-26 16:30 | 385 | 363
2018-01-26 17:00 | 398 | 377
2018-01-26 17:30 | 402 | 382
2018-01-26 18:00 | 411 | 391
2018-01-26 18:30 | 420 | 400
2018-01-26 19:00 | 433 | 413
2018-01-26 19:30 | 485 | 468
2018-01-26 20:00 | 487 | 471
2018-01-26 20:30 | 477 | 461
2018-01-26 21:00 | 466 | 449
2018-01-26 21:30 | 454 | 435
2018-01-26 22:00 | 443 | 422
2018-01-26 22:30 | 443 | 419
2018-01-26 23:00 | 429 | 402
2018-01-26 23:30 | 417 | 384
2018-01-27 | 405 | 370
2018-01-27 00:30 | 390 | 358
2018-01-27 01:00 | 382 | 349
2018-01-27 01:30 | 374 | 339
2018-01-27 02:00 | 366 | 330
2018-01-27 02:30 | 363 | 326
2018-01-27 03:00 | 359 | 321
2018-01-27 03:30 | 359 | 320
2018-01-27 04:00 | 355 | 316
2018-01-27 04:30 | 356 | 316
2018-01-27 05:00 | 356 | 316
2018-01-27 05:30 | 356 | 318
2018-01-27 06:00 | 357 | 319
2018-01-27 06:30 | 360 | 322
2018-01-27 07:00 | 361 | 324
2018-01-27 07:30 | 350 | 315
2018-01-27 08:00 | 352 | 322
2018-01-27 08:30 | 370 | 346
2018-01-27 09:00 | 375 | 355
2018-01-27 09:30 | 385 | 364
2018-01-27 10:00 | 384 | 361
2018-01-27 10:30 | 381 | 359
2018-01-27 11:00 | 378 | 356
2018-01-27 11:30 | 377 | 356
2018-01-27 12:00 | 380 | 356
2018-01-27 12:30 | 387 | 362
2018-01-27 13:00 | 387 | 361
2018-01-27 13:30 | 384 | 358
2018-01-27 14:00 | 386 | 358
2018-01-27 14:30 | 394 | 367
2018-01-27 15:00 | 404 | 378
2018-01-27 15:30 | 381 | 353
2018-01-27 16:00 | 395 | 367
2018-01-27 16:30 | 405 | 377
2018-01-27 17:00 | 419 | 389
2018-01-27 17:30 | 436 | 411
2018-01-27 18:00 | 448 | 425
2018-01-27 18:30 | 496 | 475
2018-01-27 19:00 | 507 | 486
2018-01-27 19:30 | 518 | 504
2018-01-27 20:00 | 520 | 506
2018-01-27 20:30 | 525 | 511
2018-01-27 21:00 | 522 | 507
2018-01-27 21:30 | 510 | 493
2018-01-27 22:00 | 492 | 473
2018-01-27 22:30 | 475 | 452
2018-01-27 23:00 | 461 | 433
2018-01-27 23:30 | 443 | 410
2018-01-28 | 426 | 391
2018-01-28 00:30 | 412 | 376
2018-01-28 01:00 | 403 | 365
2018-01-28 01:30 | 387 | 357
2018-01-28 02:00 | 365 | 348
2018-01-28 02:30 | 362 | 344
2018-01-28 03:00 | 359 | 341
2018-01-28 03:30 | 359 | 341
2018-01-28 04:00 | 355 | 337
2018-01-28 04:30 | 353 | 335
2018-01-28 05:00 | 352 | 332
2018-01-28 05:30 | 352 | 332
2018-01-28 06:00 | 351 | 330
2018-01-28 06:30 | 354 | 333
2018-01-28 07:00 | 351 | 331
2018-01-28 07:30 | 324 | 306
2018-01-28 08:00 | 329 | 313
2018-01-28 08:30 | 338 | 320
2018-01-28 09:00 | 345 | 327
2018-01-28 09:30 | 378 | 359
2018-01-28 10:00 | 398 | 372
2018-01-28 10:30 | 406 | 381
2018-01-28 11:00 | 406 | 382
2018-01-28 11:30 | 414 | 392
2018-01-28 12:00 | 420 | 398
2018-01-28 12:30 | 413 | 392
2018-01-28 13:00 | 418 | 397
2018-01-28 13:30 | 419 | 399
2018-01-28 14:00 | 426 | 407
2018-01-28 14:30 | 417 | 391
2018-01-28 15:00 | 426 | 403
2018-01-28 15:30 | 398 | 373
2018-01-28 16:00 | 391 | 365
2018-01-28 16:30 | 404 | 380
2018-01-28 17:00 | 430 | 409
2018-01-28 17:30 | 446 | 427
2018-01-28 18:00 | 485 | 468
2018-01-28 18:30 | 504 | 488
2018-01-28 19:00 | 520 | 502
2018-01-28 19:30 | 581 | 564
2018-01-28 20:00 | 589 | 567
2018-01-28 20:30 | 574 | 550
2018-01-28 21:00 | 558 | 531
2018-01-28 21:30 | 539 | 507
2018-01-28 22:00 | 504 | 483
2018-01-28 22:30 | 507 | 489
2018-01-28 23:00 | 489 | 467
2018-01-28 23:30 | 468 | 446
2018-01-29 | 445 | 425
2018-01-29 00:30 | 436 | 416
2018-01-29 01:00 | 429 | 406
2018-01-29 01:30 | 421 | 397
2018-01-29 02:00 | 415 | 390
2018-01-29 02:30 | 410 | 385
2018-01-29 03:00 | 405 | 380
2018-01-29 03:30 | 401 | 377
2018-01-29 04:00 | 401 | 377
2018-01-29 04:30 | 403 | 380
2018-01-29 05:00 | 405 | 382
2018-01-29 05:30 | 416 | 395
2018-01-29 06:00 | 427 | 408
2018-01-29 06:30 | 453 | 434
2018-01-29 07:00 | 470 | 453
2018-01-29 07:30 | 464 | 448
2018-01-29 08:00 | 476 | 463
2018-01-29 08:30 | 451 | 434
2018-01-29 09:00 | 422 | 407
2018-01-29 09:30 | 418 | 401
2018-01-29 10:00 | 417 | 405
2018-01-29 10:30 | 415 | 403
2018-01-29 11:00 | 418 | 407
2018-01-29 11:30 | 397 | 383
2018-01-29 12:00 | 365 | 351
2018-01-29 12:30 | 380 | 366
2018-01-29 13:00 | 387 | 373
2018-01-29 13:30 | 385 | 370
2018-01-29 14:00 | 396 | 383
2018-01-29 14:30 | 408 | 395
2018-01-29 15:00 | 409 | 397
2018-01-29 15:30 | 379 | 366
2018-01-29 16:00 | 392 | 379
2018-01-29 16:30 | 411 | 398
2018-01-29 17:00 | 429 | 415
2018-01-29 17:30 | 442 | 427
2018-01-29 18:00 | 445 | 428
2018-01-29 18:30 | 456 | 439
2018-01-29 19:00 | 471 | 455
2018-01-29 19:30 | 510 | 497
2018-01-29 20:00 | 511 | 498
2018-01-29 20:30 | 493 | 479
2018-01-29 21:00 | 473 | 457
2018-01-29 21:30 | 450 | 429
2018-01-29 22:00 | 426 | 402
2018-01-29 22:30 | 422 | 396
2018-01-29 23:00 | 397 | 371
2018-01-29 23:30 | 373 | 349
2018-01-30 | 358 | 330
2018-01-30 00:30 | 353 | 319
2018-01-30 01:00 | 340 | 304
2018-01-30 01:30 | 334 | 296
2018-01-30 02:00 | 330 | 290
2018-01-30 02:30 | 325 | 283
2018-01-30 03:00 | 322 | 277
2018-01-30 03:30 | 319 | 274
2018-01-30 04:00 | 318 | 272
2018-01-30 04:30 | 321 | 274
2018-01-30 05:00 | 323 | 277
2018-01-30 05:30 | 330 | 285
2018-01-30 06:00 | 343 | 299
2018-01-30 06:30 | 367 | 323
2018-01-30 07:00 | 385 | 346
2018-01-30 07:30 | 374 | 340
2018-01-30 08:00 | 386 | 351
2018-01-30 08:30 | 375 | 343
2018-01-30 09:00 | 378 | 347
2018-01-30 09:30 | 375 | 345
2018-01-30 10:00 | 368 | 339
2018-01-30 10:30 | 371 | 343
2018-01-30 11:00 | 362 | 333
2018-01-30 11:30 | 365 | 335
2018-01-30 12:00 | 374 | 345
2018-01-30 12:30 | 392 | 363
2018-01-30 13:00 | 402 | 374
2018-01-30 13:30 | 403 | 379
2018-01-30 14:00 | 388 | 370
2018-01-30 14:30 | 401 | 385
2018-01-30 15:00 | 380 | 356
2018-01-30 15:30 | 345 | 314
2018-01-30 16:00 | 353 | 319
2018-01-30 16:30 | 381 | 347
2018-01-30 17:00 | 432 | 400
2018-01-30 17:30 | 452 | 424
2018-01-30 18:00 | 453 | 425
2018-01-30 18:30 | 463 | 435
2018-01-30 19:00 | 464 | 432
2018-01-30 19:30 | 492 | 461
2018-01-30 20:00 | 492 | 460
2018-01-30 20:30 | 494 | 462
2018-01-30 21:00 | 481 | 446
2018-01-30 21:30 | 452 | 421
2018-01-30 22:00 | 427 | 394
2018-01-30 22:30 | 423 | 391
2018-01-30 23:00 | 405 | 369
2018-01-30 23:30 | 393 | 359
2018-01-31 | 363 | 341
2018-01-31 00:30 | 364 | 344
2018-01-31 01:00 | 354 | 333
2018-01-31 01:30 | 343 | 324
2018-01-31 02:00 | 338 | 319
2018-01-31 02:30 | 333 | 313
2018-01-31 03:00 | 331 | 311
2018-01-31 03:30 | 329 | 308
2018-01-31 04:00 | 326 | 305
2018-01-31 04:30 | 326 | 305
2018-01-31 05:00 | 328 | 307
2018-01-31 05:30 | 338 | 318
2018-01-31 06:00 | 347 | 328
2018-01-31 06:30 | 370 | 353
2018-01-31 07:00 | 389 | 375
2018-01-31 07:30 | 372 | 355
2018-01-31 08:00 | 375 | 359
2018-01-31 08:30 | 355 | 332
2018-01-31 09:00 | 349 | 324
2018-01-31 09:30 | 354 | 326
2018-01-31 10:00 | 355 | 326
2018-01-31 10:30 | 360 | 332
2018-01-31 11:00 | 360 | 334
2018-01-31 11:30 | 365 | 339
2018-01-31 12:00 | 353 | 327
2018-01-31 12:30 | 355 | 328
2018-01-31 13:00 | 360 | 335
2018-01-31 13:30 | 375 | 350
2018-01-31 14:00 | 379 | 357
2018-01-31 14:30 | 411 | 393
2018-01-31 15:00 | 420 | 403
2018-01-31 15:30 | 389 | 372
2018-01-31 16:00 | 401 | 384
2018-01-31 16:30 | 421 | 406
2018-01-31 17:00 | 431 | 413
2018-01-31 17:30 | 447 | 428
2018-01-31 18:00 | 459 | 441
2018-01-31 18:30 | 464 | 444
2018-01-31 19:00 | 481 | 462
2018-01-31 19:30 | 488 | 470
2018-01-31 20:00 | 485 | 467
2018-01-31 20:30 | 476 | 458
2018-01-31 21:00 | 456 | 435
2018-01-31 21:30 | 432 | 409
2018-01-31 22:00 | 404 | 379
2018-01-31 22:30 | 422 | 397
2018-01-31 23:00 | 445 | 420
2018-01-31 23:30 | 519 | 501
2018-02-01 | 506 | 483
2018-02-01 00:30 | 501 | 476
2018-02-01 01:00 | 485 | 457
2018-02-01 01:30 | 478 | 445
2018-02-01 02:00 | 468 | 436
2018-02-01 02:30 | 461 | 430
2018-02-01 03:00 | 456 | 426
2018-02-01 03:30 | 451 | 423
2018-02-01 04:00 | 447 | 419
2018-02-01 04:30 | 445 | 416
2018-02-01 05:00 | 448 | 419
2018-02-01 05:30 | 456 | 430
2018-02-01 06:00 | 466 | 441
2018-02-01 06:30 | 487 | 469
2018-02-01 07:00 | 500 | 485
2018-02-01 07:30 | 471 | 457
2018-02-01 08:00 | 472 | 459
2018-02-01 08:30 | 463 | 448
2018-02-01 09:00 | 463 | 447
2018-02-01 09:30 | 471 | 456
2018-02-01 10:00 | 468 | 453
2018-02-01 10:30 | 467 | 452
2018-02-01 11:00 | 465 | 450
2018-02-01 11:30 | 472 | 458
2018-02-01 12:00 | 480 | 464
2018-02-01 12:30 | 471 | 456
2018-02-01 13:00 | 463 | 447
2018-02-01 13:30 | 446 | 430
2018-02-01 14:00 | 453 | 437
2018-02-01 14:30 | 452 | 436
2018-02-01 15:00 | 463 | 447
2018-02-01 15:30 | 471 | 455
2018-02-01 16:00 | 499 | 484
2018-02-01 16:30 | 510 | 495
2018-02-01 17:00 | 521 | 507
2018-02-01 17:30 | 523 | 508
2018-02-01 18:00 | 551 | 535
2018-02-01 18:30 | 561 | 544
2018-02-01 19:00 | 577 | 562
2018-02-01 19:30 | 608 | 595
2018-02-01 20:00 | 610 | 597
2018-02-01 20:30 | 601 | 586
2018-02-01 21:00 | 579 | 563
2018-02-01 21:30 | 548 | 529
2018-02-01 22:00 | 523 | 507
2018-02-01 22:30 | 556 | 539
2018-02-01 23:00 | 545 | 525
2018-02-01 23:30 | 521 | 499
2018-02-02 | 505 | 480
2018-02-02 00:30 | 499 | 470
2018-02-02 01:00 | 489 | 458
2018-02-02 01:30 | 475 | 448
2018-02-02 02:00 | 466 | 440
2018-02-02 02:30 | 455 | 434
2018-02-02 03:00 | 452 | 431
2018-02-02 03:30 | 448 | 428
2018-02-02 04:00 | 447 | 427
2018-02-02 04:30 | 446 | 427
2018-02-02 05:00 | 447 | 428
2018-02-02 05:30 | 455 | 437
2018-02-02 06:00 | 468 | 449
2018-02-02 06:30 | 493 | 474
2018-02-02 07:00 | 497 | 481
2018-02-02 07:30 | 455 | 444
2018-02-02 08:00 | 459 | 452
2018-02-02 08:30 | 460 | 453
2018-02-02 09:00 | 445 | 438
2018-02-02 09:30 | 442 | 435
2018-02-02 10:00 | 437 | 430
2018-02-02 10:30 | 442 | 436
2018-02-02 11:00 | 463 | 457
2018-02-02 11:30 | 485 | 479
2018-02-02 12:00 | 485 | 479
2018-02-02 12:30 | 497 | 492
2018-02-02 13:00 | 504 | 500
2018-02-02 13:30 | 514 | 503
2018-02-02 14:00 | 521 | 508
2018-02-02 14:30 | 506 | 491
2018-02-02 15:00 | 504 | 487
2018-02-02 15:30 | 509 | 492
2018-02-02 16:00 | 526 | 510
2018-02-02 16:30 | 529 | 514
2018-02-02 17:00 | 518 | 502
2018-02-02 17:30 | 523 | 505
2018-02-02 18:00 | 528 | 509
2018-02-02 18:30 | 541 | 521
2018-02-02 19:00 | 553 | 532
2018-02-02 19:30 | 564 | 545
2018-02-02 20:00 | 564 | 545
2018-02-02 20:30 | 555 | 536
2018-02-02 21:00 | 555 | 534
2018-02-02 21:30 | 559 | 537
2018-02-02 22:00 | 548 | 529
2018-02-02 22:30 | 564 | 553
2018-02-02 23:00 | 543 | 531
2018-02-02 23:30 | 521 | 506
2018-02-03 | 505 | 487
2018-02-03 00:30 | 502 | 479
2018-02-03 01:00 | 491 | 466
2018-02-03 01:30 | 482 | 455
2018-02-03 02:00 | 470 | 447
2018-02-03 02:30 | 463 | 439
2018-02-03 03:00 | 455 | 435
2018-02-03 03:30 | 453 | 433
2018-02-03 04:00 | 451 | 431
2018-02-03 04:30 | 448 | 427
2018-02-03 05:00 | 447 | 426
2018-02-03 05:30 | 449 | 428
2018-02-03 06:00 | 452 | 431
2018-02-03 06:30 | 456 | 435
2018-02-03 07:00 | 450 | 430
2018-02-03 07:30 | 426 | 406
2018-02-03 08:00 | 464 | 447
2018-02-03 08:30 | 475 | 460
2018-02-03 09:00 | 479 | 465
2018-02-03 09:30 | 479 | 467
2018-02-03 10:00 | 458 | 445
2018-02-03 10:30 | 455 | 443
2018-02-03 11:00 | 457 | 445
2018-02-03 11:30 | 454 | 442
2018-02-03 12:00 | 434 | 423
2018-02-03 12:30 | 432 | 423
2018-02-03 13:00 | 435 | 426
2018-02-03 13:30 | 438 | 429
2018-02-03 14:00 | 451 | 442
2018-02-03 14:30 | 472 | 464
2018-02-03 15:00 | 485 | 478
2018-02-03 15:30 | 496 | 489
2018-02-03 16:00 | 523 | 515
2018-02-03 16:30 | 524 | 516
2018-02-03 17:00 | 535 | 526
2018-02-03 17:30 | 549 | 540
2018-02-03 18:00 | 557 | 547
2018-02-03 18:30 | 565 | 554
2018-02-03 19:00 | 566 | 555
2018-02-03 19:30 | 571 | 561
2018-02-03 20:00 | 570 | 558
2018-02-03 20:30 | 582 | 570
2018-02-03 21:00 | 570 | 557
2018-02-03 21:30 | 553 | 538
2018-02-03 22:00 | 547 | 531
2018-02-03 22:30 | 569 | 552
2018-02-03 23:00 | 558 | 538
2018-02-03 23:30 | 544 | 520
2018-02-04 | 527 | 502
2018-02-04 00:30 | 514 | 490
2018-02-04 01:00 | 501 | 476
2018-02-04 01:30 | 490 | 467
2018-02-04 02:00 | 486 | 461
2018-02-04 02:30 | 480 | 455
2018-02-04 03:00 | 477 | 450
2018-02-04 03:30 | 474 | 446
2018-02-04 04:00 | 469 | 441
2018-02-04 04:30 | 469 | 440
2018-02-04 05:00 | 467 | 438
2018-02-04 05:30 | 464 | 435
2018-02-04 06:00 | 464 | 435
2018-02-04 06:30 | 465 | 435
2018-02-04 07:00 | 449 | 419
2018-02-04 07:30 | 430 | 398
2018-02-04 08:00 | 425 | 394
2018-02-04 08:30 | 414 | 385
2018-02-04 09:00 | 411 | 384
2018-02-04 09:30 | 415 | 390
2018-02-04 10:00 | 413 | 389
2018-02-04 10:30 | 416 | 397
2018-02-04 11:00 | 413 | 394
2018-02-04 11:30 | 403 | 385
2018-02-04 12:00 | 402 | 386
2018-02-04 12:30 | 398 | 381
2018-02-04 13:00 | 406 | 390
2018-02-04 13:30 | 410 | 394
2018-02-04 14:00 | 423 | 406
2018-02-04 14:30 | 436 | 418
2018-02-04 15:00 | 430 | 412
2018-02-04 15:30 | 447 | 430
2018-02-04 16:00 | 498 | 473
2018-02-04 16:30 | 538 | 505
2018-02-04 17:00 | 549 | 515
2018-02-04 17:30 | 556 | 523
2018-02-04 18:00 | 569 | 537
2018-02-04 18:30 | 574 | 543
2018-02-04 19:00 | 577 | 546
2018-02-04 19:30 | 574 | 542
2018-02-04 20:00 | 563 | 530
2018-02-04 20:30 | 553 | 518
2018-02-04 21:00 | 535 | 500
2018-02-04 21:30 | 514 | 478
2018-02-04 22:00 | 500 | 461
2018-02-04 22:30 | 516 | 479
2018-02-04 23:00 | 502 | 463
2018-02-04 23:30 | 482 | 443
2018-02-05 | 455 | 426
2018-02-05 00:30 | 445 | 420
2018-02-05 01:00 | 436 | 412
2018-02-05 01:30 | 429 | 405
2018-02-05 02:00 | 426 | 401
2018-02-05 02:30 | 421 | 396
2018-02-05 03:00 | 418 | 392
2018-02-05 03:30 | 414 | 388
2018-02-05 04:00 | 411 | 384
2018-02-05 04:30 | 414 | 387
2018-02-05 05:00 | 414 | 389
2018-02-05 05:30 | 421 | 396
2018-02-05 06:00 | 437 | 414
2018-02-05 06:30 | 458 | 442
2018-02-05 07:00 | 471 | 456
2018-02-05 07:30 | 460 | 444
2018-02-05 08:00 | 465 | 451
2018-02-05 08:30 | 468 | 455
2018-02-05 09:00 | 461 | 449
2018-02-05 09:30 | 454 | 441
2018-02-05 10:00 | 450 | 436
2018-02-05 10:30 | 446 | 433
2018-02-05 11:00 | 433 | 419
2018-02-05 11:30 | 423 | 409
2018-02-05 12:00 | 419 | 405
2018-02-05 12:30 | 429 | 415
2018-02-05 13:00 | 428 | 414
2018-02-05 13:30 | 415 | 401
2018-02-05 14:00 | 430 | 417
2018-02-05 14:30 | 407 | 390
2018-02-05 15:00 | 401 | 384
2018-02-05 15:30 | 396 | 378
2018-02-05 16:00 | 403 | 385
2018-02-05 16:30 | 420 | 401
2018-02-05 17:00 | 425 | 406
2018-02-05 17:30 | 441 | 421
2018-02-05 18:00 | 452 | 432
2018-02-05 18:30 | 463 | 443
2018-02-05 19:00 | 475 | 456
2018-02-05 19:30 | 473 | 455
2018-02-05 20:00 | 465 | 447
2018-02-05 20:30 | 450 | 433
2018-02-05 21:00 | 431 | 413
2018-02-05 21:30 | 417 | 397
2018-02-05 22:00 | 402 | 379
2018-02-05 22:30 | 392 | 368
2018-02-05 23:00 | 387 | 361
2018-02-05 23:30 | 372 | 347
2018-02-06 | 358 | 333
2018-02-06 00:30 | 351 | 324
2018-02-06 01:00 | 345 | 317
2018-02-06 01:30 | 340 | 313
2018-02-06 02:00 | 338 | 311
2018-02-06 02:30 | 335 | 306
2018-02-06 03:00 | 335 | 306
2018-02-06 03:30 | 332 | 303
2018-02-06 04:00 | 328 | 298
2018-02-06 04:30 | 327 | 298
2018-02-06 05:00 | 331 | 302
2018-02-06 05:30 | 342 | 315
2018-02-06 06:00 | 355 | 330
2018-02-06 06:30 | 382 | 361
2018-02-06 07:00 | 396 | 377
2018-02-06 07:30 | 392 | 377
2018-02-06 08:00 | 398 | 383
2018-02-06 08:30 | 397 | 382
2018-02-06 09:00 | 388 | 372
2018-02-06 09:30 | 382 | 366
2018-02-06 10:00 | 376 | 357
2018-02-06 10:30 | 377 | 360
2018-02-06 11:00 | 370 | 355
2018-02-06 11:30 | 351 | 340
2018-02-06 12:00 | 349 | 337
2018-02-06 12:30 | 359 | 347
2018-02-06 13:00 | 361 | 347
2018-02-06 13:30 | 361 | 346
2018-02-06 14:00 | 364 | 349
2018-02-06 14:30 | 357 | 341
2018-02-06 15:00 | 353 | 336
2018-02-06 15:30 | 355 | 338
2018-02-06 16:00 | 366 | 348
2018-02-06 16:30 | 375 | 356
2018-02-06 17:00 | 383 | 364
2018-02-06 17:30 | 398 | 378
2018-02-06 18:00 | 408 | 388
2018-02-06 18:30 | 422 | 400
2018-02-06 19:00 | 433 | 412
2018-02-06 19:30 | 437 | 418
2018-02-06 20:00 | 432 | 413
2018-02-06 20:30 | 424 | 403
2018-02-06 21:00 | 403 | 387
2018-02-06 21:30 | 385 | 370
2018-02-06 22:00 | 365 | 347
2018-02-06 22:30 | 341 | 320
2018-02-06 23:00 | 326 | 302
2018-02-06 23:30 | 308 | 280
2018-02-07 | 293 | 267
2018-02-07 00:30 | 287 | 261
2018-02-07 01:00 | 277 | 250
2018-02-07 01:30 | 283 | 254
2018-02-07 02:00 | 281 | 252
2018-02-07 02:30 | 278 | 248
2018-02-07 03:00 | 274 | 242
2018-02-07 03:30 | 277 | 246
2018-02-07 04:00 | 274 | 242
2018-02-07 04:30 | 274 | 241
2018-02-07 05:00 | 280 | 245
2018-02-07 05:30 | 290 | 257
2018-02-07 06:00 | 301 | 271
2018-02-07 06:30 | 324 | 299
2018-02-07 07:00 | 342 | 324
2018-02-07 07:30 | 340 | 324
2018-02-07 08:00 | 336 | 320
2018-02-07 08:30 | 351 | 336
2018-02-07 09:00 | 358 | 345
2018-02-07 09:30 | 355 | 343
2018-02-07 10:00 | 350 | 338
2018-02-07 10:30 | 343 | 332
2018-02-07 11:00 | 340 | 328
2018-02-07 11:30 | 339 | 328
2018-02-07 12:00 | 339 | 328
2018-02-07 12:30 | 351 | 341
2018-02-07 13:00 | 358 | 348
2018-02-07 13:30 | 350 | 341
2018-02-07 14:00 | 358 | 348
2018-02-07 14:30 | 352 | 341
2018-02-07 15:00 | 353 | 340
2018-02-07 15:30 | 356 | 342
2018-02-07 16:00 | 370 | 356
2018-02-07 16:30 | 373 | 358
2018-02-07 17:00 | 385 | 369
2018-02-07 17:30 | 398 | 383
2018-02-07 18:00 | 413 | 397
2018-02-07 18:30 | 416 | 399
2018-02-07 19:00 | 433 | 417
2018-02-07 19:30 | 446 | 433
2018-02-07 20:00 | 445 | 432
2018-02-07 20:30 | 436 | 423
2018-02-07 21:00 | 420 | 405
2018-02-07 21:30 | 404 | 387
2018-02-07 22:00 | 384 | 363
2018-02-07 22:30 | 365 | 340
2018-02-07 23:00 | 343 | 319
2018-02-07 23:30 | 324 | 301
2018-02-08 | 308 | 285
2018-02-08 00:30 | 303 | 280
2018-02-08 01:00 | 292 | 267
2018-02-08 01:30 | 284 | 257
2018-02-08 02:00 | 282 | 252
2018-02-08 02:30 | 275 | 245
2018-02-08 03:00 | 276 | 244
2018-02-08 03:30 | 277 | 245
2018-02-08 04:00 | 279 | 247
2018-02-08 04:30 | 279 | 247
2018-02-08 05:00 | 280 | 249
2018-02-08 05:30 | 290 | 261
2018-02-08 06:00 | 298 | 271
2018-02-08 06:30 | 322 | 299
2018-02-08 07:00 | 336 | 318
2018-02-08 07:30 | 337 | 320
2018-02-08 08:00 | 349 | 327
2018-02-08 08:30 | 327 | 306
2018-02-08 09:00 | 282 | 259
2018-02-08 09:30 | 273 | 250
2018-02-08 10:00 | 259 | 233
2018-02-08 10:30 | 262 | 238
2018-02-08 11:00 | 270 | 246
2018-02-08 11:30 | 261 | 237
2018-02-08 12:00 | 240 | 214
2018-02-08 12:30 | 212 | 184
2018-02-08 13:00 | 224 | 197
2018-02-08 13:30 | 241 | 216
2018-02-08 14:00 | 245 | 221
2018-02-08 14:30 | 243 | 216
2018-02-08 15:00 | 242 | 210
2018-02-08 15:30 | 224 | 182
2018-02-08 16:00 | 188 | 144
2018-02-08 16:30 | 200 | 171
2018-02-08 17:00 | 221 | 194
2018-02-08 17:30 | 233 | 206
2018-02-08 18:00 | 243 | 217
2018-02-08 18:30 | 275 | 242
2018-02-08 19:00 | 296 | 265
2018-02-08 19:30 | 317 | 289
2018-02-08 20:00 | 311 | 283
2018-02-08 20:30 | 296 | 265
2018-02-08 21:00 | 282 | 248
2018-02-08 21:30 | 294 | 259
2018-02-08 22:00 | 345 | 317
2018-02-08 22:30 | 342 | 307
2018-02-08 23:00 | 329 | 287
2018-02-08 23:30 | 315 | 270
2018-02-09 | 303 | 255
2018-02-09 00:30 | 303 | 281
2018-02-09 01:00 | 293 | 274
2018-02-09 01:30 | 284 | 264
2018-02-09 02:00 | 281 | 259
2018-02-09 02:30 | 275 | 253
2018-02-09 03:00 | 274 | 251
2018-02-09 03:30 | 275 | 251
2018-02-09 04:00 | 273 | 249
2018-02-09 04:30 | 275 | 251
2018-02-09 05:00 | 279 | 256
2018-02-09 05:30 | 284 | 262
2018-02-09 06:00 | 290 | 270
2018-02-09 06:30 | 310 | 293
2018-02-09 07:00 | 308 | 288
2018-02-09 07:30 | 290 | 272
2018-02-09 08:00 | 298 | 278
2018-02-09 08:30 | 304 | 281
2018-02-09 09:00 | 299 | 276
2018-02-09 09:30 | 291 | 270
2018-02-09 10:00 | 292 | 271
2018-02-09 10:30 | 285 | 264
2018-02-09 11:00 | 288 | 271
2018-02-09 11:30 | 311 | 302
2018-02-09 12:00 | 320 | 311
2018-02-09 12:30 | 330 | 321
2018-02-09 13:00 | 328 | 319
2018-02-09 13:30 | 321 | 313
2018-02-09 14:00 | 333 | 325
2018-02-09 14:30 | 328 | 318
2018-02-09 15:00 | 316 | 302
2018-02-09 15:30 | 335 | 321
2018-02-09 16:00 | 343 | 328
2018-02-09 16:30 | 354 | 337
2018-02-09 17:00 | 353 | 336
2018-02-09 17:30 | 369 | 349
2018-02-09 18:00 | 375 | 355
2018-02-09 18:30 | 385 | 364
2018-02-09 19:00 | 398 | 378
2018-02-09 19:30 | 420 | 405
2018-02-09 20:00 | 422 | 409
2018-02-09 20:30 | 439 | 428
2018-02-09 21:00 | 435 | 423
2018-02-09 21:30 | 420 | 406
2018-02-09 22:00 | 400 | 387
2018-02-09 22:30 | 380 | 366
2018-02-09 23:00 | 364 | 348
2018-02-09 23:30 | 349 | 332
2018-02-10 | 335 | 315
2018-02-10 00:30 | 325 | 305
2018-02-10 01:00 | 318 | 297
2018-02-10 01:30 | 312 | 290
2018-02-10 02:00 | 302 | 282
2018-02-10 02:30 | 297 | 277
2018-02-10 03:00 | 295 | 274
2018-02-10 03:30 | 293 | 271
2018-02-10 04:00 | 291 | 268
2018-02-10 04:30 | 284 | 261
2018-02-10 05:00 | 271 | 248
2018-02-10 05:30 | 276 | 253
2018-02-10 06:00 | 275 | 251
2018-02-10 06:30 | 280 | 256
2018-02-10 07:00 | 285 | 263
2018-02-10 07:30 | 277 | 260
2018-02-10 08:00 | 282 | 267
2018-02-10 08:30 | 290 | 278
2018-02-10 09:00 | 296 | 287
2018-02-10 09:30 | 297 | 291
2018-02-10 10:00 | 298 | 292
2018-02-10 10:30 | 300 | 294
2018-02-10 11:00 | 296 | 290
2018-02-10 11:30 | 294 | 288
2018-02-10 12:00 | 296 | 287
2018-02-10 12:30 | 294 | 284
2018-02-10 13:00 | 299 | 290
2018-02-10 13:30 | 304 | 295
2018-02-10 14:00 | 307 | 298
2018-02-10 14:30 | 307 | 295
2018-02-10 15:00 | 311 | 298
2018-02-10 15:30 | 334 | 322
2018-02-10 16:00 | 357 | 345
2018-02-10 16:30 | 360 | 348
2018-02-10 17:00 | 375 | 365
2018-02-10 17:30 | 388 | 374
2018-02-10 18:00 | 413 | 397
2018-02-10 18:30 | 430 | 417
2018-02-10 19:00 | 447 | 433
2018-02-10 19:30 | 459 | 446
2018-02-10 20:00 | 456 | 445
2018-02-10 20:30 | 455 | 444
2018-02-10 21:00 | 439 | 427
2018-02-10 21:30 | 425 | 411
2018-02-10 22:00 | 412 | 395
2018-02-10 22:30 | 393 | 373
2018-02-10 23:00 | 378 | 355
2018-02-10 23:30 | 363 | 337
2018-02-11 | 350 | 323
2018-02-11 00:30 | 341 | 316
2018-02-11 01:00 | 333 | 305
2018-02-11 01:30 | 320 | 295
2018-02-11 02:00 | 311 | 288
2018-02-11 02:30 | 328 | 305
2018-02-11 03:00 | 329 | 305
2018-02-11 03:30 | 327 | 303
2018-02-11 04:00 | 325 | 300
2018-02-11 04:30 | 323 | 297
2018-02-11 05:00 | 322 | 297
2018-02-11 05:30 | 325 | 300
2018-02-11 06:00 | 325 | 300
2018-02-11 06:30 | 327 | 300
2018-02-11 07:00 | 323 | 298
2018-02-11 07:30 | 313 | 291
2018-02-11 08:00 | 297 | 276
2018-02-11 08:30 | 290 | 271
2018-02-11 09:00 | 284 | 262
2018-02-11 09:30 | 285 | 266
2018-02-11 10:00 | 287 | 269
2018-02-11 10:30 | 288 | 271
2018-02-11 11:00 | 288 | 271
2018-02-11 11:30 | 289 | 272
2018-02-11 12:00 | 297 | 277
2018-02-11 12:30 | 302 | 282
2018-02-11 13:00 | 309 | 289
2018-02-11 13:30 | 313 | 295
2018-02-11 14:00 | 316 | 298
2018-02-11 14:30 | 326 | 310
2018-02-11 15:00 | 334 | 317
2018-02-11 15:30 | 347 | 330
2018-02-11 16:00 | 362 | 346
2018-02-11 16:30 | 374 | 359
2018-02-11 17:00 | 340 | 322
2018-02-11 17:30 | 287 | 276
2018-02-11 18:00 | 303 | 294
2018-02-11 18:30 | 366 | 356
2018-02-11 19:00 | 407 | 395
2018-02-11 19:30 | 425 | 415
2018-02-11 20:00 | 420 | 409
2018-02-11 20:30 | 432 | 419
2018-02-11 21:00 | 432 | 417
2018-02-11 21:30 | 434 | 412
2018-02-11 22:00 | 402 | 385
2018-02-11 22:30 | 389 | 377
2018-02-11 23:00 | 399 | 387
2018-02-11 23:30 | 387 | 374
2018-02-12 | 374 | 359
2018-02-12 00:30 | 337 | 319
2018-02-12 01:00 | 290 | 268
2018-02-12 01:30 | 284 | 261
2018-02-12 02:00 | 278 | 255
2018-02-12 02:30 | 275 | 251
2018-02-12 03:00 | 271 | 245
2018-02-12 03:30 | 253 | 224
2018-02-12 04:00 | 220 | 187
2018-02-12 04:30 | 226 | 193
2018-02-12 05:00 | 229 | 196
2018-02-12 05:30 | 236 | 204
2018-02-12 06:00 | 245 | 216
2018-02-12 06:30 | 268 | 243
2018-02-12 07:00 | 285 | 264
2018-02-12 07:30 | 297 | 280
2018-02-12 08:00 | 305 | 282
2018-02-12 08:30 | 302 | 280
2018-02-12 09:00 | 297 | 277
2018-02-12 09:30 | 294 | 275
2018-02-12 10:00 | 290 | 272
2018-02-12 10:30 | 288 | 270
2018-02-12 11:00 | 296 | 279
2018-02-12 11:30 | 299 | 281
2018-02-12 12:00 | 308 | 289
2018-02-12 12:30 | 315 | 300
2018-02-12 13:00 | 318 | 305
2018-02-12 13:30 | 326 | 314
2018-02-12 14:00 | 332 | 322
2018-02-12 14:30 | 321 | 306
2018-02-12 15:00 | 268 | 247
2018-02-12 15:30 | 265 | 244
2018-02-12 16:00 | 321 | 306
2018-02-12 16:30 | 327 | 314
2018-02-12 17:00 | 268 | 251
2018-02-12 17:30 | 266 | 248
2018-02-12 18:00 | 286 | 268
2018-02-12 18:30 | 323 | 306
2018-02-12 19:00 | 326 | 308
2018-02-12 19:30 | 357 | 341
2018-02-12 20:00 | 430 | 419
2018-02-12 20:30 | 459 | 449
2018-02-12 21:00 | 441 | 429
2018-02-12 21:30 | 427 | 413
2018-02-12 22:00 | 401 | 385
2018-02-12 22:30 | 437 | 421
2018-02-12 23:00 | 418 | 403
2018-02-12 23:30 | 420 | 404
2018-02-13 | 409 | 392
2018-02-13 00:30 | 400 | 381
2018-02-13 01:00 | 390 | 370
2018-02-13 01:30 | 385 | 362
2018-02-13 02:00 | 379 | 355
2018-02-13 02:30 | 376 | 351
2018-02-13 03:00 | 371 | 345
2018-02-13 03:30 | 370 | 345
2018-02-13 04:00 | 370 | 344
2018-02-13 04:30 | 368 | 342
2018-02-13 05:00 | 370 | 345
2018-02-13 05:30 | 378 | 354
2018-02-13 06:00 | 388 | 366
2018-02-13 06:30 | 408 | 391
2018-02-13 07:00 | 422 | 408
2018-02-13 07:30 | 432 | 420
2018-02-13 08:00 | 437 | 426
2018-02-13 08:30 | 411 | 398
2018-02-13 09:00 | 391 | 378
2018-02-13 09:30 | 377 | 358
2018-02-13 10:00 | 353 | 338
2018-02-13 10:30 | 369 | 356
2018-02-13 11:00 | 352 | 339
2018-02-13 11:30 | 334 | 316
2018-02-13 12:00 | 339 | 321
2018-02-13 12:30 | 351 | 334
2018-02-13 13:00 | 357 | 341
2018-02-13 13:30 | 365 | 348
2018-02-13 14:00 | 375 | 359
2018-02-13 14:30 | 417 | 403
2018-02-13 15:00 | 460 | 445
2018-02-13 15:30 | 406 | 391
2018-02-13 16:00 | 369 | 355
2018-02-13 16:30 | 269 | 251
2018-02-13 17:00 | 260 | 240
2018-02-13 17:30 | 209 | 185
2018-02-13 18:00 | 206 | 192
2018-02-13 18:30 | 239 | 222
2018-02-13 19:00 | 259 | 242
2018-02-13 19:30 | 247 | 229
2018-02-13 20:00 | 319 | 306
2018-02-13 20:30 | 409 | 398
2018-02-13 21:00 | 450 | 438
2018-02-13 21:30 | 449 | 434
2018-02-13 22:00 | 422 | 404
2018-02-13 22:30 | 486 | 467
2018-02-13 23:00 | 491 | 470
2018-02-13 23:30 | 466 | 444
2018-02-14 | 442 | 425
2018-02-14 00:30 | 427 | 411
2018-02-14 01:00 | 415 | 398
2018-02-14 01:30 | 405 | 388
2018-02-14 02:00 | 398 | 379
2018-02-14 02:30 | 391 | 372
2018-02-14 03:00 | 388 | 368
2018-02-14 03:30 | 386 | 365
2018-02-14 04:00 | 384 | 362
2018-02-14 04:30 | 385 | 363
2018-02-14 05:00 | 387 | 365
2018-02-14 05:30 | 398 | 378
2018-02-14 06:00 | 409 | 392
2018-02-14 06:30 | 432 | 418
2018-02-14 07:00 | 450 | 438
2018-02-14 07:30 | 393 | 374
2018-02-14 08:00 | 360 | 342
2018-02-14 08:30 | 363 | 347
2018-02-14 09:00 | 369 | 356
2018-02-14 09:30 | 370 | 352
2018-02-14 10:00 | 336 | 315
2018-02-14 10:30 | 311 | 290
2018-02-14 11:00 | 328 | 309
2018-02-14 11:30 | 338 | 320
2018-02-14 12:00 | 352 | 332
2018-02-14 12:30 | 350 | 328
2018-02-14 13:00 | 346 | 325
2018-02-14 13:30 | 356 | 337
2018-02-14 14:00 | 368 | 351
2018-02-14 14:30 | 377 | 360
2018-02-14 15:00 | 369 | 352
2018-02-14 15:30 | 293 | 272
2018-02-14 16:00 | 219 | 197
2018-02-14 16:30 | 152 | 125
2018-02-14 17:00 | 128 | 94
2018-02-14 17:30 | 121 | 81
2018-02-14 18:00 | 130 | 90
2018-02-14 18:30 | 162 | 127
2018-02-14 19:00 | 180 | 149
2018-02-14 19:30 | 141 | 106
2018-02-14 20:00 | 214 | 186
2018-02-14 20:30 | 284 | 261
2018-02-14 21:00 | 383 | 363
2018-02-14 21:30 | 413 | 390
2018-02-14 22:00 | 392 | 363
2018-02-14 22:30 | 377 | 341
2018-02-14 23:00 | 346 | 312
2018-02-14 23:30 | 320 | 287
2018-02-15 | 303 | 268
2018-02-15 00:30 | 304 | 266
2018-02-15 01:00 | 295 | 255
2018-02-15 01:30 | 286 | 244
2018-02-15 02:00 | 280 | 235
2018-02-15 02:30 | 275 | 227
2018-02-15 03:00 | 271 | 222
2018-02-15 03:30 | 270 | 220
2018-02-15 04:00 | 267 | 217
2018-02-15 04:30 | 279 | 235
2018-02-15 05:00 | 293 | 259
2018-02-15 05:30 | 301 | 270
2018-02-15 06:00 | 312 | 282
2018-02-15 06:30 | 333 | 306
2018-02-15 07:00 | 348 | 324
2018-02-15 07:30 | 340 | 313
2018-02-15 08:00 | 344 | 322
2018-02-15 08:30 | 348 | 325
2018-02-15 09:00 | 348 | 326
2018-02-15 09:30 | 357 | 336
2018-02-15 10:00 | 356 | 335
2018-02-15 10:30 | 354 | 335
2018-02-15 11:00 | 333 | 314
2018-02-15 11:30 | 354 | 336
2018-02-15 12:00 | 360 | 340
2018-02-15 12:30 | 346 | 326
2018-02-15 13:00 | 336 | 317
2018-02-15 13:30 | 347 | 325
2018-02-15 14:00 | 383 | 363
2018-02-15 14:30 | 358 | 337
2018-02-15 15:00 | 348 | 325
2018-02-15 15:30 | 283 | 261
2018-02-15 16:00 | 191 | 166
2018-02-15 16:30 | 191 | 167
2018-02-15 17:00 | 174 | 148
2018-02-15 17:30 | 165 | 136
2018-02-15 18:00 | 295 | 274
2018-02-15 18:30 | 308 | 285
2018-02-15 19:00 | 330 | 309
2018-02-15 19:30 | 367 | 348
2018-02-15 20:00 | 407 | 391
2018-02-15 20:30 | 457 | 439
2018-02-15 21:00 | 542 | 519
2018-02-15 21:30 | 529 | 500
2018-02-15 22:00 | 505 | 471
2018-02-15 22:30 | 471 | 438
2018-02-15 23:00 | 483 | 450
2018-02-15 23:30 | 517 | 486
2018-02-16 | 490 | 461
2018-02-16 00:30 | 474 | 443
2018-02-16 01:00 | 459 | 425
2018-02-16 01:30 | 452 | 416
2018-02-16 02:00 | 446 | 410
2018-02-16 02:30 | 441 | 403
2018-02-16 03:00 | 438 | 399
2018-02-16 03:30 | 435 | 394
2018-02-16 04:00 | 431 | 390
2018-02-16 04:30 | 430 | 387
2018-02-16 05:00 | 431 | 389
2018-02-16 05:30 | 436 | 393
2018-02-16 06:00 | 444 | 404
2018-02-16 06:30 | 462 | 427
2018-02-16 07:00 | 481 | 452
2018-02-16 07:30 | 489 | 453
2018-02-16 08:00 | 501 | 471
2018-02-16 08:30 | 505 | 479
2018-02-16 09:00 | 499 | 476
2018-02-16 09:30 | 494 | 473
2018-02-16 10:00 | 497 | 468
2018-02-16 10:30 | 503 | 474
2018-02-16 11:00 | 500 | 471
2018-02-16 11:30 | 502 | 474
2018-02-16 12:00 | 520 | 494
2018-02-16 12:30 | 524 | 499
2018-02-16 13:00 | 538 | 510
2018-02-16 13:30 | 544 | 515
2018-02-16 14:00 | 536 | 508
2018-02-16 14:30 | 492 | 463
2018-02-16 15:00 | 455 | 424
2018-02-16 15:30 | 399 | 364
2018-02-16 16:00 | 410 | 379
2018-02-16 16:30 | 403 | 381
2018-02-16 17:00 | 411 | 389
2018-02-16 17:30 | 441 | 420
2018-02-16 18:00 | 481 | 461
2018-02-16 18:30 | 549 | 529
2018-02-16 19:00 | 568 | 549
2018-02-16 19:30 | 576 | 558
2018-02-16 20:00 | 567 | 550
2018-02-16 20:30 | 572 | 554
2018-02-16 21:00 | 621 | 601
2018-02-16 21:30 | 606 | 580
2018-02-16 22:00 | 583 | 553
2018-02-16 22:30 | 557 | 523
2018-02-16 23:00 | 525 | 500
2018-02-16 23:30 | 504 | 475
2018-02-17 | 481 | 451
2018-02-17 00:30 | 463 | 434
2018-02-17 01:00 | 462 | 434
2018-02-17 01:30 | 445 | 417
2018-02-17 02:00 | 422 | 398
2018-02-17 02:30 | 413 | 390
2018-02-17 03:00 | 410 | 387
2018-02-17 03:30 | 404 | 380
2018-02-17 04:00 | 398 | 373
2018-02-17 04:30 | 394 | 368
2018-02-17 05:00 | 395 | 368
2018-02-17 05:30 | 394 | 367
2018-02-17 06:00 | 395 | 368
2018-02-17 06:30 | 399 | 372
2018-02-17 07:00 | 400 | 373
2018-02-17 07:30 | 382 | 352
2018-02-17 08:00 | 387 | 360
2018-02-17 08:30 | 417 | 392
2018-02-17 09:00 | 425 | 404
2018-02-17 09:30 | 417 | 401
2018-02-17 10:00 | 405 | 389
2018-02-17 10:30 | 390 | 373
2018-02-17 11:00 | 387 | 370
2018-02-17 11:30 | 384 | 367
2018-02-17 12:00 | 389 | 373
2018-02-17 12:30 | 397 | 382
2018-02-17 13:00 | 405 | 391
2018-02-17 13:30 | 412 | 399
2018-02-17 14:00 | 430 | 419
2018-02-17 14:30 | 448 | 433
2018-02-17 15:00 | 447 | 431
2018-02-17 15:30 | 454 | 438
2018-02-17 16:00 | 485 | 470
2018-02-17 16:30 | 497 | 483
2018-02-17 17:00 | 511 | 498
2018-02-17 17:30 | 517 | 504
2018-02-17 18:00 | 528 | 513
2018-02-17 18:30 | 558 | 546
2018-02-17 19:00 | 574 | 564
2018-02-17 19:30 | 563 | 555
2018-02-17 20:00 | 434 | 430
2018-02-17 20:30 | 546 | 530
2018-02-17 21:00 | 552 | 535
2018-02-17 21:30 | 554 | 535
2018-02-17 22:00 | 541 | 517
2018-02-17 22:30 | 514 | 490
2018-02-17 23:00 | 482 | 462
2018-02-17 23:30 | 459 | 436
2018-02-18 | 437 | 412
2018-02-18 00:30 | 417 | 395
2018-02-18 01:00 | 406 | 382
2018-02-18 01:30 | 395 | 370
2018-02-18 02:00 | 387 | 361
2018-02-18 02:30 | 379 | 357
2018-02-18 03:00 | 375 | 350
2018-02-18 03:30 | 372 | 346
2018-02-18 04:00 | 368 | 343
2018-02-18 04:30 | 360 | 334
2018-02-18 05:00 | 334 | 306
2018-02-18 05:30 | 316 | 286
2018-02-18 06:00 | 313 | 282
2018-02-18 06:30 | 314 | 282
2018-02-18 07:00 | 311 | 279
2018-02-18 07:30 | 298 | 263
2018-02-18 08:00 | 279 | 265
2018-02-18 08:30 | 295 | 281
2018-02-18 09:00 | 283 | 271
2018-02-18 09:30 | 282 | 272
2018-02-18 10:00 | 296 | 283
2018-02-18 10:30 | 330 | 318
2018-02-18 11:00 | 339 | 328
2018-02-18 11:30 | 354 | 339
2018-02-18 12:00 | 369 | 349
2018-02-18 12:30 | 382 | 364
2018-02-18 13:00 | 394 | 377
2018-02-18 13:30 | 403 | 388
2018-02-18 14:00 | 411 | 396
2018-02-18 14:30 | 423 | 409
2018-02-18 15:00 | 435 | 423
2018-02-18 15:30 | 449 | 438
2018-02-18 16:00 | 470 | 459
2018-02-18 16:30 | 485 | 474
2018-02-18 17:00 | 508 | 498
2018-02-18 17:30 | 529 | 517
2018-02-18 18:00 | 536 | 525
2018-02-18 18:30 | 578 | 564
2018-02-18 19:00 | 602 | 585
2018-02-18 19:30 | 611 | 597
2018-02-18 20:00 | 602 | 587
2018-02-18 20:30 | 581 | 565
2018-02-18 21:00 | 560 | 543
2018-02-18 21:30 | 509 | 492
2018-02-18 22:00 | 479 | 458
2018-02-18 22:30 | 450 | 422
2018-02-18 23:00 | 426 | 398
2018-02-18 23:30 | 408 | 377
2018-02-19 | 394 | 361
2018-02-19 00:30 | 373 | 346
2018-02-19 01:00 | 352 | 331
2018-02-19 01:30 | 347 | 325
2018-02-19 02:00 | 342 | 319
2018-02-19 02:30 | 338 | 315
2018-02-19 03:00 | 333 | 310
2018-02-19 03:30 | 330 | 305
2018-02-19 04:00 | 328 | 303
2018-02-19 04:30 | 351 | 328
2018-02-19 05:00 | 360 | 338
2018-02-19 05:30 | 367 | 346
2018-02-19 06:00 | 378 | 360
2018-02-19 06:30 | 398 | 385
2018-02-19 07:00 | 414 | 399
2018-02-19 07:30 | 413 | 396
2018-02-19 08:00 | 419 | 407
2018-02-19 08:30 | 397 | 386
2018-02-19 09:00 | 355 | 341
2018-02-19 09:30 | 355 | 342
2018-02-19 10:00 | 348 | 335
2018-02-19 10:30 | 350 | 337
2018-02-19 11:00 | 347 | 334
2018-02-19 11:30 | 338 | 324
2018-02-19 12:00 | 311 | 296
2018-02-19 12:30 | 325 | 311
2018-02-19 13:00 | 331 | 318
2018-02-19 13:30 | 344 | 333
2018-02-19 14:00 | 351 | 340
2018-02-19 14:30 | 373 | 362
2018-02-19 15:00 | 385 | 374
2018-02-19 15:30 | 394 | 376
2018-02-19 16:00 | 355 | 339
2018-02-19 16:30 | 363 | 346
2018-02-19 17:00 | 375 | 358
2018-02-19 17:30 | 384 | 366
2018-02-19 18:00 | 400 | 381
2018-02-19 18:30 | 457 | 438
2018-02-19 19:00 | 426 | 407
2018-02-19 19:30 | 429 | 410
2018-02-19 20:00 | 436 | 415
2018-02-19 20:30 | 453 | 432
2018-02-19 21:00 | 430 | 409
2018-02-19 21:30 | 397 | 381
2018-02-19 22:00 | 368 | 348
2018-02-19 22:30 | 360 | 338
2018-02-19 23:00 | 344 | 320
2018-02-19 23:30 | 325 | 297
2018-02-20 | 310 | 280
2018-02-20 00:30 | 300 | 271
2018-02-20 01:00 | 289 | 258
2018-02-20 01:30 | 281 | 247
2018-02-20 02:00 | 275 | 242
2018-02-20 02:30 | 269 | 234
2018-02-20 03:00 | 263 | 227
2018-02-20 03:30 | 261 | 224
2018-02-20 04:00 | 260 | 223
2018-02-20 04:30 | 260 | 225
2018-02-20 05:00 | 264 | 229
2018-02-20 05:30 | 273 | 240
2018-02-20 06:00 | 284 | 253
2018-02-20 06:30 | 299 | 271
2018-02-20 07:00 | 320 | 296
2018-02-20 07:30 | 367 | 349
2018-02-20 08:00 | 386 | 372
2018-02-20 08:30 | 395 | 380
2018-02-20 09:00 | 386 | 353
2018-02-20 09:30 | 368 | 326
2018-02-20 10:00 | 370 | 335
2018-02-20 10:30 | 382 | 357
2018-02-20 11:00 | 380 | 354
2018-02-20 11:30 | 370 | 342
2018-02-20 12:00 | 365 | 337
2018-02-20 12:30 | 353 | 326
2018-02-20 13:00 | 360 | 333
2018-02-20 13:30 | 380 | 354
2018-02-20 14:00 | 386 | 360
2018-02-20 14:30 | 384 | 359
2018-02-20 15:00 | 387 | 360
2018-02-20 15:30 | 401 | 376
2018-02-20 16:00 | 410 | 385
2018-02-20 16:30 | 402 | 375
2018-02-20 17:00 | 365 | 336
2018-02-20 17:30 | 399 | 371
2018-02-20 18:00 | 416 | 393
2018-02-20 18:30 | 428 | 406
2018-02-20 19:00 | 442 | 421
2018-02-20 19:30 | 450 | 432
2018-02-20 20:00 | 456 | 436
2018-02-20 20:30 | 437 | 414
2018-02-20 21:00 | 412 | 385
2018-02-20 21:30 | 414 | 382
2018-02-20 22:00 | 398 | 365
2018-02-20 22:30 | 351 | 293
2018-02-20 23:00 | 344 | 304
2018-02-20 23:30 | 395 | 370
2018-02-21 | 384 | 355
2018-02-21 00:30 | 379 | 352
2018-02-21 01:00 | 374 | 347
2018-02-21 01:30 | 365 | 337
2018-02-21 02:00 | 359 | 333
2018-02-21 02:30 | 346 | 332
2018-02-21 03:00 | 344 | 330
2018-02-21 03:30 | 343 | 329
2018-02-21 04:00 | 344 | 329
2018-02-21 04:30 | 345 | 330
2018-02-21 05:00 | 350 | 336
2018-02-21 05:30 | 357 | 344
2018-02-21 06:00 | 370 | 358
2018-02-21 06:30 | 402 | 380
2018-02-21 07:00 | 424 | 405
2018-02-21 07:30 | 446 | 433
2018-02-21 08:00 | 463 | 446
2018-02-21 08:30 | 463 | 445
2018-02-21 09:00 | 452 | 436
2018-02-21 09:30 | 453 | 437
2018-02-21 10:00 | 450 | 436
2018-02-21 10:30 | 437 | 423
2018-02-21 11:00 | 438 | 425
2018-02-21 11:30 | 442 | 429
2018-02-21 12:00 | 422 | 410
2018-02-21 12:30 | 417 | 404
2018-02-21 13:00 | 423 | 411
2018-02-21 13:30 | 412 | 399
2018-02-21 14:00 | 435 | 426
2018-02-21 14:30 | 422 | 412
2018-02-21 15:00 | 411 | 394
2018-02-21 15:30 | 420 | 393
2018-02-21 16:00 | 445 | 419
2018-02-21 16:30 | 464 | 438
2018-02-21 17:00 | 468 | 441
2018-02-21 17:30 | 466 | 435
2018-02-21 18:00 | 474 | 443
2018-02-21 18:30 | 443 | 411
2018-02-21 19:00 | 436 | 401
2018-02-21 19:30 | 493 | 474
2018-02-21 20:00 | 504 | 490
2018-02-21 20:30 | 490 | 471
2018-02-21 21:00 | 478 | 458
2018-02-21 21:30 | 481 | 460
2018-02-21 22:00 | 465 | 442
2018-02-21 22:30 | 440 | 414
2018-02-21 23:00 | 427 | 398
2018-02-21 23:30 | 412 | 380
2018-02-22 | 398 | 363
2018-02-22 00:30 | 394 | 358
2018-02-22 01:00 | 384 | 346
2018-02-22 01:30 | 373 | 334
2018-02-22 02:00 | 360 | 328
2018-02-22 02:30 | 355 | 327
2018-02-22 03:00 | 349 | 320
2018-02-22 03:30 | 349 | 319
2018-02-22 04:00 | 346 | 317
2018-02-22 04:30 | 348 | 321
2018-02-22 05:00 | 355 | 328
2018-02-22 05:30 | 359 | 333
2018-02-22 06:00 | 373 | 349
2018-02-22 06:30 | 395 | 378
2018-02-22 07:00 | 416 | 402
2018-02-22 07:30 | 432 | 417
2018-02-22 08:00 | 446 | 432
2018-02-22 08:30 | 446 | 429
2018-02-22 09:00 | 453 | 428
2018-02-22 09:30 | 443 | 416
2018-02-22 10:00 | 437 | 412
2018-02-22 10:30 | 437 | 413
2018-02-22 11:00 | 428 | 404
2018-02-22 11:30 | 427 | 404
2018-02-22 12:00 | 415 | 391
2018-02-22 12:30 | 411 | 388
2018-02-22 13:00 | 425 | 404
2018-02-22 13:30 | 438 | 415
2018-02-22 14:00 | 441 | 419
2018-02-22 14:30 | 450 | 426
2018-02-22 15:00 | 439 | 416
2018-02-22 15:30 | 439 | 413
2018-02-22 16:00 | 450 | 425
2018-02-22 16:30 | 441 | 414
2018-02-22 17:00 | 454 | 427
2018-02-22 17:30 | 464 | 433
2018-02-22 18:00 | 476 | 442
2018-02-22 18:30 | 487 | 454
2018-02-22 19:00 | 500 | 469
2018-02-22 19:30 | 526 | 498
2018-02-22 20:00 | 519 | 490
2018-02-22 20:30 | 523 | 492
2018-02-22 21:00 | 515 | 481
2018-02-22 21:30 | 525 | 490
2018-02-22 22:00 | 509 | 470
2018-02-22 22:30 | 458 | 418
2018-02-22 23:00 | 421 | 379
2018-02-22 23:30 | 367 | 325
2018-02-23 | 352 | 306
2018-02-23 00:30 | 345 | 296
2018-02-23 01:00 | 333 | 283
2018-02-23 01:30 | 326 | 273
2018-02-23 02:00 | 297 | 262
2018-02-23 02:30 | 294 | 260
2018-02-23 03:00 | 290 | 255
2018-02-23 03:30 | 292 | 256
2018-02-23 04:00 | 291 | 255
2018-02-23 04:30 | 288 | 252
2018-02-23 05:00 | 294 | 259
2018-02-23 05:30 | 304 | 273
2018-02-23 06:00 | 315 | 286
2018-02-23 06:30 | 345 | 317
2018-02-23 07:00 | 369 | 343
2018-02-23 07:30 | 393 | 369
2018-02-23 08:00 | 403 | 381
2018-02-23 08:30 | 411 | 388
2018-02-23 09:00 | 403 | 379
2018-02-23 09:30 | 420 | 398
2018-02-23 10:00 | 429 | 411
2018-02-23 10:30 | 427 | 411
2018-02-23 11:00 | 423 | 407
2018-02-23 11:30 | 392 | 374
2018-02-23 12:00 | 378 | 360
2018-02-23 12:30 | 388 | 370
2018-02-23 13:00 | 383 | 364
2018-02-23 13:30 | 383 | 363
2018-02-23 14:00 | 379 | 360
2018-02-23 14:30 | 379 | 360
2018-02-23 15:00 | 395 | 376
2018-02-23 15:30 | 403 | 383
2018-02-23 16:00 | 407 | 391
2018-02-23 16:30 | 431 | 415
2018-02-23 17:00 | 446 | 423
2018-02-23 17:30 | 468 | 436
2018-02-23 18:00 | 461 | 427
2018-02-23 18:30 | 477 | 442
2018-02-23 19:00 | 488 | 454
2018-02-23 19:30 | 484 | 450
2018-02-23 20:00 | 470 | 438
2018-02-23 20:30 | 445 | 412
2018-02-23 21:00 | 429 | 393
2018-02-23 21:30 | 416 | 377
2018-02-23 22:00 | 401 | 355
2018-02-23 22:30 | 383 | 339
2018-02-23 23:00 | 359 | 325
2018-02-23 23:30 | 345 | 310
2018-02-24 | 332 | 293
2018-02-24 00:30 | 322 | 280
2018-02-24 01:00 | 296 | 268
2018-02-24 01:30 | 288 | 259
2018-02-24 02:00 | 280 | 251
2018-02-24 02:30 | 277 | 246
2018-02-24 03:00 | 275 | 245
2018-02-24 03:30 | 275 | 245
2018-02-24 04:00 | 273 | 242
2018-02-24 04:30 | 272 | 240
2018-02-24 05:00 | 273 | 243
2018-02-24 05:30 | 279 | 250
2018-02-24 06:00 | 302 | 275
2018-02-24 06:30 | 317 | 293
2018-02-24 07:00 | 322 | 301
2018-02-24 07:30 | 336 | 317
2018-02-24 08:00 | 352 | 334
2018-02-24 08:30 | 361 | 345
2018-02-24 09:00 | 367 | 354
2018-02-24 09:30 | 409 | 383
2018-02-24 10:00 | 405 | 379
2018-02-24 10:30 | 413 | 388
2018-02-24 11:00 | 414 | 388
2018-02-24 11:30 | 405 | 380
2018-02-24 12:00 | 393 | 364
2018-02-24 12:30 | 386 | 352
2018-02-24 13:00 | 389 | 354
2018-02-24 13:30 | 399 | 366
2018-02-24 14:00 | 413 | 380
2018-02-24 14:30 | 417 | 385
2018-02-24 15:00 | 423 | 391
2018-02-24 15:30 | 436 | 405
2018-02-24 16:00 | 449 | 419
2018-02-24 16:30 | 450 | 418
2018-02-24 17:00 | 447 | 414
2018-02-24 17:30 | 446 | 413
2018-02-24 18:00 | 472 | 441
2018-02-24 18:30 | 475 | 445
2018-02-24 19:00 | 466 | 433
2018-02-24 19:30 | 466 | 432
2018-02-24 20:00 | 466 | 435
2018-02-24 20:30 | 449 | 414
2018-02-24 21:00 | 444 | 409
2018-02-24 21:30 | 435 | 400
2018-02-24 22:00 | 426 | 388
2018-02-24 22:30 | 426 | 391
2018-02-24 23:00 | 423 | 388
2018-02-24 23:30 | 411 | 375
2018-02-25 | 401 | 362
2018-02-25 00:30 | 389 | 352
2018-02-25 01:00 | 385 | 342
2018-02-25 01:30 | 379 | 334
2018-02-25 02:00 | 371 | 329
2018-02-25 02:30 | 352 | 325
2018-02-25 03:00 | 345 | 320
2018-02-25 03:30 | 343 | 317
2018-02-25 04:00 | 342 | 316
2018-02-25 04:30 | 342 | 316
2018-02-25 05:00 | 343 | 317
2018-02-25 05:30 | 352 | 327
2018-02-25 06:00 | 370 | 345
2018-02-25 06:30 | 374 | 350
2018-02-25 07:00 | 379 | 356
2018-02-25 07:30 | 357 | 335
2018-02-25 08:00 | 342 | 321
2018-02-25 08:30 | 341 | 324
2018-02-25 09:00 | 346 | 331
2018-02-25 09:30 | 368 | 338
2018-02-25 10:00 | 354 | 324
2018-02-25 10:30 | 348 | 321
2018-02-25 11:00 | 352 | 321
2018-02-25 11:30 | 366 | 335
2018-02-25 12:00 | 382 | 352
2018-02-25 12:30 | 381 | 352
2018-02-25 13:00 | 405 | 380
2018-02-25 13:30 | 432 | 412
2018-02-25 14:00 | 434 | 413
2018-02-25 14:30 | 420 | 398
2018-02-25 15:00 | 420 | 399
2018-02-25 15:30 | 429 | 406
2018-02-25 16:00 | 425 | 400
2018-02-25 16:30 | 418 | 392
2018-02-25 17:00 | 428 | 401
2018-02-25 17:30 | 435 | 408
2018-02-25 18:00 | 454 | 427
2018-02-25 18:30 | 455 | 427
2018-02-25 19:00 | 458 | 432
2018-02-25 19:30 | 463 | 438
2018-02-25 20:00 | 451 | 425
2018-02-25 20:30 | 437 | 409
2018-02-25 21:00 | 425 | 396
2018-02-25 21:30 | 413 | 381
2018-02-25 22:00 | 398 | 360
2018-02-25 22:30 | 380 | 337
2018-02-25 23:00 | 353 | 320
2018-02-25 23:30 | 331 | 305
2018-02-26 | 320 | 291
2018-02-26 00:30 | 315 | 285
2018-02-26 01:00 | 306 | 276
2018-02-26 01:30 | 301 | 270
2018-02-26 02:00 | 297 | 266
2018-02-26 02:30 | 294 | 262
2018-02-26 03:00 | 291 | 258
2018-02-26 03:30 | 293 | 260
2018-02-26 04:00 | 292 | 258
2018-02-26 04:30 | 290 | 256
2018-02-26 05:00 | 293 | 260
2018-02-26 05:30 | 304 | 274
2018-02-26 06:00 | 318 | 290
2018-02-26 06:30 | 339 | 315
2018-02-26 07:00 | 359 | 339
2018-02-26 07:30 | 386 | 374
2018-02-26 08:00 | 406 | 393
2018-02-26 08:30 | 414 | 394
2018-02-26 09:00 | 411 | 391
2018-02-26 09:30 | 408 | 389
2018-02-26 10:00 | 409 | 390
2018-02-26 10:30 | 406 | 387
2018-02-26 11:00 | 409 | 392
2018-02-26 11:30 | 418 | 401
2018-02-26 12:00 | 433 | 414
2018-02-26 12:30 | 453 | 435
2018-02-26 13:00 | 453 | 435
2018-02-26 13:30 | 461 | 444
2018-02-26 14:00 | 486 | 471
2018-02-26 14:30 | 444 | 426
2018-02-26 15:00 | 447 | 429
2018-02-26 15:30 | 467 | 453
2018-02-26 16:00 | 476 | 459
2018-02-26 16:30 | 473 | 453
2018-02-26 17:00 | 479 | 456
2018-02-26 17:30 | 480 | 451
2018-02-26 18:00 | 503 | 481
2018-02-26 18:30 | 515 | 492
2018-02-26 19:00 | 530 | 510
2018-02-26 19:30 | 534 | 514
2018-02-26 20:00 | 523 | 502
2018-02-26 20:30 | 507 | 484
2018-02-26 21:00 | 484 | 458
2018-02-26 21:30 | 458 | 428
2018-02-26 22:00 | 439 | 404
2018-02-26 22:30 | 416 | 375
2018-02-26 23:00 | 394 | 352
2018-02-26 23:30 | 373 | 333
2018-02-27 | 359 | 316
2018-02-27 00:30 | 350 | 305
2018-02-27 01:00 | 342 | 296
2018-02-27 01:30 | 346 | 300
2018-02-27 02:00 | 342 | 295
2018-02-27 02:30 | 339 | 291
2018-02-27 03:00 | 314 | 287
2018-02-27 03:30 | 312 | 285
2018-02-27 04:00 | 311 | 284
2018-02-27 04:30 | 312 | 285
2018-02-27 05:00 | 316 | 289
2018-02-27 05:30 | 328 | 304
2018-02-27 06:00 | 338 | 316
2018-02-27 06:30 | 359 | 341
2018-02-27 07:00 | 387 | 369
2018-02-27 07:30 | 400 | 376
2018-02-27 08:00 | 413 | 392
2018-02-27 08:30 | 414 | 396
2018-02-27 09:00 | 406 | 389
2018-02-27 09:30 | 412 | 397
2018-02-27 10:00 | 405 | 391
2018-02-27 10:30 | 402 | 389
2018-02-27 11:00 | 407 | 388
2018-02-27 11:30 | 405 | 384
2018-02-27 12:00 | 413 | 394
2018-02-27 12:30 | 414 | 395
2018-02-27 13:00 | 423 | 405
2018-02-27 13:30 | 447 | 431
2018-02-27 14:00 | 467 | 453
2018-02-27 14:30 | 482 | 469
2018-02-27 15:00 | 474 | 460
2018-02-27 15:30 | 459 | 442
2018-02-27 16:00 | 458 | 438
2018-02-27 16:30 | 463 | 443
2018-02-27 17:00 | 487 | 466
2018-02-27 17:30 | 506 | 483
2018-02-27 18:00 | 515 | 492
2018-02-27 18:30 | 525 | 503
2018-02-27 19:00 | 536 | 516
2018-02-27 19:30 | 539 | 519
2018-02-27 20:00 | 527 | 506
2018-02-27 20:30 | 509 | 485
2018-02-27 21:00 | 490 | 464
2018-02-27 21:30 | 460 | 433
2018-02-27 22:00 | 425 | 398
2018-02-27 22:30 | 409 | 377
2018-02-27 23:00 | 396 | 362
2018-02-27 23:30 | 388 | 353
2018-02-28 | 375 | 338
2018-02-28 00:30 | 370 | 331
2018-02-28 01:00 | 355 | 315
2018-02-28 01:30 | 348 | 305
2018-02-28 02:00 | 344 | 300
2018-02-28 02:30 | 342 | 298
2018-02-28 03:00 | 341 | 295
2018-02-28 03:30 | 340 | 294
2018-02-28 04:00 | 339 | 291
2018-02-28 04:30 | 356 | 311
2018-02-28 05:00 | 362 | 319
2018-02-28 05:30 | 372 | 330
2018-02-28 06:00 | 382 | 345
2018-02-28 06:30 | 409 | 379
2018-02-28 07:00 | 432 | 409
2018-02-28 07:30 | 458 | 440
2018-02-28 08:00 | 472 | 455
2018-02-28 08:30 | 487 | 456
2018-02-28 09:00 | 477 | 447
2018-02-28 09:30 | 480 | 449
2018-02-28 10:00 | 487 | 455
2018-02-28 10:30 | 485 | 453
2018-02-28 11:00 | 472 | 441
2018-02-28 11:30 | 450 | 420
2018-02-28 12:00 | 451 | 420
2018-02-28 12:30 | 462 | 431
2018-02-28 13:00 | 466 | 435
2018-02-28 13:30 | 440 | 408
2018-02-28 14:00 | 470 | 438
2018-02-28 14:30 | 490 | 457
2018-02-28 15:00 | 494 | 462
2018-02-28 15:30 | 488 | 451
2018-02-28 16:00 | 483 | 445
2018-02-28 16:30 | 469 | 429
2018-02-28 17:00 | 472 | 429
2018-02-28 17:30 | 474 | 428
2018-02-28 18:00 | 485 | 440
2018-02-28 18:30 | 493 | 449
2018-02-28 19:00 | 501 | 461
2018-02-28 19:30 | 500 | 459
2018-02-28 20:00 | 491 | 449
2018-02-28 20:30 | 472 | 425
2018-02-28 21:00 | 460 | 409
2018-02-28 21:30 | 445 | 405
2018-02-28 22:00 | 424 | 387
2018-02-28 22:30 | 403 | 361
2018-02-28 23:00 | 390 | 343
2018-02-28 23:30 | 375 | 323
2018-03-01 | 365 | 311
2018-03-01 00:30 | 358 | 302
2018-03-01 01:00 | 346 | 295
2018-03-01 01:30 | 341 | 289
2018-03-01 02:00 | 338 | 285
2018-03-01 02:30 | 337 | 284
2018-03-01 03:00 | 335 | 279
2018-03-01 03:30 | 335 | 280
2018-03-01 04:00 | 333 | 278
2018-03-01 04:30 | 333 | 278
2018-03-01 05:00 | 336 | 282
2018-03-01 05:30 | 345 | 294
2018-03-01 06:00 | 357 | 311
2018-03-01 06:30 | 380 | 343
2018-03-01 07:00 | 404 | 373
2018-03-01 07:30 | 431 | 408
2018-03-01 08:00 | 444 | 425
2018-03-01 08:30 | 444 | 426
2018-03-01 09:00 | 424 | 405
2018-03-01 09:30 | 385 | 370
2018-03-01 10:00 | 364 | 346
2018-03-01 10:30 | 364 | 345
2018-03-01 11:00 | 365 | 340
2018-03-01 11:30 | 345 | 315
2018-03-01 12:00 | 325 | 293
2018-03-01 12:30 | 322 | 289
2018-03-01 13:00 | 259 | 222
2018-03-01 13:30 | 247 | 211
2018-03-01 14:00 | 249 | 212
2018-03-01 14:30 | 272 | 239
2018-03-01 15:00 | 271 | 238
2018-03-01 15:30 | 272 | 237
2018-03-01 16:00 | 289 | 254
2018-03-01 16:30 | 295 | 261
2018-03-01 17:00 | 302 | 268
2018-03-01 17:30 | 305 | 270
2018-03-01 18:00 | 316 | 280
2018-03-01 18:30 | 330 | 297
2018-03-01 19:00 | 346 | 315
2018-03-01 19:30 | 350 | 319
2018-03-01 20:00 | 338 | 305
2018-03-01 20:30 | 321 | 286
2018-03-01 21:00 | 357 | 322
2018-03-01 21:30 | 389 | 356
2018-03-01 22:00 | 440 | 407
2018-03-01 22:30 | 416 | 382
2018-03-01 23:00 | 393 | 361
2018-03-01 23:30 | 367 | 340
2018-03-02 | 353 | 323
2018-03-02 00:30 | 344 | 311
2018-03-02 01:00 | 336 | 302
2018-03-02 01:30 | 330 | 294
2018-03-02 02:00 | 324 | 286
2018-03-02 02:30 | 317 | 277
2018-03-02 03:00 | 313 | 273
2018-03-02 03:30 | 310 | 269
2018-03-02 04:00 | 311 | 269
2018-03-02 04:30 | 311 | 269
2018-03-02 05:00 | 313 | 272
2018-03-02 05:30 | 322 | 285
2018-03-02 06:00 | 331 | 295
2018-03-02 06:30 | 356 | 326
2018-03-02 07:00 | 377 | 352
2018-03-02 07:30 | 401 | 381
2018-03-02 08:00 | 407 | 392
2018-03-02 08:30 | 394 | 377
2018-03-02 09:00 | 418 | 391
2018-03-02 09:30 | 433 | 409
2018-03-02 10:00 | 433 | 409
2018-03-02 10:30 | 425 | 403
2018-03-02 11:00 | 436 | 412
2018-03-02 11:30 | 441 | 416
2018-03-02 12:00 | 427 | 405
2018-03-02 12:30 | 426 | 404
2018-03-02 13:00 | 428 | 406
2018-03-02 13:30 | 436 | 415
2018-03-02 14:00 | 443 | 423
2018-03-02 14:30 | 449 | 427
2018-03-02 15:00 | 436 | 413
2018-03-02 15:30 | 447 | 424
2018-03-02 16:00 | 463 | 441
2018-03-02 16:30 | 492 | 469
2018-03-02 17:00 | 503 | 480
2018-03-02 17:30 | 504 | 477
2018-03-02 18:00 | 510 | 481
2018-03-02 18:30 | 515 | 485
2018-03-02 19:00 | 524 | 497
2018-03-02 19:30 | 528 | 503
2018-03-02 20:00 | 521 | 494
2018-03-02 20:30 | 522 | 494
2018-03-02 21:00 | 512 | 481
2018-03-02 21:30 | 495 | 462
2018-03-02 22:00 | 470 | 441
2018-03-02 22:30 | 437 | 414
2018-03-02 23:00 | 420 | 392
2018-03-02 23:30 | 400 | 374
2018-03-03 | 383 | 357
2018-03-03 00:30 | 373 | 345
2018-03-03 01:00 | 359 | 333
2018-03-03 01:30 | 352 | 326
2018-03-03 02:00 | 347 | 320
2018-03-03 02:30 | 343 | 315
2018-03-03 03:00 | 340 | 312
2018-03-03 03:30 | 339 | 310
2018-03-03 04:00 | 335 | 305
2018-03-03 04:30 | 334 | 304
2018-03-03 05:00 | 335 | 305
2018-03-03 05:30 | 337 | 307
2018-03-03 06:00 | 341 | 312
2018-03-03 06:30 | 348 | 320
2018-03-03 07:00 | 357 | 330
2018-03-03 07:30 | 363 | 339
2018-03-03 08:00 | 371 | 350
2018-03-03 08:30 | 379 | 360
2018-03-03 09:00 | 385 | 368
2018-03-03 09:30 | 391 | 373
2018-03-03 10:00 | 386 | 370
2018-03-03 10:30 | 354 | 328
2018-03-03 11:00 | 356 | 326
2018-03-03 11:30 | 345 | 314
2018-03-03 12:00 | 365 | 339
2018-03-03 12:30 | 402 | 364
2018-03-03 13:00 | 405 | 368
2018-03-03 13:30 | 407 | 370
2018-03-03 14:00 | 401 | 363
2018-03-03 14:30 | 408 | 372
2018-03-03 15:00 | 409 | 373
2018-03-03 15:30 | 424 | 386
2018-03-03 16:00 | 435 | 402
2018-03-03 16:30 | 447 | 414
2018-03-03 17:00 | 453 | 420
2018-03-03 17:30 | 476 | 444
2018-03-03 18:00 | 491 | 459
2018-03-03 18:30 | 500 | 468
2018-03-03 19:00 | 510 | 480
2018-03-03 19:30 | 515 | 486
2018-03-03 20:00 | 502 | 472
2018-03-03 20:30 | 486 | 453
2018-03-03 21:00 | 473 | 436
2018-03-03 21:30 | 460 | 419
2018-03-03 22:00 | 447 | 403
2018-03-03 22:30 | 429 | 382
2018-03-03 23:00 | 396 | 361
2018-03-03 23:30 | 382 | 345
2018-03-04 | 364 | 328
2018-03-04 00:30 | 352 | 318
2018-03-04 01:00 | 345 | 308
2018-03-04 01:30 | 338 | 300
2018-03-04 02:00 | 332 | 292
2018-03-04 02:30 | 329 | 288
2018-03-04 03:00 | 326 | 284
2018-03-04 03:30 | 322 | 279
2018-03-04 04:00 | 318 | 274
2018-03-04 04:30 | 319 | 275
2018-03-04 05:00 | 319 | 275
2018-03-04 05:30 | 321 | 278
2018-03-04 06:00 | 323 | 281
2018-03-04 06:30 | 326 | 283
2018-03-04 07:00 | 331 | 289
2018-03-04 07:30 | 352 | 313
2018-03-04 08:00 | 358 | 322
2018-03-04 08:30 | 356 | 324
2018-03-04 09:00 | 347 | 318
2018-03-04 09:30 | 349 | 324
2018-03-04 10:00 | 375 | 352
2018-03-04 10:30 | 395 | 374
2018-03-04 11:00 | 394 | 373
2018-03-04 11:30 | 388 | 368
2018-03-04 12:00 | 399 | 380
2018-03-04 12:30 | 399 | 381
2018-03-04 13:00 | 392 | 373
2018-03-04 13:30 | 396 | 379
2018-03-04 14:00 | 409 | 391
2018-03-04 14:30 | 412 | 391
2018-03-04 15:00 | 408 | 387
2018-03-04 15:30 | 401 | 379
2018-03-04 16:00 | 422 | 400
2018-03-04 16:30 | 427 | 406
2018-03-04 17:00 | 440 | 420
2018-03-04 17:30 | 468 | 449
2018-03-04 18:00 | 471 | 454
2018-03-04 18:30 | 495 | 477
2018-03-04 19:00 | 500 | 484
2018-03-04 19:30 | 501 | 486
2018-03-04 20:00 | 488 | 471
2018-03-04 20:30 | 488 | 471
2018-03-04 21:00 | 477 | 457
2018-03-04 21:30 | 457 | 433
2018-03-04 22:00 | 437 | 411
2018-03-04 22:30 | 417 | 385
2018-03-04 23:00 | 388 | 365
2018-03-04 23:30 | 371 | 348
2018-03-05 | 359 | 334
2018-03-05 00:30 | 350 | 324
2018-03-05 01:00 | 341 | 313
2018-03-05 01:30 | 362 | 329
2018-03-05 02:00 | 372 | 330
2018-03-05 02:30 | 371 | 329
2018-03-05 03:00 | 368 | 324
2018-03-05 03:30 | 366 | 322
2018-03-05 04:00 | 364 | 320
2018-03-05 04:30 | 367 | 324
2018-03-05 05:00 | 364 | 326
2018-03-05 05:30 | 374 | 339
2018-03-05 06:00 | 381 | 353
2018-03-05 06:30 | 385 | 360
2018-03-05 07:00 | 406 | 383
2018-03-05 07:30 | 437 | 417
2018-03-05 08:00 | 447 | 426
2018-03-05 08:30 | 443 | 422
2018-03-05 09:00 | 414 | 395
2018-03-05 09:30 | 367 | 347
2018-03-05 10:00 | 359 | 340
2018-03-05 10:30 | 369 | 350
2018-03-05 11:00 | 361 | 344
2018-03-05 11:30 | 376 | 361
2018-03-05 12:00 | 378 | 361
2018-03-05 12:30 | 365 | 349
2018-03-05 13:00 | 369 | 356
2018-03-05 13:30 | 384 | 370
2018-03-05 14:00 | 429 | 418
2018-03-05 14:30 | 403 | 391
2018-03-05 15:00 | 403 | 389
2018-03-05 15:30 | 391 | 371
2018-03-05 16:00 | 346 | 324
2018-03-05 16:30 | 345 | 322
2018-03-05 17:00 | 346 | 322
2018-03-05 17:30 | 346 | 320
2018-03-05 18:00 | 350 | 323
2018-03-05 18:30 | 367 | 339
2018-03-05 19:00 | 385 | 360
2018-03-05 19:30 | 383 | 358
2018-03-05 20:00 | 371 | 343
2018-03-05 20:30 | 354 | 323
2018-03-05 21:00 | 336 | 303
2018-03-05 21:30 | 307 | 274
2018-03-05 22:00 | 288 | 251
2018-03-05 22:30 | 283 | 241
2018-03-05 23:00 | 320 | 279
2018-03-05 23:30 | 354 | 314
2018-03-06 | 407 | 373
2018-03-06 00:30 | 401 | 365
2018-03-06 01:00 | 395 | 355
2018-03-06 01:30 | 388 | 345
2018-03-06 02:00 | 381 | 337
2018-03-06 02:30 | 381 | 336
2018-03-06 03:00 | 380 | 335
2018-03-06 03:30 | 377 | 332
2018-03-06 04:00 | 377 | 332
2018-03-06 04:30 | 378 | 333
2018-03-06 05:00 | 384 | 343
2018-03-06 05:30 | 391 | 352
2018-03-06 06:00 | 398 | 363
2018-03-06 06:30 | 372 | 340
2018-03-06 07:00 | 353 | 325
2018-03-06 07:30 | 367 | 345
2018-03-06 08:00 | 383 | 349
2018-03-06 08:30 | 327 | 289
2018-03-06 09:00 | 324 | 289
2018-03-06 09:30 | 325 | 291
2018-03-06 10:00 | 328 | 292
2018-03-06 10:30 | 319 | 284
2018-03-06 11:00 | 309 | 276
2018-03-06 11:30 | 305 | 276
2018-03-06 12:00 | 311 | 284
2018-03-06 12:30 | 351 | 329
2018-03-06 13:00 | 361 | 339
2018-03-06 13:30 | 363 | 337
2018-03-06 14:00 | 356 | 332
2018-03-06 14:30 | 362 | 338
2018-03-06 15:00 | 306 | 278
2018-03-06 15:30 | 299 | 271
2018-03-06 16:00 | 316 | 287
2018-03-06 16:30 | 332 | 302
2018-03-06 17:00 | 350 | 318
2018-03-06 17:30 | 355 | 323
2018-03-06 18:00 | 370 | 339
2018-03-06 18:30 | 380 | 348
2018-03-06 19:00 | 396 | 367
2018-03-06 19:30 | 399 | 369
2018-03-06 20:00 | 386 | 355
2018-03-06 20:30 | 370 | 335
2018-03-06 21:00 | 354 | 316
2018-03-06 21:30 | 384 | 353
2018-03-06 22:00 | 408 | 379
2018-03-06 22:30 | 464 | 435
2018-03-06 23:00 | 453 | 420
2018-03-06 23:30 | 437 | 400
2018-03-07 | 424 | 383
2018-03-07 00:30 | 408 | 373
2018-03-07 01:00 | 387 | 363
2018-03-07 01:30 | 381 | 356
2018-03-07 02:00 | 376 | 350
2018-03-07 02:30 | 374 | 347
2018-03-07 03:00 | 369 | 344
2018-03-07 03:30 | 363 | 338
2018-03-07 04:00 | 351 | 321
2018-03-07 04:30 | 338 | 304
2018-03-07 05:00 | 339 | 306
2018-03-07 05:30 | 345 | 314
2018-03-07 06:00 | 321 | 279
2018-03-07 06:30 | 330 | 285
2018-03-07 07:00 | 348 | 309
2018-03-07 07:30 | 386 | 357
2018-03-07 08:00 | 394 | 367
2018-03-07 08:30 | 360 | 332
2018-03-07 09:00 | 346 | 318
2018-03-07 09:30 | 339 | 312
2018-03-07 10:00 | 329 | 302
2018-03-07 10:30 | 340 | 313
2018-03-07 11:00 | 325 | 300
2018-03-07 11:30 | 317 | 295
2018-03-07 12:00 | 319 | 298
2018-03-07 12:30 | 323 | 303
2018-03-07 13:00 | 318 | 296
2018-03-07 13:30 | 319 | 294
2018-03-07 14:00 | 329 | 305
2018-03-07 14:30 | 363 | 340
2018-03-07 15:00 | 367 | 342
2018-03-07 15:30 | 365 | 339
2018-03-07 16:00 | 362 | 335
2018-03-07 16:30 | 365 | 334
2018-03-07 17:00 | 373 | 341
2018-03-07 17:30 | 382 | 349
2018-03-07 18:00 | 386 | 353
2018-03-07 18:30 | 405 | 373
2018-03-07 19:00 | 424 | 394
2018-03-07 19:30 | 427 | 399
2018-03-07 20:00 | 416 | 387
2018-03-07 20:30 | 421 | 391
2018-03-07 21:00 | 417 | 389
2018-03-07 21:30 | 422 | 400
2018-03-07 22:00 | 420 | 401
2018-03-07 22:30 | 398 | 376
2018-03-07 23:00 | 382 | 358
2018-03-07 23:30 | 365 | 338
2018-03-08 | 356 | 326
2018-03-08 00:30 | 353 | 321
2018-03-08 01:00 | 350 | 315
2018-03-08 01:30 | 349 | 314
2018-03-08 02:00 | 347 | 311
2018-03-08 02:30 | 346 | 310
2018-03-08 03:00 | 341 | 306
2018-03-08 03:30 | 320 | 299
2018-03-08 04:00 | 323 | 304
2018-03-08 04:30 | 327 | 308
2018-03-08 05:00 | 278 | 258
2018-03-08 05:30 | 263 | 243
2018-03-08 06:00 | 305 | 288
2018-03-08 06:30 | 355 | 342
2018-03-08 07:00 | 389 | 369
2018-03-08 07:30 | 431 | 412
2018-03-08 08:00 | 464 | 444
2018-03-08 08:30 | 476 | 453
2018-03-08 09:00 | 485 | 465
2018-03-08 09:30 | 499 | 479
2018-03-08 10:00 | 485 | 465
2018-03-08 10:30 | 453 | 432
2018-03-08 11:00 | 444 | 422
2018-03-08 11:30 | 431 | 408
2018-03-08 12:00 | 433 | 411
2018-03-08 12:30 | 412 | 386
2018-03-08 13:00 | 361 | 334
2018-03-08 13:30 | 312 | 284
2018-03-08 14:00 | 311 | 282
2018-03-08 14:30 | 305 | 273
2018-03-08 15:00 | 308 | 276
2018-03-08 15:30 | 315 | 282
2018-03-08 16:00 | 314 | 279
2018-03-08 16:30 | 332 | 298
2018-03-08 17:00 | 334 | 302
2018-03-08 17:30 | 331 | 308
2018-03-08 18:00 | 338 | 315
2018-03-08 18:30 | 348 | 326
2018-03-08 19:00 | 360 | 339
2018-03-08 19:30 | 355 | 334
2018-03-08 20:00 | 343 | 321
2018-03-08 20:30 | 330 | 305
2018-03-08 21:00 | 317 | 290
2018-03-08 21:30 | 298 | 268
2018-03-08 22:00 | 281 | 247
2018-03-08 22:30 | 261 | 224
2018-03-08 23:00 | 287 | 263
2018-03-08 23:30 | 290 | 264
2018-03-09 | 278 | 252
2018-03-09 00:30 | 269 | 241
2018-03-09 01:00 | 258 | 228
2018-03-09 01:30 | 252 | 220
2018-03-09 02:00 | 249 | 216
2018-03-09 02:30 | 247 | 213
2018-03-09 03:00 | 244 | 210
2018-03-09 03:30 | 242 | 207
2018-03-09 04:00 | 246 | 211
2018-03-09 04:30 | 246 | 211
2018-03-09 05:00 | 251 | 218
2018-03-09 05:30 | 262 | 231
2018-03-09 06:00 | 277 | 249
2018-03-09 06:30 | 305 | 282
2018-03-09 07:00 | 325 | 305
2018-03-09 07:30 | 357 | 335
2018-03-09 08:00 | 377 | 352
2018-03-09 08:30 | 380 | 352
2018-03-09 09:00 | 318 | 289
2018-03-09 09:30 | 299 | 271
2018-03-09 10:00 | 292 | 267
2018-03-09 10:30 | 286 | 261
2018-03-09 11:00 | 269 | 243
2018-03-09 11:30 | 258 | 232
2018-03-09 12:00 | 264 | 238
2018-03-09 12:30 | 268 | 242
2018-03-09 13:00 | 271 | 244
2018-03-09 13:30 | 273 | 246
2018-03-09 14:00 | 276 | 249
2018-03-09 14:30 | 280 | 252
2018-03-09 15:00 | 276 | 248
2018-03-09 15:30 | 276 | 248
2018-03-09 16:00 | 286 | 258
2018-03-09 16:30 | 297 | 269
2018-03-09 17:00 | 306 | 280
2018-03-09 17:30 | 315 | 289
2018-03-09 18:00 | 313 | 285
2018-03-09 18:30 | 315 | 286
2018-03-09 19:00 | 323 | 295
2018-03-09 19:30 | 319 | 291
2018-03-09 20:00 | 304 | 273
2018-03-09 20:30 | 292 | 259
2018-03-09 21:00 | 336 | 305
2018-03-09 21:30 | 375 | 351
2018-03-09 22:00 | 435 | 413
2018-03-09 22:30 | 423 | 400
2018-03-09 23:00 | 407 | 380
2018-03-09 23:30 | 390 | 359
2018-03-10 | 381 | 348
2018-03-10 00:30 | 371 | 336
2018-03-10 01:00 | 363 | 324
2018-03-10 01:30 | 359 | 315
2018-03-10 02:00 | 354 | 311
2018-03-10 02:30 | 352 | 306
2018-03-10 03:00 | 351 | 305
2018-03-10 03:30 | 352 | 305
2018-03-10 04:00 | 354 | 307
2018-03-10 04:30 | 357 | 311
2018-03-10 05:00 | 357 | 311
2018-03-10 05:30 | 360 | 315
2018-03-10 06:00 | 364 | 320
2018-03-10 06:30 | 373 | 330
2018-03-10 07:00 | 378 | 335
2018-03-10 07:30 | 387 | 348
2018-03-10 08:00 | 389 | 353
2018-03-10 08:30 | 385 | 353
2018-03-10 09:00 | 390 | 360
2018-03-10 09:30 | 393 | 363
2018-03-10 10:00 | 394 | 364
2018-03-10 10:30 | 393 | 363
2018-03-10 11:00 | 381 | 352
2018-03-10 11:30 | 378 | 350
2018-03-10 12:00 | 373 | 347
2018-03-10 12:30 | 373 | 346
2018-03-10 13:00 | 371 | 344
2018-03-10 13:30 | 373 | 347
2018-03-10 14:00 | 377 | 351
2018-03-10 14:30 | 392 | 367
2018-03-10 15:00 | 406 | 380
2018-03-10 15:30 | 416 | 390
2018-03-10 16:00 | 430 | 405
2018-03-10 16:30 | 435 | 411
2018-03-10 17:00 | 449 | 427
2018-03-10 17:30 | 461 | 440
2018-03-10 18:00 | 477 | 456
2018-03-10 18:30 | 489 | 469
2018-03-10 19:00 | 495 | 476
2018-03-10 19:30 | 500 | 476
2018-03-10 20:00 | 487 | 462
2018-03-10 20:30 | 473 | 445
2018-03-10 21:00 | 461 | 431
2018-03-10 21:30 | 449 | 423
2018-03-10 22:00 | 439 | 411
2018-03-10 22:30 | 428 | 399
2018-03-10 23:00 | 409 | 381
2018-03-10 23:30 | 395 | 365
2018-03-11 | 385 | 353
2018-03-11 00:30 | 379 | 342
2018-03-11 01:00 | 375 | 331
2018-03-11 01:30 | 369 | 322
2018-03-11 02:00 | 364 | 316
2018-03-11 02:30 | 360 | 310
2018-03-11 03:00 | 347 | 308
2018-03-11 03:30 | 337 | 309
2018-03-11 04:00 | 335 | 307
2018-03-11 04:30 | 339 | 311
2018-03-11 05:00 | 337 | 308
2018-03-11 05:30 | 339 | 311
2018-03-11 06:00 | 342 | 315
2018-03-11 06:30 | 344 | 316
2018-03-11 07:00 | 350 | 322
2018-03-11 07:30 | 354 | 329
2018-03-11 08:00 | 353 | 331
2018-03-11 08:30 | 351 | 331
2018-03-11 09:00 | 348 | 333
2018-03-11 09:30 | 351 | 338
2018-03-11 10:00 | 372 | 337
2018-03-11 10:30 | 379 | 343
2018-03-11 11:00 | 365 | 328
2018-03-11 11:30 | 360 | 323
2018-03-11 12:00 | 365 | 330
2018-03-11 12:30 | 365 | 330
2018-03-11 13:00 | 350 | 315
2018-03-11 13:30 | 353 | 316
2018-03-11 14:00 | 347 | 314
2018-03-11 14:30 | 353 | 322
2018-03-11 15:00 | 367 | 336
2018-03-11 15:30 | 370 | 340
2018-03-11 16:00 | 392 | 360
2018-03-11 16:30 | 403 | 372
2018-03-11 17:00 | 414 | 384
2018-03-11 17:30 | 431 | 403
2018-03-11 18:00 | 449 | 423
2018-03-11 18:30 | 465 | 441
2018-03-11 19:00 | 479 | 458
2018-03-11 19:30 | 482 | 462
2018-03-11 20:00 | 469 | 448
2018-03-11 20:30 | 453 | 430
2018-03-11 21:00 | 446 | 420
2018-03-11 21:30 | 431 | 403
2018-03-11 22:00 | 413 | 381
2018-03-11 22:30 | 395 | 357
2018-03-11 23:00 | 382 | 338
2018-03-11 23:30 | 369 | 321
2018-03-12 | 354 | 308
2018-03-12 00:30 | 341 | 296
2018-03-12 01:00 | 335 | 289
2018-03-12 01:30 | 329 | 279
2018-03-12 02:00 | 323 | 275
2018-03-12 02:30 | 317 | 271
2018-03-12 03:00 | 315 | 268
2018-03-12 03:30 | 314 | 267
2018-03-12 04:00 | 306 | 265
2018-03-12 04:30 | 306 | 265
2018-03-12 05:00 | 311 | 271
2018-03-12 05:30 | 322 | 285
2018-03-12 06:00 | 332 | 298
2018-03-12 06:30 | 354 | 327
2018-03-12 07:00 | 376 | 356
2018-03-12 07:30 | 388 | 370
2018-03-12 08:00 | 374 | 359
2018-03-12 08:30 | 368 | 354
2018-03-12 09:00 | 364 | 352
2018-03-12 09:30 | 359 | 345
2018-03-12 10:00 | 354 | 338
2018-03-12 10:30 | 352 | 337
2018-03-12 11:00 | 353 | 339
2018-03-12 11:30 | 367 | 353
2018-03-12 12:00 | 363 | 350
2018-03-12 12:30 | 371 | 358
2018-03-12 13:00 | 367 | 356
2018-03-12 13:30 | 370 | 358
2018-03-12 14:00 | 389 | 378
2018-03-12 14:30 | 397 | 386
2018-03-12 15:00 | 368 | 357
2018-03-12 15:30 | 383 | 370
2018-03-12 16:00 | 395 | 383
2018-03-12 16:30 | 401 | 388
2018-03-12 17:00 | 415 | 402
2018-03-12 17:30 | 433 | 421
2018-03-12 18:00 | 454 | 440
2018-03-12 18:30 | 467 | 452
2018-03-12 19:00 | 463 | 449
2018-03-12 19:30 | 469 | 456
2018-03-12 20:00 | 455 | 441
2018-03-12 20:30 | 435 | 419
2018-03-12 21:00 | 418 | 399
2018-03-12 21:30 | 398 | 376
2018-03-12 22:00 | 379 | 355
2018-03-12 22:30 | 351 | 328
2018-03-12 23:00 | 337 | 308
2018-03-12 23:30 | 322 | 288
2018-03-13 | 306 | 274
2018-03-13 00:30 | 294 | 267
2018-03-13 01:00 | 294 | 257
2018-03-13 01:30 | 290 | 246
2018-03-13 02:00 | 286 | 241
2018-03-13 02:30 | 284 | 237
2018-03-13 03:00 | 279 | 230
2018-03-13 03:30 | 277 | 228
2018-03-13 04:00 | 261 | 225
2018-03-13 04:30 | 258 | 229
2018-03-13 05:00 | 262 | 233
2018-03-13 05:30 | 273 | 245
2018-03-13 06:00 | 286 | 259
2018-03-13 06:30 | 312 | 286
2018-03-13 07:00 | 330 | 307
2018-03-13 07:30 | 342 | 319
2018-03-13 08:00 | 339 | 314
2018-03-13 08:30 | 329 | 306
2018-03-13 09:00 | 320 | 300
2018-03-13 09:30 | 319 | 303
2018-03-13 10:00 | 314 | 298
2018-03-13 10:30 | 306 | 290
2018-03-13 11:00 | 308 | 293
2018-03-13 11:30 | 311 | 297
2018-03-13 12:00 | 324 | 309
2018-03-13 12:30 | 329 | 314
2018-03-13 13:00 | 325 | 309
2018-03-13 13:30 | 325 | 310
2018-03-13 14:00 | 336 | 323
2018-03-13 14:30 | 340 | 326
2018-03-13 15:00 | 342 | 329
2018-03-13 15:30 | 346 | 332
2018-03-13 16:00 | 354 | 339
2018-03-13 16:30 | 361 | 346
2018-03-13 17:00 | 384 | 369
2018-03-13 17:30 | 397 | 381
2018-03-13 18:00 | 421 | 404
2018-03-13 18:30 | 449 | 432
2018-03-13 19:00 | 471 | 456
2018-03-13 19:30 | 482 | 469
2018-03-13 20:00 | 469 | 454
2018-03-13 20:30 | 450 | 433
2018-03-13 21:00 | 434 | 413
2018-03-13 21:30 | 417 | 393
2018-03-13 22:00 | 397 | 368
2018-03-13 22:30 | 373 | 341
2018-03-13 23:00 | 357 | 319
2018-03-13 23:30 | 341 | 297
2018-03-14 | 323 | 280
2018-03-14 00:30 | 297 | 269
2018-03-14 01:00 | 280 | 260
2018-03-14 01:30 | 276 | 254
2018-03-14 02:00 | 271 | 249
2018-03-14 02:30 | 267 | 244
2018-03-14 03:00 | 265 | 241
2018-03-14 03:30 | 261 | 236
2018-03-14 04:00 | 261 | 235
2018-03-14 04:30 | 263 | 238
2018-03-14 05:00 | 269 | 245
2018-03-14 05:30 | 277 | 255
2018-03-14 06:00 | 291 | 272
2018-03-14 06:30 | 316 | 300
2018-03-14 07:00 | 335 | 323
2018-03-14 07:30 | 355 | 335
2018-03-14 08:00 | 345 | 329
2018-03-14 08:30 | 338 | 324
2018-03-14 09:00 | 334 | 320
2018-03-14 09:30 | 326 | 309
2018-03-14 10:00 | 317 | 299
2018-03-14 10:30 | 327 | 308
2018-03-14 11:00 | 322 | 305
2018-03-14 11:30 | 327 | 310
2018-03-14 12:00 | 316 | 301
2018-03-14 12:30 | 326 | 311
2018-03-14 13:00 | 331 | 316
2018-03-14 13:30 | 331 | 318
2018-03-14 14:00 | 333 | 320
2018-03-14 14:30 | 340 | 328
2018-03-14 15:00 | 351 | 339
2018-03-14 15:30 | 363 | 351
2018-03-14 16:00 | 381 | 371
2018-03-14 16:30 | 396 | 386
2018-03-14 17:00 | 412 | 402
2018-03-14 17:30 | 448 | 437
2018-03-14 18:00 | 461 | 449
2018-03-14 18:30 | 457 | 446
2018-03-14 19:00 | 484 | 472
2018-03-14 19:30 | 496 | 478
2018-03-14 20:00 | 487 | 466
2018-03-14 20:30 | 473 | 447
2018-03-14 21:00 | 465 | 429
2018-03-14 21:30 | 441 | 408
2018-03-14 22:00 | 405 | 384
2018-03-14 22:30 | 380 | 356
2018-03-14 23:00 | 359 | 331
2018-03-14 23:30 | 344 | 312
2018-03-15 | 331 | 296
2018-03-15 00:30 | 319 | 282
2018-03-15 01:00 | 313 | 273
2018-03-15 01:30 | 307 | 266
2018-03-15 02:00 | 303 | 260
2018-03-15 02:30 | 299 | 255
2018-03-15 03:00 | 299 | 253
2018-03-15 03:30 | 300 | 255
2018-03-15 04:00 | 297 | 252
2018-03-15 04:30 | 280 | 233
2018-03-15 05:00 | 244 | 190
2018-03-15 05:30 | 251 | 200
2018-03-15 06:00 | 262 | 215
2018-03-15 06:30 | 285 | 245
2018-03-15 07:00 | 297 | 260
2018-03-15 07:30 | 283 | 241
2018-03-15 08:00 | 242 | 197
2018-03-15 08:30 | 237 | 196
2018-03-15 09:00 | 256 | 225
2018-03-15 09:30 | 253 | 233
2018-03-15 10:00 | 241 | 223
2018-03-15 10:30 | 244 | 220
2018-03-15 11:00 | 230 | 208
2018-03-15 11:30 | 230 | 203
2018-03-15 12:00 | 225 | 206
2018-03-15 12:30 | 243 | 212
2018-03-15 13:00 | 194 | 164
2018-03-15 13:30 | 167 | 148
2018-03-15 14:00 | 169 | 159
2018-03-15 14:30 | 203 | 162
2018-03-15 15:00 | 204 | 167
2018-03-15 15:30 | 195 | 165
2018-03-15 16:00 | 224 | 181
2018-03-15 16:30 | 243 | 206
2018-03-15 17:00 | 307 | 275
2018-03-15 17:30 | 347 | 318
2018-03-15 18:00 | 345 | 313
2018-03-15 18:30 | 305 | 261
2018-03-15 19:00 | 316 | 270
2018-03-15 19:30 | 325 | 283
2018-03-15 20:00 | 315 | 269
2018-03-15 20:30 | 298 | 248
2018-03-15 21:00 | 287 | 248
2018-03-15 21:30 | 346 | 319
2018-03-15 22:00 | 388 | 370
2018-03-15 22:30 | 364 | 342
2018-03-15 23:00 | 350 | 325
2018-03-15 23:30 | 336 | 311
2018-03-16 | 321 | 293
2018-03-16 00:30 | 322 | 279
2018-03-16 01:00 | 309 | 269
2018-03-16 01:30 | 300 | 259
2018-03-16 02:00 | 275 | 253
2018-03-16 02:30 | 265 | 239
2018-03-16 03:00 | 263 | 234
2018-03-16 03:30 | 262 | 232
2018-03-16 04:00 | 261 | 231
2018-03-16 04:30 | 261 | 231
2018-03-16 05:00 | 264 | 235
2018-03-16 05:30 | 279 | 256
2018-03-16 06:00 | 282 | 259
2018-03-16 06:30 | 302 | 281
2018-03-16 07:00 | 322 | 306
2018-03-16 07:30 | 330 | 316
2018-03-16 08:00 | 327 | 310
2018-03-16 08:30 | 319 | 303
2018-03-16 09:00 | 312 | 298
2018-03-16 09:30 | 309 | 296
2018-03-16 10:00 | 306 | 293
2018-03-16 10:30 | 308 | 296
2018-03-16 11:00 | 307 | 295
2018-03-16 11:30 | 309 | 298
2018-03-16 12:00 | 324 | 306
2018-03-16 12:30 | 331 | 311
2018-03-16 13:00 | 333 | 313
2018-03-16 13:30 | 341 | 321
2018-03-16 14:00 | 346 | 329
2018-03-16 14:30 | 351 | 339
2018-03-16 15:00 | 361 | 350
2018-03-16 15:30 | 370 | 358
2018-03-16 16:00 | 382 | 372
2018-03-16 16:30 | 399 | 389
2018-03-16 17:00 | 416 | 406
2018-03-16 17:30 | 426 | 413
2018-03-16 18:00 | 447 | 433
2018-03-16 18:30 | 467 | 451
2018-03-16 19:00 | 482 | 468
2018-03-16 19:30 | 489 | 475
2018-03-16 20:00 | 473 | 458
2018-03-16 20:30 | 458 | 441
2018-03-16 21:00 | 439 | 423
2018-03-16 21:30 | 425 | 409
2018-03-16 22:00 | 410 | 392
2018-03-16 22:30 | 386 | 361
2018-03-16 23:00 | 370 | 341
2018-03-16 23:30 | 355 | 323
2018-03-17 | 337 | 305
2018-03-17 00:30 | 348 | 315
2018-03-17 01:00 | 345 | 310
2018-03-17 01:30 | 332 | 301
2018-03-17 02:00 | 325 | 292
2018-03-17 02:30 | 322 | 288
2018-03-17 03:00 | 319 | 283
2018-03-17 03:30 | 315 | 278
2018-03-17 04:00 | 314 | 278
2018-03-17 04:30 | 313 | 276
2018-03-17 05:00 | 316 | 278
2018-03-17 05:30 | 316 | 279
2018-03-17 06:00 | 320 | 283
2018-03-17 06:30 | 331 | 292
2018-03-17 07:00 | 335 | 297
2018-03-17 07:30 | 329 | 297
2018-03-17 08:00 | 319 | 296
2018-03-17 08:30 | 317 | 297
2018-03-17 09:00 | 319 | 301
2018-03-17 09:30 | 316 | 300
2018-03-17 10:00 | 308 | 291
2018-03-17 10:30 | 302 | 286
2018-03-17 11:00 | 299 | 283
2018-03-17 11:30 | 299 | 282
2018-03-17 12:00 | 313 | 289
2018-03-17 12:30 | 316 | 292
2018-03-17 13:00 | 307 | 284
2018-03-17 13:30 | 297 | 274
2018-03-17 14:00 | 307 | 285
2018-03-17 14:30 | 315 | 292
2018-03-17 15:00 | 322 | 300
2018-03-17 15:30 | 338 | 316
2018-03-17 16:00 | 355 | 335
2018-03-17 16:30 | 367 | 348
2018-03-17 17:00 | 387 | 370
2018-03-17 17:30 | 415 | 398
2018-03-17 18:00 | 429 | 412
2018-03-17 18:30 | 455 | 438
2018-03-17 19:00 | 470 | 453
2018-03-17 19:30 | 475 | 455
2018-03-17 20:00 | 462 | 440
2018-03-17 20:30 | 449 | 425
2018-03-17 21:00 | 434 | 408
2018-03-17 21:30 | 420 | 394
2018-03-17 22:00 | 404 | 379
2018-03-17 22:30 | 406 | 380
2018-03-17 23:00 | 398 | 370
2018-03-17 23:30 | 387 | 356
2018-03-18 | 370 | 342
2018-03-18 00:30 | 357 | 329
2018-03-18 01:00 | 349 | 319
2018-03-18 01:30 | 342 | 310
2018-03-18 02:00 | 337 | 304
2018-03-18 02:30 | 334 | 301
2018-03-18 03:00 | 331 | 296
2018-03-18 03:30 | 328 | 293
2018-03-18 04:00 | 326 | 291
2018-03-18 04:30 | 327 | 290
2018-03-18 05:00 | 327 | 286
2018-03-18 05:30 | 329 | 288
2018-03-18 06:00 | 331 | 291
2018-03-18 06:30 | 334 | 293
2018-03-18 07:00 | 334 | 294
2018-03-18 07:30 | 330 | 294
2018-03-18 08:00 | 322 | 290
2018-03-18 08:30 | 321 | 296
2018-03-18 09:00 | 332 | 310
2018-03-18 09:30 | 341 | 321
2018-03-18 10:00 | 345 | 326
2018-03-18 10:30 | 347 | 328
2018-03-18 11:00 | 341 | 323
2018-03-18 11:30 | 341 | 323
2018-03-18 12:00 | 350 | 334
2018-03-18 12:30 | 352 | 337
2018-03-18 13:00 | 354 | 342
2018-03-18 13:30 | 340 | 327
2018-03-18 14:00 | 352 | 340
2018-03-18 14:30 | 354 | 342
2018-03-18 15:00 | 358 | 347
2018-03-18 15:30 | 369 | 358
2018-03-18 16:00 | 379 | 365
2018-03-18 16:30 | 397 | 382
2018-03-18 17:00 | 404 | 389
2018-03-18 17:30 | 427 | 413
2018-03-18 18:00 | 451 | 438
2018-03-18 18:30 | 478 | 465
2018-03-18 19:00 | 507 | 486
2018-03-18 19:30 | 527 | 506
2018-03-18 20:00 | 516 | 493
2018-03-18 20:30 | 499 | 470
2018-03-18 21:00 | 485 | 454
2018-03-18 21:30 | 469 | 434
2018-03-18 22:00 | 437 | 407
2018-03-18 22:30 | 409 | 382
2018-03-18 23:00 | 391 | 360
2018-03-18 23:30 | 379 | 345
2018-03-19 | 367 | 330
2018-03-19 00:30 | 361 | 317
2018-03-19 01:00 | 350 | 307
2018-03-19 01:30 | 338 | 298
2018-03-19 02:00 | 336 | 294
2018-03-19 02:30 | 333 | 290
2018-03-19 03:00 | 329 | 285
2018-03-19 03:30 | 327 | 282
2018-03-19 04:00 | 323 | 282
2018-03-19 04:30 | 309 | 285
2018-03-19 05:00 | 313 | 289
2018-03-19 05:30 | 323 | 302
2018-03-19 06:00 | 337 | 318
2018-03-19 06:30 | 360 | 345
2018-03-19 07:00 | 386 | 376
2018-03-19 07:30 | 423 | 394
2018-03-19 08:00 | 417 | 391
2018-03-19 08:30 | 395 | 371
2018-03-19 09:00 | 343 | 319
2018-03-19 09:30 | 335 | 319
2018-03-19 10:00 | 335 | 319
2018-03-19 10:30 | 336 | 320
2018-03-19 11:00 | 328 | 313
2018-03-19 11:30 | 317 | 299
2018-03-19 12:00 | 283 | 265
2018-03-19 12:30 | 234 | 214
2018-03-19 13:00 | 246 | 217
2018-03-19 13:30 | 258 | 228
2018-03-19 14:00 | 257 | 227
2018-03-19 14:30 | 258 | 229
2018-03-19 15:00 | 264 | 234
2018-03-19 15:30 | 266 | 236
2018-03-19 16:00 | 266 | 235
2018-03-19 16:30 | 263 | 231
2018-03-19 17:00 | 274 | 242
2018-03-19 17:30 | 283 | 247
2018-03-19 18:00 | 299 | 261
2018-03-19 18:30 | 323 | 286
2018-03-19 19:00 | 343 | 309
2018-03-19 19:30 | 345 | 312
2018-03-19 20:00 | 331 | 294
2018-03-19 20:30 | 307 | 274
2018-03-19 21:00 | 290 | 253
2018-03-19 21:30 | 270 | 229
2018-03-19 22:00 | 255 | 207
2018-03-19 22:30 | 252 | 199
2018-03-19 23:00 | 293 | 242
2018-03-19 23:30 | 290 | 241
2018-03-20 | 272 | 225
2018-03-20 00:30 | 252 | 214
2018-03-20 01:00 | 244 | 202
2018-03-20 01:30 | 240 | 197
2018-03-20 02:00 | 235 | 190
2018-03-20 02:30 | 232 | 185
2018-03-20 03:00 | 223 | 180
2018-03-20 03:30 | 219 | 176
2018-03-20 04:00 | 217 | 173
2018-03-20 04:30 | 220 | 176
2018-03-20 05:00 | 221 | 177
2018-03-20 05:30 | 231 | 189
2018-03-20 06:00 | 241 | 203
2018-03-20 06:30 | 204 | 171
2018-03-20 07:00 | 213 | 183
2018-03-20 07:30 | 225 | 205
2018-03-20 08:00 | 228 | 214
2018-03-20 08:30 | 220 | 208
2018-03-20 09:00 | 212 | 201
2018-03-20 09:30 | 202 | 193
2018-03-20 10:00 | 204 | 196
2018-03-20 10:30 | 205 | 196
2018-03-20 11:00 | 211 | 194
2018-03-20 11:30 | 215 | 194
2018-03-20 12:00 | 215 | 196
2018-03-20 12:30 | 220 | 201
2018-03-20 13:00 | 221 | 202
2018-03-20 13:30 | 221 | 202
2018-03-20 14:00 | 232 | 214
2018-03-20 14:30 | 241 | 225
2018-03-20 15:00 | 247 | 230
2018-03-20 15:30 | 258 | 242
2018-03-20 16:00 | 273 | 258
2018-03-20 16:30 | 287 | 271
2018-03-20 17:00 | 305 | 290
2018-03-20 17:30 | 309 | 291
2018-03-20 18:00 | 321 | 301
2018-03-20 18:30 | 349 | 329
2018-03-20 19:00 | 376 | 360
2018-03-20 19:30 | 381 | 365
2018-03-20 20:00 | 369 | 353
2018-03-20 20:30 | 348 | 329
2018-03-20 21:00 | 326 | 305
2018-03-20 21:30 | 303 | 282
2018-03-20 22:00 | 290 | 261
2018-03-20 22:30 | 320 | 287
2018-03-20 23:00 | 343 | 316
2018-03-20 23:30 | 395 | 373
2018-03-21 | 380 | 357
2018-03-21 00:30 | 369 | 343
2018-03-21 01:00 | 357 | 332
2018-03-21 01:30 | 347 | 321
2018-03-21 02:00 | 344 | 316
2018-03-21 02:30 | 340 | 311
2018-03-21 03:00 | 338 | 308
2018-03-21 03:30 | 337 | 306
2018-03-21 04:00 | 337 | 306
2018-03-21 04:30 | 336 | 305
2018-03-21 05:00 | 337 | 307
2018-03-21 05:30 | 350 | 322
2018-03-21 06:00 | 362 | 337
2018-03-21 06:30 | 388 | 367
2018-03-21 07:00 | 406 | 390
2018-03-21 07:30 | 421 | 408
2018-03-21 08:00 | 424 | 407
2018-03-21 08:30 | 423 | 408
2018-03-21 09:00 | 422 | 404
2018-03-21 09:30 | 435 | 418
2018-03-21 10:00 | 430 | 414
2018-03-21 10:30 | 425 | 403
2018-03-21 11:00 | 433 | 411
2018-03-21 11:30 | 428 | 406
2018-03-21 12:00 | 427 | 405
2018-03-21 12:30 | 434 | 413
2018-03-21 13:00 | 437 | 415
2018-03-21 13:30 | 427 | 407
2018-03-21 14:00 | 434 | 414
2018-03-21 14:30 | 443 | 423
2018-03-21 15:00 | 460 | 439
2018-03-21 15:30 | 465 | 444
2018-03-21 16:00 | 490 | 469
2018-03-21 16:30 | 475 | 450
2018-03-21 17:00 | 470 | 440
2018-03-21 17:30 | 479 | 449
2018-03-21 18:00 | 490 | 460
2018-03-21 18:30 | 509 | 480
2018-03-21 19:00 | 525 | 500
2018-03-21 19:30 | 517 | 490
2018-03-21 20:00 | 501 | 471
2018-03-21 20:30 | 475 | 444
2018-03-21 21:00 | 458 | 426
2018-03-21 21:30 | 462 | 434
2018-03-21 22:00 | 457 | 427
2018-03-21 22:30 | 431 | 398
2018-03-21 23:00 | 396 | 375
2018-03-21 23:30 | 378 | 355
2018-03-22 | 365 | 341
2018-03-22 00:30 | 355 | 330
2018-03-22 01:00 | 346 | 318
2018-03-22 01:30 | 334 | 305
2018-03-22 02:00 | 328 | 296
2018-03-22 02:30 | 325 | 293
2018-03-22 03:00 | 324 | 291
2018-03-22 03:30 | 309 | 289
2018-03-22 04:00 | 303 | 287
2018-03-22 04:30 | 306 | 290
2018-03-22 05:00 | 312 | 296
2018-03-22 05:30 | 320 | 305
2018-03-22 06:00 | 334 | 321
2018-03-22 06:30 | 373 | 353
2018-03-22 07:00 | 398 | 379
2018-03-22 07:30 | 416 | 402
2018-03-22 08:00 | 437 | 417
2018-03-22 08:30 | 444 | 419
2018-03-22 09:00 | 428 | 404
2018-03-22 09:30 | 410 | 386
2018-03-22 10:00 | 403 | 379
2018-03-22 10:30 | 402 | 379
2018-03-22 11:00 | 402 | 382
2018-03-22 11:30 | 396 | 376
2018-03-22 12:00 | 404 | 385
2018-03-22 12:30 | 405 | 387
2018-03-22 13:00 | 409 | 395
2018-03-22 13:30 | 415 | 399
2018-03-22 14:00 | 413 | 398
2018-03-22 14:30 | 416 | 399
2018-03-22 15:00 | 433 | 415
2018-03-22 15:30 | 429 | 410
2018-03-22 16:00 | 439 | 419
2018-03-22 16:30 | 446 | 425
2018-03-22 17:00 | 436 | 414
2018-03-22 17:30 | 431 | 406
2018-03-22 18:00 | 481 | 456
2018-03-22 18:30 | 505 | 482
2018-03-22 19:00 | 523 | 503
2018-03-22 19:30 | 518 | 498
2018-03-22 20:00 | 501 | 479
2018-03-22 20:30 | 490 | 468
2018-03-22 21:00 | 466 | 443
2018-03-22 21:30 | 451 | 425
2018-03-22 22:00 | 422 | 403
2018-03-22 22:30 | 401 | 380
2018-03-22 23:00 | 377 | 359
2018-03-22 23:30 | 363 | 344
2018-03-23 | 349 | 328
2018-03-23 00:30 | 343 | 316
2018-03-23 01:00 | 337 | 309
2018-03-23 01:30 | 330 | 300
2018-03-23 02:00 | 326 | 294
2018-03-23 02:30 | 322 | 289
2018-03-23 03:00 | 321 | 287
2018-03-23 03:30 | 321 | 287
2018-03-23 04:00 | 318 | 282
2018-03-23 04:30 | 323 | 288
2018-03-23 05:00 | 324 | 291
2018-03-23 05:30 | 334 | 303
2018-03-23 06:00 | 347 | 319
2018-03-23 06:30 | 371 | 348
2018-03-23 07:00 | 394 | 374
2018-03-23 07:30 | 418 | 398
2018-03-23 08:00 | 445 | 423
2018-03-23 08:30 | 459 | 441
2018-03-23 09:00 | 457 | 441
2018-03-23 09:30 | 456 | 440
2018-03-23 10:00 | 446 | 430
2018-03-23 10:30 | 433 | 417
2018-03-23 11:00 | 447 | 431
2018-03-23 11:30 | 449 | 431
2018-03-23 12:00 | 419 | 403
2018-03-23 12:30 | 387 | 370
2018-03-23 13:00 | 390 | 372
2018-03-23 13:30 | 389 | 370
2018-03-23 14:00 | 388 | 370
2018-03-23 14:30 | 381 | 363
2018-03-23 15:00 | 387 | 368
2018-03-23 15:30 | 404 | 381
2018-03-23 16:00 | 416 | 392
2018-03-23 16:30 | 427 | 401
2018-03-23 17:00 | 434 | 407
2018-03-23 17:30 | 435 | 407
2018-03-23 18:00 | 443 | 412
2018-03-23 18:30 | 450 | 420
2018-03-23 19:00 | 460 | 432
2018-03-23 19:30 | 456 | 428
2018-03-23 20:00 | 442 | 412
2018-03-23 20:30 | 428 | 397
2018-03-23 21:00 | 413 | 381
2018-03-23 21:30 | 402 | 370
2018-03-23 22:00 | 390 | 357
2018-03-23 22:30 | 382 | 357
2018-03-23 23:00 | 375 | 347
2018-03-23 23:30 | 362 | 331
2018-03-24 | 349 | 316
2018-03-24 00:30 | 340 | 305
2018-03-24 01:00 | 334 | 297
2018-03-24 01:30 | 329 | 291
2018-03-24 02:00 | 323 | 283
2018-03-24 02:30 | 319 | 279
2018-03-24 03:00 | 317 | 275
2018-03-24 03:30 | 316 | 274
2018-03-24 04:00 | 314 | 271
2018-03-24 04:30 | 317 | 275
2018-03-24 05:00 | 318 | 276
2018-03-24 05:30 | 321 | 279
2018-03-24 06:00 | 325 | 283
2018-03-24 06:30 | 335 | 297
2018-03-24 07:00 | 345 | 309
2018-03-24 07:30 | 360 | 328
2018-03-24 08:00 | 370 | 341
2018-03-24 08:30 | 382 | 355
2018-03-24 09:00 | 385 | 364
2018-03-24 09:30 | 377 | 357
2018-03-24 10:00 | 381 | 361
2018-03-24 10:30 | 386 | 368
2018-03-24 11:00 | 381 | 363
2018-03-24 11:30 | 381 | 363
2018-03-24 12:00 | 395 | 376
2018-03-24 12:30 | 398 | 374
2018-03-24 13:00 | 398 | 374
2018-03-24 13:30 | 400 | 375
2018-03-24 14:00 | 394 | 368
2018-03-24 14:30 | 378 | 351
2018-03-24 15:00 | 383 | 356
2018-03-24 15:30 | 386 | 359
2018-03-24 16:00 | 379 | 352
2018-03-24 16:30 | 388 | 361
2018-03-24 17:00 | 401 | 375
2018-03-24 17:30 | 414 | 388
2018-03-24 18:00 | 425 | 401
2018-03-24 18:30 | 435 | 411
2018-03-24 19:00 | 438 | 415
2018-03-24 19:30 | 429 | 405
2018-03-24 20:00 | 413 | 386
2018-03-24 20:30 | 397 | 368
2018-03-24 21:00 | 386 | 357
2018-03-24 21:30 | 371 | 343
2018-03-24 22:00 | 359 | 329
2018-03-24 22:30 | 344 | 309
2018-03-24 23:00 | 335 | 292
2018-03-24 23:30 | 324 | 279
2018-03-25 | 315 | 267
2018-03-25 00:30 | 307 | 257
2018-03-25 01:00 | 299 | 247
2018-03-25 01:30 | 297 | 242
2018-03-25 02:00 | 291 | 236
2018-03-25 02:30 | 273 | 233
2018-03-25 03:00 | 266 | 235
2018-03-25 03:30 | 265 | 234
2018-03-25 04:00 | 261 | 230
2018-03-25 04:30 | 261 | 230
2018-03-25 05:00 | 260 | 229
2018-03-25 05:30 | 265 | 233
2018-03-25 06:00 | 268 | 236
2018-03-25 06:30 | 273 | 243
2018-03-25 07:00 | 279 | 249
2018-03-25 07:30 | 291 | 265
2018-03-25 08:00 | 305 | 282
2018-03-25 08:30 | 322 | 301
2018-03-25 09:00 | 331 | 311
2018-03-25 09:30 | 335 | 318
2018-03-25 10:00 | 334 | 317
2018-03-25 10:30 | 338 | 323
2018-03-25 11:00 | 342 | 329
2018-03-25 11:30 | 332 | 321
2018-03-25 12:00 | 343 | 327
2018-03-25 12:30 | 356 | 330
2018-03-25 13:00 | 360 | 334
2018-03-25 13:30 | 346 | 319
2018-03-25 14:00 | 355 | 328
2018-03-25 14:30 | 353 | 325
2018-03-25 15:00 | 364 | 336
2018-03-25 15:30 | 362 | 335
2018-03-25 16:00 | 359 | 334
2018-03-25 16:30 | 374 | 348
2018-03-25 17:00 | 387 | 360
2018-03-25 17:30 | 394 | 369
2018-03-25 18:00 | 414 | 391
2018-03-25 18:30 | 429 | 410
2018-03-25 19:00 | 444 | 427
2018-03-25 19:30 | 433 | 414
2018-03-25 20:00 | 418 | 398
2018-03-25 20:30 | 404 | 382
2018-03-25 21:00 | 392 | 367
2018-03-25 21:30 | 398 | 372
2018-03-25 22:00 | 390 | 362
2018-03-25 22:30 | 369 | 338
2018-03-25 23:00 | 350 | 313
2018-03-25 23:30 | 341 | 298
2018-03-26 | 331 | 286
2018-03-26 00:30 | 325 | 281
2018-03-26 01:00 | 321 | 274
2018-03-26 01:30 | 316 | 268
2018-03-26 02:00 | 313 | 264
2018-03-26 02:30 | 313 | 263
2018-03-26 03:00 | 310 | 260
2018-03-26 03:30 | 312 | 262
2018-03-26 04:00 | 312 | 261
2018-03-26 04:30 | 313 | 262
2018-03-26 05:00 | 317 | 267
2018-03-26 05:30 | 326 | 278
2018-03-26 06:00 | 340 | 297
2018-03-26 06:30 | 366 | 330
2018-03-26 07:00 | 390 | 362
2018-03-26 07:30 | 425 | 401
2018-03-26 08:00 | 441 | 416
2018-03-26 08:30 | 439 | 416
2018-03-26 09:00 | 433 | 411
2018-03-26 09:30 | 438 | 417
2018-03-26 10:00 | 439 | 418
2018-03-26 10:30 | 436 | 415
2018-03-26 11:00 | 429 | 408
2018-03-26 11:30 | 427 | 402
2018-03-26 12:00 | 426 | 401
2018-03-26 12:30 | 434 | 409
2018-03-26 13:00 | 438 | 413
2018-03-26 13:30 | 437 | 410
2018-03-26 14:00 | 439 | 412
2018-03-26 14:30 | 446 | 416
2018-03-26 15:00 | 448 | 418
2018-03-26 15:30 | 455 | 425
2018-03-26 16:00 | 465 | 435
2018-03-26 16:30 | 468 | 436
2018-03-26 17:00 | 475 | 442
2018-03-26 17:30 | 474 | 437
2018-03-26 18:00 | 485 | 447
2018-03-26 18:30 | 497 | 462
2018-03-26 19:00 | 507 | 473
2018-03-26 19:30 | 495 | 460
2018-03-26 20:00 | 480 | 441
2018-03-26 20:30 | 465 | 423
2018-03-26 21:00 | 447 | 405
2018-03-26 21:30 | 427 | 383
2018-03-26 22:00 | 411 | 365
2018-03-26 22:30 | 385 | 344
2018-03-26 23:00 | 368 | 322
2018-03-26 23:30 | 358 | 309
2018-03-27 | 352 | 304
2018-03-27 00:30 | 349 | 300
2018-03-27 01:00 | 342 | 292
2018-03-27 01:30 | 338 | 286
2018-03-27 02:00 | 315 | 279
2018-03-27 02:30 | 311 | 277
2018-03-27 03:00 | 310 | 276
2018-03-27 03:30 | 317 | 283
2018-03-27 04:00 | 324 | 291
2018-03-27 04:30 | 324 | 292
2018-03-27 05:00 | 324 | 297
2018-03-27 05:30 | 333 | 309
2018-03-27 06:00 | 345 | 323
2018-03-27 06:30 | 372 | 355
2018-03-27 07:00 | 397 | 384
2018-03-27 07:30 | 437 | 419
2018-03-27 08:00 | 454 | 437
2018-03-27 08:30 | 459 | 444
2018-03-27 09:00 | 464 | 449
2018-03-27 09:30 | 466 | 451
2018-03-27 10:00 | 457 | 439
2018-03-27 10:30 | 443 | 424
2018-03-27 11:00 | 437 | 419
2018-03-27 11:30 | 431 | 412
2018-03-27 12:00 | 402 | 383
2018-03-27 12:30 | 343 | 321
2018-03-27 13:00 | 337 | 313
2018-03-27 13:30 | 335 | 310
2018-03-27 14:00 | 415 | 394
2018-03-27 14:30 | 444 | 423
2018-03-27 15:00 | 441 | 420
2018-03-27 15:30 | 457 | 436
2018-03-27 16:00 | 474 | 453
2018-03-27 16:30 | 479 | 458
2018-03-27 17:00 | 470 | 447
2018-03-27 17:30 | 472 | 448
2018-03-27 18:00 | 484 | 459
2018-03-27 18:30 | 499 | 475
2018-03-27 19:00 | 517 | 495
2018-03-27 19:30 | 511 | 489
2018-03-27 20:00 | 497 | 473
2018-03-27 20:30 | 482 | 456
2018-03-27 21:00 | 468 | 440
2018-03-27 21:30 | 452 | 418
2018-03-27 22:00 | 428 | 393
2018-03-27 22:30 | 403 | 366
2018-03-27 23:00 | 381 | 345
2018-03-27 23:30 | 369 | 331
2018-03-28 | 344 | 321
2018-03-28 00:30 | 322 | 301
2018-03-28 01:00 | 316 | 296
2018-03-28 01:30 | 312 | 290
2018-03-28 02:00 | 308 | 285
2018-03-28 02:30 | 302 | 279
2018-03-28 03:00 | 302 | 278
2018-03-28 03:30 | 301 | 277
2018-03-28 04:00 | 300 | 277
2018-03-28 04:30 | 308 | 284
2018-03-28 05:00 | 316 | 292
2018-03-28 05:30 | 326 | 304
2018-03-28 06:00 | 343 | 321
2018-03-28 06:30 | 374 | 353
2018-03-28 07:00 | 395 | 378
2018-03-28 07:30 | 419 | 406
2018-03-28 08:00 | 424 | 415
2018-03-28 08:30 | 426 | 420
2018-03-28 09:00 | 380 | 374
2018-03-28 09:30 | 312 | 305
2018-03-28 10:00 | 308 | 302
2018-03-28 10:30 | 328 | 319
2018-03-28 11:00 | 303 | 290
2018-03-28 11:30 | 298 | 285
2018-03-28 12:00 | 313 | 302
2018-03-28 12:30 | 326 | 315
2018-03-28 13:00 | 343 | 333
2018-03-28 13:30 | 366 | 352
2018-03-28 14:00 | 346 | 326
2018-03-28 14:30 | 325 | 306
2018-03-28 15:00 | 276 | 256
2018-03-28 15:30 | 284 | 262
2018-03-28 16:00 | 291 | 269
2018-03-28 16:30 | 296 | 274
2018-03-28 17:00 | 301 | 280
2018-03-28 17:30 | 301 | 277
2018-03-28 18:00 | 309 | 283
2018-03-28 18:30 | 325 | 301
2018-03-28 19:00 | 347 | 325
2018-03-28 19:30 | 348 | 323
2018-03-28 20:00 | 333 | 307
2018-03-28 20:30 | 317 | 288
2018-03-28 21:00 | 303 | 271
2018-03-28 21:30 | 287 | 252
2018-03-28 22:00 | 265 | 228
2018-03-28 22:30 | 241 | 197
2018-03-28 23:00 | 271 | 233
2018-03-28 23:30 | 271 | 233
2018-03-29 | 253 | 212
2018-03-29 00:30 | 232 | 198
2018-03-29 01:00 | 222 | 186
2018-03-29 01:30 | 216 | 178
2018-03-29 02:00 | 211 | 172
2018-03-29 02:30 | 209 | 168
2018-03-29 03:00 | 204 | 163
2018-03-29 03:30 | 199 | 161
2018-03-29 04:00 | 199 | 161
2018-03-29 04:30 | 199 | 161
2018-03-29 05:00 | 203 | 166
2018-03-29 05:30 | 213 | 178
2018-03-29 06:00 | 247 | 220
2018-03-29 06:30 | 275 | 249
2018-03-29 07:00 | 291 | 269
2018-03-29 07:30 | 296 | 279
2018-03-29 08:00 | 289 | 276
2018-03-29 08:30 | 289 | 276
2018-03-29 09:00 | 273 | 260
2018-03-29 09:30 | 186 | 173
2018-03-29 10:00 | 173 | 162
2018-03-29 10:30 | 153 | 142
2018-03-29 11:00 | 200 | 189
2018-03-29 11:30 | 221 | 205
2018-03-29 12:00 | 229 | 212
2018-03-29 12:30 | 223 | 204
2018-03-29 13:00 | 182 | 155
2018-03-29 13:30 | 161 | 137
2018-03-29 14:00 | 150 | 132
2018-03-29 14:30 | 106 | 89
2018-03-29 15:00 | 122 | 107
2018-03-29 15:30 | 149 | 136
2018-03-29 16:00 | 172 | 160
2018-03-29 16:30 | 222 | 213
2018-03-29 17:00 | 240 | 226
2018-03-29 17:30 | 259 | 237
2018-03-29 18:00 | 283 | 257
2018-03-29 18:30 | 292 | 265
2018-03-29 19:00 | 309 | 284
2018-03-29 19:30 | 306 | 280
2018-03-29 20:00 | 291 | 264
2018-03-29 20:30 | 330 | 303
2018-03-29 21:00 | 329 | 300
2018-03-29 21:30 | 305 | 276
2018-03-29 22:00 | 286 | 255
2018-03-29 22:30 | 261 | 230
2018-03-29 23:00 | 281 | 252
2018-03-29 23:30 | 339 | 307
2018-03-30 | 329 | 292
2018-03-30 00:30 | 317 | 277
2018-03-30 01:00 | 307 | 263
2018-03-30 01:30 | 299 | 252
2018-03-30 02:00 | 293 | 244
2018-03-30 02:30 | 280 | 236
2018-03-30 03:00 | 265 | 232
2018-03-30 03:30 | 261 | 228
2018-03-30 04:00 | 262 | 228
2018-03-30 04:30 | 260 | 226
2018-03-30 05:00 | 260 | 227
2018-03-30 05:30 | 264 | 231
2018-03-30 06:00 | 266 | 234
2018-03-30 06:30 | 272 | 241
2018-03-30 07:00 | 275 | 245
2018-03-30 07:30 | 266 | 240
2018-03-30 08:00 | 251 | 231
2018-03-30 08:30 | 248 | 230
2018-03-30 09:00 | 274 | 255
2018-03-30 09:30 | 281 | 260
2018-03-30 10:00 | 277 | 257
2018-03-30 10:30 | 269 | 249
2018-03-30 11:00 | 247 | 228
2018-03-30 11:30 | 248 | 229
2018-03-30 12:00 | 257 | 239
2018-03-30 12:30 | 265 | 248
2018-03-30 13:00 | 272 | 256
2018-03-30 13:30 | 278 | 264
2018-03-30 14:00 | 287 | 274
2018-03-30 14:30 | 299 | 286
2018-03-30 15:00 | 314 | 303
2018-03-30 15:30 | 344 | 321
2018-03-30 16:00 | 361 | 339
2018-03-30 16:30 | 381 | 362
2018-03-30 17:00 | 396 | 378
2018-03-30 17:30 | 421 | 403
2018-03-30 18:00 | 446 | 427
2018-03-30 18:30 | 464 | 445
2018-03-30 19:00 | 480 | 464
2018-03-30 19:30 | 481 | 465
2018-03-30 20:00 | 464 | 447
2018-03-30 20:30 | 447 | 427
2018-03-30 21:00 | 432 | 409
2018-03-30 21:30 | 420 | 393
2018-03-30 22:00 | 405 | 375
2018-03-30 22:30 | 387 | 353
2018-03-30 23:00 | 371 | 333
2018-03-30 23:30 | 359 | 318
2018-03-31 | 325 | 301
2018-03-31 00:30 | 307 | 290
2018-03-31 01:00 | 298 | 279
2018-03-31 01:30 | 290 | 270
2018-03-31 02:00 | 285 | 264
2018-03-31 02:30 | 279 | 257
2018-03-31 03:00 | 275 | 252
2018-03-31 03:30 | 272 | 249
2018-03-31 04:00 | 272 | 249
2018-03-31 04:30 | 270 | 247
2018-03-31 05:00 | 272 | 249
2018-03-31 05:30 | 275 | 253
2018-03-31 06:00 | 277 | 254
2018-03-31 06:30 | 283 | 261
2018-03-31 07:00 | 287 | 266
2018-03-31 07:30 | 285 | 267
2018-03-31 08:00 | 276 | 261
2018-03-31 08:30 | 276 | 264
2018-03-31 09:00 | 279 | 268
2018-03-31 09:30 | 278 | 269
2018-03-31 10:00 | 293 | 272
2018-03-31 10:30 | 296 | 273
2018-03-31 11:00 | 294 | 272
2018-03-31 11:30 | 296 | 275
2018-03-31 12:00 | 298 | 278
2018-03-31 12:30 | 303 | 283
2018-03-31 13:00 | 308 | 291
2018-03-31 13:30 | 311 | 293
2018-03-31 14:00 | 331 | 314
2018-03-31 14:30 | 342 | 325
2018-03-31 15:00 | 347 | 331
2018-03-31 15:30 | 338 | 321
2018-03-31 16:00 | 354 | 339
2018-03-31 16:30 | 363 | 348
2018-03-31 17:00 | 380 | 366
2018-03-31 17:30 | 406 | 388
2018-03-31 18:00 | 429 | 409
2018-03-31 18:30 | 442 | 423
2018-03-31 19:00 | 453 | 437
2018-03-31 19:30 | 449 | 432
2018-03-31 20:00 | 435 | 416
2018-03-31 20:30 | 420 | 399
2018-03-31 21:00 | 406 | 387
2018-03-31 21:30 | 393 | 372
2018-03-31 22:00 | 380 | 358
2018-03-31 22:30 | 365 | 336
2018-03-31 23:00 | 353 | 322
2018-03-31 23:30 | 340 | 306
2018-04-01 | 328 | 291
2018-04-01 00:30 | 321 | 282
2018-04-01 01:00 | 314 | 270
2018-04-01 01:30 | 305 | 263
2018-04-01 02:00 | 300 | 257
2018-04-01 02:30 | 295 | 251
2018-04-01 03:00 | 294 | 249
2018-04-01 03:30 | 276 | 246
2018-04-01 04:00 | 270 | 243
2018-04-01 04:30 | 269 | 242
2018-04-01 05:00 | 268 | 241
2018-04-01 05:30 | 272 | 246
2018-04-01 06:00 | 271 | 245
2018-04-01 06:30 | 279 | 253
2018-04-01 07:00 | 281 | 255
2018-04-01 07:30 | 284 | 261
2018-04-01 08:00 | 275 | 257
2018-04-01 08:30 | 299 | 282
2018-04-01 09:00 | 311 | 295
2018-04-01 09:30 | 291 | 276
2018-04-01 10:00 | 303 | 289
2018-04-01 10:30 | 301 | 287
2018-04-01 11:00 | 284 | 271
2018-04-01 11:30 | 276 | 264
2018-04-01 12:00 | 289 | 276
2018-04-01 12:30 | 292 | 279
2018-04-01 13:00 | 302 | 290
2018-04-01 13:30 | 306 | 295
2018-04-01 14:00 | 300 | 283
2018-04-01 14:30 | 297 | 281
2018-04-01 15:00 | 322 | 308
2018-04-01 15:30 | 331 | 317
2018-04-01 16:00 | 335 | 321
2018-04-01 16:30 | 335 | 321
2018-04-01 17:00 | 356 | 342
2018-04-01 17:30 | 360 | 347
2018-04-01 18:00 | 390 | 376
2018-04-01 18:30 | 416 | 404
2018-04-01 19:00 | 430 | 418
2018-04-01 19:30 | 426 | 415
2018-04-01 20:00 | 414 | 401
2018-04-01 20:30 | 400 | 386
2018-04-01 21:00 | 384 | 369
2018-04-01 21:30 | 371 | 357
2018-04-01 22:00 | 357 | 343
2018-04-01 22:30 | 344 | 328
2018-04-01 23:00 | 332 | 316
2018-04-01 23:30 | 313 | 294
2018-04-02 | 299 | 278
2018-04-02 00:30 | 292 | 270
2018-04-02 01:00 | 286 | 261
2018-04-02 01:30 | 283 | 256
2018-04-02 02:00 | 275 | 247
2018-04-02 02:30 | 272 | 243
2018-04-02 03:00 | 269 | 240
2018-04-02 03:30 | 265 | 236
2018-04-02 04:00 | 267 | 237
2018-04-02 04:30 | 265 | 236
2018-04-02 05:00 | 267 | 238
2018-04-02 05:30 | 270 | 241
2018-04-02 06:00 | 273 | 245
2018-04-02 06:30 | 283 | 256
2018-04-02 07:00 | 284 | 258
2018-04-02 07:30 | 289 | 267
2018-04-02 08:00 | 289 | 270
2018-04-02 08:30 | 283 | 264
2018-04-02 09:00 | 298 | 269
2018-04-02 09:30 | 312 | 282
2018-04-02 10:00 | 314 | 288
2018-04-02 10:30 | 303 | 275
2018-04-02 11:00 | 296 | 267
2018-04-02 11:30 | 318 | 294
2018-04-02 12:00 | 328 | 304
2018-04-02 12:30 | 328 | 304
2018-04-02 13:00 | 322 | 298
2018-04-02 13:30 | 317 | 292
2018-04-02 14:00 | 312 | 287
2018-04-02 14:30 | 320 | 296
2018-04-02 15:00 | 329 | 304
2018-04-02 15:30 | 343 | 318
2018-04-02 16:00 | 356 | 333
2018-04-02 16:30 | 378 | 355
2018-04-02 17:00 | 381 | 360
2018-04-02 17:30 | 407 | 384
2018-04-02 18:00 | 436 | 408
2018-04-02 18:30 | 451 | 426
2018-04-02 19:00 | 467 | 445
2018-04-02 19:30 | 454 | 431
2018-04-02 20:00 | 438 | 412
2018-04-02 20:30 | 424 | 395
2018-04-02 21:00 | 412 | 382
2018-04-02 21:30 | 391 | 363
2018-04-02 22:00 | 376 | 345
2018-04-02 22:30 | 358 | 324
2018-04-02 23:00 | 346 | 307
2018-04-02 23:30 | 334 | 291
2018-04-03 | 324 | 278
2018-04-03 00:30 | 314 | 266
2018-04-03 01:00 | 294 | 257
2018-04-03 01:30 | 277 | 249
2018-04-03 02:00 | 277 | 247
2018-04-03 02:30 | 274 | 244
2018-04-03 03:00 | 272 | 241
2018-04-03 03:30 | 271 | 240
2018-04-03 04:00 | 269 | 238
2018-04-03 04:30 | 271 | 239
2018-04-03 05:00 | 273 | 242
2018-04-03 05:30 | 282 | 254
2018-04-03 06:00 | 294 | 267
2018-04-03 06:30 | 315 | 296
2018-04-03 07:00 | 338 | 314
2018-04-03 07:30 | 357 | 331
2018-04-03 08:00 | 355 | 334
2018-04-03 08:30 | 354 | 330
2018-04-03 09:00 | 349 | 323
2018-04-03 09:30 | 346 | 318
2018-04-03 10:00 | 341 | 314
2018-04-03 10:30 | 341 | 315
2018-04-03 11:00 | 348 | 323
2018-04-03 11:30 | 343 | 318
2018-04-03 12:00 | 347 | 322
2018-04-03 12:30 | 347 | 322
2018-04-03 13:00 | 349 | 324
2018-04-03 13:30 | 366 | 343
2018-04-03 14:00 | 371 | 350
2018-04-03 14:30 | 377 | 355
2018-04-03 15:00 | 384 | 362
2018-04-03 15:30 | 382 | 360
2018-04-03 16:00 | 391 | 369
2018-04-03 16:30 | 398 | 375
2018-04-03 17:00 | 418 | 392
2018-04-03 17:30 | 436 | 408
2018-04-03 18:00 | 454 | 426
2018-04-03 18:30 | 473 | 447
2018-04-03 19:00 | 490 | 467
2018-04-03 19:30 | 482 | 458
2018-04-03 20:00 | 462 | 435
2018-04-03 20:30 | 446 | 416
2018-04-03 21:00 | 432 | 398
2018-04-03 21:30 | 419 | 381
2018-04-03 22:00 | 403 | 359
2018-04-03 22:30 | 366 | 337
2018-04-03 23:00 | 340 | 317
2018-04-03 23:30 | 324 | 298
2018-04-04 | 311 | 282
2018-04-04 00:30 | 301 | 271
2018-04-04 01:00 | 293 | 261
2018-04-04 01:30 | 286 | 252
2018-04-04 02:00 | 280 | 245
2018-04-04 02:30 | 276 | 239
2018-04-04 03:00 | 273 | 236
2018-04-04 03:30 | 271 | 234
2018-04-04 04:00 | 268 | 229
2018-04-04 04:30 | 269 | 230
2018-04-04 05:00 | 270 | 232
2018-04-04 05:30 | 278 | 243
2018-04-04 06:00 | 290 | 257
2018-04-04 06:30 | 307 | 280
2018-04-04 07:00 | 323 | 299
2018-04-04 07:30 | 345 | 323
2018-04-04 08:00 | 341 | 322
2018-04-04 08:30 | 331 | 315
2018-04-04 09:00 | 331 | 316
2018-04-04 09:30 | 323 | 311
2018-04-04 10:00 | 312 | 299
2018-04-04 10:30 | 281 | 270
2018-04-04 11:00 | 236 | 223
2018-04-04 11:30 | 228 | 215
2018-04-04 12:00 | 228 | 213
2018-04-04 12:30 | 231 | 216
2018-04-04 13:00 | 236 | 222
2018-04-04 13:30 | 236 | 222
2018-04-04 14:00 | 219 | 204
2018-04-04 14:30 | 231 | 215
2018-04-04 15:00 | 250 | 234
2018-04-04 15:30 | 253 | 237
2018-04-04 16:00 | 263 | 248
2018-04-04 16:30 | 282 | 266
2018-04-04 17:00 | 213 | 195
2018-04-04 17:30 | 215 | 194
2018-04-04 18:00 | 237 | 215
2018-04-04 18:30 | 256 | 237
2018-04-04 19:00 | 274 | 257
2018-04-04 19:30 | 266 | 247
2018-04-04 20:00 | 253 | 232
2018-04-04 20:30 | 236 | 212
2018-04-04 21:00 | 221 | 194
2018-04-04 21:30 | 207 | 178
2018-04-04 22:00 | 183 | 160
2018-04-04 22:30 | 163 | 137
2018-04-04 23:00 | 199 | 173
2018-04-04 23:30 | 203 | 175
2018-04-05 | 191 | 162
2018-04-05 00:30 | 181 | 149
2018-04-05 01:00 | 172 | 137
2018-04-05 01:30 | 167 | 131
2018-04-05 02:00 | 167 | 120
2018-04-05 02:30 | 162 | 116
2018-04-05 03:00 | 160 | 113
2018-04-05 03:30 | 159 | 112
2018-04-05 04:00 | 160 | 113
2018-04-05 04:30 | 161 | 114
2018-04-05 05:00 | 163 | 118
2018-04-05 05:30 | 170 | 128
2018-04-05 06:00 | 175 | 135
2018-04-05 06:30 | 198 | 166
2018-04-05 07:00 | 212 | 183
2018-04-05 07:30 | 218 | 196
2018-04-05 08:00 | 214 | 201
2018-04-05 08:30 | 235 | 221
2018-04-05 09:00 | 231 | 217
2018-04-05 09:30 | 219 | 205
2018-04-05 10:00 | 206 | 193
2018-04-05 10:30 | 202 | 189
2018-04-05 11:00 | 201 | 189
2018-04-05 11:30 | 196 | 184
2018-04-05 12:00 | 205 | 191
2018-04-05 12:30 | 209 | 196
2018-04-05 13:00 | 217 | 204
2018-04-05 13:30 | 223 | 210
2018-04-05 14:00 | 229 | 217
2018-04-05 14:30 | 235 | 223
2018-04-05 15:00 | 241 | 229
2018-04-05 15:30 | 253 | 241
2018-04-05 16:00 | 259 | 248
2018-04-05 16:30 | 272 | 261
2018-04-05 17:00 | 220 | 208
2018-04-05 17:30 | 226 | 211
2018-04-05 18:00 | 253 | 237
2018-04-05 18:30 | 278 | 263
2018-04-05 19:00 | 295 | 282
2018-04-05 19:30 | 288 | 275
2018-04-05 20:00 | 274 | 259
2018-04-05 20:30 | 257 | 240
2018-04-05 21:00 | 242 | 224
2018-04-05 21:30 | 222 | 200
2018-04-05 22:00 | 204 | 180
2018-04-05 22:30 | 185 | 156
2018-04-05 23:00 | 169 | 135
2018-04-05 23:30 | 207 | 171
2018-04-06 | 213 | 175
2018-04-06 00:30 | 237 | 206
2018-04-06 01:00 | 294 | 271
2018-04-06 01:30 | 291 | 266
2018-04-06 02:00 | 283 | 257
2018-04-06 02:30 | 280 | 253
2018-04-06 03:00 | 279 | 253
2018-04-06 03:30 | 280 | 255
2018-04-06 04:00 | 278 | 252
2018-04-06 04:30 | 279 | 252
2018-04-06 05:00 | 282 | 256
2018-04-06 05:30 | 290 | 267
2018-04-06 06:00 | 303 | 282
2018-04-06 06:30 | 321 | 303
2018-04-06 07:00 | 335 | 320
2018-04-06 07:30 | 349 | 336
2018-04-06 08:00 | 352 | 340
2018-04-06 08:30 | 335 | 325
2018-04-06 09:00 | 352 | 329
2018-04-06 09:30 | 359 | 331
2018-04-06 10:00 | 343 | 315
2018-04-06 10:30 | 343 | 314
2018-04-06 11:00 | 340 | 313
2018-04-06 11:30 | 354 | 329
2018-04-06 12:00 | 361 | 336
2018-04-06 12:30 | 362 | 337
2018-04-06 13:00 | 371 | 349
2018-04-06 13:30 | 381 | 359
2018-04-06 14:00 | 374 | 351
2018-04-06 14:30 | 362 | 338
2018-04-06 15:00 | 377 | 356
2018-04-06 15:30 | 394 | 373
2018-04-06 16:00 | 391 | 357
2018-04-06 16:30 | 426 | 401
2018-04-06 17:00 | 440 | 416
2018-04-06 17:30 | 447 | 421
2018-04-06 18:00 | 450 | 424
2018-04-06 18:30 | 464 | 439
2018-04-06 19:00 | 476 | 453
2018-04-06 19:30 | 469 | 446
2018-04-06 20:00 | 454 | 428
2018-04-06 20:30 | 436 | 412
2018-04-06 21:00 | 419 | 396
2018-04-06 21:30 | 407 | 382
2018-04-06 22:00 | 395 | 369
2018-04-06 22:30 | 377 | 348
2018-04-06 23:00 | 364 | 331
2018-04-06 23:30 | 351 | 313
2018-04-07 | 335 | 296
2018-04-07 00:30 | 328 | 287
2018-04-07 01:00 | 319 | 275
2018-04-07 01:30 | 312 | 266
2018-04-07 02:00 | 306 | 259
2018-04-07 02:30 | 302 | 253
2018-04-07 03:00 | 299 | 249
2018-04-07 03:30 | 298 | 248
2018-04-07 04:00 | 299 | 247
2018-04-07 04:30 | 314 | 265
2018-04-07 05:00 | 320 | 272
2018-04-07 05:30 | 323 | 275
2018-04-07 06:00 | 328 | 281
2018-04-07 06:30 | 336 | 291
2018-04-07 07:00 | 344 | 300
2018-04-07 07:30 | 353 | 313
2018-04-07 08:00 | 347 | 313
2018-04-07 08:30 | 351 | 320
2018-04-07 09:00 | 347 | 322
2018-04-07 09:30 | 330 | 306
2018-04-07 10:00 | 328 | 304
2018-04-07 10:30 | 302 | 277
2018-04-07 11:00 | 308 | 282
2018-04-07 11:30 | 300 | 275
2018-04-07 12:00 | 303 | 278
2018-04-07 12:30 | 305 | 281
2018-04-07 13:00 | 311 | 287
2018-04-07 13:30 | 321 | 298
2018-04-07 14:00 | 318 | 295
2018-04-07 14:30 | 324 | 300
2018-04-07 15:00 | 334 | 311
2018-04-07 15:30 | 348 | 326
2018-04-07 16:00 | 354 | 333
2018-04-07 16:30 | 362 | 342
2018-04-07 17:00 | 379 | 359
2018-04-07 17:30 | 401 | 380
2018-04-07 18:00 | 427 | 405
2018-04-07 18:30 | 455 | 433
2018-04-07 19:00 | 464 | 444
2018-04-07 19:30 | 454 | 433
2018-04-07 20:00 | 441 | 418
2018-04-07 20:30 | 425 | 400
2018-04-07 21:00 | 411 | 386
2018-04-07 21:30 | 399 | 372
2018-04-07 22:00 | 388 | 359
2018-04-07 22:30 | 370 | 339
2018-04-07 23:00 | 356 | 324
2018-04-07 23:30 | 344 | 308
2018-04-08 | 334 | 296
2018-04-08 00:30 | 325 | 285
2018-04-08 01:00 | 315 | 272
2018-04-08 01:30 | 298 | 262
2018-04-08 02:00 | 284 | 255
2018-04-08 02:30 | 281 | 251
2018-04-08 03:00 | 277 | 246
2018-04-08 03:30 | 276 | 245
2018-04-08 04:00 | 277 | 246
2018-04-08 04:30 | 275 | 244
2018-04-08 05:00 | 275 | 243
2018-04-08 05:30 | 277 | 245
2018-04-08 06:00 | 279 | 248
2018-04-08 06:30 | 287 | 256
2018-04-08 07:00 | 292 | 261
2018-04-08 07:30 | 288 | 259
2018-04-08 08:00 | 280 | 258
2018-04-08 08:30 | 296 | 275
2018-04-08 09:00 | 290 | 271
2018-04-08 09:30 | 299 | 282
2018-04-08 10:00 | 293 | 277
2018-04-08 10:30 | 292 | 277
2018-04-08 11:00 | 289 | 274
2018-04-08 11:30 | 288 | 273
2018-04-08 12:00 | 294 | 281
2018-04-08 12:30 | 284 | 272
2018-04-08 13:00 | 292 | 281
2018-04-08 13:30 | 304 | 287
2018-04-08 14:00 | 321 | 298
2018-04-08 14:30 | 338 | 316
2018-04-08 15:00 | 343 | 323
2018-04-08 15:30 | 360 | 341
2018-04-08 16:00 | 367 | 349
2018-04-08 16:30 | 374 | 357
2018-04-08 17:00 | 405 | 388
2018-04-08 17:30 | 419 | 405
2018-04-08 18:00 | 449 | 435
2018-04-08 18:30 | 474 | 458
2018-04-08 19:00 | 493 | 479
2018-04-08 19:30 | 485 | 470
2018-04-08 20:00 | 464 | 446
2018-04-08 20:30 | 449 | 430
2018-04-08 21:00 | 435 | 414
2018-04-08 21:30 | 422 | 398
2018-04-08 22:00 | 404 | 376
2018-04-08 22:30 | 398 | 372
2018-04-08 23:00 | 387 | 358
2018-04-08 23:30 | 373 | 342
2018-04-09 | 362 | 328
2018-04-09 00:30 | 352 | 316
2018-04-09 01:00 | 342 | 304
2018-04-09 01:30 | 337 | 297
2018-04-09 02:00 | 334 | 292
2018-04-09 02:30 | 330 | 288
2018-04-09 03:00 | 329 | 284
2018-04-09 03:30 | 327 | 281
2018-04-09 04:00 | 324 | 280
2018-04-09 04:30 | 323 | 281
2018-04-09 05:00 | 325 | 285
2018-04-09 05:30 | 332 | 294
2018-04-09 06:00 | 341 | 310
2018-04-09 06:30 | 360 | 337
2018-04-09 07:00 | 379 | 362
2018-04-09 07:30 | 402 | 387
2018-04-09 08:00 | 415 | 400
2018-04-09 08:30 | 417 | 401
2018-04-09 09:00 | 406 | 393
2018-04-09 09:30 | 383 | 373
2018-04-09 10:00 | 359 | 348
2018-04-09 10:30 | 354 | 344
2018-04-09 11:00 | 354 | 344
2018-04-09 11:30 | 352 | 343
2018-04-09 12:00 | 352 | 344
2018-04-09 12:30 | 356 | 347
2018-04-09 13:00 | 363 | 355
2018-04-09 13:30 | 364 | 356
2018-04-09 14:00 | 377 | 370
2018-04-09 14:30 | 389 | 381
2018-04-09 15:00 | 392 | 386
2018-04-09 15:30 | 401 | 394
2018-04-09 16:00 | 406 | 399
2018-04-09 16:30 | 418 | 411
2018-04-09 17:00 | 426 | 419
2018-04-09 17:30 | 432 | 423
2018-04-09 18:00 | 458 | 447
2018-04-09 18:30 | 476 | 466
2018-04-09 19:00 | 493 | 485
2018-04-09 19:30 | 480 | 472
2018-04-09 20:00 | 463 | 453
2018-04-09 20:30 | 449 | 437
2018-04-09 21:00 | 437 | 420
2018-04-09 21:30 | 419 | 399
2018-04-09 22:00 | 402 | 383
2018-04-09 22:30 | 397 | 376
2018-04-09 23:00 | 386 | 362
2018-04-09 23:30 | 371 | 344
2018-04-10 | 351 | 326
2018-04-10 00:30 | 339 | 312
2018-04-10 01:00 | 321 | 301
2018-04-10 01:30 | 307 | 295
2018-04-10 02:00 | 300 | 287
2018-04-10 02:30 | 294 | 282
2018-04-10 03:00 | 292 | 279
2018-04-10 03:30 | 287 | 273
2018-04-10 04:00 | 286 | 273
2018-04-10 04:30 | 287 | 273
2018-04-10 05:00 | 290 | 277
2018-04-10 05:30 | 299 | 286
2018-04-10 06:00 | 311 | 300
2018-04-10 06:30 | 334 | 326
2018-04-10 07:00 | 354 | 349
2018-04-10 07:30 | 373 | 358
2018-04-10 08:00 | 365 | 353
2018-04-10 08:30 | 360 | 351
2018-04-10 09:00 | 358 | 350
2018-04-10 09:30 | 366 | 358
2018-04-10 10:00 | 373 | 365
2018-04-10 10:30 | 373 | 361
2018-04-10 11:00 | 375 | 361
2018-04-10 11:30 | 374 | 360
2018-04-10 12:00 | 382 | 360
2018-04-10 12:30 | 381 | 359
2018-04-10 13:00 | 382 | 360
2018-04-10 13:30 | 391 | 371
2018-04-10 14:00 | 401 | 383
2018-04-10 14:30 | 400 | 382
2018-04-10 15:00 | 393 | 375
2018-04-10 15:30 | 402 | 383
2018-04-10 16:00 | 413 | 395
2018-04-10 16:30 | 428 | 410
2018-04-10 17:00 | 443 | 426
2018-04-10 17:30 | 449 | 431
2018-04-10 18:00 | 457 | 437
2018-04-10 18:30 | 471 | 452
2018-04-10 19:00 | 488 | 472
2018-04-10 19:30 | 477 | 461
2018-04-10 20:00 | 459 | 438
2018-04-10 20:30 | 446 | 422
2018-04-10 21:00 | 430 | 404
2018-04-10 21:30 | 410 | 386
2018-04-10 22:00 | 392 | 364
2018-04-10 22:30 | 391 | 359
2018-04-10 23:00 | 382 | 347
2018-04-10 23:30 | 367 | 326
2018-04-11 | 354 | 308
2018-04-11 00:30 | 345 | 295
2018-04-11 01:00 | 336 | 281
2018-04-11 01:30 | 315 | 277
2018-04-11 02:00 | 300 | 270
2018-04-11 02:30 | 298 | 267
2018-04-11 03:00 | 293 | 262
2018-04-11 03:30 | 291 | 259
2018-04-11 04:00 | 291 | 259
2018-04-11 04:30 | 292 | 260
2018-04-11 05:00 | 294 | 264
2018-04-11 05:30 | 303 | 274
2018-04-11 06:00 | 313 | 287
2018-04-11 06:30 | 333 | 311
2018-04-11 07:00 | 349 | 331
2018-04-11 07:30 | 373 | 354
2018-04-11 08:00 | 365 | 340
2018-04-11 08:30 | 331 | 306
2018-04-11 09:00 | 325 | 301
2018-04-11 09:30 | 319 | 295
2018-04-11 10:00 | 319 | 296
2018-04-11 10:30 | 302 | 276
2018-04-11 11:00 | 289 | 262
2018-04-11 11:30 | 255 | 225
2018-04-11 12:00 | 230 | 200
2018-04-11 12:30 | 238 | 210
2018-04-11 13:00 | 238 | 212
2018-04-11 13:30 | 237 | 210
2018-04-11 14:00 | 239 | 213
2018-04-11 14:30 | 240 | 219
2018-04-11 15:00 | 228 | 212
2018-04-11 15:30 | 245 | 231
2018-04-11 16:00 | 246 | 233
2018-04-11 16:30 | 201 | 186
2018-04-11 17:00 | 190 | 172
2018-04-11 17:30 | 202 | 184
2018-04-11 18:00 | 221 | 202
2018-04-11 18:30 | 241 | 220
2018-04-11 19:00 | 259 | 239
2018-04-11 19:30 | 252 | 232
2018-04-11 20:00 | 237 | 214
2018-04-11 20:30 | 225 | 199
2018-04-11 21:00 | 214 | 185
2018-04-11 21:30 | 201 | 170
2018-04-11 22:00 | 243 | 212
2018-04-11 22:30 | 260 | 227
2018-04-11 23:00 | 250 | 211
2018-04-11 23:30 | 238 | 194
2018-04-12 | 225 | 179
2018-04-12 00:30 | 219 | 167
2018-04-12 01:00 | 210 | 156
2018-04-12 01:30 | 205 | 151
2018-04-12 02:00 | 200 | 144
2018-04-12 02:30 | 198 | 141
2018-04-12 03:00 | 196 | 137
2018-04-12 03:30 | 196 | 138
2018-04-12 04:00 | 196 | 138
2018-04-12 04:30 | 200 | 142
2018-04-12 05:00 | 202 | 145
2018-04-12 05:30 | 211 | 158
2018-04-12 06:00 | 220 | 171
2018-04-12 06:30 | 234 | 192
2018-04-12 07:00 | 247 | 218
2018-04-12 07:30 | 250 | 228
2018-04-12 08:00 | 237 | 222
2018-04-12 08:30 | 261 | 242
2018-04-12 09:00 | 266 | 251
2018-04-12 09:30 | 252 | 239
2018-04-12 10:00 | 242 | 227
2018-04-12 10:30 | 249 | 234
2018-04-12 11:00 | 251 | 237
2018-04-12 11:30 | 242 | 225
2018-04-12 12:00 | 240 | 216
2018-04-12 12:30 | 248 | 227
2018-04-12 13:00 | 241 | 222
2018-04-12 13:30 | 234 | 215
2018-04-12 14:00 | 244 | 226
2018-04-12 14:30 | 238 | 221
2018-04-12 15:00 | 237 | 217
2018-04-12 15:30 | 212 | 192
2018-04-12 16:00 | 253 | 234
2018-04-12 16:30 | 201 | 180
2018-04-12 17:00 | 215 | 191
2018-04-12 17:30 | 239 | 213
2018-04-12 18:00 | 256 | 232
2018-04-12 18:30 | 274 | 254
2018-04-12 19:00 | 291 | 273
2018-04-12 19:30 | 281 | 262
2018-04-12 20:00 | 283 | 263
2018-04-12 20:30 | 276 | 254
2018-04-12 21:00 | 261 | 238
2018-04-12 21:30 | 244 | 220
2018-04-12 22:00 | 281 | 257
2018-04-12 22:30 | 277 | 248
2018-04-12 23:00 | 263 | 231
2018-04-12 23:30 | 278 | 246
2018-04-13 | 344 | 317
2018-04-13 00:30 | 335 | 306
2018-04-13 01:00 | 319 | 285
2018-04-13 01:30 | 302 | 255
2018-04-13 02:00 | 297 | 248
2018-04-13 02:30 | 292 | 242
2018-04-13 03:00 | 288 | 240
2018-04-13 03:30 | 281 | 238
2018-04-13 04:00 | 276 | 230
2018-04-13 04:30 | 269 | 217
2018-04-13 05:00 | 269 | 215
2018-04-13 05:30 | 275 | 224
2018-04-13 06:00 | 285 | 237
2018-04-13 06:30 | 303 | 262
2018-04-13 07:00 | 317 | 282
2018-04-13 07:30 | 331 | 306
2018-04-13 08:00 | 344 | 331
2018-04-13 08:30 | 372 | 356
2018-04-13 09:00 | 368 | 352
2018-04-13 09:30 | 370 | 355
2018-04-13 10:00 | 369 | 356
2018-04-13 10:30 | 356 | 344
2018-04-13 11:00 | 350 | 338
2018-04-13 11:30 | 342 | 330
2018-04-13 12:00 | 347 | 335
2018-04-13 12:30 | 344 | 331
2018-04-13 13:00 | 351 | 339
2018-04-13 13:30 | 348 | 336
2018-04-13 14:00 | 362 | 351
2018-04-13 14:30 | 375 | 364
2018-04-13 15:00 | 383 | 373
2018-04-13 15:30 | 336 | 325
2018-04-13 16:00 | 272 | 259
2018-04-13 16:30 | 271 | 256
2018-04-13 17:00 | 285 | 270
2018-04-13 17:30 | 304 | 287
2018-04-13 18:00 | 322 | 303
2018-04-13 18:30 | 339 | 321
2018-04-13 19:00 | 351 | 334
2018-04-13 19:30 | 344 | 326
2018-04-13 20:00 | 328 | 308
2018-04-13 20:30 | 312 | 290
2018-04-13 21:00 | 302 | 277
2018-04-13 21:30 | 291 | 261
2018-04-13 22:00 | 282 | 242
2018-04-13 22:30 | 268 | 225
2018-04-13 23:00 | 302 | 261
2018-04-13 23:30 | 353 | 314
2018-04-14 | 349 | 308
2018-04-14 00:30 | 323 | 297
2018-04-14 01:00 | 316 | 288
2018-04-14 01:30 | 308 | 280
2018-04-14 02:00 | 304 | 274
2018-04-14 02:30 | 300 | 269
2018-04-14 03:00 | 297 | 265
2018-04-14 03:30 | 295 | 263
2018-04-14 04:00 | 293 | 260
2018-04-14 04:30 | 292 | 259
2018-04-14 05:00 | 294 | 261
2018-04-14 05:30 | 297 | 265
2018-04-14 06:00 | 300 | 270
2018-04-14 06:30 | 312 | 283
2018-04-14 07:00 | 320 | 292
2018-04-14 07:30 | 330 | 305
2018-04-14 08:00 | 332 | 309
2018-04-14 08:30 | 342 | 321
2018-04-14 09:00 | 345 | 325
2018-04-14 09:30 | 342 | 322
2018-04-14 10:00 | 333 | 313
2018-04-14 10:30 | 338 | 322
2018-04-14 11:00 | 337 | 322
2018-04-14 11:30 | 341 | 320
2018-04-14 12:00 | 336 | 314
2018-04-14 12:30 | 342 | 322
2018-04-14 13:00 | 335 | 315
2018-04-14 13:30 | 331 | 311
2018-04-14 14:00 | 335 | 317
2018-04-14 14:30 | 323 | 306
2018-04-14 15:00 | 310 | 291
2018-04-14 15:30 | 317 | 299
2018-04-14 16:00 | 329 | 313
2018-04-14 16:30 | 341 | 325
2018-04-14 17:00 | 354 | 339
2018-04-14 17:30 | 383 | 367
2018-04-14 18:00 | 408 | 392
2018-04-14 18:30 | 425 | 411
2018-04-14 19:00 | 435 | 423
2018-04-14 19:30 | 431 | 406
2018-04-14 20:00 | 417 | 388
2018-04-14 20:30 | 406 | 373
2018-04-14 21:00 | 397 | 362
2018-04-14 21:30 | 385 | 346
2018-04-14 22:00 | 372 | 330
2018-04-14 22:30 | 341 | 314
2018-04-14 23:00 | 329 | 302
2018-04-14 23:30 | 318 | 288
2018-04-15 | 326 | 295
2018-04-15 00:30 | 334 | 306
2018-04-15 01:00 | 334 | 305
2018-04-15 01:30 | 330 | 299
2018-04-15 02:00 | 326 | 293
2018-04-15 02:30 | 324 | 291
2018-04-15 03:00 | 320 | 288
2018-04-15 03:30 | 316 | 282
2018-04-15 04:00 | 315 | 280
2018-04-15 04:30 | 316 | 281
2018-04-15 05:00 | 315 | 281
2018-04-15 05:30 | 317 | 283
2018-04-15 06:00 | 319 | 285
2018-04-15 06:30 | 326 | 293
2018-04-15 07:00 | 327 | 294
2018-04-15 07:30 | 315 | 283
2018-04-15 08:00 | 295 | 263
2018-04-15 08:30 | 285 | 258
2018-04-15 09:00 | 279 | 257
2018-04-15 09:30 | 280 | 259
2018-04-15 10:00 | 278 | 258
2018-04-15 10:30 | 279 | 260
2018-04-15 11:00 | 283 | 266
2018-04-15 11:30 | 281 | 264
2018-04-15 12:00 | 288 | 271
2018-04-15 12:30 | 290 | 274
2018-04-15 13:00 | 297 | 284
2018-04-15 13:30 | 302 | 287
2018-04-15 14:00 | 306 | 291
2018-04-15 14:30 | 318 | 303
2018-04-15 15:00 | 324 | 311
2018-04-15 15:30 | 340 | 327
2018-04-15 16:00 | 351 | 339
2018-04-15 16:30 | 364 | 353
2018-04-15 17:00 | 384 | 373
2018-04-15 17:30 | 414 | 404
2018-04-15 18:00 | 445 | 435
2018-04-15 18:30 | 475 | 463
2018-04-15 19:00 | 499 | 481
2018-04-15 19:30 | 490 | 471
2018-04-15 20:00 | 472 | 451
2018-04-15 20:30 | 453 | 428
2018-04-15 21:00 | 441 | 414
2018-04-15 21:30 | 426 | 396
2018-04-15 22:00 | 408 | 377
2018-04-15 22:30 | 374 | 355
2018-04-15 23:00 | 359 | 337
2018-04-15 23:30 | 346 | 321
2018-04-16 | 334 | 308
2018-04-16 00:30 | 324 | 296
2018-04-16 01:00 | 318 | 288
2018-04-16 01:30 | 307 | 278
2018-04-16 02:00 | 302 | 273
2018-04-16 02:30 | 300 | 271
2018-04-16 03:00 | 296 | 264
2018-04-16 03:30 | 298 | 268
2018-04-16 04:00 | 296 | 266
2018-04-16 04:30 | 275 | 243
2018-04-16 05:00 | 242 | 205
2018-04-16 05:30 | 246 | 211
2018-04-16 06:00 | 259 | 229
2018-04-16 06:30 | 276 | 258
2018-04-16 07:00 | 299 | 286
2018-04-16 07:30 | 304 | 290
2018-04-16 08:00 | 272 | 248
2018-04-16 08:30 | 278 | 259
2018-04-16 09:00 | 295 | 277
2018-04-16 09:30 | 284 | 265
2018-04-16 10:00 | 274 | 254
2018-04-16 10:30 | 222 | 198
2018-04-16 11:00 | 202 | 179
2018-04-16 11:30 | 209 | 185
2018-04-16 12:00 | 202 | 178
2018-04-16 12:30 | 204 | 175
2018-04-16 13:00 | 199 | 170
2018-04-16 13:30 | 200 | 172
2018-04-16 14:00 | 205 | 178
2018-04-16 14:30 | 209 | 180
2018-04-16 15:00 | 223 | 197
2018-04-16 15:30 | 238 | 214
2018-04-16 16:00 | 251 | 225
2018-04-16 16:30 | 276 | 249
2018-04-16 17:00 | 275 | 247
2018-04-16 17:30 | 288 | 259
2018-04-16 18:00 | 308 | 280
2018-04-16 18:30 | 327 | 300
2018-04-16 19:00 | 336 | 312
2018-04-16 19:30 | 323 | 297
2018-04-16 20:00 | 306 | 277
2018-04-16 20:30 | 292 | 259
2018-04-16 21:00 | 266 | 237
2018-04-16 21:30 | 301 | 275
2018-04-16 22:00 | 301 | 273
2018-04-16 22:30 | 281 | 249
2018-04-16 23:00 | 262 | 225
2018-04-16 23:30 | 246 | 206
2018-04-17 | 273 | 235
2018-04-17 00:30 | 329 | 300
2018-04-17 01:00 | 323 | 293
2018-04-17 01:30 | 327 | 288
2018-04-17 02:00 | 317 | 282
2018-04-17 02:30 | 306 | 281
2018-04-17 03:00 | 302 | 274
2018-04-17 03:30 | 300 | 272
2018-04-17 04:00 | 300 | 272
2018-04-17 04:30 | 303 | 275
2018-04-17 05:00 | 305 | 277
2018-04-17 05:30 | 314 | 289
2018-04-17 06:00 | 327 | 304
2018-04-17 06:30 | 352 | 334
2018-04-17 07:00 | 379 | 365
2018-04-17 07:30 | 405 | 386
2018-04-17 08:00 | 414 | 393
2018-04-17 08:30 | 401 | 384
2018-04-17 09:00 | 392 | 376
2018-04-17 09:30 | 391 | 374
2018-04-17 10:00 | 392 | 374
2018-04-17 10:30 | 380 | 363
2018-04-17 11:00 | 378 | 362
2018-04-17 11:30 | 373 | 357
2018-04-17 12:00 | 378 | 362
2018-04-17 12:30 | 380 | 365
2018-04-17 13:00 | 376 | 361
2018-04-17 13:30 | 375 | 359
2018-04-17 14:00 | 298 | 280
2018-04-17 14:30 | 261 | 241
2018-04-17 15:00 | 277 | 259
2018-04-17 15:30 | 285 | 265
2018-04-17 16:00 | 297 | 279
2018-04-17 16:30 | 326 | 307
2018-04-17 17:00 | 330 | 312
2018-04-17 17:30 | 349 | 328
2018-04-17 18:00 | 370 | 349
2018-04-17 18:30 | 394 | 374
2018-04-17 19:00 | 413 | 395
2018-04-17 19:30 | 401 | 382
2018-04-17 20:00 | 384 | 363
2018-04-17 20:30 | 363 | 338
2018-04-17 21:00 | 338 | 314
2018-04-17 21:30 | 318 | 296
2018-04-17 22:00 | 301 | 276
2018-04-17 22:30 | 272 | 248
2018-04-17 23:00 | 292 | 275
2018-04-17 23:30 | 344 | 328
2018-04-18 | 337 | 321
2018-04-18 00:30 | 324 | 307
2018-04-18 01:00 | 318 | 299
2018-04-18 01:30 | 311 | 291
2018-04-18 02:00 | 306 | 285
2018-04-18 02:30 | 300 | 279
2018-04-18 03:00 | 297 | 275
2018-04-18 03:30 | 297 | 274
2018-04-18 04:00 | 295 | 273
2018-04-18 04:30 | 296 | 274
2018-04-18 05:00 | 300 | 279
2018-04-18 05:30 | 308 | 288
2018-04-18 06:00 | 320 | 302
2018-04-18 06:30 | 345 | 330
2018-04-18 07:00 | 370 | 359
2018-04-18 07:30 | 396 | 390
2018-04-18 08:00 | 403 | 398
2018-04-18 08:30 | 398 | 392
2018-04-18 09:00 | 383 | 378
2018-04-18 09:30 | 370 | 365
2018-04-18 10:00 | 364 | 360
2018-04-18 10:30 | 359 | 355
2018-04-18 11:00 | 347 | 343
2018-04-18 11:30 | 344 | 341
2018-04-18 12:00 | 341 | 338
2018-04-18 12:30 | 344 | 341
2018-04-18 13:00 | 355 | 351
2018-04-18 13:30 | 362 | 353
2018-04-18 14:00 | 357 | 349
2018-04-18 14:30 | 366 | 357
2018-04-18 15:00 | 374 | 365
2018-04-18 15:30 | 387 | 377
2018-04-18 16:00 | 406 | 394
2018-04-18 16:30 | 348 | 334
2018-04-18 17:00 | 320 | 303
2018-04-18 17:30 | 321 | 304
2018-04-18 18:00 | 344 | 327
2018-04-18 18:30 | 367 | 351
2018-04-18 19:00 | 384 | 369
2018-04-18 19:30 | 370 | 354
2018-04-18 20:00 | 352 | 333
2018-04-18 20:30 | 330 | 309
2018-04-18 21:00 | 316 | 291
2018-04-18 21:30 | 305 | 276
2018-04-18 22:00 | 287 | 254
2018-04-18 22:30 | 249 | 228
2018-04-18 23:00 | 283 | 262
2018-04-18 23:30 | 333 | 315
2018-04-19 | 323 | 306
2018-04-19 00:30 | 313 | 294
2018-04-19 01:00 | 306 | 285
2018-04-19 01:30 | 298 | 276
2018-04-19 02:00 | 294 | 271
2018-04-19 02:30 | 289 | 265
2018-04-19 03:00 | 288 | 262
2018-04-19 03:30 | 287 | 262
2018-04-19 04:00 | 286 | 260
2018-04-19 04:30 | 287 | 260
2018-04-19 05:00 | 288 | 262
2018-04-19 05:30 | 298 | 273
2018-04-19 06:00 | 309 | 286
2018-04-19 06:30 | 335 | 316
2018-04-19 07:00 | 358 | 342
2018-04-19 07:30 | 375 | 364
2018-04-19 08:00 | 368 | 361
2018-04-19 08:30 | 366 | 355
2018-04-19 09:00 | 388 | 370
2018-04-19 09:30 | 371 | 355
2018-04-19 10:00 | 350 | 336
2018-04-19 10:30 | 347 | 334
2018-04-19 11:00 | 340 | 327
2018-04-19 11:30 | 342 | 330
2018-04-19 12:00 | 343 | 330
2018-04-19 12:30 | 356 | 336
2018-04-19 13:00 | 359 | 339
2018-04-19 13:30 | 363 | 344
2018-04-19 14:00 | 321 | 301
2018-04-19 14:30 | 254 | 232
2018-04-19 15:00 | 257 | 235
2018-04-19 15:30 | 261 | 241
2018-04-19 16:00 | 269 | 251
2018-04-19 16:30 | 281 | 264
2018-04-19 17:00 | 299 | 280
2018-04-19 17:30 | 304 | 283
2018-04-19 18:00 | 329 | 308
2018-04-19 18:30 | 354 | 335
2018-04-19 19:00 | 373 | 356
2018-04-19 19:30 | 360 | 342
2018-04-19 20:00 | 345 | 325
2018-04-19 20:30 | 326 | 303
2018-04-19 21:00 | 309 | 287
2018-04-19 21:30 | 289 | 264
2018-04-19 22:00 | 269 | 239
2018-04-19 22:30 | 260 | 226
2018-04-19 23:00 | 305 | 273
2018-04-19 23:30 | 358 | 326
2018-04-20 | 357 | 320
2018-04-20 00:30 | 351 | 309
2018-04-20 01:00 | 329 | 300
2018-04-20 01:30 | 315 | 291
2018-04-20 02:00 | 311 | 286
2018-04-20 02:30 | 310 | 285
2018-04-20 03:00 | 309 | 284
2018-04-20 03:30 | 309 | 285
2018-04-20 04:00 | 308 | 282
2018-04-20 04:30 | 312 | 287
2018-04-20 05:00 | 314 | 291
2018-04-20 05:30 | 325 | 303
2018-04-20 06:00 | 339 | 318
2018-04-20 06:30 | 369 | 348
2018-04-20 07:00 | 392 | 374
2018-04-20 07:30 | 400 | 386
2018-04-20 08:00 | 397 | 377
2018-04-20 08:30 | 384 | 359
2018-04-20 09:00 | 374 | 351
2018-04-20 09:30 | 366 | 343
2018-04-20 10:00 | 357 | 335
2018-04-20 10:30 | 352 | 329
2018-04-20 11:00 | 351 | 328
2018-04-20 11:30 | 351 | 329
2018-04-20 12:00 | 356 | 336
2018-04-20 12:30 | 360 | 341
2018-04-20 13:00 | 364 | 345
2018-04-20 13:30 | 367 | 348
2018-04-20 14:00 | 369 | 351
2018-04-20 14:30 | 316 | 296
2018-04-20 15:00 | 262 | 239
2018-04-20 15:30 | 272 | 249
2018-04-20 16:00 | 277 | 255
2018-04-20 16:30 | 277 | 254
2018-04-20 17:00 | 295 | 271
2018-04-20 17:30 | 313 | 288
2018-04-20 18:00 | 331 | 305
2018-04-20 18:30 | 350 | 324
2018-04-20 19:00 | 362 | 338
2018-04-20 19:30 | 354 | 329
2018-04-20 20:00 | 339 | 311
2018-04-20 20:30 | 324 | 294
2018-04-20 21:00 | 312 | 278
2018-04-20 21:30 | 298 | 264
2018-04-20 22:00 | 278 | 244
2018-04-20 22:30 | 262 | 224
2018-04-20 23:00 | 300 | 263
2018-04-20 23:30 | 352 | 312
2018-04-21 | 350 | 306
2018-04-21 00:30 | 339 | 295
2018-04-21 01:00 | 327 | 285
2018-04-21 01:30 | 323 | 278
2018-04-21 02:00 | 316 | 270
2018-04-21 02:30 | 313 | 266
2018-04-21 03:00 | 310 | 260
2018-04-21 03:30 | 296 | 257
2018-04-21 04:00 | 285 | 254
2018-04-21 04:30 | 285 | 255
2018-04-21 05:00 | 284 | 258
2018-04-21 05:30 | 289 | 263
2018-04-21 06:00 | 294 | 269
2018-04-21 06:30 | 303 | 279
2018-04-21 07:00 | 309 | 285
2018-04-21 07:30 | 311 | 290
2018-04-21 08:00 | 317 | 298
2018-04-21 08:30 | 309 | 292
2018-04-21 09:00 | 302 | 290
2018-04-21 09:30 | 291 | 279
2018-04-21 10:00 | 281 | 269
2018-04-21 10:30 | 277 | 266
2018-04-21 11:00 | 274 | 259
2018-04-21 11:30 | 284 | 256
2018-04-21 12:00 | 287 | 257
2018-04-21 12:30 | 285 | 255
2018-04-21 13:00 | 284 | 256
2018-04-21 13:30 | 288 | 260
2018-04-21 14:00 | 295 | 269
2018-04-21 14:30 | 302 | 277
2018-04-21 15:00 | 317 | 293
2018-04-21 15:30 | 325 | 301
2018-04-21 16:00 | 343 | 320
2018-04-21 16:30 | 355 | 334
2018-04-21 17:00 | 377 | 356
2018-04-21 17:30 | 405 | 384
2018-04-21 18:00 | 430 | 410
2018-04-21 18:30 | 452 | 434
2018-04-21 19:00 | 461 | 445
2018-04-21 19:30 | 449 | 432
2018-04-21 20:00 | 435 | 417
2018-04-21 20:30 | 420 | 399
2018-04-21 21:00 | 407 | 384
2018-04-21 21:30 | 394 | 369
2018-04-21 22:00 | 382 | 352
2018-04-21 22:30 | 390 | 357
2018-04-21 23:00 | 385 | 351
2018-04-21 23:30 | 372 | 335
2018-04-22 | 353 | 322
2018-04-22 00:30 | 338 | 313
2018-04-22 01:00 | 328 | 300
2018-04-22 01:30 | 320 | 292
2018-04-22 02:00 | 314 | 285
2018-04-22 02:30 | 310 | 279
2018-04-22 03:00 | 306 | 275
2018-04-22 03:30 | 303 | 271
2018-04-22 04:00 | 302 | 269
2018-04-22 04:30 | 300 | 267
2018-04-22 05:00 | 302 | 268
2018-04-22 05:30 | 306 | 273
2018-04-22 06:00 | 308 | 277
2018-04-22 06:30 | 316 | 285
2018-04-22 07:00 | 319 | 288
2018-04-22 07:30 | 312 | 282
2018-04-22 08:00 | 280 | 253
2018-04-22 08:30 | 267 | 246
2018-04-22 09:00 | 265 | 246
2018-04-22 09:30 | 268 | 250
2018-04-22 10:00 | 262 | 246
2018-04-22 10:30 | 262 | 246
2018-04-22 11:00 | 263 | 248
2018-04-22 11:30 | 260 | 245
2018-04-22 12:00 | 258 | 243
2018-04-22 12:30 | 260 | 245
2018-04-22 13:00 | 265 | 250
2018-04-22 13:30 | 268 | 254
2018-04-22 14:00 | 280 | 266
2018-04-22 14:30 | 283 | 269
2018-04-22 15:00 | 297 | 284
2018-04-22 15:30 | 319 | 309
2018-04-22 16:00 | 327 | 317
2018-04-22 16:30 | 341 | 323
2018-04-22 17:00 | 381 | 358
2018-04-22 17:30 | 411 | 391
2018-04-22 18:00 | 445 | 426
2018-04-22 18:30 | 471 | 456
2018-04-22 19:00 | 484 | 471
2018-04-22 19:30 | 467 | 454
2018-04-22 20:00 | 447 | 431
2018-04-22 20:30 | 431 | 412
2018-04-22 21:00 | 416 | 396
2018-04-22 21:30 | 403 | 379
2018-04-22 22:00 | 388 | 358
2018-04-22 22:30 | 370 | 333
2018-04-22 23:00 | 338 | 313
2018-04-22 23:30 | 324 | 298
2018-04-23 | 311 | 285
2018-04-23 00:30 | 325 | 298
2018-04-23 01:00 | 323 | 295
2018-04-23 01:30 | 315 | 285
2018-04-23 02:00 | 313 | 284
2018-04-23 02:30 | 310 | 279
2018-04-23 03:00 | 309 | 277
2018-04-23 03:30 | 308 | 277
2018-04-23 04:00 | 308 | 276
2018-04-23 04:30 | 309 | 277
2018-04-23 05:00 | 315 | 285
2018-04-23 05:30 | 325 | 296
2018-04-23 06:00 | 338 | 313
2018-04-23 06:30 | 363 | 344
2018-04-23 07:00 | 392 | 372
2018-04-23 07:30 | 422 | 407
2018-04-23 08:00 | 393 | 382
2018-04-23 08:30 | 371 | 362
2018-04-23 09:00 | 363 | 352
2018-04-23 09:30 | 360 | 347
2018-04-23 10:00 | 353 | 339
2018-04-23 10:30 | 349 | 335
2018-04-23 11:00 | 345 | 332
2018-04-23 11:30 | 350 | 337
2018-04-23 12:00 | 354 | 343
2018-04-23 12:30 | 351 | 343
2018-04-23 13:00 | 352 | 346
2018-04-23 13:30 | 364 | 358
2018-04-23 14:00 | 361 | 355
2018-04-23 14:30 | 371 | 365
2018-04-23 15:00 | 372 | 366
2018-04-23 15:30 | 371 | 366
2018-04-23 16:00 | 390 | 384
2018-04-23 16:30 | 396 | 391
2018-04-23 17:00 | 428 | 422
2018-04-23 17:30 | 446 | 440
2018-04-23 18:00 | 470 | 463
2018-04-23 18:30 | 500 | 491
2018-04-23 19:00 | 521 | 507
2018-04-23 19:30 | 505 | 488
2018-04-23 20:00 | 492 | 473
2018-04-23 20:30 | 470 | 447
2018-04-23 21:00 | 453 | 427
2018-04-23 21:30 | 442 | 411
2018-04-23 22:00 | 424 | 392
2018-04-23 22:30 | 420 | 386
2018-04-23 23:00 | 408 | 370
2018-04-23 23:30 | 382 | 355
2018-04-24 | 364 | 340
2018-04-24 00:30 | 355 | 329
2018-04-24 01:00 | 345 | 319
2018-04-24 01:30 | 338 | 310
2018-04-24 02:00 | 331 | 303
2018-04-24 02:30 | 329 | 301
2018-04-24 03:00 | 329 | 299
2018-04-24 03:30 | 326 | 296
2018-04-24 04:00 | 325 | 294
2018-04-24 04:30 | 330 | 300
2018-04-24 05:00 | 332 | 303
2018-04-24 05:30 | 345 | 317
2018-04-24 06:00 | 358 | 333
2018-04-24 06:30 | 380 | 360
2018-04-24 07:00 | 387 | 367
2018-04-24 07:30 | 412 | 395
2018-04-24 08:00 | 407 | 394
2018-04-24 08:30 | 399 | 387
2018-04-24 09:00 | 380 | 368
2018-04-24 09:30 | 363 | 351
2018-04-24 10:00 | 350 | 338
2018-04-24 10:30 | 347 | 335
2018-04-24 11:00 | 341 | 329
2018-04-24 11:30 | 340 | 329
2018-04-24 12:00 | 349 | 338
2018-04-24 12:30 | 346 | 336
2018-04-24 13:00 | 342 | 332
2018-04-24 13:30 | 338 | 327
2018-04-24 14:00 | 345 | 336
2018-04-24 14:30 | 359 | 350
2018-04-24 15:00 | 363 | 354
2018-04-24 15:30 | 371 | 361
2018-04-24 16:00 | 381 | 371
2018-04-24 16:30 | 377 | 367
2018-04-24 17:00 | 393 | 383
2018-04-24 17:30 | 417 | 405
2018-04-24 18:00 | 442 | 429
2018-04-24 18:30 | 464 | 452
2018-04-24 19:00 | 480 | 470
2018-04-24 19:30 | 470 | 459
2018-04-24 20:00 | 452 | 439
2018-04-24 20:30 | 433 | 418
2018-04-24 21:00 | 416 | 400
2018-04-24 21:30 | 397 | 383
2018-04-24 22:00 | 379 | 365
2018-04-24 22:30 | 382 | 367
2018-04-24 23:00 | 371 | 353
2018-04-24 23:30 | 354 | 334
2018-04-25 | 340 | 318
2018-04-25 00:30 | 332 | 308
2018-04-25 01:00 | 323 | 298
2018-04-25 01:30 | 318 | 291
2018-04-25 02:00 | 313 | 283
2018-04-25 02:30 | 307 | 276
2018-04-25 03:00 | 304 | 274
2018-04-25 03:30 | 303 | 272
2018-04-25 04:00 | 273 | 198
2018-04-25 04:30 | 268 | 195
2018-04-25 05:00 | 278 | 215
2018-04-25 05:30 | 287 | 234
2018-04-25 06:00 | 293 | 243
2018-04-25 06:30 | 300 | 251
2018-04-25 07:00 | 303 | 254
2018-04-25 07:30 | 292 | 250
2018-04-25 08:00 | 260 | 222
2018-04-25 08:30 | 245 | 219
2018-04-25 09:00 | 225 | 199
2018-04-25 09:30 | 219 | 194
2018-04-25 10:00 | 196 | 154
2018-04-25 10:30 | 180 | 112
2018-04-25 11:00 | 181 | 126
2018-04-25 11:30 | 190 | 152
2018-04-25 12:00 | 203 | 179
2018-04-25 12:30 | 227 | 205
2018-04-25 13:00 | 241 | 221
2018-04-25 13:30 | 244 | 225
2018-04-25 14:00 | 247 | 229
2018-04-25 14:30 | 255 | 238
2018-04-25 15:00 | 263 | 246
2018-04-25 15:30 | 279 | 263
2018-04-25 16:00 | 296 | 281
2018-04-25 16:30 | 315 | 304
2018-04-25 17:00 | 344 | 334
2018-04-25 17:30 | 382 | 371
2018-04-25 18:00 | 420 | 406
2018-04-25 18:30 | 448 | 437
2018-04-25 19:00 | 462 | 451
2018-04-25 19:30 | 448 | 436
2018-04-25 20:00 | 430 | 416
2018-04-25 20:30 | 413 | 398
2018-04-25 21:00 | 389 | 368
2018-04-25 21:30 | 362 | 325
2018-04-25 22:00 | 346 | 305
2018-04-25 22:30 | 345 | 301
2018-04-25 23:00 | 324 | 281
2018-04-25 23:30 | 301 | 239
2018-04-26 | 292 | 226
2018-04-26 00:30 | 289 | 221
2018-04-26 01:00 | 283 | 211
2018-04-26 01:30 | 277 | 204
2018-04-26 02:00 | 273 | 197
2018-04-26 02:30 | 273 | 197
2018-04-26 03:00 | 271 | 194
2018-04-26 03:30 | 271 | 192
2018-04-26 04:00 | 271 | 193
2018-04-26 04:30 | 272 | 194
2018-04-26 05:00 | 276 | 200
2018-04-26 05:30 | 284 | 213
2018-04-26 06:00 | 294 | 228
2018-04-26 06:30 | 314 | 258
2018-04-26 07:00 | 336 | 285
2018-04-26 07:30 | 340 | 292
2018-04-26 08:00 | 310 | 266
2018-04-26 08:30 | 263 | 225
2018-04-26 09:00 | 203 | 166
2018-04-26 09:30 | 193 | 150
2018-04-26 10:00 | 189 | 143
2018-04-26 10:30 | 186 | 141
2018-04-26 11:00 | 182 | 137
2018-04-26 11:30 | 167 | 112
2018-04-26 12:00 | 142 | 76
2018-04-26 12:30 | 117 | 38
2018-04-26 13:00 | 104 | 27
2018-04-26 13:30 | 108 | 36
2018-04-26 14:00 | 110 | 41
2018-04-26 14:30 | 114 | 51
2018-04-26 15:00 | 119 | 59
2018-04-26 15:30 | 130 | 73
2018-04-26 16:00 | 138 | 84
2018-04-26 16:30 | 152 | 102
2018-04-26 17:00 | 169 | 122
2018-04-26 17:30 | 192 | 144
2018-04-26 18:00 | 217 | 172
2018-04-26 18:30 | 237 | 196
2018-04-26 19:00 | 250 | 213
2018-04-26 19:30 | 241 | 201
2018-04-26 20:00 | 220 | 181
2018-04-26 20:30 | 203 | 158
2018-04-26 21:00 | 185 | 130
2018-04-26 21:30 | 170 | 107
2018-04-26 22:00 | 151 | 85
2018-04-26 22:30 | 154 | 89
2018-04-26 23:00 | 190 | 133
2018-04-26 23:30 | 190 | 131
2018-04-27 | 179 | 114
2018-04-27 00:30 | 173 | 105
2018-04-27 01:00 | 167 | 94
2018-04-27 01:30 | 163 | 86
2018-04-27 02:00 | 159 | 81
2018-04-27 02:30 | 154 | 78
2018-04-27 03:00 | 155 | 75
2018-04-27 03:30 | 153 | 69
2018-04-27 04:00 | 153 | 69
2018-04-27 04:30 | 152 | 75
2018-04-27 05:00 | 150 | 80
2018-04-27 05:30 | 156 | 91
2018-04-27 06:00 | 165 | 108
2018-04-27 06:30 | 183 | 137
2018-04-27 07:00 | 199 | 160
2018-04-27 07:30 | 203 | 169
2018-04-27 08:00 | 181 | 148
2018-04-27 08:30 | 155 | 121
2018-04-27 09:00 | 141 | 99
2018-04-27 09:30 | 135 | 93
2018-04-27 10:00 | 127 | 86
2018-04-27 10:30 | 107 | 86
2018-04-27 11:00 | 102 | 82
2018-04-27 11:30 | 108 | 80
2018-04-27 12:00 | 102 | 84
2018-04-27 12:30 | 105 | 85
2018-04-27 13:00 | 119 | 88
2018-04-27 13:30 | 125 | 89
2018-04-27 14:00 | 135 | 97
2018-04-27 14:30 | 146 | 114
2018-04-27 15:00 | 145 | 127
2018-04-27 15:30 | 151 | 135
2018-04-27 16:00 | 109 | 91
2018-04-27 16:30 | 111 | 94
2018-04-27 17:00 | 131 | 114
2018-04-27 17:30 | 155 | 137
2018-04-27 18:00 | 175 | 157
2018-04-27 18:30 | 195 | 180
2018-04-27 19:00 | 201 | 186
2018-04-27 19:30 | 188 | 172
2018-04-27 20:00 | 177 | 159
2018-04-27 20:30 | 168 | 149
2018-04-27 21:00 | 167 | 148
2018-04-27 21:30 | 162 | 140
2018-04-27 22:00 | 142 | 121
2018-04-27 22:30 | 146 | 123
2018-04-27 23:00 | 191 | 169
2018-04-27 23:30 | 229 | 209
2018-04-28 | 303 | 268
2018-04-28 00:30 | 299 | 260
2018-04-28 01:00 | 290 | 248
2018-04-28 01:30 | 282 | 239
2018-04-28 02:00 | 275 | 233
2018-04-28 02:30 | 273 | 231
2018-04-28 03:00 | 270 | 227
2018-04-28 03:30 | 268 | 224
2018-04-28 04:00 | 267 | 222
2018-04-28 04:30 | 268 | 224
2018-04-28 05:00 | 271 | 227
2018-04-28 05:30 | 273 | 230
2018-04-28 06:00 | 278 | 237
2018-04-28 06:30 | 289 | 250
2018-04-28 07:00 | 294 | 255
2018-04-28 07:30 | 292 | 257
2018-04-28 08:00 | 267 | 236
2018-04-28 08:30 | 253 | 224
2018-04-28 09:00 | 251 | 221
2018-04-28 09:30 | 246 | 216
2018-04-28 10:00 | 238 | 206
2018-04-28 10:30 | 225 | 189
2018-04-28 11:00 | 213 | 173
2018-04-28 11:30 | 209 | 170
2018-04-28 12:00 | 206 | 167
2018-04-28 12:30 | 199 | 157
2018-04-28 13:00 | 203 | 163
2018-04-28 13:30 | 220 | 185
2018-04-28 14:00 | 218 | 183
2018-04-28 14:30 | 228 | 194
2018-04-28 15:00 | 230 | 196
2018-04-28 15:30 | 247 | 216
2018-04-28 16:00 | 280 | 257
2018-04-28 16:30 | 294 | 272
2018-04-28 17:00 | 324 | 303
2018-04-28 17:30 | 366 | 346
2018-04-28 18:00 | 390 | 372
2018-04-28 18:30 | 416 | 398
2018-04-28 19:00 | 421 | 402
2018-04-28 19:30 | 408 | 387
2018-04-28 20:00 | 393 | 369
2018-04-28 20:30 | 380 | 354
2018-04-28 21:00 | 370 | 341
2018-04-28 21:30 | 359 | 329
2018-04-28 22:00 | 348 | 317
2018-04-28 22:30 | 349 | 322
2018-04-28 23:00 | 343 | 314
2018-04-28 23:30 | 331 | 300
2018-04-29 | 320 | 286
2018-04-29 00:30 | 315 | 279
2018-04-29 01:00 | 306 | 267
2018-04-29 01:30 | 298 | 256
2018-04-29 02:00 | 291 | 250
2018-04-29 02:30 | 287 | 247
2018-04-29 03:00 | 286 | 244
2018-04-29 03:30 | 283 | 240
2018-04-29 04:00 | 282 | 238
2018-04-29 04:30 | 282 | 239
2018-04-29 05:00 | 284 | 241
2018-04-29 05:30 | 288 | 246
2018-04-29 06:00 | 289 | 248
2018-04-29 06:30 | 295 | 254
2018-04-29 07:00 | 297 | 257
2018-04-29 07:30 | 290 | 252
2018-04-29 08:00 | 259 | 223
2018-04-29 08:30 | 254 | 220
2018-04-29 09:00 | 243 | 215
2018-04-29 09:30 | 251 | 233
2018-04-29 10:00 | 245 | 223
2018-04-29 10:30 | 241 | 218
2018-04-29 11:00 | 233 | 208
2018-04-29 11:30 | 237 | 205
2018-04-29 12:00 | 239 | 211
2018-04-29 12:30 | 241 | 217
2018-04-29 13:00 | 248 | 222
2018-04-29 13:30 | 255 | 231
2018-04-29 14:00 | 239 | 208
2018-04-29 14:30 | 246 | 217
2018-04-29 15:00 | 259 | 231
2018-04-29 15:30 | 271 | 252
2018-04-29 16:00 | 288 | 272
2018-04-29 16:30 | 315 | 300
2018-04-29 17:00 | 348 | 334
2018-04-29 17:30 | 386 | 375
2018-04-29 18:00 | 417 | 408
2018-04-29 18:30 | 450 | 437
2018-04-29 19:00 | 456 | 440
2018-04-29 19:30 | 438 | 420
2018-04-29 20:00 | 419 | 398
2018-04-29 20:30 | 404 | 380
2018-04-29 21:00 | 396 | 367
2018-04-29 21:30 | 384 | 353
2018-04-29 22:00 | 364 | 331
2018-04-29 22:30 | 366 | 329
2018-04-29 23:00 | 358 | 319
2018-04-29 23:30 | 346 | 304
2018-04-30 | 327 | 292
2018-04-30 00:30 | 313 | 287
2018-04-30 01:00 | 306 | 279
2018-04-30 01:30 | 301 | 272
2018-04-30 02:00 | 296 | 268
2018-04-30 02:30 | 292 | 262
2018-04-30 03:00 | 292 | 261
2018-04-30 03:30 | 292 | 261
2018-04-30 04:00 | 292 | 261
2018-04-30 04:30 | 295 | 265
2018-04-30 05:00 | 299 | 270
2018-04-30 05:30 | 309 | 282
2018-04-30 06:00 | 322 | 299
2018-04-30 06:30 | 356 | 333
2018-04-30 07:00 | 381 | 361
2018-04-30 07:30 | 398 | 376
2018-04-30 08:00 | 374 | 345
2018-04-30 08:30 | 343 | 315
2018-04-30 09:00 | 326 | 299
2018-04-30 09:30 | 321 | 295
2018-04-30 10:00 | 273 | 237
2018-04-30 10:30 | 265 | 218
2018-04-30 11:00 | 271 | 225
2018-04-30 11:30 | 260 | 213
2018-04-30 12:00 | 239 | 211
2018-04-30 12:30 | 244 | 222
2018-04-30 13:00 | 241 | 219
2018-04-30 13:30 | 252 | 230
2018-04-30 14:00 | 242 | 219
2018-04-30 14:30 | 266 | 243
2018-04-30 15:00 | 307 | 291
2018-04-30 15:30 | 320 | 308
2018-04-30 16:00 | 329 | 318
2018-04-30 16:30 | 360 | 347
2018-04-30 17:00 | 386 | 364
2018-04-30 17:30 | 408 | 385
2018-04-30 18:00 | 423 | 397
2018-04-30 18:30 | 456 | 434
2018-04-30 19:00 | 459 | 441
2018-04-30 19:30 | 444 | 424
2018-04-30 20:00 | 441 | 419
2018-04-30 20:30 | 431 | 406
2018-04-30 21:00 | 417 | 389
2018-04-30 21:30 | 403 | 371
2018-04-30 22:00 | 390 | 352
2018-04-30 22:30 | 388 | 350
2018-04-30 23:00 | 372 | 334
2018-04-30 23:30 | 357 | 316
2018-05-01 | 344 | 304
2018-05-01 00:30 | 322 | 296
2018-05-01 01:00 | 313 | 286
2018-05-01 01:30 | 309 | 280
2018-05-01 02:00 | 302 | 273
2018-05-01 02:30 | 299 | 269
2018-05-01 03:00 | 297 | 266
2018-05-01 03:30 | 296 | 265
2018-05-01 04:00 | 295 | 263
2018-05-01 04:30 | 298 | 267
2018-05-01 05:00 | 301 | 270
2018-05-01 05:30 | 313 | 284
2018-05-01 06:00 | 329 | 304
2018-05-01 06:30 | 358 | 332
2018-05-01 07:00 | 364 | 340
2018-05-01 07:30 | 370 | 351
2018-05-01 08:00 | 359 | 337
2018-05-01 08:30 | 330 | 308
2018-05-01 09:00 | 305 | 281
2018-05-01 09:30 | 315 | 292
2018-05-01 10:00 | 322 | 289
2018-05-01 10:30 | 313 | 275
2018-05-01 11:00 | 306 | 263
2018-05-01 11:30 | 313 | 276
2018-05-01 12:00 | 321 | 285
2018-05-01 12:30 | 320 | 284
2018-05-01 13:00 | 322 | 285
2018-05-01 13:30 | 294 | 273
2018-05-01 14:00 | 314 | 296
2018-05-01 14:30 | 349 | 337
2018-05-01 15:00 | 361 | 341
2018-05-01 15:30 | 340 | 320
2018-05-01 16:00 | 345 | 316
2018-05-01 16:30 | 355 | 323
2018-05-01 17:00 | 381 | 344
2018-05-01 17:30 | 405 | 374
2018-05-01 18:00 | 427 | 399
2018-05-01 18:30 | 452 | 426
2018-05-01 19:00 | 456 | 432
2018-05-01 19:30 | 440 | 413
2018-05-01 20:00 | 425 | 395
2018-05-01 20:30 | 410 | 378
2018-05-01 21:00 | 390 | 357
2018-05-01 21:30 | 389 | 360
2018-05-01 22:00 | 376 | 344
2018-05-01 22:30 | 380 | 345
2018-05-01 23:00 | 353 | 329
2018-05-01 23:30 | 336 | 312
2018-05-02 | 325 | 298
2018-05-02 00:30 | 318 | 290
2018-05-02 01:00 | 311 | 280
2018-05-02 01:30 | 308 | 276
2018-05-02 02:00 | 301 | 269
2018-05-02 02:30 | 299 | 266
2018-05-02 03:00 | 296 | 263
2018-05-02 03:30 | 297 | 264
2018-05-02 04:00 | 295 | 261
2018-05-02 04:30 | 298 | 265
2018-05-02 05:00 | 296 | 262
2018-05-02 05:30 | 288 | 255
2018-05-02 06:00 | 301 | 271
2018-05-02 06:30 | 329 | 307
2018-05-02 07:00 | 345 | 326
2018-05-02 07:30 | 371 | 352
2018-05-02 08:00 | 407 | 376
2018-05-02 08:30 | 399 | 366
2018-05-02 09:00 | 380 | 345
2018-05-02 09:30 | 359 | 324
2018-05-02 10:00 | 348 | 312
2018-05-02 10:30 | 327 | 292
2018-05-02 11:00 | 332 | 297
2018-05-02 11:30 | 320 | 285
2018-05-02 12:00 | 333 | 298
2018-05-02 12:30 | 344 | 311
2018-05-02 13:00 | 342 | 309
2018-05-02 13:30 | 343 | 309
2018-05-02 14:00 | 364 | 332
2018-05-02 14:30 | 373 | 342
2018-05-02 15:00 | 365 | 334
2018-05-02 15:30 | 360 | 328
2018-05-02 16:00 | 364 | 332
2018-05-02 16:30 | 383 | 352
2018-05-02 17:00 | 389 | 359
2018-05-02 17:30 | 406 | 377
2018-05-02 18:00 | 426 | 398
2018-05-02 18:30 | 446 | 422
2018-05-02 19:00 | 452 | 429
2018-05-02 19:30 | 441 | 417
2018-05-02 20:00 | 425 | 398
2018-05-02 20:30 | 407 | 377
2018-05-02 21:00 | 391 | 358
2018-05-02 21:30 | 372 | 338
2018-05-02 22:00 | 357 | 320
2018-05-02 22:30 | 338 | 297
2018-05-02 23:00 | 323 | 277
2018-05-02 23:30 | 312 | 263
2018-05-03 | 301 | 248
2018-05-03 00:30 | 302 | 248
2018-05-03 01:00 | 324 | 270
2018-05-03 01:30 | 302 | 265
2018-05-03 02:00 | 259 | 223
2018-05-03 02:30 | 261 | 224
2018-05-03 03:00 | 255 | 218
2018-05-03 03:30 | 260 | 223
2018-05-03 04:00 | 271 | 235
2018-05-03 04:30 | 237 | 198
2018-05-03 05:00 | 207 | 161
2018-05-03 05:30 | 211 | 169
2018-05-03 06:00 | 232 | 194
2018-05-03 06:30 | 269 | 239
2018-05-03 07:00 | 296 | 268
2018-05-03 07:30 | 318 | 292
2018-05-03 08:00 | 298 | 272
2018-05-03 08:30 | 228 | 204
2018-05-03 09:00 | 225 | 196
2018-05-03 09:30 | 192 | 172
2018-05-03 10:00 | 183 | 161
2018-05-03 10:30 | 175 | 154
2018-05-03 11:00 | 198 | 179
2018-05-03 11:30 | 185 | 166
2018-05-03 12:00 | 160 | 139
2018-05-03 12:30 | 152 | 130
2018-05-03 13:00 | 147 | 124
2018-05-03 13:30 | 150 | 127
2018-05-03 14:00 | 152 | 131
2018-05-03 14:30 | 151 | 131
2018-05-03 15:00 | 161 | 141
2018-05-03 15:30 | 189 | 168
2018-05-03 16:00 | 209 | 189
2018-05-03 16:30 | 229 | 210
2018-05-03 17:00 | 246 | 229
2018-05-03 17:30 | 254 | 236
2018-05-03 18:00 | 270 | 253
2018-05-03 18:30 | 294 | 280
2018-05-03 19:00 | 305 | 291
2018-05-03 19:30 | 292 | 278
2018-05-03 20:00 | 279 | 262
2018-05-03 20:30 | 263 | 244
2018-05-03 21:00 | 303 | 285
2018-05-03 21:30 | 340 | 323
2018-05-03 22:00 | 394 | 375
2018-05-03 22:30 | 372 | 352
2018-05-03 23:00 | 353 | 334
2018-05-03 23:30 | 331 | 313
2018-05-04 | 319 | 300
2018-05-04 00:30 | 310 | 291
2018-05-04 01:00 | 301 | 280
2018-05-04 01:30 | 297 | 275
2018-05-04 02:00 | 292 | 269
2018-05-04 02:30 | 287 | 264
2018-05-04 03:00 | 285 | 260
2018-05-04 03:30 | 288 | 259
2018-05-04 04:00 | 288 | 259
2018-05-04 04:30 | 292 | 263
2018-05-04 05:00 | 298 | 270
2018-05-04 05:30 | 308 | 283
2018-05-04 06:00 | 322 | 299
2018-05-04 06:30 | 341 | 322
2018-05-04 07:00 | 369 | 353
2018-05-04 07:30 | 382 | 369
2018-05-04 08:00 | 371 | 360
2018-05-04 08:30 | 351 | 340
2018-05-04 09:00 | 325 | 313
2018-05-04 09:30 | 307 | 295
2018-05-04 10:00 | 304 | 292
2018-05-04 10:30 | 293 | 281
2018-05-04 11:00 | 288 | 279
2018-05-04 11:30 | 289 | 280
2018-05-04 12:00 | 295 | 286
2018-05-04 12:30 | 289 | 279
2018-05-04 13:00 | 304 | 295
2018-05-04 13:30 | 310 | 301
2018-05-04 14:00 | 313 | 303
2018-05-04 14:30 | 314 | 304
2018-05-04 15:00 | 315 | 305
2018-05-04 15:30 | 309 | 300
2018-05-04 16:00 | 330 | 321
2018-05-04 16:30 | 348 | 339
2018-05-04 17:00 | 371 | 362
2018-05-04 17:30 | 394 | 385
2018-05-04 18:00 | 415 | 405
2018-05-04 18:30 | 431 | 422
2018-05-04 19:00 | 437 | 428
2018-05-04 19:30 | 426 | 417
2018-05-04 20:00 | 414 | 402
2018-05-04 20:30 | 399 | 384
2018-05-04 21:00 | 383 | 370
2018-05-04 21:30 | 394 | 381
2018-05-04 22:00 | 383 | 369
2018-05-04 22:30 | 367 | 352
2018-05-04 23:00 | 352 | 336
2018-05-04 23:30 | 331 | 312
2018-05-05 | 317 | 295
2018-05-05 00:30 | 314 | 291
2018-05-05 01:00 | 306 | 281
2018-05-05 01:30 | 299 | 275
2018-05-05 02:00 | 294 | 268
2018-05-05 02:30 | 291 | 263
2018-05-05 03:00 | 288 | 260
2018-05-05 03:30 | 284 | 256
2018-05-05 04:00 | 287 | 257
2018-05-05 04:30 | 289 | 258
2018-05-05 05:00 | 290 | 258
2018-05-05 05:30 | 300 | 270
2018-05-05 06:00 | 305 | 277
2018-05-05 06:30 | 310 | 281
2018-05-05 07:00 | 316 | 289
2018-05-05 07:30 | 317 | 291
2018-05-05 08:00 | 306 | 283
2018-05-05 08:30 | 296 | 275
2018-05-05 09:00 | 273 | 252
2018-05-05 09:30 | 258 | 237
2018-05-05 10:00 | 249 | 230
2018-05-05 10:30 | 242 | 226
2018-05-05 11:00 | 230 | 215
2018-05-05 11:30 | 232 | 216
2018-05-05 12:00 | 227 | 211
2018-05-05 12:30 | 228 | 213
2018-05-05 13:00 | 226 | 210
2018-05-05 13:30 | 233 | 216
2018-05-05 14:00 | 233 | 217
2018-05-05 14:30 | 241 | 225
2018-05-05 15:00 | 251 | 236
2018-05-05 15:30 | 264 | 250
2018-05-05 16:00 | 291 | 278
2018-05-05 16:30 | 315 | 303
2018-05-05 17:00 | 326 | 315
2018-05-05 17:30 | 340 | 329
2018-05-05 18:00 | 366 | 356
2018-05-05 18:30 | 388 | 380
2018-05-05 19:00 | 401 | 381
2018-05-05 19:30 | 389 | 367
2018-05-05 20:00 | 372 | 349
2018-05-05 20:30 | 360 | 335
2018-05-05 21:00 | 367 | 339
2018-05-05 21:30 | 363 | 332
2018-05-05 22:00 | 354 | 320
2018-05-05 22:30 | 359 | 324
2018-05-05 23:00 | 350 | 315
2018-05-05 23:30 | 323 | 302
2018-05-06 | 315 | 292
2018-05-06 00:30 | 310 | 287
2018-05-06 01:00 | 301 | 277
2018-05-06 01:30 | 298 | 271
2018-05-06 02:00 | 293 | 265
2018-05-06 02:30 | 291 | 262
2018-05-06 03:00 | 288 | 258
2018-05-06 03:30 | 285 | 255
2018-05-06 04:00 | 283 | 253
2018-05-06 04:30 | 285 | 254
2018-05-06 05:00 | 286 | 255
2018-05-06 05:30 | 288 | 258
2018-05-06 06:00 | 291 | 261
2018-05-06 06:30 | 294 | 264
2018-05-06 07:00 | 299 | 270
2018-05-06 07:30 | 300 | 272
2018-05-06 08:00 | 287 | 260
2018-05-06 08:30 | 282 | 257
2018-05-06 09:00 | 277 | 254
2018-05-06 09:30 | 273 | 246
2018-05-06 10:00 | 250 | 220
2018-05-06 10:30 | 242 | 212
2018-05-06 11:00 | 240 | 209
2018-05-06 11:30 | 235 | 204
2018-05-06 12:00 | 240 | 209
2018-05-06 12:30 | 233 | 203
2018-05-06 13:00 | 237 | 206
2018-05-06 13:30 | 243 | 214
2018-05-06 14:00 | 250 | 223
2018-05-06 14:30 | 256 | 231
2018-05-06 15:00 | 256 | 230
2018-05-06 15:30 | 274 | 250
2018-05-06 16:00 | 285 | 262
2018-05-06 16:30 | 304 | 281
2018-05-06 17:00 | 326 | 305
2018-05-06 17:30 | 361 | 341
2018-05-06 18:00 | 381 | 362
2018-05-06 18:30 | 413 | 392
2018-05-06 19:00 | 422 | 395
2018-05-06 19:30 | 411 | 381
2018-05-06 20:00 | 396 | 363
2018-05-06 20:30 | 381 | 348
2018-05-06 21:00 | 368 | 336
2018-05-06 21:30 | 381 | 349
2018-05-06 22:00 | 376 | 342
2018-05-06 22:30 | 365 | 329
2018-05-06 23:00 | 353 | 313
2018-05-06 23:30 | 342 | 299
2018-05-07 | 332 | 287
2018-05-07 00:30 | 327 | 281
2018-05-07 01:00 | 323 | 276
2018-05-07 01:30 | 295 | 267
2018-05-07 02:00 | 291 | 263
2018-05-07 02:30 | 288 | 260
2018-05-07 03:00 | 287 | 258
2018-05-07 03:30 | 287 | 257
2018-05-07 04:00 | 286 | 255
2018-05-07 04:30 | 288 | 257
2018-05-07 05:00 | 288 | 258
2018-05-07 05:30 | 291 | 261
2018-05-07 06:00 | 293 | 265
2018-05-07 06:30 | 301 | 272
2018-05-07 07:00 | 308 | 279
2018-05-07 07:30 | 310 | 283
2018-05-07 08:00 | 295 | 269
2018-05-07 08:30 | 284 | 260
2018-05-07 09:00 | 276 | 253
2018-05-07 09:30 | 270 | 247
2018-05-07 10:00 | 253 | 231
2018-05-07 10:30 | 245 | 222
2018-05-07 11:00 | 239 | 216
2018-05-07 11:30 | 239 | 216
2018-05-07 12:00 | 243 | 225
2018-05-07 12:30 | 243 | 226
2018-05-07 13:00 | 246 | 230
2018-05-07 13:30 | 255 | 240
2018-05-07 14:00 | 261 | 247
2018-05-07 14:30 | 252 | 236
2018-05-07 15:00 | 267 | 253
2018-05-07 15:30 | 280 | 266
2018-05-07 16:00 | 296 | 283
2018-05-07 16:30 | 315 | 302
2018-05-07 17:00 | 331 | 312
2018-05-07 17:30 | 362 | 346
2018-05-07 18:00 | 394 | 380
2018-05-07 18:30 | 421 | 410
2018-05-07 19:00 | 428 | 416
2018-05-07 19:30 | 430 | 416
2018-05-07 20:00 | 418 | 403
2018-05-07 20:30 | 400 | 383
2018-05-07 21:00 | 383 | 365
2018-05-07 21:30 | 367 | 348
2018-05-07 22:00 | 352 | 331
2018-05-07 22:30 | 331 | 311
2018-05-07 23:00 | 315 | 293
2018-05-07 23:30 | 323 | 299
2018-05-08 | 316 | 292
2018-05-08 00:30 | 310 | 287
2018-05-08 01:00 | 302 | 278
2018-05-08 01:30 | 297 | 273
2018-05-08 02:00 | 294 | 268
2018-05-08 02:30 | 293 | 265
2018-05-08 03:00 | 290 | 261
2018-05-08 03:30 | 289 | 259
2018-05-08 04:00 | 290 | 260
2018-05-08 04:30 | 292 | 263
2018-05-08 05:00 | 296 | 268
2018-05-08 05:30 | 307 | 281
2018-05-08 06:00 | 321 | 298
2018-05-08 06:30 | 344 | 329
2018-05-08 07:00 | 382 | 357
2018-05-08 07:30 | 408 | 382
2018-05-08 08:00 | 412 | 388
2018-05-08 08:30 | 398 | 374
2018-05-08 09:00 | 368 | 353
2018-05-08 09:30 | 357 | 346
2018-05-08 10:00 | 343 | 333
2018-05-08 10:30 | 333 | 324
2018-05-08 11:00 | 326 | 317
2018-05-08 11:30 | 329 | 319
2018-05-08 12:00 | 323 | 315
2018-05-08 12:30 | 324 | 316
2018-05-08 13:00 | 333 | 324
2018-05-08 13:30 | 346 | 338
2018-05-08 14:00 | 340 | 333
2018-05-08 14:30 | 345 | 336
2018-05-08 15:00 | 347 | 339
2018-05-08 15:30 | 352 | 344
2018-05-08 16:00 | 361 | 354
2018-05-08 16:30 | 382 | 378
2018-05-08 17:00 | 407 | 404
2018-05-08 17:30 | 410 | 405
2018-05-08 18:00 | 391 | 376
2018-05-08 18:30 | 443 | 437
2018-05-08 19:00 | 463 | 459
2018-05-08 19:30 | 447 | 442
2018-05-08 20:00 | 427 | 421
2018-05-08 20:30 | 409 | 400
2018-05-08 21:00 | 392 | 381
2018-05-08 21:30 | 374 | 361
2018-05-08 22:00 | 358 | 343
2018-05-08 22:30 | 336 | 318
2018-05-08 23:00 | 306 | 293
2018-05-08 23:30 | 284 | 269
2018-05-09 | 313 | 299
2018-05-09 00:30 | 314 | 300
2018-05-09 01:00 | 306 | 291
2018-05-09 01:30 | 301 | 285
2018-05-09 02:00 | 298 | 280
2018-05-09 02:30 | 294 | 273
2018-05-09 03:00 | 291 | 268
2018-05-09 03:30 | 293 | 272
2018-05-09 04:00 | 293 | 272
2018-05-09 04:30 | 297 | 275
2018-05-09 05:00 | 301 | 282
2018-05-09 05:30 | 311 | 294
2018-05-09 06:00 | 325 | 310
2018-05-09 06:30 | 347 | 337
2018-05-09 07:00 | 373 | 365
2018-05-09 07:30 | 399 | 393
2018-05-09 08:00 | 404 | 393
2018-05-09 08:30 | 407 | 394
2018-05-09 09:00 | 387 | 375
2018-05-09 09:30 | 357 | 345
2018-05-09 10:00 | 334 | 317
2018-05-09 10:30 | 334 | 312
2018-05-09 11:00 | 311 | 286
2018-05-09 11:30 | 311 | 279
2018-05-09 12:00 | 303 | 274
2018-05-09 12:30 | 324 | 308
2018-05-09 13:00 | 342 | 328
2018-05-09 13:30 | 340 | 325
2018-05-09 14:00 | 335 | 322
2018-05-09 14:30 | 354 | 341
2018-05-09 15:00 | 363 | 352
2018-05-09 15:30 | 394 | 381
2018-05-09 16:00 | 392 | 382
2018-05-09 16:30 | 408 | 397
2018-05-09 17:00 | 418 | 405
2018-05-09 17:30 | 455 | 441
2018-05-09 18:00 | 470 | 457
2018-05-09 18:30 | 504 | 487
2018-05-09 19:00 | 514 | 496
2018-05-09 19:30 | 501 | 478
2018-05-09 20:00 | 484 | 456
2018-05-09 20:30 | 468 | 437
2018-05-09 21:00 | 443 | 418
2018-05-09 21:30 | 416 | 399
2018-05-09 22:00 | 393 | 376
2018-05-09 22:30 | 385 | 373
2018-05-09 23:00 | 369 | 357
2018-05-09 23:30 | 353 | 339
2018-05-10 | 332 | 319
2018-05-10 00:30 | 325 | 310
2018-05-10 01:00 | 315 | 299
2018-05-10 01:30 | 309 | 292
2018-05-10 02:00 | 305 | 288
2018-05-10 02:30 | 303 | 283
2018-05-10 03:00 | 303 | 284
2018-05-10 03:30 | 302 | 282
2018-05-10 04:00 | 300 | 281
2018-05-10 04:30 | 304 | 285
2018-05-10 05:00 | 309 | 290
2018-05-10 05:30 | 318 | 301
2018-05-10 06:00 | 332 | 317
2018-05-10 06:30 | 363 | 349
2018-05-10 07:00 | 399 | 375
2018-05-10 07:30 | 415 | 395
2018-05-10 08:00 | 403 | 384
2018-05-10 08:30 | 384 | 368
2018-05-10 09:00 | 362 | 342
2018-05-10 09:30 | 352 | 331
2018-05-10 10:00 | 351 | 331
2018-05-10 10:30 | 348 | 328
2018-05-10 11:00 | 337 | 317
2018-05-10 11:30 | 339 | 319
2018-05-10 12:00 | 340 | 321
2018-05-10 12:30 | 355 | 338
2018-05-10 13:00 | 358 | 340
2018-05-10 13:30 | 356 | 336
2018-05-10 14:00 | 339 | 318
2018-05-10 14:30 | 344 | 324
2018-05-10 15:00 | 355 | 336
2018-05-10 15:30 | 362 | 344
2018-05-10 16:00 | 386 | 368
2018-05-10 16:30 | 400 | 383
2018-05-10 17:00 | 443 | 425
2018-05-10 17:30 | 465 | 445
2018-05-10 18:00 | 479 | 460
2018-05-10 18:30 | 485 | 468
2018-05-10 19:00 | 491 | 475
2018-05-10 19:30 | 477 | 459
2018-05-10 20:00 | 463 | 443
2018-05-10 20:30 | 446 | 422
2018-05-10 21:00 | 440 | 424
2018-05-10 21:30 | 448 | 433
2018-05-10 22:00 | 431 | 414
2018-05-10 22:30 | 411 | 391
2018-05-10 23:00 | 393 | 368
2018-05-10 23:30 | 367 | 345
2018-05-11 | 346 | 324
2018-05-11 00:30 | 331 | 313
2018-05-11 01:00 | 323 | 305
2018-05-11 01:30 | 317 | 297
2018-05-11 02:00 | 314 | 293
2018-05-11 02:30 | 310 | 288
2018-05-11 03:00 | 309 | 288
2018-05-11 03:30 | 308 | 287
2018-05-11 04:00 | 308 | 287
2018-05-11 04:30 | 290 | 268
2018-05-11 05:00 | 256 | 231
2018-05-11 05:30 | 260 | 236
2018-05-11 06:00 | 273 | 251
2018-05-11 06:30 | 301 | 284
2018-05-11 07:00 | 329 | 312
2018-05-11 07:30 | 342 | 324
2018-05-11 08:00 | 299 | 280
2018-05-11 08:30 | 217 | 196
2018-05-11 09:00 | 196 | 178
2018-05-11 09:30 | 183 | 165
2018-05-11 10:00 | 223 | 201
2018-05-11 10:30 | 240 | 207
2018-05-11 11:00 | 244 | 213
2018-05-11 11:30 | 245 | 215
2018-05-11 12:00 | 231 | 198
2018-05-11 12:30 | 215 | 182
2018-05-11 13:00 | 220 | 189
2018-05-11 13:30 | 222 | 189
2018-05-11 14:00 | 247 | 218
2018-05-11 14:30 | 259 | 232
2018-05-11 15:00 | 266 | 239
2018-05-11 15:30 | 268 | 237
2018-05-11 16:00 | 226 | 192
2018-05-11 16:30 | 230 | 195
2018-05-11 17:00 | 251 | 214
2018-05-11 17:30 | 260 | 222
2018-05-11 18:00 | 259 | 220
2018-05-11 18:30 | 275 | 240
2018-05-11 19:00 | 278 | 242
2018-05-11 19:30 | 265 | 225
2018-05-11 20:00 | 258 | 214
2018-05-11 20:30 | 245 | 197
2018-05-11 21:00 | 232 | 181
2018-05-11 21:30 | 217 | 165
2018-05-11 22:00 | 219 | 170
2018-05-11 22:30 | 222 | 178
2018-05-11 23:00 | 211 | 163
2018-05-11 23:30 | 246 | 201
2018-05-12 | 282 | 243
2018-05-12 00:30 | 341 | 306
2018-05-12 01:00 | 316 | 294
2018-05-12 01:30 | 308 | 285
2018-05-12 02:00 | 298 | 279
2018-05-12 02:30 | 292 | 276
2018-05-12 03:00 | 288 | 271
2018-05-12 03:30 | 286 | 270
2018-05-12 04:00 | 282 | 265
2018-05-12 04:30 | 283 | 266
2018-05-12 05:00 | 285 | 268
2018-05-12 05:30 | 290 | 274
2018-05-12 06:00 | 300 | 284
2018-05-12 06:30 | 313 | 298
2018-05-12 07:00 | 314 | 300
2018-05-12 07:30 | 315 | 301
2018-05-12 08:00 | 305 | 293
2018-05-12 08:30 | 288 | 276
2018-05-12 09:00 | 278 | 267
2018-05-12 09:30 | 272 | 259
2018-05-12 10:00 | 269 | 243
2018-05-12 10:30 | 238 | 209
2018-05-12 11:00 | 223 | 193
2018-05-12 11:30 | 217 | 186
2018-05-12 12:00 | 217 | 186
2018-05-12 12:30 | 218 | 183
2018-05-12 13:00 | 226 | 189
2018-05-12 13:30 | 229 | 192
2018-05-12 14:00 | 236 | 201
2018-05-12 14:30 | 246 | 212
2018-05-12 15:00 | 258 | 225
2018-05-12 15:30 | 275 | 245
2018-05-12 16:00 | 298 | 269
2018-05-12 16:30 | 322 | 296
2018-05-12 17:00 | 349 | 327
2018-05-12 17:30 | 377 | 356
2018-05-12 18:00 | 407 | 383
2018-05-12 18:30 | 429 | 405
2018-05-12 19:00 | 431 | 405
2018-05-12 19:30 | 416 | 388
2018-05-12 20:00 | 402 | 371
2018-05-12 20:30 | 371 | 313
2018-05-12 21:00 | 346 | 298
2018-05-12 21:30 | 338 | 286
2018-05-12 22:00 | 338 | 293
2018-05-12 22:30 | 327 | 285
2018-05-12 23:00 | 310 | 273
2018-05-12 23:30 | 295 | 258
2018-05-13 | 286 | 246
2018-05-13 00:30 | 279 | 238
2018-05-13 01:00 | 274 | 233
2018-05-13 01:30 | 283 | 254
2018-05-13 02:00 | 279 | 250
2018-05-13 02:30 | 272 | 245
2018-05-13 03:00 | 266 | 244
2018-05-13 03:30 | 265 | 243
2018-05-13 04:00 | 262 | 240
2018-05-13 04:30 | 263 | 240
2018-05-13 05:00 | 266 | 243
2018-05-13 05:30 | 269 | 248
2018-05-13 06:00 | 275 | 253
2018-05-13 06:30 | 285 | 265
2018-05-13 07:00 | 300 | 279
2018-05-13 07:30 | 302 | 282
2018-05-13 08:00 | 336 | 320
2018-05-13 08:30 | 283 | 270
2018-05-13 09:00 | 270 | 258
2018-05-13 09:30 | 260 | 247
2018-05-13 10:00 | 255 | 242
2018-05-13 10:30 | 242 | 229
2018-05-13 11:00 | 234 | 221
2018-05-13 11:30 | 235 | 220
2018-05-13 12:00 | 224 | 208
2018-05-13 12:30 | 231 | 214
2018-05-13 13:00 | 264 | 247
2018-05-13 13:30 | 271 | 255
2018-05-13 14:00 | 221 | 203
2018-05-13 14:30 | 194 | 174
2018-05-13 15:00 | 204 | 184
2018-05-13 15:30 | 214 | 197
2018-05-13 16:00 | 246 | 231
2018-05-13 16:30 | 277 | 264
2018-05-13 17:00 | 300 | 288
2018-05-13 17:30 | 310 | 297
2018-05-13 18:00 | 340 | 330
2018-05-13 18:30 | 369 | 361
2018-05-13 19:00 | 381 | 357
2018-05-13 19:30 | 369 | 343
2018-05-13 20:00 | 358 | 328
2018-05-13 20:30 | 362 | 330
2018-05-13 21:00 | 357 | 322
2018-05-13 21:30 | 364 | 326
2018-05-13 22:00 | 353 | 317
2018-05-13 22:30 | 336 | 297
2018-05-13 23:00 | 322 | 278
2018-05-13 23:30 | 311 | 265
2018-05-14 | 300 | 249
2018-05-14 00:30 | 291 | 246
2018-05-14 01:00 | 269 | 238
2018-05-14 01:30 | 264 | 233
2018-05-14 02:00 | 261 | 228
2018-05-14 02:30 | 258 | 225
2018-05-14 03:00 | 256 | 223
2018-05-14 03:30 | 255 | 222
2018-05-14 04:00 | 257 | 223
2018-05-14 04:30 | 261 | 228
2018-05-14 05:00 | 267 | 235
2018-05-14 05:30 | 277 | 249
2018-05-14 06:00 | 291 | 265
2018-05-14 06:30 | 316 | 296
2018-05-14 07:00 | 341 | 324
2018-05-14 07:30 | 353 | 338
2018-05-14 08:00 | 335 | 321
2018-05-14 08:30 | 305 | 288
2018-05-14 09:00 | 279 | 257
2018-05-14 09:30 | 263 | 242
2018-05-14 10:00 | 253 | 231
2018-05-14 10:30 | 225 | 201
2018-05-14 11:00 | 181 | 153
2018-05-14 11:30 | 177 | 148
2018-05-14 12:00 | 177 | 148
2018-05-14 12:30 | 179 | 149
2018-05-14 13:00 | 196 | 153
2018-05-14 13:30 | 183 | 133
2018-05-14 14:00 | 147 | 87
2018-05-14 14:30 | 115 | 36
2018-05-14 15:00 | 115 | 36
2018-05-14 15:30 | 121 | 48
2018-05-14 16:00 | 135 | 70
2018-05-14 16:30 | 147 | 86
2018-05-14 17:00 | 151 | 81
2018-05-14 17:30 | 194 | 145
2018-05-14 18:00 | 223 | 180
2018-05-14 18:30 | 246 | 213
2018-05-14 19:00 | 249 | 218
2018-05-14 19:30 | 234 | 201
2018-05-14 20:00 | 215 | 180
2018-05-14 20:30 | 198 | 159
2018-05-14 21:00 | 198 | 156
2018-05-14 21:30 | 189 | 143
2018-05-14 22:00 | 194 | 147
2018-05-14 22:30 | 182 | 130
2018-05-14 23:00 | 217 | 170
2018-05-14 23:30 | 215 | 173
2018-05-15 | 207 | 162
2018-05-15 00:30 | 200 | 154
2018-05-15 01:00 | 193 | 145
2018-05-15 01:30 | 190 | 140
2018-05-15 02:00 | 187 | 135
2018-05-15 02:30 | 184 | 132
2018-05-15 03:00 | 184 | 131
2018-05-15 03:30 | 182 | 128
2018-05-15 04:00 | 182 | 127
2018-05-15 04:30 | 184 | 129
2018-05-15 05:00 | 188 | 136
2018-05-15 05:30 | 198 | 150
2018-05-15 06:00 | 210 | 165
2018-05-15 06:30 | 177 | 131
2018-05-15 07:00 | 185 | 144
2018-05-15 07:30 | 193 | 159
2018-05-15 08:00 | 179 | 149
2018-05-15 08:30 | 149 | 131
2018-05-15 09:00 | 190 | 173
2018-05-15 09:30 | 192 | 176
2018-05-15 10:00 | 166 | 149
2018-05-15 10:30 | 146 | 128
2018-05-15 11:00 | 143 | 124
2018-05-15 11:30 | 141 | 121
2018-05-15 12:00 | 140 | 121
2018-05-15 12:30 | 141 | 122
2018-05-15 13:00 | 146 | 128
2018-05-15 13:30 | 147 | 128
2018-05-15 14:00 | 138 | 118
2018-05-15 14:30 | 82 | 56
2018-05-15 15:00 | 79 | 51
2018-05-15 15:30 | 87 | 62
2018-05-15 16:00 | 103 | 82
2018-05-15 16:30 | 118 | 99
2018-05-15 17:00 | 138 | 121
2018-05-15 17:30 | 169 | 153
2018-05-15 18:00 | 191 | 174
2018-05-15 18:30 | 195 | 171
2018-05-15 19:00 | 228 | 212
2018-05-15 19:30 | 224 | 207
2018-05-15 20:00 | 223 | 207
2018-05-15 20:30 | 205 | 193
2018-05-15 21:00 | 272 | 259
2018-05-15 21:30 | 205 | 184
2018-05-15 22:00 | 185 | 159
2018-05-15 22:30 | 166 | 135
2018-05-15 23:00 | 147 | 104
2018-05-15 23:30 | 135 | 74
2018-05-16 | 134 | 86
2018-05-16 00:30 | 128 | 77
2018-05-16 01:00 | 171 | 129
2018-05-16 01:30 | 215 | 183
2018-05-16 02:00 | 280 | 254
2018-05-16 02:30 | 277 | 251
2018-05-16 03:00 | 275 | 248
2018-05-16 03:30 | 276 | 247
2018-05-16 04:00 | 275 | 245
2018-05-16 04:30 | 280 | 251
2018-05-16 05:00 | 284 | 257
2018-05-16 05:30 | 297 | 271
2018-05-16 06:00 | 310 | 287
2018-05-16 06:30 | 338 | 320
2018-05-16 07:00 | 371 | 354
2018-05-16 07:30 | 393 | 373
2018-05-16 08:00 | 367 | 342
2018-05-16 08:30 | 338 | 313
2018-05-16 09:00 | 328 | 308
2018-05-16 09:30 | 316 | 297
2018-05-16 10:00 | 317 | 297
2018-05-16 10:30 | 306 | 286
2018-05-16 11:00 | 291 | 270
2018-05-16 11:30 | 287 | 266
2018-05-16 12:00 | 289 | 269
2018-05-16 12:30 | 294 | 275
2018-05-16 13:00 | 295 | 275
2018-05-16 13:30 | 298 | 279
2018-05-16 14:00 | 292 | 274
2018-05-16 14:30 | 298 | 280
2018-05-16 15:00 | 314 | 297
2018-05-16 15:30 | 327 | 309
2018-05-16 16:00 | 349 | 329
2018-05-16 16:30 | 355 | 334
2018-05-16 17:00 | 359 | 338
2018-05-16 17:30 | 384 | 362
2018-05-16 18:00 | 410 | 390
2018-05-16 18:30 | 431 | 414
2018-05-16 19:00 | 434 | 416
2018-05-16 19:30 | 436 | 416
2018-05-16 20:00 | 426 | 405
2018-05-16 20:30 | 435 | 409
2018-05-16 21:00 | 425 | 400
2018-05-16 21:30 | 407 | 382
2018-05-16 22:00 | 387 | 360
2018-05-16 22:30 | 367 | 335
2018-05-16 23:00 | 351 | 315
2018-05-16 23:30 | 322 | 302
2018-05-17 | 311 | 289
2018-05-17 00:30 | 305 | 282
2018-05-17 01:00 | 296 | 272
2018-05-17 01:30 | 278 | 244
2018-05-17 02:00 | 255 | 185
2018-05-17 02:30 | 257 | 189
2018-05-17 03:00 | 270 | 219
2018-05-17 03:30 | 279 | 241
2018-05-17 04:00 | 283 | 251
2018-05-17 04:30 | 288 | 257
2018-05-17 05:00 | 294 | 264
2018-05-17 05:30 | 304 | 281
2018-05-17 06:00 | 318 | 297
2018-05-17 06:30 | 344 | 328
2018-05-17 07:00 | 377 | 359
2018-05-17 07:30 | 413 | 394
2018-05-17 08:00 | 431 | 411
2018-05-17 08:30 | 425 | 399
2018-05-17 09:00 | 408 | 383
2018-05-17 09:30 | 393 | 366
2018-05-17 10:00 | 386 | 359
2018-05-17 10:30 | 370 | 340
2018-05-17 11:00 | 362 | 332
2018-05-17 11:30 | 357 | 328
2018-05-17 12:00 | 360 | 331
2018-05-17 12:30 | 362 | 334
2018-05-17 13:00 | 351 | 322
2018-05-17 13:30 | 354 | 325
2018-05-17 14:00 | 355 | 328
2018-05-17 14:30 | 354 | 327
2018-05-17 15:00 | 359 | 332
2018-05-17 15:30 | 376 | 348
2018-05-17 16:00 | 380 | 351
2018-05-17 16:30 | 373 | 343
2018-05-17 17:00 | 377 | 349
2018-05-17 17:30 | 403 | 374
2018-05-17 18:00 | 427 | 401
2018-05-17 18:30 | 447 | 424
2018-05-17 19:00 | 451 | 429
2018-05-17 19:30 | 454 | 430
2018-05-17 20:00 | 447 | 421
2018-05-17 20:30 | 452 | 423
2018-05-17 21:00 | 445 | 412
2018-05-17 21:30 | 425 | 387
2018-05-17 22:00 | 407 | 365
2018-05-17 22:30 | 389 | 344
2018-05-17 23:00 | 365 | 320
2018-05-17 23:30 | 327 | 281
2018-05-18 | 315 | 290
2018-05-18 00:30 | 309 | 284
2018-05-18 01:00 | 303 | 276
2018-05-18 01:30 | 298 | 271
2018-05-18 02:00 | 293 | 266
2018-05-18 02:30 | 289 | 260
2018-05-18 03:00 | 288 | 259
2018-05-18 03:30 | 288 | 260
2018-05-18 04:00 | 286 | 259
2018-05-18 04:30 | 287 | 260
2018-05-18 05:00 | 293 | 267
2018-05-18 05:30 | 307 | 283
2018-05-18 06:00 | 327 | 302
2018-05-18 06:30 | 351 | 331
2018-05-18 07:00 | 377 | 346
2018-05-18 07:30 | 412 | 375
2018-05-18 08:00 | 412 | 381
2018-05-18 08:30 | 382 | 345
2018-05-18 09:00 | 376 | 340
2018-05-18 09:30 | 353 | 315
2018-05-18 10:00 | 338 | 299
2018-05-18 10:30 | 328 | 287
2018-05-18 11:00 | 320 | 279
2018-05-18 11:30 | 312 | 270
2018-05-18 12:00 | 313 | 272
2018-05-18 12:30 | 323 | 284
2018-05-18 13:00 | 324 | 286
2018-05-18 13:30 | 330 | 293
2018-05-18 14:00 | 313 | 279
2018-05-18 14:30 | 316 | 284
2018-05-18 15:00 | 319 | 285
2018-05-18 15:30 | 334 | 301
2018-05-18 16:00 | 342 | 309
2018-05-18 16:30 | 332 | 293
2018-05-18 17:00 | 318 | 268
2018-05-18 17:30 | 364 | 333
2018-05-18 18:00 | 398 | 377
2018-05-18 18:30 | 411 | 395
2018-05-18 19:00 | 417 | 394
2018-05-18 19:30 | 416 | 380
2018-05-18 20:00 | 401 | 364
2018-05-18 20:30 | 410 | 370
2018-05-18 21:00 | 425 | 385
2018-05-18 21:30 | 418 | 377
2018-05-18 22:00 | 398 | 360
2018-05-18 22:30 | 383 | 343
2018-05-18 23:00 | 370 | 327
2018-05-18 23:30 | 350 | 310
2018-05-19 | 341 | 297
2018-05-19 00:30 | 333 | 287
2018-05-19 01:00 | 326 | 278
2018-05-19 01:30 | 320 | 271
2018-05-19 02:00 | 312 | 263
2018-05-19 02:30 | 312 | 262
2018-05-19 03:00 | 310 | 260
2018-05-19 03:30 | 307 | 256
2018-05-19 04:00 | 307 | 255
2018-05-19 04:30 | 307 | 255
2018-05-19 05:00 | 312 | 260
2018-05-19 05:30 | 316 | 267
2018-05-19 06:00 | 321 | 272
2018-05-19 06:30 | 329 | 283
2018-05-19 07:00 | 339 | 294
2018-05-19 07:30 | 346 | 304
2018-05-19 08:00 | 335 | 296
2018-05-19 08:30 | 325 | 297
2018-05-19 09:00 | 320 | 297
2018-05-19 09:30 | 320 | 297
2018-05-19 10:00 | 313 | 293
2018-05-19 10:30 | 297 | 278
2018-05-19 11:00 | 294 | 272
2018-05-19 11:30 | 284 | 258
2018-05-19 12:00 | 288 | 265
2018-05-19 12:30 | 296 | 274
2018-05-19 13:00 | 297 | 275
2018-05-19 13:30 | 290 | 268
2018-05-19 14:00 | 297 | 274
2018-05-19 14:30 | 304 | 281
2018-05-19 15:00 | 309 | 287
2018-05-19 15:30 | 317 | 296
2018-05-19 16:00 | 334 | 313
2018-05-19 16:30 | 351 | 331
2018-05-19 17:00 | 373 | 354
2018-05-19 17:30 | 397 | 380
2018-05-19 18:00 | 414 | 398
2018-05-19 18:30 | 425 | 413
2018-05-19 19:00 | 421 | 408
2018-05-19 19:30 | 404 | 389
2018-05-19 20:00 | 391 | 375
2018-05-19 20:30 | 380 | 362
2018-05-19 21:00 | 365 | 346
2018-05-19 21:30 | 348 | 330
2018-05-19 22:00 | 339 | 321
2018-05-19 22:30 | 330 | 311
2018-05-19 23:00 | 323 | 302
2018-05-19 23:30 | 332 | 310
2018-05-20 | 325 | 301
2018-05-20 00:30 | 307 | 288
2018-05-20 01:00 | 289 | 278
2018-05-20 01:30 | 283 | 270
2018-05-20 02:00 | 276 | 263
2018-05-20 02:30 | 271 | 258
2018-05-20 03:00 | 270 | 258
2018-05-20 03:30 | 270 | 257
2018-05-20 04:00 | 270 | 257
2018-05-20 04:30 | 270 | 258
2018-05-20 05:00 | 272 | 260
2018-05-20 05:30 | 275 | 262
2018-05-20 06:00 | 279 | 268
2018-05-20 06:30 | 291 | 280
2018-05-20 07:00 | 293 | 282
2018-05-20 07:30 | 300 | 289
2018-05-20 08:00 | 312 | 298
2018-05-20 08:30 | 317 | 297
2018-05-20 09:00 | 314 | 290
2018-05-20 09:30 | 309 | 286
2018-05-20 10:00 | 303 | 280
2018-05-20 10:30 | 298 | 274
2018-05-20 11:00 | 305 | 281
2018-05-20 11:30 | 278 | 253
2018-05-20 12:00 | 271 | 246
2018-05-20 12:30 | 273 | 248
2018-05-20 13:00 | 272 | 247
2018-05-20 13:30 | 276 | 250
2018-05-20 14:00 | 267 | 242
2018-05-20 14:30 | 289 | 264
2018-05-20 15:00 | 296 | 272
2018-05-20 15:30 | 304 | 275
2018-05-20 16:00 | 326 | 302
2018-05-20 16:30 | 328 | 305
2018-05-20 17:00 | 332 | 312
2018-05-20 17:30 | 364 | 344
2018-05-20 18:00 | 404 | 387
2018-05-20 18:30 | 429 | 412
2018-05-20 19:00 | 429 | 413
2018-05-20 19:30 | 415 | 396
2018-05-20 20:00 | 399 | 378
2018-05-20 20:30 | 399 | 377
2018-05-20 21:00 | 389 | 364
2018-05-20 21:30 | 393 | 368
2018-05-20 22:00 | 383 | 356
2018-05-20 22:30 | 364 | 337
2018-05-20 23:00 | 347 | 321
2018-05-20 23:30 | 328 | 304
2018-05-21 | 316 | 290
2018-05-21 00:30 | 298 | 257
2018-05-21 01:00 | 306 | 273
2018-05-21 01:30 | 301 | 269
2018-05-21 02:00 | 299 | 265
2018-05-21 02:30 | 297 | 263
2018-05-21 03:00 | 295 | 260
2018-05-21 03:30 | 294 | 259
2018-05-21 04:00 | 295 | 261
2018-05-21 04:30 | 299 | 266
2018-05-21 05:00 | 305 | 272
2018-05-21 05:30 | 314 | 287
2018-05-21 06:00 | 328 | 303
2018-05-21 06:30 | 357 | 334
2018-05-21 07:00 | 386 | 365
2018-05-21 07:30 | 408 | 390
2018-05-21 08:00 | 399 | 384
2018-05-21 08:30 | 380 | 365
2018-05-21 09:00 | 356 | 337
2018-05-21 09:30 | 337 | 317
2018-05-21 10:00 | 329 | 309
2018-05-21 10:30 | 324 | 305
2018-05-21 11:00 | 322 | 304
2018-05-21 11:30 | 313 | 294
2018-05-21 12:00 | 311 | 292
2018-05-21 12:30 | 305 | 286
2018-05-21 13:00 | 308 | 290
2018-05-21 13:30 | 309 | 291
2018-05-21 14:00 | 314 | 298
2018-05-21 14:30 | 306 | 288
2018-05-21 15:00 | 315 | 297
2018-05-21 15:30 | 323 | 306
2018-05-21 16:00 | 347 | 331
2018-05-21 16:30 | 359 | 342
2018-05-21 17:00 | 371 | 353
2018-05-21 17:30 | 348 | 329
2018-05-21 18:00 | 358 | 340
2018-05-21 18:30 | 356 | 333
2018-05-21 19:00 | 377 | 360
2018-05-21 19:30 | 432 | 417
2018-05-21 20:00 | 424 | 408
2018-05-21 20:30 | 423 | 405
2018-05-21 21:00 | 411 | 390
2018-05-21 21:30 | 391 | 371
2018-05-21 22:00 | 370 | 349
2018-05-21 22:30 | 371 | 348
2018-05-21 23:00 | 360 | 335
2018-05-21 23:30 | 343 | 315
2018-05-22 | 326 | 300
2018-05-22 00:30 | 315 | 291
2018-05-22 01:00 | 307 | 282
2018-05-22 01:30 | 303 | 276
2018-05-22 02:00 | 297 | 269
2018-05-22 02:30 | 294 | 265
2018-05-22 03:00 | 292 | 263
2018-05-22 03:30 | 294 | 265
2018-05-22 04:00 | 293 | 264
2018-05-22 04:30 | 297 | 268
2018-05-22 05:00 | 304 | 276
2018-05-22 05:30 | 315 | 289
2018-05-22 06:00 | 330 | 306
2018-05-22 06:30 | 360 | 341
2018-05-22 07:00 | 366 | 345
2018-05-22 07:30 | 401 | 388
2018-05-22 08:00 | 395 | 386
2018-05-22 08:30 | 366 | 359
2018-05-22 09:00 | 344 | 337
2018-05-22 09:30 | 323 | 316
2018-05-22 10:00 | 308 | 301
2018-05-22 10:30 | 181 | 178
2018-05-22 11:00 | 266 | 253
2018-05-22 11:30 | 228 | 212
2018-05-22 12:00 | 284 | 266
2018-05-22 12:30 | 283 | 265
2018-05-22 13:00 | 288 | 271
2018-05-22 13:30 | 256 | 241
2018-05-22 14:00 | 254 | 249
2018-05-22 14:30 | 256 | 252
2018-05-22 15:00 | 268 | 263
2018-05-22 15:30 | 281 | 277
2018-05-22 16:00 | 300 | 295
2018-05-22 16:30 | 328 | 323
2018-05-22 17:00 | 356 | 351
2018-05-22 17:30 | 399 | 388
2018-05-22 18:00 | 418 | 399
2018-05-22 18:30 | 441 | 430
2018-05-22 19:00 | 444 | 433
2018-05-22 19:30 | 429 | 416
2018-05-22 20:00 | 413 | 397
2018-05-22 20:30 | 414 | 397
2018-05-22 21:00 | 422 | 404
2018-05-22 21:30 | 410 | 390
2018-05-22 22:00 | 384 | 365
2018-05-22 22:30 | 361 | 342
2018-05-22 23:00 | 344 | 322
2018-05-22 23:30 | 330 | 307
2018-05-23 | 318 | 293
2018-05-23 00:30 | 310 | 283
2018-05-23 01:00 | 305 | 277
2018-05-23 01:30 | 299 | 270
2018-05-23 02:00 | 294 | 263
2018-05-23 02:30 | 293 | 262
2018-05-23 03:00 | 291 | 259
2018-05-23 03:30 | 292 | 259
2018-05-23 04:00 | 292 | 260
2018-05-23 04:30 | 297 | 265
2018-05-23 05:00 | 302 | 272
2018-05-23 05:30 | 314 | 286
2018-05-23 06:00 | 327 | 304
2018-05-23 06:30 | 359 | 336
2018-05-23 07:00 | 352 | 313
2018-05-23 07:30 | 400 | 379
2018-05-23 08:00 | 382 | 365
2018-05-23 08:30 | 345 | 328
2018-05-23 09:00 | 321 | 299
2018-05-23 09:30 | 305 | 283
2018-05-23 10:00 | 289 | 266
2018-05-23 10:30 | 289 | 260
2018-05-23 11:00 | 291 | 251
2018-05-23 11:30 | 290 | 248
2018-05-23 12:00 | 289 | 247
2018-05-23 12:30 | 289 | 246
2018-05-23 13:00 | 289 | 246
2018-05-23 13:30 | 291 | 250
2018-05-23 14:00 | 294 | 253
2018-05-23 14:30 | 282 | 241
2018-05-23 15:00 | 286 | 246
2018-05-23 15:30 | 305 | 266
2018-05-23 16:00 | 324 | 287
2018-05-23 16:30 | 352 | 317
2018-05-23 17:00 | 381 | 348
2018-05-23 17:30 | 413 | 381
2018-05-23 18:00 | 442 | 413
2018-05-23 18:30 | 467 | 444
2018-05-23 19:00 | 470 | 447
2018-05-23 19:30 | 455 | 430
2018-05-23 20:00 | 441 | 413
2018-05-23 20:30 | 426 | 395
2018-05-23 21:00 | 410 | 376
2018-05-23 21:30 | 395 | 356
2018-05-23 22:00 | 376 | 336
2018-05-23 22:30 | 377 | 336
2018-05-23 23:00 | 366 | 322
2018-05-23 23:30 | 346 | 306
2018-05-24 | 334 | 293
2018-05-24 00:30 | 305 | 284
2018-05-24 01:00 | 298 | 275
2018-05-24 01:30 | 290 | 267
2018-05-24 02:00 | 286 | 262
2018-05-24 02:30 | 281 | 256
2018-05-24 03:00 | 268 | 232
2018-05-24 03:30 | 281 | 254
2018-05-24 04:00 | 283 | 256
2018-05-24 04:30 | 290 | 263
2018-05-24 05:00 | 295 | 270
2018-05-24 05:30 | 307 | 283
2018-05-24 06:00 | 321 | 301
2018-05-24 06:30 | 353 | 333
2018-05-24 07:00 | 358 | 331
2018-05-24 07:30 | 403 | 382
2018-05-24 08:00 | 403 | 381
2018-05-24 08:30 | 387 | 362
2018-05-24 09:00 | 360 | 334
2018-05-24 09:30 | 359 | 333
2018-05-24 10:00 | 336 | 309
2018-05-24 10:30 | 335 | 308
2018-05-24 11:00 | 323 | 296
2018-05-24 11:30 | 326 | 299
2018-05-24 12:00 | 321 | 295
2018-05-24 12:30 | 337 | 312
2018-05-24 13:00 | 330 | 305
2018-05-24 13:30 | 325 | 299
2018-05-24 14:00 | 316 | 289
2018-05-24 14:30 | 331 | 304
2018-05-24 15:00 | 345 | 319
2018-05-24 15:30 | 351 | 326
2018-05-24 16:00 | 377 | 354
2018-05-24 16:30 | 391 | 367
2018-05-24 17:00 | 406 | 383
2018-05-24 17:30 | 421 | 398
2018-05-24 18:00 | 445 | 424
2018-05-24 18:30 | 466 | 449
2018-05-24 19:00 | 472 | 454
2018-05-24 19:30 | 459 | 440
2018-05-24 20:00 | 444 | 423
2018-05-24 20:30 | 427 | 402
2018-05-24 21:00 | 411 | 382
2018-05-24 21:30 | 395 | 360
2018-05-24 22:00 | 377 | 337
2018-05-24 22:30 | 359 | 315
2018-05-24 23:00 | 344 | 296
2018-05-24 23:30 | 326 | 281
2018-05-25 | 314 | 267
2018-05-25 00:30 | 325 | 277
2018-05-25 01:00 | 324 | 275
2018-05-25 01:30 | 318 | 268
2018-05-25 02:00 | 314 | 263
2018-05-25 02:30 | 308 | 260
2018-05-25 03:00 | 295 | 263
2018-05-25 03:30 | 292 | 259
2018-05-25 04:00 | 291 | 258
2018-05-25 04:30 | 293 | 261
2018-05-25 05:00 | 298 | 267
2018-05-25 05:30 | 306 | 281
2018-05-25 06:00 | 321 | 299
2018-05-25 06:30 | 350 | 332
2018-05-25 07:00 | 377 | 363
2018-05-25 07:30 | 413 | 394
2018-05-25 08:00 | 413 | 390
2018-05-25 08:30 | 402 | 381
2018-05-25 09:00 | 390 | 367
2018-05-25 09:30 | 384 | 361
2018-05-25 10:00 | 355 | 329
2018-05-25 10:30 | 350 | 320
2018-05-25 11:00 | 332 | 301
2018-05-25 11:30 | 332 | 301
2018-05-25 12:00 | 342 | 313
2018-05-25 12:30 | 337 | 307
2018-05-25 13:00 | 345 | 314
2018-05-25 13:30 | 352 | 325
2018-05-25 14:00 | 347 | 321
2018-05-25 14:30 | 346 | 320
2018-05-25 15:00 | 333 | 307
2018-05-25 15:30 | 334 | 307
2018-05-25 16:00 | 352 | 325
2018-05-25 16:30 | 359 | 333
2018-05-25 17:00 | 381 | 354
2018-05-25 17:30 | 398 | 371
2018-05-25 18:00 | 409 | 373
2018-05-25 18:30 | 437 | 410
2018-05-25 19:00 | 435 | 408
2018-05-25 19:30 | 421 | 392
2018-05-25 20:00 | 407 | 374
2018-05-25 20:30 | 409 | 374
2018-05-25 21:00 | 400 | 364
2018-05-25 21:30 | 384 | 352
2018-05-25 22:00 | 371 | 339
2018-05-25 22:30 | 377 | 343
2018-05-25 23:00 | 368 | 331
2018-05-25 23:30 | 346 | 317
2018-05-26 | 327 | 304
2018-05-26 00:30 | 319 | 296
2018-05-26 01:00 | 308 | 284
2018-05-26 01:30 | 303 | 278
2018-05-26 02:00 | 296 | 269
2018-05-26 02:30 | 294 | 266
2018-05-26 03:00 | 290 | 261
2018-05-26 03:30 | 288 | 259
2018-05-26 04:00 | 286 | 256
2018-05-26 04:30 | 288 | 258
2018-05-26 05:00 | 290 | 261
2018-05-26 05:30 | 295 | 267
2018-05-26 06:00 | 300 | 272
2018-05-26 06:30 | 310 | 285
2018-05-26 07:00 | 321 | 298
2018-05-26 07:30 | 336 | 314
2018-05-26 08:00 | 342 | 322
2018-05-26 08:30 | 345 | 326
2018-05-26 09:00 | 340 | 321
2018-05-26 09:30 | 324 | 307
2018-05-26 10:00 | 364 | 348
2018-05-26 10:30 | 357 | 340
2018-05-26 11:00 | 287 | 267
2018-05-26 11:30 | 279 | 259
2018-05-26 12:00 | 280 | 261
2018-05-26 12:30 | 282 | 263
2018-05-26 13:00 | 295 | 272
2018-05-26 13:30 | 288 | 264
2018-05-26 14:00 | 263 | 237
2018-05-26 14:30 | 255 | 230
2018-05-26 15:00 | 261 | 234
2018-05-26 15:30 | 277 | 253
2018-05-26 16:00 | 292 | 268
2018-05-26 16:30 | 323 | 299
2018-05-26 17:00 | 347 | 326
2018-05-26 17:30 | 378 | 359
2018-05-26 18:00 | 403 | 387
2018-05-26 18:30 | 420 | 406
2018-05-26 19:00 | 419 | 405
2018-05-26 19:30 | 425 | 410
2018-05-26 20:00 | 421 | 405
2018-05-26 20:30 | 402 | 385
2018-05-26 21:00 | 388 | 372
2018-05-26 21:30 | 378 | 363
2018-05-26 22:00 | 364 | 346
2018-05-26 22:30 | 351 | 333
2018-05-26 23:00 | 338 | 316
2018-05-26 23:30 | 325 | 302
2018-05-27 | 316 | 291
2018-05-27 00:30 | 308 | 282
2018-05-27 01:00 | 300 | 273
2018-05-27 01:30 | 293 | 265
2018-05-27 02:00 | 288 | 259
2018-05-27 02:30 | 287 | 258
2018-05-27 03:00 | 284 | 254
2018-05-27 03:30 | 282 | 251
2018-05-27 04:00 | 271 | 225
2018-05-27 04:30 | 283 | 246
2018-05-27 05:00 | 287 | 253
2018-05-27 05:30 | 289 | 255
2018-05-27 06:00 | 292 | 259
2018-05-27 06:30 | 298 | 267
2018-05-27 07:00 | 305 | 275
2018-05-27 07:30 | 313 | 281
2018-05-27 08:00 | 283 | 250
2018-05-27 08:30 | 263 | 234
2018-05-27 09:00 | 267 | 242
2018-05-27 09:30 | 272 | 248
2018-05-27 10:00 | 261 | 239
2018-05-27 10:30 | 264 | 242
2018-05-27 11:00 | 261 | 239
2018-05-27 11:30 | 263 | 240
2018-05-27 12:00 | 261 | 239
2018-05-27 12:30 | 254 | 232
2018-05-27 13:00 | 250 | 227
2018-05-27 13:30 | 254 | 232
2018-05-27 14:00 | 260 | 240
2018-05-27 14:30 | 252 | 230
2018-05-27 15:00 | 256 | 234
2018-05-27 15:30 | 275 | 254
2018-05-27 16:00 | 308 | 290
2018-05-27 16:30 | 319 | 303
2018-05-27 17:00 | 361 | 347
2018-05-27 17:30 | 412 | 396
2018-05-27 18:00 | 451 | 433
2018-05-27 18:30 | 471 | 457
2018-05-27 19:00 | 452 | 437
2018-05-27 19:30 | 435 | 418
2018-05-27 20:00 | 419 | 400
2018-05-27 20:30 | 403 | 381
2018-05-27 21:00 | 389 | 364
2018-05-27 21:30 | 376 | 347
2018-05-27 22:00 | 361 | 330
2018-05-27 22:30 | 363 | 329
2018-05-27 23:00 | 357 | 318
2018-05-27 23:30 | 343 | 303
2018-05-28 | 322 | 290
2018-05-28 00:30 | 312 | 284
2018-05-28 01:00 | 305 | 275
2018-05-28 01:30 | 301 | 270
2018-05-28 02:00 | 296 | 264
2018-05-28 02:30 | 293 | 261
2018-05-28 03:00 | 291 | 257
2018-05-28 03:30 | 290 | 257
2018-05-28 04:00 | 291 | 258
2018-05-28 04:30 | 293 | 260
2018-05-28 05:00 | 298 | 265
2018-05-28 05:30 | 309 | 279
2018-05-28 06:00 | 323 | 296
2018-05-28 06:30 | 352 | 333
2018-05-28 07:00 | 380 | 365
2018-05-28 07:30 | 418 | 395
2018-05-28 08:00 | 422 | 396
2018-05-28 08:30 | 397 | 372
2018-05-28 09:00 | 389 | 364
2018-05-28 09:30 | 372 | 348
2018-05-28 10:00 | 366 | 342
2018-05-28 10:30 | 354 | 331
2018-05-28 11:00 | 318 | 291
2018-05-28 11:30 | 272 | 239
2018-05-28 12:00 | 280 | 248
2018-05-28 12:30 | 281 | 251
2018-05-28 13:00 | 282 | 252
2018-05-28 13:30 | 263 | 230
2018-05-28 14:00 | 233 | 194
2018-05-28 14:30 | 212 | 169
2018-05-28 15:00 | 169 | 116
2018-05-28 15:30 | 181 | 128
2018-05-28 16:00 | 191 | 143
2018-05-28 16:30 | 205 | 155
2018-05-28 17:00 | 214 | 160
2018-05-28 17:30 | 220 | 152
2018-05-28 18:00 | 240 | 193
2018-05-28 18:30 | 260 | 218
2018-05-28 19:00 | 267 | 225
2018-05-28 19:30 | 253 | 207
2018-05-28 20:00 | 238 | 188
2018-05-28 20:30 | 225 | 169
2018-05-28 21:00 | 232 | 174
2018-05-28 21:30 | 243 | 185
2018-05-28 22:00 | 215 | 170
2018-05-28 22:30 | 195 | 147
2018-05-28 23:00 | 231 | 187
2018-05-28 23:30 | 269 | 231
2018-05-29 | 324 | 293
2018-05-29 00:30 | 317 | 285
2018-05-29 01:00 | 311 | 277
2018-05-29 01:30 | 306 | 271
2018-05-29 02:00 | 304 | 267
2018-05-29 02:30 | 299 | 261
2018-05-29 03:00 | 299 | 260
2018-05-29 03:30 | 300 | 261
2018-05-29 04:00 | 298 | 259
2018-05-29 04:30 | 301 | 262
2018-05-29 05:00 | 309 | 272
2018-05-29 05:30 | 319 | 285
2018-05-29 06:00 | 330 | 299
2018-05-29 06:30 | 330 | 303
2018-05-29 07:00 | 332 | 308
2018-05-29 07:30 | 359 | 336
2018-05-29 08:00 | 384 | 354
2018-05-29 08:30 | 391 | 361
2018-05-29 09:00 | 370 | 341
2018-05-29 09:30 | 361 | 332
2018-05-29 10:00 | 359 | 329
2018-05-29 10:30 | 362 | 333
2018-05-29 11:00 | 354 | 325
2018-05-29 11:30 | 353 | 325
2018-05-29 12:00 | 345 | 317
2018-05-29 12:30 | 348 | 321
2018-05-29 13:00 | 354 | 327
2018-05-29 13:30 | 351 | 325
2018-05-29 14:00 | 339 | 311
2018-05-29 14:30 | 324 | 295
2018-05-29 15:00 | 314 | 282
2018-05-29 15:30 | 324 | 292
2018-05-29 16:00 | 348 | 317
2018-05-29 16:30 | 375 | 346
2018-05-29 17:00 | 401 | 372
2018-05-29 17:30 | 433 | 405
2018-05-29 18:00 | 416 | 373
2018-05-29 18:30 | 445 | 413
2018-05-29 19:00 | 453 | 423
2018-05-29 19:30 | 475 | 449
2018-05-29 20:00 | 476 | 453
2018-05-29 20:30 | 458 | 432
2018-05-29 21:00 | 438 | 416
2018-05-29 21:30 | 422 | 398
2018-05-29 22:00 | 405 | 378
2018-05-29 22:30 | 385 | 355
2018-05-29 23:00 | 366 | 332
2018-05-29 23:30 | 349 | 311
2018-05-30 | 337 | 295
2018-05-30 00:30 | 327 | 283
2018-05-30 01:00 | 317 | 274
2018-05-30 01:30 | 313 | 268
2018-05-30 02:00 | 311 | 264
2018-05-30 02:30 | 309 | 261
2018-05-30 03:00 | 307 | 258
2018-05-30 03:30 | 299 | 243
2018-05-30 04:00 | 282 | 251
2018-05-30 04:30 | 286 | 258
2018-05-30 05:00 | 292 | 264
2018-05-30 05:30 | 300 | 274
2018-05-30 06:00 | 319 | 296
2018-05-30 06:30 | 356 | 333
2018-05-30 07:00 | 388 | 361
2018-05-30 07:30 | 409 | 383
2018-05-30 08:00 | 395 | 370
2018-05-30 08:30 | 361 | 335
2018-05-30 09:00 | 336 | 309
2018-05-30 09:30 | 317 | 291
2018-05-30 10:00 | 301 | 272
2018-05-30 10:30 | 286 | 258
2018-05-30 11:00 | 279 | 248
2018-05-30 11:30 | 272 | 248
2018-05-30 12:00 | 262 | 230
2018-05-30 12:30 | 229 | 205
2018-05-30 13:00 | 236 | 208
2018-05-30 13:30 | 240 | 211
2018-05-30 14:00 | 228 | 199
2018-05-30 14:30 | 235 | 208
2018-05-30 15:00 | 277 | 260
2018-05-30 15:30 | 276 | 255
2018-05-30 16:00 | 304 | 283
2018-05-30 16:30 | 332 | 313
2018-05-30 17:00 | 371 | 353
2018-05-30 17:30 | 404 | 386
2018-05-30 18:00 | 445 | 418
2018-05-30 18:30 | 472 | 448
2018-05-30 19:00 | 477 | 453
2018-05-30 19:30 | 467 | 442
2018-05-30 20:00 | 451 | 420
2018-05-30 20:30 | 432 | 397
2018-05-30 21:00 | 418 | 379
2018-05-30 21:30 | 401 | 365
2018-05-30 22:00 | 374 | 345
2018-05-30 22:30 | 370 | 342
2018-05-30 23:00 | 356 | 325
2018-05-30 23:30 | 342 | 309
2018-05-31 | 329 | 294
2018-05-31 00:30 | 321 | 283
2018-05-31 01:00 | 312 | 272
2018-05-31 01:30 | 307 | 264
2018-05-31 02:00 | 302 | 257
2018-05-31 02:30 | 300 | 253
2018-05-31 03:00 | 299 | 252
2018-05-31 03:30 | 300 | 252
2018-05-31 04:00 | 302 | 253
2018-05-31 04:30 | 303 | 256
2018-05-31 05:00 | 307 | 261
2018-05-31 05:30 | 318 | 275
2018-05-31 06:00 | 334 | 296
2018-05-31 06:30 | 368 | 331
2018-05-31 07:00 | 387 | 352
2018-05-31 07:30 | 381 | 348
2018-05-31 08:00 | 364 | 328
2018-05-31 08:30 | 354 | 316
2018-05-31 09:00 | 337 | 294
2018-05-31 09:30 | 320 | 275
2018-05-31 10:00 | 301 | 255
2018-05-31 10:30 | 285 | 246
2018-05-31 11:00 | 271 | 238
2018-05-31 11:30 | 267 | 235
2018-05-31 12:00 | 266 | 234
2018-05-31 12:30 | 264 | 232
2018-05-31 13:00 | 263 | 231
2018-05-31 13:30 | 269 | 238
2018-05-31 14:00 | 275 | 244
2018-05-31 14:30 | 243 | 208
2018-05-31 15:00 | 216 | 178
2018-05-31 15:30 | 235 | 200
2018-05-31 16:00 | 248 | 214
2018-05-31 16:30 | 263 | 232
2018-05-31 17:00 | 284 | 250
2018-05-31 17:30 | 272 | 235
2018-05-31 18:00 | 231 | 193
2018-05-31 18:30 | 249 | 216
2018-05-31 19:00 | 254 | 223
2018-05-31 19:30 | 244 | 209
2018-05-31 20:00 | 247 | 209
2018-05-31 20:30 | 252 | 209
2018-05-31 21:00 | 254 | 217
2018-05-31 21:30 | 295 | 259
2018-05-31 22:00 | 291 | 252
2018-05-31 22:30 | 271 | 229
2018-05-31 23:00 | 252 | 212
2018-05-31 23:30 | 236 | 192
2018-06-01 | 227 | 179
2018-06-01 00:30 | 218 | 170
2018-06-01 01:00 | 204 | 160
2018-06-01 01:30 | 230 | 191
2018-06-01 02:00 | 290 | 260
2018-06-01 02:30 | 291 | 261
2018-06-01 03:00 | 288 | 256
2018-06-01 03:30 | 288 | 256
2018-06-01 04:00 | 291 | 260
2018-06-01 04:30 | 296 | 266
2018-06-01 05:00 | 295 | 265
2018-06-01 05:30 | 284 | 255
2018-06-01 06:00 | 295 | 268
2018-06-01 06:30 | 316 | 289
2018-06-01 07:00 | 325 | 300
2018-06-01 07:30 | 345 | 318
2018-06-01 08:00 | 348 | 322
2018-06-01 08:30 | 343 | 317
2018-06-01 09:00 | 318 | 291
2018-06-01 09:30 | 294 | 265
2018-06-01 10:00 | 272 | 242
2018-06-01 10:30 | 257 | 225
2018-06-01 11:00 | 247 | 214
2018-06-01 11:30 | 241 | 206
2018-06-01 12:00 | 238 | 203
2018-06-01 12:30 | 235 | 201
2018-06-01 13:00 | 232 | 198
2018-06-01 13:30 | 230 | 196
2018-06-01 14:00 | 223 | 189
2018-06-01 14:30 | 227 | 195
2018-06-01 15:00 | 237 | 204
2018-06-01 15:30 | 252 | 219
2018-06-01 16:00 | 271 | 240
2018-06-01 16:30 | 299 | 271
2018-06-01 17:00 | 341 | 315
2018-06-01 17:30 | 369 | 343
2018-06-01 18:00 | 378 | 354
2018-06-01 18:30 | 401 | 381
2018-06-01 19:00 | 406 | 387
2018-06-01 19:30 | 393 | 372
2018-06-01 20:00 | 378 | 355
2018-06-01 20:30 | 366 | 341
2018-06-01 21:00 | 353 | 329
2018-06-01 21:30 | 331 | 315
2018-06-01 22:00 | 316 | 299
2018-06-01 22:30 | 296 | 276
2018-06-01 23:00 | 303 | 282
2018-06-01 23:30 | 318 | 295
2018-06-02 | 313 | 286
2018-06-02 00:30 | 304 | 275
2018-06-02 01:00 | 295 | 262
2018-06-02 01:30 | 290 | 256
2018-06-02 02:00 | 286 | 251
2018-06-02 02:30 | 285 | 249
2018-06-02 03:00 | 280 | 244
2018-06-02 03:30 | 281 | 242
2018-06-02 04:00 | 281 | 241
2018-06-02 04:30 | 284 | 244
2018-06-02 05:00 | 289 | 250
2018-06-02 05:30 | 294 | 257
2018-06-02 06:00 | 300 | 264
2018-06-02 06:30 | 310 | 277
2018-06-02 07:00 | 314 | 282
2018-06-02 07:30 | 299 | 265
2018-06-02 08:00 | 280 | 246
2018-06-02 08:30 | 246 | 207
2018-06-02 09:00 | 243 | 210
2018-06-02 09:30 | 228 | 195
2018-06-02 10:00 | 217 | 183
2018-06-02 10:30 | 208 | 173
2018-06-02 11:00 | 203 | 166
2018-06-02 11:30 | 194 | 158
2018-06-02 12:00 | 188 | 153
2018-06-02 12:30 | 182 | 145
2018-06-02 13:00 | 182 | 147
2018-06-02 13:30 | 180 | 149
2018-06-02 14:00 | 182 | 152
2018-06-02 14:30 | 189 | 160
2018-06-02 15:00 | 200 | 173
2018-06-02 15:30 | 214 | 189
2018-06-02 16:00 | 236 | 213
2018-06-02 16:30 | 264 | 244
2018-06-02 17:00 | 310 | 290
2018-06-02 17:30 | 362 | 336
2018-06-02 18:00 | 381 | 352
2018-06-02 18:30 | 402 | 377
2018-06-02 19:00 | 400 | 375
2018-06-02 19:30 | 386 | 359
2018-06-02 20:00 | 369 | 340
2018-06-02 20:30 | 358 | 326
2018-06-02 21:00 | 346 | 311
2018-06-02 21:30 | 337 | 300
2018-06-02 22:00 | 327 | 287
2018-06-02 22:30 | 355 | 315
2018-06-02 23:00 | 351 | 309
2018-06-02 23:30 | 342 | 296
2018-06-03 | 324 | 282
2018-06-03 00:30 | 307 | 272
2018-06-03 01:00 | 300 | 263
2018-06-03 01:30 | 297 | 259
2018-06-03 02:00 | 294 | 255
2018-06-03 02:30 | 292 | 252
2018-06-03 03:00 | 287 | 247
2018-06-03 03:30 | 289 | 247
2018-06-03 04:00 | 289 | 247
2018-06-03 04:30 | 290 | 247
2018-06-03 05:00 | 291 | 249
2018-06-03 05:30 | 294 | 254
2018-06-03 06:00 | 299 | 259
2018-06-03 06:30 | 306 | 268
2018-06-03 07:00 | 305 | 266
2018-06-03 07:30 | 289 | 247
2018-06-03 08:00 | 266 | 222
2018-06-03 08:30 | 244 | 200
2018-06-03 09:00 | 231 | 186
2018-06-03 09:30 | 221 | 176
2018-06-03 10:00 | 214 | 169
2018-06-03 10:30 | 207 | 160
2018-06-03 11:00 | 199 | 151
2018-06-03 11:30 | 190 | 141
2018-06-03 12:00 | 191 | 143
2018-06-03 12:30 | 188 | 139
2018-06-03 13:00 | 185 | 135
2018-06-03 13:30 | 186 | 138
2018-06-03 14:00 | 177 | 128
2018-06-03 14:30 | 170 | 119
2018-06-03 15:00 | 177 | 127
2018-06-03 15:30 | 192 | 146
2018-06-03 16:00 | 213 | 173
2018-06-03 16:30 | 243 | 207
2018-06-03 17:00 | 292 | 256
2018-06-03 17:30 | 346 | 315
2018-06-03 18:00 | 384 | 360
2018-06-03 18:30 | 423 | 391
2018-06-03 19:00 | 428 | 397
2018-06-03 19:30 | 414 | 381
2018-06-03 20:00 | 398 | 361
2018-06-03 20:30 | 378 | 332
2018-06-03 21:00 | 345 | 311
2018-06-03 21:30 | 337 | 308
2018-06-03 22:00 | 323 | 291
2018-06-03 22:30 | 346 | 313
2018-06-03 23:00 | 340 | 303
2018-06-03 23:30 | 327 | 288
2018-06-04 | 319 | 277
2018-06-04 00:30 | 312 | 268
2018-06-04 01:00 | 306 | 260
2018-06-04 01:30 | 302 | 255
2018-06-04 02:00 | 298 | 251
2018-06-04 02:30 | 289 | 248
2018-06-04 03:00 | 287 | 246
2018-06-04 03:30 | 287 | 245
2018-06-04 04:00 | 288 | 248
2018-06-04 04:30 | 292 | 253
2018-06-04 05:00 | 301 | 263
2018-06-04 05:30 | 292 | 257
2018-06-04 06:00 | 266 | 230
2018-06-04 06:30 | 288 | 258
2018-06-04 07:00 | 308 | 282
2018-06-04 07:30 | 308 | 281
2018-06-04 08:00 | 292 | 259
2018-06-04 08:30 | 256 | 207
2018-06-04 09:00 | 193 | 130
2018-06-04 09:30 | 104 | 25
2018-06-04 10:00 | 96 | 10
2018-06-04 10:30 | 92 | 6
2018-06-04 11:00 | 85 | 0
2018-06-04 11:30 | 87 | 6
2018-06-04 12:00 | 90 | 6
2018-06-04 12:30 | 89 | 8
2018-06-04 13:00 | 90 | 8
2018-06-04 13:30 | 88 | 7
2018-06-04 14:00 | 93 | 9
2018-06-04 14:30 | 117 | 55
2018-06-04 15:00 | 124 | 66
2018-06-04 15:30 | 134 | 80
2018-06-04 16:00 | 150 | 103
2018-06-04 16:30 | 170 | 128
2018-06-04 17:00 | 210 | 175
2018-06-04 17:30 | 196 | 158
2018-06-04 18:00 | 199 | 146
2018-06-04 18:30 | 236 | 197
2018-06-04 19:00 | 258 | 226
2018-06-04 19:30 | 243 | 209
2018-06-04 20:00 | 228 | 189
2018-06-04 20:30 | 212 | 168
2018-06-04 21:00 | 249 | 210
2018-06-04 21:30 | 251 | 211
2018-06-04 22:00 | 235 | 190
2018-06-04 22:30 | 250 | 205
2018-06-04 23:00 | 281 | 239
2018-06-04 23:30 | 344 | 297
2018-06-05 | 337 | 287
2018-06-05 00:30 | 327 | 274
2018-06-05 01:00 | 320 | 265
2018-06-05 01:30 | 316 | 260
2018-06-05 02:00 | 294 | 259
2018-06-05 02:30 | 291 | 257
2018-06-05 03:00 | 291 | 255
2018-06-05 03:30 | 292 | 257
2018-06-05 04:00 | 290 | 254
2018-06-05 04:30 | 293 | 258
2018-06-05 05:00 | 299 | 265
2018-06-05 05:30 | 312 | 280
2018-06-05 06:00 | 328 | 302
2018-06-05 06:30 | 363 | 331
2018-06-05 07:00 | 386 | 350
2018-06-05 07:30 | 375 | 341
2018-06-05 08:00 | 351 | 315
2018-06-05 08:30 | 315 | 281
2018-06-05 09:00 | 281 | 243
2018-06-05 09:30 | 250 | 211
2018-06-05 10:00 | 238 | 196
2018-06-05 10:30 | 228 | 185
2018-06-05 11:00 | 204 | 182
2018-06-05 11:30 | 195 | 180
2018-06-05 12:00 | 194 | 180
2018-06-05 12:30 | 189 | 174
2018-06-05 13:00 | 189 | 172
2018-06-05 13:30 | 192 | 176
2018-06-05 14:00 | 190 | 175
2018-06-05 14:30 | 153 | 142
2018-06-05 15:00 | 133 | 121
2018-06-05 15:30 | 134 | 122
2018-06-05 16:00 | 154 | 142
2018-06-05 16:30 | 163 | 142
2018-06-05 17:00 | 136 | 104
2018-06-05 17:30 | 160 | 63
2018-06-05 18:00 | 190 | 139
2018-06-05 18:30 | 209 | 170
2018-06-05 19:00 | 206 | 154
2018-06-05 19:30 | 198 | 146
2018-06-05 20:00 | 188 | 129
2018-06-05 20:30 | 245 | 215
2018-06-05 21:00 | 252 | 229
2018-06-05 21:30 | 240 | 214
2018-06-05 22:00 | 220 | 192
2018-06-05 22:30 | 221 | 192
2018-06-05 23:00 | 227 | 197
2018-06-05 23:30 | 217 | 184
2018-06-06 | 205 | 169
2018-06-06 00:30 | 198 | 160
2018-06-06 01:00 | 190 | 150
2018-06-06 01:30 | 185 | 143
2018-06-06 02:00 | 181 | 138
2018-06-06 02:30 | 179 | 134
2018-06-06 03:00 | 177 | 131
2018-06-06 03:30 | 178 | 131
2018-06-06 04:00 | 179 | 133
2018-06-06 04:30 | 181 | 136
2018-06-06 05:00 | 190 | 146
2018-06-06 05:30 | 200 | 160
2018-06-06 06:00 | 213 | 177
2018-06-06 06:30 | 177 | 143
2018-06-06 07:00 | 174 | 135
2018-06-06 07:30 | 182 | 152
2018-06-06 08:00 | 134 | 92
2018-06-06 08:30 | 115 | 70
2018-06-06 09:00 | 101 | 63
2018-06-06 09:30 | 76 | 34
2018-06-06 10:00 | 47 | 21
2018-06-06 10:30 | 87 | 69
2018-06-06 11:00 | 101 | 84
2018-06-06 11:30 | 102 | 86
2018-06-06 12:00 | 101 | 85
2018-06-06 12:30 | 98 | 82
2018-06-06 13:00 | 97 | 81
2018-06-06 13:30 | 100 | 82
2018-06-06 14:00 | 95 | 75
2018-06-06 14:30 | 95 | 76
2018-06-06 15:00 | 46 | 11
2018-06-06 15:30 | 47 | 13
2018-06-06 16:00 | 60 | 33
2018-06-06 16:30 | 82 | 62
2018-06-06 17:00 | 122 | 105
2018-06-06 17:30 | 159 | 143
2018-06-06 18:00 | 191 | 178
2018-06-06 18:30 | 225 | 213
2018-06-06 19:00 | 229 | 217
2018-06-06 19:30 | 218 | 206
2018-06-06 20:00 | 200 | 185
2018-06-06 20:30 | 180 | 162
2018-06-06 21:00 | 164 | 138
2018-06-06 21:30 | 155 | 123
2018-06-06 22:00 | 189 | 147
2018-06-06 22:30 | 219 | 175
2018-06-06 23:00 | 272 | 241
2018-06-06 23:30 | 332 | 306
2018-06-07 | 322 | 294
2018-06-07 00:30 | 311 | 282
2018-06-07 01:00 | 301 | 270
2018-06-07 01:30 | 296 | 263
2018-06-07 02:00 | 292 | 258
2018-06-07 02:30 | 290 | 254
2018-06-07 03:00 | 288 | 253
2018-06-07 03:30 | 290 | 254
2018-06-07 04:00 | 291 | 256
2018-06-07 04:30 | 293 | 259
2018-06-07 05:00 | 299 | 265
2018-06-07 05:30 | 309 | 278
2018-06-07 06:00 | 324 | 296
2018-06-07 06:30 | 350 | 327
2018-06-07 07:00 | 369 | 349
2018-06-07 07:30 | 369 | 351
2018-06-07 08:00 | 348 | 332
2018-06-07 08:30 | 311 | 293
2018-06-07 09:00 | 284 | 265
2018-06-07 09:30 | 269 | 247
2018-06-07 10:00 | 247 | 222
2018-06-07 10:30 | 236 | 204
2018-06-07 11:00 | 245 | 212
2018-06-07 11:30 | 231 | 199
2018-06-07 12:00 | 230 | 198
2018-06-07 12:30 | 230 | 198
2018-06-07 13:00 | 228 | 197
2018-06-07 13:30 | 231 | 201
2018-06-07 14:00 | 219 | 188
2018-06-07 14:30 | 209 | 175
2018-06-07 15:00 | 217 | 185
2018-06-07 15:30 | 227 | 196
2018-06-07 16:00 | 250 | 222
2018-06-07 16:30 | 276 | 249
2018-06-07 17:00 | 304 | 276
2018-06-07 17:30 | 244 | 201
2018-06-07 18:00 | 208 | 153
2018-06-07 18:30 | 224 | 185
2018-06-07 19:00 | 228 | 186
2018-06-07 19:30 | 229 | 191
2018-06-07 20:00 | 224 | 188
2018-06-07 20:30 | 233 | 206
2018-06-07 21:00 | 226 | 200
2018-06-07 21:30 | 213 | 182
2018-06-07 22:00 | 194 | 158
2018-06-07 22:30 | 246 | 213
2018-06-07 23:00 | 325 | 290
2018-06-07 23:30 | 326 | 286
2018-06-08 | 315 | 272
2018-06-08 00:30 | 308 | 263
2018-06-08 01:00 | 296 | 255
2018-06-08 01:30 | 291 | 252
2018-06-08 02:00 | 287 | 247
2018-06-08 02:30 | 283 | 242
2018-06-08 03:00 | 280 | 237
2018-06-08 03:30 | 281 | 239
2018-06-08 04:00 | 280 | 239
2018-06-08 04:30 | 286 | 245
2018-06-08 05:00 | 292 | 253
2018-06-08 05:30 | 302 | 267
2018-06-08 06:00 | 315 | 283
2018-06-08 06:30 | 337 | 309
2018-06-08 07:00 | 359 | 335
2018-06-08 07:30 | 360 | 338
2018-06-08 08:00 | 341 | 321
2018-06-08 08:30 | 304 | 289
2018-06-08 09:00 | 277 | 260
2018-06-08 09:30 | 264 | 243
2018-06-08 10:00 | 247 | 225
2018-06-08 10:30 | 254 | 226
2018-06-08 11:00 | 244 | 217
2018-06-08 11:30 | 245 | 217
2018-06-08 12:00 | 246 | 218
2018-06-08 12:30 | 231 | 203
2018-06-08 13:00 | 232 | 205
2018-06-08 13:30 | 235 | 212
2018-06-08 14:00 | 227 | 205
2018-06-08 14:30 | 159 | 126
2018-06-08 15:00 | 120 | 71
2018-06-08 15:30 | 128 | 83
2018-06-08 16:00 | 133 | 90
2018-06-08 16:30 | 160 | 125
2018-06-08 17:00 | 187 | 156
2018-06-08 17:30 | 197 | 159
2018-06-08 18:00 | 223 | 166
2018-06-08 18:30 | 241 | 191
2018-06-08 19:00 | 235 | 192
2018-06-08 19:30 | 246 | 217
2018-06-08 20:00 | 243 | 216
2018-06-08 20:30 | 230 | 201
2018-06-08 21:00 | 221 | 190
2018-06-08 21:30 | 209 | 177
2018-06-08 22:00 | 191 | 160
2018-06-08 22:30 | 186 | 153
2018-06-08 23:00 | 275 | 244
2018-06-08 23:30 | 312 | 280
2018-06-09 | 302 | 271
2018-06-09 00:30 | 313 | 282
2018-06-09 01:00 | 308 | 275
2018-06-09 01:30 | 303 | 270
2018-06-09 02:00 | 299 | 265
2018-06-09 02:30 | 296 | 261
2018-06-09 03:00 | 295 | 260
2018-06-09 03:30 | 293 | 257
2018-06-09 04:00 | 293 | 257
2018-06-09 04:30 | 297 | 261
2018-06-09 05:00 | 300 | 265
2018-06-09 05:30 | 305 | 272
2018-06-09 06:00 | 309 | 276
2018-06-09 06:30 | 319 | 289
2018-06-09 07:00 | 325 | 296
2018-06-09 07:30 | 312 | 285
2018-06-09 08:00 | 298 | 272
2018-06-09 08:30 | 284 | 268
2018-06-09 09:00 | 288 | 275
2018-06-09 09:30 | 267 | 255
2018-06-09 10:00 | 267 | 255
2018-06-09 10:30 | 253 | 242
2018-06-09 11:00 | 241 | 229
2018-06-09 11:30 | 224 | 211
2018-06-09 12:00 | 224 | 211
2018-06-09 12:30 | 216 | 201
2018-06-09 13:00 | 237 | 223
2018-06-09 13:30 | 250 | 238
2018-06-09 14:00 | 246 | 232
2018-06-09 14:30 | 232 | 216
2018-06-09 15:00 | 240 | 224
2018-06-09 15:30 | 259 | 242
2018-06-09 16:00 | 275 | 259
2018-06-09 16:30 | 308 | 295
2018-06-09 17:00 | 259 | 244
2018-06-09 17:30 | 233 | 217
2018-06-09 18:00 | 255 | 243
2018-06-09 18:30 | 269 | 259
2018-06-09 19:00 | 265 | 255
2018-06-09 19:30 | 250 | 238
2018-06-09 20:00 | 233 | 221
2018-06-09 20:30 | 212 | 206
2018-06-09 21:00 | 200 | 193
2018-06-09 21:30 | 189 | 181
2018-06-09 22:00 | 179 | 170
2018-06-09 22:30 | 184 | 173
2018-06-09 23:00 | 198 | 186
2018-06-09 23:30 | 190 | 177
2018-06-10 | 286 | 269
2018-06-10 00:30 | 291 | 262
2018-06-10 01:00 | 297 | 276
2018-06-10 01:30 | 290 | 268
2018-06-10 02:00 | 287 | 265
2018-06-10 02:30 | 283 | 260
2018-06-10 03:00 | 280 | 257
2018-06-10 03:30 | 279 | 253
2018-06-10 04:00 | 279 | 254
2018-06-10 04:30 | 278 | 253
2018-06-10 05:00 | 280 | 254
2018-06-10 05:30 | 287 | 261
2018-06-10 06:00 | 291 | 267
2018-06-10 06:30 | 300 | 278
2018-06-10 07:00 | 300 | 277
2018-06-10 07:30 | 287 | 264
2018-06-10 08:00 | 277 | 255
2018-06-10 08:30 | 271 | 249
2018-06-10 09:00 | 261 | 240
2018-06-10 09:30 | 261 | 241
2018-06-10 10:00 | 242 | 222
2018-06-10 10:30 | 235 | 217
2018-06-10 11:00 | 225 | 208
2018-06-10 11:30 | 230 | 212
2018-06-10 12:00 | 228 | 208
2018-06-10 12:30 | 223 | 202
2018-06-10 13:00 | 216 | 195
2018-06-10 13:30 | 211 | 188
2018-06-10 14:00 | 203 | 180
2018-06-10 14:30 | 191 | 169
2018-06-10 15:00 | 202 | 181
2018-06-10 15:30 | 207 | 186
2018-06-10 16:00 | 225 | 205
2018-06-10 16:30 | 255 | 238
2018-06-10 17:00 | 296 | 281
2018-06-10 17:30 | 350 | 333
2018-06-10 18:00 | 393 | 372
2018-06-10 18:30 | 424 | 403
2018-06-10 19:00 | 436 | 412
2018-06-10 19:30 | 425 | 399
2018-06-10 20:00 | 407 | 379
2018-06-10 20:30 | 391 | 360
2018-06-10 21:00 | 376 | 342
2018-06-10 21:30 | 363 | 324
2018-06-10 22:00 | 353 | 306
2018-06-10 22:30 | 355 | 305
2018-06-10 23:00 | 366 | 316
2018-06-10 23:30 | 352 | 304
2018-06-11 | 331 | 293
2018-06-11 00:30 | 324 | 286
2018-06-11 01:00 | 311 | 271
2018-06-11 01:30 | 308 | 267
2018-06-11 02:00 | 300 | 256
2018-06-11 02:30 | 298 | 254
2018-06-11 03:00 | 297 | 252
2018-06-11 03:30 | 297 | 252
2018-06-11 04:00 | 297 | 252
2018-06-11 04:30 | 302 | 257
2018-06-11 05:00 | 306 | 262
2018-06-11 05:30 | 318 | 279
2018-06-11 06:00 | 329 | 296
2018-06-11 06:30 | 355 | 329
2018-06-11 07:00 | 377 | 355
2018-06-11 07:30 | 380 | 360
2018-06-11 08:00 | 368 | 350
2018-06-11 08:30 | 320 | 303
2018-06-11 09:00 | 288 | 273
2018-06-11 09:30 | 275 | 260
2018-06-11 10:00 | 257 | 239
2018-06-11 10:30 | 250 | 232
2018-06-11 11:00 | 243 | 227
2018-06-11 11:30 | 240 | 222
2018-06-11 12:00 | 240 | 223
2018-06-11 12:30 | 232 | 215
2018-06-11 13:00 | 229 | 212
2018-06-11 13:30 | 231 | 218
2018-06-11 14:00 | 226 | 213
2018-06-11 14:30 | 216 | 203
2018-06-11 15:00 | 227 | 213
2018-06-11 15:30 | 238 | 225
2018-06-11 16:00 | 264 | 251
2018-06-11 16:30 | 299 | 282
2018-06-11 17:00 | 346 | 320
2018-06-11 17:30 | 388 | 363
2018-06-11 18:00 | 421 | 397
2018-06-11 18:30 | 449 | 427
2018-06-11 19:00 | 456 | 436
2018-06-11 19:30 | 442 | 420
2018-06-11 20:00 | 426 | 401
2018-06-11 20:30 | 409 | 382
2018-06-11 21:00 | 393 | 363
2018-06-11 21:30 | 379 | 342
2018-06-11 22:00 | 362 | 320
2018-06-11 22:30 | 362 | 316
2018-06-11 23:00 | 370 | 323
2018-06-11 23:30 | 353 | 311
2018-06-12 | 329 | 296
2018-06-12 00:30 | 321 | 285
2018-06-12 01:00 | 315 | 278
2018-06-12 01:30 | 310 | 272
2018-06-12 02:00 | 305 | 266
2018-06-12 02:30 | 301 | 261
2018-06-12 03:00 | 299 | 259
2018-06-12 03:30 | 298 | 256
2018-06-12 04:00 | 295 | 253
2018-06-12 04:30 | 290 | 247
2018-06-12 05:00 | 298 | 257
2018-06-12 05:30 | 313 | 277
2018-06-12 06:00 | 331 | 297
2018-06-12 06:30 | 359 | 334
2018-06-12 07:00 | 381 | 360
2018-06-12 07:30 | 382 | 364
2018-06-12 08:00 | 365 | 348
2018-06-12 08:30 | 330 | 313
2018-06-12 09:00 | 298 | 280
2018-06-12 09:30 | 277 | 258
2018-06-12 10:00 | 259 | 239
2018-06-12 10:30 | 255 | 236
2018-06-12 11:00 | 249 | 234
2018-06-12 11:30 | 246 | 233
2018-06-12 12:00 | 248 | 234
2018-06-12 12:30 | 246 | 234
2018-06-12 13:00 | 245 | 234
2018-06-12 13:30 | 214 | 191
2018-06-12 14:00 | 216 | 190
2018-06-12 14:30 | 214 | 189
2018-06-12 15:00 | 251 | 238
2018-06-12 15:30 | 267 | 254
2018-06-12 16:00 | 288 | 276
2018-06-12 16:30 | 299 | 286
2018-06-12 17:00 | 338 | 326
2018-06-12 17:30 | 386 | 363
2018-06-12 18:00 | 426 | 402
2018-06-12 18:30 | 462 | 442
2018-06-12 19:00 | 463 | 444
2018-06-12 19:30 | 448 | 427
2018-06-12 20:00 | 432 | 409
2018-06-12 20:30 | 414 | 387
2018-06-12 21:00 | 394 | 361
2018-06-12 21:30 | 343 | 305
2018-06-12 22:00 | 344 | 322
2018-06-12 22:30 | 347 | 322
2018-06-12 23:00 | 353 | 332
2018-06-12 23:30 | 336 | 318
2018-06-13 | 318 | 298
2018-06-13 00:30 | 308 | 286
2018-06-13 01:00 | 301 | 276
2018-06-13 01:30 | 299 | 275
2018-06-13 02:00 | 291 | 266
2018-06-13 02:30 | 290 | 264
2018-06-13 03:00 | 288 | 261
2018-06-13 03:30 | 290 | 263
2018-06-13 04:00 | 292 | 265
2018-06-13 04:30 | 295 | 269
2018-06-13 05:00 | 295 | 270
2018-06-13 05:30 | 304 | 281
2018-06-13 06:00 | 319 | 299
2018-06-13 06:30 | 357 | 335
2018-06-13 07:00 | 379 | 358
2018-06-13 07:30 | 389 | 370
2018-06-13 08:00 | 381 | 364
2018-06-13 08:30 | 345 | 320
2018-06-13 09:00 | 315 | 287
2018-06-13 09:30 | 287 | 257
2018-06-13 10:00 | 278 | 248
2018-06-13 10:30 | 267 | 239
2018-06-13 11:00 | 254 | 223
2018-06-13 11:30 | 245 | 213
2018-06-13 12:00 | 251 | 219
2018-06-13 12:30 | 241 | 209
2018-06-13 13:00 | 249 | 217
2018-06-13 13:30 | 249 | 218
2018-06-13 14:00 | 241 | 209
2018-06-13 14:30 | 238 | 205
2018-06-13 15:00 | 236 | 204
2018-06-13 15:30 | 246 | 215
2018-06-13 16:00 | 267 | 238
2018-06-13 16:30 | 297 | 269
2018-06-13 17:00 | 334 | 308
2018-06-13 17:30 | 376 | 350
2018-06-13 18:00 | 407 | 382
2018-06-13 18:30 | 429 | 407
2018-06-13 19:00 | 435 | 413
2018-06-13 19:30 | 418 | 394
2018-06-13 20:00 | 402 | 374
2018-06-13 20:30 | 383 | 353
2018-06-13 21:00 | 370 | 334
2018-06-13 21:30 | 358 | 316
2018-06-13 22:00 | 343 | 300
2018-06-13 22:30 | 337 | 297
2018-06-13 23:00 | 348 | 307
2018-06-13 23:30 | 337 | 298
2018-06-14 | 307 | 282
2018-06-14 00:30 | 295 | 268
2018-06-14 01:00 | 285 | 257
2018-06-14 01:30 | 280 | 251
2018-06-14 02:00 | 275 | 244
2018-06-14 02:30 | 270 | 238
2018-06-14 03:00 | 268 | 236
2018-06-14 03:30 | 272 | 241
2018-06-14 04:00 | 269 | 235
2018-06-14 04:30 | 268 | 233
2018-06-14 05:00 | 274 | 239
2018-06-14 05:30 | 279 | 238
2018-06-14 06:00 | 274 | 223
2018-06-14 06:30 | 295 | 233
2018-06-14 07:00 | 322 | 269
2018-06-14 07:30 | 337 | 292
2018-06-14 08:00 | 323 | 282
2018-06-14 08:30 | 299 | 256
2018-06-14 09:00 | 269 | 227
2018-06-14 09:30 | 246 | 202
2018-06-14 10:00 | 232 | 188
2018-06-14 10:30 | 237 | 193
2018-06-14 11:00 | 206 | 155
2018-06-14 11:30 | 210 | 161
2018-06-14 12:00 | 208 | 156
2018-06-14 12:30 | 208 | 159
2018-06-14 13:00 | 191 | 134
2018-06-14 13:30 | 188 | 134
2018-06-14 14:00 | 191 | 141
2018-06-14 14:30 | 201 | 153
2018-06-14 15:00 | 204 | 157
2018-06-14 15:30 | 211 | 168
2018-06-14 16:00 | 221 | 180
2018-06-14 16:30 | 235 | 194
2018-06-14 17:00 | 267 | 227
2018-06-14 17:30 | 295 | 256
2018-06-14 18:00 | 327 | 292
2018-06-14 18:30 | 352 | 323
2018-06-14 19:00 | 357 | 327
2018-06-14 19:30 | 344 | 311
2018-06-14 20:00 | 343 | 313
2018-06-14 20:30 | 350 | 331
2018-06-14 21:00 | 340 | 321
2018-06-14 21:30 | 331 | 310
2018-06-14 22:00 | 322 | 301
2018-06-14 22:30 | 322 | 299
2018-06-14 23:00 | 333 | 307
2018-06-14 23:30 | 330 | 302
2018-06-15 | 319 | 290
2018-06-15 00:30 | 302 | 264
2018-06-15 01:00 | 293 | 246
2018-06-15 01:30 | 299 | 261
2018-06-15 02:00 | 296 | 257
2018-06-15 02:30 | 293 | 254
2018-06-15 03:00 | 290 | 250
2018-06-15 03:30 | 291 | 251
2018-06-15 04:00 | 289 | 251
2018-06-15 04:30 | 287 | 258
2018-06-15 05:00 | 295 | 268
2018-06-15 05:30 | 303 | 280
2018-06-15 06:00 | 314 | 293
2018-06-15 06:30 | 348 | 324
2018-06-15 07:00 | 387 | 357
2018-06-15 07:30 | 406 | 379
2018-06-15 08:00 | 373 | 346
2018-06-15 08:30 | 335 | 304
2018-06-15 09:00 | 312 | 280
2018-06-15 09:30 | 279 | 246
2018-06-15 10:00 | 257 | 223
2018-06-15 10:30 | 244 | 209
2018-06-15 11:00 | 228 | 201
2018-06-15 11:30 | 210 | 200
2018-06-15 12:00 | 211 | 201
2018-06-15 12:30 | 214 | 206
2018-06-15 13:00 | 188 | 180
2018-06-15 13:30 | 200 | 192
2018-06-15 14:00 | 207 | 199
2018-06-15 14:30 | 234 | 226
2018-06-15 15:00 | 238 | 230
2018-06-15 15:30 | 239 | 231
2018-06-15 16:00 | 255 | 244
2018-06-15 16:30 | 264 | 254
2018-06-15 17:00 | 303 | 294
2018-06-15 17:30 | 344 | 334
2018-06-15 18:00 | 381 | 365
2018-06-15 18:30 | 403 | 381
2018-06-15 19:00 | 407 | 386
2018-06-15 19:30 | 390 | 366
2018-06-15 20:00 | 402 | 377
2018-06-15 20:30 | 399 | 372
2018-06-15 21:00 | 389 | 361
2018-06-15 21:30 | 375 | 345
2018-06-15 22:00 | 355 | 323
2018-06-15 22:30 | 342 | 306
2018-06-15 23:00 | 348 | 311
2018-06-15 23:30 | 336 | 296
2018-06-16 | 324 | 282
2018-06-16 00:30 | 306 | 272
2018-06-16 01:00 | 292 | 268
2018-06-16 01:30 | 286 | 260
2018-06-16 02:00 | 282 | 255
2018-06-16 02:30 | 277 | 249
2018-06-16 03:00 | 276 | 248
2018-06-16 03:30 | 278 | 249
2018-06-16 04:00 | 274 | 244
2018-06-16 04:30 | 278 | 250
2018-06-16 05:00 | 287 | 259
2018-06-16 05:30 | 283 | 255
2018-06-16 06:00 | 286 | 259
2018-06-16 06:30 | 300 | 275
2018-06-16 07:00 | 304 | 280
2018-06-16 07:30 | 297 | 275
2018-06-16 08:00 | 305 | 285
2018-06-16 08:30 | 309 | 290
2018-06-16 09:00 | 286 | 268
2018-06-16 09:30 | 261 | 238
2018-06-16 10:00 | 278 | 263
2018-06-16 10:30 | 256 | 240
2018-06-16 11:00 | 227 | 212
2018-06-16 11:30 | 220 | 204
2018-06-16 12:00 | 213 | 196
2018-06-16 12:30 | 207 | 188
2018-06-16 13:00 | 188 | 166
2018-06-16 13:30 | 210 | 191
2018-06-16 14:00 | 222 | 203
2018-06-16 14:30 | 209 | 190
2018-06-16 15:00 | 203 | 181
2018-06-16 15:30 | 206 | 185
2018-06-16 16:00 | 230 | 211
2018-06-16 16:30 | 243 | 225
2018-06-16 17:00 | 284 | 266
2018-06-16 17:30 | 332 | 317
2018-06-16 18:00 | 368 | 343
2018-06-16 18:30 | 378 | 355
2018-06-16 19:00 | 374 | 351
2018-06-16 19:30 | 360 | 334
2018-06-16 20:00 | 350 | 323
2018-06-16 20:30 | 333 | 298
2018-06-16 21:00 | 321 | 283
2018-06-16 21:30 | 312 | 271
2018-06-16 22:00 | 302 | 258
2018-06-16 22:30 | 307 | 261
2018-06-16 23:00 | 316 | 269
2018-06-16 23:30 | 311 | 262
2018-06-17 | 297 | 245
2018-06-17 00:30 | 290 | 235
2018-06-17 01:00 | 276 | 228
2018-06-17 01:30 | 264 | 228
2018-06-17 02:00 | 262 | 226
2018-06-17 02:30 | 256 | 219
2018-06-17 03:00 | 253 | 214
2018-06-17 03:30 | 250 | 210
2018-06-17 04:00 | 247 | 206
2018-06-17 04:30 | 252 | 212
2018-06-17 05:00 | 253 | 213
2018-06-17 05:30 | 256 | 216
2018-06-17 06:00 | 261 | 223
2018-06-17 06:30 | 271 | 234
2018-06-17 07:00 | 270 | 233
2018-06-17 07:30 | 260 | 224
2018-06-17 08:00 | 260 | 225
2018-06-17 08:30 | 266 | 234
2018-06-17 09:00 | 255 | 227
2018-06-17 09:30 | 251 | 228
2018-06-17 10:00 | 242 | 218
2018-06-17 10:30 | 227 | 202
2018-06-17 11:00 | 207 | 179
2018-06-17 11:30 | 203 | 176
2018-06-17 12:00 | 200 | 172
2018-06-17 12:30 | 190 | 162
2018-06-17 13:00 | 182 | 152
2018-06-17 13:30 | 190 | 161
2018-06-17 14:00 | 191 | 161
2018-06-17 14:30 | 202 | 174
2018-06-17 15:00 | 201 | 172
2018-06-17 15:30 | 218 | 192
2018-06-17 16:00 | 231 | 206
2018-06-17 16:30 | 256 | 233
2018-06-17 17:00 | 279 | 259
2018-06-17 17:30 | 339 | 323
2018-06-17 18:00 | 385 | 363
2018-06-17 18:30 | 408 | 388
2018-06-17 19:00 | 394 | 368
2018-06-17 19:30 | 390 | 368
2018-06-17 20:00 | 374 | 350
2018-06-17 20:30 | 357 | 330
2018-06-17 21:00 | 342 | 312
2018-06-17 21:30 | 349 | 317
2018-06-17 22:00 | 343 | 308
2018-06-17 22:30 | 326 | 287
2018-06-17 23:00 | 328 | 286
2018-06-17 23:30 | 318 | 272
2018-06-18 | 312 | 262
2018-06-18 00:30 | 300 | 252
2018-06-18 01:00 | 273 | 240
2018-06-18 01:30 | 271 | 238
2018-06-18 02:00 | 272 | 239
2018-06-18 02:30 | 271 | 237
2018-06-18 03:00 | 270 | 236
2018-06-18 03:30 | 270 | 236
2018-06-18 04:00 | 270 | 236
2018-06-18 04:30 | 276 | 242
2018-06-18 05:00 | 280 | 247
2018-06-18 05:30 | 293 | 263
2018-06-18 06:00 | 303 | 276
2018-06-18 06:30 | 302 | 282
2018-06-18 07:00 | 275 | 255
2018-06-18 07:30 | 276 | 258
2018-06-18 08:00 | 166 | 142
2018-06-18 08:30 | 154 | 128
2018-06-18 09:00 | 238 | 219
2018-06-18 09:30 | 237 | 216
2018-06-18 10:00 | 221 | 199
2018-06-18 10:30 | 207 | 184
2018-06-18 11:00 | 196 | 173
2018-06-18 11:30 | 186 | 163
2018-06-18 12:00 | 177 | 153
2018-06-18 12:30 | 184 | 160
2018-06-18 13:00 | 189 | 165
2018-06-18 13:30 | 190 | 166
2018-06-18 14:00 | 194 | 172
2018-06-18 14:30 | 196 | 175
2018-06-18 15:00 | 205 | 185
2018-06-18 15:30 | 216 | 196
2018-06-18 16:00 | 234 | 216
2018-06-18 16:30 | 253 | 236
2018-06-18 17:00 | 298 | 281
2018-06-18 17:30 | 350 | 334
2018-06-18 18:00 | 390 | 355
2018-06-18 18:30 | 404 | 363
2018-06-18 19:00 | 426 | 395
2018-06-18 19:30 | 426 | 402
2018-06-18 20:00 | 404 | 378
2018-06-18 20:30 | 389 | 361
2018-06-18 21:00 | 363 | 331
2018-06-18 21:30 | 350 | 314
2018-06-18 22:00 | 325 | 290
2018-06-18 22:30 | 324 | 287
2018-06-18 23:00 | 333 | 294
2018-06-18 23:30 | 319 | 280
2018-06-19 | 291 | 263
2018-06-19 00:30 | 285 | 256
2018-06-19 01:00 | 274 | 243
2018-06-19 01:30 | 268 | 236
2018-06-19 02:00 | 268 | 236
2018-06-19 02:30 | 265 | 233
2018-06-19 03:00 | 264 | 230
2018-06-19 03:30 | 265 | 231
2018-06-19 04:00 | 265 | 231
2018-06-19 04:30 | 266 | 233
2018-06-19 05:00 | 274 | 242
2018-06-19 05:30 | 277 | 247
2018-06-19 06:00 | 288 | 261
2018-06-19 06:30 | 317 | 298
2018-06-19 07:00 | 242 | 223
2018-06-19 07:30 | 245 | 227
2018-06-19 08:00 | 298 | 279
2018-06-19 08:30 | 276 | 258
2018-06-19 09:00 | 239 | 220
2018-06-19 09:30 | 221 | 202
2018-06-19 10:00 | 197 | 175
2018-06-19 10:30 | 186 | 162
2018-06-19 11:00 | 176 | 151
2018-06-19 11:30 | 179 | 155
2018-06-19 12:00 | 169 | 145
2018-06-19 12:30 | 170 | 145
2018-06-19 13:00 | 170 | 145
2018-06-19 13:30 | 173 | 149
2018-06-19 14:00 | 170 | 147
2018-06-19 14:30 | 162 | 139
2018-06-19 15:00 | 175 | 152
2018-06-19 15:30 | 189 | 166
2018-06-19 16:00 | 207 | 185
2018-06-19 16:30 | 222 | 202
2018-06-19 17:00 | 269 | 251
2018-06-19 17:30 | 336 | 320
2018-06-19 18:00 | 362 | 318
2018-06-19 18:30 | 380 | 329
2018-06-19 19:00 | 408 | 381
2018-06-19 19:30 | 399 | 374
2018-06-19 20:00 | 393 | 366
2018-06-19 20:30 | 374 | 342
2018-06-19 21:00 | 357 | 321
2018-06-19 21:30 | 364 | 326
2018-06-19 22:00 | 350 | 310
2018-06-19 22:30 | 332 | 287
2018-06-19 23:00 | 325 | 281
2018-06-19 23:30 | 311 | 265
2018-06-20 | 278 | 249
2018-06-20 00:30 | 270 | 240
2018-06-20 01:00 | 265 | 234
2018-06-20 01:30 | 261 | 228
2018-06-20 02:00 | 258 | 224
2018-06-20 02:30 | 257 | 220
2018-06-20 03:00 | 255 | 218
2018-06-20 03:30 | 255 | 218
2018-06-20 04:00 | 255 | 218
2018-06-20 04:30 | 262 | 226
2018-06-20 05:00 | 261 | 230
2018-06-20 05:30 | 277 | 249
2018-06-20 06:00 | 295 | 271
2018-06-20 06:30 | 320 | 300
2018-06-20 07:00 | 345 | 329
2018-06-20 07:30 | 349 | 336
2018-06-20 08:00 | 319 | 310
2018-06-20 08:30 | 267 | 258
2018-06-20 09:00 | 231 | 222
2018-06-20 09:30 | 215 | 205
2018-06-20 10:00 | 191 | 180
2018-06-20 10:30 | 175 | 162
2018-06-20 11:00 | 164 | 151
2018-06-20 11:30 | 159 | 146
2018-06-20 12:00 | 155 | 142
2018-06-20 12:30 | 159 | 147
2018-06-20 13:00 | 154 | 141
2018-06-20 13:30 | 151 | 138
2018-06-20 14:00 | 150 | 137
2018-06-20 14:30 | 143 | 130
2018-06-20 15:00 | 153 | 141
2018-06-20 15:30 | 160 | 148
2018-06-20 16:00 | 182 | 170
2018-06-20 16:30 | 212 | 199
2018-06-20 17:00 | 255 | 241
2018-06-20 17:30 | 312 | 299
2018-06-20 18:00 | 359 | 346
2018-06-20 18:30 | 393 | 382
2018-06-20 19:00 | 415 | 393
2018-06-20 19:30 | 404 | 378
2018-06-20 20:00 | 389 | 360
2018-06-20 20:30 | 355 | 322
2018-06-20 21:00 | 334 | 311
2018-06-20 21:30 | 327 | 306
2018-06-20 22:00 | 322 | 298
2018-06-20 22:30 | 325 | 298
2018-06-20 23:00 | 312 | 286
2018-06-20 23:30 | 291 | 266
2018-06-21 | 277 | 249
2018-06-21 00:30 | 271 | 242
2018-06-21 01:00 | 263 | 232
2018-06-21 01:30 | 258 | 225
2018-06-21 02:00 | 254 | 220
2018-06-21 02:30 | 251 | 217
2018-06-21 03:00 | 248 | 214
2018-06-21 03:30 | 255 | 221
2018-06-21 04:00 | 259 | 225
2018-06-21 04:30 | 262 | 229
2018-06-21 05:00 | 262 | 230
2018-06-21 05:30 | 273 | 244
2018-06-21 06:00 | 294 | 268
2018-06-21 06:30 | 322 | 302
2018-06-21 07:00 | 321 | 296
2018-06-21 07:30 | 336 | 314
2018-06-21 08:00 | 286 | 265
2018-06-21 08:30 | 210 | 184
2018-06-21 09:00 | 176 | 147
2018-06-21 09:30 | 158 | 125
2018-06-21 10:00 | 143 | 108
2018-06-21 10:30 | 126 | 85
2018-06-21 11:00 | 112 | 60
2018-06-21 11:30 | 89 | 18
2018-06-21 12:00 | 88 | 53
2018-06-21 12:30 | 79 | 50
2018-06-21 13:00 | 69 | 45
2018-06-21 13:30 | 75 | 56
2018-06-21 14:00 | 81 | 65
2018-06-21 14:30 | 80 | 64
2018-06-21 15:00 | 75 | 57
2018-06-21 15:30 | 67 | 43
2018-06-21 16:00 | 61 | 25
2018-06-21 16:30 | 60 | 3
2018-06-21 17:00 | 79 | 36
2018-06-21 17:30 | 122 | 90
2018-06-21 18:00 | 160 | 137
2018-06-21 18:30 | 195 | 175
2018-06-21 19:00 | 202 | 183
2018-06-21 19:30 | 187 | 165
2018-06-21 20:00 | 174 | 149
2018-06-21 20:30 | 159 | 131
2018-06-21 21:00 | 140 | 111
2018-06-21 21:30 | 122 | 90
2018-06-21 22:00 | 108 | 68
2018-06-21 22:30 | 109 | 65
2018-06-21 23:00 | 123 | 84
2018-06-21 23:30 | 112 | 67
2018-06-22 | 101 | 49
2018-06-22 00:30 | 145 | 103
2018-06-22 01:00 | 184 | 149
2018-06-22 01:30 | 251 | 218
2018-06-22 02:00 | 249 | 216
2018-06-22 02:30 | 245 | 211
2018-06-22 03:00 | 249 | 215
2018-06-22 03:30 | 250 | 215
2018-06-22 04:00 | 248 | 212
2018-06-22 04:30 | 257 | 222
2018-06-22 05:00 | 259 | 226
2018-06-22 05:30 | 254 | 212
2018-06-22 06:00 | 280 | 253
2018-06-22 06:30 | 308 | 287
2018-06-22 07:00 | 335 | 315
2018-06-22 07:30 | 350 | 332
2018-06-22 08:00 | 340 | 323
2018-06-22 08:30 | 297 | 278
2018-06-22 09:00 | 279 | 259
2018-06-22 09:30 | 263 | 244
2018-06-22 10:00 | 240 | 219
2018-06-22 10:30 | 232 | 209
2018-06-22 11:00 | 221 | 196
2018-06-22 11:30 | 201 | 176
2018-06-22 12:00 | 203 | 180
2018-06-22 12:30 | 192 | 173
2018-06-22 13:00 | 192 | 175
2018-06-22 13:30 | 190 | 174
2018-06-22 14:00 | 184 | 167
2018-06-22 14:30 | 180 | 164
2018-06-22 15:00 | 187 | 171
2018-06-22 15:30 | 202 | 187
2018-06-22 16:00 | 212 | 197
2018-06-22 16:30 | 228 | 213
2018-06-22 17:00 | 264 | 249
2018-06-22 17:30 | 316 | 302
2018-06-22 18:00 | 347 | 334
2018-06-22 18:30 | 365 | 354
2018-06-22 19:00 | 364 | 352
2018-06-22 19:30 | 351 | 339
2018-06-22 20:00 | 338 | 324
2018-06-22 20:30 | 324 | 309
2018-06-22 21:00 | 310 | 293
2018-06-22 21:30 | 297 | 278
2018-06-22 22:00 | 285 | 264
2018-06-22 22:30 | 294 | 267
2018-06-22 23:00 | 307 | 280
2018-06-22 23:30 | 296 | 267
2018-06-23 | 286 | 253
2018-06-23 00:30 | 280 | 247
2018-06-23 01:00 | 268 | 233
2018-06-23 01:30 | 260 | 221
2018-06-23 02:00 | 256 | 215
2018-06-23 02:30 | 251 | 210
2018-06-23 03:00 | 249 | 208
2018-06-23 03:30 | 246 | 208
2018-06-23 04:00 | 247 | 209
2018-06-23 04:30 | 248 | 210
2018-06-23 05:00 | 253 | 215
2018-06-23 05:30 | 265 | 230
2018-06-23 06:00 | 268 | 235
2018-06-23 06:30 | 280 | 250
2018-06-23 07:00 | 285 | 256
2018-06-23 07:30 | 274 | 246
2018-06-23 08:00 | 266 | 238
2018-06-23 08:30 | 257 | 230
2018-06-23 09:00 | 264 | 238
2018-06-23 09:30 | 259 | 234
2018-06-23 10:00 | 248 | 223
2018-06-23 10:30 | 231 | 206
2018-06-23 11:00 | 225 | 198
2018-06-23 11:30 | 205 | 176
2018-06-23 12:00 | 197 | 168
2018-06-23 12:30 | 196 | 167
2018-06-23 13:00 | 203 | 173
2018-06-23 13:30 | 211 | 180
2018-06-23 14:00 | 194 | 160
2018-06-23 14:30 | 180 | 145
2018-06-23 15:00 | 171 | 132
2018-06-23 15:30 | 212 | 184
2018-06-23 16:00 | 237 | 211
2018-06-23 16:30 | 256 | 232
2018-06-23 17:00 | 292 | 271
2018-06-23 17:30 | 318 | 300
2018-06-23 18:00 | 351 | 337
2018-06-23 18:30 | 371 | 362
2018-06-23 19:00 | 367 | 355
2018-06-23 19:30 | 349 | 336
2018-06-23 20:00 | 340 | 326
2018-06-23 20:30 | 320 | 301
2018-06-23 21:00 | 293 | 268
2018-06-23 21:30 | 277 | 249
2018-06-23 22:00 | 267 | 237
2018-06-23 22:30 | 274 | 244
2018-06-23 23:00 | 280 | 255
2018-06-23 23:30 | 278 | 251
2018-06-24 | 261 | 232
2018-06-24 00:30 | 259 | 228
2018-06-24 01:00 | 254 | 221
2018-06-24 01:30 | 246 | 212
2018-06-24 02:00 | 243 | 209
2018-06-24 02:30 | 246 | 210
2018-06-24 03:00 | 245 | 208
2018-06-24 03:30 | 245 | 208
2018-06-24 04:00 | 247 | 210
2018-06-24 04:30 | 243 | 205
2018-06-24 05:00 | 243 | 204
2018-06-24 05:30 | 250 | 212
2018-06-24 06:00 | 259 | 224
2018-06-24 06:30 | 266 | 233
2018-06-24 07:00 | 265 | 231
2018-06-24 07:30 | 250 | 218
2018-06-24 08:00 | 257 | 227
2018-06-24 08:30 | 256 | 227
2018-06-24 09:00 | 240 | 211
2018-06-24 09:30 | 234 | 206
2018-06-24 10:00 | 221 | 193
2018-06-24 10:30 | 218 | 191
2018-06-24 11:00 | 215 | 188
2018-06-24 11:30 | 197 | 168
2018-06-24 12:00 | 202 | 173
2018-06-24 12:30 | 203 | 175
2018-06-24 13:00 | 206 | 178
2018-06-24 13:30 | 207 | 178
2018-06-24 14:00 | 198 | 168
2018-06-24 14:30 | 191 | 159
2018-06-24 15:00 | 197 | 167
2018-06-24 15:30 | 198 | 171
2018-06-24 16:00 | 221 | 197
2018-06-24 16:30 | 249 | 229
2018-06-24 17:00 | 279 | 260
2018-06-24 17:30 | 315 | 298
2018-06-24 18:00 | 343 | 325
2018-06-24 18:30 | 369 | 358
2018-06-24 19:00 | 372 | 362
2018-06-24 19:30 | 364 | 348
2018-06-24 20:00 | 338 | 321
2018-06-24 20:30 | 305 | 278
2018-06-24 21:00 | 297 | 279
2018-06-24 21:30 | 282 | 263
2018-06-24 22:00 | 265 | 244
2018-06-24 22:30 | 275 | 253
2018-06-24 23:00 | 288 | 266
2018-06-24 23:30 | 267 | 235
2018-06-25 | 264 | 230
2018-06-25 00:30 | 257 | 225
2018-06-25 01:00 | 248 | 215
2018-06-25 01:30 | 246 | 211
2018-06-25 02:00 | 238 | 202
2018-06-25 02:30 | 238 | 201
2018-06-25 03:00 | 234 | 197
2018-06-25 03:30 | 235 | 196
2018-06-25 04:00 | 238 | 200
2018-06-25 04:30 | 240 | 203
2018-06-25 05:00 | 247 | 211
2018-06-25 05:30 | 253 | 220
2018-06-25 06:00 | 265 | 235
2018-06-25 06:30 | 285 | 264
2018-06-25 07:00 | 302 | 284
2018-06-25 07:30 | 311 | 297
2018-06-25 08:00 | 326 | 313
2018-06-25 08:30 | 329 | 317
2018-06-25 09:00 | 321 | 308
2018-06-25 09:30 | 297 | 283
2018-06-25 10:00 | 269 | 254
2018-06-25 10:30 | 261 | 245
2018-06-25 11:00 | 249 | 233
2018-06-25 11:30 | 237 | 220
2018-06-25 12:00 | 226 | 209
2018-06-25 12:30 | 242 | 227
2018-06-25 13:00 | 245 | 230
2018-06-25 13:30 | 252 | 237
2018-06-25 14:00 | 246 | 231
2018-06-25 14:30 | 234 | 218
2018-06-25 15:00 | 237 | 222
2018-06-25 15:30 | 265 | 252
2018-06-25 16:00 | 295 | 287
2018-06-25 16:30 | 317 | 300
2018-06-25 17:00 | 340 | 318
2018-06-25 17:30 | 367 | 346
2018-06-25 18:00 | 364 | 328
2018-06-25 18:30 | 357 | 322
2018-06-25 19:00 | 346 | 320
2018-06-25 19:30 | 341 | 320
2018-06-25 20:00 | 335 | 320
2018-06-25 20:30 | 330 | 319
2018-06-25 21:00 | 314 | 301
2018-06-25 21:30 | 297 | 279
2018-06-25 22:00 | 278 | 255
2018-06-25 22:30 | 270 | 250
2018-06-25 23:00 | 283 | 262
2018-06-25 23:30 | 274 | 250
2018-06-26 | 257 | 231
2018-06-26 00:30 | 249 | 221
2018-06-26 01:00 | 244 | 215
2018-06-26 01:30 | 238 | 208
2018-06-26 02:00 | 232 | 201
2018-06-26 02:30 | 231 | 199
2018-06-26 03:00 | 235 | 203
2018-06-26 03:30 | 250 | 215
2018-06-26 04:00 | 255 | 220
2018-06-26 04:30 | 256 | 222
2018-06-26 05:00 | 256 | 222
2018-06-26 05:30 | 267 | 235
2018-06-26 06:00 | 279 | 250
2018-06-26 06:30 | 310 | 289
2018-06-26 07:00 | 331 | 316
2018-06-26 07:30 | 347 | 335
2018-06-26 08:00 | 363 | 351
2018-06-26 08:30 | 359 | 344
2018-06-26 09:00 | 337 | 319
2018-06-26 09:30 | 331 | 312
2018-06-26 10:00 | 327 | 309
2018-06-26 10:30 | 322 | 306
2018-06-26 11:00 | 310 | 292
2018-06-26 11:30 | 287 | 268
2018-06-26 12:00 | 256 | 235
2018-06-26 12:30 | 224 | 201
2018-06-26 13:00 | 226 | 203
2018-06-26 13:30 | 220 | 197
2018-06-26 14:00 | 247 | 225
2018-06-26 14:30 | 248 | 226
2018-06-26 15:00 | 253 | 232
2018-06-26 15:30 | 279 | 259
2018-06-26 16:00 | 297 | 277
2018-06-26 16:30 | 318 | 299
2018-06-26 17:00 | 330 | 312
2018-06-26 17:30 | 362 | 344
2018-06-26 18:00 | 392 | 376
2018-06-26 18:30 | 418 | 404
2018-06-26 19:00 | 422 | 407
2018-06-26 19:30 | 408 | 390
2018-06-26 20:00 | 390 | 366
2018-06-26 20:30 | 373 | 347
2018-06-26 21:00 | 359 | 329
2018-06-26 21:30 | 358 | 326
2018-06-26 22:00 | 336 | 305
2018-06-26 22:30 | 332 | 298
2018-06-26 23:00 | 341 | 306
2018-06-26 23:30 | 327 | 289
2018-06-27 | 316 | 274
2018-06-27 00:30 | 296 | 257
2018-06-27 01:00 | 284 | 258
2018-06-27 01:30 | 276 | 249
2018-06-27 02:00 | 272 | 244
2018-06-27 02:30 | 268 | 240
2018-06-27 03:00 | 259 | 230
2018-06-27 03:30 | 255 | 226
2018-06-27 04:00 | 255 | 227
2018-06-27 04:30 | 235 | 206
2018-06-27 05:00 | 197 | 163
2018-06-27 05:30 | 204 | 175
2018-06-27 06:00 | 223 | 198
2018-06-27 06:30 | 247 | 223
2018-06-27 07:00 | 267 | 243
2018-06-27 07:30 | 245 | 221
2018-06-27 08:00 | 224 | 197
2018-06-27 08:30 | 168 | 134
2018-06-27 09:00 | 144 | 106
2018-06-27 09:30 | 125 | 80
2018-06-27 10:00 | 105 | 65
2018-06-27 10:30 | 97 | 65
2018-06-27 11:00 | 102 | 62
2018-06-27 11:30 | 93 | 52
2018-06-27 12:00 | 84 | 42
2018-06-27 12:30 | 91 | 51
2018-06-27 13:00 | 100 | 65
2018-06-27 13:30 | 100 | 62
2018-06-27 14:00 | 95 | 58
2018-06-27 14:30 | 105 | 69
2018-06-27 15:00 | 97 | 59
2018-06-27 15:30 | 96 | 55
2018-06-27 16:00 | 114 | 75
2018-06-27 16:30 | 123 | 85
2018-06-27 17:00 | 134 | 89
2018-06-27 17:30 | 163 | 118
2018-06-27 18:00 | 180 | 142
2018-06-27 18:30 | 209 | 177
2018-06-27 19:00 | 212 | 182
2018-06-27 19:30 | 203 | 171
2018-06-27 20:00 | 190 | 153
2018-06-27 20:30 | 173 | 130
2018-06-27 21:00 | 172 | 125
2018-06-27 21:30 | 164 | 97
2018-06-27 22:00 | 165 | 121
2018-06-27 22:30 | 166 | 120
2018-06-27 23:00 | 175 | 128
2018-06-27 23:30 | 156 | 117
2018-06-28 | 140 | 100
2018-06-28 00:30 | 183 | 148
2018-06-28 01:00 | 228 | 201
2018-06-28 01:30 | 296 | 270
2018-06-28 02:00 | 294 | 267
2018-06-28 02:30 | 283 | 254
2018-06-28 03:00 | 270 | 237
2018-06-28 03:30 | 263 | 230
2018-06-28 04:00 | 257 | 223
2018-06-28 04:30 | 259 | 225
2018-06-28 05:00 | 264 | 231
2018-06-28 05:30 | 274 | 244
2018-06-28 06:00 | 288 | 261
2018-06-28 06:30 | 315 | 295
2018-06-28 07:00 | 336 | 317
2018-06-28 07:30 | 343 | 324
2018-06-28 08:00 | 348 | 331
2018-06-28 08:30 | 321 | 304
2018-06-28 09:00 | 300 | 282
2018-06-28 09:30 | 322 | 305
2018-06-28 10:00 | 312 | 294
2018-06-28 10:30 | 308 | 289
2018-06-28 11:00 | 306 | 288
2018-06-28 11:30 | 301 | 284
2018-06-28 12:00 | 289 | 271
2018-06-28 12:30 | 279 | 260
2018-06-28 13:00 | 270 | 251
2018-06-28 13:30 | 279 | 260
2018-06-28 14:00 | 273 | 253
2018-06-28 14:30 | 275 | 256
2018-06-28 15:00 | 289 | 271
2018-06-28 15:30 | 300 | 281
2018-06-28 16:00 | 312 | 292
2018-06-28 16:30 | 320 | 300
2018-06-28 17:00 | 331 | 311
2018-06-28 17:30 | 371 | 353
2018-06-28 18:00 | 392 | 377
2018-06-28 18:30 | 424 | 409
2018-06-28 19:00 | 432 | 411
2018-06-28 19:30 | 413 | 389
2018-06-28 20:00 | 400 | 375
2018-06-28 20:30 | 382 | 354
2018-06-28 21:00 | 360 | 334
2018-06-28 21:30 | 338 | 310
2018-06-28 22:00 | 320 | 287
2018-06-28 22:30 | 323 | 288
2018-06-28 23:00 | 332 | 297
2018-06-28 23:30 | 324 | 280
2018-06-29 | 304 | 264
2018-06-29 00:30 | 279 | 252
2018-06-29 01:00 | 271 | 242
2018-06-29 01:30 | 268 | 238
2018-06-29 02:00 | 265 | 234
2018-06-29 02:30 | 263 | 232
2018-06-29 03:00 | 258 | 227
2018-06-29 03:30 | 256 | 224
2018-06-29 04:00 | 255 | 223
2018-06-29 04:30 | 257 | 226
2018-06-29 05:00 | 259 | 229
2018-06-29 05:30 | 271 | 243
2018-06-29 06:00 | 282 | 257
2018-06-29 06:30 | 306 | 286
2018-06-29 07:00 | 335 | 319
2018-06-29 07:30 | 320 | 300
2018-06-29 08:00 | 339 | 322
2018-06-29 08:30 | 331 | 314
2018-06-29 09:00 | 315 | 299
2018-06-29 09:30 | 297 | 281
2018-06-29 10:00 | 288 | 271
2018-06-29 10:30 | 283 | 265
2018-06-29 11:00 | 269 | 251
2018-06-29 11:30 | 257 | 238
2018-06-29 12:00 | 247 | 229
2018-06-29 12:30 | 245 | 226
2018-06-29 13:00 | 238 | 218
2018-06-29 13:30 | 229 | 207
2018-06-29 14:00 | 216 | 193
2018-06-29 14:30 | 212 | 188
2018-06-29 15:00 | 218 | 194
2018-06-29 15:30 | 236 | 213
2018-06-29 16:00 | 243 | 221
2018-06-29 16:30 | 267 | 247
2018-06-29 17:00 | 292 | 273
2018-06-29 17:30 | 329 | 312
2018-06-29 18:00 | 359 | 344
2018-06-29 18:30 | 384 | 371
2018-06-29 19:00 | 384 | 373
2018-06-29 19:30 | 368 | 356
2018-06-29 20:00 | 352 | 339
2018-06-29 20:30 | 337 | 322
2018-06-29 21:00 | 323 | 306
2018-06-29 21:30 | 312 | 293
2018-06-29 22:00 | 295 | 276
2018-06-29 22:30 | 280 | 260
2018-06-29 23:00 | 264 | 241
2018-06-29 23:30 | 273 | 249
2018-06-30 | 293 | 268
2018-06-30 00:30 | 289 | 262
2018-06-30 01:00 | 283 | 256
2018-06-30 01:30 | 279 | 249
2018-06-30 02:00 | 269 | 237
2018-06-30 02:30 | 267 | 233
2018-06-30 03:00 | 264 | 230
2018-06-30 03:30 | 262 | 227
2018-06-30 04:00 | 261 | 226
2018-06-30 04:30 | 262 | 226
2018-06-30 05:00 | 263 | 229
2018-06-30 05:30 | 266 | 233
2018-06-30 06:00 | 270 | 237
2018-06-30 06:30 | 284 | 254
2018-06-30 07:00 | 289 | 260
2018-06-30 07:30 | 281 | 253
2018-06-30 08:00 | 271 | 244
2018-06-30 08:30 | 263 | 238
2018-06-30 09:00 | 267 | 243
2018-06-30 09:30 | 263 | 241
2018-06-30 10:00 | 263 | 241
2018-06-30 10:30 | 262 | 240
2018-06-30 11:00 | 249 | 227
2018-06-30 11:30 | 242 | 219
2018-06-30 12:00 | 238 | 214
2018-06-30 12:30 | 229 | 206
2018-06-30 13:00 | 227 | 203
2018-06-30 13:30 | 220 | 197
2018-06-30 14:00 | 216 | 191
2018-06-30 14:30 | 205 | 177
2018-06-30 15:00 | 210 | 187
2018-06-30 15:30 | 233 | 213
2018-06-30 16:00 | 247 | 230
2018-06-30 16:30 | 258 | 243
2018-06-30 17:00 | 299 | 284
2018-06-30 17:30 | 324 | 310
2018-06-30 18:00 | 346 | 334
2018-06-30 18:30 | 357 | 346
2018-06-30 19:00 | 347 | 334
2018-06-30 19:30 | 339 | 327
2018-06-30 20:00 | 327 | 313
2018-06-30 20:30 | 314 | 299
2018-06-30 21:00 | 303 | 287
2018-06-30 21:30 | 289 | 271
2018-06-30 22:00 | 281 | 262
2018-06-30 22:30 | 288 | 267
2018-06-30 23:00 | 301 | 274
2018-06-30 23:30 | 292 | 267
2018-07-01 | 281 | 257
2018-07-01 00:30 | 276 | 251
2018-07-01 01:00 | 270 | 244
2018-07-01 01:30 | 262 | 234
2018-07-01 02:00 | 255 | 225
2018-07-01 02:30 | 252 | 222
2018-07-01 03:00 | 251 | 219
2018-07-01 03:30 | 254 | 222
2018-07-01 04:00 | 257 | 226
2018-07-01 04:30 | 256 | 225
2018-07-01 05:00 | 258 | 227
2018-07-01 05:30 | 262 | 231
2018-07-01 06:00 | 265 | 234
2018-07-01 06:30 | 246 | 216
2018-07-01 07:00 | 253 | 225
2018-07-01 07:30 | 255 | 226
2018-07-01 08:00 | 245 | 219
2018-07-01 08:30 | 242 | 221
2018-07-01 09:00 | 236 | 218
2018-07-01 09:30 | 235 | 217
2018-07-01 10:00 | 233 | 216
2018-07-01 10:30 | 210 | 192
2018-07-01 11:00 | 204 | 183
2018-07-01 11:30 | 202 | 180
2018-07-01 12:00 | 198 | 176
2018-07-01 12:30 | 210 | 188
2018-07-01 13:00 | 208 | 185
2018-07-01 13:30 | 210 | 188
2018-07-01 14:00 | 207 | 186
2018-07-01 14:30 | 212 | 190
2018-07-01 15:00 | 245 | 224
2018-07-01 15:30 | 269 | 249
2018-07-01 16:00 | 279 | 260
2018-07-01 16:30 | 271 | 252
2018-07-01 17:00 | 296 | 279
2018-07-01 17:30 | 311 | 296
2018-07-01 18:00 | 345 | 330
2018-07-01 18:30 | 364 | 351
2018-07-01 19:00 | 368 | 356
2018-07-01 19:30 | 353 | 339
2018-07-01 20:00 | 339 | 324
2018-07-01 20:30 | 332 | 317
2018-07-01 21:00 | 319 | 302
2018-07-01 21:30 | 308 | 288
2018-07-01 22:00 | 299 | 278
2018-07-01 22:30 | 319 | 302
2018-07-01 23:00 | 314 | 296
2018-07-01 23:30 | 298 | 278
2018-07-02 | 280 | 258
2018-07-02 00:30 | 272 | 248
2018-07-02 01:00 | 265 | 241
2018-07-02 01:30 | 263 | 236
2018-07-02 02:00 | 260 | 232
2018-07-02 02:30 | 258 | 229
2018-07-02 03:00 | 256 | 226
2018-07-02 03:30 | 261 | 232
2018-07-02 04:00 | 264 | 234
2018-07-02 04:30 | 258 | 223
2018-07-02 05:00 | 270 | 233
2018-07-02 05:30 | 278 | 247
2018-07-02 06:00 | 253 | 223
2018-07-02 06:30 | 250 | 224
2018-07-02 07:00 | 270 | 247
2018-07-02 07:30 | 292 | 271
2018-07-02 08:00 | 298 | 279
2018-07-02 08:30 | 302 | 284
2018-07-02 09:00 | 309 | 294
2018-07-02 09:30 | 290 | 274
2018-07-02 10:00 | 266 | 249
2018-07-02 10:30 | 262 | 245
2018-07-02 11:00 | 263 | 248
2018-07-02 11:30 | 239 | 223
2018-07-02 12:00 | 227 | 211
2018-07-02 12:30 | 231 | 221
2018-07-02 13:00 | 244 | 234
2018-07-02 13:30 | 234 | 223
2018-07-02 14:00 | 235 | 225
2018-07-02 14:30 | 229 | 219
2018-07-02 15:00 | 249 | 239
2018-07-02 15:30 | 265 | 256
2018-07-02 16:00 | 275 | 264
2018-07-02 16:30 | 231 | 208
2018-07-02 17:00 | 190 | 163
2018-07-02 17:30 | 217 | 191
2018-07-02 18:00 | 244 | 219
2018-07-02 18:30 | 270 | 250
2018-07-02 19:00 | 270 | 250
2018-07-02 19:30 | 255 | 235
2018-07-02 20:00 | 251 | 229
2018-07-02 20:30 | 234 | 209
2018-07-02 21:00 | 323 | 301
2018-07-02 21:30 | 352 | 328
2018-07-02 22:00 | 342 | 315
2018-07-02 22:30 | 356 | 326
2018-07-02 23:00 | 342 | 316
2018-07-02 23:30 | 327 | 310
2018-07-03 | 317 | 300
2018-07-03 00:30 | 305 | 286
2018-07-03 01:00 | 294 | 274
2018-07-03 01:30 | 287 | 266
2018-07-03 02:00 | 284 | 261
2018-07-03 02:30 | 280 | 257
2018-07-03 03:00 | 278 | 255
2018-07-03 03:30 | 280 | 256
2018-07-03 04:00 | 281 | 257
2018-07-03 04:30 | 282 | 259
2018-07-03 05:00 | 284 | 261
2018-07-03 05:30 | 294 | 273
2018-07-03 06:00 | 303 | 283
2018-07-03 06:30 | 302 | 286
2018-07-03 07:00 | 321 | 308
2018-07-03 07:30 | 324 | 302
2018-07-03 08:00 | 304 | 281
2018-07-03 08:30 | 282 | 261
2018-07-03 09:00 | 272 | 253
2018-07-03 09:30 | 273 | 251
2018-07-03 10:00 | 254 | 239
2018-07-03 10:30 | 242 | 228
2018-07-03 11:00 | 233 | 220
2018-07-03 11:30 | 245 | 236
2018-07-03 12:00 | 229 | 219
2018-07-03 12:30 | 221 | 207
2018-07-03 13:00 | 229 | 217
2018-07-03 13:30 | 240 | 228
2018-07-03 14:00 | 254 | 244
2018-07-03 14:30 | 253 | 242
2018-07-03 15:00 | 262 | 252
2018-07-03 15:30 | 273 | 263
2018-07-03 16:00 | 275 | 265
2018-07-03 16:30 | 222 | 211
2018-07-03 17:00 | 180 | 166
2018-07-03 17:30 | 223 | 210
2018-07-03 18:00 | 259 | 247
2018-07-03 18:30 | 291 | 281
2018-07-03 19:00 | 299 | 289
2018-07-03 19:30 | 277 | 264
2018-07-03 20:00 | 261 | 245
2018-07-03 20:30 | 243 | 226
2018-07-03 21:00 | 324 | 308
2018-07-03 21:30 | 374 | 357
2018-07-03 22:00 | 371 | 352
2018-07-03 22:30 | 358 | 337
2018-07-03 23:00 | 354 | 332
2018-07-03 23:30 | 342 | 318
2018-07-04 | 326 | 301
2018-07-04 00:30 | 308 | 278
2018-07-04 01:00 | 295 | 262
2018-07-04 01:30 | 280 | 250
2018-07-04 02:00 | 267 | 238
2018-07-04 02:30 | 265 | 236
2018-07-04 03:00 | 264 | 234
2018-07-04 03:30 | 260 | 228
2018-07-04 04:00 | 265 | 234
2018-07-04 04:30 | 268 | 238
2018-07-04 05:00 | 274 | 244
2018-07-04 05:30 | 283 | 255
2018-07-04 06:00 | 294 | 270
2018-07-04 06:30 | 310 | 288
2018-07-04 07:00 | 308 | 288
2018-07-04 07:30 | 321 | 304
2018-07-04 08:00 | 303 | 285
2018-07-04 08:30 | 240 | 206
2018-07-04 09:00 | 236 | 208
2018-07-04 09:30 | 252 | 236
2018-07-04 10:00 | 230 | 214
2018-07-04 10:30 | 219 | 205
2018-07-04 11:00 | 229 | 219
2018-07-04 11:30 | 234 | 222
2018-07-04 12:00 | 223 | 207
2018-07-04 12:30 | 220 | 202
2018-07-04 13:00 | 211 | 193
2018-07-04 13:30 | 203 | 185
2018-07-04 14:00 | 199 | 182
2018-07-04 14:30 | 209 | 192
2018-07-04 15:00 | 222 | 206
2018-07-04 15:30 | 230 | 215
2018-07-04 16:00 | 245 | 230
2018-07-04 16:30 | 259 | 243
2018-07-04 17:00 | 230 | 212
2018-07-04 17:30 | 206 | 185
2018-07-04 18:00 | 228 | 207
2018-07-04 18:30 | 260 | 243
2018-07-04 19:00 | 270 | 255
2018-07-04 19:30 | 261 | 243
2018-07-04 20:00 | 250 | 231
2018-07-04 20:30 | 238 | 218
2018-07-04 21:00 | 220 | 195
2018-07-04 21:30 | 309 | 287
2018-07-04 22:00 | 321 | 298
2018-07-04 22:30 | 302 | 276
2018-07-04 23:00 | 282 | 252
2018-07-04 23:30 | 264 | 240
2018-07-05 | 245 | 205
2018-07-05 00:30 | 244 | 212
2018-07-05 01:00 | 234 | 201
2018-07-05 01:30 | 229 | 194
2018-07-05 02:00 | 252 | 220
2018-07-05 02:30 | 264 | 232
2018-07-05 03:00 | 267 | 235
2018-07-05 03:30 | 268 | 235
2018-07-05 04:00 | 268 | 235
2018-07-05 04:30 | 270 | 238
2018-07-05 05:00 | 277 | 247
2018-07-05 05:30 | 284 | 257
2018-07-05 06:00 | 295 | 272
2018-07-05 06:30 | 309 | 291
2018-07-05 07:00 | 313 | 296
2018-07-05 07:30 | 322 | 306
2018-07-05 08:00 | 302 | 287
2018-07-05 08:30 | 270 | 255
2018-07-05 09:00 | 247 | 233
2018-07-05 09:30 | 218 | 203
2018-07-05 10:00 | 202 | 187
2018-07-05 10:30 | 186 | 171
2018-07-05 11:00 | 202 | 193
2018-07-05 11:30 | 212 | 204
2018-07-05 12:00 | 207 | 199
2018-07-05 12:30 | 199 | 192
2018-07-05 13:00 | 195 | 187
2018-07-05 13:30 | 179 | 172
2018-07-05 14:00 | 167 | 160
2018-07-05 14:30 | 164 | 154
2018-07-05 15:00 | 172 | 163
2018-07-05 15:30 | 185 | 177
2018-07-05 16:00 | 195 | 187
2018-07-05 16:30 | 210 | 201
2018-07-05 17:00 | 243 | 234
2018-07-05 17:30 | 305 | 297
2018-07-05 18:00 | 347 | 340
2018-07-05 18:30 | 381 | 375
2018-07-05 19:00 | 403 | 389
2018-07-05 19:30 | 394 | 378
2018-07-05 20:00 | 400 | 383
2018-07-05 20:30 | 408 | 390
2018-07-05 21:00 | 400 | 380
2018-07-05 21:30 | 382 | 358
2018-07-05 22:00 | 366 | 334
2018-07-05 22:30 | 335 | 311
2018-07-05 23:00 | 310 | 292
2018-07-05 23:30 | 291 | 271
2018-07-06 | 281 | 257
2018-07-06 00:30 | 270 | 244
2018-07-06 01:00 | 262 | 235
2018-07-06 01:30 | 253 | 224
2018-07-06 02:00 | 250 | 220
2018-07-06 02:30 | 249 | 216
2018-07-06 03:00 | 249 | 217
2018-07-06 03:30 | 248 | 215
2018-07-06 04:00 | 249 | 216
2018-07-06 04:30 | 255 | 223
2018-07-06 05:00 | 262 | 231
2018-07-06 05:30 | 266 | 237
2018-07-06 06:00 | 281 | 255
2018-07-06 06:30 | 297 | 275
2018-07-06 07:00 | 293 | 272
2018-07-06 07:30 | 288 | 269
2018-07-06 08:00 | 272 | 254
2018-07-06 08:30 | 257 | 239
2018-07-06 09:00 | 231 | 216
2018-07-06 09:30 | 213 | 202
2018-07-06 10:00 | 218 | 207
2018-07-06 10:30 | 207 | 197
2018-07-06 11:00 | 196 | 186
2018-07-06 11:30 | 191 | 180
2018-07-06 12:00 | 187 | 176
2018-07-06 12:30 | 209 | 200
2018-07-06 13:00 | 203 | 194
2018-07-06 13:30 | 196 | 187
2018-07-06 14:00 | 188 | 177
2018-07-06 14:30 | 186 | 175
2018-07-06 15:00 | 184 | 173
2018-07-06 15:30 | 212 | 203
2018-07-06 16:00 | 219 | 209
2018-07-06 16:30 | 234 | 222
2018-07-06 17:00 | 267 | 255
2018-07-06 17:30 | 308 | 297
2018-07-06 18:00 | 329 | 318
2018-07-06 18:30 | 352 | 343
2018-07-06 19:00 | 360 | 353
2018-07-06 19:30 | 347 | 338
2018-07-06 20:00 | 339 | 330
2018-07-06 20:30 | 343 | 333
2018-07-06 21:00 | 335 | 325
2018-07-06 21:30 | 344 | 332
2018-07-06 22:00 | 333 | 319
2018-07-06 22:30 | 317 | 300
2018-07-06 23:00 | 305 | 284
2018-07-06 23:30 | 289 | 266
2018-07-07 | 277 | 252
2018-07-07 00:30 | 266 | 240
2018-07-07 01:00 | 255 | 226
2018-07-07 01:30 | 252 | 222
2018-07-07 02:00 | 245 | 214
2018-07-07 02:30 | 243 | 211
2018-07-07 03:00 | 246 | 212
2018-07-07 03:30 | 241 | 208
2018-07-07 04:00 | 245 | 211
2018-07-07 04:30 | 247 | 213
2018-07-07 05:00 | 248 | 214
2018-07-07 05:30 | 251 | 219
2018-07-07 06:00 | 256 | 225
2018-07-07 06:30 | 264 | 235
2018-07-07 07:00 | 245 | 216
2018-07-07 07:30 | 208 | 152
2018-07-07 08:00 | 215 | 160
2018-07-07 08:30 | 232 | 206
2018-07-07 09:00 | 226 | 205
2018-07-07 09:30 | 238 | 219
2018-07-07 10:00 | 233 | 214
2018-07-07 10:30 | 220 | 201
2018-07-07 11:00 | 213 | 193
2018-07-07 11:30 | 207 | 185
2018-07-07 12:00 | 205 | 184
2018-07-07 12:30 | 193 | 169
2018-07-07 13:00 | 188 | 165
2018-07-07 13:30 | 190 | 168
2018-07-07 14:00 | 198 | 176
2018-07-07 14:30 | 207 | 185
2018-07-07 15:00 | 204 | 183
2018-07-07 15:30 | 234 | 211
2018-07-07 16:00 | 234 | 214
2018-07-07 16:30 | 270 | 251
2018-07-07 17:00 | 281 | 264
2018-07-07 17:30 | 317 | 300
2018-07-07 18:00 | 332 | 318
2018-07-07 18:30 | 358 | 345
2018-07-07 19:00 | 360 | 343
2018-07-07 19:30 | 346 | 327
2018-07-07 20:00 | 351 | 328
2018-07-07 20:30 | 341 | 317
2018-07-07 21:00 | 334 | 308
2018-07-07 21:30 | 325 | 298
2018-07-07 22:00 | 322 | 293
2018-07-07 22:30 | 304 | 263
2018-07-07 23:00 | 296 | 258
2018-07-07 23:30 | 284 | 253
2018-07-08 | 285 | 252
2018-07-08 00:30 | 281 | 247
2018-07-08 01:00 | 273 | 238
2018-07-08 01:30 | 266 | 229
2018-07-08 02:00 | 263 | 225
2018-07-08 02:30 | 258 | 218
2018-07-08 03:00 | 251 | 210
2018-07-08 03:30 | 251 | 210
2018-07-08 04:00 | 249 | 207
2018-07-08 04:30 | 248 | 205
2018-07-08 05:00 | 247 | 204
2018-07-08 05:30 | 250 | 207
2018-07-08 06:00 | 251 | 208
2018-07-08 06:30 | 247 | 206
2018-07-08 07:00 | 223 | 180
2018-07-08 07:30 | 227 | 184
2018-07-08 08:00 | 213 | 169
2018-07-08 08:30 | 194 | 150
2018-07-08 09:00 | 183 | 146
2018-07-08 09:30 | 196 | 163
2018-07-08 10:00 | 188 | 164
2018-07-08 10:30 | 179 | 157
2018-07-08 11:00 | 176 | 155
2018-07-08 11:30 | 172 | 145
2018-07-08 12:00 | 168 | 127
2018-07-08 12:30 | 159 | 109
2018-07-08 13:00 | 170 | 120
2018-07-08 13:30 | 179 | 132
2018-07-08 14:00 | 157 | 125
2018-07-08 14:30 | 155 | 125
2018-07-08 15:00 | 161 | 128
2018-07-08 15:30 | 175 | 145
2018-07-08 16:00 | 186 | 158
2018-07-08 16:30 | 208 | 182
2018-07-08 17:00 | 249 | 227
2018-07-08 17:30 | 313 | 294
2018-07-08 18:00 | 366 | 351
2018-07-08 18:30 | 397 | 385
2018-07-08 19:00 | 403 | 391
2018-07-08 19:30 | 385 | 371
2018-07-08 20:00 | 365 | 349
2018-07-08 20:30 | 342 | 329
2018-07-08 21:00 | 331 | 316
2018-07-08 21:30 | 313 | 296
2018-07-08 22:00 | 297 | 278
2018-07-08 22:30 | 290 | 269
2018-07-08 23:00 | 287 | 263
2018-07-08 23:30 | 277 | 252
2018-07-09 | 270 | 239
2018-07-09 00:30 | 258 | 224
2018-07-09 01:00 | 250 | 214
2018-07-09 01:30 | 245 | 208
2018-07-09 02:00 | 243 | 203
2018-07-09 02:30 | 243 | 203
2018-07-09 03:00 | 241 | 200
2018-07-09 03:30 | 242 | 204
2018-07-09 04:00 | 246 | 209
2018-07-09 04:30 | 245 | 207
2018-07-09 05:00 | 250 | 214
2018-07-09 05:30 | 259 | 225
2018-07-09 06:00 | 266 | 235
2018-07-09 06:30 | 271 | 243
2018-07-09 07:00 | 283 | 254
2018-07-09 07:30 | 281 | 253
2018-07-09 08:00 | 248 | 221
2018-07-09 08:30 | 224 | 197
2018-07-09 09:00 | 191 | 159
2018-07-09 09:30 | 198 | 170
2018-07-09 10:00 | 197 | 169
2018-07-09 10:30 | 189 | 160
2018-07-09 11:00 | 181 | 151
2018-07-09 11:30 | 169 | 138
2018-07-09 12:00 | 165 | 133
2018-07-09 12:30 | 146 | 108
2018-07-09 13:00 | 113 | 60
2018-07-09 13:30 | 111 | 57
2018-07-09 14:00 | 114 | 63
2018-07-09 14:30 | 124 | 79
2018-07-09 15:00 | 131 | 84
2018-07-09 15:30 | 125 | 73
2018-07-09 16:00 | 115 | 54
2018-07-09 16:30 | 115 | 51
2018-07-09 17:00 | 110 | 42
2018-07-09 17:30 | 147 | 94
2018-07-09 18:00 | 172 | 129
2018-07-09 18:30 | 195 | 159
2018-07-09 19:00 | 203 | 171
2018-07-09 19:30 | 194 | 159
2018-07-09 20:00 | 177 | 138
2018-07-09 20:30 | 182 | 140
2018-07-09 21:00 | 169 | 129
2018-07-09 21:30 | 165 | 122
2018-07-09 22:00 | 167 | 119
2018-07-09 22:30 | 152 | 97
2018-07-09 23:00 | 136 | 75
2018-07-09 23:30 | 123 | 58
2018-07-10 | 158 | 105
2018-07-10 00:30 | 192 | 151
2018-07-10 01:00 | 256 | 221
2018-07-10 01:30 | 251 | 214
2018-07-10 02:00 | 246 | 208
2018-07-10 02:30 | 242 | 204
2018-07-10 03:00 | 240 | 204
2018-07-10 03:30 | 242 | 206
2018-07-10 04:00 | 243 | 206
2018-07-10 04:30 | 246 | 209
2018-07-10 05:00 | 255 | 221
2018-07-10 05:30 | 265 | 234
2018-07-10 06:00 | 282 | 254
2018-07-10 06:30 | 295 | 271
2018-07-10 07:00 | 289 | 267
2018-07-10 07:30 | 286 | 267
2018-07-10 08:00 | 256 | 237
2018-07-10 08:30 | 229 | 211
2018-07-10 09:00 | 219 | 196
2018-07-10 09:30 | 222 | 199
2018-07-10 10:00 | 214 | 191
2018-07-10 10:30 | 199 | 173
2018-07-10 11:00 | 186 | 159
2018-07-10 11:30 | 191 | 165
2018-07-10 12:00 | 177 | 149
2018-07-10 12:30 | 178 | 150
2018-07-10 13:00 | 175 | 147
2018-07-10 13:30 | 177 | 150
2018-07-10 14:00 | 178 | 151
2018-07-10 14:30 | 183 | 157
2018-07-10 15:00 | 192 | 167
2018-07-10 15:30 | 206 | 182
2018-07-10 16:00 | 224 | 201
2018-07-10 16:30 | 241 | 219
2018-07-10 17:00 | 275 | 256
2018-07-10 17:30 | 333 | 316
2018-07-10 18:00 | 371 | 354
2018-07-10 18:30 | 385 | 366
2018-07-10 19:00 | 414 | 389
2018-07-10 19:30 | 404 | 380
2018-07-10 20:00 | 392 | 364
2018-07-10 20:30 | 374 | 342
2018-07-10 21:00 | 353 | 311
2018-07-10 21:30 | 341 | 309
2018-07-10 22:00 | 322 | 288
2018-07-10 22:30 | 323 | 285
2018-07-10 23:00 | 312 | 270
2018-07-10 23:30 | 301 | 254
2018-07-11 | 278 | 244
2018-07-11 00:30 | 260 | 232
2018-07-11 01:00 | 252 | 223
2018-07-11 01:30 | 241 | 211
2018-07-11 02:00 | 242 | 210
2018-07-11 02:30 | 242 | 211
2018-07-11 03:00 | 246 | 214
2018-07-11 03:30 | 236 | 203
2018-07-11 04:00 | 236 | 203
2018-07-11 04:30 | 242 | 211
2018-07-11 05:00 | 244 | 213
2018-07-11 05:30 | 255 | 226
2018-07-11 06:00 | 269 | 243
2018-07-11 06:30 | 286 | 264
2018-07-11 07:00 | 294 | 276
2018-07-11 07:30 | 298 | 279
2018-07-11 08:00 | 273 | 255
2018-07-11 08:30 | 248 | 230
2018-07-11 09:00 | 233 | 216
2018-07-11 09:30 | 217 | 200
2018-07-11 10:00 | 198 | 185
2018-07-11 10:30 | 206 | 194
2018-07-11 11:00 | 202 | 190
2018-07-11 11:30 | 168 | 153
2018-07-11 12:00 | 171 | 156
2018-07-11 12:30 | 167 | 152
2018-07-11 13:00 | 172 | 157
2018-07-11 13:30 | 177 | 162
2018-07-11 14:00 | 173 | 157
2018-07-11 14:30 | 162 | 147
2018-07-11 15:00 | 181 | 167
2018-07-11 15:30 | 184 | 170
2018-07-11 16:00 | 203 | 190
2018-07-11 16:30 | 234 | 221
2018-07-11 17:00 | 269 | 254
2018-07-11 17:30 | 258 | 241
2018-07-11 18:00 | 240 | 223
2018-07-11 18:30 | 269 | 256
2018-07-11 19:00 | 278 | 266
2018-07-11 19:30 | 264 | 250
2018-07-11 20:00 | 248 | 232
2018-07-11 20:30 | 231 | 212
2018-07-11 21:00 | 211 | 188
2018-07-11 21:30 | 255 | 234
2018-07-11 22:00 | 308 | 283
2018-07-11 22:30 | 303 | 273
2018-07-11 23:00 | 292 | 260
2018-07-11 23:30 | 278 | 243
2018-07-12 | 263 | 230
2018-07-12 00:30 | 274 | 243
2018-07-12 01:00 | 265 | 234
2018-07-12 01:30 | 259 | 226
2018-07-12 02:00 | 255 | 220
2018-07-12 02:30 | 250 | 215
2018-07-12 03:00 | 250 | 214
2018-07-12 03:30 | 253 | 219
2018-07-12 04:00 | 254 | 219
2018-07-12 04:30 | 255 | 221
2018-07-12 05:00 | 261 | 228
2018-07-12 05:30 | 270 | 239
2018-07-12 06:00 | 282 | 254
2018-07-12 06:30 | 297 | 273
2018-07-12 07:00 | 284 | 257
2018-07-12 07:30 | 307 | 285
2018-07-12 08:00 | 295 | 274
2018-07-12 08:30 | 276 | 255
2018-07-12 09:00 | 255 | 232
2018-07-12 09:30 | 223 | 199
2018-07-12 10:00 | 190 | 163
2018-07-12 10:30 | 177 | 154
2018-07-12 11:00 | 167 | 142
2018-07-12 11:30 | 167 | 141
2018-07-12 12:00 | 163 | 137
2018-07-12 12:30 | 139 | 108
2018-07-12 13:00 | 109 | 67
2018-07-12 13:30 | 110 | 71
2018-07-12 14:00 | 124 | 78
2018-07-12 14:30 | 120 | 71
2018-07-12 15:00 | 126 | 72
2018-07-12 15:30 | 119 | 56
2018-07-12 16:00 | 117 | 53
2018-07-12 16:30 | 140 | 85
2018-07-12 17:00 | 180 | 137
2018-07-12 17:30 | 200 | 155
2018-07-12 18:00 | 201 | 156
2018-07-12 18:30 | 223 | 186
2018-07-12 19:00 | 234 | 200
2018-07-12 19:30 | 223 | 185
2018-07-12 20:00 | 209 | 167
2018-07-12 20:30 | 195 | 146
2018-07-12 21:00 | 178 | 132
2018-07-12 21:30 | 157 | 112
2018-07-12 22:00 | 143 | 90
2018-07-12 22:30 | 128 | 70
2018-07-12 23:00 | 112 | 51
2018-07-12 23:30 | 119 | 59
2018-07-13 | 119 | 55
2018-07-13 00:30 | 153 | 99
2018-07-13 01:00 | 183 | 138
2018-07-13 01:30 | 245 | 211
2018-07-13 02:00 | 250 | 216
2018-07-13 02:30 | 247 | 212
2018-07-13 03:00 | 245 | 209
2018-07-13 03:30 | 248 | 212
2018-07-13 04:00 | 242 | 205
2018-07-13 04:30 | 245 | 208
2018-07-13 05:00 | 253 | 220
2018-07-13 05:30 | 265 | 234
2018-07-13 06:00 | 274 | 245
2018-07-13 06:30 | 289 | 264
2018-07-13 07:00 | 284 | 261
2018-07-13 07:30 | 290 | 269
2018-07-13 08:00 | 263 | 242
2018-07-13 08:30 | 229 | 209
2018-07-13 09:00 | 202 | 180
2018-07-13 09:30 | 177 | 153
2018-07-13 10:00 | 163 | 137
2018-07-13 10:30 | 156 | 129
2018-07-13 11:00 | 141 | 111
2018-07-13 11:30 | 118 | 84
2018-07-13 12:00 | 143 | 100
2018-07-13 12:30 | 123 | 101
2018-07-13 13:00 | 131 | 104
2018-07-13 13:30 | 127 | 98
2018-07-13 14:00 | 113 | 46
2018-07-13 14:30 | 143 | 70
2018-07-13 15:00 | 163 | 105
2018-07-13 15:30 | 179 | 127
2018-07-13 16:00 | 191 | 158
2018-07-13 16:30 | 221 | 196
2018-07-13 17:00 | 212 | 187
2018-07-13 17:30 | 190 | 163
2018-07-13 18:00 | 196 | 158
2018-07-13 18:30 | 206 | 164
2018-07-13 19:00 | 213 | 173
2018-07-13 19:30 | 224 | 192
2018-07-13 20:00 | 235 | 211
2018-07-13 20:30 | 226 | 201
2018-07-13 21:00 | 200 | 165
2018-07-13 21:30 | 193 | 160
2018-07-13 22:00 | 181 | 147
2018-07-13 22:30 | 169 | 131
2018-07-13 23:00 | 152 | 100
2018-07-13 23:30 | 201 | 171
2018-07-14 | 258 | 230
2018-07-14 00:30 | 263 | 233
2018-07-14 01:00 | 258 | 225
2018-07-14 01:30 | 253 | 219
2018-07-14 02:00 | 252 | 214
2018-07-14 02:30 | 251 | 209
2018-07-14 03:00 | 248 | 205
2018-07-14 03:30 | 247 | 204
2018-07-14 04:00 | 251 | 207
2018-07-14 04:30 | 250 | 206
2018-07-14 05:00 | 253 | 211
2018-07-14 05:30 | 260 | 219
2018-07-14 06:00 | 264 | 223
2018-07-14 06:30 | 267 | 229
2018-07-14 07:00 | 262 | 224
2018-07-14 07:30 | 267 | 227
2018-07-14 08:00 | 239 | 199
2018-07-14 08:30 | 211 | 170
2018-07-14 09:00 | 189 | 147
2018-07-14 09:30 | 175 | 131
2018-07-14 10:00 | 167 | 112
2018-07-14 10:30 | 159 | 95
2018-07-14 11:00 | 154 | 88
2018-07-14 11:30 | 149 | 78
2018-07-14 12:00 | 146 | 73
2018-07-14 12:30 | 144 | 67
2018-07-14 13:00 | 140 | 60
2018-07-14 13:30 | 141 | 64
2018-07-14 14:00 | 143 | 65
2018-07-14 14:30 | 147 | 70
2018-07-14 15:00 | 151 | 77
2018-07-14 15:30 | 159 | 91
2018-07-14 16:00 | 181 | 123
2018-07-14 16:30 | 207 | 159
2018-07-14 17:00 | 245 | 205
2018-07-14 17:30 | 304 | 270
2018-07-14 18:00 | 355 | 320
2018-07-14 18:30 | 378 | 349
2018-07-14 19:00 | 380 | 352
2018-07-14 19:30 | 373 | 344
2018-07-14 20:00 | 368 | 336
2018-07-14 20:30 | 348 | 310
2018-07-14 21:00 | 339 | 300
2018-07-14 21:30 | 326 | 285
2018-07-14 22:00 | 318 | 274
2018-07-14 22:30 | 300 | 262
2018-07-14 23:00 | 277 | 253
2018-07-14 23:30 | 282 | 258
2018-07-15 | 276 | 248
2018-07-15 00:30 | 269 | 239
2018-07-15 01:00 | 262 | 230
2018-07-15 01:30 | 254 | 221
2018-07-15 02:00 | 249 | 214
2018-07-15 02:30 | 243 | 206
2018-07-15 03:00 | 241 | 203
2018-07-15 03:30 | 241 | 202
2018-07-15 04:00 | 239 | 201
2018-07-15 04:30 | 235 | 196
2018-07-15 05:00 | 238 | 199
2018-07-15 05:30 | 242 | 203
2018-07-15 06:00 | 240 | 187
2018-07-15 06:30 | 254 | 214
2018-07-15 07:00 | 243 | 203
2018-07-15 07:30 | 244 | 200
2018-07-15 08:00 | 213 | 165
2018-07-15 08:30 | 194 | 144
2018-07-15 09:00 | 176 | 125
2018-07-15 09:30 | 162 | 108
2018-07-15 10:00 | 136 | 64
2018-07-15 10:30 | 135 | 22
2018-07-15 11:00 | 130 | 12
2018-07-15 11:30 | 116 | 8
2018-07-15 12:00 | 125 | 7
2018-07-15 12:30 | 141 | 8
2018-07-15 13:00 | 139 | 3
2018-07-15 13:30 | 132 | 3
2018-07-15 14:00 | 140 | 30
2018-07-15 14:30 | 155 | 69
2018-07-15 15:00 | 163 | 87
2018-07-15 15:30 | 178 | 110
2018-07-15 16:00 | 200 | 142
2018-07-15 16:30 | 228 | 179
2018-07-15 17:00 | 260 | 218
2018-07-15 17:30 | 317 | 282
2018-07-15 18:00 | 358 | 337
2018-07-15 18:30 | 373 | 335
2018-07-15 19:00 | 385 | 351
2018-07-15 19:30 | 386 | 360
2018-07-15 20:00 | 369 | 339
2018-07-15 20:30 | 357 | 325
2018-07-15 21:00 | 337 | 309
2018-07-15 21:30 | 322 | 291
2018-07-15 22:00 | 306 | 277
2018-07-15 22:30 | 288 | 255
2018-07-15 23:00 | 269 | 232
2018-07-15 23:30 | 273 | 235
2018-07-16 | 271 | 230
2018-07-16 00:30 | 270 | 228
2018-07-16 01:00 | 251 | 225
2018-07-16 01:30 | 240 | 215
2018-07-16 02:00 | 237 | 212
2018-07-16 02:30 | 235 | 210
2018-07-16 03:00 | 233 | 208
2018-07-16 03:30 | 233 | 207
2018-07-16 04:00 | 231 | 205
2018-07-16 04:30 | 229 | 204
2018-07-16 05:00 | 236 | 212
2018-07-16 05:30 | 254 | 231
2018-07-16 06:00 | 262 | 245
2018-07-16 06:30 | 280 | 267
2018-07-16 07:00 | 289 | 276
2018-07-16 07:30 | 319 | 299
2018-07-16 08:00 | 288 | 270
2018-07-16 08:30 | 246 | 226
2018-07-16 09:00 | 203 | 181
2018-07-16 09:30 | 168 | 152
2018-07-16 10:00 | 111 | 103
2018-07-16 10:30 | 73 | 63
2018-07-16 11:00 | 90 | 56
2018-07-16 11:30 | 85 | 49
2018-07-16 12:00 | 92 | 52
2018-07-16 12:30 | 88 | 35
2018-07-16 13:00 | 37 | 0
2018-07-16 13:30 | 36 | 0
2018-07-16 14:00 | 54 | 7
2018-07-16 14:30 | 77 | 37
2018-07-16 15:00 | 107 | 81
2018-07-16 15:30 | 130 | 109
2018-07-16 16:00 | 110 | 87
2018-07-16 16:30 | 74 | 45
2018-07-16 17:00 | 100 | 76
2018-07-16 17:30 | 145 | 124
2018-07-16 18:00 | 184 | 171
2018-07-16 18:30 | 215 | 203
2018-07-16 19:00 | 230 | 212
2018-07-16 19:30 | 220 | 201
2018-07-16 20:00 | 206 | 184
2018-07-16 20:30 | 191 | 157
2018-07-16 21:00 | 178 | 140
2018-07-16 21:30 | 167 | 124
2018-07-16 22:00 | 145 | 101
2018-07-16 22:30 | 130 | 78
2018-07-16 23:00 | 120 | 58
2018-07-16 23:30 | 125 | 62
2018-07-17 | 171 | 118
2018-07-17 00:30 | 207 | 160
2018-07-17 01:00 | 261 | 235
2018-07-17 01:30 | 257 | 232
2018-07-17 02:00 | 253 | 226
2018-07-17 02:30 | 245 | 209
2018-07-17 03:00 | 254 | 221
2018-07-17 03:30 | 249 | 222
2018-07-17 04:00 | 250 | 222
2018-07-17 04:30 | 251 | 224
2018-07-17 05:00 | 255 | 228
2018-07-17 05:30 | 268 | 244
2018-07-17 06:00 | 286 | 265
2018-07-17 06:30 | 312 | 293
2018-07-17 07:00 | 325 | 306
2018-07-17 07:30 | 328 | 312
2018-07-17 08:00 | 301 | 286
2018-07-17 08:30 | 253 | 236
2018-07-17 09:00 | 208 | 190
2018-07-17 09:30 | 172 | 152
2018-07-17 10:00 | 160 | 137
2018-07-17 10:30 | 154 | 127
2018-07-17 11:00 | 145 | 118
2018-07-17 11:30 | 148 | 121
2018-07-17 12:00 | 145 | 117
2018-07-17 12:30 | 150 | 123
2018-07-17 13:00 | 165 | 139
2018-07-17 13:30 | 155 | 128
2018-07-17 14:00 | 160 | 134
2018-07-17 14:30 | 188 | 163
2018-07-17 15:00 | 192 | 168
2018-07-17 15:30 | 192 | 170
2018-07-17 16:00 | 218 | 199
2018-07-17 16:30 | 260 | 243
2018-07-17 17:00 | 286 | 270
2018-07-17 17:30 | 313 | 295
2018-07-17 18:00 | 365 | 341
2018-07-17 18:30 | 406 | 386
2018-07-17 19:00 | 415 | 396
2018-07-17 19:30 | 407 | 387
2018-07-17 20:00 | 389 | 367
2018-07-17 20:30 | 370 | 344
2018-07-17 21:00 | 354 | 325
2018-07-17 21:30 | 352 | 328
2018-07-17 22:00 | 340 | 314
2018-07-17 22:30 | 316 | 285
2018-07-17 23:00 | 295 | 258
2018-07-17 23:30 | 293 | 262
2018-07-18 | 292 | 259
2018-07-18 00:30 | 286 | 246
2018-07-18 01:00 | 279 | 235
2018-07-18 01:30 | 273 | 228
2018-07-18 02:00 | 270 | 224
2018-07-18 02:30 | 268 | 221
2018-07-18 03:00 | 265 | 218
2018-07-18 03:30 | 263 | 215
2018-07-18 04:00 | 260 | 212
2018-07-18 04:30 | 262 | 214
2018-07-18 05:00 | 263 | 217
2018-07-18 05:30 | 273 | 230
2018-07-18 06:00 | 289 | 250
2018-07-18 06:30 | 287 | 236
2018-07-18 07:00 | 295 | 251
2018-07-18 07:30 | 299 | 262
2018-07-18 08:00 | 288 | 255
2018-07-18 08:30 | 263 | 227
2018-07-18 09:00 | 239 | 201
2018-07-18 09:30 | 262 | 242
2018-07-18 10:00 | 266 | 253
2018-07-18 10:30 | 241 | 230
2018-07-18 11:00 | 206 | 196
2018-07-18 11:30 | 165 | 154
2018-07-18 12:00 | 159 | 147
2018-07-18 12:30 | 162 | 150
2018-07-18 13:00 | 165 | 152
2018-07-18 13:30 | 163 | 150
2018-07-18 14:00 | 166 | 154
2018-07-18 14:30 | 179 | 167
2018-07-18 15:00 | 183 | 172
2018-07-18 15:30 | 183 | 173
2018-07-18 16:00 | 211 | 201
2018-07-18 16:30 | 204 | 193
2018-07-18 17:00 | 226 | 214
2018-07-18 17:30 | 186 | 168
2018-07-18 18:00 | 216 | 191
2018-07-18 18:30 | 245 | 218
2018-07-18 19:00 | 258 | 233
2018-07-18 19:30 | 247 | 220
2018-07-18 20:00 | 234 | 204
2018-07-18 20:30 | 240 | 218
2018-07-18 21:00 | 227 | 205
2018-07-18 21:30 | 211 | 186
2018-07-18 22:00 | 193 | 162
2018-07-18 22:30 | 224 | 191
2018-07-18 23:00 | 212 | 176
2018-07-18 23:30 | 270 | 240
2018-07-19 | 266 | 240
2018-07-19 00:30 | 251 | 232
2018-07-19 01:00 | 241 | 220
2018-07-19 01:30 | 232 | 211
2018-07-19 02:00 | 229 | 207
2018-07-19 02:30 | 227 | 205
2018-07-19 03:00 | 224 | 201
2018-07-19 03:30 | 222 | 198
2018-07-19 04:00 | 225 | 202
2018-07-19 04:30 | 234 | 212
2018-07-19 05:00 | 241 | 220
2018-07-19 05:30 | 258 | 239
2018-07-19 06:00 | 274 | 257
2018-07-19 06:30 | 279 | 256
2018-07-19 07:00 | 277 | 248
2018-07-19 07:30 | 281 | 260
2018-07-19 08:00 | 263 | 242
2018-07-19 08:30 | 221 | 200
2018-07-19 09:00 | 251 | 243
2018-07-19 09:30 | 248 | 242
2018-07-19 10:00 | 249 | 245
2018-07-19 10:30 | 223 | 217
2018-07-19 11:00 | 183 | 175
2018-07-19 11:30 | 178 | 170
2018-07-19 12:00 | 174 | 166
2018-07-19 12:30 | 173 | 164
2018-07-19 13:00 | 164 | 154
2018-07-19 13:30 | 164 | 155
2018-07-19 14:00 | 178 | 173
2018-07-19 14:30 | 189 | 184
2018-07-19 15:00 | 197 | 188
2018-07-19 15:30 | 209 | 199
2018-07-19 16:00 | 216 | 210
2018-07-19 16:30 | 212 | 205
2018-07-19 17:00 | 215 | 209
2018-07-19 17:30 | 168 | 160
2018-07-19 18:00 | 192 | 179
2018-07-19 18:30 | 219 | 204
2018-07-19 19:00 | 231 | 217
2018-07-19 19:30 | 219 | 204
2018-07-19 20:00 | 208 | 189
2018-07-19 20:30 | 197 | 165
2018-07-19 21:00 | 182 | 146
2018-07-19 21:30 | 171 | 131
2018-07-19 22:00 | 151 | 111
2018-07-19 22:30 | 186 | 147
2018-07-19 23:00 | 199 | 173
2018-07-19 23:30 | 261 | 241
2018-07-20 | 262 | 240
2018-07-20 00:30 | 254 | 231
2018-07-20 01:00 | 241 | 216
2018-07-20 01:30 | 234 | 208
2018-07-20 02:00 | 232 | 205
2018-07-20 02:30 | 227 | 199
2018-07-20 03:00 | 226 | 198
2018-07-20 03:30 | 229 | 201
2018-07-20 04:00 | 232 | 203
2018-07-20 04:30 | 231 | 203
2018-07-20 05:00 | 236 | 209
2018-07-20 05:30 | 229 | 194
2018-07-20 06:00 | 247 | 222
2018-07-20 06:30 | 249 | 223
2018-07-20 07:00 | 244 | 213
2018-07-20 07:30 | 237 | 211
2018-07-20 08:00 | 208 | 183
2018-07-20 08:30 | 178 | 154
2018-07-20 09:00 | 155 | 129
2018-07-20 09:30 | 174 | 159
2018-07-20 10:00 | 166 | 154
2018-07-20 10:30 | 153 | 140
2018-07-20 11:00 | 129 | 115
2018-07-20 11:30 | 124 | 111
2018-07-20 12:00 | 104 | 91
2018-07-20 12:30 | 97 | 84
2018-07-20 13:00 | 117 | 99
2018-07-20 13:30 | 132 | 110
2018-07-20 14:00 | 133 | 111
2018-07-20 14:30 | 166 | 150
2018-07-20 15:00 | 196 | 183
2018-07-20 15:30 | 218 | 204
2018-07-20 16:00 | 245 | 232
2018-07-20 16:30 | 237 | 223
2018-07-20 17:00 | 240 | 227
2018-07-20 17:30 | 173 | 153
2018-07-20 18:00 | 189 | 163
2018-07-20 18:30 | 207 | 185
2018-07-20 19:00 | 213 | 192
2018-07-20 19:30 | 202 | 179
2018-07-20 20:00 | 190 | 165
2018-07-20 20:30 | 181 | 145
2018-07-20 21:00 | 170 | 135
2018-07-20 21:30 | 182 | 157
2018-07-20 22:00 | 175 | 151
2018-07-20 22:30 | 226 | 203
2018-07-20 23:00 | 216 | 191
2018-07-20 23:30 | 271 | 256
2018-07-21 | 270 | 255
2018-07-21 00:30 | 258 | 241
2018-07-21 01:00 | 251 | 233
2018-07-21 01:30 | 241 | 222
2018-07-21 02:00 | 235 | 216
2018-07-21 02:30 | 233 | 212
2018-07-21 03:00 | 232 | 211
2018-07-21 03:30 | 235 | 214
2018-07-21 04:00 | 236 | 215
2018-07-21 04:30 | 238 | 216
2018-07-21 05:00 | 235 | 215
2018-07-21 05:30 | 242 | 222
2018-07-21 06:00 | 246 | 226
2018-07-21 06:30 | 228 | 196
2018-07-21 07:00 | 212 | 174
2018-07-21 07:30 | 203 | 166
2018-07-21 08:00 | 171 | 132
2018-07-21 08:30 | 142 | 102
2018-07-21 09:00 | 129 | 114
2018-07-21 09:30 | 111 | 97
2018-07-21 10:00 | 100 | 80
2018-07-21 10:30 | 96 | 71
2018-07-21 11:00 | 86 | 58
2018-07-21 11:30 | 77 | 46
2018-07-21 12:00 | 75 | 43
2018-07-21 12:30 | 75 | 42
2018-07-21 13:00 | 75 | 42
2018-07-21 13:30 | 72 | 39
2018-07-21 14:00 | 74 | 41
2018-07-21 14:30 | 85 | 57
2018-07-21 15:00 | 95 | 71
2018-07-21 15:30 | 107 | 86
2018-07-21 16:00 | 131 | 115
2018-07-21 16:30 | 167 | 153
2018-07-21 17:00 | 211 | 201
2018-07-21 17:30 | 269 | 260
2018-07-21 18:00 | 316 | 310
2018-07-21 18:30 | 319 | 304
2018-07-21 19:00 | 318 | 299
2018-07-21 19:30 | 308 | 285
2018-07-21 20:00 | 296 | 270
2018-07-21 20:30 | 283 | 252
2018-07-21 21:00 | 275 | 241
2018-07-21 21:30 | 267 | 231
2018-07-21 22:00 | 260 | 222
2018-07-21 22:30 | 229 | 208
2018-07-21 23:00 | 213 | 190
2018-07-21 23:30 | 223 | 199
2018-07-22 | 244 | 228
2018-07-22 00:30 | 244 | 228
2018-07-22 01:00 | 242 | 219
2018-07-22 01:30 | 237 | 213
2018-07-22 02:00 | 229 | 203
2018-07-22 02:30 | 227 | 201
2018-07-22 03:00 | 223 | 195
2018-07-22 03:30 | 221 | 183
2018-07-22 04:00 | 226 | 195
2018-07-22 04:30 | 225 | 194
2018-07-22 05:00 | 227 | 197
2018-07-22 05:30 | 230 | 199
2018-07-22 06:00 | 232 | 202
2018-07-22 06:30 | 218 | 169
2018-07-22 07:00 | 205 | 149
2018-07-22 07:30 | 200 | 151
2018-07-22 08:00 | 184 | 135
2018-07-22 08:30 | 188 | 145
2018-07-22 09:00 | 184 | 145
2018-07-22 09:30 | 148 | 112
2018-07-22 10:00 | 123 | 92
2018-07-22 10:30 | 121 | 90
2018-07-22 11:00 | 116 | 84
2018-07-22 11:30 | 109 | 76
2018-07-22 12:00 | 106 | 71
2018-07-22 12:30 | 103 | 65
2018-07-22 13:00 | 112 | 77
2018-07-22 13:30 | 115 | 79
2018-07-22 14:00 | 117 | 81
2018-07-22 14:30 | 116 | 81
2018-07-22 15:00 | 137 | 107
2018-07-22 15:30 | 146 | 116
2018-07-22 16:00 | 166 | 142
2018-07-22 16:30 | 198 | 178
2018-07-22 17:00 | 243 | 226
2018-07-22 17:30 | 257 | 237
2018-07-22 18:00 | 294 | 275
2018-07-22 18:30 | 317 | 300
2018-07-22 19:00 | 333 | 320
2018-07-22 19:30 | 320 | 307
2018-07-22 20:00 | 306 | 291
2018-07-22 20:30 | 289 | 272
2018-07-22 21:00 | 278 | 259
2018-07-22 21:30 | 283 | 268
2018-07-22 22:00 | 278 | 266
2018-07-22 22:30 | 282 | 269
2018-07-22 23:00 | 271 | 255
2018-07-22 23:30 | 256 | 239
2018-07-23 | 245 | 227
2018-07-23 00:30 | 232 | 213
2018-07-23 01:00 | 224 | 204
2018-07-23 01:30 | 222 | 201
2018-07-23 02:00 | 218 | 196
2018-07-23 02:30 | 219 | 198
2018-07-23 03:00 | 221 | 200
2018-07-23 03:30 | 220 | 198
2018-07-23 04:00 | 220 | 199
2018-07-23 04:30 | 224 | 203
2018-07-23 05:00 | 228 | 208
2018-07-23 05:30 | 234 | 215
2018-07-23 06:00 | 248 | 231
2018-07-23 06:30 | 243 | 217
2018-07-23 07:00 | 249 | 225
2018-07-23 07:30 | 261 | 242
2018-07-23 08:00 | 242 | 226
2018-07-23 08:30 | 243 | 231
2018-07-23 09:00 | 215 | 199
2018-07-23 09:30 | 183 | 164
2018-07-23 10:00 | 167 | 148
2018-07-23 10:30 | 164 | 145
2018-07-23 11:00 | 156 | 136
2018-07-23 11:30 | 154 | 133
2018-07-23 12:00 | 151 | 131
2018-07-23 12:30 | 160 | 141
2018-07-23 13:00 | 161 | 143
2018-07-23 13:30 | 174 | 157
2018-07-23 14:00 | 162 | 145
2018-07-23 14:30 | 166 | 148
2018-07-23 15:00 | 177 | 160
2018-07-23 15:30 | 200 | 185
2018-07-23 16:00 | 242 | 230
2018-07-23 16:30 | 273 | 261
2018-07-23 17:00 | 296 | 283
2018-07-23 17:30 | 292 | 275
2018-07-23 18:00 | 335 | 321
2018-07-23 18:30 | 367 | 356
2018-07-23 19:00 | 379 | 366
2018-07-23 19:30 | 365 | 349
2018-07-23 20:00 | 347 | 329
2018-07-23 20:30 | 329 | 307
2018-07-23 21:00 | 315 | 291
2018-07-23 21:30 | 298 | 271
2018-07-23 22:00 | 277 | 252
2018-07-23 22:30 | 283 | 256
2018-07-23 23:00 | 288 | 266
2018-07-23 23:30 | 280 | 260
2018-07-24 | 259 | 236
2018-07-24 00:30 | 251 | 227
2018-07-24 01:00 | 252 | 227
2018-07-24 01:30 | 248 | 225
2018-07-24 02:00 | 244 | 222
2018-07-24 02:30 | 243 | 220
2018-07-24 03:00 | 241 | 219
2018-07-24 03:30 | 237 | 214
2018-07-24 04:00 | 239 | 217
2018-07-24 04:30 | 241 | 220
2018-07-24 05:00 | 245 | 224
2018-07-24 05:30 | 255 | 236
2018-07-24 06:00 | 272 | 255
2018-07-24 06:30 | 266 | 242
2018-07-24 07:00 | 270 | 248
2018-07-24 07:30 | 277 | 260
2018-07-24 08:00 | 255 | 240
2018-07-24 08:30 | 220 | 205
2018-07-24 09:00 | 221 | 213
2018-07-24 09:30 | 191 | 183
2018-07-24 10:00 | 183 | 175
2018-07-24 10:30 | 175 | 167
2018-07-24 11:00 | 174 | 167
2018-07-24 11:30 | 183 | 179
2018-07-24 12:00 | 164 | 160
2018-07-24 12:30 | 152 | 147
2018-07-24 13:00 | 162 | 157
2018-07-24 13:30 | 168 | 159
2018-07-24 14:00 | 170 | 161
2018-07-24 14:30 | 185 | 177
2018-07-24 15:00 | 219 | 213
2018-07-24 15:30 | 234 | 228
2018-07-24 16:00 | 222 | 216
2018-07-24 16:30 | 265 | 258
2018-07-24 17:00 | 304 | 294
2018-07-24 17:30 | 304 | 289
2018-07-24 18:00 | 336 | 319
2018-07-24 18:30 | 369 | 353
2018-07-24 19:00 | 386 | 372
2018-07-24 19:30 | 375 | 360
2018-07-24 20:00 | 356 | 339
2018-07-24 20:30 | 357 | 338
2018-07-24 21:00 | 339 | 320
2018-07-24 21:30 | 349 | 335
2018-07-24 22:00 | 341 | 327
2018-07-24 22:30 | 319 | 302
2018-07-24 23:00 | 296 | 277
2018-07-24 23:30 | 273 | 252
2018-07-25 | 256 | 235
2018-07-25 00:30 | 247 | 225
2018-07-25 01:00 | 241 | 218
2018-07-25 01:30 | 238 | 214
2018-07-25 02:00 | 233 | 209
2018-07-25 02:30 | 233 | 207
2018-07-25 03:00 | 229 | 202
2018-07-25 03:30 | 231 | 204
2018-07-25 04:00 | 240 | 214
2018-07-25 04:30 | 249 | 223
2018-07-25 05:00 | 249 | 224
2018-07-25 05:30 | 259 | 236
2018-07-25 06:00 | 270 | 249
2018-07-25 06:30 | 264 | 231
2018-07-25 07:00 | 272 | 242
2018-07-25 07:30 | 288 | 265
2018-07-25 08:00 | 269 | 246
2018-07-25 08:30 | 233 | 212
2018-07-25 09:00 | 236 | 220
2018-07-25 09:30 | 215 | 198
2018-07-25 10:00 | 197 | 179
2018-07-25 10:30 | 177 | 159
2018-07-25 11:00 | 184 | 165
2018-07-25 11:30 | 181 | 162
2018-07-25 12:00 | 170 | 151
2018-07-25 12:30 | 164 | 147
2018-07-25 13:00 | 172 | 155
2018-07-25 13:30 | 192 | 176
2018-07-25 14:00 | 192 | 176
2018-07-25 14:30 | 203 | 186
2018-07-25 15:00 | 191 | 174
2018-07-25 15:30 | 217 | 208
2018-07-25 16:00 | 234 | 211
2018-07-25 16:30 | 225 | 189
2018-07-25 17:00 | 220 | 188
2018-07-25 17:30 | 211 | 177
2018-07-25 18:00 | 230 | 190
2018-07-25 18:30 | 253 | 216
2018-07-25 19:00 | 251 | 216
2018-07-25 19:30 | 235 | 194
2018-07-25 20:00 | 222 | 179
2018-07-25 20:30 | 211 | 161
2018-07-25 21:00 | 194 | 140
2018-07-25 21:30 | 195 | 153
2018-07-25 22:00 | 189 | 148
2018-07-25 22:30 | 147 | 128
2018-07-25 23:00 | 231 | 214
2018-07-25 23:30 | 262 | 244
2018-07-26 | 254 | 235
2018-07-26 00:30 | 247 | 226
2018-07-26 01:00 | 246 | 223
2018-07-26 01:30 | 245 | 223
2018-07-26 02:00 | 243 | 220
2018-07-26 02:30 | 242 | 220
2018-07-26 03:00 | 232 | 207
2018-07-26 03:30 | 227 | 202
2018-07-26 04:00 | 225 | 199
2018-07-26 04:30 | 231 | 206
2018-07-26 05:00 | 232 | 208
2018-07-26 05:30 | 242 | 219
2018-07-26 06:00 | 260 | 240
2018-07-26 06:30 | 282 | 267
2018-07-26 07:00 | 291 | 279
2018-07-26 07:30 | 273 | 260
2018-07-26 08:00 | 253 | 242
2018-07-26 08:30 | 225 | 213
2018-07-26 09:00 | 195 | 178
2018-07-26 09:30 | 181 | 169
2018-07-26 10:00 | 159 | 154
2018-07-26 10:30 | 142 | 137
2018-07-26 11:00 | 136 | 131
2018-07-26 11:30 | 132 | 127
2018-07-26 12:00 | 117 | 112
2018-07-26 12:30 | 111 | 106
2018-07-26 13:00 | 115 | 110
2018-07-26 13:30 | 124 | 119
2018-07-26 14:00 | 133 | 129
2018-07-26 14:30 | 151 | 147
2018-07-26 15:00 | 173 | 170
2018-07-26 15:30 | 175 | 171
2018-07-26 16:00 | 191 | 185
2018-07-26 16:30 | 226 | 219
2018-07-26 17:00 | 219 | 210
2018-07-26 17:30 | 216 | 204
2018-07-26 18:00 | 205 | 193
2018-07-26 18:30 | 240 | 230
2018-07-26 19:00 | 247 | 240
2018-07-26 19:30 | 230 | 222
2018-07-26 20:00 | 218 | 208
2018-07-26 20:30 | 221 | 214
2018-07-26 21:00 | 221 | 215
2018-07-26 21:30 | 256 | 249
2018-07-26 22:00 | 239 | 230
2018-07-26 22:30 | 218 | 208
2018-07-26 23:00 | 257 | 245
2018-07-26 23:30 | 270 | 256
2018-07-27 | 261 | 243
2018-07-27 00:30 | 254 | 233
2018-07-27 01:00 | 244 | 222
2018-07-27 01:30 | 238 | 213
2018-07-27 02:00 | 250 | 227
2018-07-27 02:30 | 254 | 229
2018-07-27 03:00 | 233 | 191
2018-07-27 03:30 | 246 | 222
2018-07-27 04:00 | 243 | 218
2018-07-27 04:30 | 250 | 227
2018-07-27 05:00 | 248 | 223
2018-07-27 05:30 | 246 | 223
2018-07-27 06:00 | 260 | 240
2018-07-27 06:30 | 262 | 239
2018-07-27 07:00 | 265 | 240
2018-07-27 07:30 | 282 | 263
2018-07-27 08:00 | 284 | 266
2018-07-27 08:30 | 260 | 243
2018-07-27 09:00 | 221 | 203
2018-07-27 09:30 | 187 | 168
2018-07-27 10:00 | 157 | 136
2018-07-27 10:30 | 148 | 127
2018-07-27 11:00 | 145 | 125
2018-07-27 11:30 | 138 | 117
2018-07-27 12:00 | 127 | 104
2018-07-27 12:30 | 113 | 88
2018-07-27 13:00 | 107 | 80
2018-07-27 13:30 | 104 | 78
2018-07-27 14:00 | 117 | 93
2018-07-27 14:30 | 149 | 135
2018-07-27 15:00 | 142 | 130
2018-07-27 15:30 | 138 | 123
2018-07-27 16:00 | 184 | 170
2018-07-27 16:30 | 197 | 182
2018-07-27 17:00 | 210 | 198
2018-07-27 17:30 | 246 | 234
2018-07-27 18:00 | 234 | 221
2018-07-27 18:30 | 246 | 234
2018-07-27 19:00 | 261 | 250
2018-07-27 19:30 | 253 | 242
2018-07-27 20:00 | 233 | 218
2018-07-27 20:30 | 221 | 206
2018-07-27 21:00 | 206 | 188
2018-07-27 21:30 | 196 | 177
2018-07-27 22:00 | 174 | 153
2018-07-27 22:30 | 217 | 191
2018-07-27 23:00 | 266 | 239
2018-07-27 23:30 | 281 | 252
2018-07-28 | 267 | 242
2018-07-28 00:30 | 253 | 232
2018-07-28 01:00 | 244 | 222
2018-07-28 01:30 | 236 | 213
2018-07-28 02:00 | 231 | 206
2018-07-28 02:30 | 231 | 206
2018-07-28 03:00 | 231 | 204
2018-07-28 03:30 | 229 | 201
2018-07-28 04:00 | 227 | 199
2018-07-28 04:30 | 251 | 225
2018-07-28 05:00 | 247 | 221
2018-07-28 05:30 | 253 | 228
2018-07-28 06:00 | 232 | 207
2018-07-28 06:30 | 231 | 208
2018-07-28 07:00 | 222 | 198
2018-07-28 07:30 | 232 | 207
2018-07-28 08:00 | 211 | 187
2018-07-28 08:30 | 174 | 153
2018-07-28 09:00 | 151 | 130
2018-07-28 09:30 | 129 | 107
2018-07-28 10:00 | 140 | 120
2018-07-28 10:30 | 131 | 110
2018-07-28 11:00 | 128 | 106
2018-07-28 11:30 | 117 | 93
2018-07-28 12:00 | 103 | 76
2018-07-28 12:30 | 97 | 66
2018-07-28 13:00 | 104 | 74
2018-07-28 13:30 | 104 | 74
2018-07-28 14:00 | 101 | 69
2018-07-28 14:30 | 104 | 69
2018-07-28 15:00 | 113 | 82
2018-07-28 15:30 | 124 | 96
2018-07-28 16:00 | 148 | 126
2018-07-28 16:30 | 148 | 128
2018-07-28 17:00 | 194 | 179
2018-07-28 17:30 | 263 | 249
2018-07-28 18:00 | 311 | 301
2018-07-28 18:30 | 338 | 330
2018-07-28 19:00 | 351 | 337
2018-07-28 19:30 | 338 | 322
2018-07-28 20:00 | 326 | 307
2018-07-28 20:30 | 307 | 286
2018-07-28 21:00 | 294 | 271
2018-07-28 21:30 | 284 | 258
2018-07-28 22:00 | 276 | 247
2018-07-28 22:30 | 288 | 258
2018-07-28 23:00 | 279 | 245
2018-07-28 23:30 | 280 | 255
2018-07-29 | 273 | 247
2018-07-29 00:30 | 264 | 236
2018-07-29 01:00 | 256 | 228
2018-07-29 01:30 | 254 | 225
2018-07-29 02:00 | 247 | 216
2018-07-29 02:30 | 246 | 215
2018-07-29 03:00 | 248 | 217
2018-07-29 03:30 | 252 | 221
2018-07-29 04:00 | 243 | 210
2018-07-29 04:30 | 240 | 208
2018-07-29 05:00 | 244 | 212
2018-07-29 05:30 | 251 | 220
2018-07-29 06:00 | 224 | 192
2018-07-29 06:30 | 225 | 194
2018-07-29 07:00 | 218 | 184
2018-07-29 07:30 | 208 | 174
2018-07-29 08:00 | 178 | 142
2018-07-29 08:30 | 152 | 115
2018-07-29 09:00 | 141 | 104
2018-07-29 09:30 | 126 | 87
2018-07-29 10:00 | 144 | 108
2018-07-29 10:30 | 138 | 102
2018-07-29 11:00 | 130 | 90
2018-07-29 11:30 | 118 | 85
2018-07-29 12:00 | 118 | 67
2018-07-29 12:30 | 122 | 63
2018-07-29 13:00 | 131 | 71
2018-07-29 13:30 | 131 | 71
2018-07-29 14:00 | 129 | 71
2018-07-29 14:30 | 143 | 87
2018-07-29 15:00 | 151 | 100
2018-07-29 15:30 | 174 | 128
2018-07-29 16:00 | 200 | 160
2018-07-29 16:30 | 202 | 166
2018-07-29 17:00 | 250 | 220
2018-07-29 17:30 | 314 | 291
2018-07-29 18:00 | 364 | 348
2018-07-29 18:30 | 404 | 390
2018-07-29 19:00 | 418 | 403
2018-07-29 19:30 | 404 | 385
2018-07-29 20:00 | 387 | 368
2018-07-29 20:30 | 374 | 356
2018-07-29 21:00 | 352 | 332
2018-07-29 21:30 | 337 | 314
2018-07-29 22:00 | 324 | 295
2018-07-29 22:30 | 336 | 303
2018-07-29 23:00 | 318 | 281
2018-07-29 23:30 | 305 | 263
2018-07-30 | 297 | 253
2018-07-30 00:30 | 287 | 240
2018-07-30 01:00 | 283 | 232
2018-07-30 01:30 | 262 | 209
2018-07-30 02:00 | 252 | 223
2018-07-30 02:30 | 249 | 220
2018-07-30 03:00 | 248 | 220
2018-07-30 03:30 | 251 | 222
2018-07-30 04:00 | 248 | 219
2018-07-30 04:30 | 250 | 222
2018-07-30 05:00 | 255 | 227
2018-07-30 05:30 | 264 | 239
2018-07-30 06:00 | 249 | 226
2018-07-30 06:30 | 262 | 244
2018-07-30 07:00 | 269 | 253
2018-07-30 07:30 | 283 | 269
2018-07-30 08:00 | 250 | 239
2018-07-30 08:30 | 198 | 192
2018-07-30 09:00 | 160 | 154
2018-07-30 09:30 | 126 | 119
2018-07-30 10:00 | 130 | 121
2018-07-30 10:30 | 113 | 102
2018-07-30 11:00 | 90 | 77
2018-07-30 11:30 | 66 | 39
2018-07-30 12:00 | 88 | 32
2018-07-30 12:30 | 94 | 33
2018-07-30 13:00 | 88 | 30
2018-07-30 13:30 | 96 | 30
2018-07-30 14:00 | 87 | 39
2018-07-30 14:30 | 121 | 87
2018-07-30 15:00 | 138 | 108
2018-07-30 15:30 | 152 | 126
2018-07-30 16:00 | 184 | 163
2018-07-30 16:30 | 188 | 167
2018-07-30 17:00 | 235 | 218
2018-07-30 17:30 | 297 | 281
2018-07-30 18:00 | 362 | 347
2018-07-30 18:30 | 400 | 378
2018-07-30 19:00 | 404 | 386
2018-07-30 19:30 | 383 | 363
2018-07-30 20:00 | 367 | 343
2018-07-30 20:30 | 356 | 327
2018-07-30 21:00 | 337 | 307
2018-07-30 21:30 | 320 | 290
2018-07-30 22:00 | 307 | 273
2018-07-30 22:30 | 307 | 276
2018-07-30 23:00 | 289 | 255
2018-07-30 23:30 | 292 | 256
2018-07-31 | 281 | 243
2018-07-31 00:30 | 279 | 240
2018-07-31 01:00 | 267 | 231
2018-07-31 01:30 | 261 | 223
2018-07-31 02:00 | 246 | 208
2018-07-31 02:30 | 238 | 207
2018-07-31 03:00 | 236 | 204
2018-07-31 03:30 | 237 | 205
2018-07-31 04:00 | 238 | 205
2018-07-31 04:30 | 244 | 213
2018-07-31 05:00 | 249 | 219
2018-07-31 05:30 | 258 | 230
2018-07-31 06:00 | 250 | 226
2018-07-31 06:30 | 268 | 249
2018-07-31 07:00 | 280 | 264
2018-07-31 07:30 | 282 | 267
2018-07-31 08:00 | 243 | 228
2018-07-31 08:30 | 188 | 173
2018-07-31 09:00 | 154 | 136
2018-07-31 09:30 | 128 | 108
2018-07-31 10:00 | 137 | 117
2018-07-31 10:30 | 128 | 104
2018-07-31 11:00 | 109 | 51
2018-07-31 11:30 | 101 | 45
2018-07-31 12:00 | 89 | 49
2018-07-31 12:30 | 101 | 52
2018-07-31 13:00 | 98 | 40
2018-07-31 13:30 | 110 | 66
2018-07-31 14:00 | 118 | 82
2018-07-31 14:30 | 123 | 89
2018-07-31 15:00 | 149 | 123
2018-07-31 15:30 | 162 | 137
2018-07-31 16:00 | 187 | 166
2018-07-31 16:30 | 192 | 173
2018-07-31 17:00 | 235 | 219
2018-07-31 17:30 | 310 | 287
2018-07-31 18:00 | 358 | 337
2018-07-31 18:30 | 390 | 368
2018-07-31 19:00 | 403 | 379
2018-07-31 19:30 | 395 | 370
2018-07-31 20:00 | 378 | 350
2018-07-31 20:30 | 361 | 332
2018-07-31 21:00 | 339 | 312
2018-07-31 21:30 | 302 | 257
2018-07-31 22:00 | 289 | 268
2018-07-31 22:30 | 297 | 276
2018-07-31 23:00 | 278 | 259
2018-07-31 23:30 | 279 | 258
2018-08-01 | 264 | 240
2018-08-01 00:30 | 257 | 231
2018-08-01 01:00 | 247 | 218
2018-08-01 01:30 | 242 | 211
2018-08-01 02:00 | 242 | 211
2018-08-01 02:30 | 215 | 182
2018-08-01 03:00 | 200 | 166
2018-08-01 03:30 | 177 | 136
2018-08-01 04:00 | 181 | 141
2018-08-01 04:30 | 187 | 150
2018-08-01 05:00 | 187 | 148
2018-08-01 05:30 | 195 | 160
2018-08-01 06:00 | 169 | 128
2018-08-01 06:30 | 157 | 118
2018-08-01 07:00 | 163 | 127
2018-08-01 07:30 | 124 | 82
2018-08-01 08:00 | 93 | 40
2018-08-01 08:30 | 78 | 13
2018-08-01 09:00 | 91 | 59
2018-08-01 09:30 | 108 | 85
2018-08-01 10:00 | 99 | 77
2018-08-01 10:30 | 63 | 23
2018-08-01 11:00 | 68 | 2
2018-08-01 11:30 | 67 | 4
2018-08-01 12:00 | 65 | 10
2018-08-01 12:30 | 72 | 7
2018-08-01 13:00 | 78 | 8
2018-08-01 13:30 | 72 | 15
2018-08-01 14:00 | 70 | 6
2018-08-01 14:30 | 71 | 3
2018-08-01 15:00 | 70 | 4
2018-08-01 15:30 | 72 | 12
2018-08-01 16:00 | 70 | 34
2018-08-01 16:30 | 87 | 69
2018-08-01 17:00 | 70 | 16
2018-08-01 17:30 | 107 | 62
2018-08-01 18:00 | 155 | 126
2018-08-01 18:30 | 189 | 165
2018-08-01 19:00 | 197 | 142
2018-08-01 19:30 | 205 | 138
2018-08-01 20:00 | 200 | 134
2018-08-01 20:30 | 191 | 117
2018-08-01 21:00 | 184 | 103
2018-08-01 21:30 | 177 | 86
2018-08-01 22:00 | 181 | 92
2018-08-01 22:30 | 189 | 96
2018-08-01 23:00 | 184 | 76
2018-08-01 23:30 | 177 | 58
2018-08-02 | 206 | 103
2018-08-02 00:30 | 233 | 155
2018-08-02 01:00 | 250 | 219
2018-08-02 01:30 | 248 | 216
2018-08-02 02:00 | 251 | 220
2018-08-02 02:30 | 248 | 214
2018-08-02 03:00 | 249 | 216
2018-08-02 03:30 | 248 | 215
2018-08-02 04:00 | 248 | 215
2018-08-02 04:30 | 254 | 222
2018-08-02 05:00 | 261 | 230
2018-08-02 05:30 | 265 | 241
2018-08-02 06:00 | 252 | 230
2018-08-02 06:30 | 274 | 249
2018-08-02 07:00 | 295 | 262
2018-08-02 07:30 | 298 | 260
2018-08-02 08:00 | 286 | 247
2018-08-02 08:30 | 236 | 191
2018-08-02 09:00 | 212 | 162
2018-08-02 09:30 | 189 | 135
2018-08-02 10:00 | 194 | 140
2018-08-02 10:30 | 181 | 129
2018-08-02 11:00 | 158 | 130
2018-08-02 11:30 | 154 | 124
2018-08-02 12:00 | 151 | 120
2018-08-02 12:30 | 150 | 119
2018-08-02 13:00 | 149 | 117
2018-08-02 13:30 | 151 | 120
2018-08-02 14:00 | 153 | 124
2018-08-02 14:30 | 162 | 134
2018-08-02 15:00 | 166 | 139
2018-08-02 15:30 | 176 | 150
2018-08-02 16:00 | 194 | 170
2018-08-02 16:30 | 201 | 178
2018-08-02 17:00 | 240 | 219
2018-08-02 17:30 | 303 | 282
2018-08-02 18:00 | 359 | 335
2018-08-02 18:30 | 386 | 365
2018-08-02 19:00 | 386 | 362
2018-08-02 19:30 | 379 | 358
2018-08-02 20:00 | 368 | 344
2018-08-02 20:30 | 356 | 328
2018-08-02 21:00 | 342 | 310
2018-08-02 21:30 | 320 | 286
2018-08-02 22:00 | 296 | 266
2018-08-02 22:30 | 319 | 298
2018-08-02 23:00 | 310 | 286
2018-08-02 23:30 | 292 | 265
2018-08-03 | 281 | 252
2018-08-03 00:30 | 271 | 240
2018-08-03 01:00 | 258 | 226
2018-08-03 01:30 | 254 | 220
2018-08-03 02:00 | 251 | 218
2018-08-03 02:30 | 251 | 216
2018-08-03 03:00 | 245 | 210
2018-08-03 03:30 | 244 | 208
2018-08-03 04:00 | 245 | 208
2018-08-03 04:30 | 245 | 210
2018-08-03 05:00 | 249 | 214
2018-08-03 05:30 | 257 | 223
2018-08-03 06:00 | 242 | 214
2018-08-03 06:30 | 260 | 236
2018-08-03 07:00 | 270 | 249
2018-08-03 07:30 | 272 | 252
2018-08-03 08:00 | 243 | 222
2018-08-03 08:30 | 198 | 169
2018-08-03 09:00 | 166 | 134
2018-08-03 09:30 | 145 | 108
2018-08-03 10:00 | 164 | 130
2018-08-03 10:30 | 150 | 116
2018-08-03 11:00 | 151 | 116
2018-08-03 11:30 | 147 | 113
2018-08-03 12:00 | 166 | 135
2018-08-03 12:30 | 152 | 118
2018-08-03 13:00 | 153 | 120
2018-08-03 13:30 | 155 | 120
2018-08-03 14:00 | 176 | 142
2018-08-03 14:30 | 178 | 147
2018-08-03 15:00 | 175 | 146
2018-08-03 15:30 | 177 | 148
2018-08-03 16:00 | 197 | 169
2018-08-03 16:30 | 206 | 181
2018-08-03 17:00 | 240 | 217
2018-08-03 17:30 | 306 | 281
2018-08-03 18:00 | 361 | 338
2018-08-03 18:30 | 391 | 369
2018-08-03 19:00 | 389 | 369
2018-08-03 19:30 | 370 | 348
2018-08-03 20:00 | 354 | 329
2018-08-03 20:30 | 335 | 306
2018-08-03 21:00 | 306 | 286
2018-08-03 21:30 | 304 | 286
2018-08-03 22:00 | 291 | 271
2018-08-03 22:30 | 317 | 296
2018-08-03 23:00 | 306 | 283
2018-08-03 23:30 | 309 | 285
2018-08-04 | 302 | 275
2018-08-04 00:30 | 294 | 267
2018-08-04 01:00 | 268 | 243
2018-08-04 01:30 | 265 | 238
2018-08-04 02:00 | 262 | 234
2018-08-04 02:30 | 259 | 231
2018-08-04 03:00 | 254 | 226
2018-08-04 03:30 | 257 | 227
2018-08-04 04:00 | 254 | 224
2018-08-04 04:30 | 247 | 217
2018-08-04 05:00 | 249 | 219
2018-08-04 05:30 | 259 | 231
2018-08-04 06:00 | 231 | 203
2018-08-04 06:30 | 238 | 212
2018-08-04 07:00 | 233 | 206
2018-08-04 07:30 | 246 | 220
2018-08-04 08:00 | 228 | 202
2018-08-04 08:30 | 204 | 178
2018-08-04 09:00 | 185 | 158
2018-08-04 09:30 | 171 | 144
2018-08-04 10:00 | 178 | 152
2018-08-04 10:30 | 154 | 133
2018-08-04 11:00 | 128 | 109
2018-08-04 11:30 | 126 | 106
2018-08-04 12:00 | 121 | 99
2018-08-04 12:30 | 112 | 90
2018-08-04 13:00 | 117 | 85
2018-08-04 13:30 | 130 | 90
2018-08-04 14:00 | 116 | 84
2018-08-04 14:30 | 120 | 92
2018-08-04 15:00 | 123 | 89
2018-08-04 15:30 | 138 | 107
2018-08-04 16:00 | 165 | 139
2018-08-04 16:30 | 166 | 142
2018-08-04 17:00 | 210 | 191
2018-08-04 17:30 | 274 | 257
2018-08-04 18:00 | 320 | 306
2018-08-04 18:30 | 351 | 335
2018-08-04 19:00 | 376 | 347
2018-08-04 19:30 | 364 | 333
2018-08-04 20:00 | 347 | 313
2018-08-04 20:30 | 334 | 298
2018-08-04 21:00 | 342 | 305
2018-08-04 21:30 | 329 | 296
2018-08-04 22:00 | 308 | 282
2018-08-04 22:30 | 324 | 296
2018-08-04 23:00 | 316 | 286
2018-08-04 23:30 | 311 | 279
2018-08-05 | 301 | 273
2018-08-05 00:30 | 290 | 261
2018-08-05 01:00 | 278 | 246
2018-08-05 01:30 | 274 | 240
2018-08-05 02:00 | 273 | 239
2018-08-05 02:30 | 267 | 230
2018-08-05 03:00 | 264 | 227
2018-08-05 03:30 | 263 | 225
2018-08-05 04:00 | 262 | 225
2018-08-05 04:30 | 250 | 203
2018-08-05 05:00 | 260 | 224
2018-08-05 05:30 | 267 | 231
2018-08-05 06:00 | 255 | 220
2018-08-05 06:30 | 260 | 227
2018-08-05 07:00 | 241 | 206
2018-08-05 07:30 | 234 | 195
2018-08-05 08:00 | 208 | 166
2018-08-05 08:30 | 182 | 140
2018-08-05 09:00 | 159 | 113
2018-08-05 09:30 | 153 | 110
2018-08-05 10:00 | 154 | 114
2018-08-05 10:30 | 150 | 109
2018-08-05 11:00 | 130 | 84
2018-08-05 11:30 | 129 | 84
2018-08-05 12:00 | 132 | 86
2018-08-05 12:30 | 123 | 72
2018-08-05 13:00 | 121 | 70
2018-08-05 13:30 | 125 | 75
2018-08-05 14:00 | 133 | 88
2018-08-05 14:30 | 130 | 84
2018-08-05 15:00 | 127 | 80
2018-08-05 15:30 | 137 | 105
2018-08-05 16:00 | 175 | 151
2018-08-05 16:30 | 165 | 141
2018-08-05 17:00 | 203 | 184
2018-08-05 17:30 | 280 | 264
2018-08-05 18:00 | 343 | 330
2018-08-05 18:30 | 387 | 373
2018-08-05 19:00 | 376 | 354
2018-08-05 19:30 | 349 | 336
2018-08-05 20:00 | 351 | 341
2018-08-05 20:30 | 337 | 326
2018-08-05 21:00 | 322 | 309
2018-08-05 21:30 | 305 | 291
2018-08-05 22:00 | 278 | 261
2018-08-05 22:30 | 289 | 270
2018-08-05 23:00 | 275 | 253
2018-08-05 23:30 | 280 | 258
2018-08-06 | 276 | 252
2018-08-06 00:30 | 269 | 244
2018-08-06 01:00 | 260 | 234
2018-08-06 01:30 | 255 | 228
2018-08-06 02:00 | 256 | 228
2018-08-06 02:30 | 252 | 224
2018-08-06 03:00 | 246 | 214
2018-08-06 03:30 | 252 | 217
2018-08-06 04:00 | 257 | 223
2018-08-06 04:30 | 264 | 232
2018-08-06 05:00 | 259 | 227
2018-08-06 05:30 | 272 | 242
2018-08-06 06:00 | 256 | 227
2018-08-06 06:30 | 273 | 249
2018-08-06 07:00 | 278 | 261
2018-08-06 07:30 | 287 | 274
2018-08-06 08:00 | 261 | 246
2018-08-06 08:30 | 217 | 201
2018-08-06 09:00 | 187 | 171
2018-08-06 09:30 | 165 | 148
2018-08-06 10:00 | 181 | 165
2018-08-06 10:30 | 169 | 152
2018-08-06 11:00 | 148 | 130
2018-08-06 11:30 | 140 | 121
2018-08-06 12:00 | 133 | 114
2018-08-06 12:30 | 145 | 125
2018-08-06 13:00 | 141 | 121
2018-08-06 13:30 | 145 | 126
2018-08-06 14:00 | 164 | 146
2018-08-06 14:30 | 175 | 157
2018-08-06 15:00 | 197 | 176
2018-08-06 15:30 | 249 | 233
2018-08-06 16:00 | 245 | 229
2018-08-06 16:30 | 234 | 218
2018-08-06 17:00 | 228 | 209
2018-08-06 17:30 | 241 | 222
2018-08-06 18:00 | 247 | 229
2018-08-06 18:30 | 272 | 258
2018-08-06 19:00 | 257 | 238
2018-08-06 19:30 | 251 | 233
2018-08-06 20:00 | 253 | 235
2018-08-06 20:30 | 239 | 219
2018-08-06 21:00 | 223 | 201
2018-08-06 21:30 | 257 | 235
2018-08-06 22:00 | 266 | 244
2018-08-06 22:30 | 228 | 201
2018-08-06 23:00 | 309 | 286
2018-08-06 23:30 | 306 | 281
2018-08-07 | 295 | 264
2018-08-07 00:30 | 289 | 256
2018-08-07 01:00 | 282 | 248
2018-08-07 01:30 | 275 | 239
2018-08-07 02:00 | 275 | 237
2018-08-07 02:30 | 275 | 237
2018-08-07 03:00 | 280 | 244
2018-08-07 03:30 | 282 | 247
2018-08-07 04:00 | 287 | 251
2018-08-07 04:30 | 294 | 259
2018-08-07 05:00 | 301 | 268
2018-08-07 05:30 | 313 | 283
2018-08-07 06:00 | 297 | 268
2018-08-07 06:30 | 314 | 291
2018-08-07 07:00 | 331 | 310
2018-08-07 07:30 | 350 | 330
2018-08-07 08:00 | 358 | 339
2018-08-07 08:30 | 343 | 328
2018-08-07 09:00 | 329 | 314
2018-08-07 09:30 | 286 | 268
2018-08-07 10:00 | 329 | 313
2018-08-07 10:30 | 306 | 289
2018-08-07 11:00 | 284 | 265
2018-08-07 11:30 | 285 | 269
2018-08-07 12:00 | 278 | 262
2018-08-07 12:30 | 268 | 251
2018-08-07 13:00 | 277 | 261
2018-08-07 13:30 | 251 | 232
2018-08-07 14:00 | 246 | 230
2018-08-07 14:30 | 240 | 228
2018-08-07 15:00 | 254 | 249
2018-08-07 15:30 | 283 | 278
2018-08-07 16:00 | 317 | 308
2018-08-07 16:30 | 307 | 295
2018-08-07 17:00 | 277 | 261
2018-08-07 17:30 | 254 | 231
2018-08-07 18:00 | 258 | 235
2018-08-07 18:30 | 284 | 264
2018-08-07 19:00 | 297 | 279
2018-08-07 19:30 | 277 | 257
2018-08-07 20:00 | 254 | 231
2018-08-07 20:30 | 233 | 206
2018-08-07 21:00 | 216 | 186
2018-08-07 21:30 | 202 | 167
2018-08-07 22:00 | 238 | 202
2018-08-07 22:30 | 245 | 207
2018-08-07 23:00 | 285 | 247
2018-08-07 23:30 | 281 | 253
2018-08-08 | 267 | 247
2018-08-08 00:30 | 265 | 246
2018-08-08 01:00 | 255 | 235
2018-08-08 01:30 | 246 | 226
2018-08-08 02:00 | 224 | 203
2018-08-08 02:30 | 235 | 220
2018-08-08 03:00 | 228 | 212
2018-08-08 03:30 | 231 | 215
2018-08-08 04:00 | 232 | 216
2018-08-08 04:30 | 239 | 223
2018-08-08 05:00 | 242 | 227
2018-08-08 05:30 | 252 | 238
2018-08-08 06:00 | 196 | 183
2018-08-08 06:30 | 141 | 133
2018-08-08 07:00 | 123 | 91
2018-08-08 07:30 | 114 | 72
2018-08-08 08:00 | 106 | 72
2018-08-08 08:30 | 89 | 59
2018-08-08 09:00 | 65 | 25
2018-08-08 09:30 | 96 | 67
2018-08-08 10:00 | 116 | 89
2018-08-08 10:30 | 157 | 139
2018-08-08 11:00 | 154 | 137
2018-08-08 11:30 | 147 | 129
2018-08-08 12:00 | 150 | 131
2018-08-08 12:30 | 151 | 132
2018-08-08 13:00 | 143 | 128
2018-08-08 13:30 | 136 | 125
2018-08-08 14:00 | 130 | 120
2018-08-08 14:30 | 134 | 124
2018-08-08 15:00 | 147 | 136
2018-08-08 15:30 | 164 | 154
2018-08-08 16:00 | 186 | 177
2018-08-08 16:30 | 186 | 177
2018-08-08 17:00 | 177 | 164
2018-08-08 17:30 | 180 | 164
2018-08-08 18:00 | 203 | 189
2018-08-08 18:30 | 219 | 205
2018-08-08 19:00 | 217 | 204
2018-08-08 19:30 | 228 | 217
2018-08-08 20:00 | 205 | 183
2018-08-08 20:30 | 185 | 154
2018-08-08 21:00 | 193 | 173
2018-08-08 21:30 | 203 | 184
2018-08-08 22:00 | 219 | 199
2018-08-08 22:30 | 259 | 239
2018-08-08 23:00 | 293 | 277
2018-08-08 23:30 | 286 | 270
2018-08-09 | 272 | 254
2018-08-09 00:30 | 261 | 247
2018-08-09 01:00 | 250 | 236
2018-08-09 01:30 | 245 | 230
2018-08-09 02:00 | 241 | 224
2018-08-09 02:30 | 236 | 218
2018-08-09 03:00 | 233 | 216
2018-08-09 03:30 | 231 | 214
2018-08-09 04:00 | 231 | 215
2018-08-09 04:30 | 235 | 219
2018-08-09 05:00 | 242 | 227
2018-08-09 05:30 | 257 | 244
2018-08-09 06:00 | 242 | 231
2018-08-09 06:30 | 265 | 256
2018-08-09 07:00 | 250 | 238
2018-08-09 07:30 | 238 | 222
2018-08-09 08:00 | 207 | 193
2018-08-09 08:30 | 191 | 178
2018-08-09 09:00 | 151 | 135
2018-08-09 09:30 | 127 | 111
2018-08-09 10:00 | 138 | 123
2018-08-09 10:30 | 126 | 110
2018-08-09 11:00 | 117 | 100
2018-08-09 11:30 | 118 | 100
2018-08-09 12:00 | 120 | 109
2018-08-09 12:30 | 120 | 110
2018-08-09 13:00 | 122 | 112
2018-08-09 13:30 | 128 | 118
2018-08-09 14:00 | 122 | 113
2018-08-09 14:30 | 131 | 121
2018-08-09 15:00 | 130 | 119
2018-08-09 15:30 | 151 | 141
2018-08-09 16:00 | 171 | 162
2018-08-09 16:30 | 122 | 112
2018-08-09 17:00 | 140 | 130
2018-08-09 17:30 | 146 | 135
2018-08-09 18:00 | 197 | 189
2018-08-09 18:30 | 235 | 228
2018-08-09 19:00 | 248 | 241
2018-08-09 19:30 | 245 | 236
2018-08-09 20:00 | 230 | 220
2018-08-09 20:30 | 210 | 199
2018-08-09 21:00 | 194 | 180
2018-08-09 21:30 | 210 | 195
2018-08-09 22:00 | 218 | 203
2018-08-09 22:30 | 212 | 199
2018-08-09 23:00 | 217 | 205
2018-08-09 23:30 | 213 | 200
2018-08-10 | 199 | 184
2018-08-10 00:30 | 194 | 178
2018-08-10 01:00 | 241 | 227
2018-08-10 01:30 | 244 | 228
2018-08-10 02:00 | 241 | 224
2018-08-10 02:30 | 239 | 222
2018-08-10 03:00 | 239 | 222
2018-08-10 03:30 | 239 | 222
2018-08-10 04:00 | 237 | 219
2018-08-10 04:30 | 240 | 224
2018-08-10 05:00 | 248 | 232
2018-08-10 05:30 | 255 | 241
2018-08-10 06:00 | 239 | 226
2018-08-10 06:30 | 193 | 182
2018-08-10 07:00 | 94 | 73
2018-08-10 07:30 | 91 | 74
2018-08-10 08:00 | 75 | 63
2018-08-10 08:30 | 78 | 70
2018-08-10 09:00 | 68 | 59
2018-08-10 09:30 | 44 | 32
2018-08-10 10:00 | 114 | 104
2018-08-10 10:30 | 64 | 42
2018-08-10 11:00 | 71 | 30
2018-08-10 11:30 | 69 | 42
2018-08-10 12:00 | 58 | 42
2018-08-10 12:30 | 49 | 39
2018-08-10 13:00 | 52 | 44
2018-08-10 13:30 | 78 | 75
2018-08-10 14:00 | 83 | 82
2018-08-10 14:30 | 114 | 105
2018-08-10 15:00 | 140 | 128
2018-08-10 15:30 | 184 | 171
2018-08-10 16:00 | 207 | 194
2018-08-10 16:30 | 211 | 199
2018-08-10 17:00 | 238 | 228
2018-08-10 17:30 | 283 | 275
2018-08-10 18:00 | 324 | 317
2018-08-10 18:30 | 351 | 342
2018-08-10 19:00 | 364 | 354
2018-08-10 19:30 | 353 | 343
2018-08-10 20:00 | 340 | 328
2018-08-10 20:30 | 322 | 308
2018-08-10 21:00 | 309 | 294
2018-08-10 21:30 | 320 | 306
2018-08-10 22:00 | 310 | 297
2018-08-10 22:30 | 322 | 307
2018-08-10 23:00 | 308 | 292
2018-08-10 23:30 | 289 | 269
2018-08-11 | 276 | 254
2018-08-11 00:30 | 274 | 251
2018-08-11 01:00 | 263 | 238
2018-08-11 01:30 | 263 | 237
2018-08-11 02:00 | 257 | 229
2018-08-11 02:30 | 253 | 224
2018-08-11 03:00 | 255 | 221
2018-08-11 03:30 | 250 | 216
2018-08-11 04:00 | 251 | 217
2018-08-11 04:30 | 254 | 220
2018-08-11 05:00 | 255 | 222
2018-08-11 05:30 | 260 | 227
2018-08-11 06:00 | 241 | 209
2018-08-11 06:30 | 242 | 211
2018-08-11 07:00 | 233 | 200
2018-08-11 07:30 | 232 | 198
2018-08-11 08:00 | 202 | 163
2018-08-11 08:30 | 182 | 140
2018-08-11 09:00 | 183 | 144
2018-08-11 09:30 | 178 | 138
2018-08-11 10:00 | 176 | 137
2018-08-11 10:30 | 147 | 109
2018-08-11 11:00 | 139 | 95
2018-08-11 11:30 | 98 | 27
2018-08-11 12:00 | 105 | 10
2018-08-11 12:30 | 112 | 52
2018-08-11 13:00 | 104 | 77
2018-08-11 13:30 | 106 | 80
2018-08-11 14:00 | 102 | 74
2018-08-11 14:30 | 102 | 75
2018-08-11 15:00 | 107 | 81
2018-08-11 15:30 | 117 | 91
2018-08-11 16:00 | 133 | 111
2018-08-11 16:30 | 151 | 132
2018-08-11 17:00 | 195 | 180
2018-08-11 17:30 | 257 | 245
2018-08-11 18:00 | 314 | 304
2018-08-11 18:30 | 353 | 336
2018-08-11 19:00 | 365 | 346
2018-08-11 19:30 | 358 | 338
2018-08-11 20:00 | 344 | 323
2018-08-11 20:30 | 333 | 310
2018-08-11 21:00 | 324 | 299
2018-08-11 21:30 | 333 | 305
2018-08-11 22:00 | 322 | 292
2018-08-11 22:30 | 332 | 300
2018-08-11 23:00 | 319 | 286
2018-08-11 23:30 | 289 | 268
2018-08-12 | 281 | 258
2018-08-12 00:30 | 278 | 255
2018-08-12 01:00 | 264 | 239
2018-08-12 01:30 | 256 | 229
2018-08-12 02:00 | 252 | 224
2018-08-12 02:30 | 252 | 222
2018-08-12 03:00 | 246 | 216
2018-08-12 03:30 | 245 | 214
2018-08-12 04:00 | 248 | 216
2018-08-12 04:30 | 247 | 214
2018-08-12 05:00 | 246 | 213
2018-08-12 05:30 | 248 | 215
2018-08-12 06:00 | 226 | 192
2018-08-12 06:30 | 225 | 191
2018-08-12 07:00 | 217 | 182
2018-08-12 07:30 | 204 | 167
2018-08-12 08:00 | 166 | 125
2018-08-12 08:30 | 143 | 102
2018-08-12 09:00 | 127 | 84
2018-08-12 09:30 | 114 | 68
2018-08-12 10:00 | 139 | 102
2018-08-12 10:30 | 132 | 104
2018-08-12 11:00 | 113 | 81
2018-08-12 11:30 | 103 | 67
2018-08-12 12:00 | 98 | 60
2018-08-12 12:30 | 96 | 57
2018-08-12 13:00 | 93 | 55
2018-08-12 13:30 | 92 | 54
2018-08-12 14:00 | 97 | 60
2018-08-12 14:30 | 101 | 64
2018-08-12 15:00 | 109 | 76
2018-08-12 15:30 | 132 | 105
2018-08-12 16:00 | 168 | 146
2018-08-12 16:30 | 172 | 151
2018-08-12 17:00 | 193 | 174
2018-08-12 17:30 | 247 | 232
2018-08-12 18:00 | 309 | 298
2018-08-12 18:30 | 357 | 346
2018-08-12 19:00 | 380 | 366
2018-08-12 19:30 | 369 | 354
2018-08-12 20:00 | 355 | 338
2018-08-12 20:30 | 336 | 316
2018-08-12 21:00 | 326 | 302
2018-08-12 21:30 | 335 | 309
2018-08-12 22:00 | 325 | 298
2018-08-12 22:30 | 333 | 302
2018-08-12 23:00 | 321 | 287
2018-08-12 23:30 | 309 | 272
2018-08-13 | 298 | 258
2018-08-13 00:30 | 296 | 255
2018-08-13 01:00 | 286 | 241
2018-08-13 01:30 | 266 | 237
2018-08-13 02:00 | 253 | 225
2018-08-13 02:30 | 252 | 223
2018-08-13 03:00 | 249 | 218
2018-08-13 03:30 | 246 | 214
2018-08-13 04:00 | 246 | 215
2018-08-13 04:30 | 246 | 215
2018-08-13 05:00 | 252 | 222
2018-08-13 05:30 | 263 | 235
2018-08-13 06:00 | 248 | 221
2018-08-13 06:30 | 267 | 246
2018-08-13 07:00 | 278 | 256
2018-08-13 07:30 | 283 | 263
2018-08-13 08:00 | 243 | 226
2018-08-13 08:30 | 181 | 172
2018-08-13 09:00 | 140 | 133
2018-08-13 09:30 | 115 | 107
2018-08-13 10:00 | 129 | 121
2018-08-13 10:30 | 123 | 115
2018-08-13 11:00 | 114 | 106
2018-08-13 11:30 | 116 | 97
2018-08-13 12:00 | 113 | 90
2018-08-13 12:30 | 113 | 91
2018-08-13 13:00 | 114 | 93
2018-08-13 13:30 | 116 | 94
2018-08-13 14:00 | 127 | 106
2018-08-13 14:30 | 132 | 114
2018-08-13 15:00 | 140 | 124
2018-08-13 15:30 | 149 | 134
2018-08-13 16:00 | 177 | 163
2018-08-13 16:30 | 177 | 163
2018-08-13 17:00 | 216 | 204
2018-08-13 17:30 | 273 | 261
2018-08-13 18:00 | 312 | 301
2018-08-13 18:30 | 348 | 340
2018-08-13 19:00 | 357 | 349
2018-08-13 19:30 | 359 | 352
2018-08-13 20:00 | 342 | 334
2018-08-13 20:30 | 320 | 311
2018-08-13 21:00 | 322 | 312
2018-08-13 21:30 | 331 | 320
2018-08-13 22:00 | 313 | 300
2018-08-13 22:30 | 320 | 304
2018-08-13 23:00 | 296 | 282
2018-08-13 23:30 | 280 | 265
2018-08-14 | 275 | 259
2018-08-14 00:30 | 270 | 253
2018-08-14 01:00 | 258 | 240
2018-08-14 01:30 | 254 | 234
2018-08-14 02:00 | 238 | 214
2018-08-14 02:30 | 229 | 221
2018-08-14 03:00 | 232 | 226
2018-08-14 03:30 | 231 | 225
2018-08-14 04:00 | 232 | 227
2018-08-14 04:30 | 230 | 225
2018-08-14 05:00 | 236 | 231
2018-08-14 05:30 | 249 | 245
2018-08-14 06:00 | 238 | 234
2018-08-14 06:30 | 257 | 255
2018-08-14 07:00 | 274 | 270
2018-08-14 07:30 | 284 | 280
2018-08-14 08:00 | 242 | 240
2018-08-14 08:30 | 184 | 182
2018-08-14 09:00 | 174 | 172
2018-08-14 09:30 | 156 | 152
2018-08-14 10:00 | 163 | 157
2018-08-14 10:30 | 152 | 145
2018-08-14 11:00 | 143 | 136
2018-08-14 11:30 | 140 | 133
2018-08-14 12:00 | 134 | 126
2018-08-14 12:30 | 130 | 121
2018-08-14 13:00 | 132 | 123
2018-08-14 13:30 | 140 | 132
2018-08-14 14:00 | 139 | 131
2018-08-14 14:30 | 146 | 138
2018-08-14 15:00 | 156 | 149
2018-08-14 15:30 | 181 | 174
2018-08-14 16:00 | 218 | 212
2018-08-14 16:30 | 196 | 192
2018-08-14 17:00 | 221 | 218
2018-08-14 17:30 | 286 | 282
2018-08-14 18:00 | 351 | 347
2018-08-14 18:30 | 393 | 382
2018-08-14 19:00 | 420 | 412
2018-08-14 19:30 | 413 | 406
2018-08-14 20:00 | 386 | 377
2018-08-14 20:30 | 370 | 359
2018-08-14 21:00 | 353 | 339
2018-08-14 21:30 | 336 | 320
2018-08-14 22:00 | 320 | 300
2018-08-14 22:30 | 328 | 306
2018-08-14 23:00 | 326 | 307
2018-08-14 23:30 | 312 | 290
2018-08-15 | 292 | 266
2018-08-15 00:30 | 282 | 252
2018-08-15 01:00 | 273 | 238
2018-08-15 01:30 | 270 | 234
2018-08-15 02:00 | 268 | 231
2018-08-15 02:30 | 263 | 226
2018-08-15 03:00 | 265 | 227
2018-08-15 03:30 | 261 | 222
2018-08-15 04:00 | 259 | 220
2018-08-15 04:30 | 264 | 226
2018-08-15 05:00 | 276 | 240
2018-08-15 05:30 | 282 | 249
2018-08-15 06:00 | 265 | 233
2018-08-15 06:30 | 289 | 264
2018-08-15 07:00 | 292 | 272
2018-08-15 07:30 | 318 | 302
2018-08-15 08:00 | 306 | 289
2018-08-15 08:30 | 277 | 260
2018-08-15 09:00 | 214 | 195
2018-08-15 09:30 | 193 | 171
2018-08-15 10:00 | 205 | 184
2018-08-15 10:30 | 179 | 157
2018-08-15 11:00 | 153 | 146
2018-08-15 11:30 | 134 | 123
2018-08-15 12:00 | 141 | 133
2018-08-15 12:30 | 141 | 119
2018-08-15 13:00 | 134 | 118
2018-08-15 13:30 | 138 | 124
2018-08-15 14:00 | 138 | 122
2018-08-15 14:30 | 146 | 133
2018-08-15 15:00 | 147 | 133
2018-08-15 15:30 | 159 | 146
2018-08-15 16:00 | 173 | 161
2018-08-15 16:30 | 177 | 165
2018-08-15 17:00 | 219 | 209
2018-08-15 17:30 | 288 | 278
2018-08-15 18:00 | 304 | 291
2018-08-15 18:30 | 334 | 323
2018-08-15 19:00 | 364 | 344
2018-08-15 19:30 | 354 | 330
2018-08-15 20:00 | 343 | 316
2018-08-15 20:30 | 328 | 297
2018-08-15 21:00 | 335 | 311
2018-08-15 21:30 | 344 | 321
2018-08-15 22:00 | 336 | 311
2018-08-15 22:30 | 337 | 310
2018-08-15 23:00 | 320 | 289
2018-08-15 23:30 | 307 | 272
2018-08-16 | 291 | 255
2018-08-16 00:30 | 271 | 254
2018-08-16 01:00 | 255 | 241
2018-08-16 01:30 | 249 | 233
2018-08-16 02:00 | 244 | 227
2018-08-16 02:30 | 242 | 224
2018-08-16 03:00 | 242 | 225
2018-08-16 03:30 | 242 | 224
2018-08-16 04:00 | 250 | 233
2018-08-16 04:30 | 252 | 234
2018-08-16 05:00 | 259 | 242
2018-08-16 05:30 | 274 | 259
2018-08-16 06:00 | 261 | 246
2018-08-16 06:30 | 258 | 237
2018-08-16 07:00 | 264 | 246
2018-08-16 07:30 | 267 | 252
2018-08-16 08:00 | 237 | 225
2018-08-16 08:30 | 213 | 207
2018-08-16 09:00 | 176 | 170
2018-08-16 09:30 | 146 | 139
2018-08-16 10:00 | 149 | 143
2018-08-16 10:30 | 137 | 134
2018-08-16 11:00 | 160 | 157
2018-08-16 11:30 | 140 | 136
2018-08-16 12:00 | 111 | 111
2018-08-16 12:30 | 74 | 74
2018-08-16 13:00 | 84 | 84
2018-08-16 13:30 | 84 | 84
2018-08-16 14:00 | 87 | 87
2018-08-16 14:30 | 101 | 101
2018-08-16 15:00 | 76 | 76
2018-08-16 15:30 | 47 | 47
2018-08-16 16:00 | 16 | 15
2018-08-16 16:30 | 17 | 1
2018-08-16 17:00 | 45 | 44
2018-08-16 17:30 | 106 | 104
2018-08-16 18:00 | 127 | 119
2018-08-16 18:30 | 158 | 149
2018-08-16 19:00 | 173 | 165
2018-08-16 19:30 | 162 | 152
2018-08-16 20:00 | 141 | 129
2018-08-16 20:30 | 127 | 113
2018-08-16 21:00 | 137 | 128
2018-08-16 21:30 | 186 | 179
2018-08-16 22:00 | 193 | 184
2018-08-16 22:30 | 171 | 160
2018-08-16 23:00 | 235 | 225
2018-08-16 23:30 | 288 | 277
2018-08-17 | 276 | 264
2018-08-17 00:30 | 259 | 239
2018-08-17 01:00 | 259 | 240
2018-08-17 01:30 | 256 | 237
2018-08-17 02:00 | 252 | 232
2018-08-17 02:30 | 249 | 229
2018-08-17 03:00 | 247 | 226
2018-08-17 03:30 | 247 | 226
2018-08-17 04:00 | 245 | 224
2018-08-17 04:30 | 245 | 225
2018-08-17 05:00 | 250 | 230
2018-08-17 05:30 | 259 | 241
2018-08-17 06:00 | 244 | 227
2018-08-17 06:30 | 242 | 218
2018-08-17 07:00 | 244 | 221
2018-08-17 07:30 | 233 | 214
2018-08-17 08:00 | 201 | 181
2018-08-17 08:30 | 181 | 166
2018-08-17 09:00 | 155 | 140
2018-08-17 09:30 | 132 | 114
2018-08-17 10:00 | 166 | 156
2018-08-17 10:30 | 160 | 150
2018-08-17 11:00 | 152 | 143
2018-08-17 11:30 | 146 | 137
2018-08-17 12:00 | 148 | 139
2018-08-17 12:30 | 151 | 142
2018-08-17 13:00 | 147 | 139
2018-08-17 13:30 | 147 | 138
2018-08-17 14:00 | 133 | 123
2018-08-17 14:30 | 134 | 124
2018-08-17 15:00 | 137 | 126
2018-08-17 15:30 | 144 | 133
2018-08-17 16:00 | 166 | 156
2018-08-17 16:30 | 172 | 163
2018-08-17 17:00 | 221 | 212
2018-08-17 17:30 | 251 | 241
2018-08-17 18:00 | 300 | 291
2018-08-17 18:30 | 309 | 299
2018-08-17 19:00 | 320 | 311
2018-08-17 19:30 | 310 | 300
2018-08-17 20:00 | 300 | 289
2018-08-17 20:30 | 299 | 290
2018-08-17 21:00 | 284 | 274
2018-08-17 21:30 | 294 | 284
2018-08-17 22:00 | 287 | 275
2018-08-17 22:30 | 298 | 281
2018-08-17 23:00 | 285 | 266
2018-08-17 23:30 | 273 | 250
2018-08-18 | 258 | 234
2018-08-18 00:30 | 267 | 250
2018-08-18 01:00 | 257 | 238
2018-08-18 01:30 | 258 | 237
2018-08-18 02:00 | 258 | 236
2018-08-18 02:30 | 258 | 235
2018-08-18 03:00 | 248 | 224
2018-08-18 03:30 | 238 | 214
2018-08-18 04:00 | 235 | 211
2018-08-18 04:30 | 236 | 212
2018-08-18 05:00 | 238 | 214
2018-08-18 05:30 | 241 | 219
2018-08-18 06:00 | 221 | 199
2018-08-18 06:30 | 206 | 166
2018-08-18 07:00 | 194 | 153
2018-08-18 07:30 | 185 | 144
2018-08-18 08:00 | 146 | 102
2018-08-18 08:30 | 129 | 90
2018-08-18 09:00 | 113 | 72
2018-08-18 09:30 | 102 | 61
2018-08-18 10:00 | 140 | 112
2018-08-18 10:30 | 138 | 111
2018-08-18 11:00 | 131 | 105
2018-08-18 11:30 | 126 | 98
2018-08-18 12:00 | 119 | 89
2018-08-18 12:30 | 119 | 90
2018-08-18 13:00 | 121 | 91
2018-08-18 13:30 | 120 | 86
2018-08-18 14:00 | 102 | 65
2018-08-18 14:30 | 111 | 73
2018-08-18 15:00 | 122 | 87
2018-08-18 15:30 | 128 | 95
2018-08-18 16:00 | 136 | 108
2018-08-18 16:30 | 150 | 125
2018-08-18 17:00 | 202 | 183
2018-08-18 17:30 | 242 | 224
2018-08-18 18:00 | 294 | 280
2018-08-18 18:30 | 301 | 289
2018-08-18 19:00 | 307 | 297
2018-08-18 19:30 | 295 | 284
2018-08-18 20:00 | 279 | 267
2018-08-18 20:30 | 278 | 268
2018-08-18 21:00 | 267 | 256
2018-08-18 21:30 | 277 | 265
2018-08-18 22:00 | 269 | 256
2018-08-18 22:30 | 284 | 270
2018-08-18 23:00 | 273 | 256
2018-08-18 23:30 | 258 | 240
2018-08-19 | 249 | 228
2018-08-19 00:30 | 269 | 253
2018-08-19 01:00 | 256 | 238
2018-08-19 01:30 | 246 | 227
2018-08-19 02:00 | 245 | 225
2018-08-19 02:30 | 239 | 218
2018-08-19 03:00 | 232 | 210
2018-08-19 03:30 | 231 | 209
2018-08-19 04:00 | 232 | 210
2018-08-19 04:30 | 231 | 209
2018-08-19 05:00 | 231 | 209
2018-08-19 05:30 | 239 | 218
2018-08-19 06:00 | 214 | 191
2018-08-19 06:30 | 197 | 159
2018-08-19 07:00 | 183 | 128
2018-08-19 07:30 | 169 | 109
2018-08-19 08:00 | 135 | 64
2018-08-19 08:30 | 120 | 52
2018-08-19 09:00 | 109 | 35
2018-08-19 09:30 | 103 | 27
2018-08-19 10:00 | 127 | 79
2018-08-19 10:30 | 126 | 89
2018-08-19 11:00 | 119 | 80
2018-08-19 11:30 | 115 | 75
2018-08-19 12:00 | 114 | 75
2018-08-19 12:30 | 111 | 71
2018-08-19 13:00 | 108 | 69
2018-08-19 13:30 | 108 | 67
2018-08-19 14:00 | 100 | 55
2018-08-19 14:30 | 104 | 63
2018-08-19 15:00 | 110 | 71
2018-08-19 15:30 | 126 | 92
2018-08-19 16:00 | 149 | 122
2018-08-19 16:30 | 158 | 135
2018-08-19 17:00 | 201 | 182
2018-08-19 17:30 | 243 | 226
2018-08-19 18:00 | 298 | 284
2018-08-19 18:30 | 317 | 306
2018-08-19 19:00 | 335 | 322
2018-08-19 19:30 | 323 | 308
2018-08-19 20:00 | 307 | 292
2018-08-19 20:30 | 303 | 290
2018-08-19 21:00 | 291 | 276
2018-08-19 21:30 | 294 | 278
2018-08-19 22:00 | 288 | 270
2018-08-19 22:30 | 292 | 271
2018-08-19 23:00 | 275 | 251
2018-08-19 23:30 | 258 | 234
2018-08-20 | 245 | 221
2018-08-20 00:30 | 241 | 217
2018-08-20 01:00 | 241 | 219
2018-08-20 01:30 | 240 | 220
2018-08-20 02:00 | 234 | 214
2018-08-20 02:30 | 225 | 200
2018-08-20 03:00 | 225 | 197
2018-08-20 03:30 | 231 | 209
2018-08-20 04:00 | 231 | 210
2018-08-20 04:30 | 236 | 216
2018-08-20 05:00 | 242 | 222
2018-08-20 05:30 | 251 | 233
2018-08-20 06:00 | 236 | 219
2018-08-20 06:30 | 227 | 200
2018-08-20 07:00 | 228 | 203
2018-08-20 07:30 | 216 | 195
2018-08-20 08:00 | 176 | 155
2018-08-20 08:30 | 161 | 125
2018-08-20 09:00 | 144 | 85
2018-08-20 09:30 | 143 | 87
2018-08-20 10:00 | 166 | 115
2018-08-20 10:30 | 157 | 107
2018-08-20 11:00 | 150 | 98
2018-08-20 11:30 | 147 | 93
2018-08-20 12:00 | 141 | 87
2018-08-20 12:30 | 144 | 92
2018-08-20 13:00 | 142 | 88
2018-08-20 13:30 | 142 | 88
2018-08-20 14:00 | 130 | 71
2018-08-20 14:30 | 133 | 76
2018-08-20 15:00 | 143 | 90
2018-08-20 15:30 | 152 | 103
2018-08-20 16:00 | 175 | 131
2018-08-20 16:30 | 176 | 137
2018-08-20 17:00 | 211 | 177
2018-08-20 17:30 | 244 | 208
2018-08-20 18:00 | 297 | 260
2018-08-20 18:30 | 333 | 299
2018-08-20 19:00 | 349 | 319
2018-08-20 19:30 | 338 | 306
2018-08-20 20:00 | 328 | 293
2018-08-20 20:30 | 308 | 268
2018-08-20 21:00 | 313 | 270
2018-08-20 21:30 | 323 | 291
2018-08-20 22:00 | 308 | 274
2018-08-20 22:30 | 318 | 280
2018-08-20 23:00 | 305 | 260
2018-08-20 23:30 | 274 | 215
2018-08-21 | 264 | 201
2018-08-21 00:30 | 263 | 196
2018-08-21 01:00 | 260 | 191
2018-08-21 01:30 | 250 | 170
2018-08-21 02:00 | 246 | 154
2018-08-21 02:30 | 215 | 144
2018-08-21 03:00 | 207 | 142
2018-08-21 03:30 | 211 | 147
2018-08-21 04:00 | 209 | 143
2018-08-21 04:30 | 204 | 134
2018-08-21 05:00 | 205 | 135
2018-08-21 05:30 | 211 | 148
2018-08-21 06:00 | 209 | 154
2018-08-21 06:30 | 233 | 189
2018-08-21 07:00 | 264 | 214
2018-08-21 07:30 | 175 | 98
2018-08-21 08:00 | 135 | 29
2018-08-21 08:30 | 121 | 13
2018-08-21 09:00 | 126 | 47
2018-08-21 09:30 | 132 | 25
2018-08-21 10:00 | 152 | 65
2018-08-21 10:30 | 150 | 61
2018-08-21 11:00 | 147 | 56
2018-08-21 11:30 | 162 | 73
2018-08-21 12:00 | 145 | 53
2018-08-21 12:30 | 147 | 54
2018-08-21 13:00 | 144 | 51
2018-08-21 13:30 | 141 | 49
2018-08-21 14:00 | 135 | 36
2018-08-21 14:30 | 133 | 33
2018-08-21 15:00 | 136 | 40
2018-08-21 15:30 | 142 | 54
2018-08-21 16:00 | 159 | 82
2018-08-21 16:30 | 156 | 81
2018-08-21 17:00 | 183 | 120
2018-08-21 17:30 | 233 | 180
2018-08-21 18:00 | 277 | 232
2018-08-21 18:30 | 316 | 274
2018-08-21 19:00 | 334 | 296
2018-08-21 19:30 | 290 | 245
2018-08-21 20:00 | 202 | 131
2018-08-21 20:30 | 190 | 108
2018-08-21 21:00 | 183 | 92
2018-08-21 21:30 | 252 | 182
2018-08-21 22:00 | 263 | 191
2018-08-21 22:30 | 287 | 214
2018-08-21 23:00 | 276 | 202
2018-08-21 23:30 | 254 | 176
2018-08-22 | 244 | 159
2018-08-22 00:30 | 236 | 154
2018-08-22 01:00 | 221 | 146
2018-08-22 01:30 | 214 | 141
2018-08-22 02:00 | 212 | 138
2018-08-22 02:30 | 214 | 138
2018-08-22 03:00 | 213 | 137
2018-08-22 03:30 | 213 | 137
2018-08-22 04:00 | 213 | 140
2018-08-22 04:30 | 213 | 143
2018-08-22 05:00 | 214 | 145
2018-08-22 05:30 | 218 | 154
2018-08-22 06:00 | 209 | 148
2018-08-22 06:30 | 229 | 181
2018-08-22 07:00 | 249 | 207
2018-08-22 07:30 | 274 | 228
2018-08-22 08:00 | 252 | 209
2018-08-22 08:30 | 210 | 170
2018-08-22 09:00 | 191 | 146
2018-08-22 09:30 | 172 | 122
2018-08-22 10:00 | 155 | 99
2018-08-22 10:30 | 136 | 63
2018-08-22 11:00 | 134 | 59
2018-08-22 11:30 | 130 | 51
2018-08-22 12:00 | 128 | 50
2018-08-22 12:30 | 130 | 50
2018-08-22 13:00 | 128 | 48
2018-08-22 13:30 | 133 | 58
2018-08-22 14:00 | 128 | 47
2018-08-22 14:30 | 130 | 54
2018-08-22 15:00 | 135 | 61
2018-08-22 15:30 | 145 | 77
2018-08-22 16:00 | 156 | 94
2018-08-22 16:30 | 156 | 95
2018-08-22 17:00 | 178 | 126
2018-08-22 17:30 | 206 | 156
2018-08-22 18:00 | 209 | 160
2018-08-22 18:30 | 227 | 188
2018-08-22 19:00 | 262 | 217
2018-08-22 19:30 | 270 | 226
2018-08-22 20:00 | 255 | 208
2018-08-22 20:30 | 241 | 188
2018-08-22 21:00 | 228 | 169
2018-08-22 21:30 | 264 | 210
2018-08-22 22:00 | 299 | 252
2018-08-22 22:30 | 330 | 290
2018-08-22 23:00 | 324 | 285
2018-08-22 23:30 | 305 | 262
2018-08-23 | 293 | 245
2018-08-23 00:30 | 297 | 245
2018-08-23 01:00 | 293 | 238
2018-08-23 01:30 | 281 | 233
2018-08-23 02:00 | 276 | 228
2018-08-23 02:30 | 268 | 217
2018-08-23 03:00 | 270 | 220
2018-08-23 03:30 | 266 | 215
2018-08-23 04:00 | 266 | 215
2018-08-23 04:30 | 271 | 220
2018-08-23 05:00 | 276 | 228
2018-08-23 05:30 | 286 | 242
2018-08-23 06:00 | 272 | 229
2018-08-23 06:30 | 298 | 264
2018-08-23 07:00 | 329 | 294
2018-08-23 07:30 | 337 | 305
2018-08-23 08:00 | 311 | 287
2018-08-23 08:30 | 273 | 246
2018-08-23 09:00 | 233 | 200
2018-08-23 09:30 | 210 | 175
2018-08-23 10:00 | 215 | 181
2018-08-23 10:30 | 204 | 167
2018-08-23 11:00 | 193 | 155
2018-08-23 11:30 | 188 | 148
2018-08-23 12:00 | 179 | 137
2018-08-23 12:30 | 176 | 133
2018-08-23 13:00 | 176 | 134
2018-08-23 13:30 | 174 | 128
2018-08-23 14:00 | 161 | 109
2018-08-23 14:30 | 163 | 112
2018-08-23 15:00 | 167 | 115
2018-08-23 15:30 | 172 | 118
2018-08-23 16:00 | 178 | 126
2018-08-23 16:30 | 181 | 132
2018-08-23 17:00 | 210 | 168
2018-08-23 17:30 | 221 | 179
2018-08-23 18:00 | 245 | 196
2018-08-23 18:30 | 237 | 191
2018-08-23 19:00 | 261 | 223
2018-08-23 19:30 | 267 | 229
2018-08-23 20:00 | 255 | 214
2018-08-23 20:30 | 237 | 189
2018-08-23 21:00 | 217 | 165
2018-08-23 21:30 | 255 | 224
2018-08-23 22:00 | 296 | 269
2018-08-23 22:30 | 331 | 302
2018-08-23 23:00 | 319 | 288
2018-08-23 23:30 | 305 | 271
2018-08-24 | 286 | 253
2018-08-24 00:30 | 274 | 256
2018-08-24 01:00 | 265 | 245
2018-08-24 01:30 | 256 | 234
2018-08-24 02:00 | 250 | 227
2018-08-24 02:30 | 249 | 225
2018-08-24 03:00 | 247 | 222
2018-08-24 03:30 | 251 | 226
2018-08-24 04:00 | 250 | 225
2018-08-24 04:30 | 254 | 229
2018-08-24 05:00 | 259 | 235
2018-08-24 05:30 | 265 | 242
2018-08-24 06:00 | 246 | 225
2018-08-24 06:30 | 267 | 249
2018-08-24 07:00 | 299 | 281
2018-08-24 07:30 | 299 | 283
2018-08-24 08:00 | 256 | 241
2018-08-24 08:30 | 208 | 191
2018-08-24 09:00 | 176 | 159
2018-08-24 09:30 | 175 | 151
2018-08-24 10:00 | 185 | 161
2018-08-24 10:30 | 171 | 145
2018-08-24 11:00 | 162 | 135
2018-08-24 11:30 | 157 | 129
2018-08-24 12:00 | 155 | 127
2018-08-24 12:30 | 157 | 130
2018-08-24 13:00 | 156 | 128
2018-08-24 13:30 | 151 | 121
2018-08-24 14:00 | 139 | 107
2018-08-24 14:30 | 155 | 121
2018-08-24 15:00 | 165 | 131
2018-08-24 15:30 | 158 | 128
2018-08-24 16:00 | 200 | 172
2018-08-24 16:30 | 219 | 194
2018-08-24 17:00 | 250 | 232
2018-08-24 17:30 | 288 | 269
2018-08-24 18:00 | 300 | 280
2018-08-24 18:30 | 313 | 295
2018-08-24 19:00 | 324 | 309
2018-08-24 19:30 | 315 | 298
2018-08-24 20:00 | 300 | 281
2018-08-24 20:30 | 288 | 266
2018-08-24 21:00 | 287 | 265
2018-08-24 21:30 | 279 | 257
2018-08-24 22:00 | 251 | 233
2018-08-24 22:30 | 259 | 239
2018-08-24 23:00 | 249 | 228
2018-08-24 23:30 | 238 | 215
2018-08-25 | 233 | 208
2018-08-25 00:30 | 249 | 224
2018-08-25 01:00 | 242 | 215
2018-08-25 01:30 | 233 | 209
2018-08-25 02:00 | 228 | 204
2018-08-25 02:30 | 233 | 208
2018-08-25 03:00 | 232 | 208
2018-08-25 03:30 | 229 | 204
2018-08-25 04:00 | 228 | 204
2018-08-25 04:30 | 229 | 205
2018-08-25 05:00 | 234 | 209
2018-08-25 05:30 | 237 | 213
2018-08-25 06:00 | 209 | 186
2018-08-25 06:30 | 202 | 176
2018-08-25 07:00 | 217 | 192
2018-08-25 07:30 | 203 | 179
2018-08-25 08:00 | 169 | 145
2018-08-25 08:30 | 187 | 170
2018-08-25 09:00 | 155 | 138
2018-08-25 09:30 | 155 | 139
2018-08-25 10:00 | 199 | 185
2018-08-25 10:30 | 200 | 184
2018-08-25 11:00 | 182 | 167
2018-08-25 11:30 | 175 | 160
2018-08-25 12:00 | 185 | 169
2018-08-25 12:30 | 177 | 160
2018-08-25 13:00 | 149 | 128
2018-08-25 13:30 | 182 | 162
2018-08-25 14:00 | 178 | 154
2018-08-25 14:30 | 171 | 151
2018-08-25 15:00 | 182 | 163
2018-08-25 15:30 | 192 | 174
2018-08-25 16:00 | 190 | 173
2018-08-25 16:30 | 189 | 172
2018-08-25 17:00 | 234 | 220
2018-08-25 17:30 | 273 | 257
2018-08-25 18:00 | 217 | 198
2018-08-25 18:30 | 184 | 160
2018-08-25 19:00 | 191 | 157
2018-08-25 19:30 | 215 | 192
2018-08-25 20:00 | 218 | 197
2018-08-25 20:30 | 201 | 177
2018-08-25 21:00 | 205 | 183
2018-08-25 21:30 | 294 | 274
2018-08-25 22:00 | 311 | 289
2018-08-25 22:30 | 329 | 305
2018-08-25 23:00 | 306 | 289
2018-08-25 23:30 | 290 | 270
2018-08-26 | 286 | 265
2018-08-26 00:30 | 307 | 288
2018-08-26 01:00 | 300 | 279
2018-08-26 01:30 | 296 | 274
2018-08-26 02:00 | 290 | 267
2018-08-26 02:30 | 286 | 263
2018-08-26 03:00 | 286 | 261
2018-08-26 03:30 | 284 | 260
2018-08-26 04:00 | 284 | 259
2018-08-26 04:30 | 282 | 263
2018-08-26 05:00 | 285 | 266
2018-08-26 05:30 | 287 | 269
2018-08-26 06:00 | 261 | 242
2018-08-26 06:30 | 255 | 231
2018-08-26 07:00 | 247 | 222
2018-08-26 07:30 | 230 | 205
2018-08-26 08:00 | 207 | 184
2018-08-26 08:30 | 181 | 162
2018-08-26 09:00 | 174 | 156
2018-08-26 09:30 | 165 | 147
2018-08-26 10:00 | 202 | 184
2018-08-26 10:30 | 196 | 179
2018-08-26 11:00 | 201 | 184
2018-08-26 11:30 | 183 | 165
2018-08-26 12:00 | 186 | 168
2018-08-26 12:30 | 160 | 141
2018-08-26 13:00 | 158 | 139
2018-08-26 13:30 | 166 | 147
2018-08-26 14:00 | 171 | 152
2018-08-26 14:30 | 177 | 160
2018-08-26 15:00 | 183 | 167
2018-08-26 15:30 | 154 | 136
2018-08-26 16:00 | 171 | 152
2018-08-26 16:30 | 172 | 155
2018-08-26 17:00 | 224 | 211
2018-08-26 17:30 | 282 | 271
2018-08-26 18:00 | 318 | 307
2018-08-26 18:30 | 356 | 338
2018-08-26 19:00 | 356 | 335
2018-08-26 19:30 | 360 | 341
2018-08-26 20:00 | 355 | 338
2018-08-26 20:30 | 341 | 323
2018-08-26 21:00 | 329 | 310
2018-08-26 21:30 | 318 | 297
2018-08-26 22:00 | 303 | 278
2018-08-26 22:30 | 330 | 304
2018-08-26 23:00 | 324 | 296
2018-08-26 23:30 | 308 | 277
2018-08-27 | 299 | 265
2018-08-27 00:30 | 293 | 264
2018-08-27 01:00 | 266 | 251
2018-08-27 01:30 | 255 | 238
2018-08-27 02:00 | 252 | 235
2018-08-27 02:30 | 248 | 229
2018-08-27 03:00 | 243 | 223
2018-08-27 03:30 | 249 | 231
2018-08-27 04:00 | 257 | 240
2018-08-27 04:30 | 254 | 236
2018-08-27 05:00 | 257 | 239
2018-08-27 05:30 | 271 | 255
2018-08-27 06:00 | 256 | 242
2018-08-27 06:30 | 270 | 253
2018-08-27 07:00 | 286 | 271
2018-08-27 07:30 | 269 | 252
2018-08-27 08:00 | 219 | 201
2018-08-27 08:30 | 178 | 161
2018-08-27 09:00 | 144 | 125
2018-08-27 09:30 | 119 | 97
2018-08-27 10:00 | 132 | 109
2018-08-27 10:30 | 125 | 102
2018-08-27 11:00 | 121 | 98
2018-08-27 11:30 | 124 | 101
2018-08-27 12:00 | 125 | 101
2018-08-27 12:30 | 128 | 105
2018-08-27 13:00 | 133 | 112
2018-08-27 13:30 | 137 | 116
2018-08-27 14:00 | 125 | 102
2018-08-27 14:30 | 131 | 109
2018-08-27 15:00 | 140 | 118
2018-08-27 15:30 | 156 | 136
2018-08-27 16:00 | 174 | 156
2018-08-27 16:30 | 175 | 158
2018-08-27 17:00 | 217 | 203
2018-08-27 17:30 | 267 | 253
2018-08-27 18:00 | 188 | 160
2018-08-27 18:30 | 169 | 132
2018-08-27 19:00 | 194 | 156
2018-08-27 19:30 | 206 | 166
2018-08-27 20:00 | 204 | 171
2018-08-27 20:30 | 186 | 153
2018-08-27 21:00 | 186 | 161
2018-08-27 21:30 | 290 | 271
2018-08-27 22:00 | 280 | 259
2018-08-27 22:30 | 311 | 288
2018-08-27 23:00 | 303 | 281
2018-08-27 23:30 | 284 | 260
2018-08-28 | 272 | 245
2018-08-28 00:30 | 273 | 246
2018-08-28 01:00 | 259 | 235
2018-08-28 01:30 | 251 | 227
2018-08-28 02:00 | 245 | 220
2018-08-28 02:30 | 241 | 215
2018-08-28 03:00 | 241 | 216
2018-08-28 03:30 | 242 | 216
2018-08-28 04:00 | 244 | 218
2018-08-28 04:30 | 244 | 217
2018-08-28 05:00 | 247 | 221
2018-08-28 05:30 | 258 | 235
2018-08-28 06:00 | 245 | 225
2018-08-28 06:30 | 248 | 223
2018-08-28 07:00 | 251 | 227
2018-08-28 07:30 | 234 | 212
2018-08-28 08:00 | 192 | 171
2018-08-28 08:30 | 180 | 157
2018-08-28 09:00 | 157 | 127
2018-08-28 09:30 | 156 | 126
2018-08-28 10:00 | 173 | 144
2018-08-28 10:30 | 166 | 138
2018-08-28 11:00 | 169 | 141
2018-08-28 11:30 | 170 | 142
2018-08-28 12:00 | 167 | 138
2018-08-28 12:30 | 167 | 137
2018-08-28 13:00 | 165 | 134
2018-08-28 13:30 | 160 | 129
2018-08-28 14:00 | 149 | 116
2018-08-28 14:30 | 155 | 123
2018-08-28 15:00 | 172 | 144
2018-08-28 15:30 | 181 | 154
2018-08-28 16:00 | 207 | 182
2018-08-28 16:30 | 209 | 186
2018-08-28 17:00 | 232 | 211
2018-08-28 17:30 | 227 | 199
2018-08-28 18:00 | 189 | 156
2018-08-28 18:30 | 209 | 178
2018-08-28 19:00 | 214 | 171
2018-08-28 19:30 | 217 | 178
2018-08-28 20:00 | 207 | 164
2018-08-28 20:30 | 201 | 154
2018-08-28 21:00 | 185 | 133
2018-08-28 21:30 | 183 | 148
2018-08-28 22:00 | 176 | 137
2018-08-28 22:30 | 199 | 159
2018-08-28 23:00 | 276 | 249
2018-08-28 23:30 | 289 | 259
2018-08-29 | 278 | 245
2018-08-29 00:30 | 280 | 248
2018-08-29 01:00 | 263 | 235
2018-08-29 01:30 | 257 | 226
2018-08-29 02:00 | 255 | 224
2018-08-29 02:30 | 250 | 219
2018-08-29 03:00 | 249 | 217
2018-08-29 03:30 | 253 | 216
2018-08-29 04:00 | 251 | 214
2018-08-29 04:30 | 255 | 217
2018-08-29 05:00 | 258 | 221
2018-08-29 05:30 | 269 | 236
2018-08-29 06:00 | 254 | 222
2018-08-29 06:30 | 240 | 199
2018-08-29 07:00 | 231 | 190
2018-08-29 07:30 | 201 | 159
2018-08-29 08:00 | 162 | 116
2018-08-29 08:30 | 159 | 124
2018-08-29 09:00 | 138 | 108
2018-08-29 09:30 | 137 | 112
2018-08-29 10:00 | 163 | 140
2018-08-29 10:30 | 161 | 137
2018-08-29 11:00 | 157 | 133
2018-08-29 11:30 | 162 | 139
2018-08-29 12:00 | 157 | 135
2018-08-29 12:30 | 159 | 136
2018-08-29 13:00 | 167 | 145
2018-08-29 13:30 | 163 | 141
2018-08-29 14:00 | 152 | 129
2018-08-29 14:30 | 155 | 133
2018-08-29 15:00 | 169 | 149
2018-08-29 15:30 | 186 | 167
2018-08-29 16:00 | 197 | 178
2018-08-29 16:30 | 186 | 166
2018-08-29 17:00 | 231 | 214
2018-08-29 17:30 | 280 | 262
2018-08-29 18:00 | 311 | 292
2018-08-29 18:30 | 343 | 329
2018-08-29 19:00 | 361 | 350
2018-08-29 19:30 | 333 | 316
2018-08-29 20:00 | 308 | 286
2018-08-29 20:30 | 299 | 279
2018-08-29 21:00 | 290 | 272
2018-08-29 21:30 | 274 | 255
2018-08-29 22:00 | 268 | 251
2018-08-29 22:30 | 292 | 272
2018-08-29 23:00 | 274 | 250
2018-08-29 23:30 | 274 | 255
2018-08-30 | 263 | 244
2018-08-30 00:30 | 261 | 241
2018-08-30 01:00 | 241 | 220
2018-08-30 01:30 | 234 | 211
2018-08-30 02:00 | 231 | 206
2018-08-30 02:30 | 222 | 197
2018-08-30 03:00 | 221 | 194
2018-08-30 03:30 | 228 | 195
2018-08-30 04:00 | 237 | 209
2018-08-30 04:30 | 244 | 218
2018-08-30 05:00 | 245 | 219
2018-08-30 05:30 | 252 | 230
2018-08-30 06:00 | 223 | 193
2018-08-30 06:30 | 248 | 223
2018-08-30 07:00 | 236 | 208
2018-08-30 07:30 | 209 | 178
2018-08-30 08:00 | 181 | 157
2018-08-30 08:30 | 161 | 145
2018-08-30 09:00 | 142 | 126
2018-08-30 09:30 | 155 | 140
2018-08-30 10:00 | 217 | 206
2018-08-30 10:30 | 196 | 182
2018-08-30 11:00 | 194 | 177
2018-08-30 11:30 | 176 | 159
2018-08-30 12:00 | 166 | 148
2018-08-30 12:30 | 168 | 149
2018-08-30 13:00 | 169 | 151
2018-08-30 13:30 | 170 | 151
2018-08-30 14:00 | 172 | 154
2018-08-30 14:30 | 167 | 148
2018-08-30 15:00 | 165 | 147
2018-08-30 15:30 | 168 | 148
2018-08-30 16:00 | 195 | 178
2018-08-30 16:30 | 195 | 179
2018-08-30 17:00 | 230 | 215
2018-08-30 17:30 | 270 | 253
2018-08-30 18:00 | 309 | 293
2018-08-30 18:30 | 343 | 325
2018-08-30 19:00 | 349 | 330
2018-08-30 19:30 | 333 | 311
2018-08-30 20:00 | 317 | 296
2018-08-30 20:30 | 294 | 270
2018-08-30 21:00 | 291 | 268
2018-08-30 21:30 | 284 | 262
2018-08-30 22:00 | 276 | 253
2018-08-30 22:30 | 304 | 280
2018-08-30 23:00 | 292 | 267
2018-08-30 23:30 | 281 | 253
2018-08-31 | 272 | 240
2018-08-31 00:30 | 262 | 234
2018-08-31 01:00 | 232 | 207
2018-08-31 01:30 | 234 | 209
2018-08-31 02:00 | 230 | 204
2018-08-31 02:30 | 233 | 207
2018-08-31 03:00 | 237 | 211
2018-08-31 03:30 | 235 | 209
2018-08-31 04:00 | 228 | 201
2018-08-31 04:30 | 235 | 210
2018-08-31 05:00 | 247 | 223
2018-08-31 05:30 | 260 | 237
2018-08-31 06:00 | 244 | 222
2018-08-31 06:30 | 243 | 213
2018-08-31 07:00 | 261 | 233
2018-08-31 07:30 | 244 | 219
2018-08-31 08:00 | 230 | 208
2018-08-31 08:30 | 206 | 183
2018-08-31 09:00 | 178 | 154
2018-08-31 09:30 | 155 | 128
2018-08-31 10:00 | 175 | 150
2018-08-31 10:30 | 168 | 143
2018-08-31 11:00 | 156 | 129
2018-08-31 11:30 | 153 | 127
2018-08-31 12:00 | 151 | 125
2018-08-31 12:30 | 156 | 131
2018-08-31 13:00 | 152 | 126
2018-08-31 13:30 | 151 | 125
2018-08-31 14:00 | 148 | 122
2018-08-31 14:30 | 142 | 115
2018-08-31 15:00 | 139 | 111
2018-08-31 15:30 | 153 | 126
2018-08-31 16:00 | 179 | 155
2018-08-31 16:30 | 179 | 157
2018-08-31 17:00 | 216 | 196
2018-08-31 17:30 | 257 | 236
2018-08-31 18:00 | 300 | 280
2018-08-31 18:30 | 317 | 297
2018-08-31 19:00 | 327 | 308
2018-08-31 19:30 | 332 | 317
2018-08-31 20:00 | 318 | 302
2018-08-31 20:30 | 305 | 286
2018-08-31 21:00 | 293 | 272
2018-08-31 21:30 | 282 | 261
2018-08-31 22:00 | 265 | 247
2018-08-31 22:30 | 283 | 266
2018-08-31 23:00 | 276 | 257
2018-08-31 23:30 | 269 | 251
2018-09-01 | 256 | 238
2018-09-01 00:30 | 275 | 256
2018-09-01 01:00 | 269 | 249
2018-09-01 01:30 | 260 | 238
2018-09-01 02:00 | 253 | 228
2018-09-01 02:30 | 255 | 229
2018-09-01 03:00 | 253 | 227
2018-09-01 03:30 | 250 | 223
2018-09-01 04:00 | 250 | 223
2018-09-01 04:30 | 252 | 225
2018-09-01 05:00 | 256 | 230
2018-09-01 05:30 | 260 | 235
2018-09-01 06:00 | 241 | 215
2018-09-01 06:30 | 245 | 220
2018-09-01 07:00 | 251 | 225
2018-09-01 07:30 | 237 | 211
2018-09-01 08:00 | 208 | 184
2018-09-01 08:30 | 152 | 123
2018-09-01 09:00 | 147 | 120
2018-09-01 09:30 | 134 | 108
2018-09-01 10:00 | 148 | 124
2018-09-01 10:30 | 145 | 122
2018-09-01 11:00 | 137 | 112
2018-09-01 11:30 | 133 | 107
2018-09-01 12:00 | 129 | 103
2018-09-01 12:30 | 130 | 103
2018-09-01 13:00 | 126 | 99
2018-09-01 13:30 | 125 | 98
2018-09-01 14:00 | 114 | 86
2018-09-01 14:30 | 116 | 87
2018-09-01 15:00 | 133 | 106
2018-09-01 15:30 | 158 | 134
2018-09-01 16:00 | 177 | 157
2018-09-01 16:30 | 182 | 163
2018-09-01 17:00 | 213 | 197
2018-09-01 17:30 | 250 | 234
2018-09-01 18:00 | 294 | 279
2018-09-01 18:30 | 320 | 308
2018-09-01 19:00 | 327 | 312
2018-09-01 19:30 | 323 | 308
2018-09-01 20:00 | 313 | 297
2018-09-01 20:30 | 299 | 280
2018-09-01 21:00 | 287 | 267
2018-09-01 21:30 | 268 | 250
2018-09-01 22:00 | 257 | 237
2018-09-01 22:30 | 290 | 270
2018-09-01 23:00 | 287 | 266
2018-09-01 23:30 | 276 | 251
2018-09-02 | 278 | 258
2018-09-02 00:30 | 280 | 262
2018-09-02 01:00 | 260 | 234
2018-09-02 01:30 | 261 | 235
2018-09-02 02:00 | 256 | 230
2018-09-02 02:30 | 254 | 228
2018-09-02 03:00 | 253 | 226
2018-09-02 03:30 | 251 | 224
2018-09-02 04:00 | 252 | 225
2018-09-02 04:30 | 250 | 222
2018-09-02 05:00 | 254 | 225
2018-09-02 05:30 | 258 | 230
2018-09-02 06:00 | 232 | 203
2018-09-02 06:30 | 240 | 211
2018-09-02 07:00 | 237 | 205
2018-09-02 07:30 | 212 | 178
2018-09-02 08:00 | 186 | 152
2018-09-02 08:30 | 155 | 126
2018-09-02 09:00 | 129 | 102
2018-09-02 09:30 | 118 | 91
2018-09-02 10:00 | 136 | 112
2018-09-02 10:30 | 132 | 109
2018-09-02 11:00 | 123 | 98
2018-09-02 11:30 | 122 | 97
2018-09-02 12:00 | 119 | 94
2018-09-02 12:30 | 120 | 96
2018-09-02 13:00 | 118 | 95
2018-09-02 13:30 | 118 | 94
2018-09-02 14:00 | 107 | 82
2018-09-02 14:30 | 110 | 86
2018-09-02 15:00 | 120 | 98
2018-09-02 15:30 | 133 | 113
2018-09-02 16:00 | 154 | 137
2018-09-02 16:30 | 158 | 142
2018-09-02 17:00 | 194 | 181
2018-09-02 17:30 | 236 | 222
2018-09-02 18:00 | 291 | 270
2018-09-02 18:30 | 301 | 266
2018-09-02 19:00 | 308 | 274
2018-09-02 19:30 | 313 | 283
2018-09-02 20:00 | 306 | 278
2018-09-02 20:30 | 304 | 274
2018-09-02 21:00 | 302 | 271
2018-09-02 21:30 | 287 | 252
2018-09-02 22:00 | 271 | 229
2018-09-02 22:30 | 299 | 255
2018-09-02 23:00 | 286 | 246
2018-09-02 23:30 | 283 | 250
2018-09-03 | 277 | 245
2018-09-03 00:30 | 278 | 245
2018-09-03 01:00 | 270 | 235
2018-09-03 01:30 | 270 | 233
2018-09-03 02:00 | 267 | 229
2018-09-03 02:30 | 265 | 227
2018-09-03 03:00 | 267 | 228
2018-09-03 03:30 | 265 | 225
2018-09-03 04:00 | 265 | 225
2018-09-03 04:30 | 265 | 225
2018-09-03 05:00 | 271 | 232
2018-09-03 05:30 | 277 | 240
2018-09-03 06:00 | 257 | 222
2018-09-03 06:30 | 265 | 225
2018-09-03 07:00 | 262 | 220
2018-09-03 07:30 | 233 | 192
2018-09-03 08:00 | 167 | 114
2018-09-03 08:30 | 149 | 103
2018-09-03 09:00 | 115 | 79
2018-09-03 09:30 | 101 | 70
2018-09-03 10:00 | 124 | 93
2018-09-03 10:30 | 126 | 95
2018-09-03 11:00 | 116 | 81
2018-09-03 11:30 | 118 | 85
2018-09-03 12:00 | 124 | 93
2018-09-03 12:30 | 131 | 102
2018-09-03 13:00 | 136 | 107
2018-09-03 13:30 | 137 | 108
2018-09-03 14:00 | 136 | 110
2018-09-03 14:30 | 152 | 131
2018-09-03 15:00 | 158 | 136
2018-09-03 15:30 | 170 | 149
2018-09-03 16:00 | 191 | 173
2018-09-03 16:30 | 145 | 124
2018-09-03 17:00 | 163 | 143
2018-09-03 17:30 | 144 | 118
2018-09-03 18:00 | 148 | 110
2018-09-03 18:30 | 203 | 169
2018-09-03 19:00 | 216 | 187
2018-09-03 19:30 | 207 | 176
2018-09-03 20:00 | 211 | 188
2018-09-03 20:30 | 189 | 163
2018-09-03 21:00 | 187 | 165
2018-09-03 21:30 | 179 | 154
2018-09-03 22:00 | 161 | 135
2018-09-03 22:30 | 205 | 179
2018-09-03 23:00 | 257 | 233
2018-09-03 23:30 | 312 | 287
2018-09-04 | 307 | 280
2018-09-04 00:30 | 308 | 281
2018-09-04 01:00 | 300 | 272
2018-09-04 01:30 | 297 | 266
2018-09-04 02:00 | 291 | 259
2018-09-04 02:30 | 291 | 258
2018-09-04 03:00 | 290 | 256
2018-09-04 03:30 | 286 | 252
2018-09-04 04:00 | 282 | 255
2018-09-04 04:30 | 286 | 262
2018-09-04 05:00 | 287 | 264
2018-09-04 05:30 | 299 | 279
2018-09-04 06:00 | 291 | 270
2018-09-04 06:30 | 316 | 299
2018-09-04 07:00 | 281 | 253
2018-09-04 07:30 | 282 | 258
2018-09-04 08:00 | 246 | 226
2018-09-04 08:30 | 227 | 209
2018-09-04 09:00 | 205 | 186
2018-09-04 09:30 | 204 | 180
2018-09-04 10:00 | 192 | 167
2018-09-04 10:30 | 190 | 165
2018-09-04 11:00 | 197 | 173
2018-09-04 11:30 | 187 | 163
2018-09-04 12:00 | 191 | 166
2018-09-04 12:30 | 195 | 172
2018-09-04 13:00 | 202 | 180
2018-09-04 13:30 | 208 | 187
2018-09-04 14:00 | 205 | 184
2018-09-04 14:30 | 200 | 179
2018-09-04 15:00 | 222 | 202
2018-09-04 15:30 | 225 | 206
2018-09-04 16:00 | 188 | 172
2018-09-04 16:30 | 185 | 175
2018-09-04 17:00 | 261 | 246
2018-09-04 17:30 | 263 | 247
2018-09-04 18:00 | 210 | 187
2018-09-04 18:30 | 220 | 191
2018-09-04 19:00 | 229 | 199
2018-09-04 19:30 | 246 | 218
2018-09-04 20:00 | 276 | 258
2018-09-04 20:30 | 307 | 291
2018-09-04 21:00 | 292 | 274
2018-09-04 21:30 | 269 | 248
2018-09-04 22:00 | 254 | 231
2018-09-04 22:30 | 256 | 225
2018-09-04 23:00 | 324 | 306
2018-09-04 23:30 | 321 | 305
2018-09-05 | 309 | 292
2018-09-05 00:30 | 306 | 288
2018-09-05 01:00 | 294 | 274
2018-09-05 01:30 | 289 | 267
2018-09-05 02:00 | 285 | 263
2018-09-05 02:30 | 284 | 261
2018-09-05 03:00 | 283 | 260
2018-09-05 03:30 | 282 | 258
2018-09-05 04:00 | 283 | 259
2018-09-05 04:30 | 287 | 263
2018-09-05 05:00 | 293 | 271
2018-09-05 05:30 | 305 | 284
2018-09-05 06:00 | 301 | 281
2018-09-05 06:30 | 324 | 307
2018-09-05 07:00 | 298 | 273
2018-09-05 07:30 | 274 | 250
2018-09-05 08:00 | 235 | 213
2018-09-05 08:30 | 197 | 176
2018-09-05 09:00 | 201 | 184
2018-09-05 09:30 | 195 | 178
2018-09-05 10:00 | 210 | 195
2018-09-05 10:30 | 225 | 212
2018-09-05 11:00 | 205 | 191
2018-09-05 11:30 | 198 | 183
2018-09-05 12:00 | 185 | 168
2018-09-05 12:30 | 140 | 134
2018-09-05 13:00 | 155 | 152
2018-09-05 13:30 | 179 | 173
2018-09-05 14:00 | 160 | 155
2018-09-05 14:30 | 167 | 160
2018-09-05 15:00 | 182 | 174
2018-09-05 15:30 | 198 | 190
2018-09-05 16:00 | 204 | 198
2018-09-05 16:30 | 214 | 203
2018-09-05 17:00 | 286 | 272
2018-09-05 17:30 | 311 | 285
2018-09-05 18:00 | 294 | 260
2018-09-05 18:30 | 328 | 295
2018-09-05 19:00 | 358 | 331
2018-09-05 19:30 | 352 | 323
2018-09-05 20:00 | 341 | 312
2018-09-05 20:30 | 336 | 310
2018-09-05 21:00 | 339 | 317
2018-09-05 21:30 | 337 | 317
2018-09-05 22:00 | 332 | 313
2018-09-05 22:30 | 360 | 341
2018-09-05 23:00 | 342 | 322
2018-09-05 23:30 | 314 | 294
2018-09-06 | 300 | 279
2018-09-06 00:30 | 298 | 277
2018-09-06 01:00 | 290 | 266
2018-09-06 01:30 | 284 | 259
2018-09-06 02:00 | 275 | 248
2018-09-06 02:30 | 268 | 242
2018-09-06 03:00 | 263 | 235
2018-09-06 03:30 | 264 | 237
2018-09-06 04:00 | 269 | 242
2018-09-06 04:30 | 272 | 245
2018-09-06 05:00 | 280 | 255
2018-09-06 05:30 | 297 | 274
2018-09-06 06:00 | 281 | 259
2018-09-06 06:30 | 287 | 262
2018-09-06 07:00 | 248 | 222
2018-09-06 07:30 | 231 | 206
2018-09-06 08:00 | 215 | 191
2018-09-06 08:30 | 195 | 174
2018-09-06 09:00 | 207 | 190
2018-09-06 09:30 | 202 | 186
2018-09-06 10:00 | 197 | 180
2018-09-06 10:30 | 202 | 185
2018-09-06 11:00 | 204 | 187
2018-09-06 11:30 | 194 | 176
2018-09-06 12:00 | 203 | 187
2018-09-06 12:30 | 241 | 227
2018-09-06 13:00 | 238 | 229
2018-09-06 13:30 | 265 | 256
2018-09-06 14:00 | 243 | 234
2018-09-06 14:30 | 235 | 226
2018-09-06 15:00 | 236 | 226
2018-09-06 15:30 | 236 | 226
2018-09-06 16:00 | 268 | 259
2018-09-06 16:30 | 249 | 238
2018-09-06 17:00 | 261 | 250
2018-09-06 17:30 | 300 | 287
2018-09-06 18:00 | 350 | 333
2018-09-06 18:30 | 385 | 372
2018-09-06 19:00 | 365 | 347
2018-09-06 19:30 | 359 | 345
2018-09-06 20:00 | 351 | 339
2018-09-06 20:30 | 343 | 332
2018-09-06 21:00 | 314 | 296
2018-09-06 21:30 | 341 | 326
2018-09-06 22:00 | 326 | 311
2018-09-06 22:30 | 367 | 352
2018-09-06 23:00 | 360 | 343
2018-09-06 23:30 | 346 | 327
2018-09-07 | 334 | 313
2018-09-07 00:30 | 335 | 313
2018-09-07 01:00 | 324 | 299
2018-09-07 01:30 | 312 | 291
2018-09-07 02:00 | 303 | 282
2018-09-07 02:30 | 297 | 275
2018-09-07 03:00 | 293 | 271
2018-09-07 03:30 | 293 | 271
2018-09-07 04:00 | 290 | 267
2018-09-07 04:30 | 292 | 270
2018-09-07 05:00 | 304 | 282
2018-09-07 05:30 | 311 | 292
2018-09-07 06:00 | 303 | 285
2018-09-07 06:30 | 316 | 300
2018-09-07 07:00 | 284 | 262
2018-09-07 07:30 | 265 | 242
2018-09-07 08:00 | 241 | 226
2018-09-07 08:30 | 240 | 226
2018-09-07 09:00 | 207 | 196
2018-09-07 09:30 | 153 | 143
2018-09-07 10:00 | 144 | 132
2018-09-07 10:30 | 151 | 140
2018-09-07 11:00 | 154 | 143
2018-09-07 11:30 | 154 | 143
2018-09-07 12:00 | 155 | 145
2018-09-07 12:30 | 151 | 140
2018-09-07 13:00 | 152 | 142
2018-09-07 13:30 | 155 | 144
2018-09-07 14:00 | 149 | 138
2018-09-07 14:30 | 157 | 147
2018-09-07 15:00 | 173 | 164
2018-09-07 15:30 | 196 | 186
2018-09-07 16:00 | 219 | 209
2018-09-07 16:30 | 236 | 227
2018-09-07 17:00 | 277 | 268
2018-09-07 17:30 | 351 | 332
2018-09-07 18:00 | 381 | 358
2018-09-07 18:30 | 384 | 341
2018-09-07 19:00 | 393 | 351
2018-09-07 19:30 | 400 | 366
2018-09-07 20:00 | 385 | 353
2018-09-07 20:30 | 377 | 345
2018-09-07 21:00 | 372 | 341
2018-09-07 21:30 | 360 | 326
2018-09-07 22:00 | 330 | 293
2018-09-07 22:30 | 337 | 322
2018-09-07 23:00 | 333 | 319
2018-09-07 23:30 | 317 | 302
2018-09-08 | 302 | 285
2018-09-08 00:30 | 291 | 273
2018-09-08 01:00 | 280 | 261
2018-09-08 01:30 | 279 | 259
2018-09-08 02:00 | 272 | 251
2018-09-08 02:30 | 265 | 242
2018-09-08 03:00 | 254 | 231
2018-09-08 03:30 | 243 | 219
2018-09-08 04:00 | 234 | 209
2018-09-08 04:30 | 233 | 205
2018-09-08 05:00 | 235 | 208
2018-09-08 05:30 | 245 | 219
2018-09-08 06:00 | 229 | 203
2018-09-08 06:30 | 232 | 208
2018-09-08 07:00 | 231 | 206
2018-09-08 07:30 | 207 | 184
2018-09-08 08:00 | 178 | 155
2018-09-08 08:30 | 164 | 143
2018-09-08 09:00 | 162 | 143
2018-09-08 09:30 | 148 | 126
2018-09-08 10:00 | 140 | 119
2018-09-08 10:30 | 153 | 133
2018-09-08 11:00 | 154 | 136
2018-09-08 11:30 | 153 | 140
2018-09-08 12:00 | 148 | 135
2018-09-08 12:30 | 154 | 140
2018-09-08 13:00 | 145 | 132
2018-09-08 13:30 | 145 | 131
2018-09-08 14:00 | 121 | 105
2018-09-08 14:30 | 114 | 97
2018-09-08 15:00 | 129 | 112
2018-09-08 15:30 | 147 | 130
2018-09-08 16:00 | 181 | 166
2018-09-08 16:30 | 188 | 176
2018-09-08 17:00 | 223 | 213
2018-09-08 17:30 | 282 | 273
2018-09-08 18:00 | 326 | 317
2018-09-08 18:30 | 382 | 366
2018-09-08 19:00 | 407 | 392
2018-09-08 19:30 | 386 | 370
2018-09-08 20:00 | 369 | 351
2018-09-08 20:30 | 348 | 328
2018-09-08 21:00 | 336 | 314
2018-09-08 21:30 | 324 | 300
2018-09-08 22:00 | 321 | 294
2018-09-08 22:30 | 353 | 326
2018-09-08 23:00 | 346 | 317
2018-09-08 23:30 | 335 | 300
2018-09-09 | 329 | 293
2018-09-09 00:30 | 329 | 292
2018-09-09 01:00 | 316 | 275
2018-09-09 01:30 | 310 | 267
2018-09-09 02:00 | 308 | 264
2018-09-09 02:30 | 285 | 257
2018-09-09 03:00 | 283 | 256
2018-09-09 03:30 | 290 | 262
2018-09-09 04:00 | 290 | 261
2018-09-09 04:30 | 289 | 260
2018-09-09 05:00 | 284 | 255
2018-09-09 05:30 | 280 | 251
2018-09-09 06:00 | 259 | 230
2018-09-09 06:30 | 269 | 240
2018-09-09 07:00 | 266 | 234
2018-09-09 07:30 | 217 | 182
2018-09-09 08:00 | 165 | 133
2018-09-09 08:30 | 140 | 111
2018-09-09 09:00 | 123 | 91
2018-09-09 09:30 | 117 | 84
2018-09-09 10:00 | 109 | 76
2018-09-09 10:30 | 109 | 76
2018-09-09 11:00 | 100 | 66
2018-09-09 11:30 | 103 | 70
2018-09-09 12:00 | 109 | 78
2018-09-09 12:30 | 118 | 83
2018-09-09 13:00 | 119 | 80
2018-09-09 13:30 | 122 | 84
2018-09-09 14:00 | 120 | 81
2018-09-09 14:30 | 120 | 81
2018-09-09 15:00 | 130 | 95
2018-09-09 15:30 | 142 | 110
2018-09-09 16:00 | 167 | 140
2018-09-09 16:30 | 207 | 185
2018-09-09 17:00 | 236 | 216
2018-09-09 17:30 | 301 | 285
2018-09-09 18:00 | 355 | 341
2018-09-09 18:30 | 348 | 328
2018-09-09 19:00 | 347 | 322
2018-09-09 19:30 | 360 | 342
2018-09-09 20:00 | 311 | 283
2018-09-09 20:30 | 306 | 282
2018-09-09 21:00 | 309 | 294
2018-09-09 21:30 | 299 | 282
2018-09-09 22:00 | 286 | 268
2018-09-09 22:30 | 300 | 280
2018-09-09 23:00 | 289 | 267
2018-09-09 23:30 | 274 | 250
2018-09-10 | 266 | 243
2018-09-10 00:30 | 260 | 239
2018-09-10 01:00 | 250 | 228
2018-09-10 01:30 | 247 | 223
2018-09-10 02:00 | 242 | 217
2018-09-10 02:30 | 237 | 211
2018-09-10 03:00 | 233 | 206
2018-09-10 03:30 | 238 | 212
2018-09-10 04:00 | 239 | 212
2018-09-10 04:30 | 238 | 212
2018-09-10 05:00 | 241 | 216
2018-09-10 05:30 | 251 | 229
2018-09-10 06:00 | 239 | 216
2018-09-10 06:30 | 262 | 243
2018-09-10 07:00 | 249 | 231
2018-09-10 07:30 | 238 | 224
2018-09-10 08:00 | 201 | 191
2018-09-10 08:30 | 168 | 158
2018-09-10 09:00 | 145 | 135
2018-09-10 09:30 | 129 | 116
2018-09-10 10:00 | 126 | 107
2018-09-10 10:30 | 120 | 100
2018-09-10 11:00 | 115 | 95
2018-09-10 11:30 | 116 | 97
2018-09-10 12:00 | 119 | 100
2018-09-10 12:30 | 118 | 98
2018-09-10 13:00 | 119 | 99
2018-09-10 13:30 | 124 | 104
2018-09-10 14:00 | 119 | 98
2018-09-10 14:30 | 111 | 89
2018-09-10 15:00 | 120 | 99
2018-09-10 15:30 | 133 | 113
2018-09-10 16:00 | 147 | 131
2018-09-10 16:30 | 161 | 145
2018-09-10 17:00 | 231 | 218
2018-09-10 17:30 | 318 | 306
2018-09-10 18:00 | 365 | 355
2018-09-10 18:30 | 334 | 314
2018-09-10 19:00 | 320 | 290
2018-09-10 19:30 | 349 | 334
2018-09-10 20:00 | 345 | 333
2018-09-10 20:30 | 326 | 312
2018-09-10 21:00 | 309 | 295
2018-09-10 21:30 | 289 | 274
2018-09-10 22:00 | 270 | 253
2018-09-10 22:30 | 295 | 277
2018-09-10 23:00 | 276 | 260
2018-09-10 23:30 | 262 | 246
2018-09-11 | 252 | 234
2018-09-11 00:30 | 249 | 230
2018-09-11 01:00 | 238 | 217
2018-09-11 01:30 | 231 | 209
2018-09-11 02:00 | 219 | 194
2018-09-11 02:30 | 215 | 191
2018-09-11 03:00 | 214 | 190
2018-09-11 03:30 | 218 | 193
2018-09-11 04:00 | 218 | 194
2018-09-11 04:30 | 226 | 202
2018-09-11 05:00 | 233 | 210
2018-09-11 05:30 | 243 | 222
2018-09-11 06:00 | 233 | 213
2018-09-11 06:30 | 256 | 239
2018-09-11 07:00 | 245 | 229
2018-09-11 07:30 | 224 | 210
2018-09-11 08:00 | 191 | 182
2018-09-11 08:30 | 193 | 183
2018-09-11 09:00 | 163 | 146
2018-09-11 09:30 | 150 | 133
2018-09-11 10:00 | 161 | 146
2018-09-11 10:30 | 160 | 143
2018-09-11 11:00 | 137 | 118
2018-09-11 11:30 | 118 | 98
2018-09-11 12:00 | 119 | 98
2018-09-11 12:30 | 115 | 94
2018-09-11 13:00 | 145 | 123
2018-09-11 13:30 | 154 | 130
2018-09-11 14:00 | 141 | 115
2018-09-11 14:30 | 150 | 124
2018-09-11 15:00 | 154 | 128
2018-09-11 15:30 | 142 | 116
2018-09-11 16:00 | 154 | 129
2018-09-11 16:30 | 177 | 155
2018-09-11 17:00 | 219 | 200
2018-09-11 17:30 | 249 | 232
2018-09-11 18:00 | 300 | 284
2018-09-11 18:30 | 354 | 341
2018-09-11 19:00 | 376 | 365
2018-09-11 19:30 | 372 | 361
2018-09-11 20:00 | 360 | 347
2018-09-11 20:30 | 359 | 345
2018-09-11 21:00 | 352 | 336
2018-09-11 21:30 | 335 | 316
2018-09-11 22:00 | 322 | 298
2018-09-11 22:30 | 323 | 296
2018-09-11 23:00 | 285 | 271
2018-09-11 23:30 | 274 | 258
2018-09-12 | 260 | 243
2018-09-12 00:30 | 258 | 241
2018-09-12 01:00 | 248 | 229
2018-09-12 01:30 | 240 | 219
2018-09-12 02:00 | 213 | 158
2018-09-12 02:30 | 213 | 147
2018-09-12 03:00 | 212 | 144
2018-09-12 03:30 | 216 | 154
2018-09-12 04:00 | 235 | 194
2018-09-12 04:30 | 241 | 214
2018-09-12 05:00 | 243 | 218
2018-09-12 05:30 | 257 | 233
2018-09-12 06:00 | 248 | 231
2018-09-12 06:30 | 261 | 246
2018-09-12 07:00 | 267 | 253
2018-09-12 07:30 | 275 | 264
2018-09-12 08:00 | 254 | 241
2018-09-12 08:30 | 243 | 223
2018-09-12 09:00 | 240 | 220
2018-09-12 09:30 | 203 | 179
2018-09-12 10:00 | 189 | 164
2018-09-12 10:30 | 188 | 162
2018-09-12 11:00 | 179 | 152
2018-09-12 11:30 | 161 | 126
2018-09-12 12:00 | 169 | 131
2018-09-12 12:30 | 172 | 133
2018-09-12 13:00 | 189 | 157
2018-09-12 13:30 | 222 | 194
2018-09-12 14:00 | 203 | 173
2018-09-12 14:30 | 186 | 156
2018-09-12 15:00 | 197 | 167
2018-09-12 15:30 | 218 | 191
2018-09-12 16:00 | 234 | 206
2018-09-12 16:30 | 256 | 230
2018-09-12 17:00 | 290 | 270
2018-09-12 17:30 | 317 | 297
2018-09-12 18:00 | 357 | 339
2018-09-12 18:30 | 384 | 368
2018-09-12 19:00 | 391 | 374
2018-09-12 19:30 | 382 | 364
2018-09-12 20:00 | 369 | 352
2018-09-12 20:30 | 374 | 355
2018-09-12 21:00 | 368 | 347
2018-09-12 21:30 | 351 | 328
2018-09-12 22:00 | 335 | 306
2018-09-12 22:30 | 333 | 301
2018-09-12 23:00 | 314 | 287
2018-09-12 23:30 | 298 | 270
2018-09-13 | 285 | 254
2018-09-13 00:30 | 279 | 248
2018-09-13 01:00 | 268 | 234
2018-09-13 01:30 | 266 | 229
2018-09-13 02:00 | 263 | 225
2018-09-13 02:30 | 258 | 219
2018-09-13 03:00 | 259 | 221
2018-09-13 03:30 | 253 | 218
2018-09-13 04:00 | 242 | 225
2018-09-13 04:30 | 249 | 233
2018-09-13 05:00 | 256 | 241
2018-09-13 05:30 | 271 | 256
2018-09-13 06:00 | 262 | 250
2018-09-13 06:30 | 279 | 271
2018-09-13 07:00 | 275 | 266
2018-09-13 07:30 | 275 | 267
2018-09-13 08:00 | 237 | 231
2018-09-13 08:30 | 207 | 200
2018-09-13 09:00 | 209 | 196
2018-09-13 09:30 | 196 | 183
2018-09-13 10:00 | 190 | 177
2018-09-13 10:30 | 173 | 159
2018-09-13 11:00 | 184 | 171
2018-09-13 11:30 | 179 | 166
2018-09-13 12:00 | 157 | 120
2018-09-13 12:30 | 176 | 138
2018-09-13 13:00 | 177 | 146
2018-09-13 13:30 | 189 | 160
2018-09-13 14:00 | 172 | 142
2018-09-13 14:30 | 153 | 120
2018-09-13 15:00 | 174 | 145
2018-09-13 15:30 | 186 | 158
2018-09-13 16:00 | 195 | 175
2018-09-13 16:30 | 198 | 183
2018-09-13 17:00 | 238 | 224
2018-09-13 17:30 | 290 | 278
2018-09-13 18:00 | 341 | 331
2018-09-13 18:30 | 375 | 363
2018-09-13 19:00 | 406 | 383
2018-09-13 19:30 | 397 | 372
2018-09-13 20:00 | 378 | 350
2018-09-13 20:30 | 375 | 345
2018-09-13 21:00 | 374 | 342
2018-09-13 21:30 | 349 | 320
2018-09-13 22:00 | 322 | 298
2018-09-13 22:30 | 321 | 294
2018-09-13 23:00 | 303 | 274
2018-09-13 23:30 | 287 | 258
2018-09-14 | 272 | 243
2018-09-14 00:30 | 276 | 242
2018-09-14 01:00 | 273 | 235
2018-09-14 01:30 | 263 | 226
2018-09-14 02:00 | 239 | 219
2018-09-14 02:30 | 239 | 218
2018-09-14 03:00 | 243 | 221
2018-09-14 03:30 | 239 | 217
2018-09-14 04:00 | 238 | 216
2018-09-14 04:30 | 244 | 223
2018-09-14 05:00 | 248 | 227
2018-09-14 05:30 | 253 | 234
2018-09-14 06:00 | 243 | 223
2018-09-14 06:30 | 256 | 239
2018-09-14 07:00 | 237 | 221
2018-09-14 07:30 | 208 | 193
2018-09-14 08:00 | 165 | 155
2018-09-14 08:30 | 136 | 127
2018-09-14 09:00 | 126 | 117
2018-09-14 09:30 | 110 | 100
2018-09-14 10:00 | 77 | 53
2018-09-14 10:30 | 61 | 24
2018-09-14 11:00 | 59 | 15
2018-09-14 11:30 | 55 | 2
2018-09-14 12:00 | 53 | 11
2018-09-14 12:30 | 60 | 26
2018-09-14 13:00 | 69 | 42
2018-09-14 13:30 | 76 | 54
2018-09-14 14:00 | 67 | 45
2018-09-14 14:30 | 69 | 50
2018-09-14 15:00 | 82 | 65
2018-09-14 15:30 | 105 | 90
2018-09-14 16:00 | 143 | 134
2018-09-14 16:30 | 171 | 164
2018-09-14 17:00 | 208 | 201
2018-09-14 17:30 | 269 | 260
2018-09-14 18:00 | 321 | 312
2018-09-14 18:30 | 347 | 337
2018-09-14 19:00 | 356 | 345
2018-09-14 19:30 | 349 | 337
2018-09-14 20:00 | 300 | 267
2018-09-14 20:30 | 272 | 250
2018-09-14 21:00 | 268 | 244
2018-09-14 21:30 | 261 | 235
2018-09-14 22:00 | 253 | 225
2018-09-14 22:30 | 264 | 235
2018-09-14 23:00 | 245 | 215
2018-09-14 23:30 | 228 | 196
2018-09-15 | 214 | 178
2018-09-15 00:30 | 216 | 179
2018-09-15 01:00 | 218 | 164
2018-09-15 01:30 | 227 | 175
2018-09-15 02:00 | 239 | 199
2018-09-15 02:30 | 244 | 210
2018-09-15 03:00 | 239 | 206
2018-09-15 03:30 | 240 | 206
2018-09-15 04:00 | 244 | 211
2018-09-15 04:30 | 243 | 210
2018-09-15 05:00 | 241 | 208
2018-09-15 05:30 | 250 | 219
2018-09-15 06:00 | 259 | 229
2018-09-15 06:30 | 250 | 220
2018-09-15 07:00 | 216 | 180
2018-09-15 07:30 | 205 | 170
2018-09-15 08:00 | 177 | 146
2018-09-15 08:30 | 146 | 121
2018-09-15 09:00 | 143 | 118
2018-09-15 09:30 | 145 | 121
2018-09-15 10:00 | 125 | 94
2018-09-15 10:30 | 142 | 110
2018-09-15 11:00 | 152 | 123
2018-09-15 11:30 | 126 | 95
2018-09-15 12:00 | 110 | 75
2018-09-15 12:30 | 111 | 73
2018-09-15 13:00 | 111 | 74
2018-09-15 13:30 | 107 | 68
2018-09-15 14:00 | 106 | 65
2018-09-15 14:30 | 111 | 71
2018-09-15 15:00 | 122 | 86
2018-09-15 15:30 | 144 | 112
2018-09-15 16:00 | 155 | 127
2018-09-15 16:30 | 184 | 161
2018-09-15 17:00 | 224 | 206
2018-09-15 17:30 | 283 | 267
2018-09-15 18:00 | 333 | 319
2018-09-15 18:30 | 360 | 348
2018-09-15 19:00 | 365 | 351
2018-09-15 19:30 | 361 | 350
2018-09-15 20:00 | 362 | 350
2018-09-15 20:30 | 358 | 345
2018-09-15 21:00 | 357 | 342
2018-09-15 21:30 | 339 | 323
2018-09-15 22:00 | 324 | 308
2018-09-15 22:30 | 313 | 294
2018-09-15 23:00 | 333 | 313
2018-09-15 23:30 | 306 | 282
2018-09-16 | 302 | 276
2018-09-16 00:30 | 307 | 281
2018-09-16 01:00 | 293 | 263
2018-09-16 01:30 | 288 | 257
2018-09-16 02:00 | 290 | 255
2018-09-16 02:30 | 292 | 257
2018-09-16 03:00 | 289 | 254
2018-09-16 03:30 | 284 | 248
2018-09-16 04:00 | 287 | 251
2018-09-16 04:30 | 288 | 252
2018-09-16 05:00 | 290 | 254
2018-09-16 05:30 | 293 | 256
2018-09-16 06:00 | 295 | 259
2018-09-16 06:30 | 295 | 259
2018-09-16 07:00 | 264 | 225
2018-09-16 07:30 | 223 | 180
2018-09-16 08:00 | 179 | 130
2018-09-16 08:30 | 158 | 104
2018-09-16 09:00 | 163 | 114
2018-09-16 09:30 | 142 | 87
2018-09-16 10:00 | 129 | 67
2018-09-16 10:30 | 122 | 46
2018-09-16 11:00 | 91 | 32
2018-09-16 11:30 | 107 | 29
2018-09-16 12:00 | 88 | 29
2018-09-16 12:30 | 80 | 29
2018-09-16 13:00 | 81 | 19
2018-09-16 13:30 | 76 | 22
2018-09-16 14:00 | 81 | 16
2018-09-16 14:30 | 85 | 28
2018-09-16 15:00 | 95 | 42
2018-09-16 15:30 | 120 | 61
2018-09-16 16:00 | 145 | 102
2018-09-16 16:30 | 189 | 158
2018-09-16 17:00 | 229 | 204
2018-09-16 17:30 | 268 | 246
2018-09-16 18:00 | 330 | 311
2018-09-16 18:30 | 367 | 356
2018-09-16 19:00 | 429 | 414
2018-09-16 19:30 | 426 | 408
2018-09-16 20:00 | 419 | 399
2018-09-16 20:30 | 436 | 414
2018-09-16 21:00 | 440 | 418
2018-09-16 21:30 | 428 | 405
2018-09-16 22:00 | 416 | 389
2018-09-16 22:30 | 400 | 366
2018-09-16 23:00 | 386 | 350
2018-09-16 23:30 | 379 | 341
2018-09-17 | 371 | 331
2018-09-17 00:30 | 372 | 333
2018-09-17 01:00 | 362 | 320
2018-09-17 01:30 | 356 | 316
2018-09-17 02:00 | 341 | 315
2018-09-17 02:30 | 340 | 314
2018-09-17 03:00 | 340 | 312
2018-09-17 03:30 | 336 | 307
2018-09-17 04:00 | 334 | 304
2018-09-17 04:30 | 341 | 313
2018-09-17 05:00 | 335 | 308
2018-09-17 05:30 | 341 | 315
2018-09-17 06:00 | 354 | 330
2018-09-17 06:30 | 367 | 349
2018-09-17 07:00 | 340 | 324
2018-09-17 07:30 | 320 | 303
2018-09-17 08:00 | 274 | 256
2018-09-17 08:30 | 227 | 209
2018-09-17 09:00 | 220 | 201
2018-09-17 09:30 | 188 | 167
2018-09-17 10:00 | 145 | 131
2018-09-17 10:30 | 96 | 59
2018-09-17 11:00 | 139 | 90
2018-09-17 11:30 | 135 | 90
2018-09-17 12:00 | 133 | 84
2018-09-17 12:30 | 141 | 71
2018-09-17 13:00 | 121 | 68
2018-09-17 13:30 | 84 | 62
2018-09-17 14:00 | 110 | 85
2018-09-17 14:30 | 131 | 105
2018-09-17 15:00 | 151 | 134
2018-09-17 15:30 | 168 | 151
2018-09-17 16:00 | 207 | 192
2018-09-17 16:30 | 239 | 226
2018-09-17 17:00 | 289 | 275
2018-09-17 17:30 | 346 | 331
2018-09-17 18:00 | 398 | 384
2018-09-17 18:30 | 425 | 408
2018-09-17 19:00 | 441 | 421
2018-09-17 19:30 | 430 | 407
2018-09-17 20:00 | 423 | 398
2018-09-17 20:30 | 435 | 410
2018-09-17 21:00 | 428 | 399
2018-09-17 21:30 | 413 | 382
2018-09-17 22:00 | 392 | 358
2018-09-17 22:30 | 368 | 333
2018-09-17 23:00 | 351 | 313
2018-09-17 23:30 | 333 | 292
2018-09-18 | 320 | 276
2018-09-18 00:30 | 302 | 272
2018-09-18 01:00 | 291 | 259
2018-09-18 01:30 | 286 | 254
2018-09-18 02:00 | 285 | 253
2018-09-18 02:30 | 284 | 252
2018-09-18 03:00 | 288 | 254
2018-09-18 03:30 | 286 | 252
2018-09-18 04:00 | 289 | 255
2018-09-18 04:30 | 289 | 256
2018-09-18 05:00 | 293 | 262
2018-09-18 05:30 | 291 | 259
2018-09-18 06:00 | 305 | 276
2018-09-18 06:30 | 316 | 293
2018-09-18 07:00 | 301 | 282
2018-09-18 07:30 | 299 | 283
2018-09-18 08:00 | 295 | 282
2018-09-18 08:30 | 273 | 261
2018-09-18 09:00 | 289 | 267
2018-09-18 09:30 | 243 | 217
2018-09-18 10:00 | 213 | 187
2018-09-18 10:30 | 186 | 168
2018-09-18 11:00 | 198 | 179
2018-09-18 11:30 | 182 | 160
2018-09-18 12:00 | 181 | 159
2018-09-18 12:30 | 175 | 153
2018-09-18 13:00 | 197 | 177
2018-09-18 13:30 | 191 | 170
2018-09-18 14:00 | 210 | 186
2018-09-18 14:30 | 155 | 131
2018-09-18 15:00 | 171 | 147
2018-09-18 15:30 | 183 | 160
2018-09-18 16:00 | 215 | 193
2018-09-18 16:30 | 233 | 215
2018-09-18 17:00 | 279 | 255
2018-09-18 17:30 | 325 | 303
2018-09-18 18:00 | 388 | 368
2018-09-18 18:30 | 421 | 408
2018-09-18 19:00 | 408 | 386
2018-09-18 19:30 | 402 | 377
2018-09-18 20:00 | 415 | 397
2018-09-18 20:30 | 443 | 428
2018-09-18 21:00 | 423 | 408
2018-09-18 21:30 | 402 | 386
2018-09-18 22:00 | 370 | 350
2018-09-18 22:30 | 341 | 315
2018-09-18 23:00 | 326 | 297
2018-09-18 23:30 | 312 | 281
2018-09-19 | 294 | 265
2018-09-19 00:30 | 293 | 262
2018-09-19 01:00 | 283 | 250
2018-09-19 01:30 | 269 | 242
2018-09-19 02:00 | 256 | 227
2018-09-19 02:30 | 254 | 226
2018-09-19 03:00 | 249 | 220
2018-09-19 03:30 | 249 | 219
2018-09-19 04:00 | 249 | 219
2018-09-19 04:30 | 248 | 220
2018-09-19 05:00 | 252 | 225
2018-09-19 05:30 | 260 | 235
2018-09-19 06:00 | 272 | 250
2018-09-19 06:30 | 285 | 270
2018-09-19 07:00 | 258 | 242
2018-09-19 07:30 | 244 | 232
2018-09-19 08:00 | 207 | 197
2018-09-19 08:30 | 169 | 159
2018-09-19 09:00 | 166 | 160
2018-09-19 09:30 | 164 | 160
2018-09-19 10:00 | 97 | 89
2018-09-19 10:30 | 121 | 107
2018-09-19 11:00 | 111 | 100
2018-09-19 11:30 | 88 | 62
2018-09-19 12:00 | 100 | 62
2018-09-19 12:30 | 95 | 59
2018-09-19 13:00 | 109 | 84
2018-09-19 13:30 | 125 | 103
2018-09-19 14:00 | 122 | 100
2018-09-19 14:30 | 116 | 96
2018-09-19 15:00 | 113 | 92
2018-09-19 15:30 | 121 | 99
2018-09-19 16:00 | 164 | 144
2018-09-19 16:30 | 192 | 174
2018-09-19 17:00 | 240 | 226
2018-09-19 17:30 | 223 | 206
2018-09-19 18:00 | 207 | 187
2018-09-19 18:30 | 241 | 231
2018-09-19 19:00 | 271 | 263
2018-09-19 19:30 | 273 | 264
2018-09-19 20:00 | 262 | 250
2018-09-19 20:30 | 249 | 236
2018-09-19 21:00 | 237 | 223
2018-09-19 21:30 | 223 | 206
2018-09-19 22:00 | 199 | 178
2018-09-19 22:30 | 192 | 170
2018-09-19 23:00 | 182 | 155
2018-09-19 23:30 | 169 | 137
2018-09-20 | 158 | 122
2018-09-20 00:30 | 202 | 178
2018-09-20 01:00 | 261 | 240
2018-09-20 01:30 | 253 | 231
2018-09-20 02:00 | 245 | 223
2018-09-20 02:30 | 245 | 222
2018-09-20 03:00 | 246 | 222
2018-09-20 03:30 | 247 | 223
2018-09-20 04:00 | 243 | 219
2018-09-20 04:30 | 249 | 225
2018-09-20 05:00 | 252 | 229
2018-09-20 05:30 | 262 | 240
2018-09-20 06:00 | 280 | 260
2018-09-20 06:30 | 294 | 276
2018-09-20 07:00 | 253 | 230
2018-09-20 07:30 | 229 | 204
2018-09-20 08:00 | 185 | 158
2018-09-20 08:30 | 170 | 142
2018-09-20 09:00 | 171 | 145
2018-09-20 09:30 | 140 | 111
2018-09-20 10:00 | 126 | 83
2018-09-20 10:30 | 85 | 35
2018-09-20 11:00 | 80 | 31
2018-09-20 11:30 | 111 | 76
2018-09-20 12:00 | 78 | 17
2018-09-20 12:30 | 95 | 54
2018-09-20 13:00 | 79 | 12
2018-09-20 13:30 | 103 | 8
2018-09-20 14:00 | 110 | 9
2018-09-20 14:30 | 128 | 68
2018-09-20 15:00 | 144 | 86
2018-09-20 15:30 | 145 | 116
2018-09-20 16:00 | 172 | 155
2018-09-20 16:30 | 208 | 194
2018-09-20 17:00 | 275 | 263
2018-09-20 17:30 | 285 | 280
2018-09-20 18:00 | 262 | 252
2018-09-20 18:30 | 246 | 214
2018-09-20 19:00 | 283 | 249
2018-09-20 19:30 | 279 | 251
2018-09-20 20:00 | 263 | 240
2018-09-20 20:30 | 283 | 260
2018-09-20 21:00 | 275 | 250
2018-09-20 21:30 | 260 | 231
2018-09-20 22:00 | 240 | 208
2018-09-20 22:30 | 220 | 183
2018-09-20 23:00 | 251 | 220
2018-09-20 23:30 | 302 | 270
2018-09-21 | 298 | 263
2018-09-21 00:30 | 294 | 258
2018-09-21 01:00 | 283 | 245
2018-09-21 01:30 | 284 | 244
2018-09-21 02:00 | 290 | 250
2018-09-21 02:30 | 297 | 258
2018-09-21 03:00 | 297 | 257
2018-09-21 03:30 | 293 | 253
2018-09-21 04:00 | 294 | 254
2018-09-21 04:30 | 286 | 246
2018-09-21 05:00 | 297 | 259
2018-09-21 05:30 | 302 | 264
2018-09-21 06:00 | 301 | 266
2018-09-21 06:30 | 310 | 278
2018-09-21 07:00 | 267 | 233
2018-09-21 07:30 | 230 | 195
2018-09-21 08:00 | 190 | 151
2018-09-21 08:30 | 167 | 126
2018-09-21 09:00 | 174 | 135
2018-09-21 09:30 | 173 | 134
2018-09-21 10:00 | 150 | 115
2018-09-21 10:30 | 139 | 123
2018-09-21 11:00 | 139 | 134
2018-09-21 11:30 | 95 | 89
2018-09-21 12:00 | 96 | 93
2018-09-21 12:30 | 77 | 71
2018-09-21 13:00 | 84 | 72
2018-09-21 13:30 | 92 | 80
2018-09-21 14:00 | 72 | 59
2018-09-21 14:30 | 77 | 65
2018-09-21 15:00 | 103 | 92
2018-09-21 15:30 | 134 | 124
2018-09-21 16:00 | 181 | 173
2018-09-21 16:30 | 207 | 200
2018-09-21 17:00 | 238 | 231
2018-09-21 17:30 | 220 | 198
2018-09-21 18:00 | 242 | 218
2018-09-21 18:30 | 242 | 228
2018-09-21 19:00 | 259 | 249
2018-09-21 19:30 | 255 | 245
2018-09-21 20:00 | 239 | 227
2018-09-21 20:30 | 243 | 230
2018-09-21 21:00 | 240 | 225
2018-09-21 21:30 | 229 | 212
2018-09-21 22:00 | 217 | 197
2018-09-21 22:30 | 197 | 173
2018-09-21 23:00 | 197 | 170
2018-09-21 23:30 | 212 | 185
2018-09-22 | 219 | 190
2018-09-22 00:30 | 270 | 248
2018-09-22 01:00 | 270 | 248
2018-09-22 01:30 | 262 | 238
2018-09-22 02:00 | 255 | 231
2018-09-22 02:30 | 253 | 228
2018-09-22 03:00 | 254 | 229
2018-09-22 03:30 | 250 | 224
2018-09-22 04:00 | 248 | 221
2018-09-22 04:30 | 257 | 231
2018-09-22 05:00 | 259 | 233
2018-09-22 05:30 | 265 | 239
2018-09-22 06:00 | 270 | 244
2018-09-22 06:30 | 267 | 236
2018-09-22 07:00 | 239 | 194
2018-09-22 07:30 | 193 | 146
2018-09-22 08:00 | 146 | 103
2018-09-22 08:30 | 120 | 96
2018-09-22 09:00 | 134 | 114
2018-09-22 09:30 | 123 | 101
2018-09-22 10:00 | 107 | 83
2018-09-22 10:30 | 102 | 78
2018-09-22 11:00 | 104 | 81
2018-09-22 11:30 | 124 | 103
2018-09-22 12:00 | 103 | 78
2018-09-22 12:30 | 102 | 76
2018-09-22 13:00 | 91 | 63
2018-09-22 13:30 | 78 | 44
2018-09-22 14:00 | 75 | 39
2018-09-22 14:30 | 81 | 47
2018-09-22 15:00 | 103 | 74
2018-09-22 15:30 | 106 | 78
2018-09-22 16:00 | 115 | 90
2018-09-22 16:30 | 156 | 136
2018-09-22 17:00 | 215 | 198
2018-09-22 17:30 | 278 | 264
2018-09-22 18:00 | 337 | 324
2018-09-22 18:30 | 381 | 371
2018-09-22 19:00 | 400 | 393
2018-09-22 19:30 | 392 | 385
2018-09-22 20:00 | 377 | 368
2018-09-22 20:30 | 378 | 369
2018-09-22 21:00 | 381 | 372
2018-09-22 21:30 | 371 | 361
2018-09-22 22:00 | 348 | 336
2018-09-22 22:30 | 334 | 321
2018-09-22 23:00 | 320 | 305
2018-09-22 23:30 | 308 | 289
2018-09-23 | 294 | 270
2018-09-23 00:30 | 300 | 281
2018-09-23 01:00 | 293 | 273
2018-09-23 01:30 | 270 | 248
2018-09-23 02:00 | 258 | 235
2018-09-23 02:30 | 267 | 244
2018-09-23 03:00 | 263 | 239
2018-09-23 03:30 | 266 | 242
2018-09-23 04:00 | 263 | 239
2018-09-23 04:30 | 254 | 229
2018-09-23 05:00 | 245 | 220
2018-09-23 05:30 | 260 | 236
2018-09-23 06:00 | 268 | 244
2018-09-23 06:30 | 247 | 222
2018-09-23 07:00 | 190 | 162
2018-09-23 07:30 | 140 | 105
2018-09-23 08:00 | 115 | 75
2018-09-23 08:30 | 102 | 56
2018-09-23 09:00 | 118 | 79
2018-09-23 09:30 | 87 | 36
2018-09-23 10:00 | 80 | 27
2018-09-23 10:30 | 86 | 37
2018-09-23 11:00 | 84 | 33
2018-09-23 11:30 | 87 | 38
2018-09-23 12:00 | 80 | 24
2018-09-23 12:30 | 77 | 19
2018-09-23 13:00 | 76 | 16
2018-09-23 13:30 | 88 | 39
2018-09-23 14:00 | 88 | 36
2018-09-23 14:30 | 88 | 37
2018-09-23 15:00 | 91 | 42
2018-09-23 15:30 | 105 | 62
2018-09-23 16:00 | 121 | 85
2018-09-23 16:30 | 150 | 118
2018-09-23 17:00 | 191 | 166
2018-09-23 17:30 | 285 | 267
2018-09-23 18:00 | 367 | 354
2018-09-23 18:30 | 394 | 385
2018-09-23 19:00 | 425 | 418
2018-09-23 19:30 | 417 | 406
2018-09-23 20:00 | 395 | 381
2018-09-23 20:30 | 398 | 384
2018-09-23 21:00 | 395 | 382
2018-09-23 21:30 | 366 | 354
2018-09-23 22:00 | 363 | 351
2018-09-23 22:30 | 342 | 328
2018-09-23 23:00 | 314 | 296
2018-09-23 23:30 | 305 | 286
2018-09-24 | 290 | 270
2018-09-24 00:30 | 289 | 268
2018-09-24 01:00 | 269 | 246
2018-09-24 01:30 | 263 | 237
2018-09-24 02:00 | 254 | 227
2018-09-24 02:30 | 264 | 237
2018-09-24 03:00 | 268 | 241
2018-09-24 03:30 | 267 | 240
2018-09-24 04:00 | 267 | 240
2018-09-24 04:30 | 268 | 241
2018-09-24 05:00 | 271 | 247
2018-09-24 05:30 | 278 | 254
2018-09-24 06:00 | 283 | 260
2018-09-24 06:30 | 292 | 270
2018-09-24 07:00 | 250 | 225
2018-09-24 07:30 | 197 | 170
2018-09-24 08:00 | 152 | 122
2018-09-24 08:30 | 133 | 100
2018-09-24 09:00 | 140 | 113
2018-09-24 09:30 | 143 | 129
2018-09-24 10:00 | 117 | 102
2018-09-24 10:30 | 111 | 100
2018-09-24 11:00 | 102 | 91
2018-09-24 11:30 | 103 | 91
2018-09-24 12:00 | 106 | 94
2018-09-24 12:30 | 110 | 98
2018-09-24 13:00 | 141 | 124
2018-09-24 13:30 | 129 | 111
2018-09-24 14:00 | 114 | 92
2018-09-24 14:30 | 115 | 93
2018-09-24 15:00 | 115 | 92
2018-09-24 15:30 | 136 | 118
2018-09-24 16:00 | 161 | 143
2018-09-24 16:30 | 220 | 207
2018-09-24 17:00 | 304 | 293
2018-09-24 17:30 | 304 | 292
2018-09-24 18:00 | 283 | 269
2018-09-24 18:30 | 307 | 292
2018-09-24 19:00 | 332 | 320
2018-09-24 19:30 | 330 | 315
2018-09-24 20:00 | 317 | 301
2018-09-24 20:30 | 307 | 292
2018-09-24 21:00 | 303 | 286
2018-09-24 21:30 | 295 | 276
2018-09-24 22:00 | 264 | 250
2018-09-24 22:30 | 246 | 230
2018-09-24 23:00 | 250 | 233
2018-09-24 23:30 | 300 | 286
2018-09-25 | 297 | 281
2018-09-25 00:30 | 292 | 276
2018-09-25 01:00 | 284 | 267
2018-09-25 01:30 | 275 | 258
2018-09-25 02:00 | 265 | 252
2018-09-25 02:30 | 264 | 250
2018-09-25 03:00 | 259 | 246
2018-09-25 03:30 | 264 | 250
2018-09-25 04:00 | 263 | 250
2018-09-25 04:30 | 262 | 249
2018-09-25 05:00 | 266 | 254
2018-09-25 05:30 | 277 | 266
2018-09-25 06:00 | 289 | 278
2018-09-25 06:30 | 305 | 296
2018-09-25 07:00 | 277 | 269
2018-09-25 07:30 | 227 | 219
2018-09-25 08:00 | 186 | 182
2018-09-25 08:30 | 158 | 155
2018-09-25 09:00 | 207 | 181
2018-09-25 09:30 | 217 | 185
2018-09-25 10:00 | 190 | 158
2018-09-25 10:30 | 170 | 135
2018-09-25 11:00 | 191 | 160
2018-09-25 11:30 | 187 | 157
2018-09-25 12:00 | 176 | 142
2018-09-25 12:30 | 176 | 142
2018-09-25 13:00 | 167 | 132
2018-09-25 13:30 | 164 | 126
2018-09-25 14:00 | 153 | 116
2018-09-25 14:30 | 176 | 141
2018-09-25 15:00 | 161 | 126
2018-09-25 15:30 | 178 | 148
2018-09-25 16:00 | 218 | 192
2018-09-25 16:30 | 239 | 217
2018-09-25 17:00 | 283 | 254
2018-09-25 17:30 | 324 | 297
2018-09-25 18:00 | 376 | 351
2018-09-25 18:30 | 409 | 390
2018-09-25 19:00 | 424 | 406
2018-09-25 19:30 | 422 | 405
2018-09-25 20:00 | 406 | 386
2018-09-25 20:30 | 410 | 389
2018-09-25 21:00 | 399 | 375
2018-09-25 21:30 | 389 | 363
2018-09-25 22:00 | 376 | 348
2018-09-25 22:30 | 354 | 318
2018-09-25 23:00 | 334 | 299
2018-09-25 23:30 | 301 | 283
2018-09-26 | 286 | 268
2018-09-26 00:30 | 283 | 265
2018-09-26 01:00 | 270 | 250
2018-09-26 01:30 | 277 | 257
2018-09-26 02:00 | 263 | 242
2018-09-26 02:30 | 266 | 245
2018-09-26 03:00 | 257 | 236
2018-09-26 03:30 | 265 | 244
2018-09-26 04:00 | 270 | 247
2018-09-26 04:30 | 258 | 235
2018-09-26 05:00 | 260 | 238
2018-09-26 05:30 | 274 | 253
2018-09-26 06:00 | 283 | 265
2018-09-26 06:30 | 291 | 275
2018-09-26 07:00 | 261 | 244
2018-09-26 07:30 | 220 | 202
2018-09-26 08:00 | 189 | 170
2018-09-26 08:30 | 153 | 141
2018-09-26 09:00 | 152 | 142
2018-09-26 09:30 | 150 | 138
2018-09-26 10:00 | 129 | 117
2018-09-26 10:30 | 124 | 112
2018-09-26 11:00 | 115 | 103
2018-09-26 11:30 | 93 | 79
2018-09-26 12:00 | 100 | 86
2018-09-26 12:30 | 106 | 93
2018-09-26 13:00 | 120 | 107
2018-09-26 13:30 | 138 | 125
2018-09-26 14:00 | 111 | 100
2018-09-26 14:30 | 121 | 112
2018-09-26 15:00 | 125 | 111
2018-09-26 15:30 | 170 | 157
2018-09-26 16:00 | 203 | 191
2018-09-26 16:30 | 209 | 198
2018-09-26 17:00 | 191 | 179
2018-09-26 17:30 | 171 | 157
2018-09-26 18:00 | 235 | 222
2018-09-26 18:30 | 256 | 239
2018-09-26 19:00 | 287 | 276
2018-09-26 19:30 | 275 | 262
2018-09-26 20:00 | 264 | 252
2018-09-26 20:30 | 249 | 234
2018-09-26 21:00 | 243 | 226
2018-09-26 21:30 | 225 | 210
2018-09-26 22:00 | 213 | 196
2018-09-26 22:30 | 234 | 215
2018-09-26 23:00 | 296 | 280
2018-09-26 23:30 | 298 | 280
2018-09-27 | 293 | 276
2018-09-27 00:30 | 306 | 290
2018-09-27 01:00 | 306 | 289
2018-09-27 01:30 | 304 | 287
2018-09-27 02:00 | 295 | 276
2018-09-27 02:30 | 289 | 270
2018-09-27 03:00 | 286 | 267
2018-09-27 03:30 | 287 | 267
2018-09-27 04:00 | 289 | 269
2018-09-27 04:30 | 293 | 270
2018-09-27 05:00 | 297 | 275
2018-09-27 05:30 | 308 | 288
2018-09-27 06:00 | 319 | 300
2018-09-27 06:30 | 318 | 300
2018-09-27 07:00 | 284 | 266
2018-09-27 07:30 | 242 | 225
2018-09-27 08:00 | 204 | 192
2018-09-27 08:30 | 187 | 180
2018-09-27 09:00 | 215 | 206
2018-09-27 09:30 | 195 | 182
2018-09-27 10:00 | 184 | 172
2018-09-27 10:30 | 152 | 138
2018-09-27 11:00 | 129 | 113
2018-09-27 11:30 | 124 | 107
2018-09-27 12:00 | 121 | 103
2018-09-27 12:30 | 115 | 94
2018-09-27 13:00 | 103 | 82
2018-09-27 13:30 | 92 | 68
2018-09-27 14:00 | 83 | 55
2018-09-27 14:30 | 95 | 70
2018-09-27 15:00 | 116 | 100
2018-09-27 15:30 | 150 | 135
2018-09-27 16:00 | 198 | 184
2018-09-27 16:30 | 224 | 211
2018-09-27 17:00 | 229 | 218
2018-09-27 17:30 | 282 | 272
2018-09-27 18:00 | 293 | 283
2018-09-27 18:30 | 307 | 299
2018-09-27 19:00 | 304 | 292
2018-09-27 19:30 | 301 | 289
2018-09-27 20:00 | 295 | 285
2018-09-27 20:30 | 302 | 293
2018-09-27 21:00 | 294 | 283
2018-09-27 21:30 | 276 | 264
2018-09-27 22:00 | 264 | 251
2018-09-27 22:30 | 291 | 275
2018-09-27 23:00 | 330 | 309
2018-09-27 23:30 | 310 | 285
2018-09-28 | 287 | 265
2018-09-28 00:30 | 285 | 263
2018-09-28 01:00 | 270 | 246
2018-09-28 01:30 | 264 | 238
2018-09-28 02:00 | 262 | 234
2018-09-28 02:30 | 257 | 229
2018-09-28 03:00 | 255 | 227
2018-09-28 03:30 | 254 | 226
2018-09-28 04:00 | 264 | 237
2018-09-28 04:30 | 272 | 246
2018-09-28 05:00 | 271 | 245
2018-09-28 05:30 | 272 | 247
2018-09-28 06:00 | 287 | 264
2018-09-28 06:30 | 297 | 274
2018-09-28 07:00 | 261 | 236
2018-09-28 07:30 | 214 | 186
2018-09-28 08:00 | 208 | 187
2018-09-28 08:30 | 187 | 173
2018-09-28 09:00 | 174 | 161
2018-09-28 09:30 | 154 | 141
2018-09-28 10:00 | 119 | 106
2018-09-28 10:30 | 88 | 70
2018-09-28 11:00 | 102 | 86
2018-09-28 11:30 | 95 | 79
2018-09-28 12:00 | 91 | 74
2018-09-28 12:30 | 85 | 66
2018-09-28 13:00 | 87 | 68
2018-09-28 13:30 | 90 | 71
2018-09-28 14:00 | 94 | 74
2018-09-28 14:30 | 94 | 74
2018-09-28 15:00 | 130 | 114
2018-09-28 15:30 | 131 | 117
2018-09-28 16:00 | 150 | 137
2018-09-28 16:30 | 190 | 176
2018-09-28 17:00 | 226 | 216
2018-09-28 17:30 | 293 | 283
2018-09-28 18:00 | 346 | 336
2018-09-28 18:30 | 383 | 372
2018-09-28 19:00 | 411 | 402
2018-09-28 19:30 | 421 | 416
2018-09-28 20:00 | 371 | 361
2018-09-28 20:30 | 400 | 393
2018-09-28 21:00 | 394 | 387
2018-09-28 21:30 | 376 | 368
2018-09-28 22:00 | 355 | 346
2018-09-28 22:30 | 343 | 333
2018-09-28 23:00 | 332 | 321
2018-09-28 23:30 | 317 | 304
2018-09-29 | 304 | 289
2018-09-29 00:30 | 300 | 284
2018-09-29 01:00 | 289 | 271
2018-09-29 01:30 | 282 | 263
2018-09-29 02:00 | 276 | 256
2018-09-29 02:30 | 271 | 250
2018-09-29 03:00 | 260 | 236
2018-09-29 03:30 | 253 | 226
2018-09-29 04:00 | 253 | 226
2018-09-29 04:30 | 256 | 230
2018-09-29 05:00 | 259 | 233
2018-09-29 05:30 | 269 | 243
2018-09-29 06:00 | 268 | 243
2018-09-29 06:30 | 259 | 231
2018-09-29 07:00 | 209 | 176
2018-09-29 07:30 | 163 | 126
2018-09-29 08:00 | 130 | 89
2018-09-29 08:30 | 117 | 78
2018-09-29 09:00 | 139 | 109
2018-09-29 09:30 | 109 | 81
2018-09-29 10:00 | 89 | 61
2018-09-29 10:30 | 79 | 47
2018-09-29 11:00 | 69 | 31
2018-09-29 11:30 | 70 | 31
2018-09-29 12:00 | 71 | 28
2018-09-29 12:30 | 63 | 23
2018-09-29 13:00 | 58 | 21
2018-09-29 13:30 | 74 | 30
2018-09-29 14:00 | 71 | 29
2018-09-29 14:30 | 78 | 49
2018-09-29 15:00 | 85 | 61
2018-09-29 15:30 | 111 | 85
2018-09-29 16:00 | 136 | 112
2018-09-29 16:30 | 169 | 152
2018-09-29 17:00 | 217 | 204
2018-09-29 17:30 | 287 | 276
2018-09-29 18:00 | 342 | 331
2018-09-29 18:30 | 368 | 357
2018-09-29 19:00 | 400 | 390
2018-09-29 19:30 | 394 | 385
2018-09-29 20:00 | 378 | 367
2018-09-29 20:30 | 392 | 384
2018-09-29 21:00 | 374 | 366
2018-09-29 21:30 | 357 | 347
2018-09-29 22:00 | 343 | 333
2018-09-29 22:30 | 328 | 317
2018-09-29 23:00 | 317 | 304
2018-09-29 23:30 | 306 | 291
2018-09-30 | 296 | 279
2018-09-30 00:30 | 294 | 277
2018-09-30 01:00 | 286 | 268
2018-09-30 01:30 | 279 | 261
2018-09-30 02:00 | 272 | 252
2018-09-30 02:30 | 266 | 242
2018-09-30 03:00 | 257 | 231
2018-09-30 03:30 | 261 | 236
2018-09-30 04:00 | 254 | 228
2018-09-30 04:30 | 254 | 229
2018-09-30 05:00 | 262 | 237
2018-09-30 05:30 | 263 | 238
2018-09-30 06:00 | 261 | 235
2018-09-30 06:30 | 250 | 221
2018-09-30 07:00 | 195 | 161
2018-09-30 07:30 | 154 | 115
2018-09-30 08:00 | 121 | 77
2018-09-30 08:30 | 113 | 69
2018-09-30 09:00 | 128 | 91
2018-09-30 09:30 | 100 | 71
2018-09-30 10:00 | 77 | 43
2018-09-30 10:30 | 65 | 20
2018-09-30 11:00 | 59 | 18
2018-09-30 11:30 | 57 | 20
2018-09-30 12:00 | 62 | 15
2018-09-30 12:30 | 64 | 15
2018-09-30 13:00 | 62 | 12
2018-09-30 13:30 | 67 | 16
2018-09-30 14:00 | 66 | 21
2018-09-30 14:30 | 65 | 31
2018-09-30 15:00 | 82 | 48
2018-09-30 15:30 | 100 | 71
2018-09-30 16:00 | 124 | 100
2018-09-30 16:30 | 169 | 152
2018-09-30 17:00 | 233 | 221
2018-09-30 17:30 | 307 | 296
2018-09-30 18:00 | 367 | 351
2018-09-30 18:30 | 410 | 388
2018-09-30 19:00 | 426 | 406
2018-09-30 19:30 | 414 | 393
2018-09-30 20:00 | 394 | 372
2018-09-30 20:30 | 410 | 392
2018-09-30 21:00 | 401 | 382
2018-09-30 21:30 | 383 | 362
2018-09-30 22:00 | 366 | 343
2018-09-30 22:30 | 344 | 317
2018-09-30 23:00 | 331 | 302
2018-09-30 23:30 | 320 | 288
2018-10-01 | 288 | 265
2018-10-01 00:30 | 281 | 261
2018-10-01 01:00 | 269 | 248
2018-10-01 01:30 | 267 | 248
2018-10-01 02:00 | 261 | 241
2018-10-01 02:30 | 264 | 244
2018-10-01 03:00 | 262 | 240
2018-10-01 03:30 | 259 | 237
2018-10-01 04:00 | 259 | 237
2018-10-01 04:30 | 258 | 236
2018-10-01 05:00 | 262 | 240
2018-10-01 05:30 | 265 | 243
2018-10-01 06:00 | 264 | 243
2018-10-01 06:30 | 271 | 249
2018-10-01 07:00 | 270 | 247
2018-10-01 07:30 | 221 | 198
2018-10-01 08:00 | 203 | 178
2018-10-01 08:30 | 174 | 149
2018-10-01 09:00 | 186 | 162
2018-10-01 09:30 | 165 | 141
2018-10-01 10:00 | 133 | 104
2018-10-01 10:30 | 141 | 115
2018-10-01 11:00 | 124 | 105
2018-10-01 11:30 | 102 | 82
2018-10-01 12:00 | 97 | 73
2018-10-01 12:30 | 92 | 69
2018-10-01 13:00 | 68 | 35
2018-10-01 13:30 | 61 | 21
2018-10-01 14:00 | 67 | 32
2018-10-01 14:30 | 79 | 49
2018-10-01 15:00 | 90 | 65
2018-10-01 15:30 | 112 | 91
2018-10-01 16:00 | 151 | 134
2018-10-01 16:30 | 184 | 170
2018-10-01 17:00 | 232 | 221
2018-10-01 17:30 | 303 | 293
2018-10-01 18:00 | 386 | 377
2018-10-01 18:30 | 391 | 381
2018-10-01 19:00 | 398 | 387
2018-10-01 19:30 | 407 | 400
2018-10-01 20:00 | 389 | 381
2018-10-01 20:30 | 392 | 384
2018-10-01 21:00 | 375 | 367
2018-10-01 21:30 | 370 | 362
2018-10-01 22:00 | 364 | 355
2018-10-01 22:30 | 335 | 324
2018-10-01 23:00 | 324 | 312
2018-10-01 23:30 | 317 | 304
2018-10-02 | 314 | 300
2018-10-02 00:30 | 295 | 281
2018-10-02 01:00 | 289 | 275
2018-10-02 01:30 | 275 | 259
2018-10-02 02:00 | 273 | 257
2018-10-02 02:30 | 270 | 254
2018-10-02 03:00 | 269 | 253
2018-10-02 03:30 | 256 | 239
2018-10-02 04:00 | 254 | 237
2018-10-02 04:30 | 257 | 239
2018-10-02 05:00 | 261 | 242
2018-10-02 05:30 | 267 | 249
2018-10-02 06:00 | 279 | 263
2018-10-02 06:30 | 290 | 275
2018-10-02 07:00 | 264 | 249
2018-10-02 07:30 | 230 | 216
2018-10-02 08:00 | 205 | 190
2018-10-02 08:30 | 201 | 186
2018-10-02 09:00 | 189 | 173
2018-10-02 09:30 | 193 | 178
2018-10-02 10:00 | 196 | 181
2018-10-02 10:30 | 163 | 147
2018-10-02 11:00 | 173 | 159
2018-10-02 11:30 | 146 | 128
2018-10-02 12:00 | 128 | 107
2018-10-02 12:30 | 102 | 77
2018-10-02 13:00 | 102 | 77
2018-10-02 13:30 | 100 | 74
2018-10-02 14:00 | 106 | 82
2018-10-02 14:30 | 130 | 109
2018-10-02 15:00 | 107 | 82
2018-10-02 15:30 | 130 | 106
2018-10-02 16:00 | 147 | 128
2018-10-02 16:30 | 165 | 148
2018-10-02 17:00 | 181 | 165
2018-10-02 17:30 | 172 | 155
2018-10-02 18:00 | 206 | 190
2018-10-02 18:30 | 244 | 234
2018-10-02 19:00 | 269 | 255
2018-10-02 19:30 | 275 | 251
2018-10-02 20:00 | 267 | 240
2018-10-02 20:30 | 245 | 214
2018-10-02 21:00 | 239 | 208
2018-10-02 21:30 | 333 | 315
2018-10-02 22:00 | 340 | 323
2018-10-02 22:30 | 317 | 302
2018-10-02 23:00 | 300 | 283
2018-10-02 23:30 | 288 | 269
2018-10-03 | 285 | 265
2018-10-03 00:30 | 285 | 263
2018-10-03 01:00 | 272 | 248
2018-10-03 01:30 | 262 | 238
2018-10-03 02:00 | 253 | 228
2018-10-03 02:30 | 246 | 220
2018-10-03 03:00 | 246 | 221
2018-10-03 03:30 | 252 | 228
2018-10-03 04:00 | 246 | 217
2018-10-03 04:30 | 251 | 226
2018-10-03 05:00 | 255 | 230
2018-10-03 05:30 | 270 | 248
2018-10-03 06:00 | 284 | 265
2018-10-03 06:30 | 295 | 273
2018-10-03 07:00 | 269 | 246
2018-10-03 07:30 | 224 | 201
2018-10-03 08:00 | 183 | 162
2018-10-03 08:30 | 169 | 154
2018-10-03 09:00 | 147 | 132
2018-10-03 09:30 | 132 | 116
2018-10-03 10:00 | 126 | 110
2018-10-03 10:30 | 137 | 122
2018-10-03 11:00 | 129 | 113
2018-10-03 11:30 | 137 | 122
2018-10-03 12:00 | 175 | 161
2018-10-03 12:30 | 139 | 122
2018-10-03 13:00 | 120 | 102
2018-10-03 13:30 | 109 | 90
2018-10-03 14:00 | 119 | 101
2018-10-03 14:30 | 152 | 137
2018-10-03 15:00 | 138 | 124
2018-10-03 15:30 | 150 | 138
2018-10-03 16:00 | 199 | 190
2018-10-03 16:30 | 268 | 259
2018-10-03 17:00 | 247 | 237
2018-10-03 17:30 | 204 | 191
2018-10-03 18:00 | 244 | 231
2018-10-03 18:30 | 274 | 261
2018-10-03 19:00 | 282 | 271
2018-10-03 19:30 | 287 | 276
2018-10-03 20:00 | 264 | 250
2018-10-03 20:30 | 241 | 225
2018-10-03 21:00 | 244 | 229
2018-10-03 21:30 | 280 | 269
2018-10-03 22:00 | 277 | 265
2018-10-03 22:30 | 196 | 176
2018-10-03 23:00 | 162 | 134
2018-10-03 23:30 | 158 | 127
2018-10-04 | 273 | 253
2018-10-04 00:30 | 301 | 282
2018-10-04 01:00 | 292 | 272
2018-10-04 01:30 | 287 | 267
2018-10-04 02:00 | 287 | 266
2018-10-04 02:30 | 291 | 269
2018-10-04 03:00 | 293 | 272
2018-10-04 03:30 | 300 | 280
2018-10-04 04:00 | 294 | 273
2018-10-04 04:30 | 292 | 271
2018-10-04 05:00 | 275 | 255
2018-10-04 05:30 | 281 | 262
2018-10-04 06:00 | 291 | 272
2018-10-04 06:30 | 297 | 275
2018-10-04 07:00 | 242 | 216
2018-10-04 07:30 | 205 | 181
2018-10-04 08:00 | 179 | 163
2018-10-04 08:30 | 159 | 143
2018-10-04 09:00 | 152 | 136
2018-10-04 09:30 | 143 | 126
2018-10-04 10:00 | 132 | 114
2018-10-04 10:30 | 136 | 118
2018-10-04 11:00 | 127 | 108
2018-10-04 11:30 | 117 | 96
2018-10-04 12:00 | 118 | 99
2018-10-04 12:30 | 115 | 93
2018-10-04 13:00 | 109 | 86
2018-10-04 13:30 | 93 | 70
2018-10-04 14:00 | 113 | 92
2018-10-04 14:30 | 150 | 131
2018-10-04 15:00 | 168 | 149
2018-10-04 15:30 | 211 | 196
2018-10-04 16:00 | 227 | 215
2018-10-04 16:30 | 239 | 228
2018-10-04 17:00 | 284 | 274
2018-10-04 17:30 | 267 | 256
2018-10-04 18:00 | 276 | 264
2018-10-04 18:30 | 293 | 281
2018-10-04 19:00 | 308 | 297
2018-10-04 19:30 | 297 | 283
2018-10-04 20:00 | 273 | 258
2018-10-04 20:30 | 277 | 261
2018-10-04 21:00 | 267 | 249
2018-10-04 21:30 | 369 | 360
2018-10-04 22:00 | 393 | 385
2018-10-04 22:30 | 372 | 360
2018-10-04 23:00 | 357 | 343
2018-10-04 23:30 | 338 | 322
2018-10-05 | 325 | 308
2018-10-05 00:30 | 342 | 326
2018-10-05 01:00 | 319 | 302
2018-10-05 01:30 | 318 | 301
2018-10-05 02:00 | 316 | 298
2018-10-05 02:30 | 315 | 297
2018-10-05 03:00 | 301 | 280
2018-10-05 03:30 | 298 | 278
2018-10-05 04:00 | 291 | 270
2018-10-05 04:30 | 291 | 271
2018-10-05 05:00 | 303 | 284
2018-10-05 05:30 | 318 | 300
2018-10-05 06:00 | 330 | 312
2018-10-05 06:30 | 332 | 311
2018-10-05 07:00 | 312 | 291
2018-10-05 07:30 | 277 | 258
2018-10-05 08:00 | 243 | 229
2018-10-05 08:30 | 225 | 211
2018-10-05 09:00 | 240 | 227
2018-10-05 09:30 | 235 | 223
2018-10-05 10:00 | 180 | 166
2018-10-05 10:30 | 154 | 139
2018-10-05 11:00 | 141 | 126
2018-10-05 11:30 | 125 | 107
2018-10-05 12:00 | 122 | 101
2018-10-05 12:30 | 93 | 55
2018-10-05 13:00 | 145 | 122
2018-10-05 13:30 | 132 | 108
2018-10-05 14:00 | 121 | 94
2018-10-05 14:30 | 143 | 120
2018-10-05 15:00 | 168 | 148
2018-10-05 15:30 | 186 | 166
2018-10-05 16:00 | 200 | 182
2018-10-05 16:30 | 250 | 236
2018-10-05 17:00 | 296 | 284
2018-10-05 17:30 | 330 | 315
2018-10-05 18:00 | 390 | 375
2018-10-05 18:30 | 422 | 408
2018-10-05 19:00 | 424 | 408
2018-10-05 19:30 | 430 | 414
2018-10-05 20:00 | 425 | 410
2018-10-05 20:30 | 408 | 393
2018-10-05 21:00 | 400 | 384
2018-10-05 21:30 | 437 | 425
2018-10-05 22:00 | 431 | 419
2018-10-05 22:30 | 380 | 360
2018-10-05 23:00 | 374 | 362
2018-10-05 23:30 | 351 | 335
2018-10-06 | 347 | 332
2018-10-06 00:30 | 346 | 332
2018-10-06 01:00 | 332 | 317
2018-10-06 01:30 | 327 | 312
2018-10-06 02:00 | 323 | 307
2018-10-06 02:30 | 318 | 301
2018-10-06 03:00 | 314 | 296
2018-10-06 03:30 | 313 | 295
2018-10-06 04:00 | 315 | 297
2018-10-06 04:30 | 317 | 298
2018-10-06 05:00 | 318 | 300
2018-10-06 05:30 | 324 | 307
2018-10-06 06:00 | 327 | 310
2018-10-06 06:30 | 320 | 301
2018-10-06 07:00 | 297 | 278
2018-10-06 07:30 | 266 | 249
2018-10-06 08:00 | 231 | 220
2018-10-06 08:30 | 218 | 208
2018-10-06 09:00 | 195 | 185
2018-10-06 09:30 | 196 | 187
2018-10-06 10:00 | 165 | 156
2018-10-06 10:30 | 145 | 135
2018-10-06 11:00 | 127 | 116
2018-10-06 11:30 | 107 | 95
2018-10-06 12:00 | 107 | 96
2018-10-06 12:30 | 103 | 91
2018-10-06 13:00 | 103 | 90
2018-10-06 13:30 | 89 | 76
2018-10-06 14:00 | 98 | 85
2018-10-06 14:30 | 120 | 108
2018-10-06 15:00 | 138 | 125
2018-10-06 15:30 | 147 | 137
2018-10-06 16:00 | 184 | 176
2018-10-06 16:30 | 224 | 216
2018-10-06 17:00 | 266 | 260
2018-10-06 17:30 | 293 | 284
2018-10-06 18:00 | 383 | 375
2018-10-06 18:30 | 430 | 422
2018-10-06 19:00 | 445 | 439
2018-10-06 19:30 | 436 | 430
2018-10-06 20:00 | 423 | 416
2018-10-06 20:30 | 413 | 404
2018-10-06 21:00 | 409 | 400
2018-10-06 21:30 | 421 | 416
2018-10-06 22:00 | 406 | 401
2018-10-06 22:30 | 362 | 350
2018-10-06 23:00 | 367 | 358
2018-10-06 23:30 | 360 | 351
2018-10-07 | 350 | 341
2018-10-07 00:30 | 347 | 337
2018-10-07 01:00 | 332 | 321
2018-10-07 01:30 | 324 | 313
2018-10-07 02:00 | 325 | 314
2018-10-07 02:30 | 326 | 314
2018-10-07 03:00 | 333 | 321
2018-10-07 03:30 | 329 | 317
2018-10-07 04:00 | 318 | 305
2018-10-07 04:30 | 308 | 294
2018-10-07 05:00 | 310 | 297
2018-10-07 05:30 | 316 | 302
2018-10-07 06:00 | 319 | 305
2018-10-07 06:30 | 314 | 298
2018-10-07 07:00 | 281 | 263
2018-10-07 07:30 | 235 | 217
2018-10-07 08:00 | 233 | 217
2018-10-07 08:30 | 224 | 208
2018-10-07 09:00 | 211 | 196
2018-10-07 09:30 | 169 | 154
2018-10-07 10:00 | 146 | 130
2018-10-07 10:30 | 150 | 134
2018-10-07 11:00 | 137 | 121
2018-10-07 11:30 | 116 | 98
2018-10-07 12:00 | 89 | 66
2018-10-07 12:30 | 84 | 62
2018-10-07 13:00 | 82 | 60
2018-10-07 13:30 | 87 | 66
2018-10-07 14:00 | 103 | 84
2018-10-07 14:30 | 116 | 98
2018-10-07 15:00 | 124 | 107
2018-10-07 15:30 | 144 | 129
2018-10-07 16:00 | 173 | 160
2018-10-07 16:30 | 210 | 199
2018-10-07 17:00 | 255 | 244
2018-10-07 17:30 | 284 | 272
2018-10-07 18:00 | 352 | 341
2018-10-07 18:30 | 385 | 375
2018-10-07 19:00 | 395 | 384
2018-10-07 19:30 | 409 | 399
2018-10-07 20:00 | 430 | 420
2018-10-07 20:30 | 419 | 408
2018-10-07 21:00 | 410 | 398
2018-10-07 21:30 | 417 | 409
2018-10-07 22:00 | 400 | 390
2018-10-07 22:30 | 376 | 365
2018-10-07 23:00 | 348 | 340
2018-10-07 23:30 | 337 | 327
2018-10-08 | 322 | 312
2018-10-08 00:30 | 326 | 318
2018-10-08 01:00 | 315 | 305
2018-10-08 01:30 | 308 | 297
2018-10-08 02:00 | 303 | 292
2018-10-08 02:30 | 303 | 292
2018-10-08 03:00 | 304 | 293
2018-10-08 03:30 | 307 | 295
2018-10-08 04:00 | 299 | 286
2018-10-08 04:30 | 296 | 283
2018-10-08 05:00 | 310 | 297
2018-10-08 05:30 | 321 | 310
2018-10-08 06:00 | 337 | 327
2018-10-08 06:30 | 349 | 339
2018-10-08 07:00 | 325 | 317
2018-10-08 07:30 | 290 | 283
2018-10-08 08:00 | 259 | 254
2018-10-08 08:30 | 239 | 237
2018-10-08 09:00 | 223 | 222
2018-10-08 09:30 | 205 | 203
2018-10-08 10:00 | 176 | 172
2018-10-08 10:30 | 162 | 158
2018-10-08 11:00 | 152 | 149
2018-10-08 11:30 | 129 | 126
2018-10-08 12:00 | 83 | 80
2018-10-08 12:30 | 80 | 76
2018-10-08 13:00 | 72 | 68
2018-10-08 13:30 | 60 | 56
2018-10-08 14:00 | 76 | 68
2018-10-08 14:30 | 97 | 89
2018-10-08 15:00 | 107 | 94
2018-10-08 15:30 | 100 | 85
2018-10-08 16:00 | 92 | 80
2018-10-08 16:30 | 79 | 69
2018-10-08 17:00 | 130 | 122
2018-10-08 17:30 | 141 | 129
2018-10-08 18:00 | 220 | 209
2018-10-08 18:30 | 269 | 251
2018-10-08 19:00 | 288 | 270
2018-10-08 19:30 | 316 | 296
2018-10-08 20:00 | 296 | 275
2018-10-08 20:30 | 325 | 297
2018-10-08 21:00 | 313 | 281
2018-10-08 21:30 | 313 | 286
2018-10-08 22:00 | 292 | 265
2018-10-08 22:30 | 265 | 236
2018-10-08 23:00 | 251 | 220
2018-10-08 23:30 | 229 | 199
2018-10-09 | 214 | 182
2018-10-09 00:30 | 212 | 183
2018-10-09 01:00 | 203 | 175
2018-10-09 01:30 | 210 | 186
2018-10-09 02:00 | 207 | 188
2018-10-09 02:30 | 199 | 184
2018-10-09 03:00 | 188 | 173
2018-10-09 03:30 | 189 | 172
2018-10-09 04:00 | 189 | 173
2018-10-09 04:30 | 193 | 176
2018-10-09 05:00 | 198 | 182
2018-10-09 05:30 | 211 | 195
2018-10-09 06:00 | 222 | 207
2018-10-09 06:30 | 225 | 208
2018-10-09 07:00 | 146 | 129
2018-10-09 07:30 | 162 | 149
2018-10-09 08:00 | 163 | 153
2018-10-09 08:30 | 147 | 146
2018-10-09 09:00 | 104 | 104
2018-10-09 09:30 | 34 | 34
2018-10-09 10:00 | 44 | 43
2018-10-09 10:30 | 57 | 57
2018-10-09 11:00 | 51 | 50
2018-10-09 11:30 | 43 | 43
2018-10-09 12:00 | 49 | 48
2018-10-09 12:30 | 46 | 42
2018-10-09 13:00 | 74 | 50
2018-10-09 13:30 | 62 | 21
2018-10-09 14:00 | 85 | 46
2018-10-09 14:30 | 102 | 70
2018-10-09 15:00 | 106 | 74
2018-10-09 15:30 | 132 | 103
2018-10-09 16:00 | 160 | 134
2018-10-09 16:30 | 221 | 198
2018-10-09 17:00 | 245 | 225
2018-10-09 17:30 | 284 | 264
2018-10-09 18:00 | 300 | 281
2018-10-09 18:30 | 269 | 239
2018-10-09 19:00 | 316 | 284
2018-10-09 19:30 | 325 | 294
2018-10-09 20:00 | 358 | 326
2018-10-09 20:30 | 329 | 294
2018-10-09 21:00 | 314 | 282
2018-10-09 21:30 | 325 | 298
2018-10-09 22:00 | 310 | 281
2018-10-09 22:30 | 286 | 253
2018-10-09 23:00 | 263 | 235
2018-10-09 23:30 | 234 | 213
2018-10-10 | 221 | 206
2018-10-10 00:30 | 219 | 204
2018-10-10 01:00 | 202 | 185
2018-10-10 01:30 | 196 | 180
2018-10-10 02:00 | 193 | 176
2018-10-10 02:30 | 199 | 184
2018-10-10 03:00 | 194 | 177
2018-10-10 03:30 | 191 | 174
2018-10-10 04:00 | 193 | 175
2018-10-10 04:30 | 202 | 186
2018-10-10 05:00 | 206 | 191
2018-10-10 05:30 | 224 | 211
2018-10-10 06:00 | 239 | 227
2018-10-10 06:30 | 249 | 236
2018-10-10 07:00 | 183 | 167
2018-10-10 07:30 | 134 | 118
2018-10-10 08:00 | 101 | 87
2018-10-10 08:30 | 84 | 66
2018-10-10 09:00 | 70 | 53
2018-10-10 09:30 | 50 | 26
2018-10-10 10:00 | 40 | 0
2018-10-10 10:30 | 42 | 0
2018-10-10 11:00 | 43 | 1
2018-10-10 11:30 | 58 | 16
2018-10-10 12:00 | 111 | 21
2018-10-10 12:30 | 111 | 24
2018-10-10 13:00 | 109 | 25
2018-10-10 13:30 | 111 | 15
2018-10-10 14:00 | 110 | 13
2018-10-10 14:30 | 110 | 4
2018-10-10 15:00 | 113 | 6
2018-10-10 15:30 | 108 | 29
2018-10-10 16:00 | 143 | 111
2018-10-10 16:30 | 194 | 165
2018-10-10 17:00 | 245 | 218
2018-10-10 17:30 | 296 | 272
2018-10-10 18:00 | 296 | 269
2018-10-10 18:30 | 312 | 286
2018-10-10 19:00 | 303 | 281
2018-10-10 19:30 | 329 | 308
2018-10-10 20:00 | 317 | 298
2018-10-10 20:30 | 297 | 275
2018-10-10 21:00 | 321 | 296
2018-10-10 21:30 | 324 | 304
2018-10-10 22:00 | 310 | 290
2018-10-10 22:30 | 332 | 311
2018-10-10 23:00 | 380 | 362
2018-10-10 23:30 | 369 | 350
2018-10-11 | 351 | 331
2018-10-11 00:30 | 342 | 326
2018-10-11 01:00 | 340 | 323
2018-10-11 01:30 | 343 | 326
2018-10-11 02:00 | 341 | 324
2018-10-11 02:30 | 343 | 326
2018-10-11 03:00 | 338 | 320
2018-10-11 03:30 | 339 | 321
2018-10-11 04:00 | 341 | 323
2018-10-11 04:30 | 347 | 330
2018-10-11 05:00 | 350 | 333
2018-10-11 05:30 | 361 | 344
2018-10-11 06:00 | 367 | 351
2018-10-11 06:30 | 358 | 336
2018-10-11 07:00 | 316 | 293
2018-10-11 07:30 | 329 | 316
2018-10-11 08:00 | 318 | 311
2018-10-11 08:30 | 305 | 296
2018-10-11 09:00 | 267 | 258
2018-10-11 09:30 | 228 | 217
2018-10-11 10:00 | 194 | 183
2018-10-11 10:30 | 180 | 170
2018-10-11 11:00 | 175 | 164
2018-10-11 11:30 | 176 | 165
2018-10-11 12:00 | 182 | 171
2018-10-11 12:30 | 186 | 176
2018-10-11 13:00 | 178 | 167
2018-10-11 13:30 | 187 | 176
2018-10-11 14:00 | 201 | 189
2018-10-11 14:30 | 201 | 192
2018-10-11 15:00 | 205 | 193
2018-10-11 15:30 | 233 | 221
2018-10-11 16:00 | 283 | 274
2018-10-11 16:30 | 316 | 305
2018-10-11 17:00 | 320 | 311
2018-10-11 17:30 | 360 | 350
2018-10-11 18:00 | 424 | 415
2018-10-11 18:30 | 475 | 464
2018-10-11 19:00 | 499 | 479
2018-10-11 19:30 | 520 | 501
2018-10-11 20:00 | 499 | 478
2018-10-11 20:30 | 481 | 456
2018-10-11 21:00 | 473 | 444
2018-10-11 21:30 | 477 | 454
2018-10-11 22:00 | 466 | 441
2018-10-11 22:30 | 449 | 424
2018-10-11 23:00 | 427 | 399
2018-10-11 23:30 | 410 | 380
2018-10-12 | 394 | 360
2018-10-12 00:30 | 380 | 362
2018-10-12 01:00 | 367 | 348
2018-10-12 01:30 | 367 | 349
2018-10-12 02:00 | 361 | 341
2018-10-12 02:30 | 358 | 338
2018-10-12 03:00 | 348 | 326
2018-10-12 03:30 | 342 | 324
2018-10-12 04:00 | 325 | 308
2018-10-12 04:30 | 344 | 328
2018-10-12 05:00 | 348 | 332
2018-10-12 05:30 | 359 | 343
2018-10-12 06:00 | 364 | 350
2018-10-12 06:30 | 374 | 361
2018-10-12 07:00 | 358 | 341
2018-10-12 07:30 | 337 | 321
2018-10-12 08:00 | 317 | 304
2018-10-12 08:30 | 302 | 286
2018-10-12 09:00 | 273 | 256
2018-10-12 09:30 | 244 | 226
2018-10-12 10:00 | 216 | 197
2018-10-12 10:30 | 213 | 194
2018-10-12 11:00 | 232 | 215
2018-10-12 11:30 | 218 | 199
2018-10-12 12:00 | 210 | 189
2018-10-12 12:30 | 207 | 185
2018-10-12 13:00 | 219 | 199
2018-10-12 13:30 | 217 | 197
2018-10-12 14:00 | 197 | 173
2018-10-12 14:30 | 228 | 205
2018-10-12 15:00 | 227 | 204
2018-10-12 15:30 | 253 | 231
2018-10-12 16:00 | 269 | 250
2018-10-12 16:30 | 314 | 298
2018-10-12 17:00 | 320 | 303
2018-10-12 17:30 | 380 | 362
2018-10-12 18:00 | 399 | 381
2018-10-12 18:30 | 420 | 402
2018-10-12 19:00 | 438 | 421
2018-10-12 19:30 | 448 | 432
2018-10-12 20:00 | 443 | 426
2018-10-12 20:30 | 446 | 429
2018-10-12 21:00 | 419 | 396
2018-10-12 21:30 | 399 | 373
2018-10-12 22:00 | 405 | 383
2018-10-12 22:30 | 372 | 341
2018-10-12 23:00 | 361 | 330
2018-10-12 23:30 | 356 | 326
2018-10-13 | 382 | 356
2018-10-13 00:30 | 387 | 365
2018-10-13 01:00 | 357 | 333
2018-10-13 01:30 | 366 | 343
2018-10-13 02:00 | 366 | 342
2018-10-13 02:30 | 348 | 323
2018-10-13 03:00 | 343 | 318
2018-10-13 03:30 | 343 | 318
2018-10-13 04:00 | 343 | 317
2018-10-13 04:30 | 349 | 323
2018-10-13 05:00 | 353 | 327
2018-10-13 05:30 | 359 | 335
2018-10-13 06:00 | 363 | 339
2018-10-13 06:30 | 365 | 341
2018-10-13 07:00 | 356 | 333
2018-10-13 07:30 | 354 | 333
2018-10-13 08:00 | 316 | 294
2018-10-13 08:30 | 272 | 249
2018-10-13 09:00 | 276 | 254
2018-10-13 09:30 | 306 | 286
2018-10-13 10:00 | 337 | 322
2018-10-13 10:30 | 298 | 280
2018-10-13 11:00 | 271 | 251
2018-10-13 11:30 | 272 | 253
2018-10-13 12:00 | 280 | 263
2018-10-13 12:30 | 284 | 267
2018-10-13 13:00 | 252 | 231
2018-10-13 13:30 | 288 | 270
2018-10-13 14:00 | 295 | 279
2018-10-13 14:30 | 288 | 271
2018-10-13 15:00 | 316 | 299
2018-10-13 15:30 | 333 | 318
2018-10-13 16:00 | 371 | 355
2018-10-13 16:30 | 367 | 351
2018-10-13 17:00 | 368 | 354
2018-10-13 17:30 | 361 | 342
2018-10-13 18:00 | 393 | 373
2018-10-13 18:30 | 423 | 404
2018-10-13 19:00 | 429 | 411
2018-10-13 19:30 | 433 | 416
2018-10-13 20:00 | 418 | 401
2018-10-13 20:30 | 423 | 410
2018-10-13 21:00 | 412 | 398
2018-10-13 21:30 | 404 | 390
2018-10-13 22:00 | 380 | 363
2018-10-13 22:30 | 367 | 348
2018-10-13 23:00 | 354 | 334
2018-10-13 23:30 | 349 | 327
2018-10-14 | 337 | 315
2018-10-14 00:30 | 335 | 313
2018-10-14 01:00 | 328 | 305
2018-10-14 01:30 | 329 | 304
2018-10-14 02:00 | 320 | 295
2018-10-14 02:30 | 318 | 292
2018-10-14 03:00 | 324 | 298
2018-10-14 03:30 | 330 | 304
2018-10-14 04:00 | 324 | 298
2018-10-14 04:30 | 324 | 297
2018-10-14 05:00 | 332 | 305
2018-10-14 05:30 | 337 | 311
2018-10-14 06:00 | 328 | 301
2018-10-14 06:30 | 323 | 297
2018-10-14 07:00 | 305 | 279
2018-10-14 07:30 | 289 | 263
2018-10-14 08:00 | 307 | 282
2018-10-14 08:30 | 285 | 259
2018-10-14 09:00 | 252 | 225
2018-10-14 09:30 | 219 | 191
2018-10-14 10:00 | 216 | 191
2018-10-14 10:30 | 197 | 169
2018-10-14 11:00 | 180 | 152
2018-10-14 11:30 | 181 | 153
2018-10-14 12:00 | 178 | 150
2018-10-14 12:30 | 168 | 138
2018-10-14 13:00 | 162 | 131
2018-10-14 13:30 | 143 | 107
2018-10-14 14:00 | 126 | 88
2018-10-14 14:30 | 145 | 113
2018-10-14 15:00 | 181 | 156
2018-10-14 15:30 | 205 | 184
2018-10-14 16:00 | 233 | 214
2018-10-14 16:30 | 247 | 228
2018-10-14 17:00 | 265 | 246
2018-10-14 17:30 | 304 | 284
2018-10-14 18:00 | 350 | 333
2018-10-14 18:30 | 406 | 389
2018-10-14 19:00 | 431 | 416
2018-10-14 19:30 | 452 | 440
2018-10-14 20:00 | 440 | 427
2018-10-14 20:30 | 415 | 400
2018-10-14 21:00 | 413 | 398
2018-10-14 21:30 | 409 | 395
2018-10-14 22:00 | 396 | 381
2018-10-14 22:30 | 379 | 362
2018-10-14 23:00 | 360 | 340
2018-10-14 23:30 | 339 | 317
2018-10-15 | 333 | 310
2018-10-15 00:30 | 331 | 309
2018-10-15 01:00 | 312 | 288
2018-10-15 01:30 | 300 | 275
2018-10-15 02:00 | 291 | 265
2018-10-15 02:30 | 295 | 268
2018-10-15 03:00 | 290 | 263
2018-10-15 03:30 | 298 | 272
2018-10-15 04:00 | 301 | 275
2018-10-15 04:30 | 311 | 285
2018-10-15 05:00 | 322 | 298
2018-10-15 05:30 | 325 | 302
2018-10-15 06:00 | 335 | 314
2018-10-15 06:30 | 353 | 332
2018-10-15 07:00 | 332 | 311
2018-10-15 07:30 | 348 | 333
2018-10-15 08:00 | 343 | 330
2018-10-15 08:30 | 339 | 325
2018-10-15 09:00 | 328 | 315
2018-10-15 09:30 | 315 | 302
2018-10-15 10:00 | 299 | 285
2018-10-15 10:30 | 279 | 265
2018-10-15 11:00 | 260 | 244
2018-10-15 11:30 | 248 | 232
2018-10-15 12:00 | 233 | 216
2018-10-15 12:30 | 220 | 202
2018-10-15 13:00 | 211 | 191
2018-10-15 13:30 | 216 | 196
2018-10-15 14:00 | 235 | 218
2018-10-15 14:30 | 246 | 230
2018-10-15 15:00 | 267 | 252
2018-10-15 15:30 | 283 | 267
2018-10-15 16:00 | 327 | 312
2018-10-15 16:30 | 344 | 330
2018-10-15 17:00 | 358 | 343
2018-10-15 17:30 | 395 | 380
2018-10-15 18:00 | 439 | 424
2018-10-15 18:30 | 455 | 441
2018-10-15 19:00 | 478 | 465
2018-10-15 19:30 | 495 | 483
2018-10-15 20:00 | 476 | 463
2018-10-15 20:30 | 466 | 451
2018-10-15 21:00 | 460 | 447
2018-10-15 21:30 | 446 | 432
2018-10-15 22:00 | 419 | 403
2018-10-15 22:30 | 398 | 379
2018-10-15 23:00 | 374 | 356
2018-10-15 23:30 | 370 | 353
2018-10-16 | 352 | 333
2018-10-16 00:30 | 347 | 327
2018-10-16 01:00 | 342 | 321
2018-10-16 01:30 | 342 | 321
2018-10-16 02:00 | 343 | 322
2018-10-16 02:30 | 338 | 317
2018-10-16 03:00 | 334 | 311
2018-10-16 03:30 | 335 | 312
2018-10-16 04:00 | 338 | 316
2018-10-16 04:30 | 339 | 317
2018-10-16 05:00 | 344 | 322
2018-10-16 05:30 | 350 | 329
2018-10-16 06:00 | 365 | 346
2018-10-16 06:30 | 378 | 361
2018-10-16 07:00 | 372 | 356
2018-10-16 07:30 | 369 | 355
2018-10-16 08:00 | 372 | 353
2018-10-16 08:30 | 348 | 329
2018-10-16 09:00 | 312 | 294
2018-10-16 09:30 | 281 | 266
2018-10-16 10:00 | 225 | 209
2018-10-16 10:30 | 222 | 205
2018-10-16 11:00 | 213 | 197
2018-10-16 11:30 | 204 | 197
2018-10-16 12:00 | 201 | 195
2018-10-16 12:30 | 224 | 218
2018-10-16 13:00 | 222 | 214
2018-10-16 13:30 | 222 | 214
2018-10-16 14:00 | 219 | 211
2018-10-16 14:30 | 247 | 241
2018-10-16 15:00 | 285 | 278
2018-10-16 15:30 | 356 | 350
2018-10-16 16:00 | 347 | 330
2018-10-16 16:30 | 417 | 402
2018-10-16 17:00 | 455 | 440
2018-10-16 17:30 | 446 | 429
2018-10-16 18:00 | 462 | 445
2018-10-16 18:30 | 476 | 457
2018-10-16 19:00 | 507 | 490
2018-10-16 19:30 | 536 | 521
2018-10-16 20:00 | 526 | 509
2018-10-16 20:30 | 504 | 484
2018-10-16 21:00 | 481 | 454
2018-10-16 21:30 | 485 | 463
2018-10-16 22:00 | 464 | 440
2018-10-16 22:30 | 442 | 415
2018-10-16 23:00 | 425 | 395
2018-10-16 23:30 | 405 | 377
2018-10-17 | 393 | 364
2018-10-17 00:30 | 382 | 352
2018-10-17 01:00 | 381 | 352
2018-10-17 01:30 | 375 | 344
2018-10-17 02:00 | 366 | 334
2018-10-17 02:30 | 361 | 328
2018-10-17 03:00 | 361 | 327
2018-10-17 03:30 | 359 | 326
2018-10-17 04:00 | 357 | 323
2018-10-17 04:30 | 359 | 326
2018-10-17 05:00 | 358 | 325
2018-10-17 05:30 | 373 | 342
2018-10-17 06:00 | 382 | 353
2018-10-17 06:30 | 380 | 350
2018-10-17 07:00 | 377 | 348
2018-10-17 07:30 | 394 | 369
2018-10-17 08:00 | 369 | 353
2018-10-17 08:30 | 305 | 289
2018-10-17 09:00 | 251 | 233
2018-10-17 09:30 | 221 | 200
2018-10-17 10:00 | 237 | 217
2018-10-17 10:30 | 201 | 180
2018-10-17 11:00 | 211 | 190
2018-10-17 11:30 | 216 | 197
2018-10-17 12:00 | 210 | 191
2018-10-17 12:30 | 227 | 208
2018-10-17 13:00 | 225 | 207
2018-10-17 13:30 | 232 | 215
2018-10-17 14:00 | 223 | 204
2018-10-17 14:30 | 235 | 216
2018-10-17 15:00 | 253 | 233
2018-10-17 15:30 | 281 | 261
2018-10-17 16:00 | 281 | 260
2018-10-17 16:30 | 316 | 298
2018-10-17 17:00 | 358 | 342
2018-10-17 17:30 | 395 | 380
2018-10-17 18:00 | 435 | 421
2018-10-17 18:30 | 468 | 454
2018-10-17 19:00 | 480 | 459
2018-10-17 19:30 | 515 | 502
2018-10-17 20:00 | 512 | 499
2018-10-17 20:30 | 492 | 477
2018-10-17 21:00 | 485 | 469
2018-10-17 21:30 | 466 | 446
2018-10-17 22:00 | 459 | 439
2018-10-17 22:30 | 436 | 409
2018-10-17 23:00 | 392 | 361
2018-10-17 23:30 | 370 | 348
2018-10-18 | 352 | 341
2018-10-18 00:30 | 336 | 323
2018-10-18 01:00 | 326 | 313
2018-10-18 01:30 | 328 | 314
2018-10-18 02:00 | 336 | 323
2018-10-18 02:30 | 338 | 324
2018-10-18 03:00 | 327 | 313
2018-10-18 03:30 | 333 | 319
2018-10-18 04:00 | 335 | 320
2018-10-18 04:30 | 329 | 314
2018-10-18 05:00 | 325 | 310
2018-10-18 05:30 | 314 | 291
2018-10-18 06:00 | 306 | 275
2018-10-18 06:30 | 311 | 280
2018-10-18 07:00 | 328 | 301
2018-10-18 07:30 | 324 | 296
2018-10-18 08:00 | 309 | 285
2018-10-18 08:30 | 306 | 283
2018-10-18 09:00 | 280 | 250
2018-10-18 09:30 | 269 | 236
2018-10-18 10:00 | 239 | 204
2018-10-18 10:30 | 237 | 203
2018-10-18 11:00 | 194 | 156
2018-10-18 11:30 | 156 | 130
2018-10-18 12:00 | 194 | 169
2018-10-18 12:30 | 195 | 169
2018-10-18 13:00 | 190 | 164
2018-10-18 13:30 | 165 | 135
2018-10-18 14:00 | 164 | 133
2018-10-18 14:30 | 192 | 165
2018-10-18 15:00 | 205 | 174
2018-10-18 15:30 | 226 | 197
2018-10-18 16:00 | 290 | 260
2018-10-18 16:30 | 327 | 299
2018-10-18 17:00 | 358 | 333
2018-10-18 17:30 | 374 | 348
2018-10-18 18:00 | 389 | 364
2018-10-18 18:30 | 423 | 397
2018-10-18 19:00 | 444 | 420
2018-10-18 19:30 | 468 | 448
2018-10-18 20:00 | 461 | 439
2018-10-18 20:30 | 459 | 440
2018-10-18 21:00 | 471 | 461
2018-10-18 21:30 | 454 | 442
2018-10-18 22:00 | 438 | 425
2018-10-18 22:30 | 406 | 392
2018-10-18 23:00 | 374 | 355
2018-10-18 23:30 | 348 | 330
2018-10-19 | 337 | 321
2018-10-19 00:30 | 318 | 302
2018-10-19 01:00 | 324 | 311
2018-10-19 01:30 | 346 | 333
2018-10-19 02:00 | 344 | 331
2018-10-19 02:30 | 335 | 320
2018-10-19 03:00 | 328 | 313
2018-10-19 03:30 | 324 | 309
2018-10-19 04:00 | 319 | 304
2018-10-19 04:30 | 318 | 303
2018-10-19 05:00 | 319 | 305
2018-10-19 05:30 | 310 | 295
2018-10-19 06:00 | 302 | 287
2018-10-19 06:30 | 290 | 275
2018-10-19 07:00 | 286 | 273
2018-10-19 07:30 | 244 | 235
2018-10-19 08:00 | 264 | 257
2018-10-19 08:30 | 234 | 225
2018-10-19 09:00 | 240 | 231
2018-10-19 09:30 | 241 | 232
2018-10-19 10:00 | 214 | 205
2018-10-19 10:30 | 217 | 209
2018-10-19 11:00 | 220 | 212
2018-10-19 11:30 | 213 | 204
2018-10-19 12:00 | 206 | 197
2018-10-19 12:30 | 194 | 185
2018-10-19 13:00 | 178 | 169
2018-10-19 13:30 | 180 | 172
2018-10-19 14:00 | 197 | 190
2018-10-19 14:30 | 201 | 193
2018-10-19 15:00 | 203 | 194
2018-10-19 15:30 | 222 | 213
2018-10-19 16:00 | 246 | 237
2018-10-19 16:30 | 279 | 271
2018-10-19 17:00 | 294 | 285
2018-10-19 17:30 | 298 | 290
2018-10-19 18:00 | 315 | 303
2018-10-19 18:30 | 329 | 311
2018-10-19 19:00 | 361 | 345
2018-10-19 19:30 | 390 | 376
2018-10-19 20:00 | 382 | 367
2018-10-19 20:30 | 371 | 354
2018-10-19 21:00 | 366 | 348
2018-10-19 21:30 | 360 | 347
2018-10-19 22:00 | 334 | 317
2018-10-19 22:30 | 314 | 294
2018-10-19 23:00 | 307 | 285
2018-10-19 23:30 | 303 | 285
2018-10-20 | 291 | 271
2018-10-20 00:30 | 286 | 268
2018-10-20 01:00 | 260 | 245
2018-10-20 01:30 | 258 | 243
2018-10-20 02:00 | 256 | 240
2018-10-20 02:30 | 254 | 239
2018-10-20 03:00 | 245 | 229
2018-10-20 03:30 | 248 | 231
2018-10-20 04:00 | 243 | 226
2018-10-20 04:30 | 258 | 242
2018-10-20 05:00 | 264 | 248
2018-10-20 05:30 | 260 | 244
2018-10-20 06:00 | 245 | 227
2018-10-20 06:30 | 231 | 211
2018-10-20 07:00 | 213 | 192
2018-10-20 07:30 | 195 | 172
2018-10-20 08:00 | 190 | 168
2018-10-20 08:30 | 188 | 165
2018-10-20 09:00 | 200 | 176
2018-10-20 09:30 | 217 | 202
2018-10-20 10:00 | 195 | 177
2018-10-20 10:30 | 173 | 153
2018-10-20 11:00 | 177 | 158
2018-10-20 11:30 | 163 | 141
2018-10-20 12:00 | 169 | 148
2018-10-20 12:30 | 165 | 144
2018-10-20 13:00 | 149 | 125
2018-10-20 13:30 | 153 | 128
2018-10-20 14:00 | 173 | 149
2018-10-20 14:30 | 169 | 146
2018-10-20 15:00 | 163 | 140
2018-10-20 15:30 | 193 | 173
2018-10-20 16:00 | 230 | 212
2018-10-20 16:30 | 260 | 244
2018-10-20 17:00 | 258 | 241
2018-10-20 17:30 | 321 | 306
2018-10-20 18:00 | 404 | 391
2018-10-20 18:30 | 425 | 413
2018-10-20 19:00 | 440 | 430
2018-10-20 19:30 | 455 | 440
2018-10-20 20:00 | 459 | 441
2018-10-20 20:30 | 446 | 425
2018-10-20 21:00 | 424 | 403
2018-10-20 21:30 | 406 | 384
2018-10-20 22:00 | 384 | 361
2018-10-20 22:30 | 374 | 348
2018-10-20 23:00 | 356 | 322
2018-10-20 23:30 | 338 | 306
2018-10-21 | 325 | 296
2018-10-21 00:30 | 317 | 289
2018-10-21 01:00 | 299 | 269
2018-10-21 01:30 | 285 | 254
2018-10-21 02:00 | 301 | 271
2018-10-21 02:30 | 297 | 265
2018-10-21 03:00 | 302 | 271
2018-10-21 03:30 | 301 | 268
2018-10-21 04:00 | 296 | 263
2018-10-21 04:30 | 313 | 281
2018-10-21 05:00 | 330 | 298
2018-10-21 05:30 | 323 | 289
2018-10-21 06:00 | 314 | 274
2018-10-21 06:30 | 309 | 263
2018-10-21 07:00 | 276 | 226
2018-10-21 07:30 | 253 | 204
2018-10-21 08:00 | 242 | 195
2018-10-21 08:30 | 244 | 199
2018-10-21 09:00 | 234 | 195
2018-10-21 09:30 | 221 | 195
2018-10-21 10:00 | 199 | 173
2018-10-21 10:30 | 200 | 175
2018-10-21 11:00 | 173 | 146
2018-10-21 11:30 | 167 | 138
2018-10-21 12:00 | 162 | 132
2018-10-21 12:30 | 159 | 129
2018-10-21 13:00 | 162 | 133
2018-10-21 13:30 | 162 | 132
2018-10-21 14:00 | 168 | 140
2018-10-21 14:30 | 184 | 157
2018-10-21 15:00 | 196 | 171
2018-10-21 15:30 | 217 | 193
2018-10-21 16:00 | 226 | 205
2018-10-21 16:30 | 278 | 260
2018-10-21 17:00 | 322 | 304
2018-10-21 17:30 | 379 | 365
2018-10-21 18:00 | 427 | 413
2018-10-21 18:30 | 483 | 473
2018-10-21 19:00 | 504 | 495
2018-10-21 19:30 | 494 | 485
2018-10-21 20:00 | 468 | 457
2018-10-21 20:30 | 455 | 443
2018-10-21 21:00 | 454 | 443
2018-10-21 21:30 | 447 | 435
2018-10-21 22:00 | 433 | 419
2018-10-21 22:30 | 413 | 398
2018-10-21 23:00 | 398 | 380
2018-10-21 23:30 | 393 | 372
2018-10-22 | 388 | 366
2018-10-22 00:30 | 380 | 357
2018-10-22 01:00 | 365 | 339
2018-10-22 01:30 | 352 | 322
2018-10-22 02:00 | 342 | 328
2018-10-22 02:30 | 333 | 319
2018-10-22 03:00 | 339 | 326
2018-10-22 03:30 | 344 | 331
2018-10-22 04:00 | 343 | 330
2018-10-22 04:30 | 351 | 338
2018-10-22 05:00 | 357 | 344
2018-10-22 05:30 | 360 | 348
2018-10-22 06:00 | 375 | 362
2018-10-22 06:30 | 388 | 375
2018-10-22 07:00 | 373 | 361
2018-10-22 07:30 | 353 | 344
2018-10-22 08:00 | 316 | 310
2018-10-22 08:30 | 286 | 283
2018-10-22 09:00 | 291 | 283
2018-10-22 09:30 | 242 | 234
2018-10-22 10:00 | 223 | 215
2018-10-22 10:30 | 221 | 213
2018-10-22 11:00 | 212 | 204
2018-10-22 11:30 | 211 | 203
2018-10-22 12:00 | 217 | 208
2018-10-22 12:30 | 221 | 213
2018-10-22 13:00 | 245 | 235
2018-10-22 13:30 | 226 | 216
2018-10-22 14:00 | 253 | 244
2018-10-22 14:30 | 264 | 256
2018-10-22 15:00 | 260 | 253
2018-10-22 15:30 | 269 | 262
2018-10-22 16:00 | 305 | 297
2018-10-22 16:30 | 345 | 337
2018-10-22 17:00 | 377 | 370
2018-10-22 17:30 | 427 | 419
2018-10-22 18:00 | 488 | 478
2018-10-22 18:30 | 488 | 474
2018-10-22 19:00 | 489 | 467
2018-10-22 19:30 | 510 | 493
2018-10-22 20:00 | 521 | 511
2018-10-22 20:30 | 507 | 496
2018-10-22 21:00 | 494 | 482
2018-10-22 21:30 | 492 | 478
2018-10-22 22:00 | 478 | 462
2018-10-22 22:30 | 441 | 424
2018-10-22 23:00 | 407 | 394
2018-10-22 23:30 | 390 | 377
2018-10-23 | 370 | 360
2018-10-23 00:30 | 357 | 348
2018-10-23 01:00 | 341 | 331
2018-10-23 01:30 | 323 | 313
2018-10-23 02:00 | 313 | 302
2018-10-23 02:30 | 320 | 309
2018-10-23 03:00 | 326 | 315
2018-10-23 03:30 | 338 | 328
2018-10-23 04:00 | 336 | 325
2018-10-23 04:30 | 340 | 330
2018-10-23 05:00 | 343 | 333
2018-10-23 05:30 | 357 | 348
2018-10-23 06:00 | 372 | 364
2018-10-23 06:30 | 364 | 358
2018-10-23 07:00 | 292 | 285
2018-10-23 07:30 | 231 | 224
2018-10-23 08:00 | 268 | 261
2018-10-23 08:30 | 287 | 285
2018-10-23 09:00 | 269 | 266
2018-10-23 09:30 | 260 | 257
2018-10-23 10:00 | 251 | 247
2018-10-23 10:30 | 232 | 222
2018-10-23 11:00 | 252 | 226
2018-10-23 11:30 | 240 | 204
2018-10-23 12:00 | 183 | 164
2018-10-23 12:30 | 184 | 165
2018-10-23 13:00 | 171 | 151
2018-10-23 13:30 | 147 | 124
2018-10-23 14:00 | 173 | 153
2018-10-23 14:30 | 191 | 173
2018-10-23 15:00 | 209 | 194
2018-10-23 15:30 | 214 | 190
2018-10-23 16:00 | 212 | 189
2018-10-23 16:30 | 272 | 255
2018-10-23 17:00 | 246 | 229
2018-10-23 17:30 | 296 | 278
2018-10-23 18:00 | 345 | 327
2018-10-23 18:30 | 357 | 338
2018-10-23 19:00 | 310 | 281
2018-10-23 19:30 | 324 | 305
2018-10-23 20:00 | 352 | 337
2018-10-23 20:30 | 351 | 336
2018-10-23 21:00 | 336 | 318
2018-10-23 21:30 | 339 | 318
2018-10-23 22:00 | 327 | 305
2018-10-23 22:30 | 289 | 266
2018-10-23 23:00 | 259 | 238
2018-10-23 23:30 | 248 | 224
2018-10-24 | 246 | 222
2018-10-24 00:30 | 248 | 222
2018-10-24 01:00 | 237 | 208
2018-10-24 01:30 | 223 | 190
2018-10-24 02:00 | 217 | 185
2018-10-24 02:30 | 218 | 185
2018-10-24 03:00 | 228 | 195
2018-10-24 03:30 | 223 | 189
2018-10-24 04:00 | 220 | 186
2018-10-24 04:30 | 207 | 170
2018-10-24 05:00 | 226 | 193
2018-10-24 05:30 | 246 | 216
2018-10-24 06:00 | 227 | 197
2018-10-24 06:30 | 176 | 147
2018-10-24 07:00 | 151 | 123
2018-10-24 07:30 | 130 | 108
2018-10-24 08:00 | 121 | 99
2018-10-24 08:30 | 131 | 109
2018-10-24 09:00 | 115 | 94
2018-10-24 09:30 | 150 | 123
2018-10-24 10:00 | 142 | 107
2018-10-24 10:30 | 133 | 97
2018-10-24 11:00 | 129 | 92
2018-10-24 11:30 | 129 | 95
2018-10-24 12:00 | 133 | 98
2018-10-24 12:30 | 132 | 97
2018-10-24 13:00 | 137 | 104
2018-10-24 13:30 | 152 | 121
2018-10-24 14:00 | 157 | 126
2018-10-24 14:30 | 171 | 141
2018-10-24 15:00 | 179 | 149
2018-10-24 15:30 | 161 | 129
2018-10-24 16:00 | 189 | 161
2018-10-24 16:30 | 242 | 219
2018-10-24 17:00 | 232 | 210
2018-10-24 17:30 | 236 | 214
2018-10-24 18:00 | 291 | 269
2018-10-24 18:30 | 368 | 344
2018-10-24 19:00 | 328 | 301
2018-10-24 19:30 | 377 | 352
2018-10-24 20:00 | 359 | 331
2018-10-24 20:30 | 331 | 298
2018-10-24 21:00 | 314 | 277
2018-10-24 21:30 | 314 | 281
2018-10-24 22:00 | 294 | 260
2018-10-24 22:30 | 269 | 228
2018-10-24 23:00 | 250 | 204
2018-10-24 23:30 | 253 | 211
2018-10-25 | 275 | 247
2018-10-25 00:30 | 277 | 252
2018-10-25 01:00 | 260 | 233
2018-10-25 01:30 | 250 | 220
2018-10-25 02:00 | 252 | 221
2018-10-25 02:30 | 267 | 237
2018-10-25 03:00 | 270 | 240
2018-10-25 03:30 | 275 | 245
2018-10-25 04:00 | 284 | 254
2018-10-25 04:30 | 291 | 262
2018-10-25 05:00 | 315 | 288
2018-10-25 05:30 | 327 | 299
2018-10-25 06:00 | 309 | 272
2018-10-25 06:30 | 303 | 271
2018-10-25 07:00 | 272 | 244
2018-10-25 07:30 | 230 | 202
2018-10-25 08:00 | 224 | 200
2018-10-25 08:30 | 219 | 199
2018-10-25 09:00 | 203 | 176
2018-10-25 09:30 | 174 | 144
2018-10-25 10:00 | 151 | 117
2018-10-25 10:30 | 141 | 107
2018-10-25 11:00 | 130 | 93
2018-10-25 11:30 | 150 | 119
2018-10-25 12:00 | 116 | 73
2018-10-25 12:30 | 111 | 74
2018-10-25 13:00 | 113 | 79
2018-10-25 13:30 | 129 | 85
2018-10-25 14:00 | 147 | 108
2018-10-25 14:30 | 148 | 112
2018-10-25 15:00 | 166 | 130
2018-10-25 15:30 | 196 | 164
2018-10-25 16:00 | 209 | 178
2018-10-25 16:30 | 266 | 242
2018-10-25 17:00 | 286 | 262
2018-10-25 17:30 | 324 | 302
2018-10-25 18:00 | 388 | 367
2018-10-25 18:30 | 450 | 431
2018-10-25 19:00 | 482 | 465
2018-10-25 19:30 | 486 | 471
2018-10-25 20:00 | 483 | 468
2018-10-25 20:30 | 466 | 448
2018-10-25 21:00 | 472 | 459
2018-10-25 21:30 | 442 | 427
2018-10-25 22:00 | 425 | 408
2018-10-25 22:30 | 380 | 370
2018-10-25 23:00 | 356 | 344
2018-10-25 23:30 | 334 | 320
2018-10-26 | 304 | 288
2018-10-26 00:30 | 294 | 282
2018-10-26 01:00 | 278 | 264
2018-10-26 01:30 | 280 | 265
2018-10-26 02:00 | 269 | 253
2018-10-26 02:30 | 267 | 250
2018-10-26 03:00 | 270 | 253
2018-10-26 03:30 | 293 | 275
2018-10-26 04:00 | 295 | 277
2018-10-26 04:30 | 294 | 276
2018-10-26 05:00 | 296 | 278
2018-10-26 05:30 | 307 | 292
2018-10-26 06:00 | 303 | 285
2018-10-26 06:30 | 287 | 269
2018-10-26 07:00 | 258 | 241
2018-10-26 07:30 | 231 | 213
2018-10-26 08:00 | 217 | 199
2018-10-26 08:30 | 207 | 191
2018-10-26 09:00 | 197 | 180
2018-10-26 09:30 | 178 | 160
2018-10-26 10:00 | 158 | 143
2018-10-26 10:30 | 138 | 122
2018-10-26 11:00 | 141 | 120
2018-10-26 11:30 | 141 | 120
2018-10-26 12:00 | 152 | 134
2018-10-26 12:30 | 155 | 137
2018-10-26 13:00 | 153 | 135
2018-10-26 13:30 | 148 | 129
2018-10-26 14:00 | 156 | 138
2018-10-26 14:30 | 168 | 152
2018-10-26 15:00 | 182 | 166
2018-10-26 15:30 | 198 | 183
2018-10-26 16:00 | 201 | 187
2018-10-26 16:30 | 214 | 202
2018-10-26 17:00 | 275 | 267
2018-10-26 17:30 | 296 | 288
2018-10-26 18:00 | 372 | 359
2018-10-26 18:30 | 412 | 396
2018-10-26 19:00 | 449 | 440
2018-10-26 19:30 | 484 | 476
2018-10-26 20:00 | 488 | 479
2018-10-26 20:30 | 473 | 464
2018-10-26 21:00 | 460 | 449
2018-10-26 21:30 | 456 | 446
2018-10-26 22:00 | 447 | 438
2018-10-26 22:30 | 427 | 416
2018-10-26 23:00 | 405 | 392
2018-10-26 23:30 | 380 | 365
2018-10-27 | 369 | 353
2018-10-27 00:30 | 371 | 354
2018-10-27 01:00 | 352 | 333
2018-10-27 01:30 | 340 | 319
2018-10-27 02:00 | 337 | 315
2018-10-27 02:30 | 335 | 312
2018-10-27 03:00 | 337 | 314
2018-10-27 03:30 | 337 | 313
2018-10-27 04:00 | 331 | 305
2018-10-27 04:30 | 333 | 308
2018-10-27 05:00 | 338 | 313
2018-10-27 05:30 | 344 | 319
2018-10-27 06:00 | 335 | 314
2018-10-27 06:30 | 308 | 289
2018-10-27 07:00 | 247 | 227
2018-10-27 07:30 | 202 | 180
2018-10-27 08:00 | 183 | 162
2018-10-27 08:30 | 166 | 148
2018-10-27 09:00 | 155 | 138
2018-10-27 09:30 | 135 | 116
2018-10-27 10:00 | 106 | 85
2018-10-27 10:30 | 92 | 69
2018-10-27 11:00 | 93 | 70
2018-10-27 11:30 | 95 | 73
2018-10-27 12:00 | 96 | 74
2018-10-27 12:30 | 101 | 79
2018-10-27 13:00 | 104 | 84
2018-10-27 13:30 | 116 | 98
2018-10-27 14:00 | 118 | 99
2018-10-27 14:30 | 131 | 114
2018-10-27 15:00 | 154 | 135
2018-10-27 15:30 | 188 | 166
2018-10-27 16:00 | 214 | 201
2018-10-27 16:30 | 260 | 254
2018-10-27 17:00 | 284 | 279
2018-10-27 17:30 | 363 | 354
2018-10-27 18:00 | 431 | 422
2018-10-27 18:30 | 460 | 446
2018-10-27 19:00 | 473 | 456
2018-10-27 19:30 | 468 | 451
2018-10-27 20:00 | 450 | 431
2018-10-27 20:30 | 427 | 405
2018-10-27 21:00 | 405 | 380
2018-10-27 21:30 | 409 | 390
2018-10-27 22:00 | 394 | 374
2018-10-27 22:30 | 375 | 353
2018-10-27 23:00 | 377 | 354
2018-10-27 23:30 | 356 | 342
2018-10-28 | 337 | 323
2018-10-28 00:30 | 342 | 328
2018-10-28 01:00 | 331 | 317
2018-10-28 01:30 | 325 | 313
2018-10-28 02:00 | 320 | 308
2018-10-28 02:30 | 318 | 305
2018-10-28 03:00 | 312 | 299
2018-10-28 03:30 | 293 | 278
2018-10-28 04:00 | 293 | 279
2018-10-28 04:30 | 289 | 275
2018-10-28 05:00 | 292 | 277
2018-10-28 05:30 | 316 | 302
2018-10-28 06:00 | 323 | 309
2018-10-28 06:30 | 295 | 281
2018-10-28 07:00 | 228 | 212
2018-10-28 07:30 | 184 | 167
2018-10-28 08:00 | 162 | 146
2018-10-28 08:30 | 150 | 134
2018-10-28 09:00 | 146 | 131
2018-10-28 09:30 | 136 | 120
2018-10-28 10:00 | 121 | 105
2018-10-28 10:30 | 123 | 109
2018-10-28 11:00 | 133 | 119
2018-10-28 11:30 | 135 | 121
2018-10-28 12:00 | 138 | 126
2018-10-28 12:30 | 141 | 129
2018-10-28 13:00 | 152 | 141
2018-10-28 13:30 | 147 | 135
2018-10-28 14:00 | 164 | 153
2018-10-28 14:30 | 159 | 148
2018-10-28 15:00 | 156 | 146
2018-10-28 15:30 | 179 | 169
2018-10-28 16:00 | 215 | 206
2018-10-28 16:30 | 276 | 269
2018-10-28 17:00 | 343 | 338
2018-10-28 17:30 | 390 | 381
2018-10-28 18:00 | 473 | 465
2018-10-28 18:30 | 513 | 503
2018-10-28 19:00 | 528 | 515
2018-10-28 19:30 | 528 | 515
2018-10-28 20:00 | 522 | 508
2018-10-28 20:30 | 504 | 488
2018-10-28 21:00 | 500 | 485
2018-10-28 21:30 | 499 | 486
2018-10-28 22:00 | 471 | 455
2018-10-28 22:30 | 457 | 442
2018-10-28 23:00 | 442 | 428
2018-10-28 23:30 | 429 | 416
2018-10-29 | 417 | 404
2018-10-29 00:30 | 418 | 405
2018-10-29 01:00 | 404 | 388
2018-10-29 01:30 | 393 | 377
2018-10-29 02:00 | 376 | 359
2018-10-29 02:30 | 373 | 355
2018-10-29 03:00 | 378 | 360
2018-10-29 03:30 | 376 | 358
2018-10-29 04:00 | 372 | 353
2018-10-29 04:30 | 375 | 356
2018-10-29 05:00 | 378 | 359
2018-10-29 05:30 | 386 | 369
2018-10-29 06:00 | 388 | 374
2018-10-29 06:30 | 390 | 379
2018-10-29 07:00 | 352 | 342
2018-10-29 07:30 | 314 | 304
2018-10-29 08:00 | 287 | 277
2018-10-29 08:30 | 287 | 277
2018-10-29 09:00 | 259 | 249
2018-10-29 09:30 | 233 | 222
2018-10-29 10:00 | 232 | 221
2018-10-29 10:30 | 231 | 220
2018-10-29 11:00 | 232 | 222
2018-10-29 11:30 | 242 | 233
2018-10-29 12:00 | 250 | 242
2018-10-29 12:30 | 258 | 251
2018-10-29 13:00 | 263 | 256
2018-10-29 13:30 | 260 | 253
2018-10-29 14:00 | 253 | 246
2018-10-29 14:30 | 262 | 256
2018-10-29 15:00 | 267 | 259
2018-10-29 15:30 | 287 | 280
2018-10-29 16:00 | 319 | 312
2018-10-29 16:30 | 397 | 391
2018-10-29 17:00 | 461 | 456
2018-10-29 17:30 | 478 | 472
2018-10-29 18:00 | 518 | 511
2018-10-29 18:30 | 546 | 539
2018-10-29 19:00 | 566 | 558
2018-10-29 19:30 | 564 | 556
2018-10-29 20:00 | 544 | 535
2018-10-29 20:30 | 535 | 527
2018-10-29 21:00 | 520 | 511
2018-10-29 21:30 | 503 | 493
2018-10-29 22:00 | 480 | 468
2018-10-29 22:30 | 459 | 448
2018-10-29 23:00 | 439 | 429
2018-10-29 23:30 | 418 | 407
2018-10-30 | 404 | 391
2018-10-30 00:30 | 404 | 391
2018-10-30 01:00 | 382 | 367
2018-10-30 01:30 | 377 | 361
2018-10-30 02:00 | 370 | 353
2018-10-30 02:30 | 363 | 345
2018-10-30 03:00 | 346 | 328
2018-10-30 03:30 | 342 | 322
2018-10-30 04:00 | 346 | 328
2018-10-30 04:30 | 367 | 349
2018-10-30 05:00 | 369 | 352
2018-10-30 05:30 | 382 | 366
2018-10-30 06:00 | 390 | 377
2018-10-30 06:30 | 401 | 391
2018-10-30 07:00 | 346 | 335
2018-10-30 07:30 | 352 | 343
2018-10-30 08:00 | 356 | 345
2018-10-30 08:30 | 353 | 339
2018-10-30 09:00 | 359 | 345
2018-10-30 09:30 | 326 | 310
2018-10-30 10:00 | 286 | 270
2018-10-30 10:30 | 254 | 239
2018-10-30 11:00 | 257 | 242
2018-10-30 11:30 | 257 | 242
2018-10-30 12:00 | 252 | 237
2018-10-30 12:30 | 260 | 246
2018-10-30 13:00 | 254 | 239
2018-10-30 13:30 | 245 | 229
2018-10-30 14:00 | 258 | 243
2018-10-30 14:30 | 275 | 261
2018-10-30 15:00 | 290 | 276
2018-10-30 15:30 | 311 | 297
2018-10-30 16:00 | 402 | 389
2018-10-30 16:30 | 479 | 467
2018-10-30 17:00 | 509 | 497
2018-10-30 17:30 | 527 | 515
2018-10-30 18:00 | 534 | 523
2018-10-30 18:30 | 543 | 531
2018-10-30 19:00 | 547 | 532
2018-10-30 19:30 | 561 | 548
2018-10-30 20:00 | 559 | 547
2018-10-30 20:30 | 542 | 530
2018-10-30 21:00 | 532 | 519
2018-10-30 21:30 | 527 | 514
2018-10-30 22:00 | 508 | 493
2018-10-30 22:30 | 478 | 459
2018-10-30 23:00 | 456 | 433
2018-10-30 23:30 | 440 | 414
2018-10-31 | 434 | 407
2018-10-31 00:30 | 438 | 411
2018-10-31 01:00 | 420 | 390
2018-10-31 01:30 | 410 | 378
2018-10-31 02:00 | 395 | 370
2018-10-31 02:30 | 387 | 366
2018-10-31 03:00 | 382 | 360
2018-10-31 03:30 | 381 | 358
2018-10-31 04:00 | 378 | 355
2018-10-31 04:30 | 377 | 354
2018-10-31 05:00 | 375 | 352
2018-10-31 05:30 | 388 | 366
2018-10-31 06:00 | 389 | 365
2018-10-31 06:30 | 372 | 346
2018-10-31 07:00 | 351 | 327
2018-10-31 07:30 | 340 | 318
2018-10-31 08:00 | 310 | 303
2018-10-31 08:30 | 295 | 285
2018-10-31 09:00 | 231 | 218
2018-10-31 09:30 | 248 | 236
2018-10-31 10:00 | 232 | 219
2018-10-31 10:30 | 229 | 217
2018-10-31 11:00 | 226 | 214
2018-10-31 11:30 | 236 | 224
2018-10-31 12:00 | 219 | 207
2018-10-31 12:30 | 226 | 215
2018-10-31 13:00 | 242 | 230
2018-10-31 13:30 | 234 | 222
2018-10-31 14:00 | 250 | 239
2018-10-31 14:30 | 260 | 250
2018-10-31 15:00 | 286 | 276
2018-10-31 15:30 | 323 | 313
2018-10-31 16:00 | 305 | 296
2018-10-31 16:30 | 324 | 315
2018-10-31 17:00 | 296 | 286
2018-10-31 17:30 | 339 | 329
2018-10-31 18:00 | 397 | 387
2018-10-31 18:30 | 419 | 403
2018-10-31 19:00 | 440 | 422
2018-10-31 19:30 | 439 | 422
2018-10-31 20:00 | 479 | 464
2018-10-31 20:30 | 496 | 483
2018-10-31 21:00 | 540 | 528
2018-10-31 21:30 | 527 | 514
2018-10-31 22:00 | 494 | 476
2018-10-31 22:30 | 484 | 468
2018-10-31 23:00 | 451 | 435
2018-10-31 23:30 | 434 | 418
2018-11-01 | 420 | 404
2018-11-01 00:30 | 423 | 406
2018-11-01 01:00 | 402 | 384
2018-11-01 01:30 | 388 | 368
2018-11-01 02:00 | 379 | 358
2018-11-01 02:30 | 372 | 350
2018-11-01 03:00 | 371 | 349
2018-11-01 03:30 | 370 | 348
2018-11-01 04:00 | 370 | 347
2018-11-01 04:30 | 372 | 349
2018-11-01 05:00 | 372 | 350
2018-11-01 05:30 | 381 | 360
2018-11-01 06:00 | 382 | 362
2018-11-01 06:30 | 373 | 355
2018-11-01 07:00 | 341 | 323
2018-11-01 07:30 | 326 | 310
2018-11-01 08:00 | 350 | 337
2018-11-01 08:30 | 303 | 290
2018-11-01 09:00 | 266 | 253
2018-11-01 09:30 | 234 | 221
2018-11-01 10:00 | 228 | 213
2018-11-01 10:30 | 203 | 188
2018-11-01 11:00 | 189 | 174
2018-11-01 11:30 | 188 | 171
2018-11-01 12:00 | 141 | 122
2018-11-01 12:30 | 140 | 121
2018-11-01 13:00 | 170 | 153
2018-11-01 13:30 | 169 | 151
2018-11-01 14:00 | 163 | 145
2018-11-01 14:30 | 208 | 193
2018-11-01 15:00 | 183 | 166
2018-11-01 15:30 | 173 | 156
2018-11-01 16:00 | 189 | 172
2018-11-01 16:30 | 156 | 135
2018-11-01 17:00 | 192 | 173
2018-11-01 17:30 | 213 | 195
2018-11-01 18:00 | 255 | 238
2018-11-01 18:30 | 281 | 263
2018-11-01 19:00 | 294 | 278
2018-11-01 19:30 | 300 | 284
2018-11-01 20:00 | 308 | 295
2018-11-01 20:30 | 352 | 345
2018-11-01 21:00 | 383 | 377
2018-11-01 21:30 | 469 | 462
2018-11-01 22:00 | 488 | 481
2018-11-01 22:30 | 455 | 446
2018-11-01 23:00 | 435 | 424
2018-11-01 23:30 | 428 | 415
2018-11-02 | 364 | 349
2018-11-02 00:30 | 356 | 340
2018-11-02 01:00 | 336 | 318
2018-11-02 01:30 | 329 | 305
2018-11-02 02:00 | 327 | 303
2018-11-02 02:30 | 329 | 304
2018-11-02 03:00 | 317 | 291
2018-11-02 03:30 | 309 | 281
2018-11-02 04:00 | 364 | 340
2018-11-02 04:30 | 350 | 326
2018-11-02 05:00 | 318 | 291
2018-11-02 05:30 | 347 | 323
2018-11-02 06:00 | 327 | 303
2018-11-02 06:30 | 316 | 294
2018-11-02 07:00 | 295 | 272
2018-11-02 07:30 | 256 | 232
2018-11-02 08:00 | 223 | 199
2018-11-02 08:30 | 216 | 192
2018-11-02 09:00 | 217 | 194
2018-11-02 09:30 | 228 | 212
2018-11-02 10:00 | 212 | 201
2018-11-02 10:30 | 185 | 173
2018-11-02 11:00 | 143 | 130
2018-11-02 11:30 | 116 | 101
2018-11-02 12:00 | 128 | 114
2018-11-02 12:30 | 111 | 96
2018-11-02 13:00 | 111 | 97
2018-11-02 13:30 | 94 | 77
2018-11-02 14:00 | 109 | 93
2018-11-02 14:30 | 108 | 92
2018-11-02 15:00 | 67 | 49
2018-11-02 15:30 | 57 | 36
2018-11-02 16:00 | 46 | 5
2018-11-02 16:30 | 50 | 10
2018-11-02 17:00 | 74 | 52
2018-11-02 17:30 | 96 | 73
2018-11-02 18:00 | 147 | 128
2018-11-02 18:30 | 237 | 221
2018-11-02 19:00 | 200 | 178
2018-11-02 19:30 | 230 | 208
2018-11-02 20:00 | 274 | 255
2018-11-02 20:30 | 274 | 259
2018-11-02 21:00 | 282 | 266
2018-11-02 21:30 | 332 | 317
2018-11-02 22:00 | 390 | 377
2018-11-02 22:30 | 375 | 360
2018-11-02 23:00 | 357 | 340
2018-11-02 23:30 | 335 | 313
2018-11-03 | 304 | 293
2018-11-03 00:30 | 323 | 313
2018-11-03 01:00 | 302 | 292
2018-11-03 01:30 | 304 | 294
2018-11-03 02:00 | 278 | 266
2018-11-03 02:30 | 271 | 259
2018-11-03 03:00 | 270 | 258
2018-11-03 03:30 | 253 | 240
2018-11-03 04:00 | 254 | 241
2018-11-03 04:30 | 252 | 238
2018-11-03 05:00 | 247 | 232
2018-11-03 05:30 | 249 | 234
2018-11-03 06:00 | 241 | 228
2018-11-03 06:30 | 205 | 192
2018-11-03 07:00 | 163 | 149
2018-11-03 07:30 | 144 | 130
2018-11-03 08:00 | 144 | 131
2018-11-03 08:30 | 106 | 91
2018-11-03 09:00 | 93 | 78
2018-11-03 09:30 | 110 | 97
2018-11-03 10:00 | 157 | 147
2018-11-03 10:30 | 133 | 122
2018-11-03 11:00 | 136 | 126
2018-11-03 11:30 | 142 | 132
2018-11-03 12:00 | 138 | 128
2018-11-03 12:30 | 124 | 114
2018-11-03 13:00 | 125 | 114
2018-11-03 13:30 | 145 | 135
2018-11-03 14:00 | 172 | 163
2018-11-03 14:30 | 184 | 175
2018-11-03 15:00 | 187 | 179
2018-11-03 15:30 | 186 | 179
2018-11-03 16:00 | 158 | 149
2018-11-03 16:30 | 181 | 173
2018-11-03 17:00 | 223 | 217
2018-11-03 17:30 | 272 | 268
2018-11-03 18:00 | 332 | 328
2018-11-03 18:30 | 358 | 349
2018-11-03 19:00 | 397 | 381
2018-11-03 19:30 | 392 | 375
2018-11-03 20:00 | 380 | 363
2018-11-03 20:30 | 371 | 351
2018-11-03 21:00 | 385 | 364
2018-11-03 21:30 | 371 | 354
2018-11-03 22:00 | 366 | 349
2018-11-03 22:30 | 348 | 329
2018-11-03 23:00 | 342 | 323
2018-11-03 23:30 | 340 | 329
2018-11-04 | 330 | 321
2018-11-04 00:30 | 334 | 324
2018-11-04 01:00 | 322 | 311
2018-11-04 01:30 | 325 | 315
2018-11-04 02:00 | 324 | 313
2018-11-04 02:30 | 313 | 302
2018-11-04 03:00 | 304 | 292
2018-11-04 03:30 | 310 | 298
2018-11-04 04:00 | 297 | 285
2018-11-04 04:30 | 301 | 289
2018-11-04 05:00 | 305 | 294
2018-11-04 05:30 | 306 | 294
2018-11-04 06:00 | 296 | 285
2018-11-04 06:30 | 264 | 254
2018-11-04 07:00 | 209 | 198
2018-11-04 07:30 | 158 | 145
2018-11-04 08:00 | 152 | 141
2018-11-04 08:30 | 166 | 157
2018-11-04 09:00 | 165 | 156
2018-11-04 09:30 | 158 | 150
2018-11-04 10:00 | 156 | 148
2018-11-04 10:30 | 148 | 140
2018-11-04 11:00 | 115 | 105
2018-11-04 11:30 | 119 | 110
2018-11-04 12:00 | 127 | 118
2018-11-04 12:30 | 115 | 106
2018-11-04 13:00 | 125 | 117
2018-11-04 13:30 | 145 | 138
2018-11-04 14:00 | 156 | 154
2018-11-04 14:30 | 177 | 176
2018-11-04 15:00 | 188 | 186
2018-11-04 15:30 | 197 | 193
2018-11-04 16:00 | 238 | 234
2018-11-04 16:30 | 227 | 224
2018-11-04 17:00 | 266 | 263
2018-11-04 17:30 | 290 | 288
2018-11-04 18:00 | 368 | 366
2018-11-04 18:30 | 413 | 410
2018-11-04 19:00 | 428 | 424
2018-11-04 19:30 | 404 | 400
2018-11-04 20:00 | 389 | 385
2018-11-04 20:30 | 409 | 404
2018-11-04 21:00 | 408 | 402
2018-11-04 21:30 | 420 | 416
2018-11-04 22:00 | 395 | 392
2018-11-04 22:30 | 371 | 368
2018-11-04 23:00 | 343 | 338
2018-11-04 23:30 | 327 | 321
2018-11-05 | 318 | 309
2018-11-05 00:30 | 340 | 331
2018-11-05 01:00 | 319 | 309
2018-11-05 01:30 | 316 | 307
2018-11-05 02:00 | 305 | 294
2018-11-05 02:30 | 307 | 297
2018-11-05 03:00 | 296 | 286
2018-11-05 03:30 | 292 | 281
2018-11-05 04:00 | 291 | 280
2018-11-05 04:30 | 302 | 291
2018-11-05 05:00 | 312 | 302
2018-11-05 05:30 | 326 | 316
2018-11-05 06:00 | 316 | 307
2018-11-05 06:30 | 298 | 289
2018-11-05 07:00 | 259 | 250
2018-11-05 07:30 | 251 | 244
2018-11-05 08:00 | 257 | 252
2018-11-05 08:30 | 226 | 221
2018-11-05 09:00 | 230 | 225
2018-11-05 09:30 | 211 | 207
2018-11-05 10:00 | 194 | 192
2018-11-05 10:30 | 188 | 187
2018-11-05 11:00 | 192 | 191
2018-11-05 11:30 | 197 | 196
2018-11-05 12:00 | 199 | 198
2018-11-05 12:30 | 203 | 201
2018-11-05 13:00 | 213 | 211
2018-11-05 13:30 | 215 | 214
2018-11-05 14:00 | 197 | 195
2018-11-05 14:30 | 220 | 219
2018-11-05 15:00 | 221 | 219
2018-11-05 15:30 | 179 | 178
2018-11-05 16:00 | 167 | 166
2018-11-05 16:30 | 142 | 141
2018-11-05 17:00 | 178 | 177
2018-11-05 17:30 | 226 | 224
2018-11-05 18:00 | 264 | 262
2018-11-05 18:30 | 301 | 297
2018-11-05 19:00 | 314 | 304
2018-11-05 19:30 | 310 | 301
2018-11-05 20:00 | 313 | 307
2018-11-05 20:30 | 289 | 283
2018-11-05 21:00 | 322 | 317
2018-11-05 21:30 | 320 | 315
2018-11-05 22:00 | 340 | 333
2018-11-05 22:30 | 373 | 368
2018-11-05 23:00 | 353 | 348
2018-11-05 23:30 | 328 | 321
2018-11-06 | 309 | 301
2018-11-06 00:30 | 305 | 297
2018-11-06 01:00 | 219 | 213
2018-11-06 01:30 | 206 | 200
2018-11-06 02:00 | 209 | 202
2018-11-06 02:30 | 198 | 190
2018-11-06 03:00 | 192 | 185
2018-11-06 03:30 | 190 | 182
2018-11-06 04:00 | 185 | 177
2018-11-06 04:30 | 181 | 174
2018-11-06 05:00 | 195 | 187
2018-11-06 05:30 | 215 | 207
2018-11-06 06:00 | 212 | 207
2018-11-06 06:30 | 199 | 195
2018-11-06 07:00 | 143 | 140
2018-11-06 07:30 | 175 | 169
2018-11-06 08:00 | 193 | 187
2018-11-06 08:30 | 181 | 169
2018-11-06 09:00 | 160 | 150
2018-11-06 09:30 | 163 | 155
2018-11-06 10:00 | 187 | 181
2018-11-06 10:30 | 193 | 187
2018-11-06 11:00 | 180 | 173
2018-11-06 11:30 | 149 | 143
2018-11-06 12:00 | 84 | 76
2018-11-06 12:30 | 78 | 66
2018-11-06 13:00 | 82 | 67
2018-11-06 13:30 | 80 | 66
2018-11-06 14:00 | 86 | 76
2018-11-06 14:30 | 77 | 72
2018-11-06 15:00 | 28 | 20
2018-11-06 15:30 | 34 | 32
2018-11-06 16:00 | 30 | 27
2018-11-06 16:30 | 20 | 11
2018-11-06 17:00 | 32 | 24
2018-11-06 17:30 | 84 | 78
2018-11-06 18:00 | 158 | 152
2018-11-06 18:30 | 190 | 179
2018-11-06 19:00 | 222 | 200
2018-11-06 19:30 | 228 | 209
2018-11-06 20:00 | 210 | 191
2018-11-06 20:30 | 217 | 197
2018-11-06 21:00 | 237 | 221
2018-11-06 21:30 | 247 | 231
2018-11-06 22:00 | 292 | 277
2018-11-06 22:30 | 258 | 243
2018-11-06 23:00 | 299 | 288
2018-11-06 23:30 | 291 | 279
2018-11-07 | 299 | 290
2018-11-07 00:30 | 374 | 366
2018-11-07 01:00 | 351 | 342
2018-11-07 01:30 | 329 | 311
2018-11-07 02:00 | 322 | 307
2018-11-07 02:30 | 315 | 299
2018-11-07 03:00 | 308 | 289
2018-11-07 03:30 | 305 | 283
2018-11-07 04:00 | 314 | 293
2018-11-07 04:30 | 328 | 309
2018-11-07 05:00 | 335 | 314
2018-11-07 05:30 | 356 | 337
2018-11-07 06:00 | 376 | 358
2018-11-07 06:30 | 338 | 325
2018-11-07 07:00 | 264 | 248
2018-11-07 07:30 | 272 | 260
2018-11-07 08:00 | 282 | 273
2018-11-07 08:30 | 262 | 257
2018-11-07 09:00 | 198 | 193
2018-11-07 09:30 | 149 | 144
2018-11-07 10:00 | 105 | 97
2018-11-07 10:30 | 97 | 89
2018-11-07 11:00 | 92 | 83
2018-11-07 11:30 | 50 | 36
2018-11-07 12:00 | 42 | 37
2018-11-07 12:30 | 47 | 41
2018-11-07 13:00 | 40 | 39
2018-11-07 13:30 | 81 | 77
2018-11-07 14:00 | 84 | 80
2018-11-07 14:30 | 43 | 37
2018-11-07 15:00 | 99 | 95
2018-11-07 15:30 | 97 | 92
2018-11-07 16:00 | 49 | 44
2018-11-07 16:30 | 66 | 62
2018-11-07 17:00 | 102 | 98
2018-11-07 17:30 | 184 | 179
2018-11-07 18:00 | 236 | 231
2018-11-07 18:30 | 269 | 264
2018-11-07 19:00 | 282 | 277
2018-11-07 19:30 | 290 | 285
2018-11-07 20:00 | 324 | 318
2018-11-07 20:30 | 390 | 385
2018-11-07 21:00 | 395 | 390
2018-11-07 21:30 | 393 | 387
2018-11-07 22:00 | 409 | 402
2018-11-07 22:30 | 456 | 449
2018-11-07 23:00 | 438 | 431
2018-11-07 23:30 | 412 | 404
2018-11-08 | 404 | 396
2018-11-08 00:30 | 417 | 408
2018-11-08 01:00 | 401 | 392
2018-11-08 01:30 | 388 | 379
2018-11-08 02:00 | 373 | 366
2018-11-08 02:30 | 371 | 363
2018-11-08 03:00 | 371 | 363
2018-11-08 03:30 | 366 | 358
2018-11-08 04:00 | 366 | 357
2018-11-08 04:30 | 364 | 355
2018-11-08 05:00 | 360 | 352
2018-11-08 05:30 | 366 | 357
2018-11-08 06:00 | 348 | 334
2018-11-08 06:30 | 338 | 326
2018-11-08 07:00 | 295 | 284
2018-11-08 07:30 | 284 | 278
2018-11-08 08:00 | 278 | 275
2018-11-08 08:30 | 268 | 265
2018-11-08 09:00 | 270 | 268
2018-11-08 09:30 | 274 | 273
2018-11-08 10:00 | 236 | 236
2018-11-08 10:30 | 203 | 202
2018-11-08 11:00 | 197 | 197
2018-11-08 11:30 | 211 | 210
2018-11-08 12:00 | 211 | 209
2018-11-08 12:30 | 113 | 113
2018-11-08 13:00 | 101 | 101
2018-11-08 13:30 | 109 | 109
2018-11-08 14:00 | 190 | 190
2018-11-08 14:30 | 260 | 259
2018-11-08 15:00 | 269 | 268
2018-11-08 15:30 | 299 | 298
2018-11-08 16:00 | 312 | 311
2018-11-08 16:30 | 342 | 342
2018-11-08 17:00 | 390 | 390
2018-11-08 17:30 | 422 | 421
2018-11-08 18:00 | 454 | 454
2018-11-08 18:30 | 462 | 461
2018-11-08 19:00 | 474 | 471
2018-11-08 19:30 | 468 | 461
2018-11-08 20:00 | 456 | 447
2018-11-08 20:30 | 469 | 462
2018-11-08 21:00 | 480 | 472
2018-11-08 21:30 | 462 | 455
2018-11-08 22:00 | 430 | 421
2018-11-08 22:30 | 399 | 388
2018-11-08 23:00 | 377 | 370
2018-11-08 23:30 | 403 | 400
2018-11-09 | 391 | 389
2018-11-09 00:30 | 383 | 381
2018-11-09 01:00 | 379 | 377
2018-11-09 01:30 | 375 | 373
2018-11-09 02:00 | 360 | 357
2018-11-09 02:30 | 343 | 340
2018-11-09 03:00 | 340 | 337
2018-11-09 03:30 | 335 | 332
2018-11-09 04:00 | 347 | 344
2018-11-09 04:30 | 350 | 347
2018-11-09 05:00 | 357 | 354
2018-11-09 05:30 | 363 | 360
2018-11-09 06:00 | 373 | 371
2018-11-09 06:30 | 374 | 372
2018-11-09 07:00 | 361 | 359
2018-11-09 07:30 | 398 | 397
2018-11-09 08:00 | 397 | 396
2018-11-09 08:30 | 373 | 372
2018-11-09 09:00 | 358 | 358
2018-11-09 09:30 | 374 | 374
2018-11-09 10:00 | 306 | 306
2018-11-09 10:30 | 306 | 306
2018-11-09 11:00 | 275 | 275
2018-11-09 11:30 | 279 | 279
2018-11-09 12:00 | 264 | 264
2018-11-09 12:30 | 256 | 256
2018-11-09 13:00 | 244 | 244
2018-11-09 13:30 | 254 | 254
2018-11-09 14:00 | 271 | 271
2018-11-09 14:30 | 247 | 247
2018-11-09 15:00 | 219 | 219
2018-11-09 15:30 | 241 | 240
2018-11-09 16:00 | 244 | 244
2018-11-09 16:30 | 253 | 253
2018-11-09 17:00 | 306 | 305
2018-11-09 17:30 | 354 | 354
2018-11-09 18:00 | 399 | 398
2018-11-09 18:30 | 390 | 389
2018-11-09 19:00 | 410 | 407
2018-11-09 19:30 | 406 | 403
2018-11-09 20:00 | 383 | 380
2018-11-09 20:30 | 397 | 395
2018-11-09 21:00 | 436 | 435
2018-11-09 21:30 | 434 | 431
2018-11-09 22:00 | 409 | 406
2018-11-09 22:30 | 384 | 381
2018-11-09 23:00 | 364 | 360
2018-11-09 23:30 | 321 | 316
2018-11-10 | 312 | 306
2018-11-10 00:30 | 309 | 303
2018-11-10 01:00 | 321 | 315
2018-11-10 01:30 | 324 | 316
2018-11-10 02:00 | 297 | 288
2018-11-10 02:30 | 303 | 294
2018-11-10 03:00 | 328 | 318
2018-11-10 03:30 | 330 | 320
2018-11-10 04:00 | 307 | 296
2018-11-10 04:30 | 316 | 304
2018-11-10 05:00 | 316 | 300
2018-11-10 05:30 | 322 | 305
2018-11-10 06:00 | 329 | 313
2018-11-10 06:30 | 304 | 288
2018-11-10 07:00 | 273 | 258
2018-11-10 07:30 | 265 | 253
2018-11-10 08:00 | 233 | 221
2018-11-10 08:30 | 218 | 206
2018-11-10 09:00 | 195 | 183
2018-11-10 09:30 | 200 | 189
2018-11-10 10:00 | 225 | 214
2018-11-10 10:30 | 204 | 193
2018-11-10 11:00 | 203 | 191
2018-11-10 11:30 | 183 | 170
2018-11-10 12:00 | 201 | 188
2018-11-10 12:30 | 192 | 179
2018-11-10 13:00 | 188 | 173
2018-11-10 13:30 | 195 | 181
2018-11-10 14:00 | 194 | 180
2018-11-10 14:30 | 213 | 199
2018-11-10 15:00 | 224 | 209
2018-11-10 15:30 | 224 | 213
2018-11-10 16:00 | 193 | 181
2018-11-10 16:30 | 246 | 235
2018-11-10 17:00 | 272 | 262
2018-11-10 17:30 | 342 | 332
2018-11-10 18:00 | 372 | 362
2018-11-10 18:30 | 377 | 366
2018-11-10 19:00 | 403 | 392
2018-11-10 19:30 | 409 | 399
2018-11-10 20:00 | 409 | 401
2018-11-10 20:30 | 416 | 409
2018-11-10 21:00 | 436 | 429
2018-11-10 21:30 | 420 | 411
2018-11-10 22:00 | 404 | 393
2018-11-10 22:30 | 377 | 363
2018-11-10 23:00 | 350 | 335
2018-11-10 23:30 | 355 | 339
2018-11-11 | 334 | 316
2018-11-11 00:30 | 335 | 317
2018-11-11 01:00 | 316 | 294
2018-11-11 01:30 | 321 | 297
2018-11-11 02:00 | 323 | 297
2018-11-11 02:30 | 320 | 294
2018-11-11 03:00 | 338 | 313
2018-11-11 03:30 | 343 | 317
2018-11-11 04:00 | 342 | 316
2018-11-11 04:30 | 353 | 328
2018-11-11 05:00 | 351 | 326
2018-11-11 05:30 | 346 | 321
2018-11-11 06:00 | 326 | 299
2018-11-11 06:30 | 303 | 275
2018-11-11 07:00 | 279 | 245
2018-11-11 07:30 | 229 | 190
2018-11-11 08:00 | 243 | 207
2018-11-11 08:30 | 238 | 203
2018-11-11 09:00 | 194 | 151
2018-11-11 09:30 | 185 | 140
2018-11-11 10:00 | 182 | 135
2018-11-11 10:30 | 165 | 114
2018-11-11 11:00 | 155 | 104
2018-11-11 11:30 | 176 | 132
2018-11-11 12:00 | 198 | 158
2018-11-11 12:30 | 186 | 143
2018-11-11 13:00 | 174 | 131
2018-11-11 13:30 | 169 | 125
2018-11-11 14:00 | 188 | 147
2018-11-11 14:30 | 137 | 84
2018-11-11 15:00 | 133 | 79
2018-11-11 15:30 | 149 | 103
2018-11-11 16:00 | 151 | 105
2018-11-11 16:30 | 160 | 119
2018-11-11 17:00 | 212 | 179
2018-11-11 17:30 | 272 | 248
2018-11-11 18:00 | 290 | 264
2018-11-11 18:30 | 313 | 289
2018-11-11 19:00 | 310 | 283
2018-11-11 19:30 | 342 | 326
2018-11-11 20:00 | 334 | 321
2018-11-11 20:30 | 340 | 328
2018-11-11 21:00 | 369 | 357
2018-11-11 21:30 | 380 | 367
2018-11-11 22:00 | 361 | 345
2018-11-11 22:30 | 338 | 320
2018-11-11 23:00 | 314 | 298
2018-11-11 23:30 | 303 | 285
2018-11-12 | 289 | 270
2018-11-12 00:30 | 299 | 280
2018-11-12 01:00 | 277 | 256
2018-11-12 01:30 | 264 | 246
2018-11-12 02:00 | 265 | 249
2018-11-12 02:30 | 248 | 231
2018-11-12 03:00 | 244 | 226
2018-11-12 03:30 | 241 | 223
2018-11-12 04:00 | 239 | 220
2018-11-12 04:30 | 247 | 229
2018-11-12 05:00 | 268 | 251
2018-11-12 05:30 | 292 | 276
2018-11-12 06:00 | 310 | 296
2018-11-12 06:30 | 299 | 286
2018-11-12 07:00 | 252 | 238
2018-11-12 07:30 | 251 | 238
2018-11-12 08:00 | 225 | 214
2018-11-12 08:30 | 204 | 193
2018-11-12 09:00 | 199 | 188
2018-11-12 09:30 | 219 | 208
2018-11-12 10:00 | 199 | 188
2018-11-12 10:30 | 190 | 178
2018-11-12 11:00 | 183 | 170
2018-11-12 11:30 | 181 | 170
2018-11-12 12:00 | 194 | 182
2018-11-12 12:30 | 188 | 177
2018-11-12 13:00 | 193 | 181
2018-11-12 13:30 | 185 | 172
2018-11-12 14:00 | 195 | 183
2018-11-12 14:30 | 221 | 210
2018-11-12 15:00 | 211 | 199
2018-11-12 15:30 | 221 | 210
2018-11-12 16:00 | 176 | 164
2018-11-12 16:30 | 141 | 129
2018-11-12 17:00 | 164 | 154
2018-11-12 17:30 | 184 | 172
2018-11-12 18:00 | 252 | 241
2018-11-12 18:30 | 298 | 287
2018-11-12 19:00 | 326 | 317
2018-11-12 19:30 | 327 | 318
2018-11-12 20:00 | 312 | 301
2018-11-12 20:30 | 337 | 326
2018-11-12 21:00 | 361 | 349
2018-11-12 21:30 | 392 | 384
2018-11-12 22:00 | 374 | 365
2018-11-12 22:30 | 348 | 337
2018-11-12 23:00 | 326 | 316
2018-11-12 23:30 | 303 | 293
2018-11-13 | 295 | 283
2018-11-13 00:30 | 303 | 290
2018-11-13 01:00 | 287 | 272
2018-11-13 01:30 | 277 | 261
2018-11-13 02:00 | 270 | 252
2018-11-13 02:30 | 266 | 249
2018-11-13 03:00 | 271 | 255
2018-11-13 03:30 | 273 | 256
2018-11-13 04:00 | 268 | 250
2018-11-13 04:30 | 271 | 255
2018-11-13 05:00 | 288 | 272
2018-11-13 05:30 | 289 | 273
2018-11-13 06:00 | 282 | 267
2018-11-13 06:30 | 258 | 244
2018-11-13 07:00 | 210 | 195
2018-11-13 07:30 | 182 | 169
2018-11-13 08:00 | 168 | 155
2018-11-13 08:30 | 151 | 138
2018-11-13 09:00 | 149 | 136
2018-11-13 09:30 | 139 | 125
2018-11-13 10:00 | 133 | 119
2018-11-13 10:30 | 96 | 80
2018-11-13 11:00 | 101 | 85
2018-11-13 11:30 | 114 | 99
2018-11-13 12:00 | 119 | 103
2018-11-13 12:30 | 123 | 109
2018-11-13 13:00 | 136 | 123
2018-11-13 13:30 | 139 | 126
2018-11-13 14:00 | 155 | 143
2018-11-13 14:30 | 179 | 168
2018-11-13 15:00 | 192 | 182
2018-11-13 15:30 | 210 | 203
2018-11-13 16:00 | 206 | 202
2018-11-13 16:30 | 241 | 228
2018-11-13 17:00 | 284 | 271
2018-11-13 17:30 | 318 | 305
2018-11-13 18:00 | 390 | 379
2018-11-13 18:30 | 417 | 405
2018-11-13 19:00 | 418 | 402
2018-11-13 19:30 | 406 | 390
2018-11-13 20:00 | 391 | 374
2018-11-13 20:30 | 385 | 370
2018-11-13 21:00 | 410 | 394
2018-11-13 21:30 | 431 | 420
2018-11-13 22:00 | 413 | 401
2018-11-13 22:30 | 387 | 372
2018-11-13 23:00 | 365 | 348
2018-11-13 23:30 | 346 | 327
2018-11-14 | 338 | 315
2018-11-14 00:30 | 347 | 322
2018-11-14 01:00 | 355 | 330
2018-11-14 01:30 | 350 | 324
2018-11-14 02:00 | 326 | 297
2018-11-14 02:30 | 335 | 306
2018-11-14 03:00 | 340 | 311
2018-11-14 03:30 | 332 | 302
2018-11-14 04:00 | 328 | 298
2018-11-14 04:30 | 333 | 303
2018-11-14 05:00 | 339 | 310
2018-11-14 05:30 | 344 | 315
2018-11-14 06:00 | 309 | 278
2018-11-14 06:30 | 276 | 241
2018-11-14 07:00 | 236 | 199
2018-11-14 07:30 | 238 | 207
2018-11-14 08:00 | 232 | 203
2018-11-14 08:30 | 211 | 181
2018-11-14 09:00 | 212 | 184
2018-11-14 09:30 | 205 | 168
2018-11-14 10:00 | 208 | 171
2018-11-14 10:30 | 188 | 149
2018-11-14 11:00 | 186 | 149
2018-11-14 11:30 | 195 | 169
2018-11-14 12:00 | 207 | 170
2018-11-14 12:30 | 222 | 178
2018-11-14 13:00 | 211 | 176
2018-11-14 13:30 | 220 | 187
2018-11-14 14:00 | 225 | 204
2018-11-14 14:30 | 253 | 239
2018-11-14 15:00 | 275 | 254
2018-11-14 15:30 | 241 | 214
2018-11-14 16:00 | 186 | 167
2018-11-14 16:30 | 137 | 107
2018-11-14 17:00 | 145 | 115
2018-11-14 17:30 | 182 | 146
2018-11-14 18:00 | 244 | 220
2018-11-14 18:30 | 251 | 226
2018-11-14 19:00 | 251 | 230
2018-11-14 19:30 | 274 | 266
2018-11-14 20:00 | 256 | 244
2018-11-14 20:30 | 266 | 253
2018-11-14 21:00 | 306 | 296
2018-11-14 21:30 | 302 | 291
2018-11-14 22:00 | 289 | 277
2018-11-14 22:30 | 313 | 301
2018-11-14 23:00 | 351 | 339
2018-11-14 23:30 | 343 | 330
2018-11-15 | 332 | 318
2018-11-15 00:30 | 332 | 316
2018-11-15 01:00 | 313 | 296
2018-11-15 01:30 | 296 | 282
2018-11-15 02:00 | 289 | 275
2018-11-15 02:30 | 285 | 270
2018-11-15 03:00 | 283 | 267
2018-11-15 03:30 | 288 | 273
2018-11-15 04:00 | 309 | 294
2018-11-15 04:30 | 305 | 290
2018-11-15 05:00 | 305 | 290
2018-11-15 05:30 | 319 | 305
2018-11-15 06:00 | 318 | 304
2018-11-15 06:30 | 305 | 292
2018-11-15 07:00 | 270 | 258
2018-11-15 07:30 | 270 | 259
2018-11-15 08:00 | 254 | 244
2018-11-15 08:30 | 234 | 225
2018-11-15 09:00 | 226 | 222
2018-11-15 09:30 | 225 | 221
2018-11-15 10:00 | 195 | 192
2018-11-15 10:30 | 171 | 167
2018-11-15 11:00 | 197 | 186
2018-11-15 11:30 | 196 | 184
2018-11-15 12:00 | 193 | 181
2018-11-15 12:30 | 178 | 166
2018-11-15 13:00 | 178 | 165
2018-11-15 13:30 | 183 | 158
2018-11-15 14:00 | 196 | 166
2018-11-15 14:30 | 202 | 183
2018-11-15 15:00 | 219 | 201
2018-11-15 15:30 | 228 | 211
2018-11-15 16:00 | 230 | 213
2018-11-15 16:30 | 232 | 216
2018-11-15 17:00 | 274 | 259
2018-11-15 17:30 | 328 | 314
2018-11-15 18:00 | 396 | 385
2018-11-15 18:30 | 435 | 425
2018-11-15 19:00 | 470 | 459
2018-11-15 19:30 | 499 | 488
2018-11-15 20:00 | 480 | 468
2018-11-15 20:30 | 463 | 452
2018-11-15 21:00 | 486 | 474
2018-11-15 21:30 | 479 | 465
2018-11-15 22:00 | 455 | 437
2018-11-15 22:30 | 430 | 409
2018-11-15 23:00 | 406 | 384
2018-11-15 23:30 | 387 | 362
2018-11-16 | 373 | 348
2018-11-16 00:30 | 381 | 358
2018-11-16 01:00 | 332 | 318
2018-11-16 01:30 | 313 | 299
2018-11-16 02:00 | 315 | 300
2018-11-16 02:30 | 306 | 291
2018-11-16 03:00 | 305 | 289
2018-11-16 03:30 | 302 | 285
2018-11-16 04:00 | 304 | 287
2018-11-16 04:30 | 309 | 291
2018-11-16 05:00 | 300 | 283
2018-11-16 05:30 | 307 | 290
2018-11-16 06:00 | 301 | 283
2018-11-16 06:30 | 282 | 264
2018-11-16 07:00 | 254 | 235
2018-11-16 07:30 | 230 | 211
2018-11-16 08:00 | 201 | 190
2018-11-16 08:30 | 213 | 200
2018-11-16 09:00 | 208 | 200
2018-11-16 09:30 | 169 | 167
2018-11-16 10:00 | 94 | 89
2018-11-16 10:30 | 102 | 95
2018-11-16 11:00 | 111 | 98
2018-11-16 11:30 | 108 | 100
2018-11-16 12:00 | 100 | 98
2018-11-16 12:30 | 108 | 108
2018-11-16 13:00 | 121 | 120
2018-11-16 13:30 | 127 | 118
2018-11-16 14:00 | 123 | 114
2018-11-16 14:30 | 131 | 122
2018-11-16 15:00 | 150 | 141
2018-11-16 15:30 | 170 | 161
2018-11-16 16:00 | 166 | 158
2018-11-16 16:30 | 174 | 166
2018-11-16 17:00 | 212 | 204
2018-11-16 17:30 | 273 | 266
2018-11-16 18:00 | 345 | 339
2018-11-16 18:30 | 405 | 399
2018-11-16 19:00 | 427 | 421
2018-11-16 19:30 | 457 | 449
2018-11-16 20:00 | 432 | 423
2018-11-16 20:30 | 406 | 396
2018-11-16 21:00 | 414 | 404
2018-11-16 21:30 | 414 | 403
2018-11-16 22:00 | 386 | 374
2018-11-16 22:30 | 365 | 350
2018-11-16 23:00 | 343 | 327
2018-11-16 23:30 | 332 | 315
2018-11-17 | 327 | 312
2018-11-17 00:30 | 333 | 318
2018-11-17 01:00 | 315 | 299
2018-11-17 01:30 | 297 | 278
2018-11-17 02:00 | 281 | 261
2018-11-17 02:30 | 277 | 255
2018-11-17 03:00 | 265 | 248
2018-11-17 03:30 | 259 | 243
2018-11-17 04:00 | 259 | 242
2018-11-17 04:30 | 280 | 264
2018-11-17 05:00 | 300 | 285
2018-11-17 05:30 | 325 | 310
2018-11-17 06:00 | 334 | 321
2018-11-17 06:30 | 286 | 272
2018-11-17 07:00 | 210 | 195
2018-11-17 07:30 | 166 | 148
2018-11-17 08:00 | 138 | 118
2018-11-17 08:30 | 168 | 153
2018-11-17 09:00 | 155 | 139
2018-11-17 09:30 | 134 | 119
2018-11-17 10:00 | 106 | 89
2018-11-17 10:30 | 88 | 66
2018-11-17 11:00 | 94 | 77
2018-11-17 11:30 | 96 | 80
2018-11-17 12:00 | 82 | 65
2018-11-17 12:30 | 75 | 56
2018-11-17 13:00 | 59 | 40
2018-11-17 13:30 | 64 | 32
2018-11-17 14:00 | 79 | 61
2018-11-17 14:30 | 111 | 90
2018-11-17 15:00 | 127 | 115
2018-11-17 15:30 | 157 | 146
2018-11-17 16:00 | 196 | 188
2018-11-17 16:30 | 203 | 196
2018-11-17 17:00 | 253 | 246
2018-11-17 17:30 | 335 | 326
2018-11-17 18:00 | 416 | 408
2018-11-17 18:30 | 455 | 445
2018-11-17 19:00 | 471 | 465
2018-11-17 19:30 | 479 | 474
2018-11-17 20:00 | 468 | 463
2018-11-17 20:30 | 452 | 446
2018-11-17 21:00 | 464 | 456
2018-11-17 21:30 | 474 | 468
2018-11-17 22:00 | 464 | 457
2018-11-17 22:30 | 440 | 431
2018-11-17 23:00 | 429 | 419
2018-11-17 23:30 | 410 | 398
2018-11-18 | 401 | 387
2018-11-18 00:30 | 404 | 390
2018-11-18 01:00 | 389 | 374
2018-11-18 01:30 | 393 | 380
2018-11-18 02:00 | 382 | 369
2018-11-18 02:30 | 362 | 347
2018-11-18 03:00 | 353 | 337
2018-11-18 03:30 | 351 | 333
2018-11-18 04:00 | 350 | 333
2018-11-18 04:30 | 351 | 334
2018-11-18 05:00 | 351 | 334
2018-11-18 05:30 | 351 | 334
2018-11-18 06:00 | 336 | 319
2018-11-18 06:30 | 290 | 270
2018-11-18 07:00 | 250 | 229
2018-11-18 07:30 | 210 | 188
2018-11-18 08:00 | 188 | 166
2018-11-18 08:30 | 176 | 153
2018-11-18 09:00 | 178 | 156
2018-11-18 09:30 | 166 | 146
2018-11-18 10:00 | 158 | 136
2018-11-18 10:30 | 116 | 89
2018-11-18 11:00 | 107 | 78
2018-11-18 11:30 | 115 | 87
2018-11-18 12:00 | 118 | 92
2018-11-18 12:30 | 108 | 80
2018-11-18 13:00 | 132 | 109
2018-11-18 13:30 | 154 | 134
2018-11-18 14:00 | 154 | 134
2018-11-18 14:30 | 162 | 142
2018-11-18 15:00 | 153 | 134
2018-11-18 15:30 | 177 | 160
2018-11-18 16:00 | 158 | 149
2018-11-18 16:30 | 193 | 189
2018-11-18 17:00 | 290 | 285
2018-11-18 17:30 | 369 | 358
2018-11-18 18:00 | 429 | 419
2018-11-18 18:30 | 449 | 439
2018-11-18 19:00 | 488 | 475
2018-11-18 19:30 | 494 | 481
2018-11-18 20:00 | 487 | 473
2018-11-18 20:30 | 480 | 463
2018-11-18 21:00 | 494 | 474
2018-11-18 21:30 | 484 | 465
2018-11-18 22:00 | 460 | 440
2018-11-18 22:30 | 430 | 412
2018-11-18 23:00 | 393 | 372
2018-11-18 23:30 | 371 | 347
2018-11-19 | 360 | 331
2018-11-19 00:30 | 364 | 335
2018-11-19 01:00 | 345 | 318
2018-11-19 01:30 | 325 | 297
2018-11-19 02:00 | 315 | 285
2018-11-19 02:30 | 305 | 274
2018-11-19 03:00 | 307 | 276
2018-11-19 03:30 | 306 | 274
2018-11-19 04:00 | 295 | 263
2018-11-19 04:30 | 292 | 260
2018-11-19 05:00 | 294 | 262
2018-11-19 05:30 | 298 | 268
2018-11-19 06:00 | 300 | 265
2018-11-19 06:30 | 295 | 262
2018-11-19 07:00 | 289 | 256
2018-11-19 07:30 | 285 | 254
2018-11-19 08:00 | 347 | 320
2018-11-19 08:30 | 301 | 271
2018-11-19 09:00 | 273 | 251
2018-11-19 09:30 | 288 | 270
2018-11-19 10:00 | 230 | 208
2018-11-19 10:30 | 240 | 220
2018-11-19 11:00 | 210 | 188
2018-11-19 11:30 | 254 | 236
2018-11-19 12:00 | 207 | 183
2018-11-19 12:30 | 206 | 183
2018-11-19 13:00 | 216 | 198
2018-11-19 13:30 | 230 | 212
2018-11-19 14:00 | 240 | 223
2018-11-19 14:30 | 279 | 263
2018-11-19 15:00 | 315 | 298
2018-11-19 15:30 | 307 | 289
2018-11-19 16:00 | 287 | 270
2018-11-19 16:30 | 273 | 258
2018-11-19 17:00 | 259 | 242
2018-11-19 17:30 | 238 | 221
2018-11-19 18:00 | 270 | 254
2018-11-19 18:30 | 299 | 285
2018-11-19 19:00 | 323 | 308
2018-11-19 19:30 | 370 | 350
2018-11-19 20:00 | 417 | 398
2018-11-19 20:30 | 416 | 391
2018-11-19 21:00 | 442 | 417
2018-11-19 21:30 | 507 | 491
2018-11-19 22:00 | 487 | 471
2018-11-19 22:30 | 450 | 434
2018-11-19 23:00 | 433 | 416
2018-11-19 23:30 | 410 | 391
2018-11-20 | 392 | 371
2018-11-20 00:30 | 397 | 376
2018-11-20 01:00 | 370 | 346
2018-11-20 01:30 | 352 | 326
2018-11-20 02:00 | 344 | 318
2018-11-20 02:30 | 350 | 322
2018-11-20 03:00 | 344 | 315
2018-11-20 03:30 | 332 | 301
2018-11-20 04:00 | 326 | 294
2018-11-20 04:30 | 337 | 307
2018-11-20 05:00 | 336 | 307
2018-11-20 05:30 | 358 | 330
2018-11-20 06:00 | 373 | 343
2018-11-20 06:30 | 370 | 341
2018-11-20 07:00 | 310 | 279
2018-11-20 07:30 | 339 | 312
2018-11-20 08:00 | 316 | 288
2018-11-20 08:30 | 274 | 245
2018-11-20 09:00 | 305 | 279
2018-11-20 09:30 | 343 | 319
2018-11-20 10:00 | 343 | 319
2018-11-20 10:30 | 297 | 272
2018-11-20 11:00 | 296 | 270
2018-11-20 11:30 | 300 | 276
2018-11-20 12:00 | 293 | 270
2018-11-20 12:30 | 289 | 265
2018-11-20 13:00 | 295 | 271
2018-11-20 13:30 | 296 | 274
2018-11-20 14:00 | 309 | 294
2018-11-20 14:30 | 281 | 265
2018-11-20 15:00 | 289 | 272
2018-11-20 15:30 | 295 | 278
2018-11-20 16:00 | 292 | 273
2018-11-20 16:30 | 282 | 265
2018-11-20 17:00 | 324 | 306
2018-11-20 17:30 | 369 | 353
2018-11-20 18:00 | 413 | 397
2018-11-20 18:30 | 448 | 433
2018-11-20 19:00 | 437 | 419
2018-11-20 19:30 | 485 | 469
2018-11-20 20:00 | 488 | 473
2018-11-20 20:30 | 476 | 459
2018-11-20 21:00 | 483 | 464
2018-11-20 21:30 | 491 | 473
2018-11-20 22:00 | 488 | 471
2018-11-20 22:30 | 465 | 445
2018-11-20 23:00 | 443 | 422
2018-11-20 23:30 | 427 | 402
2018-11-21 | 413 | 386
2018-11-21 00:30 | 430 | 407
2018-11-21 01:00 | 414 | 389
2018-11-21 01:30 | 412 | 386
2018-11-21 02:00 | 403 | 380
2018-11-21 02:30 | 402 | 376
2018-11-21 03:00 | 395 | 369
2018-11-21 03:30 | 387 | 361
2018-11-21 04:00 | 392 | 366
2018-11-21 04:30 | 395 | 369
2018-11-21 05:00 | 405 | 380
2018-11-21 05:30 | 419 | 395
2018-11-21 06:00 | 418 | 392
2018-11-21 06:30 | 409 | 384
2018-11-21 07:00 | 378 | 354
2018-11-21 07:30 | 340 | 318
2018-11-21 08:00 | 313 | 292
2018-11-21 08:30 | 314 | 301
2018-11-21 09:00 | 319 | 306
2018-11-21 09:30 | 296 | 283
2018-11-21 10:00 | 277 | 261
2018-11-21 10:30 | 253 | 236
2018-11-21 11:00 | 242 | 224
2018-11-21 11:30 | 238 | 219
2018-11-21 12:00 | 237 | 219
2018-11-21 12:30 | 242 | 224
2018-11-21 13:00 | 238 | 220
2018-11-21 13:30 | 232 | 214
2018-11-21 14:00 | 250 | 233
2018-11-21 14:30 | 246 | 230
2018-11-21 15:00 | 225 | 210
2018-11-21 15:30 | 171 | 149
2018-11-21 16:00 | 204 | 181
2018-11-21 16:30 | 218 | 189
2018-11-21 17:00 | 213 | 185
2018-11-21 17:30 | 255 | 230
2018-11-21 18:00 | 304 | 282
2018-11-21 18:30 | 326 | 304
2018-11-21 19:00 | 328 | 297
2018-11-21 19:30 | 377 | 352
2018-11-21 20:00 | 385 | 363
2018-11-21 20:30 | 396 | 376
2018-11-21 21:00 | 441 | 419
2018-11-21 21:30 | 461 | 440
2018-11-21 22:00 | 449 | 425
2018-11-21 22:30 | 451 | 425
2018-11-21 23:00 | 439 | 410
2018-11-21 23:30 | 474 | 452
2018-11-22 | 470 | 449
2018-11-22 00:30 | 476 | 454
2018-11-22 01:00 | 453 | 429
2018-11-22 01:30 | 439 | 412
2018-11-22 02:00 | 426 | 402
2018-11-22 02:30 | 424 | 400
2018-11-22 03:00 | 426 | 402
2018-11-22 03:30 | 428 | 404
2018-11-22 04:00 | 426 | 402
2018-11-22 04:30 | 427 | 403
2018-11-22 05:00 | 432 | 409
2018-11-22 05:30 | 443 | 421
2018-11-22 06:00 | 452 | 427
2018-11-22 06:30 | 469 | 445
2018-11-22 07:00 | 467 | 444
2018-11-22 07:30 | 436 | 413
2018-11-22 08:00 | 415 | 392
2018-11-22 08:30 | 384 | 363
2018-11-22 09:00 | 305 | 282
2018-11-22 09:30 | 332 | 318
2018-11-22 10:00 | 331 | 319
2018-11-22 10:30 | 317 | 304
2018-11-22 11:00 | 301 | 287
2018-11-22 11:30 | 301 | 287
2018-11-22 12:00 | 312 | 297
2018-11-22 12:30 | 335 | 322
2018-11-22 13:00 | 391 | 385
2018-11-22 13:30 | 340 | 335
2018-11-22 14:00 | 352 | 347
2018-11-22 14:30 | 360 | 356
2018-11-22 15:00 | 345 | 340
2018-11-22 15:30 | 379 | 370
2018-11-22 16:00 | 423 | 413
2018-11-22 16:30 | 438 | 428
2018-11-22 17:00 | 418 | 407
2018-11-22 17:30 | 357 | 342
2018-11-22 18:00 | 363 | 347
2018-11-22 18:30 | 357 | 341
2018-11-22 19:00 | 353 | 333
2018-11-22 19:30 | 373 | 347
2018-11-22 20:00 | 395 | 370
2018-11-22 20:30 | 382 | 357
2018-11-22 21:00 | 422 | 400
2018-11-22 21:30 | 442 | 421
2018-11-22 22:00 | 471 | 450
2018-11-22 22:30 | 482 | 457
2018-11-22 23:00 | 522 | 496
2018-11-22 23:30 | 515 | 486
2018-11-23 | 504 | 473
2018-11-23 00:30 | 499 | 470
2018-11-23 01:00 | 475 | 446
2018-11-23 01:30 | 458 | 436
2018-11-23 02:00 | 449 | 434
2018-11-23 02:30 | 445 | 433
2018-11-23 03:00 | 436 | 423
2018-11-23 03:30 | 434 | 420
2018-11-23 04:00 | 426 | 412
2018-11-23 04:30 | 426 | 412
2018-11-23 05:00 | 432 | 419
2018-11-23 05:30 | 441 | 429
2018-11-23 06:00 | 444 | 429
2018-11-23 06:30 | 457 | 444
2018-11-23 07:00 | 453 | 441
2018-11-23 07:30 | 440 | 428
2018-11-23 08:00 | 435 | 424
2018-11-23 08:30 | 434 | 423
2018-11-23 09:00 | 397 | 386
2018-11-23 09:30 | 391 | 380
2018-11-23 10:00 | 298 | 286
2018-11-23 10:30 | 294 | 282
2018-11-23 11:00 | 274 | 260
2018-11-23 11:30 | 211 | 190
2018-11-23 12:00 | 218 | 192
2018-11-23 12:30 | 204 | 185
2018-11-23 13:00 | 203 | 191
2018-11-23 13:30 | 281 | 272
2018-11-23 14:00 | 307 | 298
2018-11-23 14:30 | 328 | 320
2018-11-23 15:00 | 336 | 329
2018-11-23 15:30 | 377 | 365
2018-11-23 16:00 | 362 | 348
2018-11-23 16:30 | 365 | 352
2018-11-23 17:00 | 406 | 394
2018-11-23 17:30 | 419 | 405
2018-11-23 18:00 | 494 | 482
2018-11-23 18:30 | 524 | 511
2018-11-23 19:00 | 556 | 543
2018-11-23 19:30 | 550 | 534
2018-11-23 20:00 | 552 | 537
2018-11-23 20:30 | 561 | 547
2018-11-23 21:00 | 587 | 573
2018-11-23 21:30 | 591 | 576
2018-11-23 22:00 | 573 | 554
2018-11-23 22:30 | 552 | 533
2018-11-23 23:00 | 534 | 510
2018-11-23 23:30 | 517 | 490
2018-11-24 | 501 | 471
2018-11-24 00:30 | 497 | 470
2018-11-24 01:00 | 475 | 452
2018-11-24 01:30 | 462 | 436
2018-11-24 02:00 | 453 | 426
2018-11-24 02:30 | 450 | 422
2018-11-24 03:00 | 446 | 418
2018-11-24 03:30 | 444 | 415
2018-11-24 04:00 | 440 | 410
2018-11-24 04:30 | 438 | 408
2018-11-24 05:00 | 437 | 407
2018-11-24 05:30 | 437 | 405
2018-11-24 06:00 | 430 | 397
2018-11-24 06:30 | 401 | 366
2018-11-24 07:00 | 360 | 324
2018-11-24 07:30 | 310 | 280
2018-11-24 08:00 | 280 | 249
2018-11-24 08:30 | 278 | 249
2018-11-24 09:00 | 275 | 259
2018-11-24 09:30 | 276 | 260
2018-11-24 10:00 | 245 | 227
2018-11-24 10:30 | 230 | 212
2018-11-24 11:00 | 233 | 218
2018-11-24 11:30 | 225 | 209
2018-11-24 12:00 | 247 | 232
2018-11-24 12:30 | 261 | 247
2018-11-24 13:00 | 273 | 260
2018-11-24 13:30 | 273 | 264
2018-11-24 14:00 | 274 | 266
2018-11-24 14:30 | 287 | 280
2018-11-24 15:00 | 282 | 275
2018-11-24 15:30 | 284 | 278
2018-11-24 16:00 | 316 | 310
2018-11-24 16:30 | 384 | 379
2018-11-24 17:00 | 448 | 443
2018-11-24 17:30 | 492 | 486
2018-11-24 18:00 | 563 | 553
2018-11-24 18:30 | 610 | 595
2018-11-24 19:00 | 631 | 618
2018-11-24 19:30 | 648 | 636
2018-11-24 20:00 | 636 | 624
2018-11-24 20:30 | 606 | 592
2018-11-24 21:00 | 570 | 555
2018-11-24 21:30 | 553 | 535
2018-11-24 22:00 | 538 | 514
2018-11-24 22:30 | 534 | 509
2018-11-24 23:00 | 535 | 508
2018-11-24 23:30 | 520 | 490
2018-11-25 | 501 | 478
2018-11-25 00:30 | 484 | 463
2018-11-25 01:00 | 448 | 425
2018-11-25 01:30 | 436 | 411
2018-11-25 02:00 | 430 | 403
2018-11-25 02:30 | 423 | 395
2018-11-25 03:00 | 421 | 391
2018-11-25 03:30 | 415 | 383
2018-11-25 04:00 | 410 | 378
2018-11-25 04:30 | 439 | 408
2018-11-25 05:00 | 439 | 408
2018-11-25 05:30 | 427 | 394
2018-11-25 06:00 | 407 | 371
2018-11-25 06:30 | 376 | 337
2018-11-25 07:00 | 331 | 289
2018-11-25 07:30 | 295 | 250
2018-11-25 08:00 | 274 | 228
2018-11-25 08:30 | 261 | 217
2018-11-25 09:00 | 229 | 187
2018-11-25 09:30 | 218 | 187
2018-11-25 10:00 | 228 | 200
2018-11-25 10:30 | 232 | 205
2018-11-25 11:00 | 248 | 223
2018-11-25 11:30 | 254 | 230
2018-11-25 12:00 | 254 | 231
2018-11-25 12:30 | 263 | 241
2018-11-25 13:00 | 278 | 259
2018-11-25 13:30 | 280 | 269
2018-11-25 14:00 | 308 | 298
2018-11-25 14:30 | 315 | 306
2018-11-25 15:00 | 343 | 335
2018-11-25 15:30 | 376 | 370
2018-11-25 16:00 | 393 | 387
2018-11-25 16:30 | 403 | 398
2018-11-25 17:00 | 437 | 433
2018-11-25 17:30 | 517 | 515
2018-11-25 18:00 | 583 | 582
2018-11-25 18:30 | 601 | 598
2018-11-25 19:00 | 631 | 622
2018-11-25 19:30 | 662 | 654
2018-11-25 20:00 | 678 | 671
2018-11-25 20:30 | 700 | 697
2018-11-25 21:00 | 686 | 682
2018-11-25 21:30 | 659 | 654
2018-11-25 22:00 | 621 | 616
2018-11-25 22:30 | 579 | 573
2018-11-25 23:00 | 555 | 550
2018-11-25 23:30 | 526 | 523
2018-11-26 | 505 | 503
2018-11-26 00:30 | 491 | 489
2018-11-26 01:00 | 475 | 472
2018-11-26 01:30 | 462 | 458
2018-11-26 02:00 | 452 | 448
2018-11-26 02:30 | 426 | 419
2018-11-26 03:00 | 399 | 387
2018-11-26 03:30 | 381 | 370
2018-11-26 04:00 | 365 | 353
2018-11-26 04:30 | 382 | 372
2018-11-26 05:00 | 385 | 375
2018-11-26 05:30 | 391 | 383
2018-11-26 06:00 | 388 | 381
2018-11-26 06:30 | 381 | 375
2018-11-26 07:00 | 332 | 326
2018-11-26 07:30 | 305 | 300
2018-11-26 08:00 | 270 | 267
2018-11-26 08:30 | 282 | 281
2018-11-26 09:00 | 277 | 276
2018-11-26 09:30 | 269 | 268
2018-11-26 10:00 | 254 | 253
2018-11-26 10:30 | 262 | 262
2018-11-26 11:00 | 293 | 292
2018-11-26 11:30 | 320 | 319
2018-11-26 12:00 | 330 | 329
2018-11-26 12:30 | 345 | 344
2018-11-26 13:00 | 383 | 382
2018-11-26 13:30 | 388 | 386
2018-11-26 14:00 | 417 | 415
2018-11-26 14:30 | 455 | 452
2018-11-26 15:00 | 466 | 463
2018-11-26 15:30 | 478 | 475
2018-11-26 16:00 | 440 | 437
2018-11-26 16:30 | 347 | 344
2018-11-26 17:00 | 394 | 391
2018-11-26 17:30 | 433 | 429
2018-11-26 18:00 | 456 | 447
2018-11-26 18:30 | 506 | 495
2018-11-26 19:00 | 515 | 502
2018-11-26 19:30 | 531 | 523
2018-11-26 20:00 | 497 | 486
2018-11-26 20:30 | 532 | 522
2018-11-26 21:00 | 565 | 555
2018-11-26 21:30 | 633 | 627
2018-11-26 22:00 | 675 | 668
2018-11-26 22:30 | 634 | 625
2018-11-26 23:00 | 572 | 561
2018-11-26 23:30 | 542 | 530
2018-11-27 | 519 | 511
2018-11-27 00:30 | 498 | 488
2018-11-27 01:00 | 475 | 464
2018-11-27 01:30 | 463 | 451
2018-11-27 02:00 | 462 | 450
2018-11-27 02:30 | 458 | 445
2018-11-27 03:00 | 436 | 421
2018-11-27 03:30 | 419 | 403
2018-11-27 04:00 | 405 | 388
2018-11-27 04:30 | 408 | 391
2018-11-27 05:00 | 414 | 397
2018-11-27 05:30 | 436 | 420
2018-11-27 06:00 | 437 | 422
2018-11-27 06:30 | 432 | 419
2018-11-27 07:00 | 413 | 401
2018-11-27 07:30 | 392 | 382
2018-11-27 08:00 | 438 | 429
2018-11-27 08:30 | 424 | 419
2018-11-27 09:00 | 423 | 419
2018-11-27 09:30 | 414 | 408
2018-11-27 10:00 | 408 | 402
2018-11-27 10:30 | 386 | 379
2018-11-27 11:00 | 385 | 379
2018-11-27 11:30 | 391 | 384
2018-11-27 12:00 | 441 | 436
2018-11-27 12:30 | 488 | 485
2018-11-27 13:00 | 444 | 441
2018-11-27 13:30 | 454 | 451
2018-11-27 14:00 | 449 | 446
2018-11-27 14:30 | 451 | 448
2018-11-27 15:00 | 436 | 433
2018-11-27 15:30 | 542 | 539
2018-11-27 16:00 | 543 | 540
2018-11-27 16:30 | 544 | 541
2018-11-27 17:00 | 575 | 572
2018-11-27 17:30 | 618 | 615
2018-11-27 18:00 | 636 | 634
2018-11-27 18:30 | 646 | 643
2018-11-27 19:00 | 655 | 654
2018-11-27 19:30 | 656 | 655
2018-11-27 20:00 | 624 | 622
2018-11-27 20:30 | 578 | 575
2018-11-27 21:00 | 620 | 617
2018-11-27 21:30 | 646 | 644
2018-11-27 22:00 | 604 | 602
2018-11-27 22:30 | 596 | 591
2018-11-27 23:00 | 582 | 576
2018-11-27 23:30 | 528 | 519
2018-11-28 | 502 | 491
2018-11-28 00:30 | 487 | 474
2018-11-28 01:00 | 473 | 459
2018-11-28 01:30 | 474 | 458
2018-11-28 02:00 | 467 | 447
2018-11-28 02:30 | 464 | 443
2018-11-28 03:00 | 458 | 437
2018-11-28 03:30 | 455 | 433
2018-11-28 04:00 | 455 | 432
2018-11-28 04:30 | 450 | 428
2018-11-28 05:00 | 445 | 422
2018-11-28 05:30 | 452 | 431
2018-11-28 06:00 | 467 | 446
2018-11-28 06:30 | 459 | 439
2018-11-28 07:00 | 438 | 419
2018-11-28 07:30 | 413 | 398
2018-11-28 08:00 | 366 | 351
2018-11-28 08:30 | 341 | 325
2018-11-28 09:00 | 350 | 336
2018-11-28 09:30 | 357 | 345
2018-11-28 10:00 | 338 | 325
2018-11-28 10:30 | 356 | 344
2018-11-28 11:00 | 374 | 367
2018-11-28 11:30 | 370 | 367
2018-11-28 12:00 | 408 | 405
2018-11-28 12:30 | 413 | 411
2018-11-28 13:00 | 390 | 387
2018-11-28 13:30 | 407 | 403
2018-11-28 14:00 | 409 | 405
2018-11-28 14:30 | 417 | 414
2018-11-28 15:00 | 474 | 470
2018-11-28 15:30 | 455 | 450
2018-11-28 16:00 | 464 | 459
2018-11-28 16:30 | 499 | 490
2018-11-28 17:00 | 474 | 464
2018-11-28 17:30 | 486 | 475
2018-11-28 18:00 | 490 | 477
2018-11-28 18:30 | 509 | 490
2018-11-28 19:00 | 540 | 519
2018-11-28 19:30 | 552 | 533
2018-11-28 20:00 | 541 | 517
2018-11-28 20:30 | 570 | 535
2018-11-28 21:00 | 616 | 580
2018-11-28 21:30 | 645 | 624
2018-11-28 22:00 | 634 | 611
2018-11-28 22:30 | 603 | 574
2018-11-28 23:00 | 564 | 527
2018-11-28 23:30 | 512 | 485
2018-11-29 | 478 | 456
2018-11-29 00:30 | 452 | 431
2018-11-29 01:00 | 447 | 429
2018-11-29 01:30 | 437 | 417
2018-11-29 02:00 | 434 | 414
2018-11-29 02:30 | 430 | 409
2018-11-29 03:00 | 407 | 384
2018-11-29 03:30 | 409 | 386
2018-11-29 04:00 | 417 | 394
2018-11-29 04:30 | 426 | 404
2018-11-29 05:00 | 435 | 413
2018-11-29 05:30 | 436 | 414
2018-11-29 06:00 | 435 | 413
2018-11-29 06:30 | 427 | 407
2018-11-29 07:00 | 400 | 381
2018-11-29 07:30 | 382 | 370
2018-11-29 08:00 | 346 | 334
2018-11-29 08:30 | 319 | 306
2018-11-29 09:00 | 288 | 275
2018-11-29 09:30 | 225 | 206
2018-11-29 10:00 | 232 | 213
2018-11-29 10:30 | 246 | 229
2018-11-29 11:00 | 251 | 235
2018-11-29 11:30 | 265 | 248
2018-11-29 12:00 | 275 | 259
2018-11-29 12:30 | 285 | 270
2018-11-29 13:00 | 293 | 278
2018-11-29 13:30 | 345 | 332
2018-11-29 14:00 | 362 | 350
2018-11-29 14:30 | 368 | 357
2018-11-29 15:00 | 375 | 364
2018-11-29 15:30 | 418 | 410
2018-11-29 16:00 | 456 | 453
2018-11-29 16:30 | 460 | 457
2018-11-29 17:00 | 466 | 464
2018-11-29 17:30 | 535 | 533
2018-11-29 18:00 | 564 | 561
2018-11-29 18:30 | 589 | 586
2018-11-29 19:00 | 604 | 598
2018-11-29 19:30 | 582 | 574
2018-11-29 20:00 | 568 | 563
2018-11-29 20:30 | 560 | 555
2018-11-29 21:00 | 572 | 568
2018-11-29 21:30 | 592 | 587
2018-11-29 22:00 | 618 | 613
2018-11-29 22:30 | 588 | 582
2018-11-29 23:00 | 559 | 551
2018-11-29 23:30 | 533 | 522
2018-11-30 | 515 | 505
2018-11-30 00:30 | 501 | 490
2018-11-30 01:00 | 486 | 473
2018-11-30 01:30 | 477 | 464
2018-11-30 02:00 | 468 | 454
2018-11-30 02:30 | 460 | 445
2018-11-30 03:00 | 453 | 436
2018-11-30 03:30 | 445 | 432
2018-11-30 04:00 | 435 | 428
2018-11-30 04:30 | 434 | 426
2018-11-30 05:00 | 432 | 425
2018-11-30 05:30 | 440 | 433
2018-11-30 06:00 | 436 | 429
2018-11-30 06:30 | 410 | 404
2018-11-30 07:00 | 363 | 358
2018-11-30 07:30 | 313 | 308
2018-11-30 08:00 | 272 | 268
2018-11-30 08:30 | 264 | 264
2018-11-30 09:00 | 253 | 252
2018-11-30 09:30 | 283 | 283
2018-11-30 10:00 | 289 | 288
2018-11-30 10:30 | 279 | 278
2018-11-30 11:00 | 283 | 282
2018-11-30 11:30 | 292 | 291
2018-11-30 12:00 | 309 | 308
2018-11-30 12:30 | 309 | 308
2018-11-30 13:00 | 337 | 337
2018-11-30 13:30 | 345 | 345
2018-11-30 14:00 | 360 | 360
2018-11-30 14:30 | 377 | 377
2018-11-30 15:00 | 392 | 392
2018-11-30 15:30 | 402 | 402
2018-11-30 16:00 | 401 | 401
2018-11-30 16:30 | 442 | 442
2018-11-30 17:00 | 475 | 475
2018-11-30 17:30 | 522 | 522
2018-11-30 18:00 | 582 | 581
2018-11-30 18:30 | 624 | 623
2018-11-30 19:00 | 603 | 595
2018-11-30 19:30 | 641 | 633
2018-11-30 20:00 | 643 | 635
2018-11-30 20:30 | 635 | 629
2018-11-30 21:00 | 629 | 622
2018-11-30 21:30 | 604 | 596
2018-11-30 22:00 | 584 | 574
2018-11-30 22:30 | 563 | 550
2018-11-30 23:00 | 543 | 527
2018-11-30 23:30 | 515 | 505
2018-12-01 | 501 | 491
2018-12-01 00:30 | 506 | 497
2018-12-01 01:00 | 486 | 480
2018-12-01 01:30 | 473 | 468
2018-12-01 02:00 | 460 | 456
2018-12-01 02:30 | 452 | 448
2018-12-01 03:00 | 450 | 445
2018-12-01 03:30 | 445 | 440
2018-12-01 04:00 | 441 | 436
2018-12-01 04:30 | 439 | 434
2018-12-01 05:00 | 435 | 429
2018-12-01 05:30 | 429 | 423
2018-12-01 06:00 | 413 | 407
2018-12-01 06:30 | 386 | 380
2018-12-01 07:00 | 340 | 335
2018-12-01 07:30 | 300 | 295
2018-12-01 08:00 | 279 | 274
2018-12-01 08:30 | 279 | 276
2018-12-01 09:00 | 274 | 273
2018-12-01 09:30 | 251 | 251
2018-12-01 10:00 | 246 | 245
2018-12-01 10:30 | 240 | 239
2018-12-01 11:00 | 242 | 241
2018-12-01 11:30 | 243 | 243
2018-12-01 12:00 | 258 | 257
2018-12-01 12:30 | 269 | 268
2018-12-01 13:00 | 284 | 283
2018-12-01 13:30 | 289 | 288
2018-12-01 14:00 | 316 | 314
2018-12-01 14:30 | 328 | 326
2018-12-01 15:00 | 341 | 339
2018-12-01 15:30 | 371 | 370
2018-12-01 16:00 | 392 | 391
2018-12-01 16:30 | 438 | 437
2018-12-01 17:00 | 479 | 478
2018-12-01 17:30 | 519 | 517
2018-12-01 18:00 | 570 | 569
2018-12-01 18:30 | 626 | 625
2018-12-01 19:00 | 646 | 643
2018-12-01 19:30 | 651 | 649
2018-12-01 20:00 | 657 | 656
2018-12-01 20:30 | 653 | 653
2018-12-01 21:00 | 624 | 622
2018-12-01 21:30 | 588 | 586
2018-12-01 22:00 | 566 | 563
2018-12-01 22:30 | 511 | 508
2018-12-01 23:00 | 376 | 372
2018-12-01 23:30 | 362 | 358
2018-12-02 | 368 | 364
2018-12-02 00:30 | 376 | 373
2018-12-02 01:00 | 362 | 358
2018-12-02 01:30 | 347 | 343
2018-12-02 02:00 | 339 | 334
2018-12-02 02:30 | 325 | 319
2018-12-02 03:00 | 313 | 307
2018-12-02 03:30 | 313 | 307
2018-12-02 04:00 | 315 | 308
2018-12-02 04:30 | 317 | 312
2018-12-02 05:00 | 320 | 316
2018-12-02 05:30 | 322 | 318
2018-12-02 06:00 | 310 | 307
2018-12-02 06:30 | 286 | 283
2018-12-02 07:00 | 242 | 240
2018-12-02 07:30 | 210 | 207
2018-12-02 08:00 | 177 | 173
2018-12-02 08:30 | 191 | 187
2018-12-02 09:00 | 190 | 187
2018-12-02 09:30 | 188 | 186
2018-12-02 10:00 | 177 | 175
2018-12-02 10:30 | 178 | 177
2018-12-02 11:00 | 247 | 245
2018-12-02 11:30 | 261 | 258
2018-12-02 12:00 | 275 | 272
2018-12-02 12:30 | 280 | 276
2018-12-02 13:00 | 285 | 281
2018-12-02 13:30 | 291 | 288
2018-12-02 14:00 | 301 | 297
2018-12-02 14:30 | 323 | 320
2018-12-02 15:00 | 324 | 322
2018-12-02 15:30 | 339 | 337
2018-12-02 16:00 | 300 | 299
2018-12-02 16:30 | 284 | 284
2018-12-02 17:00 | 322 | 322
2018-12-02 17:30 | 399 | 399
2018-12-02 18:00 | 468 | 467
2018-12-02 18:30 | 507 | 506
2018-12-02 19:00 | 495 | 495
2018-12-02 19:30 | 479 | 479
2018-12-02 20:00 | 465 | 465
2018-12-02 20:30 | 453 | 453
2018-12-02 21:00 | 486 | 486
2018-12-02 21:30 | 549 | 546
2018-12-02 22:00 | 596 | 590
2018-12-02 22:30 | 573 | 564
2018-12-02 23:00 | 548 | 536
2018-12-02 23:30 | 524 | 509
2018-12-03 | 513 | 495
2018-12-03 00:30 | 501 | 484
2018-12-03 01:00 | 487 | 470
2018-12-03 01:30 | 461 | 443
2018-12-03 02:00 | 419 | 399
2018-12-03 02:30 | 408 | 388
2018-12-03 03:00 | 400 | 379
2018-12-03 03:30 | 399 | 378
2018-12-03 04:00 | 399 | 377
2018-12-03 04:30 | 391 | 368
2018-12-03 05:00 | 369 | 345
2018-12-03 05:30 | 338 | 313
2018-12-03 06:00 | 343 | 319
2018-12-03 06:30 | 359 | 337
2018-12-03 07:00 | 324 | 303
2018-12-03 07:30 | 293 | 271
2018-12-03 08:00 | 268 | 255
2018-12-03 08:30 | 274 | 260
2018-12-03 09:00 | 245 | 232
2018-12-03 09:30 | 220 | 206
2018-12-03 10:00 | 200 | 185
2018-12-03 10:30 | 181 | 166
2018-12-03 11:00 | 192 | 169
2018-12-03 11:30 | 211 | 176
2018-12-03 12:00 | 228 | 193
2018-12-03 12:30 | 244 | 211
2018-12-03 13:00 | 245 | 212
2018-12-03 13:30 | 243 | 210
2018-12-03 14:00 | 266 | 233
2018-12-03 14:30 | 273 | 240
2018-12-03 15:00 | 213 | 172
2018-12-03 15:30 | 284 | 251
2018-12-03 16:00 | 338 | 314
2018-12-03 16:30 | 402 | 382
2018-12-03 17:00 | 497 | 478
2018-12-03 17:30 | 555 | 538
2018-12-03 18:00 | 565 | 548
2018-12-03 18:30 | 586 | 572
2018-12-03 19:00 | 635 | 630
2018-12-03 19:30 | 606 | 602
2018-12-03 20:00 | 534 | 524
2018-12-03 20:30 | 499 | 488
2018-12-03 21:00 | 471 | 459
2018-12-03 21:30 | 448 | 435
2018-12-03 22:00 | 429 | 415
2018-12-03 22:30 | 395 | 378
2018-12-03 23:00 | 363 | 342
2018-12-03 23:30 | 345 | 325
2018-12-04 | 384 | 362
2018-12-04 00:30 | 398 | 377
2018-12-04 01:00 | 350 | 326
2018-12-04 01:30 | 331 | 311
2018-12-04 02:00 | 295 | 273
2018-12-04 02:30 | 332 | 311
2018-12-04 03:00 | 324 | 302
2018-12-04 03:30 | 315 | 292
2018-12-04 04:00 | 319 | 298
2018-12-04 04:30 | 337 | 317
2018-12-04 05:00 | 347 | 327
2018-12-04 05:30 | 365 | 347
2018-12-04 06:00 | 343 | 323
2018-12-04 06:30 | 292 | 272
2018-12-04 07:00 | 253 | 232
2018-12-04 07:30 | 223 | 198
2018-12-04 08:00 | 202 | 175
2018-12-04 08:30 | 195 | 163
2018-12-04 09:00 | 183 | 152
2018-12-04 09:30 | 174 | 143
2018-12-04 10:00 | 154 | 115
2018-12-04 10:30 | 189 | 150
2018-12-04 11:00 | 207 | 171
2018-12-04 11:30 | 210 | 176
2018-12-04 12:00 | 221 | 189
2018-12-04 12:30 | 229 | 198
2018-12-04 13:00 | 239 | 208
2018-12-04 13:30 | 252 | 221
2018-12-04 14:00 | 276 | 247
2018-12-04 14:30 | 245 | 215
2018-12-04 15:00 | 271 | 244
2018-12-04 15:30 | 304 | 284
2018-12-04 16:00 | 372 | 356
2018-12-04 16:30 | 410 | 395
2018-12-04 17:00 | 456 | 443
2018-12-04 17:30 | 536 | 522
2018-12-04 18:00 | 538 | 524
2018-12-04 18:30 | 550 | 535
2018-12-04 19:00 | 577 | 565
2018-12-04 19:30 | 584 | 569
2018-12-04 20:00 | 613 | 594
2018-12-04 20:30 | 633 | 609
2018-12-04 21:00 | 604 | 584
2018-12-04 21:30 | 562 | 542
2018-12-04 22:00 | 534 | 514
2018-12-04 22:30 | 556 | 535
2018-12-04 23:00 | 544 | 519
2018-12-04 23:30 | 513 | 484
2018-12-05 | 501 | 472
2018-12-05 00:30 | 509 | 487
2018-12-05 01:00 | 498 | 475
2018-12-05 01:30 | 492 | 467
2018-12-05 02:00 | 490 | 466
2018-12-05 02:30 | 490 | 466
2018-12-05 03:00 | 483 | 458
2018-12-05 03:30 | 477 | 452
2018-12-05 04:00 | 465 | 440
2018-12-05 04:30 | 465 | 440
2018-12-05 05:00 | 469 | 445
2018-12-05 05:30 | 483 | 460
2018-12-05 06:00 | 490 | 468
2018-12-05 06:30 | 487 | 467
2018-12-05 07:00 | 464 | 445
2018-12-05 07:30 | 445 | 428
2018-12-05 08:00 | 405 | 389
2018-12-05 08:30 | 365 | 356
2018-12-05 09:00 | 370 | 362
2018-12-05 09:30 | 358 | 350
2018-12-05 10:00 | 319 | 309
2018-12-05 10:30 | 300 | 289
2018-12-05 11:00 | 297 | 287
2018-12-05 11:30 | 310 | 300
2018-12-05 12:00 | 325 | 316
2018-12-05 12:30 | 331 | 323
2018-12-05 13:00 | 340 | 331
2018-12-05 13:30 | 334 | 324
2018-12-05 14:00 | 319 | 310
2018-12-05 14:30 | 276 | 265
2018-12-05 15:00 | 305 | 294
2018-12-05 15:30 | 367 | 357
2018-12-05 16:00 | 387 | 377
2018-12-05 16:30 | 405 | 394
2018-12-05 17:00 | 421 | 412
2018-12-05 17:30 | 478 | 468
2018-12-05 18:00 | 526 | 518
2018-12-05 18:30 | 534 | 519
2018-12-05 19:00 | 592 | 577
2018-12-05 19:30 | 619 | 602
2018-12-05 20:00 | 560 | 540
2018-12-05 20:30 | 522 | 502
2018-12-05 21:00 | 526 | 501
2018-12-05 21:30 | 513 | 487
2018-12-05 22:00 | 468 | 451
2018-12-05 22:30 | 455 | 435
2018-12-05 23:00 | 439 | 420
2018-12-05 23:30 | 415 | 391
2018-12-06 | 412 | 385
2018-12-06 00:30 | 408 | 380
2018-12-06 01:00 | 386 | 355
2018-12-06 01:30 | 387 | 356
2018-12-06 02:00 | 410 | 374
2018-12-06 02:30 | 416 | 379
2018-12-06 03:00 | 398 | 363
2018-12-06 03:30 | 408 | 375
2018-12-06 04:00 | 414 | 382
2018-12-06 04:30 | 417 | 386
2018-12-06 05:00 | 423 | 394
2018-12-06 05:30 | 434 | 406
2018-12-06 06:00 | 378 | 346
2018-12-06 06:30 | 409 | 378
2018-12-06 07:00 | 384 | 354
2018-12-06 07:30 | 401 | 386
2018-12-06 08:00 | 423 | 409
2018-12-06 08:30 | 423 | 410
2018-12-06 09:00 | 407 | 396
2018-12-06 09:30 | 360 | 348
2018-12-06 10:00 | 293 | 278
2018-12-06 10:30 | 259 | 242
2018-12-06 11:00 | 226 | 211
2018-12-06 11:30 | 227 | 216
2018-12-06 12:00 | 246 | 237
2018-12-06 12:30 | 279 | 268
2018-12-06 13:00 | 290 | 279
2018-12-06 13:30 | 276 | 265
2018-12-06 14:00 | 294 | 284
2018-12-06 14:30 | 309 | 298
2018-12-06 15:00 | 345 | 332
2018-12-06 15:30 | 417 | 405
2018-12-06 16:00 | 430 | 418
2018-12-06 16:30 | 451 | 439
2018-12-06 17:00 | 463 | 450
2018-12-06 17:30 | 477 | 464
2018-12-06 18:00 | 461 | 447
2018-12-06 18:30 | 436 | 422
2018-12-06 19:00 | 439 | 428
2018-12-06 19:30 | 473 | 462
2018-12-06 20:00 | 468 | 457
2018-12-06 20:30 | 452 | 438
2018-12-06 21:00 | 450 | 435
2018-12-06 21:30 | 471 | 460
2018-12-06 22:00 | 464 | 453
2018-12-06 22:30 | 464 | 454
2018-12-06 23:00 | 436 | 425
2018-12-06 23:30 | 417 | 405
2018-12-07 | 399 | 385
2018-12-07 00:30 | 395 | 383
2018-12-07 01:00 | 360 | 347
2018-12-07 01:30 | 348 | 334
2018-12-07 02:00 | 336 | 322
2018-12-07 02:30 | 328 | 314
2018-12-07 03:00 | 335 | 321
2018-12-07 03:30 | 349 | 334
2018-12-07 04:00 | 342 | 327
2018-12-07 04:30 | 350 | 336
2018-12-07 05:00 | 366 | 353
2018-12-07 05:30 | 387 | 375
2018-12-07 06:00 | 381 | 366
2018-12-07 06:30 | 372 | 358
2018-12-07 07:00 | 394 | 382
2018-12-07 07:30 | 421 | 407
2018-12-07 08:00 | 425 | 411
2018-12-07 08:30 | 407 | 393
2018-12-07 09:00 | 401 | 386
2018-12-07 09:30 | 341 | 325
2018-12-07 10:00 | 334 | 318
2018-12-07 10:30 | 312 | 295
2018-12-07 11:00 | 271 | 251
2018-12-07 11:30 | 304 | 287
2018-12-07 12:00 | 300 | 283
2018-12-07 12:30 | 275 | 256
2018-12-07 13:00 | 286 | 268
2018-12-07 13:30 | 342 | 327
2018-12-07 14:00 | 366 | 350
2018-12-07 14:30 | 358 | 341
2018-12-07 15:00 | 358 | 341
2018-12-07 15:30 | 356 | 340
2018-12-07 16:00 | 373 | 357
2018-12-07 16:30 | 368 | 351
2018-12-07 17:00 | 364 | 347
2018-12-07 17:30 | 372 | 355
2018-12-07 18:00 | 342 | 322
2018-12-07 18:30 | 348 | 326
2018-12-07 19:00 | 365 | 342
2018-12-07 19:30 | 375 | 352
2018-12-07 20:00 | 371 | 348
2018-12-07 20:30 | 355 | 330
2018-12-07 21:00 | 366 | 341
2018-12-07 21:30 | 374 | 355
2018-12-07 22:00 | 379 | 361
2018-12-07 22:30 | 377 | 358
2018-12-07 23:00 | 394 | 373
2018-12-07 23:30 | 405 | 383
2018-12-08 | 393 | 368
2018-12-08 00:30 | 417 | 392
2018-12-08 01:00 | 394 | 364
2018-12-08 01:30 | 364 | 329
2018-12-08 02:00 | 365 | 330
2018-12-08 02:30 | 366 | 329
2018-12-08 03:00 | 373 | 337
2018-12-08 03:30 | 369 | 333
2018-12-08 04:00 | 371 | 334
2018-12-08 04:30 | 352 | 315
2018-12-08 05:00 | 356 | 320
2018-12-08 05:30 | 360 | 323
2018-12-08 06:00 | 364 | 326
2018-12-08 06:30 | 339 | 297
2018-12-08 07:00 | 325 | 284
2018-12-08 07:30 | 318 | 276
2018-12-08 08:00 | 313 | 272
2018-12-08 08:30 | 328 | 290
2018-12-08 09:00 | 299 | 263
2018-12-08 09:30 | 264 | 231
2018-12-08 10:00 | 236 | 199
2018-12-08 10:30 | 221 | 181
2018-12-08 11:00 | 196 | 153
2018-12-08 11:30 | 201 | 159
2018-12-08 12:00 | 218 | 180
2018-12-08 12:30 | 216 | 178
2018-12-08 13:00 | 231 | 196
2018-12-08 13:30 | 252 | 218
2018-12-08 14:00 | 287 | 254
2018-12-08 14:30 | 316 | 287
2018-12-08 15:00 | 356 | 330
2018-12-08 15:30 | 381 | 358
2018-12-08 16:00 | 371 | 346
2018-12-08 16:30 | 386 | 362
2018-12-08 17:00 | 404 | 382
2018-12-08 17:30 | 437 | 416
2018-12-08 18:00 | 470 | 450
2018-12-08 18:30 | 498 | 483
2018-12-08 19:00 | 506 | 493
2018-12-08 19:30 | 507 | 496
2018-12-08 20:00 | 492 | 480
2018-12-08 20:30 | 482 | 469
2018-12-08 21:00 | 449 | 435
2018-12-08 21:30 | 447 | 432
2018-12-08 22:00 | 408 | 391
2018-12-08 22:30 | 395 | 376
2018-12-08 23:00 | 389 | 368
2018-12-08 23:30 | 386 | 364
2018-12-09 | 415 | 392
2018-12-09 00:30 | 431 | 408
2018-12-09 01:00 | 404 | 377
2018-12-09 01:30 | 392 | 358
2018-12-09 02:00 | 389 | 355
2018-12-09 02:30 | 384 | 349
2018-12-09 03:00 | 383 | 347
2018-12-09 03:30 | 378 | 342
2018-12-09 04:00 | 389 | 354
2018-12-09 04:30 | 390 | 356
2018-12-09 05:00 | 400 | 367
2018-12-09 05:30 | 403 | 372
2018-12-09 06:00 | 402 | 368
2018-12-09 06:30 | 399 | 364
2018-12-09 07:00 | 392 | 356
2018-12-09 07:30 | 387 | 353
2018-12-09 08:00 | 402 | 369
2018-12-09 08:30 | 374 | 339
2018-12-09 09:00 | 381 | 347
2018-12-09 09:30 | 373 | 339
2018-12-09 10:00 | 309 | 269
2018-12-09 10:30 | 285 | 243
2018-12-09 11:00 | 298 | 257
2018-12-09 11:30 | 337 | 299
2018-12-09 12:00 | 318 | 279
2018-12-09 12:30 | 317 | 278
2018-12-09 13:00 | 336 | 299
2018-12-09 13:30 | 292 | 252
2018-12-09 14:00 | 297 | 264
2018-12-09 14:30 | 321 | 289
2018-12-09 15:00 | 329 | 299
2018-12-09 15:30 | 347 | 318
2018-12-09 16:00 | 367 | 341
2018-12-09 16:30 | 389 | 362
2018-12-09 17:00 | 392 | 367
2018-12-09 17:30 | 397 | 373
2018-12-09 18:00 | 426 | 403
2018-12-09 18:30 | 410 | 389
2018-12-09 19:00 | 409 | 397
2018-12-09 19:30 | 398 | 387
2018-12-09 20:00 | 354 | 341
2018-12-09 20:30 | 376 | 366
2018-12-09 21:00 | 385 | 375
2018-12-09 21:30 | 368 | 357
2018-12-09 22:00 | 348 | 336
2018-12-09 22:30 | 317 | 303
2018-12-09 23:00 | 275 | 257
2018-12-09 23:30 | 234 | 217
2018-12-10 | 209 | 189
2018-12-10 00:30 | 218 | 199
2018-12-10 01:00 | 199 | 178
2018-12-10 01:30 | 192 | 172
2018-12-10 02:00 | 184 | 164
2018-12-10 02:30 | 185 | 164
2018-12-10 03:00 | 186 | 165
2018-12-10 03:30 | 187 | 165
2018-12-10 04:00 | 175 | 153
2018-12-10 04:30 | 162 | 141
2018-12-10 05:00 | 162 | 141
2018-12-10 05:30 | 173 | 153
2018-12-10 06:00 | 191 | 170
2018-12-10 06:30 | 211 | 186
2018-12-10 07:00 | 195 | 169
2018-12-10 07:30 | 254 | 234
2018-12-10 08:00 | 265 | 247
2018-12-10 08:30 | 238 | 220
2018-12-10 09:00 | 225 | 205
2018-12-10 09:30 | 195 | 176
2018-12-10 10:00 | 137 | 111
2018-12-10 10:30 | 152 | 131
2018-12-10 11:00 | 145 | 123
2018-12-10 11:30 | 179 | 160
2018-12-10 12:00 | 177 | 159
2018-12-10 12:30 | 177 | 158
2018-12-10 13:00 | 161 | 142
2018-12-10 13:30 | 185 | 168
2018-12-10 14:00 | 210 | 193
2018-12-10 14:30 | 203 | 186
2018-12-10 15:00 | 190 | 170
2018-12-10 15:30 | 225 | 206
2018-12-10 16:00 | 241 | 223
2018-12-10 16:30 | 258 | 240
2018-12-10 17:00 | 268 | 251
2018-12-10 17:30 | 278 | 261
2018-12-10 18:00 | 297 | 280
2018-12-10 18:30 | 325 | 309
2018-12-10 19:00 | 351 | 338
2018-12-10 19:30 | 328 | 317
2018-12-10 20:00 | 337 | 325
2018-12-10 20:30 | 320 | 307
2018-12-10 21:00 | 326 | 311
2018-12-10 21:30 | 310 | 293
2018-12-10 22:00 | 306 | 290
2018-12-10 22:30 | 299 | 281
2018-12-10 23:00 | 294 | 274
2018-12-10 23:30 | 279 | 257
2018-12-11 | 280 | 259
2018-12-11 00:30 | 284 | 263
2018-12-11 01:00 | 247 | 225
2018-12-11 01:30 | 218 | 196
2018-12-11 02:00 | 216 | 193
2018-12-11 02:30 | 211 | 186
2018-12-11 03:00 | 216 | 191
2018-12-11 03:30 | 220 | 195
2018-12-11 04:00 | 220 | 195
2018-12-11 04:30 | 226 | 201
2018-12-11 05:00 | 224 | 200
2018-12-11 05:30 | 250 | 226
2018-12-11 06:00 | 265 | 242
2018-12-11 06:30 | 278 | 258
2018-12-11 07:00 | 293 | 275
2018-12-11 07:30 | 276 | 258
2018-12-11 08:00 | 279 | 264
2018-12-11 08:30 | 235 | 220
2018-12-11 09:00 | 211 | 197
2018-12-11 09:30 | 240 | 228
2018-12-11 10:00 | 242 | 231
2018-12-11 10:30 | 236 | 224
2018-12-11 11:00 | 228 | 216
2018-12-11 11:30 | 219 | 206
2018-12-11 12:00 | 241 | 229
2018-12-11 12:30 | 196 | 184
2018-12-11 13:00 | 161 | 146
2018-12-11 13:30 | 151 | 135
2018-12-11 14:00 | 187 | 175
2018-12-11 14:30 | 191 | 179
2018-12-11 15:00 | 199 | 185
2018-12-11 15:30 | 253 | 242
2018-12-11 16:00 | 285 | 275
2018-12-11 16:30 | 229 | 220
2018-12-11 17:00 | 155 | 147
2018-12-11 17:30 | 178 | 169
2018-12-11 18:00 | 228 | 220
2018-12-11 18:30 | 273 | 265
2018-12-11 19:00 | 302 | 295
2018-12-11 19:30 | 318 | 314
2018-12-11 20:00 | 310 | 306
2018-12-11 20:30 | 294 | 290
2018-12-11 21:00 | 325 | 321
2018-12-11 21:30 | 374 | 370
2018-12-11 22:00 | 363 | 357
2018-12-11 22:30 | 341 | 337
2018-12-11 23:00 | 327 | 322
2018-12-11 23:30 | 314 | 309
2018-12-12 | 311 | 305
2018-12-12 00:30 | 309 | 302
2018-12-12 01:00 | 280 | 272
2018-12-12 01:30 | 274 | 265
2018-12-12 02:00 | 267 | 257
2018-12-12 02:30 | 252 | 242
2018-12-12 03:00 | 257 | 246
2018-12-12 03:30 | 266 | 255
2018-12-12 04:00 | 266 | 253
2018-12-12 04:30 | 264 | 251
2018-12-12 05:00 | 268 | 255
2018-12-12 05:30 | 269 | 257
2018-12-12 06:00 | 280 | 266
2018-12-12 06:30 | 299 | 285
2018-12-12 07:00 | 265 | 247
2018-12-12 07:30 | 268 | 253
2018-12-12 08:00 | 273 | 259
2018-12-12 08:30 | 270 | 256
2018-12-12 09:00 | 280 | 263
2018-12-12 09:30 | 248 | 226
2018-12-12 10:00 | 237 | 216
2018-12-12 10:30 | 214 | 191
2018-12-12 11:00 | 208 | 186
2018-12-12 11:30 | 208 | 187
2018-12-12 12:00 | 208 | 187
2018-12-12 12:30 | 213 | 193
2018-12-12 13:00 | 203 | 178
2018-12-12 13:30 | 201 | 175
2018-12-12 14:00 | 189 | 164
2018-12-12 14:30 | 218 | 193
2018-12-12 15:00 | 154 | 124
2018-12-12 15:30 | 170 | 143
2018-12-12 16:00 | 213 | 191
2018-12-12 16:30 | 243 | 220
2018-12-12 17:00 | 239 | 215
2018-12-12 17:30 | 293 | 272
2018-12-12 18:00 | 323 | 304
2018-12-12 18:30 | 328 | 309
2018-12-12 19:00 | 353 | 336
2018-12-12 19:30 | 364 | 350
2018-12-12 20:00 | 362 | 349
2018-12-12 20:30 | 401 | 389
2018-12-12 21:00 | 456 | 444
2018-12-12 21:30 | 447 | 435
2018-12-12 22:00 | 420 | 407
2018-12-12 22:30 | 421 | 405
2018-12-12 23:00 | 405 | 391
2018-12-12 23:30 | 387 | 371
2018-12-13 | 376 | 358
2018-12-13 00:30 | 379 | 360
2018-12-13 01:00 | 358 | 335
2018-12-13 01:30 | 348 | 322
2018-12-13 02:00 | 342 | 316
2018-12-13 02:30 | 338 | 310
2018-12-13 03:00 | 334 | 306
2018-12-13 03:30 | 334 | 305
2018-12-13 04:00 | 328 | 299
2018-12-13 04:30 | 327 | 296
2018-12-13 05:00 | 324 | 291
2018-12-13 05:30 | 319 | 276
2018-12-13 06:00 | 312 | 263
2018-12-13 06:30 | 303 | 257
2018-12-13 07:00 | 275 | 225
2018-12-13 07:30 | 290 | 247
2018-12-13 08:00 | 242 | 208
2018-12-13 08:30 | 247 | 217
2018-12-13 09:00 | 232 | 204
2018-12-13 09:30 | 187 | 155
2018-12-13 10:00 | 209 | 189
2018-12-13 10:30 | 208 | 190
2018-12-13 11:00 | 197 | 179
2018-12-13 11:30 | 170 | 150
2018-12-13 12:00 | 182 | 163
2018-12-13 12:30 | 185 | 167
2018-12-13 13:00 | 195 | 178
2018-12-13 13:30 | 190 | 173
2018-12-13 14:00 | 196 | 179
2018-12-13 14:30 | 165 | 147
2018-12-13 15:00 | 171 | 154
2018-12-13 15:30 | 226 | 212
2018-12-13 16:00 | 263 | 249
2018-12-13 16:30 | 297 | 284
2018-12-13 17:00 | 327 | 314
2018-12-13 17:30 | 387 | 374
2018-12-13 18:00 | 370 | 357
2018-12-13 18:30 | 368 | 357
2018-12-13 19:00 | 363 | 350
2018-12-13 19:30 | 362 | 346
2018-12-13 20:00 | 339 | 321
2018-12-13 20:30 | 371 | 352
2018-12-13 21:00 | 426 | 404
2018-12-13 21:30 | 418 | 392
2018-12-13 22:00 | 401 | 369
2018-12-13 22:30 | 382 | 344
2018-12-13 23:00 | 365 | 328
2018-12-13 23:30 | 363 | 326
2018-12-14 | 320 | 274
2018-12-14 00:30 | 319 | 271
2018-12-14 01:00 | 281 | 234
2018-12-14 01:30 | 259 | 217
2018-12-14 02:00 | 271 | 237
2018-12-14 02:30 | 282 | 250
2018-12-14 03:00 | 306 | 285
2018-12-14 03:30 | 326 | 306
2018-12-14 04:00 | 330 | 311
2018-12-14 04:30 | 329 | 310
2018-12-14 05:00 | 331 | 313
2018-12-14 05:30 | 345 | 326
2018-12-14 06:00 | 352 | 330
2018-12-14 06:30 | 343 | 322
2018-12-14 07:00 | 337 | 318
2018-12-14 07:30 | 308 | 289
2018-12-14 08:00 | 300 | 281
2018-12-14 08:30 | 275 | 255
2018-12-14 09:00 | 207 | 182
2018-12-14 09:30 | 212 | 184
2018-12-14 10:00 | 222 | 194
2018-12-14 10:30 | 201 | 172
2018-12-14 11:00 | 191 | 160
2018-12-14 11:30 | 211 | 182
2018-12-14 12:00 | 232 | 206
2018-12-14 12:30 | 187 | 156
2018-12-14 13:00 | 205 | 185
2018-12-14 13:30 | 204 | 190
2018-12-14 14:00 | 237 | 225
2018-12-14 14:30 | 314 | 303
2018-12-14 15:00 | 350 | 339
2018-12-14 15:30 | 385 | 375
2018-12-14 16:00 | 333 | 320
2018-12-14 16:30 | 323 | 309
2018-12-14 17:00 | 380 | 369
2018-12-14 17:30 | 390 | 378
2018-12-14 18:00 | 412 | 400
2018-12-14 18:30 | 415 | 403
2018-12-14 19:00 | 419 | 409
2018-12-14 19:30 | 421 | 411
2018-12-14 20:00 | 395 | 387
2018-12-14 20:30 | 423 | 414
2018-12-14 21:00 | 474 | 463
2018-12-14 21:30 | 471 | 454
2018-12-14 22:00 | 451 | 429
2018-12-14 22:30 | 430 | 404
2018-12-14 23:00 | 415 | 386
2018-12-14 23:30 | 404 | 373
2018-12-15 | 397 | 363
2018-12-15 00:30 | 390 | 365
2018-12-15 01:00 | 359 | 340
2018-12-15 01:30 | 369 | 349
2018-12-15 02:00 | 375 | 353
2018-12-15 02:30 | 368 | 346
2018-12-15 03:00 | 363 | 340
2018-12-15 03:30 | 358 | 334
2018-12-15 04:00 | 353 | 328
2018-12-15 04:30 | 341 | 317
2018-12-15 05:00 | 345 | 321
2018-12-15 05:30 | 352 | 329
2018-12-15 06:00 | 355 | 331
2018-12-15 06:30 | 361 | 339
2018-12-15 07:00 | 353 | 330
2018-12-15 07:30 | 339 | 317
2018-12-15 08:00 | 345 | 324
2018-12-15 08:30 | 328 | 306
2018-12-15 09:00 | 323 | 306
2018-12-15 09:30 | 324 | 310
2018-12-15 10:00 | 299 | 285
2018-12-15 10:30 | 320 | 307
2018-12-15 11:00 | 277 | 263
2018-12-15 11:30 | 322 | 311
2018-12-15 12:00 | 295 | 282
2018-12-15 12:30 | 310 | 298
2018-12-15 13:00 | 311 | 300
2018-12-15 13:30 | 342 | 330
2018-12-15 14:00 | 343 | 325
2018-12-15 14:30 | 369 | 353
2018-12-15 15:00 | 359 | 344
2018-12-15 15:30 | 357 | 340
2018-12-15 16:00 | 407 | 389
2018-12-15 16:30 | 429 | 412
2018-12-15 17:00 | 421 | 403
2018-12-15 17:30 | 435 | 417
2018-12-15 18:00 | 451 | 433
2018-12-15 18:30 | 476 | 457
2018-12-15 19:00 | 492 | 475
2018-12-15 19:30 | 476 | 458
2018-12-15 20:00 | 465 | 446
2018-12-15 20:30 | 428 | 405
2018-12-15 21:00 | 413 | 387
2018-12-15 21:30 | 399 | 371
2018-12-15 22:00 | 386 | 355
2018-12-15 22:30 | 374 | 341
2018-12-15 23:00 | 354 | 318
2018-12-15 23:30 | 326 | 285
2018-12-16 | 310 | 266
2018-12-16 00:30 | 317 | 281
2018-12-16 01:00 | 279 | 252
2018-12-16 01:30 | 263 | 235
2018-12-16 02:00 | 262 | 233
2018-12-16 02:30 | 262 | 233
2018-12-16 03:00 | 258 | 228
2018-12-16 03:30 | 260 | 230
2018-12-16 04:00 | 240 | 209
2018-12-16 04:30 | 247 | 217
2018-12-16 05:00 | 249 | 218
2018-12-16 05:30 | 230 | 198
2018-12-16 06:00 | 242 | 211
2018-12-16 06:30 | 267 | 239
2018-12-16 07:00 | 279 | 253
2018-12-16 07:30 | 298 | 274
2018-12-16 08:00 | 309 | 286
2018-12-16 08:30 | 314 | 293
2018-12-16 09:00 | 313 | 292
2018-12-16 09:30 | 299 | 277
2018-12-16 10:00 | 274 | 252
2018-12-16 10:30 | 248 | 223
2018-12-16 11:00 | 220 | 191
2018-12-16 11:30 | 198 | 162
2018-12-16 12:00 | 180 | 141
2018-12-16 12:30 | 186 | 148
2018-12-16 13:00 | 200 | 166
2018-12-16 13:30 | 190 | 154
2018-12-16 14:00 | 192 | 163
2018-12-16 14:30 | 206 | 180
2018-12-16 15:00 | 230 | 208
2018-12-16 15:30 | 226 | 204
2018-12-16 16:00 | 270 | 251
2018-12-16 16:30 | 312 | 295
2018-12-16 17:00 | 339 | 324
2018-12-16 17:30 | 381 | 369
2018-12-16 18:00 | 418 | 408
2018-12-16 18:30 | 446 | 435
2018-12-16 19:00 | 469 | 452
2018-12-16 19:30 | 474 | 458
2018-12-16 20:00 | 469 | 452
2018-12-16 20:30 | 452 | 433
2018-12-16 21:00 | 433 | 412
2018-12-16 21:30 | 417 | 392
2018-12-16 22:00 | 403 | 372
2018-12-16 22:30 | 384 | 354
2018-12-16 23:00 | 360 | 325
2018-12-16 23:30 | 339 | 300
2018-12-17 | 325 | 288
2018-12-17 00:30 | 327 | 292
2018-12-17 01:00 | 302 | 264
2018-12-17 01:30 | 301 | 267
2018-12-17 02:00 | 283 | 264
2018-12-17 02:30 | 280 | 261
2018-12-17 03:00 | 274 | 255
2018-12-17 03:30 | 274 | 255
2018-12-17 04:00 | 272 | 252
2018-12-17 04:30 | 273 | 252
2018-12-17 05:00 | 276 | 256
2018-12-17 05:30 | 277 | 257
2018-12-17 06:00 | 275 | 256
2018-12-17 06:30 | 284 | 268
2018-12-17 07:00 | 284 | 270
2018-12-17 07:30 | 282 | 270
2018-12-17 08:00 | 275 | 264
2018-12-17 08:30 | 269 | 262
2018-12-17 09:00 | 250 | 243
2018-12-17 09:30 | 229 | 222
2018-12-17 10:00 | 226 | 219
2018-12-17 10:30 | 233 | 227
2018-12-17 11:00 | 233 | 228
2018-12-17 11:30 | 232 | 228
2018-12-17 12:00 | 230 | 227
2018-12-17 12:30 | 224 | 223
2018-12-17 13:00 | 228 | 228
2018-12-17 13:30 | 243 | 242
2018-12-17 14:00 | 256 | 256
2018-12-17 14:30 | 271 | 270
2018-12-17 15:00 | 292 | 291
2018-12-17 15:30 | 316 | 315
2018-12-17 16:00 | 341 | 340
2018-12-17 16:30 | 375 | 374
2018-12-17 17:00 | 405 | 404
2018-12-17 17:30 | 432 | 431
2018-12-17 18:00 | 477 | 475
2018-12-17 18:30 | 508 | 499
2018-12-17 19:00 | 539 | 526
2018-12-17 19:30 | 550 | 536
2018-12-17 20:00 | 553 | 540
2018-12-17 20:30 | 543 | 531
2018-12-17 21:00 | 518 | 504
2018-12-17 21:30 | 494 | 477
2018-12-17 22:00 | 468 | 448
2018-12-17 22:30 | 440 | 415
2018-12-17 23:00 | 418 | 387
2018-12-17 23:30 | 395 | 360
2018-12-18 | 372 | 345
2018-12-18 00:30 | 363 | 345
2018-12-18 01:00 | 338 | 318
2018-12-18 01:30 | 347 | 326
2018-12-18 02:00 | 345 | 323
2018-12-18 02:30 | 339 | 317
2018-12-18 03:00 | 336 | 314
2018-12-18 03:30 | 334 | 311
2018-12-18 04:00 | 330 | 307
2018-12-18 04:30 | 322 | 297
2018-12-18 05:00 | 314 | 290
2018-12-18 05:30 | 321 | 298
2018-12-18 06:00 | 328 | 304
2018-12-18 06:30 | 324 | 304
2018-12-18 07:00 | 304 | 290
2018-12-18 07:30 | 292 | 281
2018-12-18 08:00 | 276 | 264
2018-12-18 08:30 | 256 | 244
2018-12-18 09:00 | 247 | 236
2018-12-18 09:30 | 250 | 240
2018-12-18 10:00 | 249 | 240
2018-12-18 10:30 | 252 | 243
2018-12-18 11:00 | 271 | 263
2018-12-18 11:30 | 287 | 281
2018-12-18 12:00 | 302 | 298
2018-12-18 12:30 | 327 | 324
2018-12-18 13:00 | 363 | 360
2018-12-18 13:30 | 374 | 371
2018-12-18 14:00 | 405 | 401
2018-12-18 14:30 | 424 | 415
2018-12-18 15:00 | 456 | 443
2018-12-18 15:30 | 446 | 433
2018-12-18 16:00 | 463 | 441
2018-12-18 16:30 | 489 | 466
2018-12-18 17:00 | 505 | 483
2018-12-18 17:30 | 548 | 527
2018-12-18 18:00 | 581 | 561
2018-12-18 18:30 | 589 | 569
2018-12-18 19:00 | 596 | 574
2018-12-18 19:30 | 610 | 590
2018-12-18 20:00 | 609 | 589
2018-12-18 20:30 | 614 | 597
2018-12-18 21:00 | 599 | 581
2018-12-18 21:30 | 573 | 550
2018-12-18 22:00 | 546 | 520
2018-12-18 22:30 | 522 | 488
2018-12-18 23:00 | 479 | 451
2018-12-18 23:30 | 471 | 456
2018-12-19 | 451 | 435
2018-12-19 00:30 | 443 | 425
2018-12-19 01:00 | 434 | 413
2018-12-19 01:30 | 418 | 396
2018-12-19 02:00 | 402 | 382
2018-12-19 02:30 | 397 | 377
2018-12-19 03:00 | 394 | 373
2018-12-19 03:30 | 388 | 367
2018-12-19 04:00 | 385 | 364
2018-12-19 04:30 | 385 | 363
2018-12-19 05:00 | 388 | 365
2018-12-19 05:30 | 395 | 373
2018-12-19 06:00 | 398 | 377
2018-12-19 06:30 | 378 | 359
2018-12-19 07:00 | 359 | 342
2018-12-19 07:30 | 350 | 340
2018-12-19 08:00 | 321 | 314
2018-12-19 08:30 | 305 | 298
2018-12-19 09:00 | 303 | 297
2018-12-19 09:30 | 282 | 276
2018-12-19 10:00 | 295 | 290
2018-12-19 10:30 | 293 | 289
2018-12-19 11:00 | 300 | 297
2018-12-19 11:30 | 277 | 273
2018-12-19 12:00 | 288 | 285
2018-12-19 12:30 | 309 | 306
2018-12-19 13:00 | 315 | 312
2018-12-19 13:30 | 321 | 317
2018-12-19 14:00 | 346 | 341
2018-12-19 14:30 | 353 | 349
2018-12-19 15:00 | 354 | 348
2018-12-19 15:30 | 372 | 364
2018-12-19 16:00 | 420 | 414
2018-12-19 16:30 | 459 | 455
2018-12-19 17:00 | 476 | 472
2018-12-19 17:30 | 503 | 499
2018-12-19 18:00 | 554 | 546
2018-12-19 18:30 | 580 | 568
2018-12-19 19:00 | 568 | 547
2018-12-19 19:30 | 560 | 538
2018-12-19 20:00 | 577 | 566
2018-12-19 20:30 | 575 | 566
2018-12-19 21:00 | 559 | 548
2018-12-19 21:30 | 552 | 542
2018-12-19 22:00 | 530 | 521
2018-12-19 22:30 | 507 | 496
2018-12-19 23:00 | 479 | 464
2018-12-19 23:30 | 456 | 444
2018-12-20 | 437 | 424
2018-12-20 00:30 | 415 | 402
2018-12-20 01:00 | 395 | 380
2018-12-20 01:30 | 399 | 383
2018-12-20 02:00 | 379 | 361
2018-12-20 02:30 | 378 | 360
2018-12-20 03:00 | 386 | 368
2018-12-20 03:30 | 382 | 364
2018-12-20 04:00 | 379 | 360
2018-12-20 04:30 | 384 | 365
2018-12-20 05:00 | 390 | 372
2018-12-20 05:30 | 398 | 380
2018-12-20 06:00 | 404 | 387
2018-12-20 06:30 | 403 | 388
2018-12-20 07:00 | 391 | 378
2018-12-20 07:30 | 379 | 372
2018-12-20 08:00 | 375 | 367
2018-12-20 08:30 | 355 | 345
2018-12-20 09:00 | 346 | 336
2018-12-20 09:30 | 344 | 335
2018-12-20 10:00 | 266 | 255
2018-12-20 10:30 | 246 | 236
2018-12-20 11:00 | 226 | 216
2018-12-20 11:30 | 245 | 236
2018-12-20 12:00 | 270 | 262
2018-12-20 12:30 | 286 | 278
2018-12-20 13:00 | 296 | 288
2018-12-20 13:30 | 293 | 285
2018-12-20 14:00 | 273 | 265
2018-12-20 14:30 | 252 | 244
2018-12-20 15:00 | 188 | 176
2018-12-20 15:30 | 152 | 136
2018-12-20 16:00 | 209 | 196
2018-12-20 16:30 | 246 | 235
2018-12-20 17:00 | 263 | 253
2018-12-20 17:30 | 317 | 307
2018-12-20 18:00 | 362 | 354
2018-12-20 18:30 | 421 | 413
2018-12-20 19:00 | 387 | 381
2018-12-20 19:30 | 371 | 363
2018-12-20 20:00 | 397 | 388
2018-12-20 20:30 | 466 | 458
2018-12-20 21:00 | 456 | 448
2018-12-20 21:30 | 402 | 391
2018-12-20 22:00 | 375 | 365
2018-12-20 22:30 | 335 | 323
2018-12-20 23:00 | 327 | 315
2018-12-20 23:30 | 305 | 299
2018-12-21 | 296 | 290
2018-12-21 00:30 | 292 | 286
2018-12-21 01:00 | 271 | 264
2018-12-21 01:30 | 271 | 264
2018-12-21 02:00 | 275 | 267
2018-12-21 02:30 | 271 | 262
2018-12-21 03:00 | 261 | 252
2018-12-21 03:30 | 259 | 250
2018-12-21 04:00 | 256 | 247
2018-12-21 04:30 | 256 | 247
2018-12-21 05:00 | 257 | 248
2018-12-21 05:30 | 264 | 256
2018-12-21 06:00 | 269 | 260
2018-12-21 06:30 | 267 | 260
2018-12-21 07:00 | 256 | 250
2018-12-21 07:30 | 226 | 222
2018-12-21 08:00 | 205 | 203
2018-12-21 08:30 | 196 | 195
2018-12-21 09:00 | 183 | 182
2018-12-21 09:30 | 169 | 168
2018-12-21 10:00 | 168 | 167
2018-12-21 10:30 | 176 | 175
2018-12-21 11:00 | 205 | 204
2018-12-21 11:30 | 233 | 233
2018-12-21 12:00 | 228 | 228
2018-12-21 12:30 | 240 | 239
2018-12-21 13:00 | 222 | 221
2018-12-21 13:30 | 207 | 206
2018-12-21 14:00 | 213 | 213
2018-12-21 14:30 | 226 | 225
2018-12-21 15:00 | 234 | 233
2018-12-21 15:30 | 247 | 245
2018-12-21 16:00 | 273 | 270
2018-12-21 16:30 | 266 | 264
2018-12-21 17:00 | 290 | 288
2018-12-21 17:30 | 320 | 318
2018-12-21 18:00 | 370 | 369
2018-12-21 18:30 | 387 | 385
2018-12-21 19:00 | 408 | 405
2018-12-21 19:30 | 414 | 408
2018-12-21 20:00 | 412 | 406
2018-12-21 20:30 | 439 | 433
2018-12-21 21:00 | 438 | 431
2018-12-21 21:30 | 439 | 431
2018-12-21 22:00 | 422 | 414
2018-12-21 22:30 | 398 | 388
2018-12-21 23:00 | 372 | 360
2018-12-21 23:30 | 392 | 378
2018-12-22 | 452 | 443
2018-12-22 00:30 | 456 | 446
2018-12-22 01:00 | 435 | 423
2018-12-22 01:30 | 422 | 408
2018-12-22 02:00 | 414 | 400
2018-12-22 02:30 | 405 | 390
2018-12-22 03:00 | 401 | 385
2018-12-22 03:30 | 399 | 382
2018-12-22 04:00 | 396 | 379
2018-12-22 04:30 | 395 | 378
2018-12-22 05:00 | 392 | 374
2018-12-22 05:30 | 393 | 375
2018-12-22 06:00 | 387 | 369
2018-12-22 06:30 | 366 | 349
2018-12-22 07:00 | 328 | 311
2018-12-22 07:30 | 325 | 309
2018-12-22 08:00 | 341 | 327
2018-12-22 08:30 | 312 | 298
2018-12-22 09:00 | 303 | 289
2018-12-22 09:30 | 267 | 253
2018-12-22 10:00 | 283 | 271
2018-12-22 10:30 | 319 | 310
2018-12-22 11:00 | 325 | 317
2018-12-22 11:30 | 292 | 284
2018-12-22 12:00 | 265 | 256
2018-12-22 12:30 | 353 | 345
2018-12-22 13:00 | 342 | 334
2018-12-22 13:30 | 339 | 330
2018-12-22 14:00 | 282 | 270
2018-12-22 14:30 | 286 | 275
2018-12-22 15:00 | 261 | 249
2018-12-22 15:30 | 252 | 240
2018-12-22 16:00 | 279 | 267
2018-12-22 16:30 | 251 | 239
2018-12-22 17:00 | 311 | 300
2018-12-22 17:30 | 380 | 372
2018-12-22 18:00 | 476 | 471
2018-12-22 18:30 | 532 | 528
2018-12-22 19:00 | 539 | 535
2018-12-22 19:30 | 528 | 524
2018-12-22 20:00 | 538 | 534
2018-12-22 20:30 | 565 | 560
2018-12-22 21:00 | 558 | 553
2018-12-22 21:30 | 543 | 538
2018-12-22 22:00 | 526 | 518
2018-12-22 22:30 | 503 | 493
2018-12-22 23:00 | 484 | 474
2018-12-22 23:30 | 463 | 454
2018-12-23 | 449 | 438
2018-12-23 00:30 | 450 | 438
2018-12-23 01:00 | 429 | 416
2018-12-23 01:30 | 418 | 403
2018-12-23 02:00 | 408 | 393
2018-12-23 02:30 | 402 | 386
2018-12-23 03:00 | 396 | 379
2018-12-23 03:30 | 392 | 373
2018-12-23 04:00 | 389 | 370
2018-12-23 04:30 | 387 | 368
2018-12-23 05:00 | 385 | 366
2018-12-23 05:30 | 387 | 367
2018-12-23 06:00 | 380 | 362
2018-12-23 06:30 | 362 | 344
2018-12-23 07:00 | 320 | 300
2018-12-23 07:30 | 301 | 282
2018-12-23 08:00 | 256 | 235
2018-12-23 08:30 | 249 | 228
2018-12-23 09:00 | 269 | 250
2018-12-23 09:30 | 253 | 233
2018-12-23 10:00 | 210 | 190
2018-12-23 10:30 | 226 | 208
2018-12-23 11:00 | 231 | 214
2018-12-23 11:30 | 217 | 199
2018-12-23 12:00 | 236 | 220
2018-12-23 12:30 | 243 | 228
2018-12-23 13:00 | 271 | 257
2018-12-23 13:30 | 256 | 242
2018-12-23 14:00 | 255 | 241
2018-12-23 14:30 | 242 | 228
2018-12-23 15:00 | 256 | 241
2018-12-23 15:30 | 268 | 255
2018-12-23 16:00 | 297 | 285
2018-12-23 16:30 | 372 | 362
2018-12-23 17:00 | 395 | 384
2018-12-23 17:30 | 447 | 438
2018-12-23 18:00 | 456 | 449
2018-12-23 18:30 | 480 | 473
2018-12-23 19:00 | 492 | 488
2018-12-23 19:30 | 502 | 498
2018-12-23 20:00 | 469 | 466
2018-12-23 20:30 | 450 | 445
2018-12-23 21:00 | 455 | 448
2018-12-23 21:30 | 445 | 437
2018-12-23 22:00 | 434 | 425
2018-12-23 22:30 | 437 | 425
2018-12-23 23:00 | 414 | 400
2018-12-23 23:30 | 389 | 375
2018-12-24 | 391 | 375
2018-12-24 00:30 | 397 | 382
2018-12-24 01:00 | 388 | 371
2018-12-24 01:30 | 381 | 363
2018-12-24 02:00 | 369 | 350
2018-12-24 02:30 | 320 | 298
2018-12-24 03:00 | 307 | 283
2018-12-24 03:30 | 313 | 289
2018-12-24 04:00 | 279 | 254
2018-12-24 04:30 | 251 | 225
2018-12-24 05:00 | 230 | 203
2018-12-24 05:30 | 233 | 207
2018-12-24 06:00 | 231 | 206
2018-12-24 06:30 | 230 | 213
2018-12-24 07:00 | 245 | 225
2018-12-24 07:30 | 236 | 215
2018-12-24 08:00 | 232 | 212
2018-12-24 08:30 | 226 | 205
2018-12-24 09:00 | 221 | 199
2018-12-24 09:30 | 233 | 213
2018-12-24 10:00 | 188 | 165
2018-12-24 10:30 | 153 | 127
2018-12-24 11:00 | 205 | 184
2018-12-24 11:30 | 188 | 166
2018-12-24 12:00 | 188 | 165
2018-12-24 12:30 | 174 | 150
2018-12-24 13:00 | 177 | 154
2018-12-24 13:30 | 201 | 180
2018-12-24 14:00 | 219 | 199
2018-12-24 14:30 | 196 | 174
2018-12-24 15:00 | 187 | 162
2018-12-24 15:30 | 147 | 119
2018-12-24 16:00 | 164 | 138
2018-12-24 16:30 | 190 | 170
2018-12-24 17:00 | 207 | 190
2018-12-24 17:30 | 230 | 216
2018-12-24 18:00 | 256 | 243
2018-12-24 18:30 | 278 | 265
2018-12-24 19:00 | 298 | 286
2018-12-24 19:30 | 302 | 290
2018-12-24 20:00 | 294 | 281
2018-12-24 20:30 | 283 | 269
2018-12-24 21:00 | 278 | 262
2018-12-24 21:30 | 276 | 259
2018-12-24 22:00 | 272 | 253
2018-12-24 22:30 | 265 | 244
2018-12-24 23:00 | 263 | 240
2018-12-24 23:30 | 247 | 222
2018-12-25 | 232 | 204
2018-12-25 00:30 | 253 | 223
2018-12-25 01:00 | 226 | 191
2018-12-25 01:30 | 210 | 167
2018-12-25 02:00 | 191 | 154
2018-12-25 02:30 | 171 | 152
2018-12-25 03:00 | 168 | 148
2018-12-25 03:30 | 168 | 147
2018-12-25 04:00 | 170 | 149
2018-12-25 04:30 | 183 | 162
2018-12-25 05:00 | 188 | 167
2018-12-25 05:30 | 182 | 161
2018-12-25 06:00 | 174 | 154
2018-12-25 06:30 | 154 | 135
2018-12-25 07:00 | 102 | 76
2018-12-25 07:30 | 95 | 69
2018-12-25 08:00 | 66 | 18
2018-12-25 08:30 | 74 | 36
2018-12-25 09:00 | 77 | 42
2018-12-25 09:30 | 63 | 3
2018-12-25 10:00 | 60 | 6
2018-12-25 10:30 | 47 | 10
2018-12-25 11:00 | 44 | 28
2018-12-25 11:30 | 33 | 2
2018-12-25 12:00 | 39 | 15
2018-12-25 12:30 | 33 | 5
2018-12-25 13:00 | 44 | 34
2018-12-25 13:30 | 41 | 24
2018-12-25 14:00 | 34 | 14
2018-12-25 14:30 | 32 | 8
2018-12-25 15:00 | 70 | 61
2018-12-25 15:30 | 98 | 90
2018-12-25 16:00 | 118 | 112
2018-12-25 16:30 | 147 | 141
2018-12-25 17:00 | 187 | 181
2018-12-25 17:30 | 234 | 225
2018-12-25 18:00 | 232 | 224
2018-12-25 18:30 | 289 | 281
2018-12-25 19:00 | 310 | 299
2018-12-25 19:30 | 325 | 308
2018-12-25 20:00 | 313 | 297
2018-12-25 20:30 | 305 | 289
2018-12-25 21:00 | 314 | 297
2018-12-25 21:30 | 286 | 268
2018-12-25 22:00 | 257 | 238
2018-12-25 22:30 | 255 | 233
2018-12-25 23:00 | 229 | 214
2018-12-25 23:30 | 216 | 207
2018-12-26 | 209 | 199
2018-12-26 00:30 | 233 | 221
2018-12-26 01:00 | 219 | 205
2018-12-26 01:30 | 199 | 185
2018-12-26 02:00 | 195 | 179
2018-12-26 02:30 | 181 | 165
2018-12-26 03:00 | 176 | 159
2018-12-26 03:30 | 167 | 150
2018-12-26 04:00 | 176 | 159
2018-12-26 04:30 | 178 | 161
2018-12-26 05:00 | 201 | 183
2018-12-26 05:30 | 180 | 163
2018-12-26 06:00 | 171 | 155
2018-12-26 06:30 | 170 | 156
2018-12-26 07:00 | 113 | 95
2018-12-26 07:30 | 81 | 59
2018-12-26 08:00 | 61 | 51
2018-12-26 08:30 | 41 | 26
2018-12-26 09:00 | 36 | 7
2018-12-26 09:30 | 39 | 15
2018-12-26 10:00 | 51 | 35
2018-12-26 10:30 | 50 | 35
2018-12-26 11:00 | 66 | 55
2018-12-26 11:30 | 68 | 58
2018-12-26 12:00 | 52 | 39
2018-12-26 12:30 | 80 | 71
2018-12-26 13:00 | 98 | 90
2018-12-26 13:30 | 65 | 55
2018-12-26 14:00 | 74 | 67
2018-12-26 14:30 | 107 | 100
2018-12-26 15:00 | 96 | 90
2018-12-26 15:30 | 99 | 94
2018-12-26 16:00 | 125 | 121
2018-12-26 16:30 | 145 | 141
2018-12-26 17:00 | 197 | 193
2018-12-26 17:30 | 245 | 242
2018-12-26 18:00 | 301 | 298
2018-12-26 18:30 | 364 | 358
2018-12-26 19:00 | 378 | 370
2018-12-26 19:30 | 404 | 393
2018-12-26 20:00 | 375 | 363
2018-12-26 20:30 | 345 | 332
2018-12-26 21:00 | 321 | 309
2018-12-26 21:30 | 297 | 277
2018-12-26 22:00 | 296 | 283
2018-12-26 22:30 | 298 | 283
2018-12-26 23:00 | 281 | 265
2018-12-26 23:30 | 273 | 255
2018-12-27 | 242 | 236
2018-12-27 00:30 | 256 | 249
2018-12-27 01:00 | 244 | 236
2018-12-27 01:30 | 228 | 220
2018-12-27 02:00 | 243 | 234
2018-12-27 02:30 | 268 | 258
2018-12-27 03:00 | 242 | 232
2018-12-27 03:30 | 229 | 220
2018-12-27 04:00 | 234 | 225
2018-12-27 04:30 | 224 | 215
2018-12-27 05:00 | 208 | 198
2018-12-27 05:30 | 212 | 203
2018-12-27 06:00 | 206 | 197
2018-12-27 06:30 | 211 | 206
2018-12-27 07:00 | 189 | 177
2018-12-27 07:30 | 156 | 138
2018-12-27 08:00 | 111 | 87
2018-12-27 08:30 | 118 | 97
2018-12-27 09:00 | 109 | 87
2018-12-27 09:30 | 118 | 98
2018-12-27 10:00 | 132 | 116
2018-12-27 10:30 | 110 | 93
2018-12-27 11:00 | 82 | 60
2018-12-27 11:30 | 77 | 54
2018-12-27 12:00 | 84 | 64
2018-12-27 12:30 | 103 | 86
2018-12-27 13:00 | 77 | 58
2018-12-27 13:30 | 61 | 35
2018-12-27 14:00 | 51 | 14
2018-12-27 14:30 | 67 | 42
2018-12-27 15:00 | 68 | 44
2018-12-27 15:30 | 105 | 90
2018-12-27 16:00 | 130 | 118
2018-12-27 16:30 | 141 | 130
2018-12-27 17:00 | 205 | 195
2018-12-27 17:30 | 276 | 269
2018-12-27 18:00 | 293 | 286
2018-12-27 18:30 | 311 | 304
2018-12-27 19:00 | 331 | 323
2018-12-27 19:30 | 344 | 337
2018-12-27 20:00 | 346 | 340
2018-12-27 20:30 | 336 | 329
2018-12-27 21:00 | 323 | 315
2018-12-27 21:30 | 307 | 297
2018-12-27 22:00 | 291 | 278
2018-12-27 22:30 | 281 | 265
2018-12-27 23:00 | 272 | 253
2018-12-27 23:30 | 258 | 237
2018-12-28 | 250 | 227
2018-12-28 00:30 | 241 | 225
2018-12-28 01:00 | 217 | 201
2018-12-28 01:30 | 207 | 190
2018-12-28 02:00 | 198 | 179
2018-12-28 02:30 | 194 | 175
2018-12-28 03:00 | 198 | 177
2018-12-28 03:30 | 197 | 175
2018-12-28 04:00 | 205 | 183
2018-12-28 04:30 | 206 | 184
2018-12-28 05:00 | 207 | 185
2018-12-28 05:30 | 209 | 187
2018-12-28 06:00 | 210 | 190
2018-12-28 06:30 | 186 | 168
2018-12-28 07:00 | 137 | 115
2018-12-28 07:30 | 97 | 69
2018-12-28 08:00 | 67 | 22
2018-12-28 08:30 | 60 | 5
2018-12-28 09:00 | 59 | 10
2018-12-28 09:30 | 63 | 18
2018-12-28 10:00 | 60 | 12
2018-12-28 10:30 | 60 | 9
2018-12-28 11:00 | 56 | 17
2018-12-28 11:30 | 54 | 42
2018-12-28 12:00 | 59 | 49
2018-12-28 12:30 | 65 | 56
2018-12-28 13:00 | 59 | 49
2018-12-28 13:30 | 54 | 42
2018-12-28 14:00 | 66 | 56
2018-12-28 14:30 | 49 | 31
2018-12-28 15:00 | 40 | 24
2018-12-28 15:30 | 38 | 17
2018-12-28 16:00 | 43 | 27
2018-12-28 16:30 | 48 | 23
2018-12-28 17:00 | 49 | 29
2018-12-28 17:30 | 94 | 82
2018-12-28 18:00 | 159 | 150
2018-12-28 18:30 | 203 | 195
2018-12-28 19:00 | 234 | 222
2018-12-28 19:30 | 243 | 226
2018-12-28 20:00 | 281 | 267
2018-12-28 20:30 | 291 | 275
2018-12-28 21:00 | 274 | 260
2018-12-28 21:30 | 302 | 289
2018-12-28 22:00 | 275 | 260
2018-12-28 22:30 | 238 | 221
2018-12-28 23:00 | 268 | 255
2018-12-28 23:30 | 258 | 246
2018-12-29 | 261 | 250
2018-12-29 00:30 | 258 | 245
2018-12-29 01:00 | 230 | 216
2018-12-29 01:30 | 218 | 204
2018-12-29 02:00 | 208 | 193
2018-12-29 02:30 | 202 | 186
2018-12-29 03:00 | 200 | 184
2018-12-29 03:30 | 206 | 189
2018-12-29 04:00 | 198 | 181
2018-12-29 04:30 | 206 | 189
2018-12-29 05:00 | 204 | 186
2018-12-29 05:30 | 208 | 190
2018-12-29 06:00 | 199 | 183
2018-12-29 06:30 | 176 | 159
2018-12-29 07:00 | 156 | 138
2018-12-29 07:30 | 157 | 137
2018-12-29 08:00 | 128 | 103
2018-12-29 08:30 | 156 | 138
2018-12-29 09:00 | 126 | 103
2018-12-29 09:30 | 86 | 53
2018-12-29 10:00 | 109 | 88
2018-12-29 10:30 | 86 | 55
2018-12-29 11:00 | 111 | 88
2018-12-29 11:30 | 111 | 89
2018-12-29 12:00 | 123 | 102
2018-12-29 12:30 | 73 | 37
2018-12-29 13:00 | 81 | 54
2018-12-29 13:30 | 76 | 44
2018-12-29 14:00 | 87 | 60
2018-12-29 14:30 | 105 | 82
2018-12-29 15:00 | 112 | 89
2018-12-29 15:30 | 121 | 99
2018-12-29 16:00 | 136 | 118
2018-12-29 16:30 | 173 | 160
2018-12-29 17:00 | 246 | 241
2018-12-29 17:30 | 273 | 269
2018-12-29 18:00 | 293 | 289
2018-12-29 18:30 | 323 | 320
2018-12-29 19:00 | 367 | 358
2018-12-29 19:30 | 368 | 353
2018-12-29 20:00 | 365 | 349
2018-12-29 20:30 | 360 | 343
2018-12-29 21:00 | 355 | 336
2018-12-29 21:30 | 326 | 303
2018-12-29 22:00 | 316 | 291
2018-12-29 22:30 | 313 | 281
2018-12-29 23:00 | 270 | 244
2018-12-29 23:30 | 268 | 240
2018-12-30 | 237 | 206
2018-12-30 00:30 | 238 | 206
2018-12-30 01:00 | 223 | 188
2018-12-30 01:30 | 220 | 184
2018-12-30 02:00 | 224 | 193
2018-12-30 02:30 | 228 | 203
2018-12-30 03:00 | 210 | 183
2018-12-30 03:30 | 210 | 183
2018-12-30 04:00 | 213 | 188
2018-12-30 04:30 | 216 | 191
2018-12-30 05:00 | 217 | 192
2018-12-30 05:30 | 210 | 185
2018-12-30 06:00 | 215 | 189
2018-12-30 06:30 | 195 | 168
2018-12-30 07:00 | 183 | 154
2018-12-30 07:30 | 162 | 129
2018-12-30 08:00 | 148 | 112
2018-12-30 08:30 | 141 | 101
2018-12-30 09:00 | 140 | 103
2018-12-30 09:30 | 129 | 89
2018-12-30 10:00 | 108 | 57
2018-12-30 10:30 | 92 | 58
2018-12-30 11:00 | 76 | 42
2018-12-30 11:30 | 65 | 16
2018-12-30 12:00 | 64 | 8
2018-12-30 12:30 | 64 | 2
2018-12-30 13:00 | 64 | 18
2018-12-30 13:30 | 65 | 28
2018-12-30 14:00 | 62 | 14
2018-12-30 14:30 | 60 | 16
2018-12-30 15:00 | 58 | 10
2018-12-30 15:30 | 76 | 39
2018-12-30 16:00 | 90 | 61
2018-12-30 16:30 | 105 | 77
2018-12-30 17:00 | 127 | 105
2018-12-30 17:30 | 127 | 104
2018-12-30 18:00 | 138 | 119
2018-12-30 18:30 | 183 | 168
2018-12-30 19:00 | 212 | 198
2018-12-30 19:30 | 247 | 241
2018-12-30 20:00 | 224 | 220
2018-12-30 20:30 | 331 | 324
2018-12-30 21:00 | 344 | 325
2018-12-30 21:30 | 327 | 307
2018-12-30 22:00 | 312 | 288
2018-12-30 22:30 | 303 | 277
2018-12-30 23:00 | 289 | 260
2018-12-30 23:30 | 278 | 246
2018-12-31 | 273 | 238
2018-12-31 00:30 | 274 | 238
2018-12-31 01:00 | 255 | 216
2018-12-31 01:30 | 250 | 208
2018-12-31 02:00 | 236 | 190
2018-12-31 02:30 | 238 | 190
2018-12-31 03:00 | 238 | 189
2018-12-31 03:30 | 215 | 172
2018-12-31 04:00 | 194 | 180
2018-12-31 04:30 | 198 | 182
2018-12-31 05:00 | 195 | 180
2018-12-31 05:30 | 198 | 183
2018-12-31 06:00 | 199 | 185
2018-12-31 06:30 | 188 | 176
2018-12-31 07:00 | 174 | 160
2018-12-31 07:30 | 144 | 129
2018-12-31 08:00 | 141 | 131
2018-12-31 08:30 | 151 | 143
2018-12-31 09:00 | 154 | 146
2018-12-31 09:30 | 121 | 107
2018-12-31 10:00 | 104 | 87
2018-12-31 10:30 | 110 | 95
2018-12-31 11:00 | 74 | 51
2018-12-31 11:30 | 53 | 7
2018-12-31 12:00 | 54 | 9
2018-12-31 12:30 | 53 | 18
2018-12-31 13:00 | 52 | 1
2018-12-31 13:30 | 53 | 15
2018-12-31 14:00 | 51 | 3
2018-12-31 14:30 | 56 | 14
2018-12-31 15:00 | 53 | 6
2018-12-31 15:30 | 92 | 70
2018-12-31 16:00 | 114 | 94
2018-12-31 16:30 | 115 | 96
2018-12-31 17:00 | 168 | 154
2018-12-31 17:30 | 221 | 210
2018-12-31 18:00 | 256 | 245
2018-12-31 18:30 | 303 | 292
2018-12-31 19:00 | 311 | 300
2018-12-31 19:30 | 315 | 301
2018-12-31 20:00 | 310 | 296
2018-12-31 20:30 | 299 | 285
2018-12-31 21:00 | 296 | 281
2018-12-31 21:30 | 273 | 258
2018-12-31 22:00 | 261 | 246
2018-12-31 22:30 | 253 | 236
2018-12-31 23:00 | 249 | 230
2018-12-31 23:30 | 240 | 220
2019-01-01 | 246 | 226
2019-01-01 00:30 | 251 | 231
2019-01-01 01:00 | 224 | 202
2019-01-01 01:30 | 207 | 186
2019-01-01 02:00 | 189 | 173
2019-01-01 02:30 | 177 | 161
2019-01-01 03:00 | 164 | 147
2019-01-01 03:30 | 164 | 145
2019-01-01 04:00 | 160 | 141
2019-01-01 04:30 | 157 | 138
2019-01-01 05:00 | 162 | 143
2019-01-01 05:30 | 168 | 149
2019-01-01 06:00 | 165 | 147
2019-01-01 06:30 | 128 | 113
2019-01-01 07:00 | 85 | 63
2019-01-01 07:30 | 54 | 13
2019-01-01 08:00 | 51 | 6
2019-01-01 08:30 | 52 | 5
2019-01-01 09:00 | 55 | 30
2019-01-01 09:30 | 75 | 61
2019-01-01 10:00 | 50 | 25
2019-01-01 10:30 | 52 | 31
2019-01-01 11:00 | 44 | 18
2019-01-01 11:30 | 49 | 24
2019-01-01 12:00 | 50 | 24
2019-01-01 12:30 | 63 | 49
2019-01-01 13:00 | 49 | 28
2019-01-01 13:30 | 54 | 36
2019-01-01 14:00 | 45 | 10
2019-01-01 14:30 | 44 | 6
2019-01-01 15:00 | 48 | 24
2019-01-01 15:30 | 42 | 7
2019-01-01 16:00 | 47 | 14
2019-01-01 16:30 | 67 | 48
2019-01-01 17:00 | 127 | 117
2019-01-01 17:30 | 222 | 214
2019-01-01 18:00 | 264 | 253
2019-01-01 18:30 | 319 | 303
2019-01-01 19:00 | 357 | 340
2019-01-01 19:30 | 384 | 360
2019-01-01 20:00 | 371 | 348
2019-01-01 20:30 | 350 | 328
2019-01-01 21:00 | 330 | 308
2019-01-01 21:30 | 299 | 279
2019-01-01 22:00 | 284 | 260
2019-01-01 22:30 | 269 | 242
2019-01-01 23:00 | 259 | 229
2019-01-01 23:30 | 249 | 220
2019-01-02 | 241 | 210
2019-01-02 00:30 | 255 | 223
2019-01-02 01:00 | 230 | 196
2019-01-02 01:30 | 223 | 187
2019-01-02 02:00 | 220 | 182
2019-01-02 02:30 | 213 | 173
2019-01-02 03:00 | 207 | 165
2019-01-02 03:30 | 216 | 174
2019-01-02 04:00 | 221 | 179
2019-01-02 04:30 | 227 | 186
2019-01-02 05:00 | 225 | 179
2019-01-02 05:30 | 223 | 177
2019-01-02 06:00 | 217 | 173
2019-01-02 06:30 | 224 | 180
2019-01-02 07:00 | 180 | 128
2019-01-02 07:30 | 147 | 87
2019-01-02 08:00 | 102 | 42
2019-01-02 08:30 | 94 | 30
2019-01-02 09:00 | 87 | 12
2019-01-02 09:30 | 83 | 3
2019-01-02 10:00 | 85 | 22
2019-01-02 10:30 | 86 | 19
2019-01-02 11:00 | 92 | 41
2019-01-02 11:30 | 91 | 39
2019-01-02 12:00 | 85 | 6
2019-01-02 12:30 | 99 | 62
2019-01-02 13:00 | 125 | 103
2019-01-02 13:30 | 147 | 131
2019-01-02 14:00 | 134 | 115
2019-01-02 14:30 | 95 | 62
2019-01-02 15:00 | 94 | 60
2019-01-02 15:30 | 88 | 41
2019-01-02 16:00 | 89 | 15
2019-01-02 16:30 | 121 | 75
2019-01-02 17:00 | 99 | 35
2019-01-02 17:30 | 148 | 109
2019-01-02 18:00 | 203 | 174
2019-01-02 18:30 | 247 | 221
2019-01-02 19:00 | 289 | 266
2019-01-02 19:30 | 348 | 334
2019-01-02 20:00 | 324 | 310
2019-01-02 20:30 | 304 | 289
2019-01-02 21:00 | 348 | 333
2019-01-02 21:30 | 334 | 317
2019-01-02 22:00 | 376 | 362
2019-01-02 22:30 | 361 | 346
2019-01-02 23:00 | 328 | 311
2019-01-02 23:30 | 298 | 278
2019-01-03 | 270 | 247
2019-01-03 00:30 | 274 | 263
2019-01-03 01:00 | 266 | 254
2019-01-03 01:30 | 236 | 222
2019-01-03 02:00 | 196 | 174
2019-01-03 02:30 | 192 | 167
2019-01-03 03:00 | 212 | 182
2019-01-03 03:30 | 213 | 181
2019-01-03 04:00 | 219 | 187
2019-01-03 04:30 | 223 | 191
2019-01-03 05:00 | 225 | 192
2019-01-03 05:30 | 248 | 216
2019-01-03 06:00 | 259 | 229
2019-01-03 06:30 | 259 | 234
2019-01-03 07:00 | 216 | 188
2019-01-03 07:30 | 178 | 149
2019-01-03 08:00 | 138 | 104
2019-01-03 08:30 | 125 | 81
2019-01-03 09:00 | 113 | 67
2019-01-03 09:30 | 105 | 57
2019-01-03 10:00 | 100 | 51
2019-01-03 10:30 | 96 | 48
2019-01-03 11:00 | 93 | 43
2019-01-03 11:30 | 100 | 53
2019-01-03 12:00 | 108 | 67
2019-01-03 12:30 | 132 | 99
2019-01-03 13:00 | 125 | 89
2019-01-03 13:30 | 128 | 93
2019-01-03 14:00 | 125 | 91
2019-01-03 14:30 | 108 | 68
2019-01-03 15:00 | 130 | 96
2019-01-03 15:30 | 159 | 130
2019-01-03 16:00 | 170 | 141
2019-01-03 16:30 | 208 | 185
2019-01-03 17:00 | 250 | 231
2019-01-03 17:30 | 315 | 299
2019-01-03 18:00 | 343 | 330
2019-01-03 18:30 | 406 | 394
2019-01-03 19:00 | 419 | 410
2019-01-03 19:30 | 430 | 425
2019-01-03 20:00 | 422 | 414
2019-01-03 20:30 | 405 | 396
2019-01-03 21:00 | 379 | 371
2019-01-03 21:30 | 350 | 342
2019-01-03 22:00 | 329 | 319
2019-01-03 22:30 | 301 | 289
2019-01-03 23:00 | 287 | 276
2019-01-03 23:30 | 280 | 267
2019-01-04 | 291 | 278
2019-01-04 00:30 | 298 | 283
2019-01-04 01:00 | 275 | 258
2019-01-04 01:30 | 281 | 262
2019-01-04 02:00 | 287 | 268
2019-01-04 02:30 | 281 | 261
2019-01-04 03:00 | 275 | 254
2019-01-04 03:30 | 272 | 251
2019-01-04 04:00 | 267 | 244
2019-01-04 04:30 | 292 | 271
2019-01-04 05:00 | 295 | 273
2019-01-04 05:30 | 272 | 250
2019-01-04 06:00 | 273 | 252
2019-01-04 06:30 | 273 | 252
2019-01-04 07:00 | 237 | 214
2019-01-04 07:30 | 198 | 172
2019-01-04 08:00 | 157 | 132
2019-01-04 08:30 | 135 | 117
2019-01-04 09:00 | 172 | 157
2019-01-04 09:30 | 153 | 138
2019-01-04 10:00 | 139 | 123
2019-01-04 10:30 | 155 | 144
2019-01-04 11:00 | 148 | 136
2019-01-04 11:30 | 155 | 144
2019-01-04 12:00 | 170 | 161
2019-01-04 12:30 | 127 | 115
2019-01-04 13:00 | 89 | 74
2019-01-04 13:30 | 52 | 28
2019-01-04 14:00 | 65 | 49
2019-01-04 14:30 | 68 | 51
2019-01-04 15:00 | 62 | 43
2019-01-04 15:30 | 44 | 13
2019-01-04 16:00 | 61 | 40
2019-01-04 16:30 | 108 | 95
2019-01-04 17:00 | 130 | 118
2019-01-04 17:30 | 158 | 146
2019-01-04 18:00 | 234 | 225
2019-01-04 18:30 | 291 | 284
2019-01-04 19:00 | 292 | 284
2019-01-04 19:30 | 291 | 278
2019-01-04 20:00 | 302 | 292
2019-01-04 20:30 | 336 | 323
2019-01-04 21:00 | 380 | 370
2019-01-04 21:30 | 363 | 354
2019-01-04 22:00 | 332 | 322
2019-01-04 22:30 | 313 | 301
2019-01-04 23:00 | 301 | 287
2019-01-04 23:30 | 284 | 268
2019-01-05 | 279 | 264
2019-01-05 00:30 | 294 | 280
2019-01-05 01:00 | 283 | 267
2019-01-05 01:30 | 285 | 269
2019-01-05 02:00 | 282 | 265
2019-01-05 02:30 | 280 | 261
2019-01-05 03:00 | 273 | 254
2019-01-05 03:30 | 272 | 252
2019-01-05 04:00 | 265 | 244
2019-01-05 04:30 | 271 | 250
2019-01-05 05:00 | 282 | 262
2019-01-05 05:30 | 294 | 273
2019-01-05 06:00 | 292 | 271
2019-01-05 06:30 | 272 | 253
2019-01-05 07:00 | 239 | 218
2019-01-05 07:30 | 199 | 174
2019-01-05 08:00 | 167 | 141
2019-01-05 08:30 | 141 | 115
2019-01-05 09:00 | 129 | 101
2019-01-05 09:30 | 126 | 99
2019-01-05 10:00 | 147 | 125
2019-01-05 10:30 | 121 | 95
2019-01-05 11:00 | 124 | 99
2019-01-05 11:30 | 155 | 136
2019-01-05 12:00 | 162 | 143
2019-01-05 12:30 | 149 | 129
2019-01-05 13:00 | 124 | 99
2019-01-05 13:30 | 109 | 79
2019-01-05 14:00 | 163 | 143
2019-01-05 14:30 | 148 | 125
2019-01-05 15:00 | 155 | 132
2019-01-05 15:30 | 133 | 108
2019-01-05 16:00 | 156 | 133
2019-01-05 16:30 | 185 | 167
2019-01-05 17:00 | 213 | 199
2019-01-05 17:30 | 270 | 259
2019-01-05 18:00 | 347 | 335
2019-01-05 18:30 | 389 | 375
2019-01-05 19:00 | 414 | 400
2019-01-05 19:30 | 416 | 399
2019-01-05 20:00 | 426 | 410
2019-01-05 20:30 | 424 | 407
2019-01-05 21:00 | 399 | 379
2019-01-05 21:30 | 375 | 353
2019-01-05 22:00 | 364 | 338
2019-01-05 22:30 | 369 | 344
2019-01-05 23:00 | 355 | 333
2019-01-05 23:30 | 335 | 310
2019-01-06 | 312 | 284
2019-01-06 00:30 | 299 | 270
2019-01-06 01:00 | 296 | 270
2019-01-06 01:30 | 306 | 280
2019-01-06 02:00 | 306 | 279
2019-01-06 02:30 | 329 | 302
2019-01-06 03:00 | 359 | 333
2019-01-06 03:30 | 366 | 339
2019-01-06 04:00 | 364 | 336
2019-01-06 04:30 | 363 | 335
2019-01-06 05:00 | 366 | 338
2019-01-06 05:30 | 369 | 341
2019-01-06 06:00 | 360 | 331
2019-01-06 06:30 | 329 | 299
2019-01-06 07:00 | 280 | 245
2019-01-06 07:30 | 210 | 167
2019-01-06 08:00 | 162 | 108
2019-01-06 08:30 | 146 | 86
2019-01-06 09:00 | 148 | 92
2019-01-06 09:30 | 102 | 65
2019-01-06 10:00 | 88 | 54
2019-01-06 10:30 | 83 | 48
2019-01-06 11:00 | 88 | 56
2019-01-06 11:30 | 83 | 53
2019-01-06 12:00 | 101 | 89
2019-01-06 12:30 | 79 | 64
2019-01-06 13:00 | 85 | 73
2019-01-06 13:30 | 118 | 111
2019-01-06 14:00 | 95 | 86
2019-01-06 14:30 | 91 | 81
2019-01-06 15:00 | 104 | 95
2019-01-06 15:30 | 146 | 139
2019-01-06 16:00 | 172 | 167
2019-01-06 16:30 | 200 | 195
2019-01-06 17:00 | 252 | 248
2019-01-06 17:30 | 328 | 325
2019-01-06 18:00 | 387 | 383
2019-01-06 18:30 | 450 | 445
2019-01-06 19:00 | 473 | 468
2019-01-06 19:30 | 490 | 482
2019-01-06 20:00 | 511 | 503
2019-01-06 20:30 | 510 | 502
2019-01-06 21:00 | 489 | 477
2019-01-06 21:30 | 469 | 456
2019-01-06 22:00 | 450 | 436
2019-01-06 22:30 | 419 | 406
2019-01-06 23:00 | 389 | 373
2019-01-06 23:30 | 379 | 361
2019-01-07 | 375 | 355
2019-01-07 00:30 | 372 | 351
2019-01-07 01:00 | 356 | 334
2019-01-07 01:30 | 349 | 325
2019-01-07 02:00 | 345 | 323
2019-01-07 02:30 | 341 | 318
2019-01-07 03:00 | 337 | 314
2019-01-07 03:30 | 339 | 316
2019-01-07 04:00 | 334 | 310
2019-01-07 04:30 | 337 | 313
2019-01-07 05:00 | 335 | 311
2019-01-07 05:30 | 342 | 319
2019-01-07 06:00 | 346 | 325
2019-01-07 06:30 | 329 | 312
2019-01-07 07:00 | 306 | 289
2019-01-07 07:30 | 257 | 241
2019-01-07 08:00 | 226 | 209
2019-01-07 08:30 | 190 | 172
2019-01-07 09:00 | 197 | 174
2019-01-07 09:30 | 176 | 152
2019-01-07 10:00 | 148 | 118
2019-01-07 10:30 | 161 | 133
2019-01-07 11:00 | 173 | 148
2019-01-07 11:30 | 168 | 143
2019-01-07 12:00 | 172 | 148
2019-01-07 12:30 | 209 | 189
2019-01-07 13:00 | 173 | 151
2019-01-07 13:30 | 173 | 151
2019-01-07 14:00 | 195 | 175
2019-01-07 14:30 | 218 | 199
2019-01-07 15:00 | 214 | 195
2019-01-07 15:30 | 222 | 199
2019-01-07 16:00 | 233 | 210
2019-01-07 16:30 | 306 | 289
2019-01-07 17:00 | 319 | 302
2019-01-07 17:30 | 281 | 261
2019-01-07 18:00 | 299 | 280
2019-01-07 18:30 | 332 | 314
2019-01-07 19:00 | 355 | 339
2019-01-07 19:30 | 370 | 354
2019-01-07 20:00 | 373 | 356
2019-01-07 20:30 | 357 | 337
2019-01-07 21:00 | 392 | 373
2019-01-07 21:30 | 452 | 437
2019-01-07 22:00 | 444 | 428
2019-01-07 22:30 | 429 | 414
2019-01-07 23:00 | 425 | 409
2019-01-07 23:30 | 430 | 412
2019-01-08 | 420 | 401
2019-01-08 00:30 | 423 | 403
2019-01-08 01:00 | 398 | 376
2019-01-08 01:30 | 382 | 358
2019-01-08 02:00 | 376 | 352
2019-01-08 02:30 | 367 | 348
2019-01-08 03:00 | 364 | 344
2019-01-08 03:30 | 361 | 340
2019-01-08 04:00 | 359 | 337
2019-01-08 04:30 | 359 | 338
2019-01-08 05:00 | 362 | 341
2019-01-08 05:30 | 371 | 351
2019-01-08 06:00 | 373 | 355
2019-01-08 06:30 | 376 | 361
2019-01-08 07:00 | 345 | 329
2019-01-08 07:30 | 303 | 287
2019-01-08 08:00 | 240 | 223
2019-01-08 08:30 | 209 | 190
2019-01-08 09:00 | 170 | 147
2019-01-08 09:30 | 154 | 130
2019-01-08 10:00 | 122 | 97
2019-01-08 10:30 | 139 | 113
2019-01-08 11:00 | 156 | 135
2019-01-08 11:30 | 164 | 145
2019-01-08 12:00 | 170 | 151
2019-01-08 12:30 | 185 | 167
2019-01-08 13:00 | 210 | 195
2019-01-08 13:30 | 199 | 184
2019-01-08 14:00 | 190 | 174
2019-01-08 14:30 | 199 | 185
2019-01-08 15:00 | 178 | 163
2019-01-08 15:30 | 141 | 122
2019-01-08 16:00 | 172 | 157
2019-01-08 16:30 | 178 | 163
2019-01-08 17:00 | 211 | 197
2019-01-08 17:30 | 239 | 225
2019-01-08 18:00 | 306 | 291
2019-01-08 18:30 | 358 | 342
2019-01-08 19:00 | 389 | 372
2019-01-08 19:30 | 403 | 383
2019-01-08 20:00 | 397 | 377
2019-01-08 20:30 | 380 | 357
2019-01-08 21:00 | 367 | 342
2019-01-08 21:30 | 416 | 397
2019-01-08 22:00 | 475 | 458
2019-01-08 22:30 | 481 | 462
2019-01-08 23:00 | 459 | 436
2019-01-08 23:30 | 441 | 414
2019-01-09 | 417 | 390
2019-01-09 00:30 | 418 | 390
2019-01-09 01:00 | 390 | 362
2019-01-09 01:30 | 384 | 360
2019-01-09 02:00 | 378 | 353
2019-01-09 02:30 | 373 | 347
2019-01-09 03:00 | 370 | 343
2019-01-09 03:30 | 374 | 348
2019-01-09 04:00 | 365 | 338
2019-01-09 04:30 | 356 | 329
2019-01-09 05:00 | 361 | 334
2019-01-09 05:30 | 368 | 343
2019-01-09 06:00 | 368 | 342
2019-01-09 06:30 | 365 | 342
2019-01-09 07:00 | 360 | 339
2019-01-09 07:30 | 351 | 332
2019-01-09 08:00 | 292 | 277
2019-01-09 08:30 | 248 | 233
2019-01-09 09:00 | 206 | 189
2019-01-09 09:30 | 188 | 171
2019-01-09 10:00 | 143 | 121
2019-01-09 10:30 | 145 | 124
2019-01-09 11:00 | 155 | 135
2019-01-09 11:30 | 167 | 148
2019-01-09 12:00 | 177 | 159
2019-01-09 12:30 | 221 | 207
2019-01-09 13:00 | 208 | 189
2019-01-09 13:30 | 280 | 265
2019-01-09 14:00 | 270 | 253
2019-01-09 14:30 | 262 | 248
2019-01-09 15:00 | 228 | 211
2019-01-09 15:30 | 227 | 210
2019-01-09 16:00 | 275 | 260
2019-01-09 16:30 | 283 | 267
2019-01-09 17:00 | 287 | 270
2019-01-09 17:30 | 300 | 284
2019-01-09 18:00 | 333 | 319
2019-01-09 18:30 | 355 | 341
2019-01-09 19:00 | 373 | 359
2019-01-09 19:30 | 414 | 396
2019-01-09 20:00 | 441 | 424
2019-01-09 20:30 | 428 | 409
2019-01-09 21:00 | 430 | 410
2019-01-09 21:30 | 479 | 458
2019-01-09 22:00 | 482 | 463
2019-01-09 22:30 | 457 | 436
2019-01-09 23:00 | 433 | 420
2019-01-09 23:30 | 411 | 395
2019-01-10 | 402 | 385
2019-01-10 00:30 | 399 | 382
2019-01-10 01:00 | 380 | 364
2019-01-10 01:30 | 371 | 355
2019-01-10 02:00 | 360 | 343
2019-01-10 02:30 | 350 | 331
2019-01-10 03:00 | 345 | 324
2019-01-10 03:30 | 332 | 310
2019-01-10 04:00 | 324 | 302
2019-01-10 04:30 | 320 | 297
2019-01-10 05:00 | 321 | 298
2019-01-10 05:30 | 329 | 308
2019-01-10 06:00 | 332 | 311
2019-01-10 06:30 | 337 | 318
2019-01-10 07:00 | 321 | 304
2019-01-10 07:30 | 351 | 341
2019-01-10 08:00 | 371 | 365
2019-01-10 08:30 | 375 | 368
2019-01-10 09:00 | 370 | 361
2019-01-10 09:30 | 364 | 355
2019-01-10 10:00 | 355 | 345
2019-01-10 10:30 | 355 | 345
2019-01-10 11:00 | 353 | 342
2019-01-10 11:30 | 341 | 329
2019-01-10 12:00 | 348 | 335
2019-01-10 12:30 | 348 | 336
2019-01-10 13:00 | 333 | 321
2019-01-10 13:30 | 359 | 348
2019-01-10 14:00 | 349 | 337
2019-01-10 14:30 | 365 | 353
2019-01-10 15:00 | 354 | 341
2019-01-10 15:30 | 350 | 335
2019-01-10 16:00 | 362 | 346
2019-01-10 16:30 | 330 | 314
2019-01-10 17:00 | 345 | 329
2019-01-10 17:30 | 353 | 335
2019-01-10 18:00 | 383 | 365
2019-01-10 18:30 | 407 | 389
2019-01-10 19:00 | 433 | 401
2019-01-10 19:30 | 429 | 399
2019-01-10 20:00 | 436 | 413
2019-01-10 20:30 | 442 | 423
2019-01-10 21:00 | 422 | 401
2019-01-10 21:30 | 412 | 389
2019-01-10 22:00 | 392 | 366
2019-01-10 22:30 | 348 | 318
2019-01-10 23:00 | 345 | 316
2019-01-10 23:30 | 339 | 308
2019-01-11 | 329 | 294
2019-01-11 00:30 | 351 | 318
2019-01-11 01:00 | 329 | 302
2019-01-11 01:30 | 318 | 289
2019-01-11 02:00 | 310 | 281
2019-01-11 02:30 | 305 | 274
2019-01-11 03:00 | 299 | 266
2019-01-11 03:30 | 293 | 260
2019-01-11 04:00 | 290 | 256
2019-01-11 04:30 | 289 | 255
2019-01-11 05:00 | 272 | 237
2019-01-11 05:30 | 270 | 237
2019-01-11 06:00 | 279 | 246
2019-01-11 06:30 | 289 | 262
2019-01-11 07:00 | 285 | 259
2019-01-11 07:30 | 279 | 257
2019-01-11 08:00 | 272 | 253
2019-01-11 08:30 | 266 | 253
2019-01-11 09:00 | 258 | 245
2019-01-11 09:30 | 261 | 249
2019-01-11 10:00 | 214 | 194
2019-01-11 10:30 | 193 | 170
2019-01-11 11:00 | 165 | 138
2019-01-11 11:30 | 168 | 140
2019-01-11 12:00 | 176 | 150
2019-01-11 12:30 | 178 | 152
2019-01-11 13:00 | 190 | 165
2019-01-11 13:30 | 138 | 101
2019-01-11 14:00 | 131 | 90
2019-01-11 14:30 | 110 | 64
2019-01-11 15:00 | 90 | 32
2019-01-11 15:30 | 98 | 45
2019-01-11 16:00 | 105 | 56
2019-01-11 16:30 | 141 | 105
2019-01-11 17:00 | 196 | 169
2019-01-11 17:30 | 200 | 174
2019-01-11 18:00 | 215 | 190
2019-01-11 18:30 | 247 | 224
2019-01-11 19:00 | 258 | 233
2019-01-11 19:30 | 292 | 271
2019-01-11 20:00 | 317 | 298
2019-01-11 20:30 | 308 | 288
2019-01-11 21:00 | 263 | 243
2019-01-11 21:30 | 243 | 222
2019-01-11 22:00 | 311 | 291
2019-01-11 22:30 | 339 | 317
2019-01-11 23:00 | 324 | 300
2019-01-11 23:30 | 301 | 270
2019-01-12 | 305 | 269
2019-01-12 00:30 | 321 | 282
2019-01-12 01:00 | 304 | 262
2019-01-12 01:30 | 286 | 244
2019-01-12 02:00 | 276 | 233
2019-01-12 02:30 | 278 | 235
2019-01-12 03:00 | 289 | 245
2019-01-12 03:30 | 288 | 244
2019-01-12 04:00 | 280 | 235
2019-01-12 04:30 | 257 | 211
2019-01-12 05:00 | 253 | 206
2019-01-12 05:30 | 251 | 205
2019-01-12 06:00 | 244 | 197
2019-01-12 06:30 | 233 | 183
2019-01-12 07:00 | 198 | 140
2019-01-12 07:30 | 172 | 97
2019-01-12 08:00 | 157 | 73
2019-01-12 08:30 | 136 | 36
2019-01-12 09:00 | 138 | 45
2019-01-12 09:30 | 134 | 37
2019-01-12 10:00 | 137 | 49
2019-01-12 10:30 | 128 | 16
2019-01-12 11:00 | 132 | 36
2019-01-12 11:30 | 129 | 32
2019-01-12 12:00 | 107 | 48
2019-01-12 12:30 | 109 | 60
2019-01-12 13:00 | 109 | 62
2019-01-12 13:30 | 93 | 28
2019-01-12 14:00 | 109 | 54
2019-01-12 14:30 | 120 | 72
2019-01-12 15:00 | 114 | 63
2019-01-12 15:30 | 107 | 51
2019-01-12 16:00 | 103 | 45
2019-01-12 16:30 | 120 | 76
2019-01-12 17:00 | 135 | 94
2019-01-12 17:30 | 188 | 160
2019-01-12 18:00 | 166 | 132
2019-01-12 18:30 | 181 | 150
2019-01-12 19:00 | 193 | 162
2019-01-12 19:30 | 210 | 182
2019-01-12 20:00 | 194 | 166
2019-01-12 20:30 | 192 | 164
2019-01-12 21:00 | 263 | 245
2019-01-12 21:30 | 318 | 308
2019-01-12 22:00 | 306 | 294
2019-01-12 22:30 | 284 | 271
2019-01-12 23:00 | 278 | 263
2019-01-12 23:30 | 265 | 247
2019-01-13 | 260 | 239
2019-01-13 00:30 | 255 | 233
2019-01-13 01:00 | 247 | 224
2019-01-13 01:30 | 237 | 212
2019-01-13 02:00 | 227 | 200
2019-01-13 02:30 | 227 | 206
2019-01-13 03:00 | 227 | 206
2019-01-13 03:30 | 218 | 195
2019-01-13 04:00 | 221 | 198
2019-01-13 04:30 | 266 | 244
2019-01-13 05:00 | 257 | 234
2019-01-13 05:30 | 218 | 194
2019-01-13 06:00 | 210 | 184
2019-01-13 06:30 | 200 | 173
2019-01-13 07:00 | 157 | 125
2019-01-13 07:30 | 121 | 81
2019-01-13 08:00 | 91 | 30
2019-01-13 08:30 | 81 | 2
2019-01-13 09:00 | 82 | 37
2019-01-13 09:30 | 83 | 44
2019-01-13 10:00 | 85 | 53
2019-01-13 10:30 | 74 | 27
2019-01-13 11:00 | 74 | 17
2019-01-13 11:30 | 75 | 8
2019-01-13 12:00 | 93 | 51
2019-01-13 12:30 | 94 | 51
2019-01-13 13:00 | 82 | 26
2019-01-13 13:30 | 107 | 71
2019-01-13 14:00 | 116 | 82
2019-01-13 14:30 | 176 | 155
2019-01-13 15:00 | 171 | 151
2019-01-13 15:30 | 176 | 156
2019-01-13 16:00 | 205 | 189
2019-01-13 16:30 | 184 | 163
2019-01-13 17:00 | 237 | 220
2019-01-13 17:30 | 289 | 275
2019-01-13 18:00 | 345 | 331
2019-01-13 18:30 | 348 | 334
2019-01-13 19:00 | 373 | 359
2019-01-13 19:30 | 395 | 383
2019-01-13 20:00 | 389 | 376
2019-01-13 20:30 | 378 | 364
2019-01-13 21:00 | 380 | 370
2019-01-13 21:30 | 354 | 344
2019-01-13 22:00 | 332 | 322
2019-01-13 22:30 | 321 | 308
2019-01-13 23:00 | 299 | 284
2019-01-13 23:30 | 287 | 274
2019-01-14 | 267 | 256
2019-01-14 00:30 | 264 | 252
2019-01-14 01:00 | 255 | 243
2019-01-14 01:30 | 248 | 236
2019-01-14 02:00 | 230 | 216
2019-01-14 02:30 | 226 | 209
2019-01-14 03:00 | 222 | 205
2019-01-14 03:30 | 245 | 228
2019-01-14 04:00 | 235 | 217
2019-01-14 04:30 | 219 | 201
2019-01-14 05:00 | 227 | 208
2019-01-14 05:30 | 229 | 212
2019-01-14 06:00 | 224 | 208
2019-01-14 06:30 | 229 | 218
2019-01-14 07:00 | 232 | 221
2019-01-14 07:30 | 237 | 228
2019-01-14 08:00 | 221 | 212
2019-01-14 08:30 | 163 | 152
2019-01-14 09:00 | 140 | 136
2019-01-14 09:30 | 169 | 164
2019-01-14 10:00 | 162 | 155
2019-01-14 10:30 | 179 | 173
2019-01-14 11:00 | 191 | 186
2019-01-14 11:30 | 173 | 171
2019-01-14 12:00 | 212 | 210
2019-01-14 12:30 | 193 | 191
2019-01-14 13:00 | 160 | 157
2019-01-14 13:30 | 214 | 211
2019-01-14 14:00 | 245 | 241
2019-01-14 14:30 | 161 | 152
2019-01-14 15:00 | 192 | 184
2019-01-14 15:30 | 144 | 135
2019-01-14 16:00 | 124 | 113
2019-01-14 16:30 | 111 | 99
2019-01-14 17:00 | 120 | 110
2019-01-14 17:30 | 175 | 165
2019-01-14 18:00 | 215 | 206
2019-01-14 18:30 | 220 | 210
2019-01-14 19:00 | 248 | 236
2019-01-14 19:30 | 254 | 242
2019-01-14 20:00 | 231 | 218
2019-01-14 20:30 | 252 | 238
2019-01-14 21:00 | 236 | 218
2019-01-14 21:30 | 275 | 258
2019-01-14 22:00 | 289 | 277
2019-01-14 22:30 | 289 | 272
2019-01-14 23:00 | 328 | 314
2019-01-14 23:30 | 313 | 300
2019-01-15 | 276 | 261
2019-01-15 00:30 | 242 | 229
2019-01-15 01:00 | 239 | 225
2019-01-15 01:30 | 266 | 251
2019-01-15 02:00 | 255 | 240
2019-01-15 02:30 | 255 | 238
2019-01-15 03:00 | 246 | 229
2019-01-15 03:30 | 251 | 234
2019-01-15 04:00 | 244 | 226
2019-01-15 04:30 | 250 | 234
2019-01-15 05:00 | 260 | 243
2019-01-15 05:30 | 265 | 250
2019-01-15 06:00 | 263 | 248
2019-01-15 06:30 | 280 | 266
2019-01-15 07:00 | 278 | 267
2019-01-15 07:30 | 282 | 269
2019-01-15 08:00 | 267 | 257
2019-01-15 08:30 | 290 | 282
2019-01-15 09:00 | 255 | 248
2019-01-15 09:30 | 239 | 233
2019-01-15 10:00 | 192 | 185
2019-01-15 10:30 | 162 | 154
2019-01-15 11:00 | 164 | 156
2019-01-15 11:30 | 190 | 179
2019-01-15 12:00 | 139 | 119
2019-01-15 12:30 | 187 | 170
2019-01-15 13:00 | 155 | 136
2019-01-15 13:30 | 141 | 121
2019-01-15 14:00 | 165 | 146
2019-01-15 14:30 | 151 | 133
2019-01-15 15:00 | 153 | 135
2019-01-15 15:30 | 108 | 85
2019-01-15 16:00 | 166 | 148
2019-01-15 16:30 | 158 | 137
2019-01-15 17:00 | 192 | 170
2019-01-15 17:30 | 237 | 219
2019-01-15 18:00 | 261 | 244
2019-01-15 18:30 | 314 | 299
2019-01-15 19:00 | 348 | 329
2019-01-15 19:30 | 351 | 331
2019-01-15 20:00 | 321 | 301
2019-01-15 20:30 | 305 | 286
2019-01-15 21:00 | 305 | 293
2019-01-15 21:30 | 315 | 303
2019-01-15 22:00 | 297 | 283
2019-01-15 22:30 | 274 | 259
2019-01-15 23:00 | 227 | 211
2019-01-15 23:30 | 213 | 196
2019-01-16 | 229 | 217
2019-01-16 00:30 | 262 | 251
2019-01-16 01:00 | 255 | 243
2019-01-16 01:30 | 216 | 196
2019-01-16 02:00 | 222 | 200
2019-01-16 02:30 | 214 | 191
2019-01-16 03:00 | 231 | 215
2019-01-16 03:30 | 209 | 190
2019-01-16 04:00 | 196 | 174
2019-01-16 04:30 | 185 | 160
2019-01-16 05:00 | 195 | 171
2019-01-16 05:30 | 222 | 199
2019-01-16 06:00 | 210 | 189
2019-01-16 06:30 | 202 | 179
2019-01-16 07:00 | 137 | 109
2019-01-16 07:30 | 113 | 81
2019-01-16 08:00 | 93 | 52
2019-01-16 08:30 | 81 | 29
2019-01-16 09:00 | 82 | 14
2019-01-16 09:30 | 84 | 17
2019-01-16 10:00 | 100 | 52
2019-01-16 10:30 | 90 | 33
2019-01-16 11:00 | 92 | 34
2019-01-16 11:30 | 88 | 28
2019-01-16 12:00 | 105 | 59
2019-01-16 12:30 | 106 | 60
2019-01-16 13:00 | 107 | 63
2019-01-16 13:30 | 123 | 86
2019-01-16 14:00 | 118 | 79
2019-01-16 14:30 | 82 | 22
2019-01-16 15:00 | 73 | 32
2019-01-16 15:30 | 72 | 31
2019-01-16 16:00 | 74 | 32
2019-01-16 16:30 | 72 | 18
2019-01-16 17:00 | 77 | 11
2019-01-16 17:30 | 86 | 33
2019-01-16 18:00 | 120 | 82
2019-01-16 18:30 | 175 | 147
2019-01-16 19:00 | 181 | 153
2019-01-16 19:30 | 170 | 150
2019-01-16 20:00 | 153 | 132
2019-01-16 20:30 | 137 | 114
2019-01-16 21:00 | 201 | 187
2019-01-16 21:30 | 236 | 223
2019-01-16 22:00 | 246 | 236
2019-01-16 22:30 | 238 | 230
2019-01-16 23:00 | 227 | 218
2019-01-16 23:30 | 186 | 170
2019-01-17 | 172 | 154
2019-01-17 00:30 | 175 | 154
2019-01-17 01:00 | 160 | 137
2019-01-17 01:30 | 157 | 139
2019-01-17 02:00 | 176 | 154
2019-01-17 02:30 | 222 | 202
2019-01-17 03:00 | 232 | 216
2019-01-17 03:30 | 232 | 214
2019-01-17 04:00 | 230 | 213
2019-01-17 04:30 | 207 | 190
2019-01-17 05:00 | 174 | 151
2019-01-17 05:30 | 154 | 129
2019-01-17 06:00 | 151 | 133
2019-01-17 06:30 | 181 | 160
2019-01-17 07:00 | 143 | 111
2019-01-17 07:30 | 122 | 90
2019-01-17 08:00 | 93 | 59
2019-01-17 08:30 | 80 | 45
2019-01-17 09:00 | 63 | 1
2019-01-17 09:30 | 74 | 29
2019-01-17 10:00 | 66 | 13
2019-01-17 10:30 | 70 | 19
2019-01-17 11:00 | 78 | 32
2019-01-17 11:30 | 96 | 60
2019-01-17 12:00 | 109 | 79
2019-01-17 12:30 | 95 | 62
2019-01-17 13:00 | 45 | 20
2019-01-17 13:30 | 34 | 4
2019-01-17 14:00 | 40 | 31
2019-01-17 14:30 | 37 | 16
2019-01-17 15:00 | 28 | 10
2019-01-17 15:30 | 27 | 3
2019-01-17 16:00 | 29 | 3
2019-01-17 16:30 | 43 | 26
2019-01-17 17:00 | 103 | 94
2019-01-17 17:30 | 120 | 110
2019-01-17 18:00 | 169 | 161
2019-01-17 18:30 | 213 | 204
2019-01-17 19:00 | 238 | 226
2019-01-17 19:30 | 230 | 220
2019-01-17 20:00 | 215 | 207
2019-01-17 20:30 | 188 | 178
2019-01-17 21:00 | 187 | 179
2019-01-17 21:30 | 265 | 259
2019-01-17 22:00 | 267 | 261
2019-01-17 22:30 | 246 | 239
2019-01-17 23:00 | 222 | 212
2019-01-17 23:30 | 217 | 205
2019-01-18 | 209 | 193
2019-01-18 00:30 | 221 | 206
2019-01-18 01:00 | 215 | 202
2019-01-18 01:30 | 215 | 200
2019-01-18 02:00 | 198 | 182
2019-01-18 02:30 | 195 | 178
2019-01-18 03:00 | 191 | 173
2019-01-18 03:30 | 190 | 172
2019-01-18 04:00 | 189 | 168
2019-01-18 04:30 | 200 | 182
2019-01-18 05:00 | 198 | 181
2019-01-18 05:30 | 205 | 188
2019-01-18 06:00 | 196 | 167
2019-01-18 06:30 | 214 | 188
2019-01-18 07:00 | 200 | 174
2019-01-18 07:30 | 207 | 184
2019-01-18 08:00 | 202 | 179
2019-01-18 08:30 | 143 | 114
2019-01-18 09:00 | 163 | 139
2019-01-18 09:30 | 190 | 170
2019-01-18 10:00 | 174 | 153
2019-01-18 10:30 | 162 | 138
2019-01-18 11:00 | 201 | 182
2019-01-18 11:30 | 192 | 173
2019-01-18 12:00 | 209 | 192
2019-01-18 12:30 | 221 | 203
2019-01-18 13:00 | 263 | 245
2019-01-18 13:30 | 214 | 193
2019-01-18 14:00 | 197 | 173
2019-01-18 14:30 | 134 | 101
2019-01-18 15:00 | 148 | 118
2019-01-18 15:30 | 146 | 114
2019-01-18 16:00 | 151 | 119
2019-01-18 16:30 | 174 | 145
2019-01-18 17:00 | 231 | 208
2019-01-18 17:30 | 246 | 222
2019-01-18 18:00 | 219 | 194
2019-01-18 18:30 | 231 | 207
2019-01-18 19:00 | 272 | 251
2019-01-18 19:30 | 287 | 272
2019-01-18 20:00 | 273 | 258
2019-01-18 20:30 | 277 | 264
2019-01-18 21:00 | 265 | 252
2019-01-18 21:30 | 346 | 334
2019-01-18 22:00 | 351 | 338
2019-01-18 22:30 | 320 | 306
2019-01-18 23:00 | 308 | 293
2019-01-18 23:30 | 290 | 272
2019-01-19 | 299 | 280
2019-01-19 00:30 | 313 | 297
2019-01-19 01:00 | 304 | 291
2019-01-19 01:30 | 287 | 273
2019-01-19 02:00 | 277 | 262
2019-01-19 02:30 | 280 | 265
2019-01-19 03:00 | 273 | 257
2019-01-19 03:30 | 271 | 254
2019-01-19 04:00 | 278 | 261
2019-01-19 04:30 | 290 | 273
2019-01-19 05:00 | 282 | 265
2019-01-19 05:30 | 278 | 261
2019-01-19 06:00 | 271 | 254
2019-01-19 06:30 | 276 | 256
2019-01-19 07:00 | 256 | 235
2019-01-19 07:30 | 223 | 199
2019-01-19 08:00 | 185 | 157
2019-01-19 08:30 | 146 | 114
2019-01-19 09:00 | 106 | 63
2019-01-19 09:30 | 84 | 32
2019-01-19 10:00 | 72 | 11
2019-01-19 10:30 | 67 | 9
2019-01-19 11:00 | 64 | 18
2019-01-19 11:30 | 76 | 36
2019-01-19 12:00 | 68 | 17
2019-01-19 12:30 | 75 | 26
2019-01-19 13:00 | 87 | 49
2019-01-19 13:30 | 110 | 78
2019-01-19 14:00 | 96 | 61
2019-01-19 14:30 | 101 | 65
2019-01-19 15:00 | 123 | 96
2019-01-19 15:30 | 131 | 107
2019-01-19 16:00 | 146 | 125
2019-01-19 16:30 | 198 | 183
2019-01-19 17:00 | 243 | 231
2019-01-19 17:30 | 270 | 258
2019-01-19 18:00 | 299 | 288
2019-01-19 18:30 | 344 | 333
2019-01-19 19:00 | 365 | 353
2019-01-19 19:30 | 371 | 360
2019-01-19 20:00 | 370 | 355
2019-01-19 20:30 | 335 | 320
2019-01-19 21:00 | 302 | 286
2019-01-19 21:30 | 267 | 249
2019-01-19 22:00 | 255 | 234
2019-01-19 22:30 | 238 | 217
2019-01-19 23:00 | 236 | 211
2019-01-19 23:30 | 240 | 213
2019-01-20 | 226 | 196
2019-01-20 00:30 | 236 | 204
2019-01-20 01:00 | 215 | 180
2019-01-20 01:30 | 219 | 178
2019-01-20 02:00 | 170 | 149
2019-01-20 02:30 | 151 | 135
2019-01-20 03:00 | 140 | 122
2019-01-20 03:30 | 138 | 119
2019-01-20 04:00 | 140 | 121
2019-01-20 04:30 | 158 | 138
2019-01-20 05:00 | 167 | 146
2019-01-20 05:30 | 166 | 146
2019-01-20 06:00 | 161 | 140
2019-01-20 06:30 | 159 | 130
2019-01-20 07:00 | 145 | 115
2019-01-20 07:30 | 156 | 126
2019-01-20 08:00 | 156 | 127
2019-01-20 08:30 | 166 | 137
2019-01-20 09:00 | 163 | 134
2019-01-20 09:30 | 154 | 122
2019-01-20 10:00 | 130 | 92
2019-01-20 10:30 | 99 | 43
2019-01-20 11:00 | 93 | 30
2019-01-20 11:30 | 89 | 23
2019-01-20 12:00 | 88 | 20
2019-01-20 12:30 | 85 | 3
2019-01-20 13:00 | 85 | 1
2019-01-20 13:30 | 83 | 7
2019-01-20 14:00 | 86 | 35
2019-01-20 14:30 | 84 | 12
2019-01-20 15:00 | 85 | 0
2019-01-20 15:30 | 99 | 37
2019-01-20 16:00 | 118 | 71
2019-01-20 16:30 | 144 | 110
2019-01-20 17:00 | 201 | 177
2019-01-20 17:30 | 236 | 216
2019-01-20 18:00 | 288 | 271
2019-01-20 18:30 | 334 | 319
2019-01-20 19:00 | 361 | 347
2019-01-20 19:30 | 370 | 360
2019-01-20 20:00 | 364 | 352
2019-01-20 20:30 | 380 | 372
2019-01-20 21:00 | 371 | 363
2019-01-20 21:30 | 348 | 338
2019-01-20 22:00 | 319 | 309
2019-01-20 22:30 | 273 | 258
2019-01-20 23:00 | 256 | 240
2019-01-20 23:30 | 232 | 214
2019-01-21 | 235 | 215
2019-01-21 00:30 | 256 | 235
2019-01-21 01:00 | 243 | 233
2019-01-21 01:30 | 233 | 225
2019-01-21 02:00 | 236 | 227
2019-01-21 02:30 | 219 | 210
2019-01-21 03:00 | 214 | 204
2019-01-21 03:30 | 203 | 193
2019-01-21 04:00 | 201 | 191
2019-01-21 04:30 | 205 | 195
2019-01-21 05:00 | 202 | 192
2019-01-21 05:30 | 216 | 207
2019-01-21 06:00 | 220 | 211
2019-01-21 06:30 | 220 | 206
2019-01-21 07:00 | 208 | 192
2019-01-21 07:30 | 174 | 156
2019-01-21 08:00 | 163 | 144
2019-01-21 08:30 | 126 | 104
2019-01-21 09:00 | 88 | 60
2019-01-21 09:30 | 95 | 69
2019-01-21 10:00 | 121 | 98
2019-01-21 10:30 | 134 | 122
2019-01-21 11:00 | 146 | 139
2019-01-21 11:30 | 156 | 149
2019-01-21 12:00 | 169 | 161
2019-01-21 12:30 | 134 | 123
2019-01-21 13:00 | 82 | 64
2019-01-21 13:30 | 46 | 9
2019-01-21 14:00 | 64 | 51
2019-01-21 14:30 | 50 | 30
2019-01-21 15:00 | 56 | 40
2019-01-21 15:30 | 54 | 37
2019-01-21 16:00 | 46 | 5
2019-01-21 16:30 | 68 | 46
2019-01-21 17:00 | 102 | 88
2019-01-21 17:30 | 88 | 72
2019-01-21 18:00 | 115 | 102
2019-01-21 18:30 | 188 | 179
2019-01-21 19:00 | 214 | 205
2019-01-21 19:30 | 231 | 226
2019-01-21 20:00 | 232 | 218
2019-01-21 20:30 | 220 | 203
2019-01-21 21:00 | 241 | 227
2019-01-21 21:30 | 285 | 271
2019-01-21 22:00 | 289 | 273
2019-01-21 22:30 | 278 | 252
2019-01-21 23:00 | 288 | 266
2019-01-21 23:30 | 305 | 284
2019-01-22 | 278 | 257
2019-01-22 00:30 | 285 | 263
2019-01-22 01:00 | 284 | 261
2019-01-22 01:30 | 278 | 254
2019-01-22 02:00 | 273 | 247
2019-01-22 02:30 | 256 | 222
2019-01-22 03:00 | 232 | 197
2019-01-22 03:30 | 206 | 170
2019-01-22 04:00 | 183 | 163
2019-01-22 04:30 | 181 | 170
2019-01-22 05:00 | 191 | 181
2019-01-22 05:30 | 182 | 170
2019-01-22 06:00 | 173 | 160
2019-01-22 06:30 | 183 | 166
2019-01-22 07:00 | 210 | 193
2019-01-22 07:30 | 221 | 205
2019-01-22 08:00 | 177 | 159
2019-01-22 08:30 | 128 | 105
2019-01-22 09:00 | 122 | 96
2019-01-22 09:30 | 106 | 76
2019-01-22 10:00 | 91 | 60
2019-01-22 10:30 | 94 | 61
2019-01-22 11:00 | 127 | 105
2019-01-22 11:30 | 160 | 141
2019-01-22 12:00 | 136 | 113
2019-01-22 12:30 | 161 | 142
2019-01-22 13:00 | 186 | 170
2019-01-22 13:30 | 157 | 140
2019-01-22 14:00 | 126 | 105
2019-01-22 14:30 | 104 | 78
2019-01-22 15:00 | 127 | 106
2019-01-22 15:30 | 140 | 121
2019-01-22 16:00 | 131 | 107
2019-01-22 16:30 | 80 | 44
2019-01-22 17:00 | 88 | 55
2019-01-22 17:30 | 147 | 124
2019-01-22 18:00 | 187 | 170
2019-01-22 18:30 | 219 | 203
2019-01-22 19:00 | 244 | 230
2019-01-22 19:30 | 270 | 264
2019-01-22 20:00 | 289 | 286
2019-01-22 20:30 | 249 | 246
2019-01-22 21:00 | 252 | 246
2019-01-22 21:30 | 260 | 255
2019-01-22 22:00 | 300 | 296
2019-01-22 22:30 | 300 | 296
2019-01-22 23:00 | 276 | 272
2019-01-22 23:30 | 243 | 238
2019-01-23 | 239 | 233
2019-01-23 00:30 | 234 | 228
2019-01-23 01:00 | 205 | 200
2019-01-23 01:30 | 190 | 185
2019-01-23 02:00 | 181 | 175
2019-01-23 02:30 | 190 | 183
2019-01-23 03:00 | 213 | 205
2019-01-23 03:30 | 250 | 242
2019-01-23 04:00 | 263 | 255
2019-01-23 04:30 | 256 | 247
2019-01-23 05:00 | 262 | 254
2019-01-23 05:30 | 274 | 266
2019-01-23 06:00 | 276 | 268
2019-01-23 06:30 | 303 | 293
2019-01-23 07:00 | 278 | 269
2019-01-23 07:30 | 257 | 248
2019-01-23 08:00 | 229 | 220
2019-01-23 08:30 | 191 | 182
2019-01-23 09:00 | 198 | 190
2019-01-23 09:30 | 182 | 171
2019-01-23 10:00 | 148 | 142
2019-01-23 10:30 | 112 | 105
2019-01-23 11:00 | 55 | 43
2019-01-23 11:30 | 56 | 26
2019-01-23 12:00 | 49 | 26
2019-01-23 12:30 | 69 | 59
2019-01-23 13:00 | 50 | 23
2019-01-23 13:30 | 65 | 44
2019-01-23 14:00 | 63 | 44
2019-01-23 14:30 | 61 | 39
2019-01-23 15:00 | 57 | 10
2019-01-23 15:30 | 61 | 12
2019-01-23 16:00 | 129 | 104
2019-01-23 16:30 | 129 | 102
2019-01-23 17:00 | 140 | 116
2019-01-23 17:30 | 138 | 113
2019-01-23 18:00 | 164 | 142
2019-01-23 18:30 | 172 | 148
2019-01-23 19:00 | 210 | 194
2019-01-23 19:30 | 203 | 197
2019-01-23 20:00 | 211 | 206
2019-01-23 20:30 | 200 | 194
2019-01-23 21:00 | 203 | 195
2019-01-23 21:30 | 179 | 171
2019-01-23 22:00 | 169 | 160
2019-01-23 22:30 | 221 | 210
2019-01-23 23:00 | 231 | 219
2019-01-23 23:30 | 225 | 207
2019-01-24 | 267 | 257
2019-01-24 00:30 | 283 | 273
2019-01-24 01:00 | 288 | 277
2019-01-24 01:30 | 275 | 263
2019-01-24 02:00 | 263 | 252
2019-01-24 02:30 | 258 | 246
2019-01-24 03:00 | 229 | 218
2019-01-24 03:30 | 224 | 212
2019-01-24 04:00 | 252 | 240
2019-01-24 04:30 | 244 | 232
2019-01-24 05:00 | 237 | 225
2019-01-24 05:30 | 248 | 238
2019-01-24 06:00 | 265 | 254
2019-01-24 06:30 | 290 | 278
2019-01-24 07:00 | 271 | 258
2019-01-24 07:30 | 301 | 290
2019-01-24 08:00 | 237 | 224
2019-01-24 08:30 | 191 | 176
2019-01-24 09:00 | 146 | 130
2019-01-24 09:30 | 175 | 159
2019-01-24 10:00 | 103 | 76
2019-01-24 10:30 | 70 | 23
2019-01-24 11:00 | 61 | 2
2019-01-24 11:30 | 64 | 15
2019-01-24 12:00 | 67 | 25
2019-01-24 12:30 | 61 | 16
2019-01-24 13:00 | 56 | 7
2019-01-24 13:30 | 77 | 42
2019-01-24 14:00 | 53 | 15
2019-01-24 14:30 | 64 | 27
2019-01-24 15:00 | 75 | 42
2019-01-24 15:30 | 156 | 138
2019-01-24 16:00 | 113 | 87
2019-01-24 16:30 | 108 | 80
2019-01-24 17:00 | 148 | 126
2019-01-24 17:30 | 143 | 119
2019-01-24 18:00 | 170 | 149
2019-01-24 18:30 | 214 | 196
2019-01-24 19:00 | 213 | 196
2019-01-24 19:30 | 219 | 205
2019-01-24 20:00 | 238 | 226
2019-01-24 20:30 | 212 | 200
2019-01-24 21:00 | 189 | 174
2019-01-24 21:30 | 176 | 157
2019-01-24 22:00 | 213 | 198
2019-01-24 22:30 | 221 | 209
2019-01-24 23:00 | 208 | 195
2019-01-24 23:30 | 238 | 228
2019-01-25 | 312 | 304
2019-01-25 00:30 | 320 | 311
2019-01-25 01:00 | 285 | 277
2019-01-25 01:30 | 267 | 259
2019-01-25 02:00 | 252 | 243
2019-01-25 02:30 | 236 | 227
2019-01-25 03:00 | 216 | 207
2019-01-25 03:30 | 217 | 208
2019-01-25 04:00 | 225 | 215
2019-01-25 04:30 | 232 | 222
2019-01-25 05:00 | 222 | 212
2019-01-25 05:30 | 218 | 209
2019-01-25 06:00 | 233 | 224
2019-01-25 06:30 | 270 | 258
2019-01-25 07:00 | 252 | 239
2019-01-25 07:30 | 249 | 237
2019-01-25 08:00 | 255 | 241
2019-01-25 08:30 | 204 | 187
2019-01-25 09:00 | 177 | 157
2019-01-25 09:30 | 178 | 159
2019-01-25 10:00 | 152 | 132
2019-01-25 10:30 | 124 | 100
2019-01-25 11:00 | 96 | 64
2019-01-25 11:30 | 90 | 54
2019-01-25 12:00 | 75 | 29
2019-01-25 12:30 | 70 | 16
2019-01-25 13:00 | 87 | 50
2019-01-25 13:30 | 90 | 56
2019-01-25 14:00 | 90 | 53
2019-01-25 14:30 | 64 | 5
2019-01-25 15:00 | 76 | 29
2019-01-25 15:30 | 70 | 2
2019-01-25 16:00 | 81 | 22
2019-01-25 16:30 | 79 | 10
2019-01-25 17:00 | 87 | 31
2019-01-25 17:30 | 102 | 54
2019-01-25 18:00 | 132 | 94
2019-01-25 18:30 | 125 | 85
2019-01-25 19:00 | 122 | 79
2019-01-25 19:30 | 103 | 66
2019-01-25 20:00 | 107 | 73
2019-01-25 20:30 | 107 | 80
2019-01-25 21:00 | 99 | 79
2019-01-25 21:30 | 83 | 64
2019-01-25 22:00 | 77 | 57
2019-01-25 22:30 | 120 | 105
2019-01-25 23:00 | 104 | 88
2019-01-25 23:30 | 99 | 79
2019-01-26 | 147 | 132
2019-01-26 00:30 | 235 | 225
2019-01-26 01:00 | 216 | 207
2019-01-26 01:30 | 188 | 179
2019-01-26 02:00 | 177 | 167
2019-01-26 02:30 | 183 | 172
2019-01-26 03:00 | 188 | 177
2019-01-26 03:30 | 204 | 193
2019-01-26 04:00 | 216 | 204
2019-01-26 04:30 | 199 | 187
2019-01-26 05:00 | 201 | 189
2019-01-26 05:30 | 213 | 201
2019-01-26 06:00 | 195 | 183
2019-01-26 06:30 | 195 | 181
2019-01-26 07:00 | 184 | 167
2019-01-26 07:30 | 171 | 156
2019-01-26 08:00 | 176 | 162
2019-01-26 08:30 | 168 | 152
2019-01-26 09:00 | 156 | 137
2019-01-26 09:30 | 192 | 177
2019-01-26 10:00 | 185 | 172
2019-01-26 10:30 | 111 | 90
2019-01-26 11:00 | 148 | 129
2019-01-26 11:30 | 138 | 120
2019-01-26 12:00 | 106 | 81
2019-01-26 12:30 | 77 | 36
2019-01-26 13:00 | 106 | 80
2019-01-26 13:30 | 154 | 137
2019-01-26 14:00 | 159 | 142
2019-01-26 14:30 | 139 | 120
2019-01-26 15:00 | 159 | 142
2019-01-26 15:30 | 179 | 165
2019-01-26 16:00 | 199 | 184
2019-01-26 16:30 | 190 | 174
2019-01-26 17:00 | 186 | 171
2019-01-26 17:30 | 198 | 183
2019-01-26 18:00 | 211 | 197
2019-01-26 18:30 | 220 | 205
2019-01-26 19:00 | 222 | 207
2019-01-26 19:30 | 222 | 210
2019-01-26 20:00 | 224 | 217
2019-01-26 20:30 | 210 | 201
2019-01-26 21:00 | 206 | 196
2019-01-26 21:30 | 209 | 208
2019-01-26 22:00 | 205 | 198
2019-01-26 22:30 | 204 | 198
2019-01-26 23:00 | 193 | 187
2019-01-26 23:30 | 229 | 222
2019-01-27 | 241 | 233
2019-01-27 00:30 | 278 | 269
2019-01-27 01:00 | 164 | 155
2019-01-27 01:30 | 150 | 140
2019-01-27 02:00 | 144 | 134
2019-01-27 02:30 | 149 | 139
2019-01-27 03:00 | 159 | 148
2019-01-27 03:30 | 143 | 132
2019-01-27 04:00 | 153 | 138
2019-01-27 04:30 | 144 | 129
2019-01-27 05:00 | 144 | 128
2019-01-27 05:30 | 155 | 141
2019-01-27 06:00 | 179 | 165
2019-01-27 06:30 | 183 | 166
2019-01-27 07:00 | 171 | 151
2019-01-27 07:30 | 152 | 134
2019-01-27 08:00 | 164 | 146
2019-01-27 08:30 | 174 | 156
2019-01-27 09:00 | 182 | 166
2019-01-27 09:30 | 170 | 153
2019-01-27 10:00 | 153 | 134
2019-01-27 10:30 | 151 | 130
2019-01-27 11:00 | 143 | 123
2019-01-27 11:30 | 144 | 124
2019-01-27 12:00 | 164 | 145
2019-01-27 12:30 | 112 | 82
2019-01-27 13:00 | 120 | 92
2019-01-27 13:30 | 143 | 119
2019-01-27 14:00 | 191 | 172
2019-01-27 14:30 | 205 | 187
2019-01-27 15:00 | 231 | 216
2019-01-27 15:30 | 227 | 212
2019-01-27 16:00 | 248 | 233
2019-01-27 16:30 | 237 | 222
2019-01-27 17:00 | 234 | 218
2019-01-27 17:30 | 265 | 249
2019-01-27 18:00 | 312 | 297
2019-01-27 18:30 | 327 | 314
2019-01-27 19:00 | 340 | 331
2019-01-27 19:30 | 348 | 341
2019-01-27 20:00 | 338 | 330
2019-01-27 20:30 | 313 | 306
2019-01-27 21:00 | 326 | 319
2019-01-27 21:30 | 329 | 322
2019-01-27 22:00 | 333 | 325
2019-01-27 22:30 | 312 | 303
2019-01-27 23:00 | 266 | 257
2019-01-27 23:30 | 279 | 269
2019-01-28 | 288 | 277
2019-01-28 00:30 | 304 | 293
2019-01-28 01:00 | 288 | 276
2019-01-28 01:30 | 285 | 272
2019-01-28 02:00 | 278 | 265
2019-01-28 02:30 | 279 | 265
2019-01-28 03:00 | 260 | 243
2019-01-28 03:30 | 255 | 237
2019-01-28 04:00 | 256 | 237
2019-01-28 04:30 | 266 | 248
2019-01-28 05:00 | 269 | 251
2019-01-28 05:30 | 274 | 256
2019-01-28 06:00 | 277 | 260
2019-01-28 06:30 | 286 | 274
2019-01-28 07:00 | 293 | 281
2019-01-28 07:30 | 304 | 293
2019-01-28 08:00 | 313 | 303
2019-01-28 08:30 | 318 | 309
2019-01-28 09:00 | 329 | 318
2019-01-28 09:30 | 334 | 323
2019-01-28 10:00 | 333 | 323
2019-01-28 10:30 | 332 | 322
2019-01-28 11:00 | 313 | 303
2019-01-28 11:30 | 325 | 314
2019-01-28 12:00 | 333 | 322
2019-01-28 12:30 | 345 | 337
2019-01-28 13:00 | 339 | 332
2019-01-28 13:30 | 319 | 308
2019-01-28 14:00 | 319 | 305
2019-01-28 14:30 | 309 | 294
2019-01-28 15:00 | 297 | 280
2019-01-28 15:30 | 298 | 280
2019-01-28 16:00 | 294 | 274
2019-01-28 16:30 | 305 | 284
2019-01-28 17:00 | 314 | 293
2019-01-28 17:30 | 325 | 305
2019-01-28 18:00 | 340 | 320
2019-01-28 18:30 | 359 | 340
2019-01-28 19:00 | 384 | 366
2019-01-28 19:30 | 397 | 383
2019-01-28 20:00 | 396 | 384
2019-01-28 20:30 | 382 | 369
2019-01-28 21:00 | 357 | 343
2019-01-28 21:30 | 342 | 327
2019-01-28 22:00 | 324 | 307
2019-01-28 22:30 | 308 | 289
2019-01-28 23:00 | 316 | 305
2019-01-28 23:30 | 298 | 286
2019-01-29 | 288 | 275
2019-01-29 00:30 | 286 | 272
2019-01-29 01:00 | 279 | 264
2019-01-29 01:30 | 275 | 260
2019-01-29 02:00 | 267 | 252
2019-01-29 02:30 | 261 | 245
2019-01-29 03:00 | 256 | 239
2019-01-29 03:30 | 252 | 236
2019-01-29 04:00 | 253 | 237
2019-01-29 04:30 | 262 | 246
2019-01-29 05:00 | 248 | 233
2019-01-29 05:30 | 248 | 234
2019-01-29 06:00 | 278 | 266
2019-01-29 06:30 | 302 | 289
2019-01-29 07:00 | 294 | 276
2019-01-29 07:30 | 330 | 315
2019-01-29 08:00 | 343 | 327
2019-01-29 08:30 | 371 | 359
2019-01-29 09:00 | 379 | 371
2019-01-29 09:30 | 384 | 375
2019-01-29 10:00 | 376 | 364
2019-01-29 10:30 | 365 | 354
2019-01-29 11:00 | 360 | 348
2019-01-29 11:30 | 314 | 301
2019-01-29 12:00 | 283 | 268
2019-01-29 12:30 | 304 | 290
2019-01-29 13:00 | 342 | 329
2019-01-29 13:30 | 369 | 357
2019-01-29 14:00 | 376 | 364
2019-01-29 14:30 | 371 | 358
2019-01-29 15:00 | 370 | 358
2019-01-29 15:30 | 350 | 335
2019-01-29 16:00 | 335 | 320
2019-01-29 16:30 | 316 | 299
2019-01-29 17:00 | 197 | 173
2019-01-29 17:30 | 202 | 179
2019-01-29 18:00 | 224 | 201
2019-01-29 18:30 | 239 | 214
2019-01-29 19:00 | 240 | 216
2019-01-29 19:30 | 258 | 241
2019-01-29 20:00 | 257 | 240
2019-01-29 20:30 | 246 | 228
2019-01-29 21:00 | 228 | 209
2019-01-29 21:30 | 317 | 302
2019-01-29 22:00 | 347 | 334
2019-01-29 22:30 | 329 | 317
2019-01-29 23:00 | 304 | 287
2019-01-29 23:30 | 298 | 286
2019-01-30 | 296 | 283
2019-01-30 00:30 | 298 | 284
2019-01-30 01:00 | 274 | 259
2019-01-30 01:30 | 258 | 242
2019-01-30 02:00 | 243 | 227
2019-01-30 02:30 | 250 | 234
2019-01-30 03:00 | 255 | 239
2019-01-30 03:30 | 257 | 241
2019-01-30 04:00 | 261 | 246
2019-01-30 04:30 | 267 | 252
2019-01-30 05:00 | 270 | 255
2019-01-30 05:30 | 280 | 267
2019-01-30 06:00 | 290 | 278
2019-01-30 06:30 | 306 | 292
2019-01-30 07:00 | 332 | 318
2019-01-30 07:30 | 380 | 367
2019-01-30 08:00 | 391 | 380
2019-01-30 08:30 | 398 | 388
2019-01-30 09:00 | 407 | 396
2019-01-30 09:30 | 412 | 401
2019-01-30 10:00 | 404 | 396
2019-01-30 10:30 | 396 | 390
2019-01-30 11:00 | 387 | 380
2019-01-30 11:30 | 375 | 370
2019-01-30 12:00 | 366 | 363
2019-01-30 12:30 | 364 | 359
2019-01-30 13:00 | 355 | 349
2019-01-30 13:30 | 337 | 332
2019-01-30 14:00 | 330 | 325
2019-01-30 14:30 | 323 | 314
2019-01-30 15:00 | 269 | 256
2019-01-30 15:30 | 204 | 189
2019-01-30 16:00 | 213 | 198
2019-01-30 16:30 | 224 | 210
2019-01-30 17:00 | 245 | 231
2019-01-30 17:30 | 252 | 236
2019-01-30 18:00 | 307 | 293
2019-01-30 18:30 | 341 | 328
2019-01-30 19:00 | 336 | 326
2019-01-30 19:30 | 304 | 294
2019-01-30 20:00 | 349 | 338
2019-01-30 20:30 | 387 | 375
2019-01-30 21:00 | 405 | 398
2019-01-30 21:30 | 390 | 383
2019-01-30 22:00 | 365 | 357
2019-01-30 22:30 | 340 | 328
2019-01-30 23:00 | 319 | 307
2019-01-30 23:30 | 291 | 277
2019-01-31 | 287 | 272
2019-01-31 00:30 | 291 | 276
2019-01-31 01:00 | 280 | 265
2019-01-31 01:30 | 277 | 263
2019-01-31 02:00 | 279 | 265
2019-01-31 02:30 | 274 | 259
2019-01-31 03:00 | 264 | 249
2019-01-31 03:30 | 269 | 253
2019-01-31 04:00 | 267 | 252
2019-01-31 04:30 | 272 | 257
2019-01-31 05:00 | 280 | 265
2019-01-31 05:30 | 288 | 275
2019-01-31 06:00 | 300 | 288
2019-01-31 06:30 | 313 | 299
2019-01-31 07:00 | 311 | 292
2019-01-31 07:30 | 350 | 338
2019-01-31 08:00 | 378 | 370
2019-01-31 08:30 | 391 | 384
2019-01-31 09:00 | 408 | 399
2019-01-31 09:30 | 406 | 396
2019-01-31 10:00 | 390 | 383
2019-01-31 10:30 | 377 | 371
2019-01-31 11:00 | 377 | 364
2019-01-31 11:30 | 366 | 350
2019-01-31 12:00 | 369 | 352
2019-01-31 12:30 | 365 | 346
2019-01-31 13:00 | 368 | 340
2019-01-31 13:30 | 294 | 262
2019-01-31 14:00 | 231 | 202
2019-01-31 14:30 | 234 | 205
2019-01-31 15:00 | 207 | 178
2019-01-31 15:30 | 190 | 159
2019-01-31 16:00 | 211 | 178
2019-01-31 16:30 | 199 | 159
2019-01-31 17:00 | 204 | 165
2019-01-31 17:30 | 214 | 177
2019-01-31 18:00 | 243 | 212
2019-01-31 18:30 | 276 | 250
2019-01-31 19:00 | 322 | 309
2019-01-31 19:30 | 338 | 332
2019-01-31 20:00 | 325 | 319
2019-01-31 20:30 | 417 | 409
2019-01-31 21:00 | 436 | 427
2019-01-31 21:30 | 419 | 408
2019-01-31 22:00 | 401 | 389
2019-01-31 22:30 | 382 | 368
2019-01-31 23:00 | 362 | 347
2019-01-31 23:30 | 343 | 330
2019-02-01 | 332 | 318
2019-02-01 00:30 | 336 | 322
2019-02-01 01:00 | 313 | 298
2019-02-01 01:30 | 301 | 285
2019-02-01 02:00 | 293 | 276
2019-02-01 02:30 | 289 | 272
2019-02-01 03:00 | 290 | 272
2019-02-01 03:30 | 275 | 256
2019-02-01 04:00 | 259 | 240
2019-02-01 04:30 | 262 | 244
2019-02-01 05:00 | 262 | 243
2019-02-01 05:30 | 273 | 256
2019-02-01 06:00 | 289 | 273
2019-02-01 06:30 | 311 | 297
2019-02-01 07:00 | 325 | 311
2019-02-01 07:30 | 345 | 334
2019-02-01 08:00 | 369 | 359
2019-02-01 08:30 | 381 | 369
2019-02-01 09:00 | 367 | 354
2019-02-01 09:30 | 373 | 361
2019-02-01 10:00 | 383 | 371
2019-02-01 10:30 | 381 | 369
2019-02-01 11:00 | 361 | 348
2019-02-01 11:30 | 327 | 313
2019-02-01 12:00 | 325 | 312
2019-02-01 12:30 | 319 | 305
2019-02-01 13:00 | 334 | 320
2019-02-01 13:30 | 357 | 343
2019-02-01 14:00 | 361 | 348
2019-02-01 14:30 | 386 | 374
2019-02-01 15:00 | 379 | 367
2019-02-01 15:30 | 360 | 347
2019-02-01 16:00 | 368 | 354
2019-02-01 16:30 | 356 | 341
2019-02-01 17:00 | 361 | 346
2019-02-01 17:30 | 390 | 375
2019-02-01 18:00 | 407 | 392
2019-02-01 18:30 | 415 | 400
2019-02-01 19:00 | 425 | 412
2019-02-01 19:30 | 425 | 414
2019-02-01 20:00 | 407 | 396
2019-02-01 20:30 | 397 | 384
2019-02-01 21:00 | 385 | 371
2019-02-01 21:30 | 376 | 361
2019-02-01 22:00 | 365 | 349
2019-02-01 22:30 | 346 | 330
2019-02-01 23:00 | 330 | 317
2019-02-01 23:30 | 315 | 300
2019-02-02 | 305 | 290
2019-02-02 00:30 | 304 | 291
2019-02-02 01:00 | 279 | 264
2019-02-02 01:30 | 229 | 170
2019-02-02 02:00 | 226 | 166
2019-02-02 02:30 | 216 | 152
2019-02-02 03:00 | 218 | 153
2019-02-02 03:30 | 220 | 155
2019-02-02 04:00 | 216 | 151
2019-02-02 04:30 | 211 | 145
2019-02-02 05:00 | 218 | 170
2019-02-02 05:30 | 230 | 201
2019-02-02 06:00 | 239 | 213
2019-02-02 06:30 | 252 | 229
2019-02-02 07:00 | 256 | 235
2019-02-02 07:30 | 268 | 250
2019-02-02 08:00 | 278 | 261
2019-02-02 08:30 | 287 | 275
2019-02-02 09:00 | 296 | 287
2019-02-02 09:30 | 301 | 292
2019-02-02 10:00 | 303 | 291
2019-02-02 10:30 | 296 | 283
2019-02-02 11:00 | 280 | 267
2019-02-02 11:30 | 299 | 287
2019-02-02 12:00 | 330 | 318
2019-02-02 12:30 | 316 | 304
2019-02-02 13:00 | 322 | 310
2019-02-02 13:30 | 323 | 310
2019-02-02 14:00 | 307 | 294
2019-02-02 14:30 | 285 | 271
2019-02-02 15:00 | 300 | 286
2019-02-02 15:30 | 325 | 310
2019-02-02 16:00 | 345 | 330
2019-02-02 16:30 | 330 | 313
2019-02-02 17:00 | 320 | 301
2019-02-02 17:30 | 327 | 309
2019-02-02 18:00 | 345 | 327
2019-02-02 18:30 | 366 | 349
2019-02-02 19:00 | 364 | 348
2019-02-02 19:30 | 367 | 351
2019-02-02 20:00 | 368 | 352
2019-02-02 20:30 | 349 | 331
2019-02-02 21:00 | 342 | 320
2019-02-02 21:30 | 323 | 298
2019-02-02 22:00 | 312 | 285
2019-02-02 22:30 | 304 | 274
2019-02-02 23:00 | 287 | 256
2019-02-02 23:30 | 270 | 238
2019-02-03 | 264 | 229
2019-02-03 00:30 | 269 | 235
2019-02-03 01:00 | 249 | 210
2019-02-03 01:30 | 241 | 199
2019-02-03 02:00 | 239 | 197
2019-02-03 02:30 | 234 | 191
2019-02-03 03:00 | 234 | 190
2019-02-03 03:30 | 231 | 186
2019-02-03 04:00 | 229 | 184
2019-02-03 04:30 | 231 | 186
2019-02-03 05:00 | 234 | 190
2019-02-03 05:30 | 234 | 190
2019-02-03 06:00 | 234 | 192
2019-02-03 06:30 | 242 | 201
2019-02-03 07:00 | 249 | 206
2019-02-03 07:30 | 256 | 216
2019-02-03 08:00 | 268 | 232
2019-02-03 08:30 | 281 | 247
2019-02-03 09:00 | 279 | 248
2019-02-03 09:30 | 284 | 253
2019-02-03 10:00 | 288 | 258
2019-02-03 10:30 | 294 | 265
2019-02-03 11:00 | 305 | 280
2019-02-03 11:30 | 293 | 267
2019-02-03 12:00 | 294 | 267
2019-02-03 12:30 | 268 | 238
2019-02-03 13:00 | 270 | 242
2019-02-03 13:30 | 275 | 247
2019-02-03 14:00 | 275 | 249
2019-02-03 14:30 | 260 | 231
2019-02-03 15:00 | 260 | 231
2019-02-03 15:30 | 308 | 283
2019-02-03 16:00 | 312 | 289
2019-02-03 16:30 | 339 | 316
2019-02-03 17:00 | 366 | 345
2019-02-03 17:30 | 373 | 353
2019-02-03 18:00 | 388 | 373
2019-02-03 18:30 | 387 | 372
2019-02-03 19:00 | 373 | 355
2019-02-03 19:30 | 372 | 353
2019-02-03 20:00 | 344 | 318
2019-02-03 20:30 | 328 | 298
2019-02-03 21:00 | 312 | 279
2019-02-03 21:30 | 293 | 256
2019-02-03 22:00 | 274 | 233
2019-02-03 22:30 | 267 | 220
2019-02-03 23:00 | 259 | 205
2019-02-03 23:30 | 246 | 189
2019-02-04 | 240 | 183
2019-02-04 00:30 | 248 | 193
2019-02-04 01:00 | 218 | 154
2019-02-04 01:30 | 215 | 147
2019-02-04 02:00 | 217 | 150
2019-02-04 02:30 | 211 | 150
2019-02-04 03:00 | 208 | 147
2019-02-04 03:30 | 194 | 127
2019-02-04 04:00 | 192 | 126
2019-02-04 04:30 | 195 | 129
2019-02-04 05:00 | 197 | 132
2019-02-04 05:30 | 197 | 134
2019-02-04 06:00 | 210 | 153
2019-02-04 06:30 | 228 | 176
2019-02-04 07:00 | 260 | 204
2019-02-04 07:30 | 275 | 224
2019-02-04 08:00 | 285 | 239
2019-02-04 08:30 | 286 | 241
2019-02-04 09:00 | 271 | 224
2019-02-04 09:30 | 273 | 227
2019-02-04 10:00 | 257 | 214
2019-02-04 10:30 | 232 | 210
2019-02-04 11:00 | 231 | 210
2019-02-04 11:30 | 232 | 211
2019-02-04 12:00 | 219 | 197
2019-02-04 12:30 | 169 | 143
2019-02-04 13:00 | 158 | 132
2019-02-04 13:30 | 118 | 85
2019-02-04 14:00 | 141 | 113
2019-02-04 14:30 | 121 | 87
2019-02-04 15:00 | 158 | 129
2019-02-04 15:30 | 167 | 140
2019-02-04 16:00 | 168 | 142
2019-02-04 16:30 | 173 | 146
2019-02-04 17:00 | 179 | 150
2019-02-04 17:30 | 198 | 171
2019-02-04 18:00 | 211 | 186
2019-02-04 18:30 | 212 | 187
2019-02-04 19:00 | 223 | 200
2019-02-04 19:30 | 225 | 203
2019-02-04 20:00 | 213 | 189
2019-02-04 20:30 | 193 | 167
2019-02-04 21:00 | 211 | 184
2019-02-04 21:30 | 227 | 200
2019-02-04 22:00 | 209 | 181
2019-02-04 22:30 | 242 | 210
2019-02-04 23:00 | 239 | 201
2019-02-04 23:30 | 227 | 186
2019-02-05 | 224 | 181
2019-02-05 00:30 | 236 | 194
2019-02-05 01:00 | 221 | 169
2019-02-05 01:30 | 211 | 155
2019-02-05 02:00 | 200 | 140
2019-02-05 02:30 | 204 | 146
2019-02-05 03:00 | 202 | 143
2019-02-05 03:30 | 184 | 120
2019-02-05 04:00 | 182 | 120
2019-02-05 04:30 | 189 | 127
2019-02-05 05:00 | 199 | 140
2019-02-05 05:30 | 203 | 148
2019-02-05 06:00 | 222 | 173
2019-02-05 06:30 | 241 | 199
2019-02-05 07:00 | 251 | 214
2019-02-05 07:30 | 276 | 245
2019-02-05 08:00 | 278 | 250
2019-02-05 08:30 | 262 | 235
2019-02-05 09:00 | 244 | 216
2019-02-05 09:30 | 226 | 196
2019-02-05 10:00 | 209 | 175
2019-02-05 10:30 | 197 | 166
2019-02-05 11:00 | 190 | 169
2019-02-05 11:30 | 181 | 163
2019-02-05 12:00 | 184 | 165
2019-02-05 12:30 | 186 | 169
2019-02-05 13:00 | 157 | 138
2019-02-05 13:30 | 170 | 153
2019-02-05 14:00 | 192 | 176
2019-02-05 14:30 | 203 | 190
2019-02-05 15:00 | 253 | 243
2019-02-05 15:30 | 303 | 295
2019-02-05 16:00 | 349 | 342
2019-02-05 16:30 | 342 | 334
2019-02-05 17:00 | 392 | 383
2019-02-05 17:30 | 404 | 395
2019-02-05 18:00 | 415 | 407
2019-02-05 18:30 | 383 | 376
2019-02-05 19:00 | 407 | 400
2019-02-05 19:30 | 411 | 405
2019-02-05 20:00 | 397 | 391
2019-02-05 20:30 | 381 | 373
2019-02-05 21:00 | 367 | 358
2019-02-05 21:30 | 336 | 326
2019-02-05 22:00 | 327 | 315
2019-02-05 22:30 | 316 | 302
2019-02-05 23:00 | 302 | 285
2019-02-05 23:30 | 277 | 258
2019-02-06 | 269 | 247
2019-02-06 00:30 | 281 | 260
2019-02-06 01:00 | 264 | 243
2019-02-06 01:30 | 249 | 226
2019-02-06 02:00 | 243 | 219
2019-02-06 02:30 | 231 | 206
2019-02-06 03:00 | 227 | 201
2019-02-06 03:30 | 229 | 202
2019-02-06 04:00 | 233 | 205
2019-02-06 04:30 | 231 | 205
2019-02-06 05:00 | 226 | 200
2019-02-06 05:30 | 230 | 205
2019-02-06 06:00 | 237 | 214
2019-02-06 06:30 | 267 | 249
2019-02-06 07:00 | 296 | 281
2019-02-06 07:30 | 328 | 315
2019-02-06 08:00 | 344 | 332
2019-02-06 08:30 | 345 | 335
2019-02-06 09:00 | 336 | 326
2019-02-06 09:30 | 328 | 319
2019-02-06 10:00 | 311 | 302
2019-02-06 10:30 | 288 | 279
2019-02-06 11:00 | 264 | 255
2019-02-06 11:30 | 240 | 231
2019-02-06 12:00 | 204 | 192
2019-02-06 12:30 | 197 | 184
2019-02-06 13:00 | 190 | 178
2019-02-06 13:30 | 185 | 172
2019-02-06 14:00 | 193 | 181
2019-02-06 14:30 | 175 | 160
2019-02-06 15:00 | 173 | 159
2019-02-06 15:30 | 141 | 121
2019-02-06 16:00 | 107 | 80
2019-02-06 16:30 | 132 | 107
2019-02-06 17:00 | 192 | 174
2019-02-06 17:30 | 226 | 209
2019-02-06 18:00 | 246 | 230
2019-02-06 18:30 | 237 | 220
2019-02-06 19:00 | 257 | 240
2019-02-06 19:30 | 246 | 232
2019-02-06 20:00 | 253 | 237
2019-02-06 20:30 | 260 | 244
2019-02-06 21:00 | 311 | 297
2019-02-06 21:30 | 296 | 281
2019-02-06 22:00 | 279 | 264
2019-02-06 22:30 | 285 | 271
2019-02-06 23:00 | 269 | 254
2019-02-06 23:30 | 275 | 259
2019-02-07 | 262 | 242
2019-02-07 00:30 | 269 | 249
2019-02-07 01:00 | 251 | 233
2019-02-07 01:30 | 241 | 224
2019-02-07 02:00 | 223 | 205
2019-02-07 02:30 | 222 | 204
2019-02-07 03:00 | 222 | 202
2019-02-07 03:30 | 208 | 186
2019-02-07 04:00 | 198 | 177
2019-02-07 04:30 | 201 | 179
2019-02-07 05:00 | 209 | 188
2019-02-07 05:30 | 221 | 202
2019-02-07 06:00 | 231 | 214
2019-02-07 06:30 | 270 | 255
2019-02-07 07:00 | 295 | 280
2019-02-07 07:30 | 324 | 313
2019-02-07 08:00 | 334 | 322
2019-02-07 08:30 | 330 | 319
2019-02-07 09:00 | 308 | 295
2019-02-07 09:30 | 300 | 286
2019-02-07 10:00 | 304 | 290
2019-02-07 10:30 | 275 | 260
2019-02-07 11:00 | 279 | 263
2019-02-07 11:30 | 308 | 292
2019-02-07 12:00 | 301 | 281
2019-02-07 12:30 | 331 | 314
2019-02-07 13:00 | 337 | 322
2019-02-07 13:30 | 300 | 283
2019-02-07 14:00 | 286 | 267
2019-02-07 14:30 | 280 | 261
2019-02-07 15:00 | 232 | 211
2019-02-07 15:30 | 228 | 206
2019-02-07 16:00 | 262 | 240
2019-02-07 16:30 | 274 | 254
2019-02-07 17:00 | 273 | 252
2019-02-07 17:30 | 280 | 258
2019-02-07 18:00 | 296 | 275
2019-02-07 18:30 | 314 | 293
2019-02-07 19:00 | 319 | 303
2019-02-07 19:30 | 320 | 312
2019-02-07 20:00 | 313 | 304
2019-02-07 20:30 | 300 | 291
2019-02-07 21:00 | 321 | 311
2019-02-07 21:30 | 294 | 282
2019-02-07 22:00 | 288 | 275
2019-02-07 22:30 | 324 | 309
2019-02-07 23:00 | 314 | 294
2019-02-07 23:30 | 303 | 278
2019-02-08 | 295 | 268
2019-02-08 00:30 | 304 | 283
2019-02-08 01:00 | 290 | 269
2019-02-08 01:30 | 281 | 261
2019-02-08 02:00 | 274 | 254
2019-02-08 02:30 | 272 | 252
2019-02-08 03:00 | 269 | 249
2019-02-08 03:30 | 266 | 245
2019-02-08 04:00 | 266 | 244
2019-02-08 04:30 | 267 | 246
2019-02-08 05:00 | 271 | 250
2019-02-08 05:30 | 282 | 263
2019-02-08 06:00 | 296 | 278
2019-02-08 06:30 | 312 | 299
2019-02-08 07:00 | 330 | 318
2019-02-08 07:30 | 349 | 339
2019-02-08 08:00 | 347 | 337
2019-02-08 08:30 | 340 | 330
2019-02-08 09:00 | 326 | 318
2019-02-08 09:30 | 304 | 296
2019-02-08 10:00 | 270 | 260
2019-02-08 10:30 | 220 | 207
2019-02-08 11:00 | 207 | 199
2019-02-08 11:30 | 237 | 230
2019-02-08 12:00 | 229 | 222
2019-02-08 12:30 | 246 | 238
2019-02-08 13:00 | 266 | 259
2019-02-08 13:30 | 274 | 266
2019-02-08 14:00 | 319 | 313
2019-02-08 14:30 | 349 | 343
2019-02-08 15:00 | 333 | 327
2019-02-08 15:30 | 361 | 355
2019-02-08 16:00 | 349 | 344
2019-02-08 16:30 | 361 | 355
2019-02-08 17:00 | 378 | 372
2019-02-08 17:30 | 385 | 379
2019-02-08 18:00 | 403 | 397
2019-02-08 18:30 | 419 | 414
2019-02-08 19:00 | 425 | 420
2019-02-08 19:30 | 433 | 431
2019-02-08 20:00 | 431 | 423
2019-02-08 20:30 | 421 | 408
2019-02-08 21:00 | 403 | 389
2019-02-08 21:30 | 380 | 364
2019-02-08 22:00 | 367 | 348
2019-02-08 22:30 | 348 | 325
2019-02-08 23:00 | 328 | 302
2019-02-08 23:30 | 314 | 285
2019-02-09 | 294 | 268
2019-02-09 00:30 | 287 | 264
2019-02-09 01:00 | 261 | 236
2019-02-09 01:30 | 251 | 224
2019-02-09 02:00 | 254 | 225
2019-02-09 02:30 | 255 | 226
2019-02-09 03:00 | 264 | 240
2019-02-09 03:30 | 270 | 249
2019-02-09 04:00 | 271 | 249
2019-02-09 04:30 | 270 | 248
2019-02-09 05:00 | 261 | 239
2019-02-09 05:30 | 262 | 240
2019-02-09 06:00 | 266 | 245
2019-02-09 06:30 | 277 | 245
2019-02-09 07:00 | 277 | 235
2019-02-09 07:30 | 286 | 247
2019-02-09 08:00 | 281 | 247
2019-02-09 08:30 | 255 | 219
2019-02-09 09:00 | 261 | 230
2019-02-09 09:30 | 238 | 209
2019-02-09 10:00 | 237 | 204
2019-02-09 10:30 | 215 | 178
2019-02-09 11:00 | 199 | 162
2019-02-09 11:30 | 212 | 181
2019-02-09 12:00 | 211 | 180
2019-02-09 12:30 | 206 | 174
2019-02-09 13:00 | 194 | 161
2019-02-09 13:30 | 189 | 158
2019-02-09 14:00 | 202 | 169
2019-02-09 14:30 | 198 | 165
2019-02-09 15:00 | 208 | 178
2019-02-09 15:30 | 227 | 200
2019-02-09 16:00 | 243 | 217
2019-02-09 16:30 | 276 | 253
2019-02-09 17:00 | 298 | 277
2019-02-09 17:30 | 343 | 326
2019-02-09 18:00 | 392 | 375
2019-02-09 18:30 | 415 | 400
2019-02-09 19:00 | 453 | 439
2019-02-09 19:30 | 449 | 439
2019-02-09 20:00 | 451 | 432
2019-02-09 20:30 | 436 | 414
2019-02-09 21:00 | 427 | 405
2019-02-09 21:30 | 415 | 391
2019-02-09 22:00 | 409 | 386
2019-02-09 22:30 | 387 | 362
2019-02-09 23:00 | 363 | 346
2019-02-09 23:30 | 337 | 318
2019-02-10 | 314 | 291
2019-02-10 00:30 | 315 | 293
2019-02-10 01:00 | 292 | 273
2019-02-10 01:30 | 281 | 261
2019-02-10 02:00 | 274 | 254
2019-02-10 02:30 | 265 | 244
2019-02-10 03:00 | 255 | 232
2019-02-10 03:30 | 246 | 224
2019-02-10 04:00 | 236 | 213
2019-02-10 04:30 | 240 | 217
2019-02-10 05:00 | 248 | 224
2019-02-10 05:30 | 247 | 224
2019-02-10 06:00 | 244 | 220
2019-02-10 06:30 | 234 | 199
2019-02-10 07:00 | 209 | 166
2019-02-10 07:30 | 187 | 142
2019-02-10 08:00 | 158 | 110
2019-02-10 08:30 | 147 | 100
2019-02-10 09:00 | 135 | 88
2019-02-10 09:30 | 138 | 95
2019-02-10 10:00 | 146 | 108
2019-02-10 10:30 | 150 | 113
2019-02-10 11:00 | 147 | 113
2019-02-10 11:30 | 148 | 118
2019-02-10 12:00 | 153 | 124
2019-02-10 12:30 | 158 | 131
2019-02-10 13:00 | 171 | 147
2019-02-10 13:30 | 177 | 157
2019-02-10 14:00 | 185 | 170
2019-02-10 14:30 | 208 | 195
2019-02-10 15:00 | 228 | 216
2019-02-10 15:30 | 274 | 264
2019-02-10 16:00 | 310 | 300
2019-02-10 16:30 | 291 | 280
2019-02-10 17:00 | 380 | 372
2019-02-10 17:30 | 453 | 444
2019-02-10 18:00 | 464 | 456
2019-02-10 18:30 | 464 | 457
2019-02-10 19:00 | 503 | 495
2019-02-10 19:30 | 496 | 487
2019-02-10 20:00 | 493 | 479
2019-02-10 20:30 | 489 | 475
2019-02-10 21:00 | 470 | 455
2019-02-10 21:30 | 452 | 434
2019-02-10 22:00 | 434 | 411
2019-02-10 22:30 | 400 | 381
2019-02-10 23:00 | 378 | 357
2019-02-10 23:30 | 351 | 326
2019-02-11 | 327 | 306
2019-02-11 00:30 | 306 | 291
2019-02-11 01:00 | 274 | 259
2019-02-11 01:30 | 250 | 240
2019-02-11 02:00 | 236 | 226
2019-02-11 02:30 | 231 | 221
2019-02-11 03:00 | 228 | 217
2019-02-11 03:30 | 232 | 220
2019-02-11 04:00 | 235 | 223
2019-02-11 04:30 | 239 | 227
2019-02-11 05:00 | 244 | 232
2019-02-11 05:30 | 258 | 247
2019-02-11 06:00 | 276 | 266
2019-02-11 06:30 | 302 | 290
2019-02-11 07:00 | 295 | 280
2019-02-11 07:30 | 276 | 253
2019-02-11 08:00 | 258 | 240
2019-02-11 08:30 | 240 | 225
2019-02-11 09:00 | 239 | 223
2019-02-11 09:30 | 232 | 217
2019-02-11 10:00 | 225 | 206
2019-02-11 10:30 | 199 | 176
2019-02-11 11:00 | 143 | 112
2019-02-11 11:30 | 127 | 93
2019-02-11 12:00 | 136 | 105
2019-02-11 12:30 | 146 | 117
2019-02-11 13:00 | 151 | 124
2019-02-11 13:30 | 161 | 134
2019-02-11 14:00 | 156 | 131
2019-02-11 14:30 | 145 | 120
2019-02-11 15:00 | 165 | 143
2019-02-11 15:30 | 186 | 165
2019-02-11 16:00 | 212 | 195
2019-02-11 16:30 | 251 | 237
2019-02-11 17:00 | 276 | 263
2019-02-11 17:30 | 320 | 308
2019-02-11 18:00 | 353 | 342
2019-02-11 18:30 | 371 | 359
2019-02-11 19:00 | 404 | 391
2019-02-11 19:30 | 413 | 401
2019-02-11 20:00 | 418 | 406
2019-02-11 20:30 | 429 | 419
2019-02-11 21:00 | 421 | 409
2019-02-11 21:30 | 393 | 382
2019-02-11 22:00 | 383 | 373
2019-02-11 22:30 | 313 | 302
2019-02-11 23:00 | 279 | 266
2019-02-11 23:30 | 351 | 337
2019-02-12 | 364 | 349
2019-02-12 00:30 | 362 | 346
2019-02-12 01:00 | 345 | 327
2019-02-12 01:30 | 334 | 315
2019-02-12 02:00 | 324 | 304
2019-02-12 02:30 | 315 | 294
2019-02-12 03:00 | 299 | 277
2019-02-12 03:30 | 277 | 254
2019-02-12 04:00 | 260 | 235
2019-02-12 04:30 | 250 | 235
2019-02-12 05:00 | 244 | 234
2019-02-12 05:30 | 258 | 248
2019-02-12 06:00 | 270 | 260
2019-02-12 06:30 | 277 | 267
2019-02-12 07:00 | 272 | 263
2019-02-12 07:30 | 308 | 300
2019-02-12 08:00 | 299 | 291
2019-02-12 08:30 | 238 | 231
2019-02-12 09:00 | 236 | 229
2019-02-12 09:30 | 232 | 225
2019-02-12 10:00 | 220 | 212
2019-02-12 10:30 | 208 | 200
2019-02-12 11:00 | 194 | 187
2019-02-12 11:30 | 195 | 188
2019-02-12 12:00 | 199 | 193
2019-02-12 12:30 | 223 | 216
2019-02-12 13:00 | 226 | 215
2019-02-12 13:30 | 181 | 169
2019-02-12 14:00 | 206 | 196
2019-02-12 14:30 | 213 | 203
2019-02-12 15:00 | 215 | 201
2019-02-12 15:30 | 200 | 185
2019-02-12 16:00 | 176 | 158
2019-02-12 16:30 | 165 | 146
2019-02-12 17:00 | 166 | 149
2019-02-12 17:30 | 209 | 194
2019-02-12 18:00 | 250 | 236
2019-02-12 18:30 | 310 | 296
2019-02-12 19:00 | 311 | 294
2019-02-12 19:30 | 331 | 315
2019-02-12 20:00 | 368 | 356
2019-02-12 20:30 | 373 | 360
2019-02-12 21:00 | 375 | 362
2019-02-12 21:30 | 362 | 352
2019-02-12 22:00 | 339 | 330
2019-02-12 22:30 | 307 | 296
2019-02-12 23:00 | 274 | 263
2019-02-12 23:30 | 248 | 236
2019-02-13 | 230 | 216
2019-02-13 00:30 | 230 | 215
2019-02-13 01:00 | 206 | 190
2019-02-13 01:30 | 196 | 179
2019-02-13 02:00 | 187 | 169
2019-02-13 02:30 | 179 | 160
2019-02-13 03:00 | 171 | 151
2019-02-13 03:30 | 161 | 139
2019-02-13 04:00 | 158 | 135
2019-02-13 04:30 | 156 | 134
2019-02-13 05:00 | 153 | 130
2019-02-13 05:30 | 160 | 139
2019-02-13 06:00 | 164 | 144
2019-02-13 06:30 | 163 | 139
2019-02-13 07:00 | 174 | 149
2019-02-13 07:30 | 164 | 144
2019-02-13 08:00 | 126 | 104
2019-02-13 08:30 | 103 | 77
2019-02-13 09:00 | 95 | 65
2019-02-13 09:30 | 93 | 61
2019-02-13 10:00 | 87 | 58
2019-02-13 10:30 | 88 | 61
2019-02-13 11:00 | 88 | 63
2019-02-13 11:30 | 94 | 70
2019-02-13 12:00 | 95 | 72
2019-02-13 12:30 | 110 | 91
2019-02-13 13:00 | 107 | 89
2019-02-13 13:30 | 118 | 101
2019-02-13 14:00 | 135 | 117
2019-02-13 14:30 | 144 | 127
2019-02-13 15:00 | 152 | 136
2019-02-13 15:30 | 146 | 127
2019-02-13 16:00 | 132 | 114
2019-02-13 16:30 | 127 | 110
2019-02-13 17:00 | 43 | 1
2019-02-13 17:30 | 65 | 43
2019-02-13 18:00 | 104 | 88
2019-02-13 18:30 | 141 | 127
2019-02-13 19:00 | 166 | 151
2019-02-13 19:30 | 174 | 165
2019-02-13 20:00 | 184 | 175
2019-02-13 20:30 | 142 | 131
2019-02-13 21:00 | 127 | 116
2019-02-13 21:30 | 191 | 180
2019-02-13 22:00 | 119 | 105
2019-02-13 22:30 | 231 | 220
2019-02-13 23:00 | 267 | 253
2019-02-13 23:30 | 241 | 225
2019-02-14 | 226 | 209
2019-02-14 00:30 | 239 | 222
2019-02-14 01:00 | 216 | 197
2019-02-14 01:30 | 205 | 184
2019-02-14 02:00 | 197 | 176
2019-02-14 02:30 | 185 | 166
2019-02-14 03:00 | 181 | 162
2019-02-14 03:30 | 179 | 160
2019-02-14 04:00 | 169 | 149
2019-02-14 04:30 | 168 | 148
2019-02-14 05:00 | 167 | 148
2019-02-14 05:30 | 171 | 152
2019-02-14 06:00 | 122 | 101
2019-02-14 06:30 | 131 | 110
2019-02-14 07:00 | 132 | 111
2019-02-14 07:30 | 127 | 108
2019-02-14 08:00 | 167 | 152
2019-02-14 08:30 | 143 | 128
2019-02-14 09:00 | 136 | 121
2019-02-14 09:30 | 127 | 112
2019-02-14 10:00 | 119 | 103
2019-02-14 10:30 | 101 | 85
2019-02-14 11:00 | 69 | 48
2019-02-14 11:30 | 67 | 47
2019-02-14 12:00 | 80 | 65
2019-02-14 12:30 | 97 | 84
2019-02-14 13:00 | 114 | 99
2019-02-14 13:30 | 125 | 110
2019-02-14 14:00 | 143 | 129
2019-02-14 14:30 | 179 | 168
2019-02-14 15:00 | 197 | 186
2019-02-14 15:30 | 214 | 203
2019-02-14 16:00 | 236 | 226
2019-02-14 16:30 | 278 | 270
2019-02-14 17:00 | 329 | 322
2019-02-14 17:30 | 360 | 351
2019-02-14 18:00 | 398 | 389
2019-02-14 18:30 | 414 | 405
2019-02-14 19:00 | 424 | 415
2019-02-14 19:30 | 416 | 408
2019-02-14 20:00 | 417 | 408
2019-02-14 20:30 | 409 | 397
2019-02-14 21:00 | 401 | 390
2019-02-14 21:30 | 368 | 354
2019-02-14 22:00 | 358 | 338
2019-02-14 22:30 | 307 | 282
2019-02-14 23:00 | 311 | 288
2019-02-14 23:30 | 340 | 319
2019-02-15 | 386 | 370
2019-02-15 00:30 | 373 | 356
2019-02-15 01:00 | 363 | 345
2019-02-15 01:30 | 354 | 334
2019-02-15 02:00 | 347 | 325
2019-02-15 02:30 | 337 | 316
2019-02-15 03:00 | 332 | 310
2019-02-15 03:30 | 329 | 307
2019-02-15 04:00 | 304 | 281
2019-02-15 04:30 | 259 | 234
2019-02-15 05:00 | 239 | 215
2019-02-15 05:30 | 280 | 259
2019-02-15 06:00 | 324 | 304
2019-02-15 06:30 | 344 | 326
2019-02-15 07:00 | 348 | 330
2019-02-15 07:30 | 342 | 326
2019-02-15 08:00 | 317 | 300
2019-02-15 08:30 | 281 | 263
2019-02-15 09:00 | 269 | 255
2019-02-15 09:30 | 240 | 228
2019-02-15 10:00 | 196 | 182
2019-02-15 10:30 | 187 | 172
2019-02-15 11:00 | 181 | 166
2019-02-15 11:30 | 183 | 168
2019-02-15 12:00 | 187 | 172
2019-02-15 12:30 | 193 | 179
2019-02-15 13:00 | 205 | 192
2019-02-15 13:30 | 219 | 207
2019-02-15 14:00 | 237 | 226
2019-02-15 14:30 | 277 | 267
2019-02-15 15:00 | 294 | 284
2019-02-15 15:30 | 306 | 294
2019-02-15 16:00 | 358 | 348
2019-02-15 16:30 | 336 | 325
2019-02-15 17:00 | 372 | 362
2019-02-15 17:30 | 398 | 388
2019-02-15 18:00 | 444 | 434
2019-02-15 18:30 | 465 | 456
2019-02-15 19:00 | 474 | 467
2019-02-15 19:30 | 489 | 486
2019-02-15 20:00 | 480 | 477
2019-02-15 20:30 | 460 | 456
2019-02-15 21:00 | 431 | 427
2019-02-15 21:30 | 426 | 422
2019-02-15 22:00 | 405 | 401
2019-02-15 22:30 | 383 | 379
2019-02-15 23:00 | 369 | 363
2019-02-15 23:30 | 348 | 340
2019-02-16 | 328 | 319
2019-02-16 00:30 | 331 | 320
2019-02-16 01:00 | 306 | 293
2019-02-16 01:30 | 301 | 289
2019-02-16 02:00 | 305 | 292
2019-02-16 02:30 | 293 | 279
2019-02-16 03:00 | 269 | 253
2019-02-16 03:30 | 247 | 231
2019-02-16 04:00 | 227 | 210
2019-02-16 04:30 | 216 | 198
2019-02-16 05:00 | 212 | 194
2019-02-16 05:30 | 224 | 205
2019-02-16 06:00 | 222 | 204
2019-02-16 06:30 | 208 | 188
2019-02-16 07:00 | 199 | 175
2019-02-16 07:30 | 194 | 169
2019-02-16 08:00 | 171 | 143
2019-02-16 08:30 | 154 | 125
2019-02-16 09:00 | 147 | 119
2019-02-16 09:30 | 152 | 125
2019-02-16 10:00 | 158 | 135
2019-02-16 10:30 | 159 | 137
2019-02-16 11:00 | 146 | 121
2019-02-16 11:30 | 154 | 130
2019-02-16 12:00 | 170 | 148
2019-02-16 12:30 | 174 | 152
2019-02-16 13:00 | 170 | 147
2019-02-16 13:30 | 179 | 158
2019-02-16 14:00 | 180 | 159
2019-02-16 14:30 | 181 | 161
2019-02-16 15:00 | 212 | 194
2019-02-16 15:30 | 227 | 210
2019-02-16 16:00 | 253 | 238
2019-02-16 16:30 | 250 | 234
2019-02-16 17:00 | 292 | 278
2019-02-16 17:30 | 326 | 313
2019-02-16 18:00 | 380 | 369
2019-02-16 18:30 | 425 | 415
2019-02-16 19:00 | 446 | 435
2019-02-16 19:30 | 449 | 444
2019-02-16 20:00 | 440 | 436
2019-02-16 20:30 | 410 | 404
2019-02-16 21:00 | 406 | 399
2019-02-16 21:30 | 419 | 414
2019-02-16 22:00 | 415 | 411
2019-02-16 22:30 | 383 | 378
2019-02-16 23:00 | 360 | 354
2019-02-16 23:30 | 351 | 344
2019-02-17 | 339 | 330
2019-02-17 00:30 | 339 | 330
2019-02-17 01:00 | 313 | 303
2019-02-17 01:30 | 297 | 287
2019-02-17 02:00 | 285 | 274
2019-02-17 02:30 | 278 | 264
2019-02-17 03:00 | 279 | 264
2019-02-17 03:30 | 278 | 263
2019-02-17 04:00 | 287 | 271
2019-02-17 04:30 | 288 | 273
2019-02-17 05:00 | 284 | 271
2019-02-17 05:30 | 281 | 272
2019-02-17 06:00 | 286 | 277
2019-02-17 06:30 | 281 | 267
2019-02-17 07:00 | 277 | 259
2019-02-17 07:30 | 274 | 257
2019-02-17 08:00 | 257 | 237
2019-02-17 08:30 | 209 | 182
2019-02-17 09:00 | 195 | 169
2019-02-17 09:30 | 198 | 172
2019-02-17 10:00 | 179 | 155
2019-02-17 10:30 | 194 | 172
2019-02-17 11:00 | 206 | 186
2019-02-17 11:30 | 196 | 174
2019-02-17 12:00 | 191 | 168
2019-02-17 12:30 | 252 | 234
2019-02-17 13:00 | 237 | 220
2019-02-17 13:30 | 285 | 269
2019-02-17 14:00 | 255 | 239
2019-02-17 14:30 | 275 | 260
2019-02-17 15:00 | 259 | 241
2019-02-17 15:30 | 267 | 248
2019-02-17 16:00 | 335 | 321
2019-02-17 16:30 | 301 | 284
2019-02-17 17:00 | 291 | 273
2019-02-17 17:30 | 377 | 364
2019-02-17 18:00 | 419 | 406
2019-02-17 18:30 | 441 | 430
2019-02-17 19:00 | 458 | 448
2019-02-17 19:30 | 465 | 458
2019-02-17 20:00 | 456 | 449
2019-02-17 20:30 | 447 | 441
2019-02-17 21:00 | 448 | 445
2019-02-17 21:30 | 428 | 423
2019-02-17 22:00 | 394 | 390
2019-02-17 22:30 | 373 | 369
2019-02-17 23:00 | 350 | 344
2019-02-17 23:30 | 333 | 327
2019-02-18 | 329 | 322
2019-02-18 00:30 | 337 | 330
2019-02-18 01:00 | 315 | 307
2019-02-18 01:30 | 304 | 295
2019-02-18 02:00 | 296 | 288
2019-02-18 02:30 | 292 | 283
2019-02-18 03:00 | 288 | 278
2019-02-18 03:30 | 287 | 277
2019-02-18 04:00 | 284 | 274
2019-02-18 04:30 | 287 | 277
2019-02-18 05:00 | 290 | 281
2019-02-18 05:30 | 299 | 290
2019-02-18 06:00 | 311 | 302
2019-02-18 06:30 | 328 | 319
2019-02-18 07:00 | 337 | 330
2019-02-18 07:30 | 332 | 325
2019-02-18 08:00 | 304 | 298
2019-02-18 08:30 | 271 | 264
2019-02-18 09:00 | 236 | 230
2019-02-18 09:30 | 231 | 226
2019-02-18 10:00 | 205 | 198
2019-02-18 10:30 | 219 | 209
2019-02-18 11:00 | 224 | 215
2019-02-18 11:30 | 206 | 196
2019-02-18 12:00 | 199 | 189
2019-02-18 12:30 | 210 | 200
2019-02-18 13:00 | 225 | 216
2019-02-18 13:30 | 241 | 233
2019-02-18 14:00 | 283 | 276
2019-02-18 14:30 | 276 | 270
2019-02-18 15:00 | 285 | 279
2019-02-18 15:30 | 282 | 275
2019-02-18 16:00 | 294 | 286
2019-02-18 16:30 | 337 | 329
2019-02-18 17:00 | 387 | 380
2019-02-18 17:30 | 417 | 410
2019-02-18 18:00 | 454 | 447
2019-02-18 18:30 | 490 | 483
2019-02-18 19:00 | 513 | 506
2019-02-18 19:30 | 523 | 518
2019-02-18 20:00 | 513 | 507
2019-02-18 20:30 | 490 | 483
2019-02-18 21:00 | 468 | 463
2019-02-18 21:30 | 468 | 465
2019-02-18 22:00 | 442 | 437
2019-02-18 22:30 | 410 | 404
2019-02-18 23:00 | 382 | 376
2019-02-18 23:30 | 362 | 356
2019-02-19 | 347 | 340
2019-02-19 00:30 | 351 | 345
2019-02-19 01:00 | 330 | 323
2019-02-19 01:30 | 316 | 309
2019-02-19 02:00 | 313 | 306
2019-02-19 02:30 | 305 | 298
2019-02-19 03:00 | 299 | 291
2019-02-19 03:30 | 294 | 286
2019-02-19 04:00 | 285 | 276
2019-02-19 04:30 | 275 | 267
2019-02-19 05:00 | 272 | 263
2019-02-19 05:30 | 258 | 240
2019-02-19 06:00 | 248 | 224
2019-02-19 06:30 | 261 | 235
2019-02-19 07:00 | 272 | 248
2019-02-19 07:30 | 246 | 223
2019-02-19 08:00 | 228 | 207
2019-02-19 08:30 | 208 | 187
2019-02-19 09:00 | 204 | 183
2019-02-19 09:30 | 187 | 165
2019-02-19 10:00 | 179 | 156
2019-02-19 10:30 | 174 | 152
2019-02-19 11:00 | 170 | 148
2019-02-19 11:30 | 169 | 148
2019-02-19 12:00 | 170 | 149
2019-02-19 12:30 | 185 | 165
2019-02-19 13:00 | 204 | 187
2019-02-19 13:30 | 209 | 193
2019-02-19 14:00 | 228 | 212
2019-02-19 14:30 | 232 | 217
2019-02-19 15:00 | 231 | 216
2019-02-19 15:30 | 222 | 207
2019-02-19 16:00 | 250 | 236
2019-02-19 16:30 | 297 | 285
2019-02-19 17:00 | 336 | 324
2019-02-19 17:30 | 373 | 361
2019-02-19 18:00 | 423 | 412
2019-02-19 18:30 | 461 | 451
2019-02-19 19:00 | 463 | 456
2019-02-19 19:30 | 495 | 484
2019-02-19 20:00 | 497 | 487
2019-02-19 20:30 | 511 | 505
2019-02-19 21:00 | 489 | 483
2019-02-19 21:30 | 475 | 469
2019-02-19 22:00 | 443 | 434
2019-02-19 22:30 | 417 | 406
2019-02-19 23:00 | 395 | 386
2019-02-19 23:30 | 379 | 368
2019-02-20 | 356 | 342
2019-02-20 00:30 | 352 | 338
2019-02-20 01:00 | 332 | 316
2019-02-20 01:30 | 320 | 302
2019-02-20 02:00 | 319 | 301
2019-02-20 02:30 | 301 | 281
2019-02-20 03:00 | 296 | 275
2019-02-20 03:30 | 296 | 274
2019-02-20 04:00 | 294 | 272
2019-02-20 04:30 | 295 | 273
2019-02-20 05:00 | 301 | 279
2019-02-20 05:30 | 309 | 288
2019-02-20 06:00 | 321 | 300
2019-02-20 06:30 | 287 | 266
2019-02-20 07:00 | 271 | 249
2019-02-20 07:30 | 213 | 189
2019-02-20 08:00 | 181 | 156
2019-02-20 08:30 | 155 | 126
2019-02-20 09:00 | 129 | 96
2019-02-20 09:30 | 110 | 74
2019-02-20 10:00 | 94 | 62
2019-02-20 10:30 | 90 | 53
2019-02-20 11:00 | 91 | 51
2019-02-20 11:30 | 92 | 54
2019-02-20 12:00 | 95 | 59
2019-02-20 12:30 | 108 | 79
2019-02-20 13:00 | 121 | 95
2019-02-20 13:30 | 130 | 106
2019-02-20 14:00 | 146 | 126
2019-02-20 14:30 | 167 | 150
2019-02-20 15:00 | 179 | 163
2019-02-20 15:30 | 180 | 164
2019-02-20 16:00 | 214 | 202
2019-02-20 16:30 | 232 | 226
2019-02-20 17:00 | 279 | 273
2019-02-20 17:30 | 329 | 323
2019-02-20 18:00 | 388 | 383
2019-02-20 18:30 | 430 | 423
2019-02-20 19:00 | 458 | 445
2019-02-20 19:30 | 450 | 438
2019-02-20 20:00 | 442 | 425
2019-02-20 20:30 | 428 | 410
2019-02-20 21:00 | 471 | 451
2019-02-20 21:30 | 506 | 493
2019-02-20 22:00 | 557 | 545
2019-02-20 22:30 | 529 | 502
2019-02-20 23:00 | 481 | 449
2019-02-20 23:30 | 448 | 411
2019-02-21 | 406 | 379
2019-02-21 00:30 | 387 | 360
2019-02-21 01:00 | 375 | 349
2019-02-21 01:30 | 364 | 339
2019-02-21 02:00 | 353 | 328
2019-02-21 02:30 | 347 | 322
2019-02-21 03:00 | 343 | 317
2019-02-21 03:30 | 337 | 310
2019-02-21 04:00 | 330 | 302
2019-02-21 04:30 | 330 | 301
2019-02-21 05:00 | 335 | 307
2019-02-21 05:30 | 335 | 309
2019-02-21 06:00 | 344 | 319
2019-02-21 06:30 | 355 | 329
2019-02-21 07:00 | 361 | 332
2019-02-21 07:30 | 329 | 300
2019-02-21 08:00 | 280 | 249
2019-02-21 08:30 | 242 | 214
2019-02-21 09:00 | 208 | 184
2019-02-21 09:30 | 175 | 148
2019-02-21 10:00 | 133 | 98
2019-02-21 10:30 | 133 | 98
2019-02-21 11:00 | 145 | 114
2019-02-21 11:30 | 165 | 136
2019-02-21 12:00 | 184 | 158
2019-02-21 12:30 | 192 | 166
2019-02-21 13:00 | 171 | 142
2019-02-21 13:30 | 158 | 127
2019-02-21 14:00 | 118 | 82
2019-02-21 14:30 | 120 | 86
2019-02-21 15:00 | 132 | 101
2019-02-21 15:30 | 143 | 114
2019-02-21 16:00 | 176 | 149
2019-02-21 16:30 | 176 | 143
2019-02-21 17:00 | 222 | 196
2019-02-21 17:30 | 271 | 249
2019-02-21 18:00 | 335 | 313
2019-02-21 18:30 | 380 | 359
2019-02-21 19:00 | 417 | 395
2019-02-21 19:30 | 429 | 412
2019-02-21 20:00 | 422 | 405
2019-02-21 20:30 | 406 | 388
2019-02-21 21:00 | 385 | 364
2019-02-21 21:30 | 440 | 425
2019-02-21 22:00 | 469 | 454
2019-02-21 22:30 | 530 | 516
2019-02-21 23:00 | 487 | 467
2019-02-21 23:30 | 452 | 428
2019-02-22 | 423 | 394
2019-02-22 00:30 | 391 | 360
2019-02-22 01:00 | 365 | 337
2019-02-22 01:30 | 347 | 319
2019-02-22 02:00 | 347 | 317
2019-02-22 02:30 | 346 | 316
2019-02-22 03:00 | 342 | 311
2019-02-22 03:30 | 332 | 301
2019-02-22 04:00 | 322 | 289
2019-02-22 04:30 | 319 | 286
2019-02-22 05:00 | 324 | 292
2019-02-22 05:30 | 338 | 308
2019-02-22 06:00 | 359 | 331
2019-02-22 06:30 | 379 | 351
2019-02-22 07:00 | 382 | 351
2019-02-22 07:30 | 349 | 325
2019-02-22 08:00 | 302 | 282
2019-02-22 08:30 | 273 | 265
2019-02-22 09:00 | 273 | 267
2019-02-22 09:30 | 290 | 284
2019-02-22 10:00 | 280 | 273
2019-02-22 10:30 | 247 | 239
2019-02-22 11:00 | 242 | 234
2019-02-22 11:30 | 267 | 259
2019-02-22 12:00 | 280 | 274
2019-02-22 12:30 | 289 | 282
2019-02-22 13:00 | 290 | 284
2019-02-22 13:30 | 291 | 285
2019-02-22 14:00 | 301 | 294
2019-02-22 14:30 | 306 | 299
2019-02-22 15:00 | 363 | 357
2019-02-22 15:30 | 305 | 299
2019-02-22 16:00 | 312 | 306
2019-02-22 16:30 | 345 | 339
2019-02-22 17:00 | 371 | 366
2019-02-22 17:30 | 401 | 395
2019-02-22 18:00 | 448 | 442
2019-02-22 18:30 | 453 | 444
2019-02-22 19:00 | 429 | 419
2019-02-22 19:30 | 451 | 443
2019-02-22 20:00 | 475 | 468
2019-02-22 20:30 | 467 | 459
2019-02-22 21:00 | 453 | 444
2019-02-22 21:30 | 422 | 411
2019-02-22 22:00 | 385 | 372
2019-02-22 22:30 | 412 | 396
2019-02-22 23:00 | 405 | 388
2019-02-22 23:30 | 380 | 360
2019-02-23 | 371 | 349
2019-02-23 00:30 | 371 | 347
2019-02-23 01:00 | 342 | 322
2019-02-23 01:30 | 336 | 315
2019-02-23 02:00 | 327 | 305
2019-02-23 02:30 | 316 | 293
2019-02-23 03:00 | 308 | 284
2019-02-23 03:30 | 306 | 279
2019-02-23 04:00 | 316 | 290
2019-02-23 04:30 | 328 | 303
2019-02-23 05:00 | 329 | 303
2019-02-23 05:30 | 326 | 301
2019-02-23 06:00 | 320 | 296
2019-02-23 06:30 | 326 | 302
2019-02-23 07:00 | 323 | 298
2019-02-23 07:30 | 289 | 263
2019-02-23 08:00 | 265 | 240
2019-02-23 08:30 | 266 | 243
2019-02-23 09:00 | 281 | 261
2019-02-23 09:30 | 280 | 260
2019-02-23 10:00 | 264 | 242
2019-02-23 10:30 | 260 | 237
2019-02-23 11:00 | 234 | 205
2019-02-23 11:30 | 257 | 230
2019-02-23 12:00 | 256 | 229
2019-02-23 12:30 | 234 | 204
2019-02-23 13:00 | 228 | 197
2019-02-23 13:30 | 250 | 222
2019-02-23 14:00 | 281 | 257
2019-02-23 14:30 | 321 | 301
2019-02-23 15:00 | 325 | 305
2019-02-23 15:30 | 364 | 345
2019-02-23 16:00 | 373 | 355
2019-02-23 16:30 | 374 | 355
2019-02-23 17:00 | 400 | 384
2019-02-23 17:30 | 421 | 405
2019-02-23 18:00 | 459 | 443
2019-02-23 18:30 | 449 | 432
2019-02-23 19:00 | 434 | 418
2019-02-23 19:30 | 405 | 394
2019-02-23 20:00 | 378 | 366
2019-02-23 20:30 | 374 | 363
2019-02-23 21:00 | 375 | 365
2019-02-23 21:30 | 355 | 343
2019-02-23 22:00 | 336 | 323
2019-02-23 22:30 | 304 | 289
2019-02-23 23:00 | 287 | 270
2019-02-23 23:30 | 277 | 259
2019-02-24 | 268 | 247
2019-02-24 00:30 | 273 | 251
2019-02-24 01:00 | 253 | 229
2019-02-24 01:30 | 253 | 229
2019-02-24 02:00 | 268 | 243
2019-02-24 02:30 | 269 | 243
2019-02-24 03:00 | 250 | 223
2019-02-24 03:30 | 250 | 222
2019-02-24 04:00 | 241 | 212
2019-02-24 04:30 | 245 | 215
2019-02-24 05:00 | 241 | 210
2019-02-24 05:30 | 241 | 210
2019-02-24 06:00 | 234 | 203
2019-02-24 06:30 | 240 | 208
2019-02-24 07:00 | 259 | 227
2019-02-24 07:30 | 255 | 223
2019-02-24 08:00 | 240 | 208
2019-02-24 08:30 | 248 | 225
2019-02-24 09:00 | 260 | 239
2019-02-24 09:30 | 238 | 216
2019-02-24 10:00 | 214 | 190
2019-02-24 10:30 | 190 | 164
2019-02-24 11:00 | 187 | 159
2019-02-24 11:30 | 168 | 137
2019-02-24 12:00 | 167 | 134
2019-02-24 12:30 | 179 | 147
2019-02-24 13:00 | 183 | 152
2019-02-24 13:30 | 182 | 151
2019-02-24 14:00 | 163 | 129
2019-02-24 14:30 | 188 | 161
2019-02-24 15:00 | 229 | 209
2019-02-24 15:30 | 252 | 232
2019-02-24 16:00 | 257 | 238
2019-02-24 16:30 | 271 | 252
2019-02-24 17:00 | 272 | 255
2019-02-24 17:30 | 291 | 274
2019-02-24 18:00 | 307 | 291
2019-02-24 18:30 | 335 | 320
2019-02-24 19:00 | 324 | 317
2019-02-24 19:30 | 319 | 317
2019-02-24 20:00 | 319 | 317
2019-02-24 20:30 | 291 | 288
2019-02-24 21:00 | 292 | 289
2019-02-24 21:30 | 288 | 283
2019-02-24 22:00 | 275 | 269
2019-02-24 22:30 | 266 | 259
2019-02-24 23:00 | 261 | 253
2019-02-24 23:30 | 253 | 244
2019-02-25 | 209 | 199
2019-02-25 00:30 | 220 | 210
2019-02-25 01:00 | 183 | 172
2019-02-25 01:30 | 166 | 155
2019-02-25 02:00 | 166 | 154
2019-02-25 02:30 | 142 | 130
2019-02-25 03:00 | 132 | 120
2019-02-25 03:30 | 148 | 135
2019-02-25 04:00 | 148 | 135
2019-02-25 04:30 | 181 | 168
2019-02-25 05:00 | 192 | 180
2019-02-25 05:30 | 213 | 202
2019-02-25 06:00 | 230 | 220
2019-02-25 06:30 | 230 | 221
2019-02-25 07:00 | 251 | 241
2019-02-25 07:30 | 254 | 246
2019-02-25 08:00 | 206 | 200
2019-02-25 08:30 | 210 | 202
2019-02-25 09:00 | 135 | 122
2019-02-25 09:30 | 124 | 109
2019-02-25 10:00 | 100 | 79
2019-02-25 10:30 | 74 | 54
2019-02-25 11:00 | 58 | 35
2019-02-25 11:30 | 64 | 43
2019-02-25 12:00 | 70 | 52
2019-02-25 12:30 | 95 | 81
2019-02-25 13:00 | 141 | 130
2019-02-25 13:30 | 171 | 162
2019-02-25 14:00 | 186 | 177
2019-02-25 14:30 | 179 | 169
2019-02-25 15:00 | 151 | 139
2019-02-25 15:30 | 223 | 214
2019-02-25 16:00 | 233 | 224
2019-02-25 16:30 | 167 | 153
2019-02-25 17:00 | 214 | 203
2019-02-25 17:30 | 247 | 237
2019-02-25 18:00 | 288 | 279
2019-02-25 18:30 | 313 | 304
2019-02-25 19:00 | 344 | 333
2019-02-25 19:30 | 342 | 333
2019-02-25 20:00 | 290 | 281
2019-02-25 20:30 | 267 | 256
2019-02-25 21:00 | 260 | 248
2019-02-25 21:30 | 271 | 264
2019-02-25 22:00 | 243 | 235
2019-02-25 22:30 | 226 | 217
2019-02-25 23:00 | 202 | 193
2019-02-25 23:30 | 187 | 176
2019-02-26 | 180 | 172
2019-02-26 00:30 | 190 | 183
2019-02-26 01:00 | 179 | 172
2019-02-26 01:30 | 157 | 149
2019-02-26 02:00 | 154 | 145
2019-02-26 02:30 | 145 | 134
2019-02-26 03:00 | 144 | 133
2019-02-26 03:30 | 145 | 133
2019-02-26 04:00 | 145 | 133
2019-02-26 04:30 | 147 | 135
2019-02-26 05:00 | 155 | 144
2019-02-26 05:30 | 167 | 157
2019-02-26 06:00 | 174 | 165
2019-02-26 06:30 | 184 | 177
2019-02-26 07:00 | 183 | 175
2019-02-26 07:30 | 156 | 148
2019-02-26 08:00 | 118 | 109
2019-02-26 08:30 | 78 | 66
2019-02-26 09:00 | 57 | 42
2019-02-26 09:30 | 49 | 32
2019-02-26 10:00 | 60 | 43
2019-02-26 10:30 | 42 | 18
2019-02-26 11:00 | 48 | 21
2019-02-26 11:30 | 59 | 39
2019-02-26 12:00 | 85 | 69
2019-02-26 12:30 | 73 | 55
2019-02-26 13:00 | 107 | 95
2019-02-26 13:30 | 114 | 102
2019-02-26 14:00 | 143 | 132
2019-02-26 14:30 | 147 | 134
2019-02-26 15:00 | 151 | 138
2019-02-26 15:30 | 158 | 144
2019-02-26 16:00 | 166 | 152
2019-02-26 16:30 | 201 | 187
2019-02-26 17:00 | 236 | 224
2019-02-26 17:30 | 232 | 220
2019-02-26 18:00 | 292 | 281
2019-02-26 18:30 | 305 | 294
2019-02-26 19:00 | 326 | 315
2019-02-26 19:30 | 331 | 323
2019-02-26 20:00 | 324 | 316
2019-02-26 20:30 | 317 | 307
2019-02-26 21:00 | 302 | 292
2019-02-26 21:30 | 287 | 281
2019-02-26 22:00 | 267 | 260
2019-02-26 22:30 | 242 | 233
2019-02-26 23:00 | 215 | 205
2019-02-26 23:30 | 195 | 183
2019-02-27 | 185 | 173
2019-02-27 00:30 | 193 | 184
2019-02-27 01:00 | 174 | 165
2019-02-27 01:30 | 161 | 151
2019-02-27 02:00 | 153 | 142
2019-02-27 02:30 | 147 | 135
2019-02-27 03:00 | 155 | 142
2019-02-27 03:30 | 161 | 148
2019-02-27 04:00 | 154 | 141
2019-02-27 04:30 | 167 | 154
2019-02-27 05:00 | 187 | 173
2019-02-27 05:30 | 191 | 179
2019-02-27 06:00 | 193 | 182
2019-02-27 06:30 | 210 | 200
2019-02-27 07:00 | 229 | 218
2019-02-27 07:30 | 190 | 180
2019-02-27 08:00 | 139 | 128
2019-02-27 08:30 | 106 | 92
2019-02-27 09:00 | 90 | 76
2019-02-27 09:30 | 81 | 63
2019-02-27 10:00 | 88 | 71
2019-02-27 10:30 | 97 | 80
2019-02-27 11:00 | 97 | 81
2019-02-27 11:30 | 129 | 116
2019-02-27 12:00 | 136 | 124
2019-02-27 12:30 | 160 | 149
2019-02-27 13:00 | 163 | 152
2019-02-27 13:30 | 224 | 222
2019-02-27 14:00 | 178 | 175
2019-02-27 14:30 | 149 | 146
2019-02-27 15:00 | 152 | 149
2019-02-27 15:30 | 161 | 158
2019-02-27 16:00 | 185 | 182
2019-02-27 16:30 | 251 | 249
2019-02-27 17:00 | 193 | 190
2019-02-27 17:30 | 252 | 249
2019-02-27 18:00 | 294 | 291
2019-02-27 18:30 | 343 | 341
2019-02-27 19:00 | 357 | 350
2019-02-27 19:30 | 368 | 361
2019-02-27 20:00 | 338 | 330
2019-02-27 20:30 | 341 | 331
2019-02-27 21:00 | 334 | 323
2019-02-27 21:30 | 322 | 313
2019-02-27 22:00 | 296 | 289
2019-02-27 22:30 | 256 | 248
2019-02-27 23:00 | 248 | 238
2019-02-27 23:30 | 209 | 201
2019-02-28 | 183 | 176
2019-02-28 00:30 | 207 | 199
2019-02-28 01:00 | 185 | 176
2019-02-28 01:30 | 161 | 151
2019-02-28 02:00 | 152 | 142
2019-02-28 02:30 | 142 | 132
2019-02-28 03:00 | 148 | 136
2019-02-28 03:30 | 156 | 144
2019-02-28 04:00 | 172 | 160
2019-02-28 04:30 | 176 | 163
2019-02-28 05:00 | 184 | 171
2019-02-28 05:30 | 195 | 184
2019-02-28 06:00 | 216 | 205
2019-02-28 06:30 | 255 | 247
2019-02-28 07:00 | 244 | 236
2019-02-28 07:30 | 229 | 221
2019-02-28 08:00 | 173 | 164
2019-02-28 08:30 | 155 | 144
2019-02-28 09:00 | 99 | 86
2019-02-28 09:30 | 78 | 62
2019-02-28 10:00 | 58 | 38
2019-02-28 10:30 | 43 | 19
2019-02-28 11:00 | 60 | 45
2019-02-28 11:30 | 90 | 79
2019-02-28 12:00 | 72 | 58
2019-02-28 12:30 | 77 | 63
2019-02-28 13:00 | 57 | 41
2019-02-28 13:30 | 53 | 39
2019-02-28 14:00 | 78 | 67
2019-02-28 14:30 | 97 | 87
2019-02-28 15:00 | 65 | 47
2019-02-28 15:30 | 40 | 11
2019-02-28 16:00 | 36 | 4
2019-02-28 16:30 | 52 | 28
2019-02-28 17:00 | 57 | 32
2019-02-28 17:30 | 112 | 100
2019-02-28 18:00 | 169 | 159
2019-02-28 18:30 | 242 | 234
2019-02-28 19:00 | 277 | 271
2019-02-28 19:30 | 267 | 261
2019-02-28 20:00 | 270 | 263
2019-02-28 20:30 | 272 | 264
2019-02-28 21:00 | 242 | 233
2019-02-28 21:30 | 225 | 214
2019-02-28 22:00 | 189 | 175
2019-02-28 22:30 | 264 | 253
2019-02-28 23:00 | 277 | 268
2019-02-28 23:30 | 257 | 246
2019-03-01 | 249 | 236
2019-03-01 00:30 | 245 | 231
2019-03-01 01:00 | 224 | 209
2019-03-01 01:30 | 224 | 207
2019-03-01 02:00 | 213 | 199
2019-03-01 02:30 | 204 | 189
2019-03-01 03:00 | 198 | 183
2019-03-01 03:30 | 203 | 188
2019-03-01 04:00 | 213 | 198
2019-03-01 04:30 | 205 | 189
2019-03-01 05:00 | 213 | 198
2019-03-01 05:30 | 233 | 220
2019-03-01 06:00 | 224 | 212
2019-03-01 06:30 | 242 | 234
2019-03-01 07:00 | 246 | 240
2019-03-01 07:30 | 198 | 192
2019-03-01 08:00 | 132 | 127
2019-03-01 08:30 | 69 | 63
2019-03-01 09:00 | 48 | 42
2019-03-01 09:30 | 31 | 22
2019-03-01 10:00 | 23 | 6
2019-03-01 10:30 | 56 | 52
2019-03-01 11:00 | 65 | 61
2019-03-01 11:30 | 52 | 47
2019-03-01 12:00 | 132 | 129
2019-03-01 12:30 | 146 | 146
2019-03-01 13:00 | 161 | 161
2019-03-01 13:30 | 152 | 152
2019-03-01 14:00 | 76 | 76
2019-03-01 14:30 | 66 | 66
2019-03-01 15:00 | 50 | 50
2019-03-01 15:30 | 95 | 95
2019-03-01 16:00 | 145 | 144
2019-03-01 16:30 | 167 | 165
2019-03-01 17:00 | 169 | 166
2019-03-01 17:30 | 154 | 148
2019-03-01 18:00 | 189 | 180
2019-03-01 18:30 | 213 | 202
2019-03-01 19:00 | 236 | 223
2019-03-01 19:30 | 239 | 228
2019-03-01 20:00 | 220 | 208
2019-03-01 20:30 | 208 | 196
2019-03-01 21:00 | 192 | 184
2019-03-01 21:30 | 156 | 146
2019-03-01 22:00 | 131 | 119
2019-03-01 22:30 | 110 | 94
2019-03-01 23:00 | 101 | 82
2019-03-01 23:30 | 190 | 181
2019-03-02 | 210 | 201
2019-03-02 00:30 | 215 | 206
2019-03-02 01:00 | 191 | 180
2019-03-02 01:30 | 190 | 178
2019-03-02 02:00 | 180 | 168
2019-03-02 02:30 | 168 | 156
2019-03-02 03:00 | 172 | 158
2019-03-02 03:30 | 172 | 158
2019-03-02 04:00 | 169 | 155
2019-03-02 04:30 | 179 | 160
2019-03-02 05:00 | 187 | 167
2019-03-02 05:30 | 209 | 191
2019-03-02 06:00 | 223 | 205
2019-03-02 06:30 | 229 | 211
2019-03-02 07:00 | 210 | 191
2019-03-02 07:30 | 172 | 151
2019-03-02 08:00 | 141 | 116
2019-03-02 08:30 | 105 | 75
2019-03-02 09:00 | 120 | 88
2019-03-02 09:30 | 106 | 70
2019-03-02 10:00 | 75 | 36
2019-03-02 10:30 | 59 | 21
2019-03-02 11:00 | 81 | 58
2019-03-02 11:30 | 70 | 44
2019-03-02 12:00 | 84 | 65
2019-03-02 12:30 | 83 | 64
2019-03-02 13:00 | 98 | 84
2019-03-02 13:30 | 157 | 148
2019-03-02 14:00 | 177 | 169
2019-03-02 14:30 | 126 | 116
2019-03-02 15:00 | 126 | 116
2019-03-02 15:30 | 127 | 116
2019-03-02 16:00 | 165 | 157
2019-03-02 16:30 | 174 | 167
2019-03-02 17:00 | 189 | 181
2019-03-02 17:30 | 215 | 209
2019-03-02 18:00 | 268 | 263
2019-03-02 18:30 | 305 | 298
2019-03-02 19:00 | 302 | 293
2019-03-02 19:30 | 288 | 281
2019-03-02 20:00 | 271 | 263
2019-03-02 20:30 | 254 | 245
2019-03-02 21:00 | 243 | 233
2019-03-02 21:30 | 230 | 219
2019-03-02 22:00 | 217 | 205
2019-03-02 22:30 | 201 | 186
2019-03-02 23:00 | 187 | 170
2019-03-02 23:30 | 182 | 164
2019-03-03 | 188 | 175
2019-03-03 00:30 | 194 | 180
2019-03-03 01:00 | 175 | 159
2019-03-03 01:30 | 164 | 148
2019-03-03 02:00 | 159 | 142
2019-03-03 02:30 | 154 | 136
2019-03-03 03:00 | 152 | 134
2019-03-03 03:30 | 150 | 131
2019-03-03 04:00 | 149 | 130
2019-03-03 04:30 | 148 | 128
2019-03-03 05:00 | 150 | 130
2019-03-03 05:30 | 158 | 137
2019-03-03 06:00 | 164 | 145
2019-03-03 06:30 | 175 | 157
2019-03-03 07:00 | 170 | 150
2019-03-03 07:30 | 156 | 137
2019-03-03 08:00 | 116 | 95
2019-03-03 08:30 | 102 | 81
2019-03-03 09:00 | 104 | 84
2019-03-03 09:30 | 97 | 79
2019-03-03 10:00 | 94 | 72
2019-03-03 10:30 | 79 | 46
2019-03-03 11:00 | 83 | 56
2019-03-03 11:30 | 76 | 48
2019-03-03 12:00 | 90 | 69
2019-03-03 12:30 | 94 | 77
2019-03-03 13:00 | 104 | 84
2019-03-03 13:30 | 130 | 114
2019-03-03 14:00 | 102 | 82
2019-03-03 14:30 | 104 | 82
2019-03-03 15:00 | 115 | 98
2019-03-03 15:30 | 171 | 160
2019-03-03 16:00 | 168 | 156
2019-03-03 16:30 | 150 | 137
2019-03-03 17:00 | 197 | 185
2019-03-03 17:30 | 225 | 214
2019-03-03 18:00 | 285 | 276
2019-03-03 18:30 | 328 | 317
2019-03-03 19:00 | 356 | 341
2019-03-03 19:30 | 329 | 315
2019-03-03 20:00 | 312 | 296
2019-03-03 20:30 | 289 | 274
2019-03-03 21:00 | 288 | 278
2019-03-03 21:30 | 258 | 247
2019-03-03 22:00 | 241 | 231
2019-03-03 22:30 | 212 | 201
2019-03-03 23:00 | 194 | 182
2019-03-03 23:30 | 183 | 169
2019-03-04 | 179 | 163
2019-03-04 00:30 | 187 | 172
2019-03-04 01:00 | 169 | 151
2019-03-04 01:30 | 164 | 145
2019-03-04 02:00 | 156 | 136
2019-03-04 02:30 | 151 | 131
2019-03-04 03:00 | 149 | 128
2019-03-04 03:30 | 149 | 127
2019-03-04 04:00 | 155 | 134
2019-03-04 04:30 | 156 | 136
2019-03-04 05:00 | 155 | 136
2019-03-04 05:30 | 168 | 151
2019-03-04 06:00 | 181 | 165
2019-03-04 06:30 | 202 | 189
2019-03-04 07:00 | 205 | 190
2019-03-04 07:30 | 173 | 158
2019-03-04 08:00 | 123 | 107
2019-03-04 08:30 | 102 | 87
2019-03-04 09:00 | 77 | 60
2019-03-04 09:30 | 59 | 38
2019-03-04 10:00 | 48 | 19
2019-03-04 10:30 | 65 | 44
2019-03-04 11:00 | 83 | 65
2019-03-04 11:30 | 96 | 83
2019-03-04 12:00 | 93 | 80
2019-03-04 12:30 | 133 | 122
2019-03-04 13:00 | 136 | 125
2019-03-04 13:30 | 117 | 104
2019-03-04 14:00 | 85 | 70
2019-03-04 14:30 | 102 | 87
2019-03-04 15:00 | 76 | 49
2019-03-04 15:30 | 66 | 41
2019-03-04 16:00 | 140 | 125
2019-03-04 16:30 | 90 | 71
2019-03-04 17:00 | 107 | 85
2019-03-04 17:30 | 180 | 167
2019-03-04 18:00 | 220 | 207
2019-03-04 18:30 | 247 | 234
2019-03-04 19:00 | 259 | 247
2019-03-04 19:30 | 255 | 244
2019-03-04 20:00 | 251 | 240
2019-03-04 20:30 | 218 | 205
2019-03-04 21:00 | 281 | 269
2019-03-04 21:30 | 285 | 276
2019-03-04 22:00 | 267 | 257
2019-03-04 22:30 | 242 | 233
2019-03-04 23:00 | 226 | 216
2019-03-04 23:30 | 208 | 197
2019-03-05 | 202 | 189
2019-03-05 00:30 | 213 | 200
2019-03-05 01:00 | 186 | 171
2019-03-05 01:30 | 178 | 161
2019-03-05 02:00 | 176 | 158
2019-03-05 02:30 | 168 | 149
2019-03-05 03:00 | 173 | 153
2019-03-05 03:30 | 191 | 172
2019-03-05 04:00 | 191 | 171
2019-03-05 04:30 | 187 | 167
2019-03-05 05:00 | 179 | 160
2019-03-05 05:30 | 179 | 162
2019-03-05 06:00 | 192 | 176
2019-03-05 06:30 | 215 | 204
2019-03-05 07:00 | 224 | 215
2019-03-05 07:30 | 177 | 168
2019-03-05 08:00 | 102 | 90
2019-03-05 08:30 | 84 | 70
2019-03-05 09:00 | 69 | 54
2019-03-05 09:30 | 65 | 49
2019-03-05 10:00 | 67 | 44
2019-03-05 10:30 | 60 | 34
2019-03-05 11:00 | 45 | 14
2019-03-05 11:30 | 52 | 28
2019-03-05 12:00 | 69 | 51
2019-03-05 12:30 | 47 | 25
2019-03-05 13:00 | 47 | 25
2019-03-05 13:30 | 39 | 11
2019-03-05 14:00 | 64 | 48
2019-03-05 14:30 | 63 | 47
2019-03-05 15:00 | 71 | 56
2019-03-05 15:30 | 105 | 93
2019-03-05 16:00 | 132 | 120
2019-03-05 16:30 | 160 | 150
2019-03-05 17:00 | 169 | 157
2019-03-05 17:30 | 187 | 175
2019-03-05 18:00 | 211 | 199
2019-03-05 18:30 | 236 | 224
2019-03-05 19:00 | 264 | 251
2019-03-05 19:30 | 283 | 272
2019-03-05 20:00 | 270 | 258
2019-03-05 20:30 | 255 | 242
2019-03-05 21:00 | 234 | 219
2019-03-05 21:30 | 237 | 227
2019-03-05 22:00 | 220 | 208
2019-03-05 22:30 | 241 | 228
2019-03-05 23:00 | 223 | 209
2019-03-05 23:30 | 205 | 190
2019-03-06 | 198 | 184
2019-03-06 00:30 | 244 | 232
2019-03-06 01:00 | 293 | 283
2019-03-06 01:30 | 274 | 263
2019-03-06 02:00 | 248 | 237
2019-03-06 02:30 | 214 | 183
2019-03-06 03:00 | 240 | 214
2019-03-06 03:30 | 269 | 248
2019-03-06 04:00 | 269 | 251
2019-03-06 04:30 | 278 | 262
2019-03-06 05:00 | 289 | 273
2019-03-06 05:30 | 300 | 286
2019-03-06 06:00 | 314 | 301
2019-03-06 06:30 | 336 | 328
2019-03-06 07:00 | 353 | 346
2019-03-06 07:30 | 326 | 319
2019-03-06 08:00 | 278 | 271
2019-03-06 08:30 | 247 | 240
2019-03-06 09:00 | 202 | 194
2019-03-06 09:30 | 92 | 74
2019-03-06 10:00 | 91 | 74
2019-03-06 10:30 | 93 | 76
2019-03-06 11:00 | 97 | 80
2019-03-06 11:30 | 122 | 106
2019-03-06 12:00 | 87 | 69
2019-03-06 12:30 | 85 | 71
2019-03-06 13:00 | 167 | 158
2019-03-06 13:30 | 159 | 151
2019-03-06 14:00 | 85 | 68
2019-03-06 14:30 | 48 | 20
2019-03-06 15:00 | 95 | 79
2019-03-06 15:30 | 104 | 86
2019-03-06 16:00 | 169 | 154
2019-03-06 16:30 | 137 | 120
2019-03-06 17:00 | 179 | 165
2019-03-06 17:30 | 220 | 206
2019-03-06 18:00 | 252 | 235
2019-03-06 18:30 | 259 | 240
2019-03-06 19:00 | 267 | 249
2019-03-06 19:30 | 262 | 244
2019-03-06 20:00 | 252 | 234
2019-03-06 20:30 | 234 | 214
2019-03-06 21:00 | 221 | 201
2019-03-06 21:30 | 232 | 217
2019-03-06 22:00 | 218 | 203
2019-03-06 22:30 | 186 | 168
2019-03-06 23:00 | 183 | 163
2019-03-06 23:30 | 146 | 121
2019-03-07 | 158 | 134
2019-03-07 00:30 | 187 | 167
2019-03-07 01:00 | 273 | 255
2019-03-07 01:30 | 277 | 259
2019-03-07 02:00 | 275 | 255
2019-03-07 02:30 | 264 | 241
2019-03-07 03:00 | 243 | 219
2019-03-07 03:30 | 229 | 204
2019-03-07 04:00 | 203 | 176
2019-03-07 04:30 | 190 | 162
2019-03-07 05:00 | 193 | 166
2019-03-07 05:30 | 191 | 164
2019-03-07 06:00 | 222 | 196
2019-03-07 06:30 | 234 | 213
2019-03-07 07:00 | 250 | 230
2019-03-07 07:30 | 255 | 236
2019-03-07 08:00 | 194 | 177
2019-03-07 08:30 | 164 | 151
2019-03-07 09:00 | 146 | 133
2019-03-07 09:30 | 127 | 114
2019-03-07 10:00 | 117 | 103
2019-03-07 10:30 | 123 | 109
2019-03-07 11:00 | 149 | 138
2019-03-07 11:30 | 129 | 117
2019-03-07 12:00 | 117 | 105
2019-03-07 12:30 | 132 | 120
2019-03-07 13:00 | 145 | 134
2019-03-07 13:30 | 172 | 163
2019-03-07 14:00 | 198 | 190
2019-03-07 14:30 | 187 | 180
2019-03-07 15:00 | 196 | 188
2019-03-07 15:30 | 191 | 183
2019-03-07 16:00 | 194 | 187
2019-03-07 16:30 | 174 | 167
2019-03-07 17:00 | 193 | 186
2019-03-07 17:30 | 214 | 207
2019-03-07 18:00 | 227 | 222
2019-03-07 18:30 | 246 | 240
2019-03-07 19:00 | 269 | 263
2019-03-07 19:30 | 275 | 270
2019-03-07 20:00 | 261 | 255
2019-03-07 20:30 | 228 | 221
2019-03-07 21:00 | 226 | 216
2019-03-07 21:30 | 251 | 246
2019-03-07 22:00 | 294 | 288
2019-03-07 22:30 | 290 | 282
2019-03-07 23:00 | 294 | 284
2019-03-07 23:30 | 282 | 271
2019-03-08 | 262 | 250
2019-03-08 00:30 | 262 | 248
2019-03-08 01:00 | 223 | 208
2019-03-08 01:30 | 216 | 199
2019-03-08 02:00 | 204 | 187
2019-03-08 02:30 | 215 | 197
2019-03-08 03:00 | 253 | 235
2019-03-08 03:30 | 249 | 232
2019-03-08 04:00 | 254 | 237
2019-03-08 04:30 | 253 | 236
2019-03-08 05:00 | 256 | 240
2019-03-08 05:30 | 268 | 252
2019-03-08 06:00 | 264 | 250
2019-03-08 06:30 | 276 | 264
2019-03-08 07:00 | 242 | 229
2019-03-08 07:30 | 245 | 234
2019-03-08 08:00 | 246 | 238
2019-03-08 08:30 | 241 | 232
2019-03-08 09:00 | 223 | 214
2019-03-08 09:30 | 214 | 206
2019-03-08 10:00 | 184 | 173
2019-03-08 10:30 | 139 | 126
2019-03-08 11:00 | 141 | 134
2019-03-08 11:30 | 168 | 160
2019-03-08 12:00 | 169 | 162
2019-03-08 12:30 | 116 | 106
2019-03-08 13:00 | 127 | 117
2019-03-08 13:30 | 173 | 168
2019-03-08 14:00 | 202 | 195
2019-03-08 14:30 | 228 | 221
2019-03-08 15:00 | 234 | 227
2019-03-08 15:30 | 250 | 243
2019-03-08 16:00 | 235 | 227
2019-03-08 16:30 | 295 | 289
2019-03-08 17:00 | 323 | 316
2019-03-08 17:30 | 332 | 325
2019-03-08 18:00 | 345 | 337
2019-03-08 18:30 | 370 | 360
2019-03-08 19:00 | 390 | 379
2019-03-08 19:30 | 389 | 379
2019-03-08 20:00 | 378 | 367
2019-03-08 20:30 | 345 | 333
2019-03-08 21:00 | 331 | 319
2019-03-08 21:30 | 339 | 332
2019-03-08 22:00 | 329 | 321
2019-03-08 22:30 | 305 | 295
2019-03-08 23:00 | 287 | 278
2019-03-08 23:30 | 277 | 267
2019-03-09 | 265 | 254
2019-03-09 00:30 | 253 | 242
2019-03-09 01:00 | 251 | 238
2019-03-09 01:30 | 234 | 220
2019-03-09 02:00 | 213 | 198
2019-03-09 02:30 | 217 | 202
2019-03-09 03:00 | 232 | 216
2019-03-09 03:30 | 218 | 202
2019-03-09 04:00 | 221 | 205
2019-03-09 04:30 | 244 | 227
2019-03-09 05:00 | 226 | 210
2019-03-09 05:30 | 196 | 180
2019-03-09 06:00 | 216 | 200
2019-03-09 06:30 | 208 | 192
2019-03-09 07:00 | 199 | 182
2019-03-09 07:30 | 200 | 184
2019-03-09 08:00 | 192 | 177
2019-03-09 08:30 | 185 | 171
2019-03-09 09:00 | 176 | 164
2019-03-09 09:30 | 172 | 158
2019-03-09 10:00 | 166 | 152
2019-03-09 10:30 | 145 | 130
2019-03-09 11:00 | 152 | 137
2019-03-09 11:30 | 113 | 92
2019-03-09 12:00 | 115 | 95
2019-03-09 12:30 | 92 | 70
2019-03-09 13:00 | 111 | 92
2019-03-09 13:30 | 154 | 140
2019-03-09 14:00 | 144 | 130
2019-03-09 14:30 | 138 | 122
2019-03-09 15:00 | 61 | 32
2019-03-09 15:30 | 74 | 46
2019-03-09 16:00 | 137 | 122
2019-03-09 16:30 | 124 | 105
2019-03-09 17:00 | 168 | 154
2019-03-09 17:30 | 186 | 172
2019-03-09 18:00 | 207 | 194
2019-03-09 18:30 | 232 | 220
2019-03-09 19:00 | 239 | 226
2019-03-09 19:30 | 334 | 324
2019-03-09 20:00 | 343 | 335
2019-03-09 20:30 | 333 | 327
2019-03-09 21:00 | 313 | 307
2019-03-09 21:30 | 304 | 297
2019-03-09 22:00 | 275 | 263
2019-03-09 22:30 | 251 | 231
2019-03-09 23:00 | 233 | 198
2019-03-09 23:30 | 229 | 194
2019-03-10 | 219 | 182
2019-03-10 00:30 | 229 | 191
2019-03-10 01:00 | 213 | 172
2019-03-10 01:30 | 193 | 149
2019-03-10 02:00 | 181 | 133
2019-03-10 02:30 | 179 | 127
2019-03-10 03:00 | 180 | 127
2019-03-10 03:30 | 182 | 127
2019-03-10 04:00 | 176 | 119
2019-03-10 04:30 | 173 | 117
2019-03-10 05:00 | 173 | 118
2019-03-10 05:30 | 168 | 110
2019-03-10 06:00 | 176 | 120
2019-03-10 06:30 | 189 | 135
2019-03-10 07:00 | 171 | 113
2019-03-10 07:30 | 167 | 107
2019-03-10 08:00 | 136 | 66
2019-03-10 08:30 | 119 | 54
2019-03-10 09:00 | 113 | 47
2019-03-10 09:30 | 110 | 41
2019-03-10 10:00 | 98 | 19
2019-03-10 10:30 | 102 | 32
2019-03-10 11:00 | 90 | 15
2019-03-10 11:30 | 95 | 20
2019-03-10 12:00 | 92 | 19
2019-03-10 12:30 | 91 | 14
2019-03-10 13:00 | 97 | 31
2019-03-10 13:30 | 94 | 35
2019-03-10 14:00 | 109 | 64
2019-03-10 14:30 | 115 | 88
2019-03-10 15:00 | 124 | 105
2019-03-10 15:30 | 124 | 107
2019-03-10 16:00 | 173 | 162
2019-03-10 16:30 | 166 | 150
2019-03-10 17:00 | 191 | 177
2019-03-10 17:30 | 233 | 223
2019-03-10 18:00 | 335 | 327
2019-03-10 18:30 | 386 | 379
2019-03-10 19:00 | 396 | 390
2019-03-10 19:30 | 398 | 393
2019-03-10 20:00 | 382 | 378
2019-03-10 20:30 | 367 | 362
2019-03-10 21:00 | 344 | 339
2019-03-10 21:30 | 339 | 335
2019-03-10 22:00 | 314 | 310
2019-03-10 22:30 | 291 | 286
2019-03-10 23:00 | 267 | 261
2019-03-10 23:30 | 285 | 278
2019-03-11 | 280 | 272
2019-03-11 00:30 | 275 | 266
2019-03-11 01:00 | 240 | 230
2019-03-11 01:30 | 228 | 217
2019-03-11 02:00 | 227 | 216
2019-03-11 02:30 | 226 | 214
2019-03-11 03:00 | 198 | 185
2019-03-11 03:30 | 193 | 180
2019-03-11 04:00 | 200 | 187
2019-03-11 04:30 | 184 | 171
2019-03-11 05:00 | 130 | 114
2019-03-11 05:30 | 133 | 118
2019-03-11 06:00 | 138 | 123
2019-03-11 06:30 | 163 | 150
2019-03-11 07:00 | 189 | 177
2019-03-11 07:30 | 140 | 126
2019-03-11 08:00 | 79 | 56
2019-03-11 08:30 | 60 | 36
2019-03-11 09:00 | 48 | 19
2019-03-11 09:30 | 58 | 34
2019-03-11 10:00 | 40 | 10
2019-03-11 10:30 | 46 | 21
2019-03-11 11:00 | 43 | 4
2019-03-11 11:30 | 44 | 11
2019-03-11 12:00 | 44 | 3
2019-03-11 12:30 | 47 | 6
2019-03-11 13:00 | 48 | 8
2019-03-11 13:30 | 54 | 21
2019-03-11 14:00 | 59 | 30
2019-03-11 14:30 | 85 | 68
2019-03-11 15:00 | 81 | 62
2019-03-11 15:30 | 95 | 79
2019-03-11 16:00 | 111 | 97
2019-03-11 16:30 | 113 | 97
2019-03-11 17:00 | 103 | 88
2019-03-11 17:30 | 137 | 124
2019-03-11 18:00 | 203 | 191
2019-03-11 18:30 | 248 | 235
2019-03-11 19:00 | 276 | 262
2019-03-11 19:30 | 283 | 271
2019-03-11 20:00 | 277 | 265
2019-03-11 20:30 | 320 | 308
2019-03-11 21:00 | 302 | 288
2019-03-11 21:30 | 308 | 297
2019-03-11 22:00 | 284 | 273
2019-03-11 22:30 | 256 | 245
2019-03-11 23:00 | 226 | 212
2019-03-11 23:30 | 210 | 197
2019-03-12 | 196 | 183
2019-03-12 00:30 | 203 | 189
2019-03-12 01:00 | 189 | 175
2019-03-12 01:30 | 176 | 160
2019-03-12 02:00 | 170 | 153
2019-03-12 02:30 | 161 | 144
2019-03-12 03:00 | 158 | 140
2019-03-12 03:30 | 159 | 141
2019-03-12 04:00 | 159 | 140
2019-03-12 04:30 | 160 | 142
2019-03-12 05:00 | 161 | 143
2019-03-12 05:30 | 166 | 149
2019-03-12 06:00 | 185 | 169
2019-03-12 06:30 | 174 | 150
2019-03-12 07:00 | 175 | 148
2019-03-12 07:30 | 150 | 123
2019-03-12 08:00 | 93 | 52
2019-03-12 08:30 | 81 | 1
2019-03-12 09:00 | 76 | 13
2019-03-12 09:30 | 71 | 9
2019-03-12 10:00 | 60 | 11
2019-03-12 10:30 | 64 | 19
2019-03-12 11:00 | 64 | 22
2019-03-12 11:30 | 60 | 12
2019-03-12 12:00 | 64 | 22
2019-03-12 12:30 | 68 | 30
2019-03-12 13:00 | 75 | 37
2019-03-12 13:30 | 69 | 28
2019-03-12 14:00 | 42 | 27
2019-03-12 14:30 | 36 | 18
2019-03-12 15:00 | 34 | 8
2019-03-12 15:30 | 49 | 31
2019-03-12 16:00 | 66 | 52
2019-03-12 16:30 | 97 | 84
2019-03-12 17:00 | 139 | 129
2019-03-12 17:30 | 191 | 181
2019-03-12 18:00 | 248 | 237
2019-03-12 18:30 | 279 | 268
2019-03-12 19:00 | 298 | 289
2019-03-12 19:30 | 307 | 299
2019-03-12 20:00 | 292 | 283
2019-03-12 20:30 | 265 | 255
2019-03-12 21:00 | 243 | 232
2019-03-12 21:30 | 244 | 238
2019-03-12 22:00 | 256 | 249
2019-03-12 22:30 | 275 | 265
2019-03-12 23:00 | 223 | 213
2019-03-12 23:30 | 207 | 196
2019-03-13 | 221 | 210
2019-03-13 00:30 | 226 | 214
2019-03-13 01:00 | 205 | 194
2019-03-13 01:30 | 187 | 174
2019-03-13 02:00 | 164 | 150
2019-03-13 02:30 | 131 | 116
2019-03-13 03:00 | 102 | 84
2019-03-13 03:30 | 123 | 106
2019-03-13 04:00 | 106 | 88
2019-03-13 04:30 | 145 | 129
2019-03-13 05:00 | 144 | 128
2019-03-13 05:30 | 140 | 125
2019-03-13 06:00 | 150 | 136
2019-03-13 06:30 | 193 | 182
2019-03-13 07:00 | 144 | 132
2019-03-13 07:30 | 168 | 157
2019-03-13 08:00 | 179 | 170
2019-03-13 08:30 | 125 | 115
2019-03-13 09:00 | 108 | 98
2019-03-13 09:30 | 79 | 65
2019-03-13 10:00 | 66 | 48
2019-03-13 10:30 | 64 | 40
2019-03-13 11:00 | 58 | 33
2019-03-13 11:30 | 49 | 30
2019-03-13 12:00 | 51 | 35
2019-03-13 12:30 | 53 | 37
2019-03-13 13:00 | 64 | 51
2019-03-13 13:30 | 74 | 64
2019-03-13 14:00 | 75 | 64
2019-03-13 14:30 | 94 | 84
2019-03-13 15:00 | 101 | 91
2019-03-13 15:30 | 119 | 110
2019-03-13 16:00 | 154 | 147
2019-03-13 16:30 | 151 | 143
2019-03-13 17:00 | 161 | 151
2019-03-13 17:30 | 188 | 179
2019-03-13 18:00 | 235 | 227
2019-03-13 18:30 | 270 | 262
2019-03-13 19:00 | 301 | 294
2019-03-13 19:30 | 305 | 299
2019-03-13 20:00 | 292 | 285
2019-03-13 20:30 | 270 | 261
2019-03-13 21:00 | 258 | 249
2019-03-13 21:30 | 284 | 283
2019-03-13 22:00 | 312 | 311
2019-03-13 22:30 | 362 | 358
2019-03-13 23:00 | 332 | 327
2019-03-13 23:30 | 316 | 309
2019-03-14 | 297 | 287
2019-03-14 00:30 | 329 | 320
2019-03-14 01:00 | 321 | 312
2019-03-14 01:30 | 321 | 304
2019-03-14 02:00 | 316 | 298
2019-03-14 02:30 | 320 | 301
2019-03-14 03:00 | 318 | 299
2019-03-14 03:30 | 316 | 298
2019-03-14 04:00 | 318 | 299
2019-03-14 04:30 | 319 | 300
2019-03-14 05:00 | 320 | 304
2019-03-14 05:30 | 324 | 311
2019-03-14 06:00 | 322 | 310
2019-03-14 06:30 | 329 | 317
2019-03-14 07:00 | 327 | 315
2019-03-14 07:30 | 337 | 326
2019-03-14 08:00 | 292 | 282
2019-03-14 08:30 | 249 | 238
2019-03-14 09:00 | 237 | 227
2019-03-14 09:30 | 238 | 228
2019-03-14 10:00 | 190 | 177
2019-03-14 10:30 | 173 | 159
2019-03-14 11:00 | 208 | 200
2019-03-14 11:30 | 238 | 235
2019-03-14 12:00 | 244 | 240
2019-03-14 12:30 | 266 | 261
2019-03-14 13:00 | 272 | 267
2019-03-14 13:30 | 276 | 271
2019-03-14 14:00 | 210 | 205
2019-03-14 14:30 | 231 | 225
2019-03-14 15:00 | 246 | 241
2019-03-14 15:30 | 245 | 239
2019-03-14 16:00 | 258 | 252
2019-03-14 16:30 | 209 | 202
2019-03-14 17:00 | 202 | 196
2019-03-14 17:30 | 239 | 232
2019-03-14 18:00 | 306 | 300
2019-03-14 18:30 | 350 | 343
2019-03-14 19:00 | 382 | 375
2019-03-14 19:30 | 385 | 379
2019-03-14 20:00 | 356 | 348
2019-03-14 20:30 | 331 | 320
2019-03-14 21:00 | 412 | 406
2019-03-14 21:30 | 430 | 424
2019-03-14 22:00 | 408 | 401
2019-03-14 22:30 | 398 | 390
2019-03-14 23:00 | 374 | 364
2019-03-14 23:30 | 348 | 339
2019-03-15 | 331 | 321
2019-03-15 00:30 | 324 | 313
2019-03-15 01:00 | 330 | 324
2019-03-15 01:30 | 330 | 318
2019-03-15 02:00 | 310 | 297
2019-03-15 02:30 | 309 | 296
2019-03-15 03:00 | 304 | 290
2019-03-15 03:30 | 303 | 290
2019-03-15 04:00 | 305 | 291
2019-03-15 04:30 | 300 | 286
2019-03-15 05:00 | 319 | 306
2019-03-15 05:30 | 332 | 320
2019-03-15 06:00 | 345 | 334
2019-03-15 06:30 | 336 | 319
2019-03-15 07:00 | 339 | 323
2019-03-15 07:30 | 298 | 283
2019-03-15 08:00 | 224 | 208
2019-03-15 08:30 | 195 | 179
2019-03-15 09:00 | 170 | 151
2019-03-15 09:30 | 183 | 166
2019-03-15 10:00 | 167 | 149
2019-03-15 10:30 | 175 | 159
2019-03-15 11:00 | 176 | 161
2019-03-15 11:30 | 176 | 161
2019-03-15 12:00 | 170 | 156
2019-03-15 12:30 | 164 | 149
2019-03-15 13:00 | 163 | 148
2019-03-15 13:30 | 177 | 162
2019-03-15 14:00 | 191 | 178
2019-03-15 14:30 | 194 | 181
2019-03-15 15:00 | 196 | 183
2019-03-15 15:30 | 188 | 174
2019-03-15 16:00 | 232 | 220
2019-03-15 16:30 | 265 | 254
2019-03-15 17:00 | 316 | 306
2019-03-15 17:30 | 377 | 368
2019-03-15 18:00 | 435 | 427
2019-03-15 18:30 | 454 | 446
2019-03-15 19:00 | 459 | 454
2019-03-15 19:30 | 461 | 457
2019-03-15 20:00 | 451 | 446
2019-03-15 20:30 | 432 | 427
2019-03-15 21:00 | 419 | 413
2019-03-15 21:30 | 404 | 396
2019-03-15 22:00 | 380 | 370
2019-03-15 22:30 | 358 | 349
2019-03-15 23:00 | 328 | 319
2019-03-15 23:30 | 307 | 296
2019-03-16 | 298 | 286
2019-03-16 00:30 | 353 | 348
2019-03-16 01:00 | 345 | 340
2019-03-16 01:30 | 330 | 324
2019-03-16 02:00 | 326 | 319
2019-03-16 02:30 | 321 | 313
2019-03-16 03:00 | 314 | 306
2019-03-16 03:30 | 323 | 315
2019-03-16 04:00 | 318 | 310
2019-03-16 04:30 | 318 | 310
2019-03-16 05:00 | 316 | 309
2019-03-16 05:30 | 319 | 311
2019-03-16 06:00 | 310 | 303
2019-03-16 06:30 | 269 | 250
2019-03-16 07:00 | 261 | 243
2019-03-16 07:30 | 241 | 224
2019-03-16 08:00 | 207 | 186
2019-03-16 08:30 | 178 | 154
2019-03-16 09:00 | 149 | 121
2019-03-16 09:30 | 138 | 111
2019-03-16 10:00 | 130 | 103
2019-03-16 10:30 | 159 | 136
2019-03-16 11:00 | 135 | 107
2019-03-16 11:30 | 125 | 95
2019-03-16 12:00 | 137 | 111
2019-03-16 12:30 | 140 | 115
2019-03-16 13:00 | 131 | 106
2019-03-16 13:30 | 145 | 121
2019-03-16 14:00 | 141 | 116
2019-03-16 14:30 | 155 | 134
2019-03-16 15:00 | 151 | 130
2019-03-16 15:30 | 163 | 143
2019-03-16 16:00 | 207 | 190
2019-03-16 16:30 | 235 | 219
2019-03-16 17:00 | 296 | 284
2019-03-16 17:30 | 384 | 375
2019-03-16 18:00 | 410 | 399
2019-03-16 18:30 | 419 | 408
2019-03-16 19:00 | 437 | 429
2019-03-16 19:30 | 434 | 426
2019-03-16 20:00 | 417 | 409
2019-03-16 20:30 | 396 | 386
2019-03-16 21:00 | 375 | 364
2019-03-16 21:30 | 349 | 341
2019-03-16 22:00 | 343 | 335
2019-03-16 22:30 | 341 | 332
2019-03-16 23:00 | 331 | 321
2019-03-16 23:30 | 320 | 308
2019-03-17 | 347 | 342
2019-03-17 00:30 | 355 | 349
2019-03-17 01:00 | 334 | 327
2019-03-17 01:30 | 327 | 320
2019-03-17 02:00 | 311 | 303
2019-03-17 02:30 | 303 | 294
2019-03-17 03:00 | 300 | 291
2019-03-17 03:30 | 307 | 299
2019-03-17 04:00 | 310 | 301
2019-03-17 04:30 | 307 | 298
2019-03-17 05:00 | 307 | 298
2019-03-17 05:30 | 304 | 295
2019-03-17 06:00 | 299 | 290
2019-03-17 06:30 | 269 | 250
2019-03-17 07:00 | 255 | 236
2019-03-17 07:30 | 245 | 227
2019-03-17 08:00 | 205 | 185
2019-03-17 08:30 | 194 | 173
2019-03-17 09:00 | 174 | 152
2019-03-17 09:30 | 155 | 132
2019-03-17 10:00 | 172 | 153
2019-03-17 10:30 | 194 | 178
2019-03-17 11:00 | 175 | 157
2019-03-17 11:30 | 135 | 114
2019-03-17 12:00 | 122 | 98
2019-03-17 12:30 | 114 | 85
2019-03-17 13:00 | 115 | 88
2019-03-17 13:30 | 138 | 108
2019-03-17 14:00 | 150 | 125
2019-03-17 14:30 | 175 | 153
2019-03-17 15:00 | 170 | 149
2019-03-17 15:30 | 207 | 188
2019-03-17 16:00 | 192 | 172
2019-03-17 16:30 | 211 | 193
2019-03-17 17:00 | 237 | 221
2019-03-17 17:30 | 282 | 267
2019-03-17 18:00 | 339 | 326
2019-03-17 18:30 | 390 | 377
2019-03-17 19:00 | 401 | 391
2019-03-17 19:30 | 404 | 395
2019-03-17 20:00 | 383 | 373
2019-03-17 20:30 | 362 | 350
2019-03-17 21:00 | 333 | 319
2019-03-17 21:30 | 324 | 308
2019-03-17 22:00 | 291 | 273
2019-03-17 22:30 | 271 | 251
2019-03-17 23:00 | 259 | 236
2019-03-17 23:30 | 231 | 201
2019-03-18 | 219 | 187
2019-03-18 00:30 | 233 | 205
2019-03-18 01:00 | 217 | 189
2019-03-18 01:30 | 212 | 184
2019-03-18 02:00 | 209 | 181
2019-03-18 02:30 | 207 | 178
2019-03-18 03:00 | 223 | 196
2019-03-18 03:30 | 231 | 208
2019-03-18 04:00 | 224 | 201
2019-03-18 04:30 | 225 | 203
2019-03-18 05:00 | 230 | 209
2019-03-18 05:30 | 227 | 207
2019-03-18 06:00 | 227 | 210
2019-03-18 06:30 | 239 | 230
2019-03-18 07:00 | 231 | 220
2019-03-18 07:30 | 211 | 199
2019-03-18 08:00 | 179 | 166
2019-03-18 08:30 | 174 | 162
2019-03-18 09:00 | 157 | 145
2019-03-18 09:30 | 160 | 148
2019-03-18 10:00 | 156 | 143
2019-03-18 10:30 | 149 | 138
2019-03-18 11:00 | 143 | 132
2019-03-18 11:30 | 159 | 145
2019-03-18 12:00 | 170 | 156
2019-03-18 12:30 | 177 | 163
2019-03-18 13:00 | 217 | 206
2019-03-18 13:30 | 202 | 190
2019-03-18 14:00 | 241 | 231
2019-03-18 14:30 | 253 | 244
2019-03-18 15:00 | 233 | 223
2019-03-18 15:30 | 240 | 231
2019-03-18 16:00 | 246 | 237
2019-03-18 16:30 | 250 | 241
2019-03-18 17:00 | 288 | 280
2019-03-18 17:30 | 311 | 302
2019-03-18 18:00 | 353 | 344
2019-03-18 18:30 | 387 | 378
2019-03-18 19:00 | 362 | 355
2019-03-18 19:30 | 361 | 354
2019-03-18 20:00 | 324 | 317
2019-03-18 20:30 | 298 | 289
2019-03-18 21:00 | 285 | 274
2019-03-18 21:30 | 282 | 272
2019-03-18 22:00 | 290 | 279
2019-03-18 22:30 | 286 | 275
2019-03-18 23:00 | 255 | 242
2019-03-18 23:30 | 210 | 198
2019-03-19 | 203 | 193
2019-03-19 00:30 | 218 | 209
2019-03-19 01:00 | 206 | 197
2019-03-19 01:30 | 206 | 195
2019-03-19 02:00 | 191 | 180
2019-03-19 02:30 | 183 | 173
2019-03-19 03:00 | 179 | 169
2019-03-19 03:30 | 177 | 166
2019-03-19 04:00 | 183 | 172
2019-03-19 04:30 | 177 | 166
2019-03-19 05:00 | 180 | 170
2019-03-19 05:30 | 189 | 179
2019-03-19 06:00 | 199 | 190
2019-03-19 06:30 | 201 | 186
2019-03-19 07:00 | 221 | 207
2019-03-19 07:30 | 220 | 207
2019-03-19 08:00 | 213 | 200
2019-03-19 08:30 | 217 | 205
2019-03-19 09:00 | 184 | 171
2019-03-19 09:30 | 166 | 153
2019-03-19 10:00 | 166 | 156
2019-03-19 10:30 | 170 | 161
2019-03-19 11:00 | 209 | 199
2019-03-19 11:30 | 148 | 133
2019-03-19 12:00 | 167 | 154
2019-03-19 12:30 | 157 | 144
2019-03-19 13:00 | 186 | 176
2019-03-19 13:30 | 176 | 164
2019-03-19 14:00 | 209 | 200
2019-03-19 14:30 | 222 | 212
2019-03-19 15:00 | 234 | 223
2019-03-19 15:30 | 277 | 267
2019-03-19 16:00 | 254 | 243
2019-03-19 16:30 | 249 | 236
2019-03-19 17:00 | 262 | 249
2019-03-19 17:30 | 281 | 268
2019-03-19 18:00 | 322 | 309
2019-03-19 18:30 | 365 | 353
2019-03-19 19:00 | 386 | 375
2019-03-19 19:30 | 367 | 356
2019-03-19 20:00 | 361 | 349
2019-03-19 20:30 | 332 | 318
2019-03-19 21:00 | 320 | 302
2019-03-19 21:30 | 313 | 299
2019-03-19 22:00 | 316 | 304
2019-03-19 22:30 | 251 | 234
2019-03-19 23:00 | 234 | 216
2019-03-19 23:30 | 252 | 237
2019-03-20 | 235 | 221
2019-03-20 00:30 | 261 | 248
2019-03-20 01:00 | 233 | 219
2019-03-20 01:30 | 195 | 179
2019-03-20 02:00 | 183 | 167
2019-03-20 02:30 | 180 | 164
2019-03-20 03:00 | 176 | 161
2019-03-20 03:30 | 174 | 157
2019-03-20 04:00 | 174 | 157
2019-03-20 04:30 | 173 | 157
2019-03-20 05:00 | 178 | 162
2019-03-20 05:30 | 188 | 173
2019-03-20 06:00 | 202 | 189
2019-03-20 06:30 | 207 | 188
2019-03-20 07:00 | 213 | 190
2019-03-20 07:30 | 194 | 170
2019-03-20 08:00 | 152 | 125
2019-03-20 08:30 | 140 | 115
2019-03-20 09:00 | 188 | 170
2019-03-20 09:30 | 164 | 144
2019-03-20 10:00 | 130 | 102
2019-03-20 10:30 | 98 | 62
2019-03-20 11:00 | 83 | 43
2019-03-20 11:30 | 70 | 28
2019-03-20 12:00 | 83 | 49
2019-03-20 12:30 | 83 | 47
2019-03-20 13:00 | 71 | 17
2019-03-20 13:30 | 87 | 29
2019-03-20 14:00 | 103 | 59
2019-03-20 14:30 | 155 | 129
2019-03-20 15:00 | 133 | 106
2019-03-20 15:30 | 101 | 62
2019-03-20 16:00 | 87 | 38
2019-03-20 16:30 | 134 | 107
2019-03-20 17:00 | 114 | 76
2019-03-20 17:30 | 121 | 82
2019-03-20 18:00 | 158 | 128
2019-03-20 18:30 | 176 | 151
2019-03-20 19:00 | 178 | 162
2019-03-20 19:30 | 177 | 161
2019-03-20 20:00 | 160 | 142
2019-03-20 20:30 | 132 | 109
2019-03-20 21:00 | 127 | 101
2019-03-20 21:30 | 118 | 106
2019-03-20 22:00 | 154 | 145
2019-03-20 22:30 | 181 | 172
2019-03-20 23:00 | 252 | 240
2019-03-20 23:30 | 235 | 221
2019-03-21 | 217 | 199
2019-03-21 00:30 | 222 | 207
2019-03-21 01:00 | 196 | 182
2019-03-21 01:30 | 194 | 179
2019-03-21 02:00 | 185 | 169
2019-03-21 02:30 | 181 | 163
2019-03-21 03:00 | 178 | 161
2019-03-21 03:30 | 177 | 160
2019-03-21 04:00 | 183 | 167
2019-03-21 04:30 | 191 | 174
2019-03-21 05:00 | 208 | 192
2019-03-21 05:30 | 220 | 206
2019-03-21 06:00 | 221 | 207
2019-03-21 06:30 | 214 | 194
2019-03-21 07:00 | 230 | 208
2019-03-21 07:30 | 243 | 222
2019-03-21 08:00 | 234 | 214
2019-03-21 08:30 | 243 | 226
2019-03-21 09:00 | 254 | 238
2019-03-21 09:30 | 271 | 257
2019-03-21 10:00 | 261 | 247
2019-03-21 10:30 | 235 | 217
2019-03-21 11:00 | 220 | 203
2019-03-21 11:30 | 197 | 179
2019-03-21 12:00 | 214 | 197
2019-03-21 12:30 | 278 | 264
2019-03-21 13:00 | 230 | 213
2019-03-21 13:30 | 217 | 199
2019-03-21 14:00 | 213 | 193
2019-03-21 14:30 | 239 | 222
2019-03-21 15:00 | 247 | 229
2019-03-21 15:30 | 255 | 236
2019-03-21 16:00 | 260 | 241
2019-03-21 16:30 | 270 | 251
2019-03-21 17:00 | 277 | 258
2019-03-21 17:30 | 284 | 264
2019-03-21 18:00 | 299 | 279
2019-03-21 18:30 | 307 | 290
2019-03-21 19:00 | 312 | 298
2019-03-21 19:30 | 303 | 289
2019-03-21 20:00 | 287 | 271
2019-03-21 20:30 | 277 | 261
2019-03-21 21:00 | 260 | 242
2019-03-21 21:30 | 242 | 221
2019-03-21 22:00 | 232 | 208
2019-03-21 22:30 | 233 | 217
2019-03-21 23:00 | 216 | 198
2019-03-21 23:30 | 207 | 186
2019-03-22 | 201 | 178
2019-03-22 00:30 | 208 | 185
2019-03-22 01:00 | 198 | 175
2019-03-22 01:30 | 186 | 162
2019-03-22 02:00 | 180 | 156
2019-03-22 02:30 | 177 | 151
2019-03-22 03:00 | 177 | 151
2019-03-22 03:30 | 178 | 152
2019-03-22 04:00 | 179 | 153
2019-03-22 04:30 | 179 | 153
2019-03-22 05:00 | 186 | 163
2019-03-22 05:30 | 197 | 174
2019-03-22 06:00 | 194 | 163
2019-03-22 06:30 | 207 | 176
2019-03-22 07:00 | 231 | 203
2019-03-22 07:30 | 250 | 224
2019-03-22 08:00 | 249 | 224
2019-03-22 08:30 | 249 | 225
2019-03-22 09:00 | 248 | 217
2019-03-22 09:30 | 221 | 187
2019-03-22 10:00 | 193 | 156
2019-03-22 10:30 | 189 | 150
2019-03-22 11:00 | 183 | 138
2019-03-22 11:30 | 188 | 146
2019-03-22 12:00 | 176 | 129
2019-03-22 12:30 | 197 | 151
2019-03-22 13:00 | 193 | 147
2019-03-22 13:30 | 204 | 164
2019-03-22 14:00 | 218 | 182
2019-03-22 14:30 | 227 | 195
2019-03-22 15:00 | 290 | 264
2019-03-22 15:30 | 298 | 269
2019-03-22 16:00 | 293 | 265
2019-03-22 16:30 | 284 | 256
2019-03-22 17:00 | 276 | 248
2019-03-22 17:30 | 287 | 260
2019-03-22 18:00 | 303 | 277
2019-03-22 18:30 | 322 | 290
2019-03-22 19:00 | 342 | 313
2019-03-22 19:30 | 327 | 296
2019-03-22 20:00 | 309 | 275
2019-03-22 20:30 | 298 | 261
2019-03-22 21:00 | 286 | 246
2019-03-22 21:30 | 313 | 283
2019-03-22 22:00 | 315 | 285
2019-03-22 22:30 | 307 | 271
2019-03-22 23:00 | 285 | 246
2019-03-22 23:30 | 271 | 229
2019-03-23 | 269 | 236
2019-03-23 00:30 | 245 | 225
2019-03-23 01:00 | 224 | 212
2019-03-23 01:30 | 196 | 183
2019-03-23 02:00 | 188 | 174
2019-03-23 02:30 | 185 | 170
2019-03-23 03:00 | 181 | 166
2019-03-23 03:30 | 178 | 163
2019-03-23 04:00 | 177 | 162
2019-03-23 04:30 | 180 | 164
2019-03-23 05:00 | 177 | 161
2019-03-23 05:30 | 183 | 169
2019-03-23 06:00 | 187 | 173
2019-03-23 06:30 | 178 | 155
2019-03-23 07:00 | 178 | 150
2019-03-23 07:30 | 176 | 149
2019-03-23 08:00 | 169 | 142
2019-03-23 08:30 | 180 | 156
2019-03-23 09:00 | 190 | 167
2019-03-23 09:30 | 225 | 205
2019-03-23 10:00 | 228 | 208
2019-03-23 10:30 | 204 | 183
2019-03-23 11:00 | 192 | 170
2019-03-23 11:30 | 168 | 144
2019-03-23 12:00 | 151 | 124
2019-03-23 12:30 | 176 | 152
2019-03-23 13:00 | 175 | 151
2019-03-23 13:30 | 186 | 162
2019-03-23 14:00 | 204 | 181
2019-03-23 14:30 | 243 | 223
2019-03-23 15:00 | 233 | 212
2019-03-23 15:30 | 269 | 250
2019-03-23 16:00 | 277 | 257
2019-03-23 16:30 | 303 | 283
2019-03-23 17:00 | 332 | 314
2019-03-23 17:30 | 344 | 327
2019-03-23 18:00 | 377 | 361
2019-03-23 18:30 | 378 | 364
2019-03-23 19:00 | 385 | 374
2019-03-23 19:30 | 387 | 375
2019-03-23 20:00 | 373 | 360
2019-03-23 20:30 | 363 | 350
2019-03-23 21:00 | 340 | 326
2019-03-23 21:30 | 330 | 320
2019-03-23 22:00 | 328 | 320
2019-03-23 22:30 | 289 | 280
2019-03-23 23:00 | 286 | 276
2019-03-23 23:30 | 267 | 255
2019-03-24 | 251 | 239
2019-03-24 00:30 | 252 | 240
2019-03-24 01:00 | 230 | 217
2019-03-24 01:30 | 213 | 199
2019-03-24 02:00 | 217 | 202
2019-03-24 02:30 | 225 | 210
2019-03-24 03:00 | 227 | 213
2019-03-24 03:30 | 228 | 214
2019-03-24 04:00 | 208 | 194
2019-03-24 04:30 | 219 | 205
2019-03-24 05:00 | 224 | 210
2019-03-24 05:30 | 228 | 214
2019-03-24 06:00 | 238 | 225
2019-03-24 06:30 | 244 | 227
2019-03-24 07:00 | 230 | 203
2019-03-24 07:30 | 212 | 184
2019-03-24 08:00 | 225 | 197
2019-03-24 08:30 | 221 | 193
2019-03-24 09:00 | 210 | 183
2019-03-24 09:30 | 194 | 164
2019-03-24 10:00 | 191 | 161
2019-03-24 10:30 | 169 | 135
2019-03-24 11:00 | 144 | 105
2019-03-24 11:30 | 144 | 104
2019-03-24 12:00 | 148 | 108
2019-03-24 12:30 | 168 | 134
2019-03-24 13:00 | 168 | 134
2019-03-24 13:30 | 153 | 117
2019-03-24 14:00 | 163 | 130
2019-03-24 14:30 | 188 | 158
2019-03-24 15:00 | 211 | 183
2019-03-24 15:30 | 216 | 188
2019-03-24 16:00 | 246 | 221
2019-03-24 16:30 | 227 | 201
2019-03-24 17:00 | 275 | 255
2019-03-24 17:30 | 257 | 234
2019-03-24 18:00 | 251 | 228
2019-03-24 18:30 | 271 | 252
2019-03-24 19:00 | 291 | 282
2019-03-24 19:30 | 273 | 263
2019-03-24 20:00 | 258 | 248
2019-03-24 20:30 | 346 | 338
2019-03-24 21:00 | 360 | 354
2019-03-24 21:30 | 348 | 344
2019-03-24 22:00 | 319 | 314
2019-03-24 22:30 | 303 | 296
2019-03-24 23:00 | 285 | 276
2019-03-24 23:30 | 296 | 287
2019-03-25 | 300 | 289
2019-03-25 00:30 | 307 | 295
2019-03-25 01:00 | 291 | 278
2019-03-25 01:30 | 282 | 268
2019-03-25 02:00 | 271 | 256
2019-03-25 02:30 | 269 | 254
2019-03-25 03:00 | 264 | 249
2019-03-25 03:30 | 259 | 242
2019-03-25 04:00 | 260 | 242
2019-03-25 04:30 | 258 | 240
2019-03-25 05:00 | 269 | 251
2019-03-25 05:30 | 280 | 264
2019-03-25 06:00 | 295 | 282
2019-03-25 06:30 | 282 | 261
2019-03-25 07:00 | 290 | 267
2019-03-25 07:30 | 281 | 253
2019-03-25 08:00 | 247 | 218
2019-03-25 08:30 | 243 | 217
2019-03-25 09:00 | 211 | 183
2019-03-25 09:30 | 184 | 153
2019-03-25 10:00 | 161 | 124
2019-03-25 10:30 | 148 | 119
2019-03-25 11:00 | 139 | 118
2019-03-25 11:30 | 145 | 123
2019-03-25 12:00 | 151 | 130
2019-03-25 12:30 | 135 | 111
2019-03-25 13:00 | 136 | 112
2019-03-25 13:30 | 145 | 126
2019-03-25 14:00 | 133 | 112
2019-03-25 14:30 | 206 | 190
2019-03-25 15:00 | 205 | 189
2019-03-25 15:30 | 214 | 200
2019-03-25 16:00 | 243 | 230
2019-03-25 16:30 | 251 | 239
2019-03-25 17:00 | 239 | 225
2019-03-25 17:30 | 254 | 239
2019-03-25 18:00 | 304 | 290
2019-03-25 18:30 | 329 | 314
2019-03-25 19:00 | 367 | 354
2019-03-25 19:30 | 427 | 416
2019-03-25 20:00 | 366 | 352
2019-03-25 20:30 | 354 | 341
2019-03-25 21:00 | 334 | 322
2019-03-25 21:30 | 301 | 286
2019-03-25 22:00 | 233 | 214
2019-03-25 22:30 | 170 | 158
2019-03-25 23:00 | 162 | 149
2019-03-25 23:30 | 195 | 185
2019-03-26 | 270 | 262
2019-03-26 00:30 | 298 | 289
2019-03-26 01:00 | 294 | 282
2019-03-26 01:30 | 283 | 271
2019-03-26 02:00 | 246 | 233
2019-03-26 02:30 | 234 | 221
2019-03-26 03:00 | 252 | 239
2019-03-26 03:30 | 265 | 252
2019-03-26 04:00 | 266 | 253
2019-03-26 04:30 | 264 | 250
2019-03-26 05:00 | 270 | 258
2019-03-26 05:30 | 281 | 270
2019-03-26 06:00 | 280 | 265
2019-03-26 06:30 | 296 | 279
2019-03-26 07:00 | 313 | 294
2019-03-26 07:30 | 312 | 294
2019-03-26 08:00 | 300 | 284
2019-03-26 08:30 | 290 | 275
2019-03-26 09:00 | 270 | 256
2019-03-26 09:30 | 222 | 204
2019-03-26 10:00 | 162 | 138
2019-03-26 10:30 | 142 | 116
2019-03-26 11:00 | 119 | 95
2019-03-26 11:30 | 76 | 49
2019-03-26 12:00 | 69 | 41
2019-03-26 12:30 | 94 | 70
2019-03-26 13:00 | 96 | 76
2019-03-26 13:30 | 64 | 37
2019-03-26 14:00 | 56 | 26
2019-03-26 14:30 | 55 | 22
2019-03-26 15:00 | 62 | 33
2019-03-26 15:30 | 76 | 50
2019-03-26 16:00 | 88 | 65
2019-03-26 16:30 | 98 | 74
2019-03-26 17:00 | 123 | 104
2019-03-26 17:30 | 172 | 155
2019-03-26 18:00 | 227 | 213
2019-03-26 18:30 | 257 | 244
2019-03-26 19:00 | 285 | 276
2019-03-26 19:30 | 288 | 279
2019-03-26 20:00 | 267 | 257
2019-03-26 20:30 | 234 | 221
2019-03-26 21:00 | 226 | 216
2019-03-26 21:30 | 216 | 208
2019-03-26 22:00 | 242 | 233
2019-03-26 22:30 | 273 | 265
2019-03-26 23:00 | 322 | 315
2019-03-26 23:30 | 311 | 304
2019-03-27 | 306 | 299
2019-03-27 00:30 | 307 | 299
2019-03-27 01:00 | 288 | 279
2019-03-27 01:30 | 284 | 275
2019-03-27 02:00 | 274 | 264
2019-03-27 02:30 | 268 | 259
2019-03-27 03:00 | 270 | 259
2019-03-27 03:30 | 279 | 268
2019-03-27 04:00 | 280 | 269
2019-03-27 04:30 | 284 | 274
2019-03-27 05:00 | 292 | 282
2019-03-27 05:30 | 304 | 295
2019-03-27 06:00 | 318 | 311
2019-03-27 06:30 | 316 | 303
2019-03-27 07:00 | 336 | 315
2019-03-27 07:30 | 337 | 317
2019-03-27 08:00 | 328 | 309
2019-03-27 08:30 | 353 | 338
2019-03-27 09:00 | 335 | 320
2019-03-27 09:30 | 310 | 296
2019-03-27 10:00 | 298 | 284
2019-03-27 10:30 | 316 | 303
2019-03-27 11:00 | 281 | 267
2019-03-27 11:30 | 300 | 287
2019-03-27 12:00 | 261 | 247
2019-03-27 12:30 | 267 | 253
2019-03-27 13:00 | 311 | 299
2019-03-27 13:30 | 269 | 255
2019-03-27 14:00 | 264 | 249
2019-03-27 14:30 | 298 | 283
2019-03-27 15:00 | 298 | 283
2019-03-27 15:30 | 323 | 309
2019-03-27 16:00 | 389 | 377
2019-03-27 16:30 | 368 | 352
2019-03-27 17:00 | 361 | 343
2019-03-27 17:30 | 373 | 356
2019-03-27 18:00 | 408 | 392
2019-03-27 18:30 | 435 | 420
2019-03-27 19:00 | 452 | 443
2019-03-27 19:30 | 449 | 440
2019-03-27 20:00 | 435 | 425
2019-03-27 20:30 | 416 | 404
2019-03-27 21:00 | 406 | 394
2019-03-27 21:30 | 409 | 400
2019-03-27 22:00 | 394 | 384
2019-03-27 22:30 | 366 | 355
2019-03-27 23:00 | 346 | 333
2019-03-27 23:30 | 331 | 316
2019-03-28 | 310 | 292
2019-03-28 00:30 | 320 | 301
2019-03-28 01:00 | 310 | 291
2019-03-28 01:30 | 299 | 280
2019-03-28 02:00 | 295 | 275
2019-03-28 02:30 | 290 | 268
2019-03-28 03:00 | 285 | 262
2019-03-28 03:30 | 279 | 262
2019-03-28 04:00 | 276 | 260
2019-03-28 04:30 | 276 | 259
2019-03-28 05:00 | 281 | 264
2019-03-28 05:30 | 293 | 278
2019-03-28 06:00 | 308 | 294
2019-03-28 06:30 | 319 | 306
2019-03-28 07:00 | 332 | 313
2019-03-28 07:30 | 339 | 321
2019-03-28 08:00 | 329 | 310
2019-03-28 08:30 | 353 | 339
2019-03-28 09:00 | 338 | 325
2019-03-28 09:30 | 299 | 284
2019-03-28 10:00 | 329 | 317
2019-03-28 10:30 | 295 | 280
2019-03-28 11:00 | 249 | 230
2019-03-28 11:30 | 246 | 228
2019-03-28 12:00 | 259 | 242
2019-03-28 12:30 | 279 | 263
2019-03-28 13:00 | 251 | 232
2019-03-28 13:30 | 279 | 262
2019-03-28 14:00 | 269 | 252
2019-03-28 14:30 | 296 | 281
2019-03-28 15:00 | 318 | 302
2019-03-28 15:30 | 316 | 300
2019-03-28 16:00 | 336 | 321
2019-03-28 16:30 | 341 | 326
2019-03-28 17:00 | 375 | 360
2019-03-28 17:30 | 403 | 389
2019-03-28 18:00 | 440 | 415
2019-03-28 18:30 | 479 | 445
2019-03-28 19:00 | 494 | 462
2019-03-28 19:30 | 480 | 445
2019-03-28 20:00 | 463 | 425
2019-03-28 20:30 | 460 | 425
2019-03-28 21:00 | 448 | 414
2019-03-28 21:30 | 433 | 408
2019-03-28 22:00 | 409 | 383
2019-03-28 22:30 | 383 | 352
2019-03-28 23:00 | 332 | 302
2019-03-28 23:30 | 328 | 298
2019-03-29 | 332 | 301
2019-03-29 00:30 | 327 | 295
2019-03-29 01:00 | 317 | 283
2019-03-29 01:30 | 306 | 270
2019-03-29 02:00 | 302 | 266
2019-03-29 02:30 | 306 | 270
2019-03-29 03:00 | 304 | 268
2019-03-29 03:30 | 304 | 267
2019-03-29 04:00 | 304 | 267
2019-03-29 04:30 | 305 | 269
2019-03-29 05:00 | 310 | 274
2019-03-29 05:30 | 318 | 284
2019-03-29 06:00 | 327 | 296
2019-03-29 06:30 | 333 | 296
2019-03-29 07:00 | 357 | 319
2019-03-29 07:30 | 382 | 345
2019-03-29 08:00 | 386 | 353
2019-03-29 08:30 | 409 | 383
2019-03-29 09:00 | 400 | 374
2019-03-29 09:30 | 388 | 361
2019-03-29 10:00 | 377 | 350
2019-03-29 10:30 | 357 | 328
2019-03-29 11:00 | 348 | 319
2019-03-29 11:30 | 365 | 336
2019-03-29 12:00 | 346 | 317
2019-03-29 12:30 | 303 | 274
2019-03-29 13:00 | 308 | 282
2019-03-29 13:30 | 290 | 263
2019-03-29 14:00 | 269 | 239
2019-03-29 14:30 | 273 | 242
2019-03-29 15:00 | 285 | 255
2019-03-29 15:30 | 300 | 271
2019-03-29 16:00 | 329 | 301
2019-03-29 16:30 | 326 | 296
2019-03-29 17:00 | 335 | 306
2019-03-29 17:30 | 370 | 343
2019-03-29 18:00 | 401 | 375
2019-03-29 18:30 | 422 | 403
2019-03-29 19:00 | 429 | 416
2019-03-29 19:30 | 411 | 397
2019-03-29 20:00 | 387 | 372
2019-03-29 20:30 | 392 | 375
2019-03-29 21:00 | 382 | 364
2019-03-29 21:30 | 389 | 374
2019-03-29 22:00 | 391 | 378
2019-03-29 22:30 | 372 | 358
2019-03-29 23:00 | 354 | 337
2019-03-29 23:30 | 340 | 322
2019-03-30 | 332 | 313
2019-03-30 00:30 | 336 | 315
2019-03-30 01:00 | 318 | 297
2019-03-30 01:30 | 307 | 284
2019-03-30 02:00 | 302 | 279
2019-03-30 02:30 | 300 | 276
2019-03-30 03:00 | 296 | 272
2019-03-30 03:30 | 293 | 268
2019-03-30 04:00 | 289 | 264
2019-03-30 04:30 | 292 | 267
2019-03-30 05:00 | 291 | 267
2019-03-30 05:30 | 295 | 272
2019-03-30 06:00 | 299 | 276
2019-03-30 06:30 | 286 | 246
2019-03-30 07:00 | 296 | 250
2019-03-30 07:30 | 295 | 249
2019-03-30 08:00 | 276 | 228
2019-03-30 08:30 | 281 | 236
2019-03-30 09:00 | 269 | 225
2019-03-30 09:30 | 270 | 228
2019-03-30 10:00 | 228 | 182
2019-03-30 10:30 | 213 | 165
2019-03-30 11:00 | 236 | 192
2019-03-30 11:30 | 240 | 197
2019-03-30 12:00 | 251 | 208
2019-03-30 12:30 | 243 | 196
2019-03-30 13:00 | 270 | 228
2019-03-30 13:30 | 277 | 241
2019-03-30 14:00 | 313 | 287
2019-03-30 14:30 | 373 | 346
2019-03-30 15:00 | 344 | 314
2019-03-30 15:30 | 374 | 346
2019-03-30 16:00 | 456 | 435
2019-03-30 16:30 | 457 | 434
2019-03-30 17:00 | 466 | 446
2019-03-30 17:30 | 477 | 457
2019-03-30 18:00 | 490 | 471
2019-03-30 18:30 | 493 | 481
2019-03-30 19:00 | 512 | 500
2019-03-30 19:30 | 490 | 476
2019-03-30 20:00 | 472 | 456
2019-03-30 20:30 | 459 | 444
2019-03-30 21:00 | 383 | 367
2019-03-30 21:30 | 391 | 380
2019-03-30 22:00 | 378 | 367
2019-03-30 22:30 | 363 | 350
2019-03-30 23:00 | 351 | 337
2019-03-30 23:30 | 337 | 322
2019-03-31 | 327 | 310
2019-03-31 00:30 | 331 | 314
2019-03-31 01:00 | 312 | 293
2019-03-31 01:30 | 303 | 284
2019-03-31 02:00 | 298 | 277
2019-03-31 02:30 | 293 | 271
2019-03-31 03:00 | 289 | 267
2019-03-31 03:30 | 285 | 263
2019-03-31 04:00 | 278 | 255
2019-03-31 04:30 | 275 | 252
2019-03-31 05:00 | 283 | 260
2019-03-31 05:30 | 284 | 261
2019-03-31 06:00 | 287 | 264
2019-03-31 06:30 | 292 | 271
2019-03-31 07:00 | 288 | 265
2019-03-31 07:30 | 272 | 249
2019-03-31 08:00 | 245 | 222
2019-03-31 08:30 | 198 | 170
2019-03-31 09:00 | 172 | 141
2019-03-31 09:30 | 139 | 100
2019-03-31 10:00 | 148 | 113
2019-03-31 10:30 | 131 | 95
2019-03-31 11:00 | 112 | 68
2019-03-31 11:30 | 107 | 57
2019-03-31 12:00 | 114 | 69
2019-03-31 12:30 | 151 | 117
2019-03-31 13:00 | 176 | 149
2019-03-31 13:30 | 148 | 118
2019-03-31 14:00 | 150 | 120
2019-03-31 14:30 | 180 | 155
2019-03-31 15:00 | 194 | 173
2019-03-31 15:30 | 188 | 165
2019-03-31 16:00 | 214 | 194
2019-03-31 16:30 | 258 | 241
2019-03-31 17:00 | 287 | 269
2019-03-31 17:30 | 298 | 279
2019-03-31 18:00 | 335 | 317
2019-03-31 18:30 | 366 | 345
2019-03-31 19:00 | 380 | 361
2019-03-31 19:30 | 357 | 338
2019-03-31 20:00 | 338 | 315
2019-03-31 20:30 | 330 | 303
2019-03-31 21:00 | 331 | 308
2019-03-31 21:30 | 328 | 307
2019-03-31 22:00 | 322 | 310
2019-03-31 22:30 | 301 | 289
2019-03-31 23:00 | 276 | 261
2019-03-31 23:30 | 245 | 228
2019-04-01 | 243 | 224
2019-04-01 00:30 | 250 | 230
2019-04-01 01:00 | 245 | 225
2019-04-01 01:30 | 241 | 221
2019-04-01 02:00 | 240 | 218
2019-04-01 02:30 | 239 | 217
2019-04-01 03:00 | 246 | 222
2019-04-01 03:30 | 242 | 218
2019-04-01 04:00 | 245 | 221
2019-04-01 04:30 | 250 | 227
2019-04-01 05:00 | 255 | 232
2019-04-01 05:30 | 272 | 251
2019-04-01 06:00 | 295 | 277
2019-04-01 06:30 | 296 | 270
2019-04-01 07:00 | 313 | 281
2019-04-01 07:30 | 345 | 319
2019-04-01 08:00 | 315 | 291
2019-04-01 08:30 | 302 | 279
2019-04-01 09:00 | 324 | 302
2019-04-01 09:30 | 300 | 277
2019-04-01 10:00 | 263 | 238
2019-04-01 10:30 | 255 | 229
2019-04-01 11:00 | 234 | 205
2019-04-01 11:30 | 217 | 184
2019-04-01 12:00 | 205 | 169
2019-04-01 12:30 | 213 | 177
2019-04-01 13:00 | 194 | 155
2019-04-01 13:30 | 213 | 179
2019-04-01 14:00 | 200 | 165
2019-04-01 14:30 | 169 | 126
2019-04-01 15:00 | 174 | 136
2019-04-01 15:30 | 181 | 145
2019-04-01 16:00 | 187 | 152
2019-04-01 16:30 | 277 | 251
2019-04-01 17:00 | 302 | 277
2019-04-01 17:30 | 344 | 319
2019-04-01 18:00 | 338 | 313
2019-04-01 18:30 | 331 | 310
2019-04-01 19:00 | 342 | 329
2019-04-01 19:30 | 356 | 343
2019-04-01 20:00 | 345 | 330
2019-04-01 20:30 | 311 | 293
2019-04-01 21:00 | 270 | 250
2019-04-01 21:30 | 302 | 290
2019-04-01 22:00 | 275 | 262
2019-04-01 22:30 | 259 | 245
2019-04-01 23:00 | 235 | 218
2019-04-01 23:30 | 223 | 205
2019-04-02 | 234 | 214
2019-04-02 00:30 | 263 | 242
2019-04-02 01:00 | 235 | 213
2019-04-02 01:30 | 251 | 228
2019-04-02 02:00 | 236 | 213
2019-04-02 02:30 | 217 | 194
2019-04-02 03:00 | 225 | 201
2019-04-02 03:30 | 222 | 198
2019-04-02 04:00 | 204 | 179
2019-04-02 04:30 | 191 | 166
2019-04-02 05:00 | 212 | 188
2019-04-02 05:30 | 236 | 215
2019-04-02 06:00 | 231 | 210
2019-04-02 06:30 | 218 | 184
2019-04-02 07:00 | 231 | 195
2019-04-02 07:30 | 247 | 213
2019-04-02 08:00 | 245 | 212
2019-04-02 08:30 | 221 | 186
2019-04-02 09:00 | 187 | 148
2019-04-02 09:30 | 163 | 114
2019-04-02 10:00 | 139 | 114
2019-04-02 10:30 | 102 | 74
2019-04-02 11:00 | 110 | 85
2019-04-02 11:30 | 90 | 60
2019-04-02 12:00 | 91 | 59
2019-04-02 12:30 | 130 | 110
2019-04-02 13:00 | 146 | 129
2019-04-02 13:30 | 198 | 184
2019-04-02 14:00 | 178 | 165
2019-04-02 14:30 | 210 | 197
2019-04-02 15:00 | 247 | 234
2019-04-02 15:30 | 268 | 256
2019-04-02 16:00 | 243 | 230
2019-04-02 16:30 | 252 | 236
2019-04-02 17:00 | 238 | 221
2019-04-02 17:30 | 233 | 215
2019-04-02 18:00 | 264 | 244
2019-04-02 18:30 | 296 | 264
2019-04-02 19:00 | 301 | 272
2019-04-02 19:30 | 305 | 277
2019-04-02 20:00 | 301 | 270
2019-04-02 20:30 | 287 | 255
2019-04-02 21:00 | 257 | 232
2019-04-02 21:30 | 241 | 214
2019-04-02 22:00 | 225 | 194
2019-04-02 22:30 | 220 | 186
2019-04-02 23:00 | 193 | 154
2019-04-02 23:30 | 197 | 154
2019-04-03 | 191 | 143
2019-04-03 00:30 | 186 | 135
2019-04-03 01:00 | 170 | 114
2019-04-03 01:30 | 165 | 106
2019-04-03 02:00 | 154 | 90
2019-04-03 02:30 | 144 | 75
2019-04-03 03:00 | 143 | 72
2019-04-03 03:30 | 143 | 74
2019-04-03 04:00 | 139 | 66
2019-04-03 04:30 | 136 | 63
2019-04-03 05:00 | 127 | 51
2019-04-03 05:30 | 131 | 61
2019-04-03 06:00 | 133 | 71
2019-04-03 06:30 | 142 | 94
2019-04-03 07:00 | 150 | 111
2019-04-03 07:30 | 134 | 96
2019-04-03 08:00 | 117 | 75
2019-04-03 08:30 | 110 | 66
2019-04-03 09:00 | 80 | 3
2019-04-03 09:30 | 80 | 22
2019-04-03 10:00 | 76 | 8
2019-04-03 10:30 | 58 | 7
2019-04-03 11:00 | 40 | 6
2019-04-03 11:30 | 40 | 20
2019-04-03 12:00 | 54 | 40
2019-04-03 12:30 | 40 | 11
2019-04-03 13:00 | 44 | 24
2019-04-03 13:30 | 54 | 42
2019-04-03 14:00 | 57 | 48
2019-04-03 14:30 | 63 | 40
2019-04-03 15:00 | 53 | 23
2019-04-03 15:30 | 48 | 23
2019-04-03 16:00 | 52 | 34
2019-04-03 16:30 | 52 | 30
2019-04-03 17:00 | 37 | 15
2019-04-03 17:30 | 27 | 27
2019-04-03 18:00 | 79 | 77
2019-04-03 18:30 | 90 | 77
2019-04-03 19:00 | 88 | 76
2019-04-03 19:30 | 79 | 68
2019-04-03 20:00 | 83 | 78
2019-04-03 20:30 | 95 | 89
2019-04-03 21:00 | 78 | 71
2019-04-03 21:30 | 67 | 59
2019-04-03 22:00 | 85 | 76
2019-04-03 22:30 | 78 | 66
2019-04-03 23:00 | 109 | 98
2019-04-03 23:30 | 116 | 108
2019-04-04 | 175 | 167
2019-04-04 00:30 | 191 | 182
2019-04-04 01:00 | 187 | 177
2019-04-04 01:30 | 167 | 156
2019-04-04 02:00 | 177 | 164
2019-04-04 02:30 | 174 | 162
2019-04-04 03:00 | 167 | 154
2019-04-04 03:30 | 164 | 151
2019-04-04 04:00 | 192 | 179
2019-04-04 04:30 | 195 | 182
2019-04-04 05:00 | 203 | 190
2019-04-04 05:30 | 184 | 173
2019-04-04 06:00 | 190 | 180
2019-04-04 06:30 | 178 | 167
2019-04-04 07:00 | 196 | 181
2019-04-04 07:30 | 198 | 185
2019-04-04 08:00 | 186 | 173
2019-04-04 08:30 | 164 | 150
2019-04-04 09:00 | 143 | 129
2019-04-04 09:30 | 116 | 104
2019-04-04 10:00 | 106 | 100
2019-04-04 10:30 | 61 | 55
2019-04-04 11:00 | 46 | 39
2019-04-04 11:30 | 69 | 64
2019-04-04 12:00 | 89 | 85
2019-04-04 12:30 | 81 | 75
2019-04-04 13:00 | 73 | 67
2019-04-04 13:30 | 98 | 94
2019-04-04 14:00 | 100 | 96
2019-04-04 14:30 | 123 | 119
2019-04-04 15:00 | 128 | 124
2019-04-04 15:30 | 123 | 118
2019-04-04 16:00 | 178 | 175
2019-04-04 16:30 | 196 | 192
2019-04-04 17:00 | 184 | 180
2019-04-04 17:30 | 229 | 225
2019-04-04 18:00 | 254 | 250
2019-04-04 18:30 | 270 | 266
2019-04-04 19:00 | 297 | 294
2019-04-04 19:30 | 282 | 279
2019-04-04 20:00 | 271 | 267
2019-04-04 20:30 | 252 | 247
2019-04-04 21:00 | 232 | 226
2019-04-04 21:30 | 242 | 239
2019-04-04 22:00 | 222 | 219
2019-04-04 22:30 | 204 | 202
2019-04-04 23:00 | 190 | 187
2019-04-04 23:30 | 182 | 178
2019-04-05 | 164 | 160
2019-04-05 00:30 | 162 | 156
2019-04-05 01:00 | 146 | 140
2019-04-05 01:30 | 137 | 130
2019-04-05 02:00 | 139 | 132
2019-04-05 02:30 | 139 | 133
2019-04-05 03:00 | 142 | 136
2019-04-05 03:30 | 143 | 136
2019-04-05 04:00 | 149 | 142
2019-04-05 04:30 | 157 | 151
2019-04-05 05:00 | 148 | 142
2019-04-05 05:30 | 156 | 151
2019-04-05 06:00 | 171 | 166
2019-04-05 06:30 | 179 | 172
2019-04-05 07:00 | 168 | 163
2019-04-05 07:30 | 171 | 168
2019-04-05 08:00 | 147 | 144
2019-04-05 08:30 | 159 | 156
2019-04-05 09:00 | 135 | 133
2019-04-05 09:30 | 88 | 85
2019-04-05 10:00 | 107 | 104
2019-04-05 10:30 | 52 | 49
2019-04-05 11:00 | 71 | 68
2019-04-05 11:30 | 83 | 82
2019-04-05 12:00 | 60 | 59
2019-04-05 12:30 | 79 | 76
2019-04-05 13:00 | 85 | 82
2019-04-05 13:30 | 49 | 46
2019-04-05 14:00 | 57 | 55
2019-04-05 14:30 | 102 | 100
2019-04-05 15:00 | 90 | 88
2019-04-05 15:30 | 100 | 97
2019-04-05 16:00 | 134 | 130
2019-04-05 16:30 | 171 | 167
2019-04-05 17:00 | 217 | 213
2019-04-05 17:30 | 283 | 279
2019-04-05 18:00 | 325 | 320
2019-04-05 18:30 | 322 | 317
2019-04-05 19:00 | 342 | 337
2019-04-05 19:30 | 320 | 314
2019-04-05 20:00 | 311 | 305
2019-04-05 20:30 | 292 | 284
2019-04-05 21:00 | 271 | 260
2019-04-05 21:30 | 307 | 303
2019-04-05 22:00 | 279 | 276
2019-04-05 22:30 | 257 | 253
2019-04-05 23:00 | 244 | 239
2019-04-05 23:30 | 226 | 220
2019-04-06 | 205 | 198
2019-04-06 00:30 | 202 | 194
2019-04-06 01:00 | 183 | 172
2019-04-06 01:30 | 163 | 150
2019-04-06 02:00 | 153 | 139
2019-04-06 02:30 | 141 | 127
2019-04-06 03:00 | 134 | 119
2019-04-06 03:30 | 134 | 119
2019-04-06 04:00 | 132 | 117
2019-04-06 04:30 | 142 | 127
2019-04-06 05:00 | 143 | 128
2019-04-06 05:30 | 147 | 132
2019-04-06 06:00 | 151 | 136
2019-04-06 06:30 | 127 | 96
2019-04-06 07:00 | 130 | 107
2019-04-06 07:30 | 144 | 129
2019-04-06 08:00 | 109 | 90
2019-04-06 08:30 | 87 | 66
2019-04-06 09:00 | 53 | 19
2019-04-06 09:30 | 49 | 1
2019-04-06 10:00 | 53 | 15
2019-04-06 10:30 | 58 | 19
2019-04-06 11:00 | 73 | 34
2019-04-06 11:30 | 69 | 32
2019-04-06 12:00 | 66 | 20
2019-04-06 12:30 | 59 | 3
2019-04-06 13:00 | 61 | 17
2019-04-06 13:30 | 62 | 19
2019-04-06 14:00 | 63 | 16
2019-04-06 14:30 | 62 | 15
2019-04-06 15:00 | 87 | 53
2019-04-06 15:30 | 74 | 37
2019-04-06 16:00 | 84 | 54
2019-04-06 16:30 | 129 | 111
2019-04-06 17:00 | 156 | 140
2019-04-06 17:30 | 222 | 209
2019-04-06 18:00 | 290 | 277
2019-04-06 18:30 | 326 | 314
2019-04-06 19:00 | 304 | 293
2019-04-06 19:30 | 278 | 267
2019-04-06 20:00 | 262 | 250
2019-04-06 20:30 | 239 | 226
2019-04-06 21:00 | 231 | 217
2019-04-06 21:30 | 238 | 229
2019-04-06 22:00 | 219 | 211
2019-04-06 22:30 | 205 | 196
2019-04-06 23:00 | 206 | 196
2019-04-06 23:30 | 209 | 197
2019-04-07 | 192 | 180
2019-04-07 00:30 | 194 | 181
2019-04-07 01:00 | 179 | 164
2019-04-07 01:30 | 157 | 141
2019-04-07 02:00 | 142 | 126
2019-04-07 02:30 | 156 | 139
2019-04-07 03:00 | 168 | 151
2019-04-07 03:30 | 168 | 151
2019-04-07 04:00 | 161 | 144
2019-04-07 04:30 | 160 | 143
2019-04-07 05:00 | 153 | 136
2019-04-07 05:30 | 151 | 132
2019-04-07 06:00 | 141 | 123
2019-04-07 06:30 | 132 | 115
2019-04-07 07:00 | 139 | 124
2019-04-07 07:30 | 122 | 104
2019-04-07 08:00 | 73 | 43
2019-04-07 08:30 | 56 | 4
2019-04-07 09:00 | 59 | 3
2019-04-07 09:30 | 61 | 25
2019-04-07 10:00 | 73 | 53
2019-04-07 10:30 | 77 | 60
2019-04-07 11:00 | 70 | 50
2019-04-07 11:30 | 65 | 42
2019-04-07 12:00 | 53 | 18
2019-04-07 12:30 | 54 | 1
2019-04-07 13:00 | 54 | 13
2019-04-07 13:30 | 55 | 5
2019-04-07 14:00 | 61 | 5
2019-04-07 14:30 | 63 | 2
2019-04-07 15:00 | 73 | 31
2019-04-07 15:30 | 81 | 51
2019-04-07 16:00 | 86 | 59
2019-04-07 16:30 | 102 | 78
2019-04-07 17:00 | 134 | 116
2019-04-07 17:30 | 213 | 201
2019-04-07 18:00 | 166 | 153
2019-04-07 18:30 | 187 | 172
2019-04-07 19:00 | 179 | 168
2019-04-07 19:30 | 167 | 154
2019-04-07 20:00 | 143 | 126
2019-04-07 20:30 | 179 | 163
2019-04-07 21:00 | 210 | 194
2019-04-07 21:30 | 236 | 226
2019-04-07 22:00 | 210 | 199
2019-04-07 22:30 | 205 | 192
2019-04-07 23:00 | 186 | 172
2019-04-07 23:30 | 177 | 160
2019-04-08 | 178 | 161
2019-04-08 00:30 | 191 | 172
2019-04-08 01:00 | 180 | 164
2019-04-08 01:30 | 180 | 166
2019-04-08 02:00 | 180 | 164
2019-04-08 02:30 | 162 | 145
2019-04-08 03:00 | 145 | 129
2019-04-08 03:30 | 147 | 130
2019-04-08 04:00 | 141 | 124
2019-04-08 04:30 | 132 | 115
2019-04-08 05:00 | 138 | 122
2019-04-08 05:30 | 144 | 129
2019-04-08 06:00 | 151 | 138
2019-04-08 06:30 | 148 | 118
2019-04-08 07:00 | 148 | 114
2019-04-08 07:30 | 151 | 124
2019-04-08 08:00 | 114 | 81
2019-04-08 08:30 | 86 | 51
2019-04-08 09:00 | 60 | 38
2019-04-08 09:30 | 47 | 17
2019-04-08 10:00 | 41 | 12
2019-04-08 10:30 | 49 | 36
2019-04-08 11:00 | 51 | 40
2019-04-08 11:30 | 46 | 30
2019-04-08 12:00 | 42 | 14
2019-04-08 12:30 | 49 | 11
2019-04-08 13:00 | 71 | 50
2019-04-08 13:30 | 76 | 56
2019-04-08 14:00 | 66 | 41
2019-04-08 14:30 | 72 | 45
2019-04-08 15:00 | 93 | 70
2019-04-08 15:30 | 104 | 84
2019-04-08 16:00 | 62 | 32
2019-04-08 16:30 | 73 | 47
2019-04-08 17:00 | 64 | 41
2019-04-08 17:30 | 48 | 47
2019-04-08 18:00 | 19 | 16
2019-04-08 18:30 | 15 | 5
2019-04-08 19:00 | 34 | 27
2019-04-08 19:30 | 141 | 132
2019-04-08 20:00 | 191 | 169
2019-04-08 20:30 | 267 | 238
2019-04-08 21:00 | 287 | 257
2019-04-08 21:30 | 294 | 272
2019-04-08 22:00 | 296 | 272
2019-04-08 22:30 | 271 | 244
2019-04-08 23:00 | 248 | 222
2019-04-08 23:30 | 238 | 211
2019-04-09 | 250 | 222
2019-04-09 00:30 | 248 | 218
2019-04-09 01:00 | 216 | 184
2019-04-09 01:30 | 206 | 172
2019-04-09 02:00 | 194 | 172
2019-04-09 02:30 | 182 | 169
2019-04-09 03:00 | 189 | 175
2019-04-09 03:30 | 185 | 170
2019-04-09 04:00 | 188 | 173
2019-04-09 04:30 | 182 | 167
2019-04-09 05:00 | 189 | 175
2019-04-09 05:30 | 196 | 183
2019-04-09 06:00 | 208 | 198
2019-04-09 06:30 | 235 | 227
2019-04-09 07:00 | 254 | 242
2019-04-09 07:30 | 283 | 270
2019-04-09 08:00 | 288 | 275
2019-04-09 08:30 | 237 | 223
2019-04-09 09:00 | 194 | 185
2019-04-09 09:30 | 129 | 123
2019-04-09 10:00 | 75 | 65
2019-04-09 10:30 | 54 | 40
2019-04-09 11:00 | 45 | 27
2019-04-09 11:30 | 40 | 18
2019-04-09 12:00 | 50 | 32
2019-04-09 12:30 | 50 | 28
2019-04-09 13:00 | 39 | 8
2019-04-09 13:30 | 37 | 9
2019-04-09 14:00 | 32 | 9
2019-04-09 14:30 | 46 | 35
2019-04-09 15:00 | 37 | 2
2019-04-09 15:30 | 54 | 36
2019-04-09 16:00 | 61 | 42
2019-04-09 16:30 | 65 | 46
2019-04-09 17:00 | 84 | 67
2019-04-09 17:30 | 91 | 78
2019-04-09 18:00 | 64 | 49
2019-04-09 18:30 | 83 | 65
2019-04-09 19:00 | 93 | 77
2019-04-09 19:30 | 90 | 72
2019-04-09 20:00 | 132 | 114
2019-04-09 20:30 | 138 | 117
2019-04-09 21:00 | 121 | 100
2019-04-09 21:30 | 114 | 100
2019-04-09 22:00 | 127 | 113
2019-04-09 22:30 | 170 | 160
2019-04-09 23:00 | 252 | 244
2019-04-09 23:30 | 239 | 231
2019-04-10 | 217 | 207
2019-04-10 00:30 | 229 | 218
2019-04-10 01:00 | 218 | 207
2019-04-10 01:30 | 206 | 194
2019-04-10 02:00 | 183 | 169
2019-04-10 02:30 | 153 | 140
2019-04-10 03:00 | 163 | 149
2019-04-10 03:30 | 180 | 165
2019-04-10 04:00 | 177 | 163
2019-04-10 04:30 | 173 | 159
2019-04-10 05:00 | 195 | 181
2019-04-10 05:30 | 192 | 179
2019-04-10 06:00 | 214 | 202
2019-04-10 06:30 | 230 | 221
2019-04-10 07:00 | 241 | 234
2019-04-10 07:30 | 222 | 216
2019-04-10 08:00 | 171 | 164
2019-04-10 08:30 | 123 | 114
2019-04-10 09:00 | 110 | 90
2019-04-10 09:30 | 102 | 82
2019-04-10 10:00 | 83 | 57
2019-04-10 10:30 | 50 | 6
2019-04-10 11:00 | 50 | 21
2019-04-10 11:30 | 49 | 20
2019-04-10 12:00 | 52 | 12
2019-04-10 12:30 | 71 | 54
2019-04-10 13:00 | 66 | 44
2019-04-10 13:30 | 60 | 35
2019-04-10 14:00 | 58 | 38
2019-04-10 14:30 | 52 | 27
2019-04-10 15:00 | 49 | 10
2019-04-10 15:30 | 50 | 10
2019-04-10 16:00 | 50 | 1
2019-04-10 16:30 | 54 | 4
2019-04-10 17:00 | 80 | 51
2019-04-10 17:30 | 119 | 98
2019-04-10 18:00 | 81 | 55
2019-04-10 18:30 | 90 | 64
2019-04-10 19:00 | 116 | 95
2019-04-10 19:30 | 137 | 118
2019-04-10 20:00 | 133 | 108
2019-04-10 20:30 | 138 | 123
2019-04-10 21:00 | 144 | 129
2019-04-10 21:30 | 135 | 118
2019-04-10 22:00 | 175 | 158
2019-04-10 22:30 | 207 | 191
2019-04-10 23:00 | 249 | 235
2019-04-10 23:30 | 227 | 213
2019-04-11 | 220 | 207
2019-04-11 00:30 | 238 | 224
2019-04-11 01:00 | 218 | 203
2019-04-11 01:30 | 198 | 183
2019-04-11 02:00 | 183 | 167
2019-04-11 02:30 | 165 | 147
2019-04-11 03:00 | 151 | 133
2019-04-11 03:30 | 140 | 122
2019-04-11 04:00 | 136 | 117
2019-04-11 04:30 | 126 | 106
2019-04-11 05:00 | 128 | 110
2019-04-11 05:30 | 131 | 115
2019-04-11 06:00 | 139 | 124
2019-04-11 06:30 | 151 | 140
2019-04-11 07:00 | 156 | 148
2019-04-11 07:30 | 134 | 126
2019-04-11 08:00 | 99 | 91
2019-04-11 08:30 | 54 | 39
2019-04-11 09:00 | 30 | 7
2019-04-11 09:30 | 41 | 31
2019-04-11 10:00 | 45 | 36
2019-04-11 10:30 | 48 | 40
2019-04-11 11:00 | 40 | 30
2019-04-11 11:30 | 54 | 48
2019-04-11 12:00 | 51 | 44
2019-04-11 12:30 | 33 | 18
2019-04-11 13:00 | 41 | 31
2019-04-11 13:30 | 38 | 23
2019-04-11 14:00 | 37 | 23
2019-04-11 14:30 | 32 | 8
2019-04-11 15:00 | 46 | 29
2019-04-11 15:30 | 72 | 61
2019-04-11 16:00 | 107 | 99
2019-04-11 16:30 | 130 | 129
2019-04-11 17:00 | 189 | 188
2019-04-11 17:30 | 217 | 216
2019-04-11 18:00 | 259 | 256
2019-04-11 18:30 | 276 | 271
2019-04-11 19:00 | 297 | 294
2019-04-11 19:30 | 306 | 306
2019-04-11 20:00 | 287 | 286
2019-04-11 20:30 | 268 | 268
2019-04-11 21:00 | 253 | 252
2019-04-11 21:30 | 238 | 236
2019-04-11 22:00 | 240 | 238
2019-04-11 22:30 | 244 | 240
2019-04-11 23:00 | 234 | 229
2019-04-11 23:30 | 202 | 194
2019-04-12 | 200 | 191
2019-04-12 00:30 | 219 | 208
2019-04-12 01:00 | 201 | 189
2019-04-12 01:30 | 200 | 188
2019-04-12 02:00 | 204 | 191
2019-04-12 02:30 | 215 | 201
2019-04-12 03:00 | 221 | 207
2019-04-12 03:30 | 198 | 184
2019-04-12 04:00 | 202 | 187
2019-04-12 04:30 | 216 | 202
2019-04-12 05:00 | 211 | 196
2019-04-12 05:30 | 223 | 210
2019-04-12 06:00 | 241 | 229
2019-04-12 06:30 | 267 | 258
2019-04-12 07:00 | 264 | 257
2019-04-12 07:30 | 243 | 234
2019-04-12 08:00 | 195 | 185
2019-04-12 08:30 | 137 | 132
2019-04-12 09:00 | 100 | 98
2019-04-12 09:30 | 106 | 104
2019-04-12 10:00 | 70 | 67
2019-04-12 10:30 | 69 | 66
2019-04-12 11:00 | 69 | 66
2019-04-12 11:30 | 40 | 36
2019-04-12 12:00 | 48 | 45
2019-04-12 12:30 | 59 | 56
2019-04-12 13:00 | 75 | 72
2019-04-12 13:30 | 104 | 102
2019-04-12 14:00 | 110 | 109
2019-04-12 14:30 | 122 | 120
2019-04-12 15:00 | 136 | 134
2019-04-12 15:30 | 127 | 126
2019-04-12 16:00 | 180 | 178
2019-04-12 16:30 | 153 | 151
2019-04-12 17:00 | 224 | 222
2019-04-12 17:30 | 270 | 267
2019-04-12 18:00 | 286 | 283
2019-04-12 18:30 | 285 | 277
2019-04-12 19:00 | 280 | 272
2019-04-12 19:30 | 258 | 250
2019-04-12 20:00 | 233 | 224
2019-04-12 20:30 | 217 | 207
2019-04-12 21:00 | 210 | 200
2019-04-12 21:30 | 212 | 206
2019-04-12 22:00 | 207 | 203
2019-04-12 22:30 | 197 | 191
2019-04-12 23:00 | 183 | 176
2019-04-12 23:30 | 175 | 166
2019-04-13 | 179 | 168
2019-04-13 00:30 | 190 | 179
2019-04-13 01:00 | 172 | 159
2019-04-13 01:30 | 161 | 147
2019-04-13 02:00 | 147 | 132
2019-04-13 02:30 | 143 | 126
2019-04-13 03:00 | 145 | 127
2019-04-13 03:30 | 145 | 127
2019-04-13 04:00 | 136 | 118
2019-04-13 04:30 | 145 | 127
2019-04-13 05:00 | 152 | 133
2019-04-13 05:30 | 156 | 140
2019-04-13 06:00 | 158 | 143
2019-04-13 06:30 | 159 | 144
2019-04-13 07:00 | 151 | 142
2019-04-13 07:30 | 117 | 106
2019-04-13 08:00 | 75 | 60
2019-04-13 08:30 | 46 | 22
2019-04-13 09:00 | 39 | 12
2019-04-13 09:30 | 43 | 25
2019-04-13 10:00 | 50 | 38
2019-04-13 10:30 | 68 | 60
2019-04-13 11:00 | 51 | 38
2019-04-13 11:30 | 40 | 19
2019-04-13 12:00 | 39 | 22
2019-04-13 12:30 | 38 | 9
2019-04-13 13:00 | 49 | 25
2019-04-13 13:30 | 40 | 4
2019-04-13 14:00 | 62 | 44
2019-04-13 14:30 | 100 | 89
2019-04-13 15:00 | 72 | 54
2019-04-13 15:30 | 145 | 136
2019-04-13 16:00 | 164 | 157
2019-04-13 16:30 | 168 | 160
2019-04-13 17:00 | 235 | 228
2019-04-13 17:30 | 274 | 268
2019-04-13 18:00 | 326 | 321
2019-04-13 18:30 | 351 | 344
2019-04-13 19:00 | 333 | 326
2019-04-13 19:30 | 318 | 310
2019-04-13 20:00 | 313 | 304
2019-04-13 20:30 | 289 | 282
2019-04-13 21:00 | 284 | 279
2019-04-13 21:30 | 272 | 266
2019-04-13 22:00 | 270 | 263
2019-04-13 22:30 | 247 | 239
2019-04-13 23:00 | 217 | 208
2019-04-13 23:30 | 200 | 190
2019-04-14 | 181 | 170
2019-04-14 00:30 | 171 | 159
2019-04-14 01:00 | 167 | 154
2019-04-14 01:30 | 161 | 146
2019-04-14 02:00 | 160 | 144
2019-04-14 02:30 | 164 | 148
2019-04-14 03:00 | 171 | 153
2019-04-14 03:30 | 159 | 142
2019-04-14 04:00 | 132 | 113
2019-04-14 04:30 | 140 | 118
2019-04-14 05:00 | 159 | 134
2019-04-14 05:30 | 170 | 145
2019-04-14 06:00 | 181 | 158
2019-04-14 06:30 | 178 | 155
2019-04-14 07:00 | 158 | 136
2019-04-14 07:30 | 127 | 102
2019-04-14 08:00 | 81 | 43
2019-04-14 08:30 | 66 | 15
2019-04-14 09:00 | 68 | 21
2019-04-14 09:30 | 78 | 47
2019-04-14 10:00 | 96 | 80
2019-04-14 10:30 | 91 | 71
2019-04-14 11:00 | 78 | 50
2019-04-14 11:30 | 71 | 32
2019-04-14 12:00 | 73 | 36
2019-04-14 12:30 | 71 | 26
2019-04-14 13:00 | 71 | 10
2019-04-14 13:30 | 71 | 10
2019-04-14 14:00 | 78 | 24
2019-04-14 14:30 | 85 | 40
2019-04-14 15:00 | 101 | 62
2019-04-14 15:30 | 138 | 110
2019-04-14 16:00 | 130 | 111
2019-04-14 16:30 | 114 | 98
2019-04-14 17:00 | 166 | 154
2019-04-14 17:30 | 232 | 222
2019-04-14 18:00 | 282 | 273
2019-04-14 18:30 | 317 | 306
2019-04-14 19:00 | 307 | 297
2019-04-14 19:30 | 273 | 261
2019-04-14 20:00 | 253 | 241
2019-04-14 20:30 | 266 | 259
2019-04-14 21:00 | 243 | 237
2019-04-14 21:30 | 212 | 205
2019-04-14 22:00 | 205 | 197
2019-04-14 22:30 | 196 | 186
2019-04-14 23:00 | 183 | 170
2019-04-14 23:30 | 170 | 156
2019-04-15 | 170 | 155
2019-04-15 00:30 | 178 | 161
2019-04-15 01:00 | 179 | 161
2019-04-15 01:30 | 178 | 159
2019-04-15 02:00 | 167 | 147
2019-04-15 02:30 | 161 | 139
2019-04-15 03:00 | 157 | 136
2019-04-15 03:30 | 150 | 128
2019-04-15 04:00 | 152 | 130
2019-04-15 04:30 | 155 | 134
2019-04-15 05:00 | 137 | 115
2019-04-15 05:30 | 172 | 153
2019-04-15 06:00 | 184 | 167
2019-04-15 06:30 | 196 | 182
2019-04-15 07:00 | 221 | 210
2019-04-15 07:30 | 200 | 188
2019-04-15 08:00 | 117 | 102
2019-04-15 08:30 | 76 | 57
2019-04-15 09:00 | 68 | 44
2019-04-15 09:30 | 45 | 6
2019-04-15 10:00 | 51 | 15
2019-04-15 10:30 | 53 | 15
2019-04-15 11:00 | 58 | 22
2019-04-15 11:30 | 59 | 25
2019-04-15 12:00 | 73 | 47
2019-04-15 12:30 | 84 | 60
2019-04-15 13:00 | 91 | 67
2019-04-15 13:30 | 96 | 85
2019-04-15 14:00 | 112 | 106
2019-04-15 14:30 | 130 | 125
2019-04-15 15:00 | 115 | 109
2019-04-15 15:30 | 144 | 139
2019-04-15 16:00 | 181 | 176
2019-04-15 16:30 | 186 | 180
2019-04-15 17:00 | 176 | 169
2019-04-15 17:30 | 159 | 151
2019-04-15 18:00 | 204 | 197
2019-04-15 18:30 | 230 | 220
2019-04-15 19:00 | 248 | 240
2019-04-15 19:30 | 218 | 210
2019-04-15 20:00 | 214 | 205
2019-04-15 20:30 | 209 | 198
2019-04-15 21:00 | 183 | 170
2019-04-15 21:30 | 270 | 262
2019-04-15 22:00 | 290 | 284
2019-04-15 22:30 | 272 | 264
2019-04-15 23:00 | 242 | 232
2019-04-15 23:30 | 228 | 217
2019-04-16 | 230 | 218
2019-04-16 00:30 | 244 | 231
2019-04-16 01:00 | 228 | 214
2019-04-16 01:30 | 237 | 223
2019-04-16 02:00 | 229 | 212
2019-04-16 02:30 | 215 | 193
2019-04-16 03:00 | 205 | 181
2019-04-16 03:30 | 184 | 159
2019-04-16 04:00 | 174 | 147
2019-04-16 04:30 | 168 | 141
2019-04-16 05:00 | 169 | 142
2019-04-16 05:30 | 175 | 146
2019-04-16 06:00 | 210 | 162
2019-04-16 06:30 | 225 | 177
2019-04-16 07:00 | 230 | 192
2019-04-16 07:30 | 217 | 181
2019-04-16 08:00 | 192 | 156
2019-04-16 08:30 | 139 | 93
2019-04-16 09:00 | 106 | 37
2019-04-16 09:30 | 96 | 13
2019-04-16 10:00 | 86 | 9
2019-04-16 10:30 | 85 | 1
2019-04-16 11:00 | 86 | 3
2019-04-16 11:30 | 90 | 17
2019-04-16 12:00 | 89 | 14
2019-04-16 12:30 | 85 | 6
2019-04-16 13:00 | 107 | 58
2019-04-16 13:30 | 86 | 19
2019-04-16 14:00 | 89 | 30
2019-04-16 14:30 | 100 | 43
2019-04-16 15:00 | 106 | 54
2019-04-16 15:30 | 125 | 82
2019-04-16 16:00 | 103 | 54
2019-04-16 16:30 | 89 | 29
2019-04-16 17:00 | 127 | 87
2019-04-16 17:30 | 160 | 126
2019-04-16 18:00 | 189 | 158
2019-04-16 18:30 | 214 | 184
2019-04-16 19:00 | 200 | 169
2019-04-16 19:30 | 177 | 142
2019-04-16 20:00 | 145 | 104
2019-04-16 20:30 | 122 | 76
2019-04-16 21:00 | 124 | 83
2019-04-16 21:30 | 217 | 194
2019-04-16 22:00 | 262 | 245
2019-04-16 22:30 | 242 | 223
2019-04-16 23:00 | 205 | 184
2019-04-16 23:30 | 180 | 158
2019-04-17 | 170 | 148
2019-04-17 00:30 | 185 | 162
2019-04-17 01:00 | 183 | 160
2019-04-17 01:30 | 173 | 149
2019-04-17 02:00 | 161 | 136
2019-04-17 02:30 | 146 | 120
2019-04-17 03:00 | 152 | 126
2019-04-17 03:30 | 151 | 131
2019-04-17 04:00 | 145 | 127
2019-04-17 04:30 | 145 | 126
2019-04-17 05:00 | 138 | 118
2019-04-17 05:30 | 145 | 126
2019-04-17 06:00 | 166 | 150
2019-04-17 06:30 | 176 | 163
2019-04-17 07:00 | 188 | 175
2019-04-17 07:30 | 180 | 165
2019-04-17 08:00 | 146 | 125
2019-04-17 08:30 | 103 | 78
2019-04-17 09:00 | 102 | 75
2019-04-17 09:30 | 88 | 56
2019-04-17 10:00 | 71 | 30
2019-04-17 10:30 | 62 | 7
2019-04-17 11:00 | 62 | 12
2019-04-17 11:30 | 51 | 24
2019-04-17 12:00 | 61 | 37
2019-04-17 12:30 | 83 | 59
2019-04-17 13:00 | 94 | 70
2019-04-17 13:30 | 106 | 86
2019-04-17 14:00 | 119 | 101
2019-04-17 14:30 | 71 | 47
2019-04-17 15:00 | 52 | 11
2019-04-17 15:30 | 81 | 57
2019-04-17 16:00 | 68 | 41
2019-04-17 16:30 | 70 | 36
2019-04-17 17:00 | 98 | 72
2019-04-17 17:30 | 131 | 111
2019-04-17 18:00 | 196 | 177
2019-04-17 18:30 | 241 | 224
2019-04-17 19:00 | 243 | 228
2019-04-17 19:30 | 239 | 231
2019-04-17 20:00 | 173 | 168
2019-04-17 20:30 | 156 | 150
2019-04-17 21:00 | 124 | 117
2019-04-17 21:30 | 206 | 199
2019-04-17 22:00 | 209 | 201
2019-04-17 22:30 | 197 | 187
2019-04-17 23:00 | 182 | 167
2019-04-17 23:30 | 175 | 157
2019-04-18 | 158 | 139
2019-04-18 00:30 | 155 | 140
2019-04-18 01:00 | 149 | 135
2019-04-18 01:30 | 143 | 128
2019-04-18 02:00 | 137 | 120
2019-04-18 02:30 | 132 | 114
2019-04-18 03:00 | 130 | 112
2019-04-18 03:30 | 128 | 109
2019-04-18 04:00 | 125 | 106
2019-04-18 04:30 | 143 | 124
2019-04-18 05:00 | 146 | 128
2019-04-18 05:30 | 141 | 125
2019-04-18 06:00 | 164 | 149
2019-04-18 06:30 | 182 | 170
2019-04-18 07:00 | 192 | 182
2019-04-18 07:30 | 179 | 165
2019-04-18 08:00 | 136 | 115
2019-04-18 08:30 | 77 | 45
2019-04-18 09:00 | 65 | 19
2019-04-18 09:30 | 58 | 4
2019-04-18 10:00 | 59 | 24
2019-04-18 10:30 | 77 | 58
2019-04-18 11:00 | 109 | 100
2019-04-18 11:30 | 85 | 71
2019-04-18 12:00 | 78 | 59
2019-04-18 12:30 | 69 | 42
2019-04-18 13:00 | 63 | 27
2019-04-18 13:30 | 63 | 22
2019-04-18 14:00 | 73 | 29
2019-04-18 14:30 | 66 | 7
2019-04-18 15:00 | 85 | 63
2019-04-18 15:30 | 62 | 11
2019-04-18 16:00 | 69 | 20
2019-04-18 16:30 | 90 | 55
2019-04-18 17:00 | 118 | 92
2019-04-18 17:30 | 130 | 102
2019-04-18 18:00 | 147 | 116
2019-04-18 18:30 | 157 | 123
2019-04-18 19:00 | 167 | 135
2019-04-18 19:30 | 164 | 144
2019-04-18 20:00 | 161 | 141
2019-04-18 20:30 | 150 | 128
2019-04-18 21:00 | 129 | 103
2019-04-18 21:30 | 167 | 143
2019-04-18 22:00 | 187 | 163
2019-04-18 22:30 | 196 | 178
2019-04-18 23:00 | 240 | 228
2019-04-18 23:30 | 227 | 215
2019-04-19 | 221 | 208
2019-04-19 00:30 | 227 | 213
2019-04-19 01:00 | 206 | 189
2019-04-19 01:30 | 186 | 169
2019-04-19 02:00 | 169 | 150
2019-04-19 02:30 | 176 | 155
2019-04-19 03:00 | 188 | 166
2019-04-19 03:30 | 190 | 167
2019-04-19 04:00 | 177 | 153
2019-04-19 04:30 | 176 | 152
2019-04-19 05:00 | 185 | 161
2019-04-19 05:30 | 210 | 188
2019-04-19 06:00 | 216 | 195
2019-04-19 06:30 | 201 | 180
2019-04-19 07:00 | 210 | 191
2019-04-19 07:30 | 190 | 171
2019-04-19 08:00 | 145 | 120
2019-04-19 08:30 | 127 | 99
2019-04-19 09:00 | 69 | 9
2019-04-19 09:30 | 71 | 28
2019-04-19 10:00 | 72 | 26
2019-04-19 10:30 | 73 | 36
2019-04-19 11:00 | 71 | 32
2019-04-19 11:30 | 70 | 6
2019-04-19 12:00 | 86 | 41
2019-04-19 12:30 | 73 | 8
2019-04-19 13:00 | 89 | 46
2019-04-19 13:30 | 76 | 24
2019-04-19 14:00 | 79 | 38
2019-04-19 14:30 | 83 | 43
2019-04-19 15:00 | 104 | 78
2019-04-19 15:30 | 154 | 134
2019-04-19 16:00 | 190 | 173
2019-04-19 16:30 | 206 | 190
2019-04-19 17:00 | 222 | 206
2019-04-19 17:30 | 275 | 262
2019-04-19 18:00 | 300 | 288
2019-04-19 18:30 | 319 | 311
2019-04-19 19:00 | 330 | 324
2019-04-19 19:30 | 305 | 298
2019-04-19 20:00 | 289 | 282
2019-04-19 20:30 | 268 | 260
2019-04-19 21:00 | 250 | 241
2019-04-19 21:30 | 235 | 226
2019-04-19 22:00 | 217 | 207
2019-04-19 22:30 | 210 | 199
2019-04-19 23:00 | 187 | 173
2019-04-19 23:30 | 174 | 158
2019-04-20 | 180 | 163
2019-04-20 00:30 | 178 | 160
2019-04-20 01:00 | 154 | 135
2019-04-20 01:30 | 137 | 115
2019-04-20 02:00 | 135 | 107
2019-04-20 02:30 | 137 | 109
2019-04-20 03:00 | 146 | 118
2019-04-20 03:30 | 136 | 105
2019-04-20 04:00 | 120 | 88
2019-04-20 04:30 | 133 | 101
2019-04-20 05:00 | 145 | 114
2019-04-20 05:30 | 141 | 110
2019-04-20 06:00 | 148 | 117
2019-04-20 06:30 | 155 | 126
2019-04-20 07:00 | 156 | 130
2019-04-20 07:30 | 115 | 81
2019-04-20 08:00 | 76 | 16
2019-04-20 08:30 | 76 | 34
2019-04-20 09:00 | 87 | 59
2019-04-20 09:30 | 93 | 69
2019-04-20 10:00 | 98 | 76
2019-04-20 10:30 | 106 | 88
2019-04-20 11:00 | 113 | 97
2019-04-20 11:30 | 100 | 80
2019-04-20 12:00 | 85 | 57
2019-04-20 12:30 | 76 | 35
2019-04-20 13:00 | 75 | 35
2019-04-20 13:30 | 71 | 17
2019-04-20 14:00 | 74 | 9
2019-04-20 14:30 | 80 | 28
2019-04-20 15:00 | 83 | 34
2019-04-20 15:30 | 95 | 52
2019-04-20 16:00 | 127 | 97
2019-04-20 16:30 | 158 | 132
2019-04-20 17:00 | 212 | 193
2019-04-20 17:30 | 286 | 271
2019-04-20 18:00 | 347 | 335
2019-04-20 18:30 | 369 | 359
2019-04-20 19:00 | 381 | 371
2019-04-20 19:30 | 363 | 353
2019-04-20 20:00 | 343 | 333
2019-04-20 20:30 | 324 | 313
2019-04-20 21:00 | 306 | 297
2019-04-20 21:30 | 291 | 282
2019-04-20 22:00 | 272 | 262
2019-04-20 22:30 | 259 | 248
2019-04-20 23:00 | 245 | 233
2019-04-20 23:30 | 221 | 209
2019-04-21 | 196 | 181
2019-04-21 00:30 | 187 | 172
2019-04-21 01:00 | 177 | 160
2019-04-21 01:30 | 151 | 133
2019-04-21 02:00 | 135 | 115
2019-04-21 02:30 | 137 | 115
2019-04-21 03:00 | 135 | 112
2019-04-21 03:30 | 132 | 109
2019-04-21 04:00 | 133 | 108
2019-04-21 04:30 | 115 | 90
2019-04-21 05:00 | 113 | 88
2019-04-21 05:30 | 121 | 97
2019-04-21 06:00 | 125 | 101
2019-04-21 06:30 | 123 | 100
2019-04-21 07:00 | 110 | 93
2019-04-21 07:30 | 80 | 62
2019-04-21 08:00 | 52 | 20
2019-04-21 08:30 | 53 | 18
2019-04-21 09:00 | 49 | 16
2019-04-21 09:30 | 59 | 41
2019-04-21 10:00 | 55 | 37
2019-04-21 10:30 | 78 | 69
2019-04-21 11:00 | 85 | 77
2019-04-21 11:30 | 76 | 66
2019-04-21 12:00 | 56 | 37
2019-04-21 12:30 | 57 | 37
2019-04-21 13:00 | 54 | 33
2019-04-21 13:30 | 49 | 17
2019-04-21 14:00 | 51 | 15
2019-04-21 14:30 | 51 | 7
2019-04-21 15:00 | 86 | 67
2019-04-21 15:30 | 65 | 38
2019-04-21 16:00 | 92 | 72
2019-04-21 16:30 | 123 | 109
2019-04-21 17:00 | 207 | 198
2019-04-21 17:30 | 256 | 248
2019-04-21 18:00 | 269 | 262
2019-04-21 18:30 | 286 | 280
2019-04-21 19:00 | 307 | 302
2019-04-21 19:30 | 299 | 294
2019-04-21 20:00 | 276 | 271
2019-04-21 20:30 | 254 | 248
2019-04-21 21:00 | 260 | 253
2019-04-21 21:30 | 265 | 258
2019-04-21 22:00 | 242 | 234
2019-04-21 22:30 | 211 | 201
2019-04-21 23:00 | 209 | 198
2019-04-21 23:30 | 200 | 187
2019-04-22 | 199 | 185
2019-04-22 00:30 | 208 | 193
2019-04-22 01:00 | 198 | 183
2019-04-22 01:30 | 190 | 174
2019-04-22 02:00 | 176 | 159
2019-04-22 02:30 | 178 | 162
2019-04-22 03:00 | 163 | 145
2019-04-22 03:30 | 159 | 141
2019-04-22 04:00 | 174 | 156
2019-04-22 04:30 | 160 | 142
2019-04-22 05:00 | 164 | 146
2019-04-22 05:30 | 173 | 156
2019-04-22 06:00 | 178 | 160
2019-04-22 06:30 | 189 | 173
2019-04-22 07:00 | 189 | 178
2019-04-22 07:30 | 150 | 137
2019-04-22 08:00 | 99 | 81
2019-04-22 08:30 | 83 | 58
2019-04-22 09:00 | 71 | 40
2019-04-22 09:30 | 59 | 21
2019-04-22 10:00 | 55 | 16
2019-04-22 10:30 | 50 | 7
2019-04-22 11:00 | 51 | 14
2019-04-22 11:30 | 53 | 20
2019-04-22 12:00 | 67 | 44
2019-04-22 12:30 | 74 | 53
2019-04-22 13:00 | 95 | 78
2019-04-22 13:30 | 121 | 108
2019-04-22 14:00 | 144 | 133
2019-04-22 14:30 | 118 | 105
2019-04-22 15:00 | 121 | 107
2019-04-22 15:30 | 122 | 107
2019-04-22 16:00 | 160 | 149
2019-04-22 16:30 | 223 | 214
2019-04-22 17:00 | 239 | 231
2019-04-22 17:30 | 301 | 293
2019-04-22 18:00 | 362 | 354
2019-04-22 18:30 | 385 | 378
2019-04-22 19:00 | 394 | 387
2019-04-22 19:30 | 400 | 397
2019-04-22 20:00 | 380 | 377
2019-04-22 20:30 | 349 | 347
2019-04-22 21:00 | 318 | 314
2019-04-22 21:30 | 289 | 285
2019-04-22 22:00 | 276 | 270
2019-04-22 22:30 | 266 | 258
2019-04-22 23:00 | 244 | 234
2019-04-22 23:30 | 201 | 190
2019-04-23 | 189 | 177
2019-04-23 00:30 | 212 | 198
2019-04-23 01:00 | 199 | 184
2019-04-23 01:30 | 200 | 184
2019-04-23 02:00 | 176 | 160
2019-04-23 02:30 | 179 | 162
2019-04-23 03:00 | 183 | 165
2019-04-23 03:30 | 186 | 168
2019-04-23 04:00 | 188 | 170
2019-04-23 04:30 | 180 | 162
2019-04-23 05:00 | 203 | 186
2019-04-23 05:30 | 206 | 190
2019-04-23 06:00 | 222 | 208
2019-04-23 06:30 | 258 | 247
2019-04-23 07:00 | 274 | 266
2019-04-23 07:30 | 263 | 255
2019-04-23 08:00 | 262 | 255
2019-04-23 08:30 | 261 | 254
2019-04-23 09:00 | 249 | 244
2019-04-23 09:30 | 237 | 234
2019-04-23 10:00 | 213 | 211
2019-04-23 10:30 | 180 | 178
2019-04-23 11:00 | 184 | 182
2019-04-23 11:30 | 163 | 161
2019-04-23 12:00 | 195 | 193
2019-04-23 12:30 | 187 | 185
2019-04-23 13:00 | 183 | 181
2019-04-23 13:30 | 173 | 172
2019-04-23 14:00 | 207 | 205
2019-04-23 14:30 | 239 | 237
2019-04-23 15:00 | 244 | 242
2019-04-23 15:30 | 177 | 175
2019-04-23 16:00 | 156 | 155
2019-04-23 16:30 | 157 | 154
2019-04-23 17:00 | 173 | 170
2019-04-23 17:30 | 185 | 182
2019-04-23 18:00 | 227 | 222
2019-04-23 18:30 | 251 | 245
2019-04-23 19:00 | 261 | 256
2019-04-23 19:30 | 242 | 235
2019-04-23 20:00 | 226 | 218
2019-04-23 20:30 | 217 | 214
2019-04-23 21:00 | 203 | 198
2019-04-23 21:30 | 186 | 180
2019-04-23 22:00 | 169 | 162
2019-04-23 22:30 | 147 | 138
2019-04-23 23:00 | 230 | 220
2019-04-23 23:30 | 247 | 234
2019-04-24 | 230 | 216
2019-04-24 00:30 | 236 | 222
2019-04-24 01:00 | 203 | 187
2019-04-24 01:30 | 210 | 194
2019-04-24 02:00 | 224 | 207
2019-04-24 02:30 | 236 | 218
2019-04-24 03:00 | 233 | 216
2019-04-24 03:30 | 229 | 210
2019-04-24 04:00 | 229 | 210
2019-04-24 04:30 | 231 | 213
2019-04-24 05:00 | 235 | 218
2019-04-24 05:30 | 257 | 241
2019-04-24 06:00 | 267 | 253
2019-04-24 06:30 | 305 | 294
2019-04-24 07:00 | 325 | 316
2019-04-24 07:30 | 342 | 334
2019-04-24 08:00 | 341 | 333
2019-04-24 08:30 | 317 | 309
2019-04-24 09:00 | 284 | 275
2019-04-24 09:30 | 267 | 259
2019-04-24 10:00 | 258 | 250
2019-04-24 10:30 | 237 | 229
2019-04-24 11:00 | 227 | 221
2019-04-24 11:30 | 227 | 219
2019-04-24 12:00 | 230 | 222
2019-04-24 12:30 | 222 | 213
2019-04-24 13:00 | 236 | 228
2019-04-24 13:30 | 192 | 183
2019-04-24 14:00 | 174 | 162
2019-04-24 14:30 | 152 | 141
2019-04-24 15:00 | 172 | 162
2019-04-24 15:30 | 176 | 165
2019-04-24 16:00 | 213 | 201
2019-04-24 16:30 | 202 | 186
2019-04-24 17:00 | 214 | 199
2019-04-24 17:30 | 222 | 212
2019-04-24 18:00 | 257 | 248
2019-04-24 18:30 | 285 | 274
2019-04-24 19:00 | 294 | 285
2019-04-24 19:30 | 286 | 275
2019-04-24 20:00 | 274 | 262
2019-04-24 20:30 | 285 | 277
2019-04-24 21:00 | 270 | 262
2019-04-24 21:30 | 252 | 244
2019-04-24 22:00 | 241 | 232
2019-04-24 22:30 | 229 | 220
2019-04-24 23:00 | 318 | 309
2019-04-24 23:30 | 332 | 321
2019-04-25 | 321 | 310
2019-04-25 00:30 | 324 | 312
2019-04-25 01:00 | 303 | 289
2019-04-25 01:30 | 288 | 274
2019-04-25 02:00 | 275 | 260
2019-04-25 02:30 | 268 | 253
2019-04-25 03:00 | 267 | 252
2019-04-25 03:30 | 263 | 248
2019-04-25 04:00 | 263 | 248
2019-04-25 04:30 | 265 | 250
2019-04-25 05:00 | 276 | 262
2019-04-25 05:30 | 285 | 270
2019-04-25 06:00 | 283 | 269
2019-04-25 06:30 | 287 | 274
2019-04-25 07:00 | 292 | 281
2019-04-25 07:30 | 291 | 280
2019-04-25 08:00 | 273 | 264
2019-04-25 08:30 | 247 | 238
2019-04-25 09:00 | 232 | 221
2019-04-25 09:30 | 214 | 203
2019-04-25 10:00 | 194 | 182
2019-04-25 10:30 | 173 | 161
2019-04-25 11:00 | 133 | 116
2019-04-25 11:30 | 117 | 98
2019-04-25 12:00 | 135 | 119
2019-04-25 12:30 | 151 | 137
2019-04-25 13:00 | 132 | 116
2019-04-25 13:30 | 126 | 109
2019-04-25 14:00 | 89 | 67
2019-04-25 14:30 | 106 | 86
2019-04-25 15:00 | 131 | 111
2019-04-25 15:30 | 153 | 137
2019-04-25 16:00 | 169 | 157
2019-04-25 16:30 | 229 | 218
2019-04-25 17:00 | 273 | 264
2019-04-25 17:30 | 329 | 321
2019-04-25 18:00 | 366 | 359
2019-04-25 18:30 | 388 | 381
2019-04-25 19:00 | 410 | 403
2019-04-25 19:30 | 402 | 394
2019-04-25 20:00 | 383 | 376
2019-04-25 20:30 | 398 | 394
2019-04-25 21:00 | 386 | 382
2019-04-25 21:30 | 372 | 367
2019-04-25 22:00 | 350 | 344
2019-04-25 22:30 | 321 | 314
2019-04-25 23:00 | 292 | 285
2019-04-25 23:30 | 275 | 265
2019-04-26 | 259 | 249
2019-04-26 00:30 | 261 | 250
2019-04-26 01:00 | 247 | 236
2019-04-26 01:30 | 242 | 229
2019-04-26 02:00 | 246 | 233
2019-04-26 02:30 | 230 | 216
2019-04-26 03:00 | 226 | 212
2019-04-26 03:30 | 227 | 213
2019-04-26 04:00 | 235 | 221
2019-04-26 04:30 | 240 | 226
2019-04-26 05:00 | 253 | 239
2019-04-26 05:30 | 260 | 248
2019-04-26 06:00 | 261 | 250
2019-04-26 06:30 | 285 | 276
2019-04-26 07:00 | 287 | 281
2019-04-26 07:30 | 298 | 292
2019-04-26 08:00 | 270 | 263
2019-04-26 08:30 | 242 | 235
2019-04-26 09:00 | 201 | 192
2019-04-26 09:30 | 159 | 148
2019-04-26 10:00 | 141 | 129
2019-04-26 10:30 | 142 | 130
2019-04-26 11:00 | 154 | 143
2019-04-26 11:30 | 161 | 150
2019-04-26 12:00 | 169 | 159
2019-04-26 12:30 | 196 | 187
2019-04-26 13:00 | 187 | 178
2019-04-26 13:30 | 197 | 188
2019-04-26 14:00 | 150 | 140
2019-04-26 14:30 | 168 | 159
2019-04-26 15:00 | 175 | 166
2019-04-26 15:30 | 150 | 140
2019-04-26 16:00 | 146 | 136
2019-04-26 16:30 | 161 | 151
2019-04-26 17:00 | 206 | 197
2019-04-26 17:30 | 229 | 220
2019-04-26 18:00 | 246 | 234
2019-04-26 18:30 | 259 | 243
2019-04-26 19:00 | 263 | 248
2019-04-26 19:30 | 263 | 250
2019-04-26 20:00 | 258 | 249
2019-04-26 20:30 | 231 | 220
2019-04-26 21:00 | 219 | 208
2019-04-26 21:30 | 194 | 185
2019-04-26 22:00 | 191 | 181
2019-04-26 22:30 | 185 | 174
2019-04-26 23:00 | 273 | 264
2019-04-26 23:30 | 288 | 278
2019-04-27 | 282 | 266
2019-04-27 00:30 | 271 | 254
2019-04-27 01:00 | 249 | 231
2019-04-27 01:30 | 241 | 221
2019-04-27 02:00 | 227 | 206
2019-04-27 02:30 | 218 | 196
2019-04-27 03:00 | 215 | 193
2019-04-27 03:30 | 214 | 191
2019-04-27 04:00 | 209 | 186
2019-04-27 04:30 | 216 | 193
2019-04-27 05:00 | 212 | 189
2019-04-27 05:30 | 211 | 190
2019-04-27 06:00 | 219 | 198
2019-04-27 06:30 | 221 | 200
2019-04-27 07:00 | 238 | 214
2019-04-27 07:30 | 216 | 188
2019-04-27 08:00 | 189 | 158
2019-04-27 08:30 | 162 | 127
2019-04-27 09:00 | 123 | 76
2019-04-27 09:30 | 107 | 52
2019-04-27 10:00 | 124 | 79
2019-04-27 10:30 | 129 | 87
2019-04-27 11:00 | 119 | 77
2019-04-27 11:30 | 131 | 93
2019-04-27 12:00 | 114 | 70
2019-04-27 12:30 | 107 | 56
2019-04-27 13:00 | 129 | 87
2019-04-27 13:30 | 125 | 82
2019-04-27 14:00 | 155 | 121
2019-04-27 14:30 | 173 | 141
2019-04-27 15:00 | 165 | 132
2019-04-27 15:30 | 132 | 92
2019-04-27 16:00 | 127 | 88
2019-04-27 16:30 | 87 | 16
2019-04-27 17:00 | 106 | 57
2019-04-27 17:30 | 120 | 81
2019-04-27 18:00 | 131 | 99
2019-04-27 18:30 | 147 | 125
2019-04-27 19:00 | 145 | 125
2019-04-27 19:30 | 257 | 251
2019-04-27 20:00 | 288 | 274
2019-04-27 20:30 | 282 | 265
2019-04-27 21:00 | 280 | 260
2019-04-27 21:30 | 248 | 225
2019-04-27 22:00 | 228 | 199
2019-04-27 22:30 | 221 | 188
2019-04-27 23:00 | 210 | 174
2019-04-27 23:30 | 198 | 157
2019-04-28 | 195 | 153
2019-04-28 00:30 | 206 | 161
2019-04-28 01:00 | 203 | 156
2019-04-28 01:30 | 199 | 150
2019-04-28 02:00 | 184 | 151
2019-04-28 02:30 | 165 | 142
2019-04-28 03:00 | 161 | 137
2019-04-28 03:30 | 147 | 122
2019-04-28 04:00 | 146 | 120
2019-04-28 04:30 | 157 | 131
2019-04-28 05:00 | 187 | 162
2019-04-28 05:30 | 195 | 170
2019-04-28 06:00 | 195 | 170
2019-04-28 06:30 | 203 | 179
2019-04-28 07:00 | 210 | 181
2019-04-28 07:30 | 193 | 160
2019-04-28 08:00 | 132 | 87
2019-04-28 08:30 | 108 | 44
2019-04-28 09:00 | 109 | 52
2019-04-28 09:30 | 97 | 18
2019-04-28 10:00 | 96 | 8
2019-04-28 10:30 | 93 | 5
2019-04-28 11:00 | 97 | 10
2019-04-28 11:30 | 90 | 4
2019-04-28 12:00 | 88 | 1
2019-04-28 12:30 | 88 | 13
2019-04-28 13:00 | 112 | 65
2019-04-28 13:30 | 89 | 27
2019-04-28 14:00 | 84 | 11
2019-04-28 14:30 | 100 | 47
2019-04-28 15:00 | 98 | 41
2019-04-28 15:30 | 145 | 114
2019-04-28 16:00 | 212 | 190
2019-04-28 16:30 | 228 | 205
2019-04-28 17:00 | 233 | 212
2019-04-28 17:30 | 316 | 297
2019-04-28 18:00 | 347 | 333
2019-04-28 18:30 | 336 | 310
2019-04-28 19:00 | 311 | 285
2019-04-28 19:30 | 296 | 268
2019-04-28 20:00 | 289 | 261
2019-04-28 20:30 | 312 | 289
2019-04-28 21:00 | 307 | 283
2019-04-28 21:30 | 276 | 249
2019-04-28 22:00 | 258 | 227
2019-04-28 22:30 | 240 | 205
2019-04-28 23:00 | 207 | 186
2019-04-28 23:30 | 197 | 180
2019-04-29 | 185 | 166
2019-04-29 00:30 | 193 | 174
2019-04-29 01:00 | 167 | 146
2019-04-29 01:30 | 154 | 131
2019-04-29 02:00 | 146 | 122
2019-04-29 02:30 | 145 | 120
2019-04-29 03:00 | 139 | 113
2019-04-29 03:30 | 133 | 107
2019-04-29 04:00 | 144 | 118
2019-04-29 04:30 | 153 | 128
2019-04-29 05:00 | 165 | 140
2019-04-29 05:30 | 178 | 156
2019-04-29 06:00 | 185 | 166
2019-04-29 06:30 | 197 | 183
2019-04-29 07:00 | 206 | 190
2019-04-29 07:30 | 178 | 158
2019-04-29 08:00 | 111 | 77
2019-04-29 08:30 | 76 | 15
2019-04-29 09:00 | 70 | 12
2019-04-29 09:30 | 78 | 47
2019-04-29 10:00 | 79 | 58
2019-04-29 10:30 | 79 | 69
2019-04-29 11:00 | 117 | 112
2019-04-29 11:30 | 102 | 95
2019-04-29 12:00 | 97 | 90
2019-04-29 12:30 | 92 | 84
2019-04-29 13:00 | 103 | 97
2019-04-29 13:30 | 129 | 126
2019-04-29 14:00 | 117 | 113
2019-04-29 14:30 | 117 | 112
2019-04-29 15:00 | 123 | 119
2019-04-29 15:30 | 97 | 91
2019-04-29 16:00 | 51 | 21
2019-04-29 16:30 | 57 | 5
2019-04-29 17:00 | 88 | 58
2019-04-29 17:30 | 129 | 106
2019-04-29 18:00 | 127 | 102
2019-04-29 18:30 | 158 | 138
2019-04-29 19:00 | 167 | 148
2019-04-29 19:30 | 135 | 113
2019-04-29 20:00 | 115 | 89
2019-04-29 20:30 | 110 | 93
2019-04-29 21:00 | 86 | 65
2019-04-29 21:30 | 90 | 67
2019-04-29 22:00 | 78 | 49
2019-04-29 22:30 | 56 | 10
2019-04-29 23:00 | 77 | 45
2019-04-29 23:30 | 112 | 90
2019-04-30 | 163 | 140
2019-04-30 00:30 | 174 | 150
2019-04-30 01:00 | 157 | 131
2019-04-30 01:30 | 145 | 117
2019-04-30 02:00 | 141 | 112
2019-04-30 02:30 | 134 | 104
2019-04-30 03:00 | 136 | 105
2019-04-30 03:30 | 140 | 108
2019-04-30 04:00 | 143 | 112
2019-04-30 04:30 | 140 | 110
2019-04-30 05:00 | 155 | 126
2019-04-30 05:30 | 167 | 141
2019-04-30 06:00 | 185 | 163
2019-04-30 06:30 | 199 | 183
2019-04-30 07:00 | 221 | 205
2019-04-30 07:30 | 252 | 235
2019-04-30 08:00 | 246 | 227
2019-04-30 08:30 | 271 | 253
2019-04-30 09:00 | 293 | 276
2019-04-30 09:30 | 246 | 227
2019-04-30 10:00 | 236 | 217
2019-04-30 10:30 | 238 | 217
2019-04-30 11:00 | 235 | 213
2019-04-30 11:30 | 212 | 187
2019-04-30 12:00 | 185 | 158
2019-04-30 12:30 | 195 | 170
2019-04-30 13:00 | 182 | 155
2019-04-30 13:30 | 223 | 200
2019-04-30 14:00 | 229 | 206
2019-04-30 14:30 | 235 | 214
2019-04-30 15:00 | 243 | 220
2019-04-30 15:30 | 252 | 232
2019-04-30 16:00 | 266 | 246
2019-04-30 16:30 | 265 | 244
2019-04-30 17:00 | 288 | 266
2019-04-30 17:30 | 289 | 267
2019-04-30 18:00 | 316 | 293
2019-04-30 18:30 | 310 | 293
2019-04-30 19:00 | 336 | 320
2019-04-30 19:30 | 323 | 307
2019-04-30 20:00 | 269 | 252
2019-04-30 20:30 | 248 | 228
2019-04-30 21:00 | 276 | 255
2019-04-30 21:30 | 267 | 244
2019-04-30 22:00 | 262 | 236
2019-04-30 22:30 | 273 | 246
2019-04-30 23:00 | 246 | 217
2019-04-30 23:30 | 229 | 194
2019-05-01 | 208 | 172
2019-05-01 00:30 | 230 | 206
2019-05-01 01:00 | 220 | 196
2019-05-01 01:30 | 222 | 197
2019-05-01 02:00 | 240 | 216
2019-05-01 02:30 | 252 | 227
2019-05-01 03:00 | 247 | 221
2019-05-01 03:30 | 243 | 217
2019-05-01 04:00 | 234 | 209
2019-05-01 04:30 | 228 | 205
2019-05-01 05:00 | 235 | 212
2019-05-01 05:30 | 243 | 223
2019-05-01 06:00 | 241 | 222
2019-05-01 06:30 | 261 | 238
2019-05-01 07:00 | 241 | 217
2019-05-01 07:30 | 243 | 219
2019-05-01 08:00 | 227 | 202
2019-05-01 08:30 | 158 | 121
2019-05-01 09:00 | 146 | 107
2019-05-01 09:30 | 135 | 95
2019-05-01 10:00 | 121 | 76
2019-05-01 10:30 | 118 | 70
2019-05-01 11:00 | 110 | 57
2019-05-01 11:30 | 102 | 44
2019-05-01 12:00 | 100 | 40
2019-05-01 12:30 | 93 | 24
2019-05-01 13:00 | 87 | 7
2019-05-01 13:30 | 98 | 34
2019-05-01 14:00 | 93 | 12
2019-05-01 14:30 | 92 | 43
2019-05-01 15:00 | 84 | 8
2019-05-01 15:30 | 84 | 1
2019-05-01 16:00 | 91 | 20
2019-05-01 16:30 | 105 | 46
2019-05-01 17:00 | 126 | 75
2019-05-01 17:30 | 150 | 108
2019-05-01 18:00 | 160 | 123
2019-05-01 18:30 | 128 | 94
2019-05-01 19:00 | 117 | 83
2019-05-01 19:30 | 112 | 77
2019-05-01 20:00 | 101 | 62
2019-05-01 20:30 | 144 | 110
2019-05-01 21:00 | 183 | 151
2019-05-01 21:30 | 166 | 130
2019-05-01 22:00 | 155 | 113
2019-05-01 22:30 | 149 | 99
2019-05-01 23:00 | 186 | 141
2019-05-01 23:30 | 219 | 183
2019-05-02 | 279 | 251
2019-05-02 00:30 | 289 | 261
2019-05-02 01:00 | 272 | 242
2019-05-02 01:30 | 258 | 225
2019-05-02 02:00 | 254 | 219
2019-05-02 02:30 | 267 | 246
2019-05-02 03:00 | 264 | 245
2019-05-02 03:30 | 260 | 239
2019-05-02 04:00 | 260 | 240
2019-05-02 04:30 | 265 | 246
2019-05-02 05:00 | 267 | 248
2019-05-02 05:30 | 278 | 261
2019-05-02 06:00 | 288 | 273
2019-05-02 06:30 | 286 | 267
2019-05-02 07:00 | 285 | 262
2019-05-02 07:30 | 259 | 236
2019-05-02 08:00 | 234 | 209
2019-05-02 08:30 | 181 | 152
2019-05-02 09:00 | 117 | 71
2019-05-02 09:30 | 91 | 22
2019-05-02 10:00 | 93 | 2
2019-05-02 10:30 | 122 | 93
2019-05-02 11:00 | 151 | 133
2019-05-02 11:30 | 145 | 127
2019-05-02 12:00 | 129 | 105
2019-05-02 12:30 | 153 | 134
2019-05-02 13:00 | 158 | 141
2019-05-02 13:30 | 158 | 141
2019-05-02 14:00 | 157 | 144
2019-05-02 14:30 | 134 | 118
2019-05-02 15:00 | 122 | 98
2019-05-02 15:30 | 99 | 62
2019-05-02 16:00 | 82 | 5
2019-05-02 16:30 | 99 | 47
2019-05-02 17:00 | 133 | 91
2019-05-02 17:30 | 160 | 124
2019-05-02 18:00 | 182 | 147
2019-05-02 18:30 | 194 | 165
2019-05-02 19:00 | 207 | 179
2019-05-02 19:30 | 185 | 153
2019-05-02 20:00 | 163 | 127
2019-05-02 20:30 | 154 | 113
2019-05-02 21:00 | 142 | 95
2019-05-02 21:30 | 130 | 75
2019-05-02 22:00 | 119 | 54
2019-05-02 22:30 | 115 | 46
2019-05-02 23:00 | 102 | 6
2019-05-02 23:30 | 92 | 29
2019-05-03 | 76 | 22
2019-05-03 00:30 | 80 | 26
2019-05-03 01:00 | 78 | 22
2019-05-03 01:30 | 113 | 74
2019-05-03 02:00 | 110 | 70
2019-05-03 02:30 | 118 | 79
2019-05-03 03:00 | 119 | 80
2019-05-03 03:30 | 122 | 84
2019-05-03 04:00 | 137 | 101
2019-05-03 04:30 | 148 | 115
2019-05-03 05:00 | 152 | 120
2019-05-03 05:30 | 153 | 122
2019-05-03 06:00 | 149 | 119
2019-05-03 06:30 | 86 | 42
2019-05-03 07:00 | 93 | 30
2019-05-03 07:30 | 85 | 13
2019-05-03 08:00 | 80 | 4
2019-05-03 08:30 | 85 | 44
2019-05-03 09:00 | 111 | 90
2019-05-03 09:30 | 121 | 104
2019-05-03 10:00 | 148 | 136
2019-05-03 10:30 | 152 | 140
2019-05-03 11:00 | 160 | 150
2019-05-03 11:30 | 133 | 119
2019-05-03 12:00 | 153 | 143
2019-05-03 12:30 | 111 | 92
2019-05-03 13:00 | 107 | 86
2019-05-03 13:30 | 129 | 113
2019-05-03 14:00 | 143 | 131
2019-05-03 14:30 | 153 | 142
2019-05-03 15:00 | 117 | 101
2019-05-03 15:30 | 121 | 105
2019-05-03 16:00 | 104 | 85
2019-05-03 16:30 | 78 | 9
2019-05-03 17:00 | 100 | 48
2019-05-03 17:30 | 111 | 63
2019-05-03 18:00 | 140 | 102
2019-05-03 18:30 | 136 | 106
2019-05-03 19:00 | 142 | 112
2019-05-03 19:30 | 133 | 99
2019-05-03 20:00 | 110 | 69
2019-05-03 20:30 | 114 | 72
2019-05-03 21:00 | 123 | 93
2019-05-03 21:30 | 141 | 125
2019-05-03 22:00 | 140 | 124
2019-05-03 22:30 | 130 | 111
2019-05-03 23:00 | 158 | 139
2019-05-03 23:30 | 197 | 181
2019-05-04 | 252 | 236
2019-05-04 00:30 | 235 | 219
2019-05-04 01:00 | 204 | 183
2019-05-04 01:30 | 190 | 165
2019-05-04 02:00 | 189 | 163
2019-05-04 02:30 | 209 | 183
2019-05-04 03:00 | 205 | 178
2019-05-04 03:30 | 244 | 218
2019-05-04 04:00 | 236 | 209
2019-05-04 04:30 | 231 | 204
2019-05-04 05:00 | 214 | 186
2019-05-04 05:30 | 216 | 189
2019-05-04 06:00 | 251 | 226
2019-05-04 06:30 | 275 | 251
2019-05-04 07:00 | 248 | 224
2019-05-04 07:30 | 233 | 207
2019-05-04 08:00 | 208 | 177
2019-05-04 08:30 | 212 | 185
2019-05-04 09:00 | 163 | 128
2019-05-04 09:30 | 126 | 83
2019-05-04 10:00 | 107 | 56
2019-05-04 10:30 | 95 | 36
2019-05-04 11:00 | 89 | 37
2019-05-04 11:30 | 101 | 53
2019-05-04 12:00 | 98 | 46
2019-05-04 12:30 | 95 | 43
2019-05-04 13:00 | 100 | 49
2019-05-04 13:30 | 110 | 65
2019-05-04 14:00 | 123 | 79
2019-05-04 14:30 | 144 | 104
2019-05-04 15:00 | 116 | 63
2019-05-04 15:30 | 161 | 125
2019-05-04 16:00 | 206 | 179
2019-05-04 16:30 | 178 | 147
2019-05-04 17:00 | 156 | 123
2019-05-04 17:30 | 187 | 159
2019-05-04 18:00 | 210 | 183
2019-05-04 18:30 | 218 | 196
2019-05-04 19:00 | 219 | 197
2019-05-04 19:30 | 207 | 183
2019-05-04 20:00 | 189 | 163
2019-05-04 20:30 | 173 | 144
2019-05-04 21:00 | 155 | 122
2019-05-04 21:30 | 161 | 141
2019-05-04 22:00 | 174 | 161
2019-05-04 22:30 | 144 | 128
2019-05-04 23:00 | 117 | 99
2019-05-04 23:30 | 141 | 123
2019-05-05 | 172 | 154
2019-05-05 00:30 | 215 | 198
2019-05-05 01:00 | 192 | 173
2019-05-05 01:30 | 184 | 160
2019-05-05 02:00 | 168 | 142
2019-05-05 02:30 | 193 | 167
2019-05-05 03:00 | 202 | 175
2019-05-05 03:30 | 215 | 189
2019-05-05 04:00 | 225 | 198
2019-05-05 04:30 | 281 | 255
2019-05-05 05:00 | 223 | 196
2019-05-05 05:30 | 215 | 188
2019-05-05 06:00 | 233 | 207
2019-05-05 06:30 | 223 | 198
2019-05-05 07:00 | 199 | 171
2019-05-05 07:30 | 169 | 137
2019-05-05 08:00 | 131 | 88
2019-05-05 08:30 | 106 | 48
2019-05-05 09:00 | 92 | 19
2019-05-05 09:30 | 90 | 6
2019-05-05 10:00 | 88 | 11
2019-05-05 10:30 | 87 | 11
2019-05-05 11:00 | 88 | 14
2019-05-05 11:30 | 87 | 15
2019-05-05 12:00 | 88 | 9
2019-05-05 12:30 | 92 | 11
2019-05-05 13:00 | 94 | 27
2019-05-05 13:30 | 109 | 58
2019-05-05 14:00 | 127 | 83
2019-05-05 14:30 | 122 | 74
2019-05-05 15:00 | 119 | 71
2019-05-05 15:30 | 123 | 74
2019-05-05 16:00 | 144 | 104
2019-05-05 16:30 | 139 | 96
2019-05-05 17:00 | 186 | 153
2019-05-05 17:30 | 219 | 190
2019-05-05 18:00 | 187 | 153
2019-05-05 18:30 | 195 | 166
2019-05-05 19:00 | 197 | 168
2019-05-05 19:30 | 173 | 139
2019-05-05 20:00 | 142 | 101
2019-05-05 20:30 | 144 | 121
2019-05-05 21:00 | 139 | 120
2019-05-05 21:30 | 131 | 114
2019-05-05 22:00 | 125 | 106
2019-05-05 22:30 | 159 | 141
2019-05-05 23:00 | 201 | 185
2019-05-05 23:30 | 184 | 168
2019-05-06 | 183 | 164
2019-05-06 00:30 | 196 | 176
2019-05-06 01:00 | 183 | 163
2019-05-06 01:30 | 198 | 177
2019-05-06 02:00 | 202 | 180
2019-05-06 02:30 | 202 | 180
2019-05-06 03:00 | 221 | 198
2019-05-06 03:30 | 278 | 257
2019-05-06 04:00 | 280 | 258
2019-05-06 04:30 | 275 | 253
2019-05-06 05:00 | 282 | 260
2019-05-06 05:30 | 284 | 262
2019-05-06 06:00 | 284 | 263
2019-05-06 06:30 | 298 | 278
2019-05-06 07:00 | 290 | 272
2019-05-06 07:30 | 237 | 217
2019-05-06 08:00 | 171 | 147
2019-05-06 08:30 | 116 | 83
2019-05-06 09:00 | 104 | 68
2019-05-06 09:30 | 93 | 54
2019-05-06 10:00 | 80 | 32
2019-05-06 10:30 | 68 | 31
2019-05-06 11:00 | 70 | 40
2019-05-06 11:30 | 70 | 43
2019-05-06 12:00 | 67 | 36
2019-05-06 12:30 | 65 | 31
2019-05-06 13:00 | 78 | 58
2019-05-06 13:30 | 116 | 106
2019-05-06 14:00 | 120 | 111
2019-05-06 14:30 | 110 | 99
2019-05-06 15:00 | 92 | 75
2019-05-06 15:30 | 76 | 50
2019-05-06 16:00 | 69 | 31
2019-05-06 16:30 | 67 | 24
2019-05-06 17:00 | 65 | 17
2019-05-06 17:30 | 85 | 43
2019-05-06 18:00 | 123 | 91
2019-05-06 18:30 | 157 | 128
2019-05-06 19:00 | 168 | 142
2019-05-06 19:30 | 162 | 134
2019-05-06 20:00 | 140 | 105
2019-05-06 20:30 | 123 | 82
2019-05-06 21:00 | 113 | 67
2019-05-06 21:30 | 104 | 51
2019-05-06 22:00 | 112 | 73
2019-05-06 22:30 | 93 | 41
2019-05-06 23:00 | 124 | 82
2019-05-06 23:30 | 124 | 81
2019-05-07 | 115 | 68
2019-05-07 00:30 | 123 | 77
2019-05-07 01:00 | 110 | 58
2019-05-07 01:30 | 107 | 53
2019-05-07 02:00 | 106 | 48
2019-05-07 02:30 | 109 | 53
2019-05-07 03:00 | 104 | 46
2019-05-07 03:30 | 106 | 52
2019-05-07 04:00 | 105 | 51
2019-05-07 04:30 | 111 | 60
2019-05-07 05:00 | 114 | 66
2019-05-07 05:30 | 132 | 92
2019-05-07 06:00 | 137 | 103
2019-05-07 06:30 | 112 | 80
2019-05-07 07:00 | 113 | 87
2019-05-07 07:30 | 106 | 80
2019-05-07 08:00 | 97 | 70
2019-05-07 08:30 | 58 | 14
2019-05-07 09:00 | 54 | 20
2019-05-07 09:30 | 62 | 41
2019-05-07 10:00 | 74 | 60
2019-05-07 10:30 | 82 | 70
2019-05-07 11:00 | 79 | 67
2019-05-07 11:30 | 82 | 72
2019-05-07 12:00 | 78 | 66
2019-05-07 12:30 | 55 | 31
2019-05-07 13:00 | 69 | 55
2019-05-07 13:30 | 66 | 36
2019-05-07 14:00 | 62 | 36
2019-05-07 14:30 | 54 | 17
2019-05-07 15:00 | 55 | 4
2019-05-07 15:30 | 54 | 4
2019-05-07 16:00 | 52 | 14
2019-05-07 16:30 | 63 | 28
2019-05-07 17:00 | 88 | 58
2019-05-07 17:30 | 127 | 101
2019-05-07 18:00 | 168 | 145
2019-05-07 18:30 | 180 | 157
2019-05-07 19:00 | 175 | 152
2019-05-07 19:30 | 159 | 134
2019-05-07 20:00 | 140 | 111
2019-05-07 20:30 | 131 | 98
2019-05-07 21:00 | 119 | 80
2019-05-07 21:30 | 126 | 99
2019-05-07 22:00 | 127 | 101
2019-05-07 22:30 | 116 | 88
2019-05-07 23:00 | 157 | 132
2019-05-07 23:30 | 159 | 133
2019-05-08 | 144 | 116
2019-05-08 00:30 | 142 | 112
2019-05-08 01:00 | 127 | 94
2019-05-08 01:30 | 115 | 78
2019-05-08 02:00 | 109 | 69
2019-05-08 02:30 | 113 | 73
2019-05-08 03:00 | 101 | 57
2019-05-08 03:30 | 110 | 68
2019-05-08 04:00 | 173 | 141
2019-05-08 04:30 | 179 | 147
2019-05-08 05:00 | 193 | 164
2019-05-08 05:30 | 207 | 180
2019-05-08 06:00 | 216 | 191
2019-05-08 06:30 | 246 | 226
2019-05-08 07:00 | 224 | 205
2019-05-08 07:30 | 200 | 180
2019-05-08 08:00 | 190 | 170
2019-05-08 08:30 | 133 | 109
2019-05-08 09:00 | 97 | 69
2019-05-08 09:30 | 76 | 41
2019-05-08 10:00 | 58 | 2
2019-05-08 10:30 | 79 | 64
2019-05-08 11:00 | 84 | 72
2019-05-08 11:30 | 81 | 69
2019-05-08 12:00 | 76 | 61
2019-05-08 12:30 | 67 | 50
2019-05-08 13:00 | 79 | 66
2019-05-08 13:30 | 77 | 63
2019-05-08 14:00 | 72 | 58
2019-05-08 14:30 | 70 | 53
2019-05-08 15:00 | 58 | 33
2019-05-08 15:30 | 52 | 12
2019-05-08 16:00 | 58 | 13
2019-05-08 16:30 | 56 | 7
2019-05-08 17:00 | 65 | 18
2019-05-08 17:30 | 99 | 67
2019-05-08 18:00 | 114 | 79
2019-05-08 18:30 | 119 | 78
2019-05-08 19:00 | 121 | 86
2019-05-08 19:30 | 120 | 85
2019-05-08 20:00 | 129 | 105
2019-05-08 20:30 | 117 | 97
2019-05-08 21:00 | 108 | 90
2019-05-08 21:30 | 104 | 83
2019-05-08 22:00 | 91 | 64
2019-05-08 22:30 | 72 | 27
2019-05-08 23:00 | 63 | 11
2019-05-08 23:30 | 63 | 7
2019-05-09 | 74 | 27
2019-05-09 00:30 | 80 | 33
2019-05-09 01:00 | 113 | 79
2019-05-09 01:30 | 98 | 59
2019-05-09 02:00 | 100 | 61
2019-05-09 02:30 | 92 | 47
2019-05-09 03:00 | 78 | 21
2019-05-09 03:30 | 76 | 18
2019-05-09 04:00 | 88 | 38
2019-05-09 04:30 | 114 | 77
2019-05-09 05:00 | 115 | 79
2019-05-09 05:30 | 123 | 89
2019-05-09 06:00 | 126 | 96
2019-05-09 06:30 | 98 | 69
2019-05-09 07:00 | 82 | 42
2019-05-09 07:30 | 75 | 39
2019-05-09 08:00 | 53 | 12
2019-05-09 08:30 | 55 | 28
2019-05-09 09:00 | 116 | 94
2019-05-09 09:30 | 114 | 91
2019-05-09 10:00 | 78 | 46
2019-05-09 10:30 | 75 | 44
2019-05-09 11:00 | 61 | 24
2019-05-09 11:30 | 86 | 60
2019-05-09 12:00 | 74 | 44
2019-05-09 12:30 | 71 | 36
2019-05-09 13:00 | 98 | 74
2019-05-09 13:30 | 122 | 101
2019-05-09 14:00 | 125 | 105
2019-05-09 14:30 | 133 | 113
2019-05-09 15:00 | 175 | 159
2019-05-09 15:30 | 131 | 113
2019-05-09 16:00 | 139 | 120
2019-05-09 16:30 | 114 | 86
2019-05-09 17:00 | 134 | 108
2019-05-09 17:30 | 145 | 122
2019-05-09 18:00 | 94 | 63
2019-05-09 18:30 | 108 | 86
2019-05-09 19:00 | 101 | 79
2019-05-09 19:30 | 96 | 73
2019-05-09 20:00 | 89 | 62
2019-05-09 20:30 | 144 | 122
2019-05-09 21:00 | 166 | 142
2019-05-09 21:30 | 160 | 137
2019-05-09 22:00 | 162 | 145
2019-05-09 22:30 | 149 | 130
2019-05-09 23:00 | 140 | 119
2019-05-09 23:30 | 131 | 108
2019-05-10 | 178 | 157
2019-05-10 00:30 | 185 | 165
2019-05-10 01:00 | 172 | 150
2019-05-10 01:30 | 165 | 141
2019-05-10 02:00 | 156 | 131
2019-05-10 02:30 | 152 | 127
2019-05-10 03:00 | 150 | 124
2019-05-10 03:30 | 149 | 123
2019-05-10 04:00 | 149 | 122
2019-05-10 04:30 | 152 | 127
2019-05-10 05:00 | 155 | 130
2019-05-10 05:30 | 163 | 141
2019-05-10 06:00 | 173 | 154
2019-05-10 06:30 | 191 | 174
2019-05-10 07:00 | 138 | 120
2019-05-10 07:30 | 124 | 105
2019-05-10 08:00 | 95 | 71
2019-05-10 08:30 | 82 | 58
2019-05-10 09:00 | 70 | 47
2019-05-10 09:30 | 44 | 13
2019-05-10 10:00 | 44 | 1
2019-05-10 10:30 | 44 | 21
2019-05-10 11:00 | 46 | 19
2019-05-10 11:30 | 40 | 7
2019-05-10 12:00 | 41 | 9
2019-05-10 12:30 | 50 | 21
2019-05-10 13:00 | 62 | 37
2019-05-10 13:30 | 46 | 23
2019-05-10 14:00 | 45 | 12
2019-05-10 14:30 | 69 | 43
2019-05-10 15:00 | 79 | 50
2019-05-10 15:30 | 131 | 105
2019-05-10 16:00 | 130 | 100
2019-05-10 16:30 | 105 | 59
2019-05-10 17:00 | 126 | 89
2019-05-10 17:30 | 99 | 59
2019-05-10 18:00 | 82 | 24
2019-05-10 18:30 | 84 | 20
2019-05-10 19:00 | 79 | 4
2019-05-10 19:30 | 77 | 6
2019-05-10 20:00 | 100 | 28
2019-05-10 20:30 | 126 | 62
2019-05-10 21:00 | 102 | 51
2019-05-10 21:30 | 114 | 96
2019-05-10 22:00 | 108 | 88
2019-05-10 22:30 | 97 | 71
2019-05-10 23:00 | 95 | 66
2019-05-10 23:30 | 93 | 63
2019-05-11 | 140 | 115
2019-05-11 00:30 | 189 | 170
2019-05-11 01:00 | 252 | 238
2019-05-11 01:30 | 259 | 243
2019-05-11 02:00 | 243 | 226
2019-05-11 02:30 | 216 | 199
2019-05-11 03:00 | 213 | 195
2019-05-11 03:30 | 211 | 192
2019-05-11 04:00 | 199 | 179
2019-05-11 04:30 | 186 | 166
2019-05-11 05:00 | 175 | 155
2019-05-11 05:30 | 176 | 157
2019-05-11 06:00 | 189 | 171
2019-05-11 06:30 | 187 | 170
2019-05-11 07:00 | 177 | 162
2019-05-11 07:30 | 155 | 138
2019-05-11 08:00 | 107 | 84
2019-05-11 08:30 | 56 | 12
2019-05-11 09:00 | 54 | 24
2019-05-11 09:30 | 56 | 36
2019-05-11 10:00 | 67 | 54
2019-05-11 10:30 | 79 | 69
2019-05-11 11:00 | 57 | 42
2019-05-11 11:30 | 47 | 16
2019-05-11 12:00 | 74 | 63
2019-05-11 12:30 | 95 | 88
2019-05-11 13:00 | 99 | 88
2019-05-11 13:30 | 88 | 73
2019-05-11 14:00 | 69 | 39
2019-05-11 14:30 | 64 | 8
2019-05-11 15:00 | 65 | 1
2019-05-11 15:30 | 75 | 27
2019-05-11 16:00 | 97 | 63
2019-05-11 16:30 | 114 | 88
2019-05-11 17:00 | 151 | 130
2019-05-11 17:30 | 213 | 196
2019-05-11 18:00 | 261 | 243
2019-05-11 18:30 | 288 | 268
2019-05-11 19:00 | 290 | 271
2019-05-11 19:30 | 263 | 241
2019-05-11 20:00 | 256 | 229
2019-05-11 20:30 | 246 | 216
2019-05-11 21:00 | 254 | 227
2019-05-11 21:30 | 253 | 237
2019-05-11 22:00 | 252 | 235
2019-05-11 22:30 | 254 | 235
2019-05-11 23:00 | 254 | 233
2019-05-11 23:30 | 248 | 226
2019-05-12 | 240 | 216
2019-05-12 00:30 | 245 | 221
2019-05-12 01:00 | 232 | 206
2019-05-12 01:30 | 216 | 189
2019-05-12 02:00 | 198 | 174
2019-05-12 02:30 | 182 | 156
2019-05-12 03:00 | 177 | 149
2019-05-12 03:30 | 180 | 152
2019-05-12 04:00 | 197 | 171
2019-05-12 04:30 | 182 | 156
2019-05-12 05:00 | 193 | 167
2019-05-12 05:30 | 192 | 166
2019-05-12 06:00 | 204 | 179
2019-05-12 06:30 | 191 | 166
2019-05-12 07:00 | 205 | 181
2019-05-12 07:30 | 161 | 129
2019-05-12 08:00 | 93 | 39
2019-05-12 08:30 | 79 | 21
2019-05-12 09:00 | 85 | 43
2019-05-12 09:30 | 87 | 46
2019-05-12 10:00 | 98 | 69
2019-05-12 10:30 | 116 | 97
2019-05-12 11:00 | 130 | 115
2019-05-12 11:30 | 123 | 107
2019-05-12 12:00 | 130 | 116
2019-05-12 12:30 | 136 | 123
2019-05-12 13:00 | 134 | 121
2019-05-12 13:30 | 126 | 110
2019-05-12 14:00 | 119 | 103
2019-05-12 14:30 | 104 | 82
2019-05-12 15:00 | 93 | 66
2019-05-12 15:30 | 77 | 25
2019-05-12 16:00 | 86 | 30
2019-05-12 16:30 | 99 | 48
2019-05-12 17:00 | 155 | 122
2019-05-12 17:30 | 241 | 218
2019-05-12 18:00 | 293 | 272
2019-05-12 18:30 | 321 | 303
2019-05-12 19:00 | 311 | 294
2019-05-12 19:30 | 288 | 270
2019-05-12 20:00 | 268 | 247
2019-05-12 20:30 | 266 | 243
2019-05-12 21:00 | 245 | 222
2019-05-12 21:30 | 263 | 250
2019-05-12 22:00 | 249 | 235
2019-05-12 22:30 | 215 | 198
2019-05-12 23:00 | 191 | 171
2019-05-12 23:30 | 167 | 146
2019-05-13 | 138 | 113
2019-05-13 00:30 | 133 | 108
2019-05-13 01:00 | 114 | 85
2019-05-13 01:30 | 104 | 76
2019-05-13 02:00 | 103 | 74
2019-05-13 02:30 | 97 | 68
2019-05-13 03:00 | 102 | 71
2019-05-13 03:30 | 112 | 82
2019-05-13 04:00 | 111 | 82
2019-05-13 04:30 | 109 | 81
2019-05-13 05:00 | 111 | 84
2019-05-13 05:30 | 120 | 96
2019-05-13 06:00 | 132 | 112
2019-05-13 06:30 | 146 | 135
2019-05-13 07:00 | 171 | 162
2019-05-13 07:30 | 180 | 172
2019-05-13 08:00 | 160 | 151
2019-05-13 08:30 | 112 | 100
2019-05-13 09:00 | 70 | 51
2019-05-13 09:30 | 47 | 5
2019-05-13 10:00 | 50 | 22
2019-05-13 10:30 | 60 | 41
2019-05-13 11:00 | 55 | 32
2019-05-13 11:30 | 49 | 11
2019-05-13 12:00 | 53 | 6
2019-05-13 12:30 | 57 | 21
2019-05-13 13:00 | 53 | 15
2019-05-13 13:30 | 60 | 28
2019-05-13 14:00 | 64 | 36
2019-05-13 14:30 | 92 | 72
2019-05-13 15:00 | 120 | 105
2019-05-13 15:30 | 152 | 139
2019-05-13 16:00 | 138 | 124
2019-05-13 16:30 | 113 | 94
2019-05-13 17:00 | 114 | 95
2019-05-13 17:30 | 135 | 118
2019-05-13 18:00 | 130 | 112
2019-05-13 18:30 | 118 | 101
2019-05-13 19:00 | 93 | 73
2019-05-13 19:30 | 131 | 116
2019-05-13 20:00 | 120 | 104
2019-05-13 20:30 | 125 | 103
2019-05-13 21:00 | 140 | 118
2019-05-13 21:30 | 171 | 159
2019-05-13 22:00 | 164 | 150
2019-05-13 22:30 | 181 | 166
2019-05-13 23:00 | 181 | 165
2019-05-13 23:30 | 220 | 202
2019-05-14 | 208 | 188
2019-05-14 00:30 | 230 | 210
2019-05-14 01:00 | 225 | 204
2019-05-14 01:30 | 205 | 180
2019-05-14 02:00 | 236 | 209
2019-05-14 02:30 | 246 | 219
2019-05-14 03:00 | 240 | 212
2019-05-14 03:30 | 234 | 207
2019-05-14 04:00 | 218 | 190
2019-05-14 04:30 | 215 | 189
2019-05-14 05:00 | 227 | 201
2019-05-14 05:30 | 225 | 201
2019-05-14 06:00 | 231 | 209
2019-05-14 06:30 | 241 | 224
2019-05-14 07:00 | 216 | 191
2019-05-14 07:30 | 209 | 181
2019-05-14 08:00 | 179 | 146
2019-05-14 08:30 | 181 | 153
2019-05-14 09:00 | 177 | 150
2019-05-14 09:30 | 147 | 118
2019-05-14 10:00 | 139 | 108
2019-05-14 10:30 | 134 | 103
2019-05-14 11:00 | 149 | 122
2019-05-14 11:30 | 193 | 172
2019-05-14 12:00 | 185 | 164
2019-05-14 12:30 | 163 | 138
2019-05-14 13:00 | 155 | 127
2019-05-14 13:30 | 195 | 170
2019-05-14 14:00 | 210 | 186
2019-05-14 14:30 | 241 | 218
2019-05-14 15:00 | 273 | 254
2019-05-14 15:30 | 293 | 273
2019-05-14 16:00 | 271 | 249
2019-05-14 16:30 | 220 | 189
2019-05-14 17:00 | 198 | 166
2019-05-14 17:30 | 118 | 68
2019-05-14 18:00 | 123 | 80
2019-05-14 18:30 | 120 | 81
2019-05-14 19:00 | 114 | 74
2019-05-14 19:30 | 164 | 132
2019-05-14 20:00 | 142 | 102
2019-05-14 20:30 | 121 | 76
2019-05-14 21:00 | 129 | 89
2019-05-14 21:30 | 148 | 129
2019-05-14 22:00 | 105 | 86
2019-05-14 22:30 | 153 | 135
2019-05-14 23:00 | 167 | 148
2019-05-14 23:30 | 180 | 163
2019-05-15 | 155 | 136
2019-05-15 00:30 | 182 | 162
2019-05-15 01:00 | 156 | 135
2019-05-15 01:30 | 149 | 126
2019-05-15 02:00 | 151 | 127
2019-05-15 02:30 | 138 | 103
2019-05-15 03:00 | 115 | 89
2019-05-15 03:30 | 115 | 89
2019-05-15 04:00 | 122 | 96
2019-05-15 04:30 | 133 | 109
2019-05-15 05:00 | 149 | 127
2019-05-15 05:30 | 154 | 135
2019-05-15 06:00 | 154 | 138
2019-05-15 06:30 | 168 | 160
2019-05-15 07:00 | 190 | 175
2019-05-15 07:30 | 217 | 204
2019-05-15 08:00 | 239 | 228
2019-05-15 08:30 | 208 | 195
2019-05-15 09:00 | 187 | 173
2019-05-15 09:30 | 201 | 189
2019-05-15 10:00 | 170 | 156
2019-05-15 10:30 | 163 | 149
2019-05-15 11:00 | 187 | 176
2019-05-15 11:30 | 169 | 159
2019-05-15 12:00 | 173 | 163
2019-05-15 12:30 | 161 | 150
2019-05-15 13:00 | 186 | 175
2019-05-15 13:30 | 174 | 162
2019-05-15 14:00 | 183 | 172
2019-05-15 14:30 | 183 | 173
2019-05-15 15:00 | 239 | 229
2019-05-15 15:30 | 233 | 223
2019-05-15 16:00 | 149 | 134
2019-05-15 16:30 | 103 | 81
2019-05-15 17:00 | 133 | 113
2019-05-15 17:30 | 128 | 109
2019-05-15 18:00 | 58 | 12
2019-05-15 18:30 | 74 | 47
2019-05-15 19:00 | 113 | 97
2019-05-15 19:30 | 127 | 111
2019-05-15 20:00 | 97 | 78
2019-05-15 20:30 | 92 | 66
2019-05-15 21:00 | 85 | 53
2019-05-15 21:30 | 93 | 77
2019-05-15 22:00 | 79 | 60
2019-05-15 22:30 | 126 | 110
2019-05-15 23:00 | 116 | 98
2019-05-15 23:30 | 148 | 133
2019-05-16 | 150 | 135
2019-05-16 00:30 | 164 | 146
2019-05-16 01:00 | 155 | 137
2019-05-16 01:30 | 144 | 124
2019-05-16 02:00 | 130 | 108
2019-05-16 02:30 | 129 | 106
2019-05-16 03:00 | 128 | 105
2019-05-16 03:30 | 148 | 127
2019-05-16 04:00 | 165 | 144
2019-05-16 04:30 | 137 | 116
2019-05-16 05:00 | 138 | 118
2019-05-16 05:30 | 160 | 142
2019-05-16 06:00 | 168 | 152
2019-05-16 06:30 | 182 | 171
2019-05-16 07:00 | 220 | 204
2019-05-16 07:30 | 249 | 234
2019-05-16 08:00 | 217 | 200
2019-05-16 08:30 | 210 | 196
2019-05-16 09:00 | 200 | 188
2019-05-16 09:30 | 169 | 156
2019-05-16 10:00 | 147 | 133
2019-05-16 10:30 | 137 | 122
2019-05-16 11:00 | 121 | 105
2019-05-16 11:30 | 141 | 126
2019-05-16 12:00 | 124 | 108
2019-05-16 12:30 | 115 | 100
2019-05-16 13:00 | 152 | 138
2019-05-16 13:30 | 150 | 135
2019-05-16 14:00 | 174 | 160
2019-05-16 14:30 | 195 | 183
2019-05-16 15:00 | 226 | 215
2019-05-16 15:30 | 254 | 244
2019-05-16 16:00 | 247 | 236
2019-05-16 16:30 | 232 | 218
2019-05-16 17:00 | 205 | 190
2019-05-16 17:30 | 163 | 145
2019-05-16 18:00 | 206 | 191
2019-05-16 18:30 | 204 | 190
2019-05-16 19:00 | 214 | 202
2019-05-16 19:30 | 198 | 184
2019-05-16 20:00 | 166 | 150
2019-05-16 20:30 | 140 | 121
2019-05-16 21:00 | 136 | 113
2019-05-16 21:30 | 176 | 165
2019-05-16 22:00 | 239 | 230
2019-05-16 22:30 | 223 | 213
2019-05-16 23:00 | 212 | 200
2019-05-16 23:30 | 186 | 173
2019-05-17 | 173 | 158
2019-05-17 00:30 | 165 | 148
2019-05-17 01:00 | 145 | 126
2019-05-17 01:30 | 143 | 122
2019-05-17 02:00 | 147 | 126
2019-05-17 02:30 | 146 | 123
2019-05-17 03:00 | 146 | 123
2019-05-17 03:30 | 149 | 126
2019-05-17 04:00 | 147 | 123
2019-05-17 04:30 | 149 | 126
2019-05-17 05:00 | 156 | 134
2019-05-17 05:30 | 155 | 134
2019-05-17 06:00 | 163 | 145
2019-05-17 06:30 | 180 | 167
2019-05-17 07:00 | 205 | 194
2019-05-17 07:30 | 213 | 201
2019-05-17 08:00 | 181 | 167
2019-05-17 08:30 | 99 | 74
2019-05-17 09:00 | 88 | 66
2019-05-17 09:30 | 107 | 88
2019-05-17 10:00 | 113 | 97
2019-05-17 10:30 | 90 | 72
2019-05-17 11:00 | 51 | 19
2019-05-17 11:30 | 55 | 22
2019-05-17 12:00 | 70 | 45
2019-05-17 12:30 | 51 | 16
2019-05-17 13:00 | 53 | 19
2019-05-17 13:30 | 53 | 12
2019-05-17 14:00 | 57 | 35
2019-05-17 14:30 | 51 | 2
2019-05-17 15:00 | 56 | 14
2019-05-17 15:30 | 64 | 27
2019-05-17 16:00 | 94 | 71
2019-05-17 16:30 | 122 | 99
2019-05-17 17:00 | 91 | 63
2019-05-17 17:30 | 61 | 25
2019-05-17 18:00 | 55 | 13
2019-05-17 18:30 | 53 | 16
2019-05-17 19:00 | 60 | 28
2019-05-17 19:30 | 100 | 73
2019-05-17 20:00 | 92 | 60
2019-05-17 20:30 | 79 | 38
2019-05-17 21:00 | 104 | 70
2019-05-17 21:30 | 114 | 95
2019-05-17 22:00 | 134 | 121
2019-05-17 22:30 | 187 | 176
2019-05-17 23:00 | 164 | 152
2019-05-17 23:30 | 153 | 138
2019-05-18 | 145 | 128
2019-05-18 00:30 | 165 | 147
2019-05-18 01:00 | 141 | 121
2019-05-18 01:30 | 131 | 110
2019-05-18 02:00 | 119 | 95
2019-05-18 02:30 | 110 | 88
2019-05-18 03:00 | 107 | 82
2019-05-18 03:30 | 110 | 85
2019-05-18 04:00 | 109 | 84
2019-05-18 04:30 | 110 | 85
2019-05-18 05:00 | 106 | 82
2019-05-18 05:30 | 110 | 86
2019-05-18 06:00 | 115 | 92
2019-05-18 06:30 | 119 | 100
2019-05-18 07:00 | 133 | 117
2019-05-18 07:30 | 139 | 124
2019-05-18 08:00 | 114 | 98
2019-05-18 08:30 | 72 | 47
2019-05-18 09:00 | 54 | 16
2019-05-18 09:30 | 49 | 2
2019-05-18 10:00 | 50 | 19
2019-05-18 10:30 | 71 | 54
2019-05-18 11:00 | 53 | 17
2019-05-18 11:30 | 52 | 7
2019-05-18 12:00 | 52 | 7
2019-05-18 12:30 | 51 | 2
2019-05-18 13:00 | 54 | 7
2019-05-18 13:30 | 53 | 4
2019-05-18 14:00 | 57 | 17
2019-05-18 14:30 | 55 | 2
2019-05-18 15:00 | 61 | 14
2019-05-18 15:30 | 76 | 39
2019-05-18 16:00 | 95 | 68
2019-05-18 16:30 | 126 | 104
2019-05-18 17:00 | 157 | 139
2019-05-18 17:30 | 221 | 207
2019-05-18 18:00 | 249 | 234
2019-05-18 18:30 | 253 | 238
2019-05-18 19:00 | 240 | 226
2019-05-18 19:30 | 218 | 202
2019-05-18 20:00 | 209 | 192
2019-05-18 20:30 | 219 | 201
2019-05-18 21:00 | 212 | 194
2019-05-18 21:30 | 215 | 204
2019-05-18 22:00 | 207 | 196
2019-05-18 22:30 | 209 | 197
2019-05-18 23:00 | 194 | 181
2019-05-18 23:30 | 185 | 171
2019-05-19 | 181 | 165
2019-05-19 00:30 | 174 | 157
2019-05-19 01:00 | 157 | 139
2019-05-19 01:30 | 151 | 132
2019-05-19 02:00 | 144 | 122
2019-05-19 02:30 | 135 | 112
2019-05-19 03:00 | 135 | 111
2019-05-19 03:30 | 134 | 108
2019-05-19 04:00 | 130 | 105
2019-05-19 04:30 | 130 | 106
2019-05-19 05:00 | 134 | 112
2019-05-19 05:30 | 139 | 117
2019-05-19 06:00 | 135 | 113
2019-05-19 06:30 | 127 | 105
2019-05-19 07:00 | 121 | 101
2019-05-19 07:30 | 105 | 84
2019-05-19 08:00 | 70 | 35
2019-05-19 08:30 | 59 | 25
2019-05-19 09:00 | 70 | 49
2019-05-19 09:30 | 76 | 58
2019-05-19 10:00 | 81 | 65
2019-05-19 10:30 | 79 | 58
2019-05-19 11:00 | 90 | 77
2019-05-19 11:30 | 80 | 61
2019-05-19 12:00 | 75 | 53
2019-05-19 12:30 | 74 | 52
2019-05-19 13:00 | 77 | 54
2019-05-19 13:30 | 71 | 45
2019-05-19 14:00 | 76 | 50
2019-05-19 14:30 | 64 | 11
2019-05-19 15:00 | 106 | 80
2019-05-19 15:30 | 137 | 117
2019-05-19 16:00 | 151 | 132
2019-05-19 16:30 | 144 | 121
2019-05-19 17:00 | 187 | 169
2019-05-19 17:30 | 255 | 241
2019-05-19 18:00 | 287 | 274
2019-05-19 18:30 | 295 | 282
2019-05-19 19:00 | 283 | 270
2019-05-19 19:30 | 288 | 275
2019-05-19 20:00 | 307 | 301
2019-05-19 20:30 | 288 | 282
2019-05-19 21:00 | 288 | 281
2019-05-19 21:30 | 267 | 259
2019-05-19 22:00 | 245 | 236
2019-05-19 22:30 | 215 | 205
2019-05-19 23:00 | 179 | 167
2019-05-19 23:30 | 169 | 156
2019-05-20 | 161 | 147
2019-05-20 00:30 | 174 | 160
2019-05-20 01:00 | 158 | 142
2019-05-20 01:30 | 157 | 140
2019-05-20 02:00 | 138 | 120
2019-05-20 02:30 | 130 | 111
2019-05-20 03:00 | 117 | 98
2019-05-20 03:30 | 87 | 65
2019-05-20 04:00 | 61 | 28
2019-05-20 04:30 | 65 | 33
2019-05-20 05:00 | 66 | 37
2019-05-20 05:30 | 77 | 53
2019-05-20 06:00 | 89 | 70
2019-05-20 06:30 | 90 | 72
2019-05-20 07:00 | 82 | 63
2019-05-20 07:30 | 60 | 28
2019-05-20 08:00 | 68 | 34
2019-05-20 08:30 | 55 | 3
2019-05-20 09:00 | 58 | 32
2019-05-20 09:30 | 87 | 78
2019-05-20 10:00 | 103 | 96
2019-05-20 10:30 | 90 | 81
2019-05-20 11:00 | 82 | 70
2019-05-20 11:30 | 100 | 92
2019-05-20 12:00 | 114 | 108
2019-05-20 12:30 | 89 | 79
2019-05-20 13:00 | 83 | 72
2019-05-20 13:30 | 79 | 66
2019-05-20 14:00 | 77 | 63
2019-05-20 14:30 | 74 | 55
2019-05-20 15:00 | 100 | 89
2019-05-20 15:30 | 74 | 57
2019-05-20 16:00 | 65 | 42
2019-05-20 16:30 | 61 | 18
2019-05-20 17:00 | 69 | 23
2019-05-20 17:30 | 100 | 70
2019-05-20 18:00 | 124 | 99
2019-05-20 18:30 | 186 | 169
2019-05-20 19:00 | 197 | 181
2019-05-20 19:30 | 191 | 173
2019-05-20 20:00 | 175 | 155
2019-05-20 20:30 | 218 | 197
2019-05-20 21:00 | 207 | 184
2019-05-20 21:30 | 192 | 167
2019-05-20 22:00 | 191 | 168
2019-05-20 22:30 | 188 | 172
2019-05-20 23:00 | 165 | 145
2019-05-20 23:30 | 207 | 189
2019-05-21 | 201 | 182
2019-05-21 00:30 | 207 | 188
2019-05-21 01:00 | 195 | 174
2019-05-21 01:30 | 178 | 156
2019-05-21 02:00 | 176 | 152
2019-05-21 02:30 | 176 | 152
2019-05-21 03:00 | 168 | 143
2019-05-21 03:30 | 161 | 135
2019-05-21 04:00 | 152 | 125
2019-05-21 04:30 | 159 | 133
2019-05-21 05:00 | 168 | 143
2019-05-21 05:30 | 180 | 158
2019-05-21 06:00 | 194 | 174
2019-05-21 06:30 | 224 | 208
2019-05-21 07:00 | 260 | 236
2019-05-21 07:30 | 266 | 238
2019-05-21 08:00 | 224 | 194
2019-05-21 08:30 | 169 | 135
2019-05-21 09:00 | 144 | 107
2019-05-21 09:30 | 130 | 91
2019-05-21 10:00 | 126 | 88
2019-05-21 10:30 | 130 | 93
2019-05-21 11:00 | 169 | 141
2019-05-21 11:30 | 177 | 151
2019-05-21 12:00 | 149 | 120
2019-05-21 12:30 | 144 | 113
2019-05-21 13:00 | 171 | 144
2019-05-21 13:30 | 145 | 109
2019-05-21 14:00 | 190 | 162
2019-05-21 14:30 | 217 | 193
2019-05-21 15:00 | 233 | 211
2019-05-21 15:30 | 240 | 217
2019-05-21 16:00 | 289 | 269
2019-05-21 16:30 | 287 | 265
2019-05-21 17:00 | 319 | 297
2019-05-21 17:30 | 321 | 300
2019-05-21 18:00 | 347 | 333
2019-05-21 18:30 | 356 | 346
2019-05-21 19:00 | 348 | 338
2019-05-21 19:30 | 320 | 309
2019-05-21 20:00 | 280 | 267
2019-05-21 20:30 | 247 | 233
2019-05-21 21:00 | 244 | 227
2019-05-21 21:30 | 230 | 211
2019-05-21 22:00 | 228 | 212
2019-05-21 22:30 | 241 | 230
2019-05-21 23:00 | 215 | 203
2019-05-21 23:30 | 198 | 185
2019-05-22 | 182 | 169
2019-05-22 00:30 | 202 | 188
2019-05-22 01:00 | 174 | 158
2019-05-22 01:30 | 178 | 161
2019-05-22 02:00 | 156 | 138
2019-05-22 02:30 | 160 | 142
2019-05-22 03:00 | 167 | 148
2019-05-22 03:30 | 160 | 141
2019-05-22 04:00 | 146 | 127
2019-05-22 04:30 | 145 | 125
2019-05-22 05:00 | 165 | 146
2019-05-22 05:30 | 167 | 150
2019-05-22 06:00 | 180 | 165
2019-05-22 06:30 | 186 | 164
2019-05-22 07:00 | 197 | 169
2019-05-22 07:30 | 225 | 198
2019-05-22 08:00 | 195 | 169
2019-05-22 08:30 | 146 | 116
2019-05-22 09:00 | 117 | 84
2019-05-22 09:30 | 115 | 83
2019-05-22 10:00 | 96 | 54
2019-05-22 10:30 | 73 | 17
2019-05-22 11:00 | 65 | 11
2019-05-22 11:30 | 64 | 9
2019-05-22 12:00 | 70 | 25
2019-05-22 12:30 | 70 | 21
2019-05-22 13:00 | 68 | 28
2019-05-22 13:30 | 67 | 38
2019-05-22 14:00 | 110 | 86
2019-05-22 14:30 | 118 | 94
2019-05-22 15:00 | 68 | 28
2019-05-22 15:30 | 92 | 65
2019-05-22 16:00 | 136 | 119
2019-05-22 16:30 | 208 | 197
2019-05-22 17:00 | 278 | 268
2019-05-22 17:30 | 283 | 272
2019-05-22 18:00 | 277 | 266
2019-05-22 18:30 | 303 | 295
2019-05-22 19:00 | 330 | 322
2019-05-22 19:30 | 294 | 285
2019-05-22 20:00 | 274 | 264
2019-05-22 20:30 | 267 | 255
2019-05-22 21:00 | 238 | 224
2019-05-22 21:30 | 243 | 236
2019-05-22 22:00 | 228 | 220
2019-05-22 22:30 | 220 | 211
2019-05-22 23:00 | 220 | 209
2019-05-22 23:30 | 209 | 197
2019-05-23 | 175 | 163
2019-05-23 00:30 | 176 | 162
2019-05-23 01:00 | 168 | 152
2019-05-23 01:30 | 165 | 148
2019-05-23 02:00 | 171 | 153
2019-05-23 02:30 | 148 | 130
2019-05-23 03:00 | 153 | 135
2019-05-23 03:30 | 148 | 129
2019-05-23 04:00 | 149 | 129
2019-05-23 04:30 | 148 | 122
2019-05-23 05:00 | 169 | 149
2019-05-23 05:30 | 178 | 159
2019-05-23 06:00 | 181 | 164
2019-05-23 06:30 | 181 | 171
2019-05-23 07:00 | 197 | 175
2019-05-23 07:30 | 215 | 192
2019-05-23 08:00 | 193 | 170
2019-05-23 08:30 | 185 | 165
2019-05-23 09:00 | 153 | 130
2019-05-23 09:30 | 104 | 75
2019-05-23 10:00 | 79 | 35
2019-05-23 10:30 | 91 | 52
2019-05-23 11:00 | 86 | 40
2019-05-23 11:30 | 72 | 11
2019-05-23 12:00 | 70 | 5
2019-05-23 12:30 | 70 | 6
2019-05-23 13:00 | 90 | 47
2019-05-23 13:30 | 116 | 84
2019-05-23 14:00 | 141 | 124
2019-05-23 14:30 | 142 | 129
2019-05-23 15:00 | 193 | 180
2019-05-23 15:30 | 181 | 169
2019-05-23 16:00 | 238 | 227
2019-05-23 16:30 | 215 | 201
2019-05-23 17:00 | 256 | 244
2019-05-23 17:30 | 292 | 281
2019-05-23 18:00 | 322 | 312
2019-05-23 18:30 | 326 | 318
2019-05-23 19:00 | 319 | 311
2019-05-23 19:30 | 305 | 296
2019-05-23 20:00 | 261 | 251
2019-05-23 20:30 | 245 | 234
2019-05-23 21:00 | 235 | 224
2019-05-23 21:30 | 247 | 242
2019-05-23 22:00 | 224 | 217
2019-05-23 22:30 | 204 | 196
2019-05-23 23:00 | 177 | 167
2019-05-23 23:30 | 155 | 144
2019-05-24 | 142 | 129
2019-05-24 00:30 | 148 | 134
2019-05-24 01:00 | 131 | 116
2019-05-24 01:30 | 120 | 104
2019-05-24 02:00 | 114 | 95
2019-05-24 02:30 | 107 | 88
2019-05-24 03:00 | 102 | 81
2019-05-24 03:30 | 105 | 85
2019-05-24 04:00 | 106 | 85
2019-05-24 04:30 | 109 | 88
2019-05-24 05:00 | 112 | 92
2019-05-24 05:30 | 125 | 108
2019-05-24 06:00 | 134 | 119
2019-05-24 06:30 | 133 | 110
2019-05-24 07:00 | 144 | 115
2019-05-24 07:30 | 147 | 117
2019-05-24 08:00 | 114 | 73
2019-05-24 08:30 | 87 | 38
2019-05-24 09:00 | 72 | 1
2019-05-24 09:30 | 73 | 29
2019-05-24 10:00 | 72 | 30
2019-05-24 10:30 | 71 | 21
2019-05-24 11:00 | 70 | 3
2019-05-24 11:30 | 71 | 2
2019-05-24 12:00 | 73 | 9
2019-05-24 12:30 | 84 | 36
2019-05-24 13:00 | 86 | 39
2019-05-24 13:30 | 80 | 25
2019-05-24 14:00 | 89 | 42
2019-05-24 14:30 | 92 | 45
2019-05-24 15:00 | 84 | 32
2019-05-24 15:30 | 119 | 87
2019-05-24 16:00 | 122 | 90
2019-05-24 16:30 | 136 | 105
2019-05-24 17:00 | 184 | 159
2019-05-24 17:30 | 218 | 198
2019-05-24 18:00 | 241 | 225
2019-05-24 18:30 | 240 | 228
2019-05-24 19:00 | 230 | 218
2019-05-24 19:30 | 215 | 202
2019-05-24 20:00 | 200 | 185
2019-05-24 20:30 | 188 | 171
2019-05-24 21:00 | 170 | 151
2019-05-24 21:30 | 181 | 174
2019-05-24 22:00 | 175 | 168
2019-05-24 22:30 | 169 | 160
2019-05-24 23:00 | 159 | 149
2019-05-24 23:30 | 149 | 137
2019-05-25 | 150 | 137
2019-05-25 00:30 | 164 | 149
2019-05-25 01:00 | 134 | 118
2019-05-25 01:30 | 123 | 105
2019-05-25 02:00 | 128 | 110
2019-05-25 02:30 | 161 | 143
2019-05-25 03:00 | 161 | 141
2019-05-25 03:30 | 169 | 148
2019-05-25 04:00 | 190 | 169
2019-05-25 04:30 | 199 | 179
2019-05-25 05:00 | 204 | 184
2019-05-25 05:30 | 213 | 194
2019-05-25 06:00 | 218 | 200
2019-05-25 06:30 | 235 | 220
2019-05-25 07:00 | 253 | 239
2019-05-25 07:30 | 240 | 224
2019-05-25 08:00 | 188 | 170
2019-05-25 08:30 | 162 | 140
2019-05-25 09:00 | 176 | 159
2019-05-25 09:30 | 146 | 129
2019-05-25 10:00 | 98 | 75
2019-05-25 10:30 | 73 | 41
2019-05-25 11:00 | 67 | 28
2019-05-25 11:30 | 89 | 61
2019-05-25 12:00 | 143 | 125
2019-05-25 12:30 | 138 | 119
2019-05-25 13:00 | 144 | 125
2019-05-25 13:30 | 134 | 112
2019-05-25 14:00 | 139 | 115
2019-05-25 14:30 | 157 | 137
2019-05-25 15:00 | 184 | 167
2019-05-25 15:30 | 203 | 187
2019-05-25 16:00 | 190 | 172
2019-05-25 16:30 | 218 | 199
2019-05-25 17:00 | 248 | 231
2019-05-25 17:30 | 280 | 266
2019-05-25 18:00 | 301 | 285
2019-05-25 18:30 | 301 | 287
2019-05-25 19:00 | 290 | 277
2019-05-25 19:30 | 266 | 251
2019-05-25 20:00 | 243 | 227
2019-05-25 20:30 | 236 | 218
2019-05-25 21:00 | 220 | 201
2019-05-25 21:30 | 245 | 233
2019-05-25 22:00 | 253 | 243
2019-05-25 22:30 | 250 | 239
2019-05-25 23:00 | 244 | 231
2019-05-25 23:30 | 234 | 219
2019-05-26 | 247 | 231
2019-05-26 00:30 | 262 | 246
2019-05-26 01:00 | 252 | 235
2019-05-26 01:30 | 247 | 229
2019-05-26 02:00 | 248 | 230
2019-05-26 02:30 | 247 | 229
2019-05-26 03:00 | 241 | 222
2019-05-26 03:30 | 233 | 214
2019-05-26 04:00 | 238 | 219
2019-05-26 04:30 | 247 | 228
2019-05-26 05:00 | 249 | 230
2019-05-26 05:30 | 248 | 228
2019-05-26 06:00 | 254 | 236
2019-05-26 06:30 | 268 | 252
2019-05-26 07:00 | 267 | 251
2019-05-26 07:30 | 300 | 283
2019-05-26 08:00 | 290 | 272
2019-05-26 08:30 | 276 | 259
2019-05-26 09:00 | 267 | 249
2019-05-26 09:30 | 250 | 232
2019-05-26 10:00 | 195 | 173
2019-05-26 10:30 | 160 | 134
2019-05-26 11:00 | 149 | 122
2019-05-26 11:30 | 114 | 78
2019-05-26 12:00 | 110 | 76
2019-05-26 12:30 | 112 | 80
2019-05-26 13:00 | 146 | 121
2019-05-26 13:30 | 154 | 129
2019-05-26 14:00 | 164 | 140
2019-05-26 14:30 | 177 | 154
2019-05-26 15:00 | 226 | 209
2019-05-26 15:30 | 273 | 257
2019-05-26 16:00 | 330 | 316
2019-05-26 16:30 | 357 | 345
2019-05-26 17:00 | 369 | 358
2019-05-26 17:30 | 372 | 361
2019-05-26 18:00 | 271 | 257
2019-05-26 18:30 | 265 | 254
2019-05-26 19:00 | 316 | 306
2019-05-26 19:30 | 308 | 296
2019-05-26 20:00 | 295 | 283
2019-05-26 20:30 | 280 | 266
2019-05-26 21:00 | 289 | 278
2019-05-26 21:30 | 313 | 304
2019-05-26 22:00 | 306 | 295
2019-05-26 22:30 | 289 | 278
2019-05-26 23:00 | 280 | 267
2019-05-26 23:30 | 264 | 250
2019-05-27 | 259 | 245
2019-05-27 00:30 | 265 | 250
2019-05-27 01:00 | 242 | 226
2019-05-27 01:30 | 234 | 217
2019-05-27 02:00 | 229 | 212
2019-05-27 02:30 | 227 | 210
2019-05-27 03:00 | 224 | 205
2019-05-27 03:30 | 221 | 203
2019-05-27 04:00 | 224 | 206
2019-05-27 04:30 | 234 | 217
2019-05-27 05:00 | 241 | 224
2019-05-27 05:30 | 259 | 244
2019-05-27 06:00 | 277 | 263
2019-05-27 06:30 | 296 | 286
2019-05-27 07:00 | 296 | 285
2019-05-27 07:30 | 307 | 292
2019-05-27 08:00 | 311 | 297
2019-05-27 08:30 | 283 | 269
2019-05-27 09:00 | 240 | 226
2019-05-27 09:30 | 206 | 191
2019-05-27 10:00 | 222 | 207
2019-05-27 10:30 | 146 | 125
2019-05-27 11:00 | 143 | 124
2019-05-27 11:30 | 122 | 99
2019-05-27 12:00 | 147 | 128
2019-05-27 12:30 | 174 | 158
2019-05-27 13:00 | 150 | 132
2019-05-27 13:30 | 183 | 166
2019-05-27 14:00 | 133 | 110
2019-05-27 14:30 | 109 | 85
2019-05-27 15:00 | 104 | 79
2019-05-27 15:30 | 121 | 98
2019-05-27 16:00 | 110 | 85
2019-05-27 16:30 | 122 | 97
2019-05-27 17:00 | 116 | 93
2019-05-27 17:30 | 76 | 45
2019-05-27 18:00 | 56 | 26
2019-05-27 18:30 | 60 | 25
2019-05-27 19:00 | 70 | 39
2019-05-27 19:30 | 92 | 79
2019-05-27 20:00 | 85 | 78
2019-05-27 20:30 | 52 | 41
2019-05-27 21:00 | 86 | 74
2019-05-27 21:30 | 103 | 84
2019-05-27 22:00 | 99 | 84
2019-05-27 22:30 | 112 | 96
2019-05-27 23:00 | 124 | 105
2019-05-27 23:30 | 144 | 122
2019-05-28 | 214 | 198
2019-05-28 00:30 | 229 | 213
2019-05-28 01:00 | 208 | 190
2019-05-28 01:30 | 188 | 169
2019-05-28 02:00 | 176 | 156
2019-05-28 02:30 | 185 | 165
2019-05-28 03:00 | 175 | 154
2019-05-28 03:30 | 152 | 130
2019-05-28 04:00 | 155 | 134
2019-05-28 04:30 | 163 | 142
2019-05-28 05:00 | 153 | 134
2019-05-28 05:30 | 162 | 145
2019-05-28 06:00 | 189 | 174
2019-05-28 06:30 | 229 | 217
2019-05-28 07:00 | 244 | 227
2019-05-28 07:30 | 262 | 245
2019-05-28 08:00 | 261 | 245
2019-05-28 08:30 | 268 | 253
2019-05-28 09:00 | 269 | 257
2019-05-28 09:30 | 203 | 189
2019-05-28 10:00 | 151 | 134
2019-05-28 10:30 | 144 | 125
2019-05-28 11:00 | 128 | 96
2019-05-28 11:30 | 128 | 96
2019-05-28 12:00 | 133 | 105
2019-05-28 12:30 | 136 | 105
2019-05-28 13:00 | 135 | 104
2019-05-28 13:30 | 123 | 90
2019-05-28 14:00 | 128 | 96
2019-05-28 14:30 | 131 | 101
2019-05-28 15:00 | 145 | 118
2019-05-28 15:30 | 179 | 157
2019-05-28 16:00 | 226 | 206
2019-05-28 16:30 | 271 | 253
2019-05-28 17:00 | 302 | 286
2019-05-28 17:30 | 321 | 305
2019-05-28 18:00 | 341 | 322
2019-05-28 18:30 | 360 | 340
2019-05-28 19:00 | 356 | 337
2019-05-28 19:30 | 338 | 322
2019-05-28 20:00 | 327 | 311
2019-05-28 20:30 | 304 | 285
2019-05-28 21:00 | 303 | 287
2019-05-28 21:30 | 290 | 272
2019-05-28 22:00 | 271 | 251
2019-05-28 22:30 | 243 | 218
2019-05-28 23:00 | 216 | 188
2019-05-28 23:30 | 201 | 170
2019-05-29 | 185 | 167
2019-05-29 00:30 | 193 | 176
2019-05-29 01:00 | 168 | 150
2019-05-29 01:30 | 161 | 142
2019-05-29 02:00 | 153 | 133
2019-05-29 02:30 | 149 | 129
2019-05-29 03:00 | 144 | 123
2019-05-29 03:30 | 154 | 134
2019-05-29 04:00 | 168 | 149
2019-05-29 04:30 | 185 | 166
2019-05-29 05:00 | 196 | 178
2019-05-29 05:30 | 208 | 191
2019-05-29 06:00 | 226 | 211
2019-05-29 06:30 | 257 | 237
2019-05-29 07:00 | 284 | 250
2019-05-29 07:30 | 315 | 278
2019-05-29 08:00 | 309 | 274
2019-05-29 08:30 | 273 | 237
2019-05-29 09:00 | 231 | 192
2019-05-29 09:30 | 225 | 185
2019-05-29 10:00 | 177 | 130
2019-05-29 10:30 | 181 | 139
2019-05-29 11:00 | 167 | 123
2019-05-29 11:30 | 164 | 117
2019-05-29 12:00 | 172 | 126
2019-05-29 12:30 | 142 | 86
2019-05-29 13:00 | 154 | 101
2019-05-29 13:30 | 185 | 139
2019-05-29 14:00 | 173 | 124
2019-05-29 14:30 | 173 | 124
2019-05-29 15:00 | 187 | 141
2019-05-29 15:30 | 226 | 189
2019-05-29 16:00 | 240 | 204
2019-05-29 16:30 | 279 | 247
2019-05-29 17:00 | 264 | 231
2019-05-29 17:30 | 245 | 208
2019-05-29 18:00 | 222 | 177
2019-05-29 18:30 | 241 | 210
2019-05-29 19:00 | 252 | 232
2019-05-29 19:30 | 233 | 216
2019-05-29 20:00 | 207 | 186
2019-05-29 20:30 | 198 | 175
2019-05-29 21:00 | 224 | 201
2019-05-29 21:30 | 284 | 264
2019-05-29 22:00 | 285 | 264
2019-05-29 22:30 | 268 | 241
2019-05-29 23:00 | 255 | 225
2019-05-29 23:30 | 253 | 220
2019-05-30 | 246 | 211
2019-05-30 00:30 | 254 | 218
2019-05-30 01:00 | 244 | 205
2019-05-30 01:30 | 225 | 194
2019-05-30 02:00 | 213 | 192
2019-05-30 02:30 | 206 | 180
2019-05-30 03:00 | 197 | 171
2019-05-30 03:30 | 201 | 180
2019-05-30 04:00 | 207 | 185
2019-05-30 04:30 | 211 | 190
2019-05-30 05:00 | 216 | 195
2019-05-30 05:30 | 228 | 209
2019-05-30 06:00 | 251 | 234
2019-05-30 06:30 | 283 | 256
2019-05-30 07:00 | 294 | 248
2019-05-30 07:30 | 337 | 283
2019-05-30 08:00 | 312 | 259
2019-05-30 08:30 | 324 | 288
2019-05-30 09:00 | 307 | 276
2019-05-30 09:30 | 292 | 261
2019-05-30 10:00 | 270 | 235
2019-05-30 10:30 | 258 | 222
2019-05-30 11:00 | 260 | 226
2019-05-30 11:30 | 231 | 195
2019-05-30 12:00 | 192 | 150
2019-05-30 12:30 | 187 | 144
2019-05-30 13:00 | 188 | 148
2019-05-30 13:30 | 186 | 147
2019-05-30 14:00 | 199 | 159
2019-05-30 14:30 | 203 | 157
2019-05-30 15:00 | 198 | 148
2019-05-30 15:30 | 203 | 153
2019-05-30 16:00 | 214 | 166
2019-05-30 16:30 | 176 | 118
2019-05-30 17:00 | 158 | 85
2019-05-30 17:30 | 151 | 69
2019-05-30 18:00 | 149 | 90
2019-05-30 18:30 | 159 | 113
2019-05-30 19:00 | 164 | 120
2019-05-30 19:30 | 149 | 97
2019-05-30 20:00 | 131 | 71
2019-05-30 20:30 | 118 | 44
2019-05-30 21:00 | 106 | 18
2019-05-30 21:30 | 97 | 22
2019-05-30 22:00 | 78 | 2
2019-05-30 22:30 | 64 | 20
2019-05-30 23:00 | 93 | 62
2019-05-30 23:30 | 92 | 59
2019-05-31 | 83 | 48
2019-05-31 00:30 | 101 | 81
2019-05-31 01:00 | 170 | 152
2019-05-31 01:30 | 162 | 143
2019-05-31 02:00 | 129 | 107
2019-05-31 02:30 | 113 | 89
2019-05-31 03:00 | 116 | 92
2019-05-31 03:30 | 107 | 82
2019-05-31 04:00 | 115 | 91
2019-05-31 04:30 | 109 | 85
2019-05-31 05:00 | 104 | 81
2019-05-31 05:30 | 119 | 99
2019-05-31 06:00 | 159 | 141
2019-05-31 06:30 | 199 | 179
2019-05-31 07:00 | 237 | 220
2019-05-31 07:30 | 247 | 228
2019-05-31 08:00 | 249 | 229
2019-05-31 08:30 | 272 | 255
2019-05-31 09:00 | 282 | 266
2019-05-31 09:30 | 280 | 265
2019-05-31 10:00 | 299 | 285
2019-05-31 10:30 | 294 | 281
2019-05-31 11:00 | 269 | 254
2019-05-31 11:30 | 266 | 251
2019-05-31 12:00 | 258 | 243
2019-05-31 12:30 | 271 | 257
2019-05-31 13:00 | 274 | 260
2019-05-31 13:30 | 250 | 235
2019-05-31 14:00 | 255 | 239
2019-05-31 14:30 | 271 | 254
2019-05-31 15:00 | 292 | 277
2019-05-31 15:30 | 298 | 282
2019-05-31 16:00 | 305 | 289
2019-05-31 16:30 | 326 | 310
2019-05-31 17:00 | 297 | 280
2019-05-31 17:30 | 220 | 184
2019-05-31 18:00 | 218 | 174
2019-05-31 18:30 | 228 | 186
2019-05-31 19:00 | 206 | 167
2019-05-31 19:30 | 184 | 149
2019-05-31 20:00 | 159 | 123
2019-05-31 20:30 | 152 | 114
2019-05-31 21:00 | 158 | 118
2019-05-31 21:30 | 134 | 85
2019-05-31 22:00 | 116 | 56
2019-05-31 22:30 | 111 | 41
2019-05-31 23:00 | 171 | 127
2019-05-31 23:30 | 181 | 138
2019-06-01 | 171 | 125
2019-06-01 00:30 | 165 | 117
2019-06-01 01:00 | 182 | 134
2019-06-01 01:30 | 184 | 133
2019-06-01 02:00 | 194 | 153
2019-06-01 02:30 | 161 | 131
2019-06-01 03:00 | 128 | 95
2019-06-01 03:30 | 145 | 108
2019-06-01 04:00 | 154 | 115
2019-06-01 04:30 | 205 | 164
2019-06-01 05:00 | 235 | 203
2019-06-01 05:30 | 213 | 179
2019-06-01 06:00 | 216 | 185
2019-06-01 06:30 | 222 | 192
2019-06-01 07:00 | 229 | 198
2019-06-01 07:30 | 211 | 157
2019-06-01 08:00 | 199 | 137
2019-06-01 08:30 | 209 | 152
2019-06-01 09:00 | 217 | 166
2019-06-01 09:30 | 203 | 151
2019-06-01 10:00 | 190 | 135
2019-06-01 10:30 | 150 | 82
2019-06-01 11:00 | 161 | 104
2019-06-01 11:30 | 140 | 78
2019-06-01 12:00 | 130 | 55
2019-06-01 12:30 | 153 | 95
2019-06-01 13:00 | 174 | 124
2019-06-01 13:30 | 165 | 109
2019-06-01 14:00 | 168 | 111
2019-06-01 14:30 | 162 | 101
2019-06-01 15:00 | 177 | 121
2019-06-01 15:30 | 217 | 173
2019-06-01 16:00 | 217 | 169
2019-06-01 16:30 | 225 | 181
2019-06-01 17:00 | 260 | 221
2019-06-01 17:30 | 276 | 237
2019-06-01 18:00 | 239 | 197
2019-06-01 18:30 | 180 | 130
2019-06-01 19:00 | 167 | 120
2019-06-01 19:30 | 172 | 140
2019-06-01 20:00 | 137 | 99
2019-06-01 20:30 | 205 | 169
2019-06-01 21:00 | 231 | 193
2019-06-01 21:30 | 216 | 178
2019-06-01 22:00 | 223 | 192
2019-06-01 22:30 | 212 | 183
2019-06-01 23:00 | 205 | 158
2019-06-01 23:30 | 189 | 149
2019-06-02 | 208 | 171
2019-06-02 00:30 | 204 | 166
2019-06-02 01:00 | 165 | 122
2019-06-02 01:30 | 154 | 108
2019-06-02 02:00 | 155 | 111
2019-06-02 02:30 | 172 | 134
2019-06-02 03:00 | 183 | 148
2019-06-02 03:30 | 170 | 135
2019-06-02 04:00 | 159 | 122
2019-06-02 04:30 | 160 | 125
2019-06-02 05:00 | 163 | 129
2019-06-02 05:30 | 181 | 148
2019-06-02 06:00 | 181 | 149
2019-06-02 06:30 | 202 | 170
2019-06-02 07:00 | 196 | 162
2019-06-02 07:30 | 210 | 174
2019-06-02 08:00 | 197 | 157
2019-06-02 08:30 | 179 | 130
2019-06-02 09:00 | 189 | 147
2019-06-02 09:30 | 193 | 154
2019-06-02 10:00 | 158 | 105
2019-06-02 10:30 | 134 | 62
2019-06-02 11:00 | 136 | 78
2019-06-02 11:30 | 127 | 73
2019-06-02 12:00 | 108 | 34
2019-06-02 12:30 | 114 | 47
2019-06-02 13:00 | 110 | 32
2019-06-02 13:30 | 115 | 44
2019-06-02 14:00 | 126 | 62
2019-06-02 14:30 | 172 | 127
2019-06-02 15:00 | 178 | 134
2019-06-02 15:30 | 160 | 111
2019-06-02 16:00 | 177 | 126
2019-06-02 16:30 | 237 | 200
2019-06-02 17:00 | 251 | 215
2019-06-02 17:30 | 279 | 246
2019-06-02 18:00 | 290 | 259
2019-06-02 18:30 | 322 | 302
2019-06-02 19:00 | 317 | 298
2019-06-02 19:30 | 287 | 266
2019-06-02 20:00 | 278 | 255
2019-06-02 20:30 | 241 | 214
2019-06-02 21:00 | 242 | 222
2019-06-02 21:30 | 240 | 220
2019-06-02 22:00 | 244 | 222
2019-06-02 22:30 | 222 | 197
2019-06-02 23:00 | 183 | 158
2019-06-02 23:30 | 169 | 140
2019-06-03 | 170 | 139
2019-06-03 00:30 | 196 | 167
2019-06-03 01:00 | 162 | 131
2019-06-03 01:30 | 165 | 133
2019-06-03 02:00 | 170 | 139
2019-06-03 02:30 | 153 | 120
2019-06-03 03:00 | 153 | 122
2019-06-03 03:30 | 148 | 116
2019-06-03 04:00 | 161 | 128
2019-06-03 04:30 | 158 | 126
2019-06-03 05:00 | 170 | 139
2019-06-03 05:30 | 176 | 148
2019-06-03 06:00 | 190 | 165
2019-06-03 06:30 | 195 | 166
2019-06-03 07:00 | 201 | 166
2019-06-03 07:30 | 241 | 208
2019-06-03 08:00 | 223 | 189
2019-06-03 08:30 | 179 | 140
2019-06-03 09:00 | 142 | 96
2019-06-03 09:30 | 145 | 104
2019-06-03 10:00 | 154 | 118
2019-06-03 10:30 | 145 | 103
2019-06-03 11:00 | 142 | 97
2019-06-03 11:30 | 150 | 108
2019-06-03 12:00 | 137 | 91
2019-06-03 12:30 | 150 | 107
2019-06-03 13:00 | 155 | 115
2019-06-03 13:30 | 180 | 140
2019-06-03 14:00 | 183 | 142
2019-06-03 14:30 | 201 | 163
2019-06-03 15:00 | 194 | 158
2019-06-03 15:30 | 211 | 178
2019-06-03 16:00 | 229 | 198
2019-06-03 16:30 | 185 | 146
2019-06-03 17:00 | 171 | 125
2019-06-03 17:30 | 179 | 134
2019-06-03 18:00 | 95 | 24
2019-06-03 18:30 | 90 | 32
2019-06-03 19:00 | 94 | 40
2019-06-03 19:30 | 95 | 43
2019-06-03 20:00 | 96 | 10
2019-06-03 20:30 | 145 | 107
2019-06-03 21:00 | 168 | 138
2019-06-03 21:30 | 179 | 148
2019-06-03 22:00 | 171 | 138
2019-06-03 22:30 | 143 | 100
2019-06-03 23:00 | 175 | 137
2019-06-03 23:30 | 213 | 183
2019-06-04 | 207 | 176
2019-06-04 00:30 | 213 | 182
2019-06-04 01:00 | 203 | 169
2019-06-04 01:30 | 203 | 168
2019-06-04 02:00 | 172 | 133
2019-06-04 02:30 | 166 | 125
2019-06-04 03:00 | 173 | 133
2019-06-04 03:30 | 164 | 124
2019-06-04 04:00 | 167 | 128
2019-06-04 04:30 | 161 | 121
2019-06-04 05:00 | 161 | 123
2019-06-04 05:30 | 186 | 155
2019-06-04 06:00 | 218 | 191
2019-06-04 06:30 | 221 | 194
2019-06-04 07:00 | 231 | 192
2019-06-04 07:30 | 229 | 168
2019-06-04 08:00 | 208 | 141
2019-06-04 08:30 | 165 | 78
2019-06-04 09:00 | 142 | 28
2019-06-04 09:30 | 148 | 26
2019-06-04 10:00 | 144 | 3
2019-06-04 10:30 | 151 | 49
2019-06-04 11:00 | 158 | 74
2019-06-04 11:30 | 136 | 30
2019-06-04 12:00 | 127 | 30
2019-06-04 12:30 | 127 | 39
2019-06-04 13:00 | 130 | 53
2019-06-04 13:30 | 126 | 32
2019-06-04 14:00 | 125 | 19
2019-06-04 14:30 | 129 | 40
2019-06-04 15:00 | 152 | 95
2019-06-04 15:30 | 182 | 141
2019-06-04 16:00 | 134 | 40
2019-06-04 16:30 | 143 | 39
2019-06-04 17:00 | 131 | 38
2019-06-04 17:30 | 131 | 34
2019-06-04 18:00 | 121 | 46
2019-06-04 18:30 | 205 | 192
2019-06-04 19:00 | 222 | 213
2019-06-04 19:30 | 244 | 236
2019-06-04 20:00 | 138 | 112
2019-06-04 20:30 | 122 | 87
2019-06-04 21:00 | 241 | 230
2019-06-04 21:30 | 164 | 143
2019-06-04 22:00 | 89 | 3
2019-06-04 22:30 | 118 | 63
2019-06-04 23:00 | 125 | 80
2019-06-04 23:30 | 188 | 160
2019-06-05 | 173 | 142
2019-06-05 00:30 | 200 | 170
2019-06-05 01:00 | 200 | 169
2019-06-05 01:30 | 214 | 183
2019-06-05 02:00 | 213 | 181
2019-06-05 02:30 | 207 | 174
2019-06-05 03:00 | 202 | 169
2019-06-05 03:30 | 200 | 165
2019-06-05 04:00 | 201 | 166
2019-06-05 04:30 | 196 | 161
2019-06-05 05:00 | 196 | 162
2019-06-05 05:30 | 202 | 170
2019-06-05 06:00 | 211 | 181
2019-06-05 06:30 | 255 | 233
2019-06-05 07:00 | 229 | 201
2019-06-05 07:30 | 184 | 138
2019-06-05 08:00 | 137 | 74
2019-06-05 08:30 | 159 | 108
2019-06-05 09:00 | 191 | 151
2019-06-05 09:30 | 189 | 148
2019-06-05 10:00 | 189 | 148
2019-06-05 10:30 | 165 | 122
2019-06-05 11:00 | 112 | 45
2019-06-05 11:30 | 100 | 19
2019-06-05 12:00 | 107 | 34
2019-06-05 12:30 | 113 | 44
2019-06-05 13:00 | 118 | 56
2019-06-05 13:30 | 113 | 49
2019-06-05 14:00 | 128 | 75
2019-06-05 14:30 | 158 | 115
2019-06-05 15:00 | 173 | 132
2019-06-05 15:30 | 191 | 153
2019-06-05 16:00 | 192 | 153
2019-06-05 16:30 | 205 | 169
2019-06-05 17:00 | 201 | 162
2019-06-05 17:30 | 254 | 219
2019-06-05 18:00 | 290 | 257
2019-06-05 18:30 | 308 | 282
2019-06-05 19:00 | 318 | 292
2019-06-05 19:30 | 302 | 274
2019-06-05 20:00 | 285 | 254
2019-06-05 20:30 | 282 | 254
2019-06-05 21:00 | 283 | 261
2019-06-05 21:30 | 278 | 259
2019-06-05 22:00 | 223 | 201
2019-06-05 22:30 | 236 | 212
2019-06-05 23:00 | 236 | 211
2019-06-05 23:30 | 231 | 204
2019-06-06 | 213 | 183
2019-06-06 00:30 | 193 | 162
2019-06-06 01:00 | 157 | 121
2019-06-06 01:30 | 164 | 128
2019-06-06 02:00 | 141 | 100
2019-06-06 02:30 | 136 | 95
2019-06-06 03:00 | 130 | 91
2019-06-06 03:30 | 126 | 87
2019-06-06 04:00 | 116 | 74
2019-06-06 04:30 | 114 | 73
2019-06-06 05:00 | 97 | 55
2019-06-06 05:30 | 105 | 68
2019-06-06 06:00 | 114 | 83
2019-06-06 06:30 | 154 | 123
2019-06-06 07:00 | 173 | 140
2019-06-06 07:30 | 198 | 162
2019-06-06 08:00 | 183 | 142
2019-06-06 08:30 | 167 | 123
2019-06-06 09:00 | 164 | 126
2019-06-06 09:30 | 150 | 114
2019-06-06 10:00 | 138 | 99
2019-06-06 10:30 | 108 | 40
2019-06-06 11:00 | 101 | 26
2019-06-06 11:30 | 98 | 27
2019-06-06 12:00 | 93 | 23
2019-06-06 12:30 | 93 | 20
2019-06-06 13:00 | 110 | 48
2019-06-06 13:30 | 140 | 91
2019-06-06 14:00 | 179 | 143
2019-06-06 14:30 | 159 | 121
2019-06-06 15:00 | 148 | 105
2019-06-06 15:30 | 137 | 93
2019-06-06 16:00 | 103 | 39
2019-06-06 16:30 | 116 | 60
2019-06-06 17:00 | 131 | 77
2019-06-06 17:30 | 127 | 60
2019-06-06 18:00 | 129 | 74
2019-06-06 18:30 | 118 | 65
2019-06-06 19:00 | 107 | 51
2019-06-06 19:30 | 87 | 2
2019-06-06 20:00 | 89 | 14
2019-06-06 20:30 | 94 | 29
2019-06-06 21:00 | 85 | 19
2019-06-06 21:30 | 73 | 12
2019-06-06 22:00 | 68 | 19
2019-06-06 22:30 | 85 | 46
2019-06-06 23:00 | 95 | 53
2019-06-06 23:30 | 105 | 66
2019-06-07 | 101 | 58
2019-06-07 00:30 | 126 | 88
2019-06-07 01:00 | 157 | 121
2019-06-07 01:30 | 166 | 130
2019-06-07 02:00 | 160 | 122
2019-06-07 02:30 | 157 | 118
2019-06-07 03:00 | 157 | 118
2019-06-07 03:30 | 154 | 116
2019-06-07 04:00 | 154 | 116
2019-06-07 04:30 | 159 | 121
2019-06-07 05:00 | 164 | 129
2019-06-07 05:30 | 173 | 141
2019-06-07 06:00 | 176 | 147
2019-06-07 06:30 | 157 | 129
2019-06-07 07:00 | 104 | 42
2019-06-07 07:30 | 143 | 99
2019-06-07 08:00 | 115 | 58
2019-06-07 08:30 | 109 | 25
2019-06-07 09:00 | 132 | 66
2019-06-07 09:30 | 136 | 70
2019-06-07 10:00 | 153 | 103
2019-06-07 10:30 | 141 | 87
2019-06-07 11:00 | 138 | 80
2019-06-07 11:30 | 135 | 71
2019-06-07 12:00 | 122 | 47
2019-06-07 12:30 | 107 | 2
2019-06-07 13:00 | 106 | 8
2019-06-07 13:30 | 106 | 14
2019-06-07 14:00 | 106 | 26
2019-06-07 14:30 | 106 | 19
2019-06-07 15:00 | 108 | 0
2019-06-07 15:30 | 109 | 6
2019-06-07 16:00 | 111 | 9
2019-06-07 16:30 | 115 | 31
2019-06-07 17:00 | 113 | 2
2019-06-07 17:30 | 120 | 18
2019-06-07 18:00 | 123 | 6
2019-06-07 18:30 | 124 | 17
2019-06-07 19:00 | 114 | 39
2019-06-07 19:30 | 94 | 33
2019-06-07 20:00 | 86 | 19
2019-06-07 20:30 | 83 | 5
2019-06-07 21:00 | 85 | 9
2019-06-07 21:30 | 89 | 26
2019-06-07 22:00 | 91 | 28
2019-06-07 22:30 | 94 | 35
2019-06-07 23:00 | 101 | 54
2019-06-07 23:30 | 106 | 62
2019-06-08 | 121 | 87
2019-06-08 00:30 | 106 | 50
2019-06-08 01:00 | 115 | 72
2019-06-08 01:30 | 103 | 30
2019-06-08 02:00 | 103 | 12
2019-06-08 02:30 | 106 | 4
2019-06-08 03:00 | 106 | 6
2019-06-08 03:30 | 103 | 1
2019-06-08 04:00 | 95 | 2
2019-06-08 04:30 | 95 | 5
2019-06-08 05:00 | 92 | 8
2019-06-08 05:30 | 92 | 26
2019-06-08 06:00 | 98 | 12
2019-06-08 06:30 | 88 | 27
2019-06-08 07:00 | 93 | 46
2019-06-08 07:30 | 102 | 38
2019-06-08 08:00 | 100 | 31
2019-06-08 08:30 | 99 | 18
2019-06-08 09:00 | 111 | 61
2019-06-08 09:30 | 117 | 70
2019-06-08 10:00 | 129 | 90
2019-06-08 10:30 | 155 | 127
2019-06-08 11:00 | 186 | 165
2019-06-08 11:30 | 201 | 184
2019-06-08 12:00 | 187 | 169
2019-06-08 12:30 | 180 | 161
2019-06-08 13:00 | 188 | 170
2019-06-08 13:30 | 188 | 169
2019-06-08 14:00 | 194 | 176
2019-06-08 14:30 | 186 | 166
2019-06-08 15:00 | 176 | 154
2019-06-08 15:30 | 159 | 133
2019-06-08 16:00 | 136 | 101
2019-06-08 16:30 | 114 | 62
2019-06-08 17:00 | 105 | 25
2019-06-08 17:30 | 105 | 3
2019-06-08 18:00 | 105 | 3
2019-06-08 18:30 | 89 | 38
2019-06-08 19:00 | 79 | 47
2019-06-08 19:30 | 58 | 12
2019-06-08 20:00 | 56 | 10
2019-06-08 20:30 | 68 | 29
2019-06-08 21:00 | 97 | 74
2019-06-08 21:30 | 160 | 142
2019-06-08 22:00 | 153 | 133
2019-06-08 22:30 | 146 | 123
2019-06-08 23:00 | 145 | 121
2019-06-08 23:30 | 130 | 103
2019-06-09 | 129 | 99
2019-06-09 00:30 | 138 | 108
2019-06-09 01:00 | 129 | 95
2019-06-09 01:30 | 113 | 79
2019-06-09 02:00 | 110 | 72
2019-06-09 02:30 | 113 | 74
2019-06-09 03:00 | 109 | 69
2019-06-09 03:30 | 119 | 80
2019-06-09 04:00 | 122 | 83
2019-06-09 04:30 | 124 | 86
2019-06-09 05:00 | 125 | 88
2019-06-09 05:30 | 114 | 68
2019-06-09 06:00 | 132 | 91
2019-06-09 06:30 | 144 | 108
2019-06-09 07:00 | 150 | 115
2019-06-09 07:30 | 166 | 123
2019-06-09 08:00 | 165 | 120
2019-06-09 08:30 | 162 | 116
2019-06-09 09:00 | 161 | 118
2019-06-09 09:30 | 141 | 89
2019-06-09 10:00 | 107 | 25
2019-06-09 10:30 | 105 | 7
2019-06-09 11:00 | 104 | 5
2019-06-09 11:30 | 104 | 7
2019-06-09 12:00 | 106 | 13
2019-06-09 12:30 | 103 | 9
2019-06-09 13:00 | 108 | 32
2019-06-09 13:30 | 113 | 37
2019-06-09 14:00 | 111 | 32
2019-06-09 14:30 | 137 | 77
2019-06-09 15:00 | 152 | 99
2019-06-09 15:30 | 174 | 127
2019-06-09 16:00 | 189 | 147
2019-06-09 16:30 | 213 | 175
2019-06-09 17:00 | 272 | 242
2019-06-09 17:30 | 307 | 281
2019-06-09 18:00 | 322 | 310
2019-06-09 18:30 | 330 | 323
2019-06-09 19:00 | 317 | 310
2019-06-09 19:30 | 288 | 280
2019-06-09 20:00 | 270 | 261
2019-06-09 20:30 | 254 | 243
2019-06-09 21:00 | 229 | 217
2019-06-09 21:30 | 208 | 195
2019-06-09 22:00 | 190 | 176
2019-06-09 22:30 | 188 | 170
2019-06-09 23:00 | 166 | 145
2019-06-09 23:30 | 158 | 133
2019-06-10 | 152 | 124
2019-06-10 00:30 | 164 | 135
2019-06-10 01:00 | 144 | 113
2019-06-10 01:30 | 124 | 88
2019-06-10 02:00 | 114 | 75
2019-06-10 02:30 | 113 | 73
2019-06-10 03:00 | 108 | 66
2019-06-10 03:30 | 112 | 74
2019-06-10 04:00 | 113 | 75
2019-06-10 04:30 | 107 | 69
2019-06-10 05:00 | 111 | 77
2019-06-10 05:30 | 120 | 90
2019-06-10 06:00 | 150 | 123
2019-06-10 06:30 | 183 | 164
2019-06-10 07:00 | 206 | 191
2019-06-10 07:30 | 229 | 213
2019-06-10 08:00 | 207 | 188
2019-06-10 08:30 | 175 | 154
2019-06-10 09:00 | 123 | 87
2019-06-10 09:30 | 102 | 57
2019-06-10 10:00 | 92 | 42
2019-06-10 10:30 | 90 | 34
2019-06-10 11:00 | 85 | 31
2019-06-10 11:30 | 98 | 52
2019-06-10 12:00 | 124 | 89
2019-06-10 12:30 | 140 | 111
2019-06-10 13:00 | 164 | 138
2019-06-10 13:30 | 173 | 149
2019-06-10 14:00 | 181 | 156
2019-06-10 14:30 | 181 | 157
2019-06-10 15:00 | 199 | 178
2019-06-10 15:30 | 201 | 179
2019-06-10 16:00 | 213 | 190
2019-06-10 16:30 | 238 | 218
2019-06-10 17:00 | 242 | 220
2019-06-10 17:30 | 269 | 246
2019-06-10 18:00 | 332 | 319
2019-06-10 18:30 | 354 | 346
2019-06-10 19:00 | 343 | 335
2019-06-10 19:30 | 316 | 307
2019-06-10 20:00 | 298 | 288
2019-06-10 20:30 | 259 | 246
2019-06-10 21:00 | 231 | 216
2019-06-10 21:30 | 201 | 183
2019-06-10 22:00 | 194 | 174
2019-06-10 22:30 | 188 | 164
2019-06-10 23:00 | 169 | 141
2019-06-10 23:30 | 150 | 114
2019-06-11 | 141 | 99
2019-06-11 00:30 | 145 | 110
2019-06-11 01:00 | 124 | 84
2019-06-11 01:30 | 112 | 67
2019-06-11 02:00 | 109 | 61
2019-06-11 02:30 | 109 | 58
2019-06-11 03:00 | 108 | 57
2019-06-11 03:30 | 107 | 52
2019-06-11 04:00 | 105 | 46
2019-06-11 04:30 | 107 | 50
2019-06-11 05:00 | 106 | 38
2019-06-11 05:30 | 112 | 24
2019-06-11 06:00 | 122 | 47
2019-06-11 06:30 | 162 | 110
2019-06-11 07:00 | 178 | 130
2019-06-11 07:30 | 181 | 129
2019-06-11 08:00 | 168 | 111
2019-06-11 08:30 | 128 | 46
2019-06-11 09:00 | 113 | 6
2019-06-11 09:30 | 112 | 34
2019-06-11 10:00 | 110 | 38
2019-06-11 10:30 | 113 | 49
2019-06-11 11:00 | 116 | 57
2019-06-11 11:30 | 119 | 68
2019-06-11 12:00 | 117 | 63
2019-06-11 12:30 | 117 | 65
2019-06-11 13:00 | 109 | 19
2019-06-11 13:30 | 114 | 3
2019-06-11 14:00 | 115 | 7
2019-06-11 14:30 | 126 | 46
2019-06-11 15:00 | 139 | 72
2019-06-11 15:30 | 163 | 106
2019-06-11 16:00 | 156 | 91
2019-06-11 16:30 | 213 | 167
2019-06-11 17:00 | 239 | 197
2019-06-11 17:30 | 277 | 238
2019-06-11 18:00 | 308 | 275
2019-06-11 18:30 | 327 | 303
2019-06-11 19:00 | 314 | 291
2019-06-11 19:30 | 291 | 266
2019-06-11 20:00 | 252 | 221
2019-06-11 20:30 | 221 | 183
2019-06-11 21:00 | 207 | 162
2019-06-11 21:30 | 187 | 139
2019-06-11 22:00 | 176 | 124
2019-06-11 22:30 | 177 | 122
2019-06-11 23:00 | 175 | 115
2019-06-11 23:30 | 181 | 133
2019-06-12 | 175 | 129
2019-06-12 00:30 | 191 | 148
2019-06-12 01:00 | 186 | 141
2019-06-12 01:30 | 187 | 143
2019-06-12 02:00 | 185 | 140
2019-06-12 02:30 | 172 | 126
2019-06-12 03:00 | 161 | 114
2019-06-12 03:30 | 133 | 81
2019-06-12 04:00 | 122 | 64
2019-06-12 04:30 | 131 | 79
2019-06-12 05:00 | 132 | 83
2019-06-12 05:30 | 145 | 104
2019-06-12 06:00 | 147 | 108
2019-06-12 06:30 | 143 | 104
2019-06-12 07:00 | 126 | 79
2019-06-12 07:30 | 126 | 57
2019-06-12 08:00 | 109 | 13
2019-06-12 08:30 | 105 | 37
2019-06-12 09:00 | 134 | 95
2019-06-12 09:30 | 115 | 106
2019-06-12 10:00 | 112 | 102
2019-06-12 10:30 | 116 | 107
2019-06-12 11:00 | 84 | 67
2019-06-12 11:30 | 81 | 65
2019-06-12 12:00 | 73 | 54
2019-06-12 12:30 | 65 | 39
2019-06-12 13:00 | 58 | 17
2019-06-12 13:30 | 74 | 41
2019-06-12 14:00 | 87 | 59
2019-06-12 14:30 | 98 | 71
2019-06-12 15:00 | 105 | 79
2019-06-12 15:30 | 105 | 79
2019-06-12 16:00 | 119 | 94
2019-06-12 16:30 | 109 | 81
2019-06-12 17:00 | 141 | 119
2019-06-12 17:30 | 161 | 141
2019-06-12 18:00 | 153 | 133
2019-06-12 18:30 | 147 | 120
2019-06-12 19:00 | 155 | 127
2019-06-12 19:30 | 163 | 144
2019-06-12 20:00 | 147 | 131
2019-06-12 20:30 | 136 | 118
2019-06-12 21:00 | 116 | 97
2019-06-12 21:30 | 148 | 129
2019-06-12 22:00 | 145 | 122
2019-06-12 22:30 | 126 | 100
2019-06-12 23:00 | 110 | 78
2019-06-12 23:30 | 100 | 61
2019-06-13 | 98 | 55
2019-06-13 00:30 | 107 | 66
2019-06-13 01:00 | 100 | 54
2019-06-13 01:30 | 92 | 39
2019-06-13 02:00 | 93 | 37
2019-06-13 02:30 | 90 | 33
2019-06-13 03:00 | 84 | 22
2019-06-13 03:30 | 79 | 6
2019-06-13 04:00 | 78 | 2
2019-06-13 04:30 | 82 | 18
2019-06-13 05:00 | 90 | 34
2019-06-13 05:30 | 91 | 41
2019-06-13 06:00 | 103 | 60
2019-06-13 06:30 | 76 | 20
2019-06-13 07:00 | 76 | 29
2019-06-13 07:30 | 86 | 45
2019-06-13 08:00 | 64 | 7
2019-06-13 08:30 | 80 | 60
2019-06-13 09:00 | 128 | 120
2019-06-13 09:30 | 154 | 149
2019-06-13 10:00 | 164 | 160
2019-06-13 10:30 | 173 | 168
2019-06-13 11:00 | 212 | 208
2019-06-13 11:30 | 221 | 218
2019-06-13 12:00 | 202 | 198
2019-06-13 12:30 | 124 | 113
2019-06-13 13:00 | 66 | 3
2019-06-13 13:30 | 78 | 25
2019-06-13 14:00 | 74 | 18
2019-06-13 14:30 | 81 | 33
2019-06-13 15:00 | 103 | 66
2019-06-13 15:30 | 108 | 68
2019-06-13 16:00 | 118 | 82
2019-06-13 16:30 | 152 | 124
2019-06-13 17:00 | 131 | 97
2019-06-13 17:30 | 142 | 112
2019-06-13 18:00 | 162 | 135
2019-06-13 18:30 | 179 | 157
2019-06-13 19:00 | 185 | 162
2019-06-13 19:30 | 171 | 147
2019-06-13 20:00 | 167 | 141
2019-06-13 20:30 | 211 | 186
2019-06-13 21:00 | 191 | 164
2019-06-13 21:30 | 184 | 155
2019-06-13 22:00 | 164 | 129
2019-06-13 22:30 | 173 | 139
2019-06-13 23:00 | 220 | 196
2019-06-13 23:30 | 212 | 187
2019-06-14 | 205 | 179
2019-06-14 00:30 | 222 | 199
2019-06-14 01:00 | 206 | 182
2019-06-14 01:30 | 195 | 170
2019-06-14 02:00 | 198 | 172
2019-06-14 02:30 | 203 | 177
2019-06-14 03:00 | 194 | 158
2019-06-14 03:30 | 194 | 157
2019-06-14 04:00 | 195 | 158
2019-06-14 04:30 | 213 | 178
2019-06-14 05:00 | 205 | 170
2019-06-14 05:30 | 217 | 185
2019-06-14 06:00 | 233 | 205
2019-06-14 06:30 | 267 | 240
2019-06-14 07:00 | 273 | 248
2019-06-14 07:30 | 273 | 248
2019-06-14 08:00 | 228 | 200
2019-06-14 08:30 | 192 | 164
2019-06-14 09:00 | 141 | 105
2019-06-14 09:30 | 130 | 92
2019-06-14 10:00 | 116 | 70
2019-06-14 10:30 | 102 | 51
2019-06-14 11:00 | 117 | 74
2019-06-14 11:30 | 116 | 65
2019-06-14 12:00 | 125 | 76
2019-06-14 12:30 | 123 | 78
2019-06-14 13:00 | 140 | 103
2019-06-14 13:30 | 155 | 121
2019-06-14 14:00 | 143 | 107
2019-06-14 14:30 | 145 | 107
2019-06-14 15:00 | 169 | 134
2019-06-14 15:30 | 163 | 125
2019-06-14 16:00 | 163 | 124
2019-06-14 16:30 | 199 | 167
2019-06-14 17:00 | 270 | 245
2019-06-14 17:30 | 329 | 308
2019-06-14 18:00 | 347 | 331
2019-06-14 18:30 | 353 | 342
2019-06-14 19:00 | 348 | 338
2019-06-14 19:30 | 333 | 322
2019-06-14 20:00 | 315 | 302
2019-06-14 20:30 | 296 | 282
2019-06-14 21:00 | 274 | 259
2019-06-14 21:30 | 260 | 242
2019-06-14 22:00 | 238 | 218
2019-06-14 22:30 | 228 | 207
2019-06-14 23:00 | 233 | 211
2019-06-14 23:30 | 227 | 204
2019-06-15 | 223 | 198
2019-06-15 00:30 | 230 | 203
2019-06-15 01:00 | 201 | 170
2019-06-15 01:30 | 187 | 153
2019-06-15 02:00 | 171 | 134
2019-06-15 02:30 | 188 | 151
2019-06-15 03:00 | 197 | 160
2019-06-15 03:30 | 196 | 159
2019-06-15 04:00 | 204 | 167
2019-06-15 04:30 | 206 | 168
2019-06-15 05:00 | 206 | 169
2019-06-15 05:30 | 202 | 164
2019-06-15 06:00 | 194 | 156
2019-06-15 06:30 | 217 | 186
2019-06-15 07:00 | 232 | 201
2019-06-15 07:30 | 231 | 190
2019-06-15 08:00 | 199 | 153
2019-06-15 08:30 | 160 | 103
2019-06-15 09:00 | 140 | 73
2019-06-15 09:30 | 133 | 67
2019-06-15 10:00 | 132 | 68
2019-06-15 10:30 | 126 | 60
2019-06-15 11:00 | 119 | 42
2019-06-15 11:30 | 118 | 40
2019-06-15 12:00 | 120 | 40
2019-06-15 12:30 | 113 | 26
2019-06-15 13:00 | 119 | 37
2019-06-15 13:30 | 139 | 79
2019-06-15 14:00 | 113 | 21
2019-06-15 14:30 | 112 | 19
2019-06-15 15:00 | 118 | 35
2019-06-15 15:30 | 127 | 55
2019-06-15 16:00 | 193 | 150
2019-06-15 16:30 | 205 | 166
2019-06-15 17:00 | 266 | 232
2019-06-15 17:30 | 312 | 282
2019-06-15 18:00 | 325 | 307
2019-06-15 18:30 | 337 | 326
2019-06-15 19:00 | 335 | 324
2019-06-15 19:30 | 311 | 299
2019-06-15 20:00 | 296 | 283
2019-06-15 20:30 | 281 | 266
2019-06-15 21:00 | 258 | 242
2019-06-15 21:30 | 245 | 227
2019-06-15 22:00 | 243 | 224
2019-06-15 22:30 | 244 | 222
2019-06-15 23:00 | 240 | 218
2019-06-15 23:30 | 224 | 200
2019-06-16 | 213 | 187
2019-06-16 00:30 | 239 | 214
2019-06-16 01:00 | 216 | 186
2019-06-16 01:30 | 197 | 164
2019-06-16 02:00 | 194 | 159
2019-06-16 02:30 | 202 | 166
2019-06-16 03:00 | 201 | 165
2019-06-16 03:30 | 198 | 162
2019-06-16 04:00 | 204 | 169
2019-06-16 04:30 | 209 | 173
2019-06-16 05:00 | 200 | 162
2019-06-16 05:30 | 197 | 160
2019-06-16 06:00 | 199 | 162
2019-06-16 06:30 | 214 | 179
2019-06-16 07:00 | 218 | 181
2019-06-16 07:30 | 218 | 172
2019-06-16 08:00 | 171 | 103
2019-06-16 08:30 | 147 | 63
2019-06-16 09:00 | 128 | 0
2019-06-16 09:30 | 127 | 22
2019-06-16 10:00 | 123 | 27
2019-06-16 10:30 | 121 | 7
2019-06-16 11:00 | 120 | 30
2019-06-16 11:30 | 113 | 14
2019-06-16 12:00 | 111 | 6
2019-06-16 12:30 | 111 | 14
2019-06-16 13:00 | 112 | 2
2019-06-16 13:30 | 114 | 2
2019-06-16 14:00 | 114 | 16
2019-06-16 14:30 | 133 | 70
2019-06-16 15:00 | 155 | 105
2019-06-16 15:30 | 182 | 140
2019-06-16 16:00 | 207 | 171
2019-06-16 16:30 | 213 | 177
2019-06-16 17:00 | 246 | 209
2019-06-16 17:30 | 279 | 245
2019-06-16 18:00 | 275 | 243
2019-06-16 18:30 | 296 | 279
2019-06-16 19:00 | 309 | 297
2019-06-16 19:30 | 326 | 308
2019-06-16 20:00 | 317 | 288
2019-06-16 20:30 | 298 | 265
2019-06-16 21:00 | 292 | 257
2019-06-16 21:30 | 281 | 242
2019-06-16 22:00 | 271 | 228
2019-06-16 22:30 | 272 | 228
2019-06-16 23:00 | 258 | 211
2019-06-16 23:30 | 239 | 187
2019-06-17 | 223 | 167
2019-06-17 00:30 | 213 | 178
2019-06-17 01:00 | 192 | 157
2019-06-17 01:30 | 195 | 158
2019-06-17 02:00 | 204 | 168
2019-06-17 02:30 | 211 | 176
2019-06-17 03:00 | 212 | 177
2019-06-17 03:30 | 214 | 177
2019-06-17 04:00 | 212 | 176
2019-06-17 04:30 | 212 | 176
2019-06-17 05:00 | 208 | 172
2019-06-17 05:30 | 214 | 179
2019-06-17 06:00 | 228 | 196
2019-06-17 06:30 | 254 | 228
2019-06-17 07:00 | 257 | 228
2019-06-17 07:30 | 230 | 184
2019-06-17 08:00 | 194 | 141
2019-06-17 08:30 | 168 | 115
2019-06-17 09:00 | 151 | 94
2019-06-17 09:30 | 129 | 60
2019-06-17 10:00 | 127 | 56
2019-06-17 10:30 | 115 | 30
2019-06-17 11:00 | 112 | 28
2019-06-17 11:30 | 116 | 35
2019-06-17 12:00 | 110 | 19
2019-06-17 12:30 | 117 | 37
2019-06-17 13:00 | 119 | 40
2019-06-17 13:30 | 118 | 38
2019-06-17 14:00 | 115 | 31
2019-06-17 14:30 | 113 | 23
2019-06-17 15:00 | 114 | 25
2019-06-17 15:30 | 126 | 50
2019-06-17 16:00 | 147 | 84
2019-06-17 16:30 | 161 | 102
2019-06-17 17:00 | 214 | 170
2019-06-17 17:30 | 269 | 230
2019-06-17 18:00 | 232 | 194
2019-06-17 18:30 | 218 | 187
2019-06-17 19:00 | 209 | 179
2019-06-17 19:30 | 196 | 168
2019-06-17 20:00 | 220 | 195
2019-06-17 20:30 | 218 | 187
2019-06-17 21:00 | 214 | 180
2019-06-17 21:30 | 203 | 164
2019-06-17 22:00 | 200 | 161
2019-06-17 22:30 | 203 | 164
2019-06-17 23:00 | 186 | 143
2019-06-17 23:30 | 171 | 122
2019-06-18 | 166 | 119
2019-06-18 00:30 | 195 | 155
2019-06-18 01:00 | 177 | 134
2019-06-18 01:30 | 167 | 121
2019-06-18 02:00 | 157 | 109
2019-06-18 02:30 | 144 | 92
2019-06-18 03:00 | 140 | 86
2019-06-18 03:30 | 131 | 76
2019-06-18 04:00 | 134 | 82
2019-06-18 04:30 | 145 | 100
2019-06-18 05:00 | 150 | 109
2019-06-18 05:30 | 164 | 127
2019-06-18 06:00 | 183 | 152
2019-06-18 06:30 | 225 | 202
2019-06-18 07:00 | 248 | 228
2019-06-18 07:30 | 239 | 203
2019-06-18 08:00 | 209 | 171
2019-06-18 08:30 | 171 | 131
2019-06-18 09:00 | 150 | 104
2019-06-18 09:30 | 124 | 64
2019-06-18 10:00 | 113 | 46
2019-06-18 10:30 | 108 | 32
2019-06-18 11:00 | 107 | 31
2019-06-18 11:30 | 110 | 39
2019-06-18 12:00 | 115 | 43
2019-06-18 12:30 | 116 | 42
2019-06-18 13:00 | 117 | 43
2019-06-18 13:30 | 128 | 49
2019-06-18 14:00 | 133 | 58
2019-06-18 14:30 | 134 | 61
2019-06-18 15:00 | 139 | 68
2019-06-18 15:30 | 146 | 80
2019-06-18 16:00 | 169 | 113
2019-06-18 16:30 | 207 | 162
2019-06-18 17:00 | 267 | 231
2019-06-18 17:30 | 324 | 292
2019-06-18 18:00 | 356 | 335
2019-06-18 18:30 | 383 | 362
2019-06-18 19:00 | 369 | 342
2019-06-18 19:30 | 346 | 317
2019-06-18 20:00 | 331 | 301
2019-06-18 20:30 | 319 | 285
2019-06-18 21:00 | 311 | 276
2019-06-18 21:30 | 298 | 259
2019-06-18 22:00 | 291 | 248
2019-06-18 22:30 | 268 | 221
2019-06-18 23:00 | 259 | 210
2019-06-18 23:30 | 254 | 208
2019-06-19 | 217 | 193
2019-06-19 00:30 | 222 | 198
2019-06-19 01:00 | 197 | 169
2019-06-19 01:30 | 187 | 153
2019-06-19 02:00 | 180 | 134
2019-06-19 02:30 | 185 | 134
2019-06-19 03:00 | 174 | 117
2019-06-19 03:30 | 171 | 112
2019-06-19 04:00 | 173 | 114
2019-06-19 04:30 | 174 | 116
2019-06-19 05:00 | 181 | 126
2019-06-19 05:30 | 189 | 139
2019-06-19 06:00 | 205 | 160
2019-06-19 06:30 | 233 | 197
2019-06-19 07:00 | 237 | 201
2019-06-19 07:30 | 251 | 208
2019-06-19 08:00 | 219 | 172
2019-06-19 08:30 | 159 | 94
2019-06-19 09:00 | 129 | 52
2019-06-19 09:30 | 121 | 41
2019-06-19 10:00 | 116 | 28
2019-06-19 10:30 | 114 | 20
2019-06-19 11:00 | 117 | 30
2019-06-19 11:30 | 111 | 18
2019-06-19 12:00 | 109 | 9
2019-06-19 12:30 | 109 | 10
2019-06-19 13:00 | 109 | 8
2019-06-19 13:30 | 110 | 17
2019-06-19 14:00 | 114 | 32
2019-06-19 14:30 | 120 | 41
2019-06-19 15:00 | 125 | 50
2019-06-19 15:30 | 133 | 68
2019-06-19 16:00 | 161 | 109
2019-06-19 16:30 | 138 | 77
2019-06-19 17:00 | 144 | 83
2019-06-19 17:30 | 167 | 108
2019-06-19 18:00 | 195 | 150
2019-06-19 18:30 | 201 | 168
2019-06-19 19:00 | 188 | 162
2019-06-19 19:30 | 170 | 142
2019-06-19 20:00 | 162 | 137
2019-06-19 20:30 | 152 | 125
2019-06-19 21:00 | 150 | 128
2019-06-19 21:30 | 231 | 213
2019-06-19 22:00 | 240 | 220
2019-06-19 22:30 | 216 | 191
2019-06-19 23:00 | 205 | 176
2019-06-19 23:30 | 212 | 186
2019-06-20 | 207 | 179
2019-06-20 00:30 | 203 | 174
2019-06-20 01:00 | 184 | 155
2019-06-20 01:30 | 182 | 151
2019-06-20 02:00 | 181 | 150
2019-06-20 02:30 | 176 | 144
2019-06-20 03:00 | 172 | 140
2019-06-20 03:30 | 175 | 142
2019-06-20 04:00 | 164 | 130
2019-06-20 04:30 | 168 | 135
2019-06-20 05:00 | 169 | 140
2019-06-20 05:30 | 170 | 144
2019-06-20 06:00 | 188 | 165
2019-06-20 06:30 | 223 | 206
2019-06-20 07:00 | 226 | 209
2019-06-20 07:30 | 124 | 81
2019-06-20 08:00 | 89 | 1
2019-06-20 08:30 | 87 | 37
2019-06-20 09:00 | 94 | 62
2019-06-20 09:30 | 98 | 70
2019-06-20 10:00 | 80 | 12
2019-06-20 10:30 | 94 | 45
2019-06-20 11:00 | 120 | 88
2019-06-20 11:30 | 105 | 70
2019-06-20 12:00 | 76 | 15
2019-06-20 12:30 | 76 | 6
2019-06-20 13:00 | 75 | 6
2019-06-20 13:30 | 76 | 10
2019-06-20 14:00 | 76 | 14
2019-06-20 14:30 | 82 | 29
2019-06-20 15:00 | 94 | 45
2019-06-20 15:30 | 108 | 65
2019-06-20 16:00 | 139 | 106
2019-06-20 16:30 | 100 | 57
2019-06-20 17:00 | 108 | 67
2019-06-20 17:30 | 142 | 105
2019-06-20 18:00 | 158 | 119
2019-06-20 18:30 | 171 | 143
2019-06-20 19:00 | 196 | 179
2019-06-20 19:30 | 201 | 192
2019-06-20 20:00 | 182 | 173
2019-06-20 20:30 | 174 | 162
2019-06-20 21:00 | 161 | 148
2019-06-20 21:30 | 136 | 120
2019-06-20 22:00 | 117 | 96
2019-06-20 22:30 | 98 | 72
2019-06-20 23:00 | 83 | 48
2019-06-20 23:30 | 177 | 147
2019-06-21 | 204 | 166
2019-06-21 00:30 | 204 | 166
2019-06-21 01:00 | 189 | 148
2019-06-21 01:30 | 182 | 140
2019-06-21 02:00 | 176 | 131
2019-06-21 02:30 | 164 | 115
2019-06-21 03:00 | 166 | 119
2019-06-21 03:30 | 175 | 129
2019-06-21 04:00 | 177 | 131
2019-06-21 04:30 | 178 | 133
2019-06-21 05:00 | 191 | 148
2019-06-21 05:30 | 204 | 165
2019-06-21 06:00 | 218 | 183
2019-06-21 06:30 | 241 | 213
2019-06-21 07:00 | 260 | 236
2019-06-21 07:30 | 265 | 230
2019-06-21 08:00 | 210 | 158
2019-06-21 08:30 | 173 | 112
2019-06-21 09:00 | 150 | 80
2019-06-21 09:30 | 142 | 75
2019-06-21 10:00 | 129 | 51
2019-06-21 10:30 | 117 | 29
2019-06-21 11:00 | 108 | 9
2019-06-21 11:30 | 108 | 4
2019-06-21 12:00 | 106 | 1
2019-06-21 12:30 | 105 | 5
2019-06-21 13:00 | 105 | 10
2019-06-21 13:30 | 104 | 5
2019-06-21 14:00 | 107 | 1
2019-06-21 14:30 | 108 | 11
2019-06-21 15:00 | 113 | 27
2019-06-21 15:30 | 124 | 50
2019-06-21 16:00 | 137 | 76
2019-06-21 16:30 | 163 | 114
2019-06-21 17:00 | 220 | 184
2019-06-21 17:30 | 275 | 244
2019-06-21 18:00 | 278 | 247
2019-06-21 18:30 | 286 | 262
2019-06-21 19:00 | 286 | 265
2019-06-21 19:30 | 301 | 291
2019-06-21 20:00 | 289 | 277
2019-06-21 20:30 | 267 | 254
2019-06-21 21:00 | 240 | 225
2019-06-21 21:30 | 220 | 203
2019-06-21 22:00 | 187 | 144
2019-06-21 22:30 | 183 | 124
2019-06-21 23:00 | 171 | 89
2019-06-21 23:30 | 151 | 51
2019-06-22 | 142 | 25
2019-06-22 00:30 | 139 | 16
2019-06-22 01:00 | 137 | 8
2019-06-22 01:30 | 138 | 9
2019-06-22 02:00 | 137 | 5
2019-06-22 02:30 | 114 | 41
2019-06-22 03:00 | 122 | 64
2019-06-22 03:30 | 133 | 82
2019-06-22 04:00 | 135 | 82
2019-06-22 04:30 | 129 | 73
2019-06-22 05:00 | 132 | 76
2019-06-22 05:30 | 142 | 89
2019-06-22 06:00 | 143 | 93
2019-06-22 06:30 | 170 | 127
2019-06-22 07:00 | 183 | 140
2019-06-22 07:30 | 178 | 126
2019-06-22 08:00 | 153 | 90
2019-06-22 08:30 | 124 | 44
2019-06-22 09:00 | 112 | 8
2019-06-22 09:30 | 109 | 29
2019-06-22 10:00 | 115 | 53
2019-06-22 10:30 | 121 | 69
2019-06-22 11:00 | 116 | 57
2019-06-22 11:30 | 119 | 69
2019-06-22 12:00 | 123 | 77
2019-06-22 12:30 | 124 | 78
2019-06-22 13:00 | 119 | 67
2019-06-22 13:30 | 116 | 56
2019-06-22 14:00 | 114 | 47
2019-06-22 14:30 | 111 | 37
2019-06-22 15:00 | 110 | 26
2019-06-22 15:30 | 111 | 0
2019-06-22 16:00 | 122 | 35
2019-06-22 16:30 | 152 | 91
2019-06-22 17:00 | 208 | 165
2019-06-22 17:30 | 268 | 235
2019-06-22 18:00 | 292 | 272
2019-06-22 18:30 | 313 | 291
2019-06-22 19:00 | 306 | 278
2019-06-22 19:30 | 284 | 252
2019-06-22 20:00 | 275 | 240
2019-06-22 20:30 | 259 | 220
2019-06-22 21:00 | 261 | 221
2019-06-22 21:30 | 251 | 207
2019-06-22 22:00 | 226 | 176
2019-06-22 22:30 | 214 | 157
2019-06-22 23:00 | 189 | 156
2019-06-22 23:30 | 199 | 164
2019-06-23 | 195 | 157
2019-06-23 00:30 | 193 | 154
2019-06-23 01:00 | 184 | 141
2019-06-23 01:30 | 171 | 125
2019-06-23 02:00 | 161 | 112
2019-06-23 02:30 | 158 | 108
2019-06-23 03:00 | 150 | 102
2019-06-23 03:30 | 152 | 106
2019-06-23 04:00 | 149 | 102
2019-06-23 04:30 | 145 | 97
2019-06-23 05:00 | 151 | 104
2019-06-23 05:30 | 164 | 118
2019-06-23 06:00 | 170 | 126
2019-06-23 06:30 | 187 | 146
2019-06-23 07:00 | 193 | 152
2019-06-23 07:30 | 199 | 147
2019-06-23 08:00 | 167 | 99
2019-06-23 08:30 | 113 | 46
2019-06-23 09:00 | 93 | 13
2019-06-23 09:30 | 90 | 4
2019-06-23 10:00 | 89 | 2
2019-06-23 10:30 | 88 | 15
2019-06-23 11:00 | 89 | 26
2019-06-23 11:30 | 90 | 33
2019-06-23 12:00 | 86 | 17
2019-06-23 12:30 | 87 | 27
2019-06-23 13:00 | 87 | 27
2019-06-23 13:30 | 86 | 23
2019-06-23 14:00 | 87 | 28
2019-06-23 14:30 | 88 | 31
2019-06-23 15:00 | 88 | 31
2019-06-23 15:30 | 86 | 6
2019-06-23 16:00 | 98 | 36
2019-06-23 16:30 | 132 | 87
2019-06-23 17:00 | 197 | 169
2019-06-23 17:30 | 282 | 260
2019-06-23 18:00 | 231 | 200
2019-06-23 18:30 | 175 | 141
2019-06-23 19:00 | 184 | 170
2019-06-23 19:30 | 171 | 158
2019-06-23 20:00 | 164 | 150
2019-06-23 20:30 | 140 | 123
2019-06-23 21:00 | 219 | 205
2019-06-23 21:30 | 239 | 222
2019-06-23 22:00 | 239 | 221
2019-06-23 22:30 | 249 | 229
2019-06-23 23:00 | 230 | 208
2019-06-23 23:30 | 223 | 194
2019-06-24 | 214 | 183
2019-06-24 00:30 | 212 | 180
2019-06-24 01:00 | 204 | 170
2019-06-24 01:30 | 196 | 160
2019-06-24 02:00 | 182 | 145
2019-06-24 02:30 | 181 | 143
2019-06-24 03:00 | 186 | 147
2019-06-24 03:30 | 190 | 151
2019-06-24 04:00 | 189 | 150
2019-06-24 04:30 | 185 | 145
2019-06-24 05:00 | 180 | 140
2019-06-24 05:30 | 184 | 147
2019-06-24 06:00 | 208 | 176
2019-06-24 06:30 | 232 | 206
2019-06-24 07:00 | 244 | 223
2019-06-24 07:30 | 228 | 202
2019-06-24 08:00 | 188 | 154
2019-06-24 08:30 | 138 | 101
2019-06-24 09:00 | 85 | 53
2019-06-24 09:30 | 67 | 24
2019-06-24 10:00 | 67 | 24
2019-06-24 10:30 | 72 | 7
2019-06-24 11:00 | 97 | 58
2019-06-24 11:30 | 128 | 101
2019-06-24 12:00 | 132 | 106
2019-06-24 12:30 | 135 | 111
2019-06-24 13:00 | 137 | 114
2019-06-24 13:30 | 131 | 106
2019-06-24 14:00 | 123 | 96
2019-06-24 14:30 | 99 | 59
2019-06-24 15:00 | 86 | 13
2019-06-24 15:30 | 110 | 68
2019-06-24 16:00 | 142 | 112
2019-06-24 16:30 | 120 | 85
2019-06-24 17:00 | 122 | 87
2019-06-24 17:30 | 168 | 145
2019-06-24 18:00 | 177 | 153
2019-06-24 18:30 | 212 | 196
2019-06-24 19:00 | 231 | 219
2019-06-24 19:30 | 205 | 191
2019-06-24 20:00 | 177 | 162
2019-06-24 20:30 | 153 | 134
2019-06-24 21:00 | 133 | 110
2019-06-24 21:30 | 110 | 81
2019-06-24 22:00 | 98 | 63
2019-06-24 22:30 | 91 | 45
2019-06-24 23:00 | 80 | 19
2019-06-24 23:30 | 147 | 109
2019-06-25 | 163 | 122
2019-06-25 00:30 | 162 | 120
2019-06-25 01:00 | 137 | 89
2019-06-25 01:30 | 125 | 68
2019-06-25 02:00 | 124 | 66
2019-06-25 02:30 | 124 | 64
2019-06-25 03:00 | 121 | 57
2019-06-25 03:30 | 131 | 74
2019-06-25 04:00 | 136 | 80
2019-06-25 04:30 | 129 | 73
2019-06-25 05:00 | 125 | 71
2019-06-25 05:30 | 129 | 82
2019-06-25 06:00 | 168 | 131
2019-06-25 06:30 | 219 | 192
2019-06-25 07:00 | 242 | 220
2019-06-25 07:30 | 253 | 228
2019-06-25 08:00 | 217 | 190
2019-06-25 08:30 | 150 | 114
2019-06-25 09:00 | 149 | 110
2019-06-25 09:30 | 126 | 79
2019-06-25 10:00 | 109 | 49
2019-06-25 10:30 | 99 | 27
2019-06-25 11:00 | 89 | 8
2019-06-25 11:30 | 88 | 9
2019-06-25 12:00 | 89 | 5
2019-06-25 12:30 | 88 | 10
2019-06-25 13:00 | 88 | 19
2019-06-25 13:30 | 90 | 10
2019-06-25 14:00 | 90 | 19
2019-06-25 14:30 | 106 | 56
2019-06-25 15:00 | 107 | 56
2019-06-25 15:30 | 118 | 72
2019-06-25 16:00 | 184 | 157
2019-06-25 16:30 | 155 | 122
2019-06-25 17:00 | 139 | 101
2019-06-25 17:30 | 169 | 136
2019-06-25 18:00 | 173 | 137
2019-06-25 18:30 | 163 | 121
2019-06-25 19:00 | 124 | 77
2019-06-25 19:30 | 118 | 88
2019-06-25 20:00 | 98 | 74
2019-06-25 20:30 | 88 | 66
2019-06-25 21:00 | 73 | 46
2019-06-25 21:30 | 66 | 29
2019-06-25 22:00 | 107 | 82
2019-06-25 22:30 | 123 | 97
2019-06-25 23:00 | 181 | 154
2019-06-25 23:30 | 175 | 144
2019-06-26 | 149 | 95
2019-06-26 00:30 | 158 | 87
2019-06-26 01:00 | 137 | 50
2019-06-26 01:30 | 126 | 49
2019-06-26 02:00 | 120 | 40
2019-06-26 02:30 | 122 | 42
2019-06-26 03:00 | 115 | 51
2019-06-26 03:30 | 127 | 71
2019-06-26 04:00 | 128 | 69
2019-06-26 04:30 | 130 | 64
2019-06-26 05:00 | 140 | 79
2019-06-26 05:30 | 144 | 82
2019-06-26 06:00 | 169 | 116
2019-06-26 06:30 | 212 | 174
2019-06-26 07:00 | 240 | 209
2019-06-26 07:30 | 266 | 231
2019-06-26 08:00 | 222 | 187
2019-06-26 08:30 | 163 | 118
2019-06-26 09:00 | 126 | 68
2019-06-26 09:30 | 100 | 49
2019-06-26 10:00 | 98 | 47
2019-06-26 10:30 | 87 | 28
2019-06-26 11:00 | 91 | 36
2019-06-26 11:30 | 96 | 45
2019-06-26 12:00 | 92 | 36
2019-06-26 12:30 | 83 | 17
2019-06-26 13:00 | 112 | 89
2019-06-26 13:30 | 124 | 99
2019-06-26 14:00 | 114 | 94
2019-06-26 14:30 | 83 | 32
2019-06-26 15:00 | 85 | 9
2019-06-26 15:30 | 84 | 5
2019-06-26 16:00 | 90 | 19
2019-06-26 16:30 | 85 | 21
2019-06-26 17:00 | 88 | 19
2019-06-26 17:30 | 80 | 12
2019-06-26 18:00 | 134 | 102
2019-06-26 18:30 | 151 | 125
2019-06-26 19:00 | 152 | 124
2019-06-26 19:30 | 125 | 94
2019-06-26 20:00 | 118 | 90
2019-06-26 20:30 | 112 | 92
2019-06-26 21:00 | 91 | 67
2019-06-26 21:30 | 69 | 33
2019-06-26 22:00 | 111 | 87
2019-06-26 22:30 | 100 | 75
2019-06-26 23:00 | 134 | 115
2019-06-26 23:30 | 125 | 102
2019-06-27 | 107 | 79
2019-06-27 00:30 | 123 | 95
2019-06-27 01:00 | 106 | 74
2019-06-27 01:30 | 106 | 79
2019-06-27 02:00 | 101 | 71
2019-06-27 02:30 | 91 | 56
2019-06-27 03:00 | 89 | 52
2019-06-27 03:30 | 93 | 57
2019-06-27 04:00 | 98 | 64
2019-06-27 04:30 | 99 | 66
2019-06-27 05:00 | 94 | 61
2019-06-27 05:30 | 97 | 67
2019-06-27 06:00 | 125 | 102
2019-06-27 06:30 | 193 | 177
2019-06-27 07:00 | 209 | 194
2019-06-27 07:30 | 213 | 196
2019-06-27 08:00 | 179 | 158
2019-06-27 08:30 | 128 | 104
2019-06-27 09:00 | 90 | 57
2019-06-27 09:30 | 69 | 20
2019-06-27 10:00 | 63 | 2
2019-06-27 10:30 | 63 | 7
2019-06-27 11:00 | 61 | 11
2019-06-27 11:30 | 61 | 24
2019-06-27 12:00 | 137 | 134
2019-06-27 12:30 | 157 | 155
2019-06-27 13:00 | 136 | 135
2019-06-27 13:30 | 137 | 136
2019-06-27 14:00 | 133 | 132
2019-06-27 14:30 | 55 | 46
2019-06-27 15:00 | 41 | 1
2019-06-27 15:30 | 52 | 27
2019-06-27 16:00 | 91 | 76
2019-06-27 16:30 | 85 | 71
2019-06-27 17:00 | 121 | 110
2019-06-27 17:30 | 123 | 112
2019-06-27 18:00 | 158 | 151
2019-06-27 18:30 | 168 | 163
2019-06-27 19:00 | 109 | 105
2019-06-27 19:30 | 78 | 74
2019-06-27 20:00 | 64 | 59
2019-06-27 20:30 | 43 | 36
2019-06-27 21:00 | 47 | 39
2019-06-27 21:30 | 43 | 30
2019-06-27 22:00 | 96 | 88
2019-06-27 22:30 | 119 | 109
2019-06-27 23:00 | 154 | 141
2019-06-27 23:30 | 124 | 107
2019-06-28 | 112 | 93
2019-06-28 00:30 | 129 | 109
2019-06-28 01:00 | 127 | 110
2019-06-28 01:30 | 112 | 93
2019-06-28 02:00 | 97 | 73
2019-06-28 02:30 | 84 | 50
2019-06-28 03:00 | 84 | 45
2019-06-28 03:30 | 89 | 53
2019-06-28 04:00 | 92 | 56
2019-06-28 04:30 | 97 | 64
2019-06-28 05:00 | 104 | 81
2019-06-28 05:30 | 111 | 89
2019-06-28 06:00 | 149 | 128
2019-06-28 06:30 | 193 | 177
2019-06-28 07:00 | 207 | 197
2019-06-28 07:30 | 241 | 231
2019-06-28 08:00 | 247 | 235
2019-06-28 08:30 | 235 | 222
2019-06-28 09:00 | 193 | 179
2019-06-28 09:30 | 183 | 170
2019-06-28 10:00 | 173 | 159
2019-06-28 10:30 | 149 | 135
2019-06-28 11:00 | 135 | 119
2019-06-28 11:30 | 115 | 98
2019-06-28 12:00 | 69 | 15
2019-06-28 12:30 | 56 | 18
2019-06-28 13:00 | 64 | 26
2019-06-28 13:30 | 71 | 37
2019-06-28 14:00 | 94 | 69
2019-06-28 14:30 | 127 | 107
2019-06-28 15:00 | 99 | 72
2019-06-28 15:30 | 102 | 74
2019-06-28 16:00 | 94 | 56
2019-06-28 16:30 | 120 | 90
2019-06-28 17:00 | 139 | 113
2019-06-28 17:30 | 116 | 88
2019-06-28 18:00 | 138 | 118
2019-06-28 18:30 | 136 | 116
2019-06-28 19:00 | 84 | 67
2019-06-28 19:30 | 68 | 53
2019-06-28 20:00 | 52 | 32
2019-06-28 20:30 | 44 | 13
2019-06-28 21:00 | 44 | 4
2019-06-28 21:30 | 46 | 10
2019-06-28 22:00 | 69 | 39
2019-06-28 22:30 | 84 | 54
2019-06-28 23:00 | 121 | 98
2019-06-28 23:30 | 118 | 81
2019-06-29 | 112 | 79
2019-06-29 00:30 | 124 | 87
2019-06-29 01:00 | 111 | 58
2019-06-29 01:30 | 113 | 49
2019-06-29 02:00 | 112 | 45
2019-06-29 02:30 | 112 | 44
2019-06-29 03:00 | 109 | 48
2019-06-29 03:30 | 106 | 62
2019-06-29 04:00 | 106 | 61
2019-06-29 04:30 | 98 | 55
2019-06-29 05:00 | 101 | 59
2019-06-29 05:30 | 101 | 60
2019-06-29 06:00 | 99 | 53
2019-06-29 06:30 | 159 | 131
2019-06-29 07:00 | 147 | 124
2019-06-29 07:30 | 155 | 127
2019-06-29 08:00 | 137 | 101
2019-06-29 08:30 | 105 | 57
2019-06-29 09:00 | 88 | 28
2019-06-29 09:30 | 80 | 4
2019-06-29 10:00 | 79 | 11
2019-06-29 10:30 | 80 | 13
2019-06-29 11:00 | 87 | 36
2019-06-29 11:30 | 88 | 38
2019-06-29 12:00 | 85 | 47
2019-06-29 12:30 | 77 | 51
2019-06-29 13:00 | 77 | 48
2019-06-29 13:30 | 76 | 38
2019-06-29 14:00 | 73 | 30
2019-06-29 14:30 | 71 | 14
2019-06-29 15:00 | 80 | 28
2019-06-29 15:30 | 91 | 52
2019-06-29 16:00 | 126 | 99
2019-06-29 16:30 | 147 | 123
2019-06-29 17:00 | 219 | 200
2019-06-29 17:30 | 279 | 263
2019-06-29 18:00 | 316 | 303
2019-06-29 18:30 | 335 | 324
2019-06-29 19:00 | 325 | 315
2019-06-29 19:30 | 294 | 284
2019-06-29 20:00 | 263 | 251
2019-06-29 20:30 | 250 | 235
2019-06-29 21:00 | 240 | 223
2019-06-29 21:30 | 233 | 215
2019-06-29 22:00 | 234 | 215
2019-06-29 22:30 | 212 | 189
2019-06-29 23:00 | 210 | 185
2019-06-29 23:30 | 199 | 172
2019-06-30 | 192 | 163
2019-06-30 00:30 | 185 | 157
2019-06-30 01:00 | 169 | 140
2019-06-30 01:30 | 151 | 119
2019-06-30 02:00 | 138 | 99
2019-06-30 02:30 | 134 | 90
2019-06-30 03:00 | 143 | 98
2019-06-30 03:30 | 145 | 100
2019-06-30 04:00 | 137 | 93
2019-06-30 04:30 | 152 | 111
2019-06-30 05:00 | 157 | 116
2019-06-30 05:30 | 156 | 115
2019-06-30 06:00 | 167 | 128
2019-06-30 06:30 | 188 | 153
2019-06-30 07:00 | 183 | 149
2019-06-30 07:30 | 175 | 136
2019-06-30 08:00 | 137 | 86
2019-06-30 08:30 | 101 | 23
2019-06-30 09:00 | 92 | 12
2019-06-30 09:30 | 90 | 20
2019-06-30 10:00 | 90 | 40
2019-06-30 10:30 | 88 | 37
2019-06-30 11:00 | 99 | 65
2019-06-30 11:30 | 100 | 69
2019-06-30 12:00 | 101 | 70
2019-06-30 12:30 | 114 | 83
2019-06-30 13:00 | 112 | 79
2019-06-30 13:30 | 110 | 76
2019-06-30 14:00 | 105 | 67
2019-06-30 14:30 | 99 | 55
2019-06-30 15:00 | 96 | 49
2019-06-30 15:30 | 89 | 14
2019-06-30 16:00 | 100 | 29
2019-06-30 16:30 | 137 | 92
2019-06-30 17:00 | 205 | 172
2019-06-30 17:30 | 263 | 237
2019-06-30 18:00 | 316 | 296
2019-06-30 18:30 | 338 | 327
2019-06-30 19:00 | 340 | 329
2019-06-30 19:30 | 319 | 305
2019-06-30 20:00 | 292 | 277
2019-06-30 20:30 | 268 | 251
2019-06-30 21:00 | 253 | 235
2019-06-30 21:30 | 243 | 224
2019-06-30 22:00 | 227 | 204
2019-06-30 22:30 | 204 | 178
2019-06-30 23:00 | 172 | 142
2019-06-30 23:30 | 148 | 108
2019-07-01 | 148 | 111
2019-07-01 00:30 | 145 | 107
2019-07-01 01:00 | 124 | 76
2019-07-01 01:30 | 111 | 52
2019-07-01 02:00 | 103 | 43
2019-07-01 02:30 | 103 | 42
2019-07-01 03:00 | 104 | 40
2019-07-01 03:30 | 106 | 42
2019-07-01 04:00 | 145 | 98
2019-07-01 04:30 | 206 | 168
2019-07-01 05:00 | 208 | 171
2019-07-01 05:30 | 215 | 180
2019-07-01 06:00 | 227 | 192
2019-07-01 06:30 | 245 | 212
2019-07-01 07:00 | 241 | 210
2019-07-01 07:30 | 246 | 215
2019-07-01 08:00 | 205 | 171
2019-07-01 08:30 | 157 | 117
2019-07-01 09:00 | 125 | 77
2019-07-01 09:30 | 114 | 59
2019-07-01 10:00 | 112 | 61
2019-07-01 10:30 | 122 | 77
2019-07-01 11:00 | 118 | 70
2019-07-01 11:30 | 122 | 75
2019-07-01 12:00 | 121 | 75
2019-07-01 12:30 | 109 | 56
2019-07-01 13:00 | 118 | 70
2019-07-01 13:30 | 134 | 88
2019-07-01 14:00 | 135 | 93
2019-07-01 14:30 | 141 | 100
2019-07-01 15:00 | 154 | 118
2019-07-01 15:30 | 218 | 191
2019-07-01 16:00 | 233 | 206
2019-07-01 16:30 | 210 | 183
2019-07-01 17:00 | 234 | 208
2019-07-01 17:30 | 232 | 206
2019-07-01 18:00 | 238 | 214
2019-07-01 18:30 | 232 | 217
2019-07-01 19:00 | 232 | 216
2019-07-01 19:30 | 212 | 193
2019-07-01 20:00 | 193 | 173
2019-07-01 20:30 | 188 | 167
2019-07-01 21:00 | 180 | 158
2019-07-01 21:30 | 177 | 155
2019-07-01 22:00 | 154 | 126
2019-07-01 22:30 | 127 | 95
2019-07-01 23:00 | 221 | 199
2019-07-01 23:30 | 241 | 219
2019-07-02 | 236 | 211
2019-07-02 00:30 | 244 | 220
2019-07-02 01:00 | 227 | 201
2019-07-02 01:30 | 219 | 186
2019-07-02 02:00 | 213 | 178
2019-07-02 02:30 | 207 | 171
2019-07-02 03:00 | 205 | 169
2019-07-02 03:30 | 208 | 171
2019-07-02 04:00 | 205 | 170
2019-07-02 04:30 | 213 | 180
2019-07-02 05:00 | 218 | 186
2019-07-02 05:30 | 227 | 198
2019-07-02 06:00 | 242 | 215
2019-07-02 06:30 | 261 | 239
2019-07-02 07:00 | 266 | 246
2019-07-02 07:30 | 276 | 255
2019-07-02 08:00 | 244 | 223
2019-07-02 08:30 | 202 | 178
2019-07-02 09:00 | 162 | 136
2019-07-02 09:30 | 145 | 117
2019-07-02 10:00 | 122 | 89
2019-07-02 10:30 | 118 | 98
2019-07-02 11:00 | 119 | 97
2019-07-02 11:30 | 115 | 94
2019-07-02 12:00 | 104 | 79
2019-07-02 12:30 | 104 | 77
2019-07-02 13:00 | 110 | 85
2019-07-02 13:30 | 119 | 95
2019-07-02 14:00 | 125 | 101
2019-07-02 14:30 | 123 | 98
2019-07-02 15:00 | 132 | 112
2019-07-02 15:30 | 147 | 129
2019-07-02 16:00 | 172 | 155
2019-07-02 16:30 | 136 | 117
2019-07-02 17:00 | 172 | 156
2019-07-02 17:30 | 116 | 87
2019-07-02 18:00 | 91 | 56
2019-07-02 18:30 | 178 | 159
2019-07-02 19:00 | 117 | 93
2019-07-02 19:30 | 105 | 78
2019-07-02 20:00 | 90 | 55
2019-07-02 20:30 | 168 | 152
2019-07-02 21:00 | 192 | 175
2019-07-02 21:30 | 175 | 157
2019-07-02 22:00 | 159 | 140
2019-07-02 22:30 | 140 | 118
2019-07-02 23:00 | 223 | 201
2019-07-02 23:30 | 242 | 219
2019-07-03 | 231 | 206
2019-07-03 00:30 | 229 | 203
2019-07-03 01:00 | 223 | 193
2019-07-03 01:30 | 215 | 181
2019-07-03 02:00 | 207 | 172
2019-07-03 02:30 | 204 | 168
2019-07-03 03:00 | 199 | 162
2019-07-03 03:30 | 193 | 155
2019-07-03 04:00 | 197 | 159
2019-07-03 04:30 | 201 | 164
2019-07-03 05:00 | 210 | 176
2019-07-03 05:30 | 230 | 202
2019-07-03 06:00 | 253 | 231
2019-07-03 06:30 | 262 | 242
2019-07-03 07:00 | 279 | 261
2019-07-03 07:30 | 266 | 252
2019-07-03 08:00 | 162 | 140
2019-07-03 08:30 | 134 | 108
2019-07-03 09:00 | 119 | 91
2019-07-03 09:30 | 111 | 87
2019-07-03 10:00 | 101 | 75
2019-07-03 10:30 | 98 | 72
2019-07-03 11:00 | 95 | 68
2019-07-03 11:30 | 93 | 65
2019-07-03 12:00 | 76 | 45
2019-07-03 12:30 | 61 | 15
2019-07-03 13:00 | 58 | 4
2019-07-03 13:30 | 64 | 23
2019-07-03 14:00 | 74 | 39
2019-07-03 14:30 | 92 | 64
2019-07-03 15:00 | 99 | 72
2019-07-03 15:30 | 122 | 98
2019-07-03 16:00 | 144 | 124
2019-07-03 16:30 | 137 | 115
2019-07-03 17:00 | 162 | 143
2019-07-03 17:30 | 134 | 110
2019-07-03 18:00 | 165 | 143
2019-07-03 18:30 | 183 | 161
2019-07-03 19:00 | 182 | 161
2019-07-03 19:30 | 161 | 137
2019-07-03 20:00 | 138 | 108
2019-07-03 20:30 | 141 | 121
2019-07-03 21:00 | 137 | 121
2019-07-03 21:30 | 139 | 121
2019-07-03 22:00 | 124 | 103
2019-07-03 22:30 | 103 | 76
2019-07-03 23:00 | 186 | 166
2019-07-03 23:30 | 186 | 166
2019-07-04 | 170 | 147
2019-07-04 00:30 | 169 | 145
2019-07-04 01:00 | 151 | 122
2019-07-04 01:30 | 143 | 108
2019-07-04 02:00 | 146 | 109
2019-07-04 02:30 | 152 | 116
2019-07-04 03:00 | 161 | 126
2019-07-04 03:30 | 155 | 119
2019-07-04 04:00 | 148 | 110
2019-07-04 04:30 | 160 | 123
2019-07-04 05:00 | 175 | 142
2019-07-04 05:30 | 184 | 153
2019-07-04 06:00 | 214 | 188
2019-07-04 06:30 | 230 | 210
2019-07-04 07:00 | 238 | 221
2019-07-04 07:30 | 180 | 155
2019-07-04 08:00 | 172 | 141
2019-07-04 08:30 | 157 | 126
2019-07-04 09:00 | 185 | 159
2019-07-04 09:30 | 171 | 144
2019-07-04 10:00 | 184 | 158
2019-07-04 10:30 | 164 | 134
2019-07-04 11:00 | 158 | 128
2019-07-04 11:30 | 171 | 143
2019-07-04 12:00 | 185 | 160
2019-07-04 12:30 | 216 | 195
2019-07-04 13:00 | 223 | 201
2019-07-04 13:30 | 223 | 200
2019-07-04 14:00 | 217 | 192
2019-07-04 14:30 | 208 | 181
2019-07-04 15:00 | 221 | 194
2019-07-04 15:30 | 226 | 199
2019-07-04 16:00 | 251 | 226
2019-07-04 16:30 | 224 | 196
2019-07-04 17:00 | 240 | 215
2019-07-04 17:30 | 114 | 66
2019-07-04 18:00 | 89 | 42
2019-07-04 18:30 | 80 | 62
2019-07-04 19:00 | 81 | 63
2019-07-04 19:30 | 82 | 66
2019-07-04 20:00 | 78 | 61
2019-07-04 20:30 | 80 | 63
2019-07-04 21:00 | 141 | 126
2019-07-04 21:30 | 163 | 144
2019-07-04 22:00 | 145 | 123
2019-07-04 22:30 | 118 | 89
2019-07-04 23:00 | 219 | 190
2019-07-04 23:30 | 227 | 188
2019-07-05 | 196 | 140
2019-07-05 00:30 | 200 | 142
2019-07-05 01:00 | 183 | 117
2019-07-05 01:30 | 183 | 118
2019-07-05 02:00 | 181 | 113
2019-07-05 02:30 | 188 | 133
2019-07-05 03:00 | 191 | 136
2019-07-05 03:30 | 200 | 157
2019-07-05 04:00 | 212 | 182
2019-07-05 04:30 | 222 | 196
2019-07-05 05:00 | 220 | 192
2019-07-05 05:30 | 211 | 182
2019-07-05 06:00 | 234 | 208
2019-07-05 06:30 | 237 | 202
2019-07-05 07:00 | 252 | 217
2019-07-05 07:30 | 280 | 251
2019-07-05 08:00 | 279 | 252
2019-07-05 08:30 | 265 | 238
2019-07-05 09:00 | 260 | 233
2019-07-05 09:30 | 236 | 207
2019-07-05 10:00 | 245 | 220
2019-07-05 10:30 | 250 | 227
2019-07-05 11:00 | 208 | 184
2019-07-05 11:30 | 200 | 175
2019-07-05 12:00 | 180 | 154
2019-07-05 12:30 | 171 | 144
2019-07-05 13:00 | 174 | 146
2019-07-05 13:30 | 168 | 138
2019-07-05 14:00 | 177 | 148
2019-07-05 14:30 | 175 | 146
2019-07-05 15:00 | 188 | 161
2019-07-05 15:30 | 223 | 198
2019-07-05 16:00 | 271 | 249
2019-07-05 16:30 | 256 | 236
2019-07-05 17:00 | 253 | 236
2019-07-05 17:30 | 218 | 204
2019-07-05 18:00 | 207 | 190
2019-07-05 18:30 | 228 | 217
2019-07-05 19:00 | 207 | 196
2019-07-05 19:30 | 198 | 186
2019-07-05 20:00 | 169 | 156
2019-07-05 20:30 | 126 | 109
2019-07-05 21:00 | 122 | 105
2019-07-05 21:30 | 174 | 158
2019-07-05 22:00 | 191 | 173
2019-07-05 22:30 | 164 | 143
2019-07-05 23:00 | 213 | 192
2019-07-05 23:30 | 217 | 197
2019-07-06 | 212 | 187
2019-07-06 00:30 | 221 | 195
2019-07-06 01:00 | 208 | 180
2019-07-06 01:30 | 206 | 177
2019-07-06 02:00 | 213 | 182
2019-07-06 02:30 | 200 | 167
2019-07-06 03:00 | 217 | 187
2019-07-06 03:30 | 219 | 188
2019-07-06 04:00 | 217 | 187
2019-07-06 04:30 | 227 | 197
2019-07-06 05:00 | 227 | 196
2019-07-06 05:30 | 220 | 190
2019-07-06 06:00 | 241 | 214
2019-07-06 06:30 | 267 | 243
2019-07-06 07:00 | 274 | 251
2019-07-06 07:30 | 287 | 264
2019-07-06 08:00 | 292 | 267
2019-07-06 08:30 | 298 | 275
2019-07-06 09:00 | 286 | 262
2019-07-06 09:30 | 241 | 214
2019-07-06 10:00 | 224 | 194
2019-07-06 10:30 | 208 | 178
2019-07-06 11:00 | 168 | 132
2019-07-06 11:30 | 184 | 153
2019-07-06 12:00 | 153 | 115
2019-07-06 12:30 | 125 | 75
2019-07-06 13:00 | 140 | 98
2019-07-06 13:30 | 159 | 120
2019-07-06 14:00 | 158 | 121
2019-07-06 14:30 | 164 | 128
2019-07-06 15:00 | 182 | 147
2019-07-06 15:30 | 204 | 173
2019-07-06 16:00 | 182 | 149
2019-07-06 16:30 | 226 | 198
2019-07-06 17:00 | 251 | 225
2019-07-06 17:30 | 314 | 292
2019-07-06 18:00 | 337 | 317
2019-07-06 18:30 | 361 | 347
2019-07-06 19:00 | 335 | 322
2019-07-06 19:30 | 312 | 297
2019-07-06 20:00 | 291 | 274
2019-07-06 20:30 | 286 | 266
2019-07-06 21:00 | 264 | 244
2019-07-06 21:30 | 261 | 239
2019-07-06 22:00 | 266 | 243
2019-07-06 22:30 | 247 | 223
2019-07-06 23:00 | 232 | 206
2019-07-06 23:30 | 203 | 175
2019-07-07 | 193 | 162
2019-07-07 00:30 | 195 | 163
2019-07-07 01:00 | 173 | 138
2019-07-07 01:30 | 174 | 138
2019-07-07 02:00 | 171 | 135
2019-07-07 02:30 | 172 | 135
2019-07-07 03:00 | 171 | 135
2019-07-07 03:30 | 169 | 133
2019-07-07 04:00 | 173 | 137
2019-07-07 04:30 | 171 | 136
2019-07-07 05:00 | 179 | 144
2019-07-07 05:30 | 183 | 149
2019-07-07 06:00 | 195 | 163
2019-07-07 06:30 | 213 | 182
2019-07-07 07:00 | 220 | 188
2019-07-07 07:30 | 235 | 211
2019-07-07 08:00 | 235 | 210
2019-07-07 08:30 | 215 | 187
2019-07-07 09:00 | 206 | 178
2019-07-07 09:30 | 195 | 165
2019-07-07 10:00 | 176 | 143
2019-07-07 10:30 | 155 | 118
2019-07-07 11:00 | 145 | 108
2019-07-07 11:30 | 153 | 118
2019-07-07 12:00 | 162 | 128
2019-07-07 12:30 | 154 | 119
2019-07-07 13:00 | 159 | 126
2019-07-07 13:30 | 156 | 122
2019-07-07 14:00 | 151 | 115
2019-07-07 14:30 | 150 | 113
2019-07-07 15:00 | 176 | 144
2019-07-07 15:30 | 195 | 164
2019-07-07 16:00 | 230 | 202
2019-07-07 16:30 | 236 | 206
2019-07-07 17:00 | 214 | 179
2019-07-07 17:30 | 181 | 146
2019-07-07 18:00 | 200 | 169
2019-07-07 18:30 | 216 | 189
2019-07-07 19:00 | 198 | 172
2019-07-07 19:30 | 192 | 179
2019-07-07 20:00 | 167 | 156
2019-07-07 20:30 | 154 | 141
2019-07-07 21:00 | 141 | 127
2019-07-07 21:30 | 226 | 211
2019-07-07 22:00 | 226 | 205
2019-07-07 22:30 | 220 | 195
2019-07-07 23:00 | 216 | 188
2019-07-07 23:30 | 215 | 186
2019-07-08 | 213 | 182
2019-07-08 00:30 | 218 | 187
2019-07-08 01:00 | 206 | 172
2019-07-08 01:30 | 214 | 180
2019-07-08 02:00 | 223 | 188
2019-07-08 02:30 | 221 | 185
2019-07-08 03:00 | 215 | 179
2019-07-08 03:30 | 208 | 172
2019-07-08 04:00 | 215 | 179
2019-07-08 04:30 | 230 | 195
2019-07-08 05:00 | 239 | 205
2019-07-08 05:30 | 244 | 213
2019-07-08 06:00 | 269 | 240
2019-07-08 06:30 | 284 | 260
2019-07-08 07:00 | 286 | 264
2019-07-08 07:30 | 302 | 281
2019-07-08 08:00 | 301 | 279
2019-07-08 08:30 | 291 | 269
2019-07-08 09:00 | 277 | 255
2019-07-08 09:30 | 261 | 238
2019-07-08 10:00 | 237 | 213
2019-07-08 10:30 | 235 | 212
2019-07-08 11:00 | 207 | 182
2019-07-08 11:30 | 205 | 181
2019-07-08 12:00 | 201 | 178
2019-07-08 12:30 | 197 | 184
2019-07-08 13:00 | 195 | 183
2019-07-08 13:30 | 205 | 193
2019-07-08 14:00 | 230 | 218
2019-07-08 14:30 | 218 | 208
2019-07-08 15:00 | 237 | 226
2019-07-08 15:30 | 260 | 248
2019-07-08 16:00 | 285 | 273
2019-07-08 16:30 | 222 | 209
2019-07-08 17:00 | 194 | 180
2019-07-08 17:30 | 205 | 189
2019-07-08 18:00 | 204 | 186
2019-07-08 18:30 | 220 | 200
2019-07-08 19:00 | 195 | 174
2019-07-08 19:30 | 176 | 147
2019-07-08 20:00 | 144 | 94
2019-07-08 20:30 | 117 | 50
2019-07-08 21:00 | 114 | 40
2019-07-08 21:30 | 118 | 41
2019-07-08 22:00 | 114 | 39
2019-07-08 22:30 | 106 | 27
2019-07-08 23:00 | 172 | 126
2019-07-08 23:30 | 200 | 162
2019-07-09 | 206 | 167
2019-07-09 00:30 | 234 | 200
2019-07-09 01:00 | 209 | 171
2019-07-09 01:30 | 186 | 132
2019-07-09 02:00 | 169 | 93
2019-07-09 02:30 | 165 | 67
2019-07-09 03:00 | 160 | 63
2019-07-09 03:30 | 158 | 64
2019-07-09 04:00 | 176 | 98
2019-07-09 04:30 | 189 | 128
2019-07-09 05:00 | 188 | 145
2019-07-09 05:30 | 213 | 174
2019-07-09 06:00 | 247 | 213
2019-07-09 06:30 | 278 | 251
2019-07-09 07:00 | 278 | 253
2019-07-09 07:30 | 294 | 265
2019-07-09 08:00 | 276 | 245
2019-07-09 08:30 | 218 | 180
2019-07-09 09:00 | 191 | 156
2019-07-09 09:30 | 185 | 161
2019-07-09 10:00 | 153 | 125
2019-07-09 10:30 | 150 | 123
2019-07-09 11:00 | 150 | 123
2019-07-09 11:30 | 158 | 132
2019-07-09 12:00 | 179 | 155
2019-07-09 12:30 | 152 | 124
2019-07-09 13:00 | 164 | 138
2019-07-09 13:30 | 151 | 122
2019-07-09 14:00 | 206 | 183
2019-07-09 14:30 | 220 | 197
2019-07-09 15:00 | 245 | 223
2019-07-09 15:30 | 258 | 236
2019-07-09 16:00 | 260 | 238
2019-07-09 16:30 | 279 | 257
2019-07-09 17:00 | 307 | 287
2019-07-09 17:30 | 303 | 283
2019-07-09 18:00 | 301 | 277
2019-07-09 18:30 | 316 | 292
2019-07-09 19:00 | 300 | 277
2019-07-09 19:30 | 298 | 273
2019-07-09 20:00 | 276 | 248
2019-07-09 20:30 | 257 | 226
2019-07-09 21:00 | 280 | 261
2019-07-09 21:30 | 315 | 300
2019-07-09 22:00 | 328 | 312
2019-07-09 22:30 | 305 | 289
2019-07-09 23:00 | 292 | 273
2019-07-09 23:30 | 259 | 238
2019-07-10 | 252 | 229
2019-07-10 00:30 | 253 | 229
2019-07-10 01:00 | 240 | 214
2019-07-10 01:30 | 227 | 199
2019-07-10 02:00 | 224 | 195
2019-07-10 02:30 | 221 | 190
2019-07-10 03:00 | 218 | 188
2019-07-10 03:30 | 212 | 182
2019-07-10 04:00 | 205 | 175
2019-07-10 04:30 | 201 | 171
2019-07-10 05:00 | 185 | 156
2019-07-10 05:30 | 206 | 179
2019-07-10 06:00 | 242 | 219
2019-07-10 06:30 | 275 | 256
2019-07-10 07:00 | 312 | 296
2019-07-10 07:30 | 350 | 331
2019-07-10 08:00 | 306 | 282
2019-07-10 08:30 | 315 | 289
2019-07-10 09:00 | 327 | 307
2019-07-10 09:30 | 315 | 296
2019-07-10 10:00 | 273 | 253
2019-07-10 10:30 | 276 | 253
2019-07-10 11:00 | 249 | 224
2019-07-10 11:30 | 232 | 206
2019-07-10 12:00 | 210 | 181
2019-07-10 12:30 | 225 | 198
2019-07-10 13:00 | 234 | 209
2019-07-10 13:30 | 245 | 222
2019-07-10 14:00 | 264 | 241
2019-07-10 14:30 | 266 | 243
2019-07-10 15:00 | 274 | 251
2019-07-10 15:30 | 308 | 287
2019-07-10 16:00 | 295 | 272
2019-07-10 16:30 | 285 | 262
2019-07-10 17:00 | 272 | 250
2019-07-10 17:30 | 244 | 221
2019-07-10 18:00 | 214 | 183
2019-07-10 18:30 | 248 | 220
2019-07-10 19:00 | 256 | 227
2019-07-10 19:30 | 229 | 198
2019-07-10 20:00 | 210 | 178
2019-07-10 20:30 | 213 | 193
2019-07-10 21:00 | 214 | 203
2019-07-10 21:30 | 209 | 198
2019-07-10 22:00 | 189 | 175
2019-07-10 22:30 | 173 | 158
2019-07-10 23:00 | 273 | 258
2019-07-10 23:30 | 299 | 279
2019-07-11 | 291 | 268
2019-07-11 00:30 | 299 | 276
2019-07-11 01:00 | 280 | 255
2019-07-11 01:30 | 275 | 250
2019-07-11 02:00 | 270 | 244
2019-07-11 02:30 | 268 | 240
2019-07-11 03:00 | 263 | 234
2019-07-11 03:30 | 260 | 231
2019-07-11 04:00 | 261 | 232
2019-07-11 04:30 | 263 | 234
2019-07-11 05:00 | 264 | 237
2019-07-11 05:30 | 275 | 249
2019-07-11 06:00 | 278 | 254
2019-07-11 06:30 | 300 | 280
2019-07-11 07:00 | 316 | 298
2019-07-11 07:30 | 330 | 310
2019-07-11 08:00 | 296 | 269
2019-07-11 08:30 | 283 | 257
2019-07-11 09:00 | 283 | 261
2019-07-11 09:30 | 277 | 257
2019-07-11 10:00 | 235 | 212
2019-07-11 10:30 | 235 | 214
2019-07-11 11:00 | 255 | 234
2019-07-11 11:30 | 235 | 215
2019-07-11 12:00 | 224 | 210
2019-07-11 12:30 | 207 | 193
2019-07-11 13:00 | 205 | 191
2019-07-11 13:30 | 212 | 198
2019-07-11 14:00 | 254 | 241
2019-07-11 14:30 | 237 | 224
2019-07-11 15:00 | 278 | 267
2019-07-11 15:30 | 323 | 312
2019-07-11 16:00 | 306 | 295
2019-07-11 16:30 | 213 | 202
2019-07-11 17:00 | 244 | 232
2019-07-11 17:30 | 214 | 200
2019-07-11 18:00 | 212 | 201
2019-07-11 18:30 | 234 | 225
2019-07-11 19:00 | 247 | 239
2019-07-11 19:30 | 209 | 200
2019-07-11 20:00 | 212 | 203
2019-07-11 20:30 | 191 | 180
2019-07-11 21:00 | 161 | 148
2019-07-11 21:30 | 145 | 130
2019-07-11 22:00 | 134 | 116
2019-07-11 22:30 | 136 | 116
2019-07-11 23:00 | 249 | 229
2019-07-11 23:30 | 263 | 239
2019-07-12 | 252 | 226
2019-07-12 00:30 | 255 | 228
2019-07-12 01:00 | 257 | 228
2019-07-12 01:30 | 242 | 211
2019-07-12 02:00 | 234 | 202
2019-07-12 02:30 | 224 | 191
2019-07-12 03:00 | 225 | 191
2019-07-12 03:30 | 218 | 184
2019-07-12 04:00 | 219 | 186
2019-07-12 04:30 | 223 | 190
2019-07-12 05:00 | 230 | 198
2019-07-12 05:30 | 237 | 207
2019-07-12 06:00 | 238 | 210
2019-07-12 06:30 | 234 | 207
2019-07-12 07:00 | 251 | 226
2019-07-12 07:30 | 254 | 224
2019-07-12 08:00 | 191 | 146
2019-07-12 08:30 | 141 | 75
2019-07-12 09:00 | 119 | 34
2019-07-12 09:30 | 122 | 52
2019-07-12 10:00 | 113 | 66
2019-07-12 10:30 | 103 | 51
2019-07-12 11:00 | 96 | 46
2019-07-12 11:30 | 103 | 58
2019-07-12 12:00 | 111 | 67
2019-07-12 12:30 | 98 | 47
2019-07-12 13:00 | 93 | 39
2019-07-12 13:30 | 81 | 20
2019-07-12 14:00 | 91 | 42
2019-07-12 14:30 | 105 | 65
2019-07-12 15:00 | 106 | 67
2019-07-12 15:30 | 120 | 87
2019-07-12 16:00 | 169 | 146
2019-07-12 16:30 | 144 | 119
2019-07-12 17:00 | 190 | 168
2019-07-12 17:30 | 205 | 180
2019-07-12 18:00 | 236 | 212
2019-07-12 18:30 | 255 | 231
2019-07-12 19:00 | 250 | 225
2019-07-12 19:30 | 234 | 208
2019-07-12 20:00 | 216 | 182
2019-07-12 20:30 | 233 | 212
2019-07-12 21:00 | 240 | 220
2019-07-12 21:30 | 238 | 216
2019-07-12 22:00 | 248 | 225
2019-07-12 22:30 | 242 | 217
2019-07-12 23:00 | 241 | 215
2019-07-12 23:30 | 227 | 198
2019-07-13 | 213 | 182
2019-07-13 00:30 | 231 | 200
2019-07-13 01:00 | 210 | 176
2019-07-13 01:30 | 194 | 160
2019-07-13 02:00 | 184 | 147
2019-07-13 02:30 | 187 | 149
2019-07-13 03:00 | 185 | 150
2019-07-13 03:30 | 188 | 153
2019-07-13 04:00 | 187 | 152
2019-07-13 04:30 | 181 | 146
2019-07-13 05:00 | 183 | 147
2019-07-13 05:30 | 185 | 150
2019-07-13 06:00 | 180 | 144
2019-07-13 06:30 | 185 | 132
2019-07-13 07:00 | 201 | 153
2019-07-13 07:30 | 208 | 161
2019-07-13 08:00 | 169 | 110
2019-07-13 08:30 | 131 | 50
2019-07-13 09:00 | 131 | 68
2019-07-13 09:30 | 128 | 65
2019-07-13 10:00 | 136 | 86
2019-07-13 10:30 | 122 | 69
2019-07-13 11:00 | 97 | 28
2019-07-13 11:30 | 96 | 32
2019-07-13 12:00 | 100 | 41
2019-07-13 12:30 | 100 | 39
2019-07-13 13:00 | 104 | 51
2019-07-13 13:30 | 105 | 52
2019-07-13 14:00 | 102 | 44
2019-07-13 14:30 | 100 | 35
2019-07-13 15:00 | 99 | 24
2019-07-13 15:30 | 97 | 3
2019-07-13 16:00 | 106 | 28
2019-07-13 16:30 | 130 | 73
2019-07-13 17:00 | 177 | 136
2019-07-13 17:30 | 220 | 177
2019-07-13 18:00 | 275 | 240
2019-07-13 18:30 | 296 | 265
2019-07-13 19:00 | 285 | 258
2019-07-13 19:30 | 267 | 237
2019-07-13 20:00 | 251 | 217
2019-07-13 20:30 | 255 | 228
2019-07-13 21:00 | 262 | 242
2019-07-13 21:30 | 252 | 231
2019-07-13 22:00 | 235 | 212
2019-07-13 22:30 | 216 | 191
2019-07-13 23:00 | 213 | 186
2019-07-13 23:30 | 195 | 166
2019-07-14 | 179 | 147
2019-07-14 00:30 | 170 | 137
2019-07-14 01:00 | 156 | 118
2019-07-14 01:30 | 151 | 112
2019-07-14 02:00 | 146 | 104
2019-07-14 02:30 | 151 | 109
2019-07-14 03:00 | 151 | 107
2019-07-14 03:30 | 141 | 96
2019-07-14 04:00 | 133 | 85
2019-07-14 04:30 | 126 | 77
2019-07-14 05:00 | 122 | 71
2019-07-14 05:30 | 118 | 66
2019-07-14 06:00 | 127 | 79
2019-07-14 06:30 | 136 | 93
2019-07-14 07:00 | 147 | 100
2019-07-14 07:30 | 161 | 69
2019-07-14 08:00 | 146 | 19
2019-07-14 08:30 | 137 | 30
2019-07-14 09:00 | 128 | 41
2019-07-14 09:30 | 130 | 57
2019-07-14 10:00 | 128 | 74
2019-07-14 10:30 | 117 | 80
2019-07-14 11:00 | 123 | 91
2019-07-14 11:30 | 128 | 97
2019-07-14 12:00 | 124 | 92
2019-07-14 12:30 | 126 | 93
2019-07-14 13:00 | 126 | 94
2019-07-14 13:30 | 125 | 92
2019-07-14 14:00 | 121 | 85
2019-07-14 14:30 | 112 | 68
2019-07-14 15:00 | 110 | 56
2019-07-14 15:30 | 103 | 38
2019-07-14 16:00 | 100 | 2
2019-07-14 16:30 | 106 | 30
2019-07-14 17:00 | 163 | 120
2019-07-14 17:30 | 210 | 169
2019-07-14 18:00 | 259 | 224
2019-07-14 18:30 | 281 | 249
2019-07-14 19:00 | 263 | 237
2019-07-14 19:30 | 254 | 226
2019-07-14 20:00 | 250 | 221
2019-07-14 20:30 | 257 | 242
2019-07-14 21:00 | 240 | 224
2019-07-14 21:30 | 235 | 218
2019-07-14 22:00 | 212 | 193
2019-07-14 22:30 | 188 | 163
2019-07-14 23:00 | 171 | 142
2019-07-14 23:30 | 154 | 121
2019-07-15 | 151 | 112
2019-07-15 00:30 | 153 | 114
2019-07-15 01:00 | 138 | 96
2019-07-15 01:30 | 127 | 82
2019-07-15 02:00 | 105 | 49
2019-07-15 02:30 | 105 | 49
2019-07-15 03:00 | 113 | 61
2019-07-15 03:30 | 128 | 79
2019-07-15 04:00 | 126 | 78
2019-07-15 04:30 | 143 | 99
2019-07-15 05:00 | 156 | 115
2019-07-15 05:30 | 145 | 104
2019-07-15 06:00 | 159 | 123
2019-07-15 06:30 | 179 | 132
2019-07-15 07:00 | 195 | 153
2019-07-15 07:30 | 206 | 162
2019-07-15 08:00 | 192 | 140
2019-07-15 08:30 | 141 | 73
2019-07-15 09:00 | 117 | 24
2019-07-15 09:30 | 108 | 24
2019-07-15 10:00 | 98 | 14
2019-07-15 10:30 | 99 | 30
2019-07-15 11:00 | 111 | 67
2019-07-15 11:30 | 118 | 77
2019-07-15 12:00 | 111 | 68
2019-07-15 12:30 | 113 | 71
2019-07-15 13:00 | 113 | 70
2019-07-15 13:30 | 112 | 68
2019-07-15 14:00 | 109 | 64
2019-07-15 14:30 | 101 | 48
2019-07-15 15:00 | 94 | 33
2019-07-15 15:30 | 93 | 9
2019-07-15 16:00 | 104 | 33
2019-07-15 16:30 | 118 | 60
2019-07-15 17:00 | 138 | 87
2019-07-15 17:30 | 125 | 53
2019-07-15 18:00 | 161 | 109
2019-07-15 18:30 | 181 | 136
2019-07-15 19:00 | 174 | 136
2019-07-15 19:30 | 206 | 172
2019-07-15 20:00 | 160 | 116
2019-07-15 20:30 | 162 | 130
2019-07-15 21:00 | 156 | 124
2019-07-15 21:30 | 173 | 141
2019-07-15 22:00 | 163 | 126
2019-07-15 22:30 | 132 | 86
2019-07-15 23:00 | 194 | 163
2019-07-15 23:30 | 188 | 157
2019-07-16 | 167 | 132
2019-07-16 00:30 | 154 | 116
2019-07-16 01:00 | 138 | 96
2019-07-16 01:30 | 133 | 89
2019-07-16 02:00 | 131 | 86
2019-07-16 02:30 | 133 | 87
2019-07-16 03:00 | 132 | 87
2019-07-16 03:30 | 123 | 77
2019-07-16 04:00 | 116 | 68
2019-07-16 04:30 | 116 | 69
2019-07-16 05:00 | 117 | 73
2019-07-16 05:30 | 142 | 106
2019-07-16 06:00 | 153 | 122
2019-07-16 06:30 | 175 | 133
2019-07-16 07:00 | 193 | 156
2019-07-16 07:30 | 196 | 157
2019-07-16 08:00 | 140 | 82
2019-07-16 08:30 | 99 | 27
2019-07-16 09:00 | 142 | 131
2019-07-16 09:30 | 169 | 162
2019-07-16 10:00 | 187 | 181
2019-07-16 10:30 | 207 | 202
2019-07-16 11:00 | 215 | 210
2019-07-16 11:30 | 190 | 185
2019-07-16 12:00 | 158 | 152
2019-07-16 12:30 | 145 | 138
2019-07-16 13:00 | 130 | 123
2019-07-16 13:30 | 123 | 115
2019-07-16 14:00 | 153 | 147
2019-07-16 14:30 | 146 | 140
2019-07-16 15:00 | 101 | 90
2019-07-16 15:30 | 94 | 80
2019-07-16 16:00 | 108 | 96
2019-07-16 16:30 | 104 | 92
2019-07-16 17:00 | 70 | 41
2019-07-16 17:30 | 74 | 19
2019-07-16 18:00 | 96 | 59
2019-07-16 18:30 | 112 | 88
2019-07-16 19:00 | 120 | 102
2019-07-16 19:30 | 112 | 92
2019-07-16 20:00 | 101 | 79
2019-07-16 20:30 | 80 | 51
2019-07-16 21:00 | 77 | 43
2019-07-16 21:30 | 74 | 54
2019-07-16 22:00 | 75 | 61
2019-07-16 22:30 | 62 | 38
2019-07-16 23:00 | 50 | 17
2019-07-16 23:30 | 45 | 2
2019-07-17 | 46 | 11
2019-07-17 00:30 | 76 | 51
2019-07-17 01:00 | 118 | 100
2019-07-17 01:30 | 186 | 158
2019-07-17 02:00 | 175 | 138
2019-07-17 02:30 | 178 | 136
2019-07-17 03:00 | 175 | 132
2019-07-17 03:30 | 165 | 115
2019-07-17 04:00 | 157 | 83
2019-07-17 04:30 | 158 | 86
2019-07-17 05:00 | 163 | 97
2019-07-17 05:30 | 168 | 106
2019-07-17 06:00 | 167 | 107
2019-07-17 06:30 | 193 | 133
2019-07-17 07:00 | 160 | 101
2019-07-17 07:30 | 110 | 45
2019-07-17 08:00 | 92 | 3
2019-07-17 08:30 | 110 | 78
2019-07-17 09:00 | 127 | 115
2019-07-17 09:30 | 145 | 138
2019-07-17 10:00 | 150 | 141
2019-07-17 10:30 | 202 | 197
2019-07-17 11:00 | 137 | 125
2019-07-17 11:30 | 126 | 109
2019-07-17 12:00 | 128 | 111
2019-07-17 12:30 | 96 | 72
2019-07-17 13:00 | 84 | 59
2019-07-17 13:30 | 78 | 51
2019-07-17 14:00 | 71 | 39
2019-07-17 14:30 | 65 | 23
2019-07-17 15:00 | 62 | 14
2019-07-17 15:30 | 64 | 12
2019-07-17 16:00 | 89 | 56
2019-07-17 16:30 | 133 | 109
2019-07-17 17:00 | 169 | 149
2019-07-17 17:30 | 104 | 65
2019-07-17 18:00 | 124 | 92
2019-07-17 18:30 | 150 | 125
2019-07-17 19:00 | 162 | 141
2019-07-17 19:30 | 148 | 124
2019-07-17 20:00 | 137 | 112
2019-07-17 20:30 | 120 | 91
2019-07-17 21:00 | 130 | 101
2019-07-17 21:30 | 146 | 129
2019-07-17 22:00 | 140 | 127
2019-07-17 22:30 | 131 | 116
2019-07-17 23:00 | 211 | 197
2019-07-17 23:30 | 224 | 208
2019-07-18 | 213 | 197
2019-07-18 00:30 | 221 | 204
2019-07-18 01:00 | 206 | 188
2019-07-18 01:30 | 186 | 166
2019-07-18 02:00 | 176 | 154
2019-07-18 02:30 | 178 | 157
2019-07-18 03:00 | 174 | 152
2019-07-18 03:30 | 163 | 141
2019-07-18 04:00 | 158 | 135
2019-07-18 04:30 | 166 | 145
2019-07-18 05:00 | 166 | 144
2019-07-18 05:30 | 168 | 148
2019-07-18 06:00 | 186 | 168
2019-07-18 06:30 | 154 | 100
2019-07-18 07:00 | 123 | 40
2019-07-18 07:30 | 129 | 45
2019-07-18 08:00 | 115 | 17
2019-07-18 08:30 | 112 | 41
2019-07-18 09:00 | 139 | 99
2019-07-18 09:30 | 134 | 93
2019-07-18 10:00 | 124 | 77
2019-07-18 10:30 | 125 | 76
2019-07-18 11:00 | 136 | 95
2019-07-18 11:30 | 139 | 102
2019-07-18 12:00 | 145 | 110
2019-07-18 12:30 | 155 | 123
2019-07-18 13:00 | 173 | 148
2019-07-18 13:30 | 139 | 107
2019-07-18 14:00 | 111 | 71
2019-07-18 14:30 | 101 | 52
2019-07-18 15:00 | 96 | 39
2019-07-18 15:30 | 93 | 17
2019-07-18 16:00 | 101 | 27
2019-07-18 16:30 | 107 | 40
2019-07-18 17:00 | 123 | 67
2019-07-18 17:30 | 109 | 24
2019-07-18 18:00 | 130 | 68
2019-07-18 18:30 | 153 | 110
2019-07-18 19:00 | 186 | 164
2019-07-18 19:30 | 193 | 177
2019-07-18 20:00 | 183 | 167
2019-07-18 20:30 | 172 | 155
2019-07-18 21:00 | 154 | 133
2019-07-18 21:30 | 163 | 140
2019-07-18 22:00 | 147 | 121
2019-07-18 22:30 | 136 | 104
2019-07-18 23:00 | 126 | 89
2019-07-18 23:30 | 114 | 71
2019-07-19 | 187 | 155
2019-07-19 00:30 | 218 | 189
2019-07-19 01:00 | 204 | 173
2019-07-19 01:30 | 195 | 161
2019-07-19 02:00 | 178 | 141
2019-07-19 02:30 | 168 | 129
2019-07-19 03:00 | 175 | 137
2019-07-19 03:30 | 181 | 143
2019-07-19 04:00 | 174 | 134
2019-07-19 04:30 | 173 | 136
2019-07-19 05:00 | 181 | 145
2019-07-19 05:30 | 187 | 154
2019-07-19 06:00 | 185 | 153
2019-07-19 06:30 | 154 | 123
2019-07-19 07:00 | 114 | 53
2019-07-19 07:30 | 119 | 38
2019-07-19 08:00 | 109 | 4
2019-07-19 08:30 | 116 | 59
2019-07-19 09:00 | 144 | 109
2019-07-19 09:30 | 184 | 162
2019-07-19 10:00 | 140 | 105
2019-07-19 10:30 | 125 | 83
2019-07-19 11:00 | 110 | 65
2019-07-19 11:30 | 103 | 58
2019-07-19 12:00 | 102 | 57
2019-07-19 12:30 | 101 | 54
2019-07-19 13:00 | 101 | 56
2019-07-19 13:30 | 104 | 61
2019-07-19 14:00 | 100 | 54
2019-07-19 14:30 | 94 | 38
2019-07-19 15:00 | 92 | 28
2019-07-19 15:30 | 92 | 4
2019-07-19 16:00 | 119 | 72
2019-07-19 16:30 | 103 | 56
2019-07-19 17:00 | 128 | 81
2019-07-19 17:30 | 144 | 99
2019-07-19 18:00 | 165 | 124
2019-07-19 18:30 | 165 | 137
2019-07-19 19:00 | 183 | 157
2019-07-19 19:30 | 184 | 157
2019-07-19 20:00 | 175 | 146
2019-07-19 20:30 | 200 | 171
2019-07-19 21:00 | 186 | 155
2019-07-19 21:30 | 178 | 146
2019-07-19 22:00 | 172 | 135
2019-07-19 22:30 | 152 | 109
2019-07-19 23:00 | 133 | 82
2019-07-19 23:30 | 119 | 58
2019-07-20 | 185 | 152
2019-07-20 00:30 | 211 | 182
2019-07-20 01:00 | 185 | 153
2019-07-20 01:30 | 168 | 132
2019-07-20 02:00 | 156 | 116
2019-07-20 02:30 | 148 | 104
2019-07-20 03:00 | 161 | 119
2019-07-20 03:30 | 169 | 127
2019-07-20 04:00 | 175 | 136
2019-07-20 04:30 | 173 | 133
2019-07-20 05:00 | 167 | 127
2019-07-20 05:30 | 169 | 129
2019-07-20 06:00 | 159 | 119
2019-07-20 06:30 | 180 | 145
2019-07-20 07:00 | 196 | 162
2019-07-20 07:30 | 204 | 165
2019-07-20 08:00 | 158 | 108
2019-07-20 08:30 | 117 | 44
2019-07-20 09:00 | 100 | 1
2019-07-20 09:30 | 98 | 16
2019-07-20 10:00 | 101 | 44
2019-07-20 10:30 | 106 | 61
2019-07-20 11:00 | 109 | 70
2019-07-20 11:30 | 111 | 73
2019-07-20 12:00 | 105 | 59
2019-07-20 12:30 | 108 | 65
2019-07-20 13:00 | 113 | 77
2019-07-20 13:30 | 113 | 76
2019-07-20 14:00 | 112 | 73
2019-07-20 14:30 | 108 | 68
2019-07-20 15:00 | 103 | 55
2019-07-20 15:30 | 95 | 30
2019-07-20 16:00 | 96 | 4
2019-07-20 16:30 | 121 | 62
2019-07-20 17:00 | 175 | 136
2019-07-20 17:30 | 252 | 224
2019-07-20 18:00 | 292 | 268
2019-07-20 18:30 | 297 | 284
2019-07-20 19:00 | 293 | 281
2019-07-20 19:30 | 263 | 250
2019-07-20 20:00 | 240 | 225
2019-07-20 20:30 | 225 | 209
2019-07-20 21:00 | 242 | 224
2019-07-20 21:30 | 238 | 219
2019-07-20 22:00 | 237 | 218
2019-07-20 22:30 | 234 | 213
2019-07-20 23:00 | 225 | 202
2019-07-20 23:30 | 214 | 189
2019-07-21 | 204 | 177
2019-07-21 00:30 | 204 | 175
2019-07-21 01:00 | 179 | 147
2019-07-21 01:30 | 173 | 139
2019-07-21 02:00 | 166 | 132
2019-07-21 02:30 | 163 | 126
2019-07-21 03:00 | 161 | 123
2019-07-21 03:30 | 174 | 137
2019-07-21 04:00 | 168 | 131
2019-07-21 04:30 | 167 | 128
2019-07-21 05:00 | 161 | 122
2019-07-21 05:30 | 154 | 115
2019-07-21 06:00 | 177 | 142
2019-07-21 06:30 | 201 | 168
2019-07-21 07:00 | 198 | 163
2019-07-21 07:30 | 202 | 163
2019-07-21 08:00 | 158 | 109
2019-07-21 08:30 | 132 | 74
2019-07-21 09:00 | 119 | 38
2019-07-21 09:30 | 124 | 55
2019-07-21 10:00 | 118 | 45
2019-07-21 10:30 | 110 | 26
2019-07-21 11:00 | 103 | 9
2019-07-21 11:30 | 100 | 4
2019-07-21 12:00 | 100 | 9
2019-07-21 12:30 | 100 | 9
2019-07-21 13:00 | 98 | 24
2019-07-21 13:30 | 99 | 24
2019-07-21 14:00 | 98 | 17
2019-07-21 14:30 | 100 | 2
2019-07-21 15:00 | 99 | 1
2019-07-21 15:30 | 113 | 41
2019-07-21 16:00 | 134 | 77
2019-07-21 16:30 | 146 | 96
2019-07-21 17:00 | 190 | 154
2019-07-21 17:30 | 249 | 221
2019-07-21 18:00 | 291 | 268
2019-07-21 18:30 | 292 | 273
2019-07-21 19:00 | 296 | 280
2019-07-21 19:30 | 279 | 265
2019-07-21 20:00 | 267 | 252
2019-07-21 20:30 | 267 | 252
2019-07-21 21:00 | 283 | 267
2019-07-21 21:30 | 268 | 251
2019-07-21 22:00 | 252 | 231
2019-07-21 22:30 | 228 | 205
2019-07-21 23:00 | 213 | 186
2019-07-21 23:30 | 199 | 169
2019-07-22 | 197 | 166
2019-07-22 00:30 | 206 | 174
2019-07-22 01:00 | 201 | 166
2019-07-22 01:30 | 192 | 154
2019-07-22 02:00 | 182 | 143
2019-07-22 02:30 | 186 | 146
2019-07-22 03:00 | 184 | 144
2019-07-22 03:30 | 187 | 146
2019-07-22 04:00 | 190 | 149
2019-07-22 04:30 | 196 | 156
2019-07-22 05:00 | 196 | 157
2019-07-22 05:30 | 205 | 169
2019-07-22 06:00 | 217 | 185
2019-07-22 06:30 | 237 | 211
2019-07-22 07:00 | 257 | 233
2019-07-22 07:30 | 273 | 244
2019-07-22 08:00 | 208 | 172
2019-07-22 08:30 | 132 | 73
2019-07-22 09:00 | 101 | 12
2019-07-22 09:30 | 97 | 37
2019-07-22 10:00 | 93 | 28
2019-07-22 10:30 | 105 | 60
2019-07-22 11:00 | 88 | 14
2019-07-22 11:30 | 88 | 7
2019-07-22 12:00 | 89 | 6
2019-07-22 12:30 | 89 | 6
2019-07-22 13:00 | 89 | 16
2019-07-22 13:30 | 90 | 13
2019-07-22 14:00 | 107 | 53
2019-07-22 14:30 | 96 | 27
2019-07-22 15:00 | 126 | 80
2019-07-22 15:30 | 117 | 63
2019-07-22 16:00 | 133 | 86
2019-07-22 16:30 | 180 | 145
2019-07-22 17:00 | 201 | 169
2019-07-22 17:30 | 146 | 100
2019-07-22 18:00 | 160 | 117
2019-07-22 18:30 | 154 | 130
2019-07-22 19:00 | 158 | 137
2019-07-22 19:30 | 137 | 112
2019-07-22 20:00 | 109 | 83
2019-07-22 20:30 | 127 | 113
2019-07-22 21:00 | 129 | 112
2019-07-22 21:30 | 209 | 198
2019-07-22 22:00 | 220 | 209
2019-07-22 22:30 | 191 | 178
2019-07-22 23:00 | 172 | 155
2019-07-22 23:30 | 157 | 138
2019-07-23 | 142 | 120
2019-07-23 00:30 | 154 | 120
2019-07-23 01:00 | 147 | 109
2019-07-23 01:30 | 138 | 98
2019-07-23 02:00 | 141 | 100
2019-07-23 02:30 | 148 | 107
2019-07-23 03:00 | 138 | 95
2019-07-23 03:30 | 145 | 102
2019-07-23 04:00 | 148 | 106
2019-07-23 04:30 | 142 | 101
2019-07-23 05:00 | 158 | 120
2019-07-23 05:30 | 149 | 111
2019-07-23 06:00 | 158 | 125
2019-07-23 06:30 | 167 | 122
2019-07-23 07:00 | 181 | 142
2019-07-23 07:30 | 205 | 166
2019-07-23 08:00 | 187 | 148
2019-07-23 08:30 | 175 | 136
2019-07-23 09:00 | 168 | 132
2019-07-23 09:30 | 128 | 81
2019-07-23 10:00 | 116 | 62
2019-07-23 10:30 | 104 | 46
2019-07-23 11:00 | 97 | 31
2019-07-23 11:30 | 98 | 35
2019-07-23 12:00 | 90 | 8
2019-07-23 12:30 | 92 | 21
2019-07-23 13:00 | 103 | 51
2019-07-23 13:30 | 119 | 76
2019-07-23 14:00 | 126 | 86
2019-07-23 14:30 | 134 | 97
2019-07-23 15:00 | 157 | 125
2019-07-23 15:30 | 176 | 147
2019-07-23 16:00 | 182 | 153
2019-07-23 16:30 | 210 | 184
2019-07-23 17:00 | 247 | 222
2019-07-23 17:30 | 256 | 231
2019-07-23 18:00 | 290 | 272
2019-07-23 18:30 | 307 | 292
2019-07-23 19:00 | 328 | 311
2019-07-23 19:30 | 302 | 284
2019-07-23 20:00 | 274 | 254
2019-07-23 20:30 | 255 | 231
2019-07-23 21:00 | 231 | 205
2019-07-23 21:30 | 215 | 189
2019-07-23 22:00 | 189 | 173
2019-07-23 22:30 | 201 | 182
2019-07-23 23:00 | 190 | 169
2019-07-23 23:30 | 173 | 149
2019-07-24 | 163 | 135
2019-07-24 00:30 | 176 | 149
2019-07-24 01:00 | 163 | 134
2019-07-24 01:30 | 149 | 117
2019-07-24 02:00 | 138 | 103
2019-07-24 02:30 | 123 | 82
2019-07-24 03:00 | 121 | 76
2019-07-24 03:30 | 122 | 77
2019-07-24 04:00 | 124 | 80
2019-07-24 04:30 | 128 | 85
2019-07-24 05:00 | 132 | 90
2019-07-24 05:30 | 144 | 105
2019-07-24 06:00 | 159 | 126
2019-07-24 06:30 | 164 | 137
2019-07-24 07:00 | 144 | 104
2019-07-24 07:30 | 151 | 103
2019-07-24 08:00 | 129 | 82
2019-07-24 08:30 | 112 | 36
2019-07-24 09:00 | 97 | 25
2019-07-24 09:30 | 82 | 15
2019-07-24 10:00 | 77 | 19
2019-07-24 10:30 | 80 | 42
2019-07-24 11:00 | 87 | 56
2019-07-24 11:30 | 91 | 61
2019-07-24 12:00 | 90 | 61
2019-07-24 12:30 | 97 | 63
2019-07-24 13:00 | 108 | 80
2019-07-24 13:30 | 105 | 75
2019-07-24 14:00 | 119 | 96
2019-07-24 14:30 | 125 | 104
2019-07-24 15:00 | 115 | 89
2019-07-24 15:30 | 104 | 72
2019-07-24 16:00 | 87 | 23
2019-07-24 16:30 | 84 | 1
2019-07-24 17:00 | 106 | 45
2019-07-24 17:30 | 139 | 92
2019-07-24 18:00 | 183 | 151
2019-07-24 18:30 | 194 | 163
2019-07-24 19:00 | 209 | 188
2019-07-24 19:30 | 180 | 157
2019-07-24 20:00 | 142 | 114
2019-07-24 20:30 | 128 | 91
2019-07-24 21:00 | 116 | 78
2019-07-24 21:30 | 118 | 78
2019-07-24 22:00 | 84 | 15
2019-07-24 22:30 | 76 | 9
2019-07-24 23:00 | 77 | 26
2019-07-24 23:30 | 81 | 38
2019-07-25 | 108 | 46
2019-07-25 00:30 | 138 | 83
2019-07-25 01:00 | 125 | 65
2019-07-25 01:30 | 107 | 46
2019-07-25 02:00 | 97 | 40
2019-07-25 02:30 | 97 | 39
2019-07-25 03:00 | 98 | 39
2019-07-25 03:30 | 103 | 49
2019-07-25 04:00 | 104 | 50
2019-07-25 04:30 | 112 | 62
2019-07-25 05:00 | 115 | 67
2019-07-25 05:30 | 126 | 83
2019-07-25 06:00 | 131 | 92
2019-07-25 06:30 | 170 | 144
2019-07-25 07:00 | 157 | 116
2019-07-25 07:30 | 183 | 143
2019-07-25 08:00 | 135 | 73
2019-07-25 08:30 | 98 | 1
2019-07-25 09:00 | 103 | 57
2019-07-25 09:30 | 124 | 95
2019-07-25 10:00 | 114 | 69
2019-07-25 10:30 | 112 | 67
2019-07-25 11:00 | 107 | 66
2019-07-25 11:30 | 122 | 90
2019-07-25 12:00 | 124 | 97
2019-07-25 12:30 | 143 | 123
2019-07-25 13:00 | 130 | 111
2019-07-25 13:30 | 128 | 115
2019-07-25 14:00 | 94 | 75
2019-07-25 14:30 | 111 | 98
2019-07-25 15:00 | 103 | 88
2019-07-25 15:30 | 66 | 56
2019-07-25 16:00 | 46 | 22
2019-07-25 16:30 | 43 | 14
2019-07-25 17:00 | 82 | 62
2019-07-25 17:30 | 134 | 116
2019-07-25 18:00 | 178 | 164
2019-07-25 18:30 | 208 | 197
2019-07-25 19:00 | 203 | 196
2019-07-25 19:30 | 196 | 189
2019-07-25 20:00 | 164 | 156
2019-07-25 20:30 | 128 | 118
2019-07-25 21:00 | 114 | 103
2019-07-25 21:30 | 100 | 87
2019-07-25 22:00 | 73 | 57
2019-07-25 22:30 | 67 | 45
2019-07-25 23:00 | 175 | 161
2019-07-25 23:30 | 206 | 174
2019-07-26 | 170 | 139
2019-07-26 00:30 | 171 | 143
2019-07-26 01:00 | 153 | 123
2019-07-26 01:30 | 138 | 106
2019-07-26 02:00 | 131 | 98
2019-07-26 02:30 | 120 | 84
2019-07-26 03:00 | 119 | 82
2019-07-26 03:30 | 141 | 107
2019-07-26 04:00 | 158 | 126
2019-07-26 04:30 | 144 | 112
2019-07-26 05:00 | 126 | 92
2019-07-26 05:30 | 155 | 126
2019-07-26 06:00 | 158 | 133
2019-07-26 06:30 | 185 | 168
2019-07-26 07:00 | 164 | 147
2019-07-26 07:30 | 106 | 74
2019-07-26 08:00 | 71 | 19
2019-07-26 08:30 | 76 | 53
2019-07-26 09:00 | 131 | 123
2019-07-26 09:30 | 97 | 77
2019-07-26 10:00 | 80 | 49
2019-07-26 10:30 | 116 | 100
2019-07-26 11:00 | 123 | 109
2019-07-26 11:30 | 84 | 52
2019-07-26 12:00 | 73 | 12
2019-07-26 12:30 | 68 | 23
2019-07-26 13:00 | 72 | 25
2019-07-26 13:30 | 67 | 17
2019-07-26 14:00 | 82 | 45
2019-07-26 14:30 | 74 | 39
2019-07-26 15:00 | 65 | 13
2019-07-26 15:30 | 67 | 0
2019-07-26 16:00 | 84 | 20
2019-07-26 16:30 | 94 | 32
2019-07-26 17:00 | 87 | 4
2019-07-26 17:30 | 148 | 108
2019-07-26 18:00 | 141 | 95
2019-07-26 18:30 | 159 | 125
2019-07-26 19:00 | 151 | 118
2019-07-26 19:30 | 148 | 116
2019-07-26 20:00 | 148 | 114
2019-07-26 20:30 | 145 | 107
2019-07-26 21:00 | 149 | 113
2019-07-26 21:30 | 137 | 92
2019-07-26 22:00 | 133 | 89
2019-07-26 22:30 | 128 | 92
2019-07-26 23:00 | 208 | 185
2019-07-26 23:30 | 211 | 188
2019-07-27 | 165 | 139
2019-07-27 00:30 | 156 | 128
2019-07-27 01:00 | 153 | 124
2019-07-27 01:30 | 152 | 120
2019-07-27 02:00 | 172 | 142
2019-07-27 02:30 | 162 | 129
2019-07-27 03:00 | 162 | 129
2019-07-27 03:30 | 166 | 133
2019-07-27 04:00 | 174 | 142
2019-07-27 04:30 | 182 | 151
2019-07-27 05:00 | 196 | 166
2019-07-27 05:30 | 196 | 167
2019-07-27 06:00 | 195 | 167
2019-07-27 06:30 | 201 | 174
2019-07-27 07:00 | 194 | 166
2019-07-27 07:30 | 191 | 156
2019-07-27 08:00 | 162 | 119
2019-07-27 08:30 | 118 | 60
2019-07-27 09:00 | 97 | 18
2019-07-27 09:30 | 89 | 13
2019-07-27 10:00 | 100 | 63
2019-07-27 10:30 | 112 | 84
2019-07-27 11:00 | 109 | 80
2019-07-27 11:30 | 118 | 93
2019-07-27 12:00 | 115 | 88
2019-07-27 12:30 | 115 | 88
2019-07-27 13:00 | 119 | 94
2019-07-27 13:30 | 108 | 75
2019-07-27 14:00 | 98 | 57
2019-07-27 14:30 | 104 | 68
2019-07-27 15:00 | 85 | 16
2019-07-27 15:30 | 93 | 43
2019-07-27 16:00 | 89 | 4
2019-07-27 16:30 | 104 | 42
2019-07-27 17:00 | 160 | 122
2019-07-27 17:30 | 247 | 221
2019-07-27 18:00 | 284 | 259
2019-07-27 18:30 | 295 | 278
2019-07-27 19:00 | 295 | 286
2019-07-27 19:30 | 279 | 269
2019-07-27 20:00 | 264 | 253
2019-07-27 20:30 | 235 | 223
2019-07-27 21:00 | 221 | 208
2019-07-27 21:30 | 210 | 194
2019-07-27 22:00 | 214 | 197
2019-07-27 22:30 | 215 | 198
2019-07-27 23:00 | 219 | 200
2019-07-27 23:30 | 223 | 202
2019-07-28 | 209 | 186
2019-07-28 00:30 | 211 | 188
2019-07-28 01:00 | 189 | 163
2019-07-28 01:30 | 172 | 145
2019-07-28 02:00 | 168 | 140
2019-07-28 02:30 | 170 | 139
2019-07-28 03:00 | 171 | 135
2019-07-28 03:30 | 167 | 130
2019-07-28 04:00 | 164 | 126
2019-07-28 04:30 | 166 | 129
2019-07-28 05:00 | 169 | 132
2019-07-28 05:30 | 173 | 137
2019-07-28 06:00 | 175 | 140
2019-07-28 06:30 | 182 | 149
2019-07-28 07:00 | 184 | 149
2019-07-28 07:30 | 172 | 131
2019-07-28 08:00 | 139 | 86
2019-07-28 08:30 | 120 | 53
2019-07-28 09:00 | 102 | 17
2019-07-28 09:30 | 93 | 9
2019-07-28 10:00 | 92 | 27
2019-07-28 10:30 | 92 | 28
2019-07-28 11:00 | 98 | 52
2019-07-28 11:30 | 101 | 60
2019-07-28 12:00 | 103 | 63
2019-07-28 12:30 | 100 | 56
2019-07-28 13:00 | 101 | 60
2019-07-28 13:30 | 93 | 35
2019-07-28 14:00 | 94 | 44
2019-07-28 14:30 | 96 | 46
2019-07-28 15:00 | 89 | 2
2019-07-28 15:30 | 96 | 23
2019-07-28 16:00 | 132 | 86
2019-07-28 16:30 | 139 | 99
2019-07-28 17:00 | 140 | 100
2019-07-28 17:30 | 194 | 165
2019-07-28 18:00 | 213 | 180
2019-07-28 18:30 | 229 | 212
2019-07-28 19:00 | 224 | 213
2019-07-28 19:30 | 206 | 197
2019-07-28 20:00 | 196 | 187
2019-07-28 20:30 | 192 | 181
2019-07-28 21:00 | 189 | 177
2019-07-28 21:30 | 179 | 165
2019-07-28 22:00 | 171 | 155
2019-07-28 22:30 | 161 | 142
2019-07-28 23:00 | 143 | 122
2019-07-28 23:30 | 119 | 93
2019-07-29 | 109 | 72
2019-07-29 00:30 | 124 | 89
2019-07-29 01:00 | 117 | 78
2019-07-29 01:30 | 99 | 54
2019-07-29 02:00 | 106 | 64
2019-07-29 02:30 | 112 | 69
2019-07-29 03:00 | 112 | 67
2019-07-29 03:30 | 110 | 63
2019-07-29 04:00 | 110 | 64
2019-07-29 04:30 | 114 | 69
2019-07-29 05:00 | 113 | 70
2019-07-29 05:30 | 128 | 91
2019-07-29 06:00 | 155 | 124
2019-07-29 06:30 | 176 | 152
2019-07-29 07:00 | 175 | 139
2019-07-29 07:30 | 174 | 132
2019-07-29 08:00 | 159 | 118
2019-07-29 08:30 | 124 | 79
2019-07-29 09:00 | 94 | 27
2019-07-29 09:30 | 70 | 2
2019-07-29 10:00 | 55 | 14
2019-07-29 10:30 | 54 | 17
2019-07-29 11:00 | 55 | 26
2019-07-29 11:30 | 51 | 7
2019-07-29 12:00 | 55 | 24
2019-07-29 12:30 | 73 | 22
2019-07-29 13:00 | 96 | 31
2019-07-29 13:30 | 95 | 34
2019-07-29 14:00 | 94 | 14
2019-07-29 14:30 | 117 | 54
2019-07-29 15:00 | 112 | 44
2019-07-29 15:30 | 130 | 79
2019-07-29 16:00 | 131 | 76
2019-07-29 16:30 | 105 | 35
2019-07-29 17:00 | 132 | 81
2019-07-29 17:30 | 141 | 92
2019-07-29 18:00 | 149 | 92
2019-07-29 18:30 | 168 | 141
2019-07-29 19:00 | 186 | 173
2019-07-29 19:30 | 152 | 137
2019-07-29 20:00 | 126 | 107
2019-07-29 20:30 | 103 | 79
2019-07-29 21:00 | 89 | 59
2019-07-29 21:30 | 96 | 64
2019-07-29 22:00 | 91 | 51
2019-07-29 22:30 | 95 | 50
2019-07-29 23:00 | 168 | 132
2019-07-29 23:30 | 180 | 140
2019-07-30 | 175 | 133
2019-07-30 00:30 | 186 | 144
2019-07-30 01:00 | 170 | 124
2019-07-30 01:30 | 166 | 118
2019-07-30 02:00 | 160 | 108
2019-07-30 02:30 | 152 | 97
2019-07-30 03:00 | 153 | 99
2019-07-30 03:30 | 160 | 110
2019-07-30 04:00 | 168 | 118
2019-07-30 04:30 | 171 | 123
2019-07-30 05:00 | 168 | 117
2019-07-30 05:30 | 184 | 132
2019-07-30 06:00 | 192 | 112
2019-07-30 06:30 | 203 | 126
2019-07-30 07:00 | 213 | 142
2019-07-30 07:30 | 213 | 145
2019-07-30 08:00 | 184 | 108
2019-07-30 08:30 | 139 | 21
2019-07-30 09:00 | 132 | 39
2019-07-30 09:30 | 145 | 83
2019-07-30 10:00 | 155 | 104
2019-07-30 10:30 | 151 | 97
2019-07-30 11:00 | 151 | 100
2019-07-30 11:30 | 155 | 107
2019-07-30 12:00 | 156 | 108
2019-07-30 12:30 | 151 | 99
2019-07-30 13:00 | 137 | 74
2019-07-30 13:30 | 142 | 85
2019-07-30 14:00 | 138 | 77
2019-07-30 14:30 | 124 | 29
2019-07-30 15:00 | 125 | 21
2019-07-30 15:30 | 129 | 36
2019-07-30 16:00 | 130 | 5
2019-07-30 16:30 | 126 | 7
2019-07-30 17:00 | 134 | 22
2019-07-30 17:30 | 143 | 39
2019-07-30 18:00 | 162 | 78
2019-07-30 18:30 | 163 | 105
2019-07-30 19:00 | 146 | 110
2019-07-30 19:30 | 121 | 78
2019-07-30 20:00 | 105 | 51
2019-07-30 20:30 | 97 | 23
2019-07-30 21:00 | 95 | 5
2019-07-30 21:30 | 98 | 3
2019-07-30 22:00 | 98 | 49
2019-07-30 22:30 | 99 | 54
2019-07-30 23:00 | 185 | 158
2019-07-30 23:30 | 221 | 190
2019-07-31 | 227 | 194
2019-07-31 00:30 | 237 | 204
2019-07-31 01:00 | 222 | 187
2019-07-31 01:30 | 207 | 171
2019-07-31 02:00 | 200 | 162
2019-07-31 02:30 | 202 | 164
2019-07-31 03:00 | 200 | 161
2019-07-31 03:30 | 194 | 153
2019-07-31 04:00 | 204 | 161
2019-07-31 04:30 | 193 | 149
2019-07-31 05:00 | 200 | 160
2019-07-31 05:30 | 213 | 176
2019-07-31 06:00 | 235 | 203
2019-07-31 06:30 | 268 | 243
2019-07-31 07:00 | 282 | 257
2019-07-31 07:30 | 285 | 258
2019-07-31 08:00 | 231 | 201
2019-07-31 08:30 | 174 | 137
2019-07-31 09:00 | 127 | 71
2019-07-31 09:30 | 108 | 20
2019-07-31 10:00 | 107 | 19
2019-07-31 10:30 | 107 | 20
2019-07-31 11:00 | 106 | 15
2019-07-31 11:30 | 114 | 55
2019-07-31 12:00 | 115 | 61
2019-07-31 12:30 | 117 | 62
2019-07-31 13:00 | 106 | 12
2019-07-31 13:30 | 116 | 36
2019-07-31 14:00 | 119 | 45
2019-07-31 14:30 | 111 | 25
2019-07-31 15:00 | 116 | 33
2019-07-31 15:30 | 125 | 54
2019-07-31 16:00 | 157 | 105
2019-07-31 16:30 | 149 | 94
2019-07-31 17:00 | 160 | 106
2019-07-31 17:30 | 169 | 128
2019-07-31 18:00 | 207 | 174
2019-07-31 18:30 | 195 | 151
2019-07-31 19:00 | 205 | 169
2019-07-31 19:30 | 195 | 173
2019-07-31 20:00 | 178 | 162
2019-07-31 20:30 | 152 | 133
2019-07-31 21:00 | 128 | 105
2019-07-31 21:30 | 97 | 68
2019-07-31 22:00 | 90 | 55
2019-07-31 22:30 | 96 | 55
2019-07-31 23:00 | 181 | 153
2019-07-31 23:30 | 199 | 171
2019-08-01 | 200 | 165
2019-08-01 00:30 | 211 | 174
2019-08-01 01:00 | 213 | 175
2019-08-01 01:30 | 211 | 174
2019-08-01 02:00 | 203 | 163
2019-08-01 02:30 | 199 | 158
2019-08-01 03:00 | 196 | 154
2019-08-01 03:30 | 178 | 131
2019-08-01 04:00 | 175 | 127
2019-08-01 04:30 | 173 | 124
2019-08-01 05:00 | 172 | 124
2019-08-01 05:30 | 177 | 132
2019-08-01 06:00 | 188 | 148
2019-08-01 06:30 | 198 | 165
2019-08-01 07:00 | 201 | 169
2019-08-01 07:30 | 223 | 191
2019-08-01 08:00 | 181 | 143
2019-08-01 08:30 | 118 | 62
2019-08-01 09:00 | 93 | 8
2019-08-01 09:30 | 96 | 38
2019-08-01 10:00 | 106 | 65
2019-08-01 10:30 | 118 | 89
2019-08-01 11:00 | 123 | 96
2019-08-01 11:30 | 122 | 94
2019-08-01 12:00 | 110 | 74
2019-08-01 12:30 | 108 | 70
2019-08-01 13:00 | 97 | 46
2019-08-01 13:30 | 95 | 12
2019-08-01 14:00 | 95 | 2
2019-08-01 14:30 | 96 | 4
2019-08-01 15:00 | 115 | 52
2019-08-01 15:30 | 131 | 80
2019-08-01 16:00 | 163 | 125
2019-08-01 16:30 | 144 | 101
2019-08-01 17:00 | 130 | 84
2019-08-01 17:30 | 113 | 51
2019-08-01 18:00 | 137 | 81
2019-08-01 18:30 | 153 | 103
2019-08-01 19:00 | 160 | 121
2019-08-01 19:30 | 152 | 109
2019-08-01 20:00 | 135 | 85
2019-08-01 20:30 | 136 | 102
2019-08-01 21:00 | 112 | 72
2019-08-01 21:30 | 113 | 69
2019-08-01 22:00 | 100 | 46
2019-08-01 22:30 | 91 | 28
2019-08-01 23:00 | 156 | 120
2019-08-01 23:30 | 164 | 125
2019-08-02 | 158 | 116
2019-08-02 00:30 | 164 | 121
2019-08-02 01:00 | 159 | 113
2019-08-02 01:30 | 162 | 116
2019-08-02 02:00 | 148 | 98
2019-08-02 02:30 | 140 | 87
2019-08-02 03:00 | 131 | 75
2019-08-02 03:30 | 132 | 77
2019-08-02 04:00 | 119 | 61
2019-08-02 04:30 | 123 | 70
2019-08-02 05:00 | 121 | 68
2019-08-02 05:30 | 124 | 74
2019-08-02 06:00 | 138 | 96
2019-08-02 06:30 | 169 | 127
2019-08-02 07:00 | 179 | 127
2019-08-02 07:30 | 177 | 123
2019-08-02 08:00 | 161 | 105
2019-08-02 08:30 | 126 | 44
2019-08-02 09:00 | 112 | 12
2019-08-02 09:30 | 111 | 27
2019-08-02 10:00 | 120 | 66
2019-08-02 10:30 | 122 | 71
2019-08-02 11:00 | 120 | 66
2019-08-02 11:30 | 113 | 51
2019-08-02 12:00 | 114 | 48
2019-08-02 12:30 | 111 | 33
2019-08-02 13:00 | 110 | 23
2019-08-02 13:30 | 109 | 14
2019-08-02 14:00 | 101 | 35
2019-08-02 14:30 | 114 | 48
2019-08-02 15:00 | 134 | 78
2019-08-02 15:30 | 151 | 100
2019-08-02 16:00 | 166 | 121
2019-08-02 16:30 | 161 | 113
2019-08-02 17:00 | 161 | 115
2019-08-02 17:30 | 135 | 69
2019-08-02 18:00 | 149 | 96
2019-08-02 18:30 | 146 | 90
2019-08-02 19:00 | 130 | 77
2019-08-02 19:30 | 113 | 53
2019-08-02 20:00 | 103 | 30
2019-08-02 20:30 | 98 | 46
2019-08-02 21:00 | 91 | 45
2019-08-02 21:30 | 86 | 35
2019-08-02 22:00 | 76 | 8
2019-08-02 22:30 | 77 | 5
2019-08-02 23:00 | 134 | 100
2019-08-02 23:30 | 153 | 121
2019-08-03 | 138 | 102
2019-08-03 00:30 | 151 | 115
2019-08-03 01:00 | 148 | 108
2019-08-03 01:30 | 135 | 91
2019-08-03 02:00 | 117 | 70
2019-08-03 02:30 | 116 | 66
2019-08-03 03:00 | 118 | 68
2019-08-03 03:30 | 110 | 58
2019-08-03 04:00 | 113 | 59
2019-08-03 04:30 | 116 | 66
2019-08-03 05:00 | 115 | 64
2019-08-03 05:30 | 121 | 72
2019-08-03 06:00 | 127 | 82
2019-08-03 06:30 | 129 | 87
2019-08-03 07:00 | 158 | 121
2019-08-03 07:30 | 176 | 138
2019-08-03 08:00 | 179 | 141
2019-08-03 08:30 | 153 | 110
2019-08-03 09:00 | 131 | 81
2019-08-03 09:30 | 104 | 38
2019-08-03 10:00 | 91 | 0
2019-08-03 10:30 | 90 | 7
2019-08-03 11:00 | 93 | 34
2019-08-03 11:30 | 98 | 48
2019-08-03 12:00 | 97 | 22
2019-08-03 12:30 | 101 | 35
2019-08-03 13:00 | 99 | 18
2019-08-03 13:30 | 104 | 21
2019-08-03 14:00 | 110 | 40
2019-08-03 14:30 | 140 | 89
2019-08-03 15:00 | 151 | 105
2019-08-03 15:30 | 180 | 139
2019-08-03 16:00 | 178 | 138
2019-08-03 16:30 | 180 | 143
2019-08-03 17:00 | 221 | 188
2019-08-03 17:30 | 248 | 219
2019-08-03 18:00 | 280 | 254
2019-08-03 18:30 | 293 | 272
2019-08-03 19:00 | 281 | 268
2019-08-03 19:30 | 235 | 219
2019-08-03 20:00 | 226 | 209
2019-08-03 20:30 | 213 | 197
2019-08-03 21:00 | 204 | 186
2019-08-03 21:30 | 197 | 177
2019-08-03 22:00 | 174 | 151
2019-08-03 22:30 | 192 | 168
2019-08-03 23:00 | 191 | 165
2019-08-03 23:30 | 193 | 165
2019-08-04 | 188 | 159
2019-08-04 00:30 | 185 | 153
2019-08-04 01:00 | 180 | 144
2019-08-04 01:30 | 162 | 122
2019-08-04 02:00 | 154 | 111
2019-08-04 02:30 | 150 | 105
2019-08-04 03:00 | 158 | 114
2019-08-04 03:30 | 154 | 109
2019-08-04 04:00 | 155 | 111
2019-08-04 04:30 | 155 | 111
2019-08-04 05:00 | 156 | 112
2019-08-04 05:30 | 160 | 117
2019-08-04 06:00 | 161 | 119
2019-08-04 06:30 | 156 | 114
2019-08-04 07:00 | 132 | 86
2019-08-04 07:30 | 155 | 110
2019-08-04 08:00 | 139 | 92
2019-08-04 08:30 | 126 | 76
2019-08-04 09:00 | 97 | 1
2019-08-04 09:30 | 103 | 40
2019-08-04 10:00 | 122 | 88
2019-08-04 10:30 | 120 | 91
2019-08-04 11:00 | 145 | 123
2019-08-04 11:30 | 147 | 124
2019-08-04 12:00 | 147 | 125
2019-08-04 12:30 | 151 | 129
2019-08-04 13:00 | 164 | 145
2019-08-04 13:30 | 140 | 115
2019-08-04 14:00 | 147 | 123
2019-08-04 14:30 | 137 | 111
2019-08-04 15:00 | 121 | 84
2019-08-04 15:30 | 107 | 56
2019-08-04 16:00 | 101 | 27
2019-08-04 16:30 | 111 | 40
2019-08-04 17:00 | 161 | 118
2019-08-04 17:30 | 220 | 192
2019-08-04 18:00 | 263 | 234
2019-08-04 18:30 | 291 | 261
2019-08-04 19:00 | 320 | 304
2019-08-04 19:30 | 272 | 260
2019-08-04 20:00 | 249 | 236
2019-08-04 20:30 | 235 | 219
2019-08-04 21:00 | 200 | 183
2019-08-04 21:30 | 181 | 162
2019-08-04 22:00 | 162 | 141
2019-08-04 22:30 | 151 | 126
2019-08-04 23:00 | 130 | 100
2019-08-04 23:30 | 133 | 100
2019-08-05 | 126 | 89
2019-08-05 00:30 | 138 | 103
2019-08-05 01:00 | 131 | 87
2019-08-05 01:30 | 127 | 76
2019-08-05 02:00 | 124 | 72
2019-08-05 02:30 | 134 | 82
2019-08-05 03:00 | 136 | 86
2019-08-05 03:30 | 135 | 83
2019-08-05 04:00 | 136 | 85
2019-08-05 04:30 | 142 | 92
2019-08-05 05:00 | 140 | 90
2019-08-05 05:30 | 147 | 102
2019-08-05 06:00 | 158 | 118
2019-08-05 06:30 | 169 | 136
2019-08-05 07:00 | 225 | 197
2019-08-05 07:30 | 246 | 211
2019-08-05 08:00 | 215 | 179
2019-08-05 08:30 | 185 | 149
2019-08-05 09:00 | 159 | 118
2019-08-05 09:30 | 141 | 93
2019-08-05 10:00 | 117 | 54
2019-08-05 10:30 | 112 | 46
2019-08-05 11:00 | 107 | 36
2019-08-05 11:30 | 110 | 45
2019-08-05 12:00 | 103 | 35
2019-08-05 12:30 | 110 | 48
2019-08-05 13:00 | 141 | 97
2019-08-05 13:30 | 156 | 124
2019-08-05 14:00 | 141 | 115
2019-08-05 14:30 | 183 | 161
2019-08-05 15:00 | 193 | 171
2019-08-05 15:30 | 170 | 143
2019-08-05 16:00 | 208 | 186
2019-08-05 16:30 | 191 | 170
2019-08-05 17:00 | 216 | 195
2019-08-05 17:30 | 194 | 170
2019-08-05 18:00 | 215 | 192
2019-08-05 18:30 | 216 | 191
2019-08-05 19:00 | 214 | 186
2019-08-05 19:30 | 214 | 190
2019-08-05 20:00 | 211 | 189
2019-08-05 20:30 | 217 | 200
2019-08-05 21:00 | 195 | 175
2019-08-05 21:30 | 183 | 161
2019-08-05 22:00 | 173 | 148
2019-08-05 22:30 | 158 | 130
2019-08-05 23:00 | 235 | 210
2019-08-05 23:30 | 244 | 216
2019-08-06 | 236 | 206
2019-08-06 00:30 | 241 | 211
2019-08-06 01:00 | 226 | 193
2019-08-06 01:30 | 222 | 187
2019-08-06 02:00 | 216 | 182
2019-08-06 02:30 | 216 | 181
2019-08-06 03:00 | 215 | 180
2019-08-06 03:30 | 214 | 177
2019-08-06 04:00 | 214 | 178
2019-08-06 04:30 | 216 | 181
2019-08-06 05:00 | 216 | 181
2019-08-06 05:30 | 231 | 199
2019-08-06 06:00 | 242 | 213
2019-08-06 06:30 | 260 | 232
2019-08-06 07:00 | 261 | 218
2019-08-06 07:30 | 274 | 233
2019-08-06 08:00 | 236 | 191
2019-08-06 08:30 | 215 | 172
2019-08-06 09:00 | 183 | 134
2019-08-06 09:30 | 160 | 104
2019-08-06 10:00 | 137 | 74
2019-08-06 10:30 | 127 | 66
2019-08-06 11:00 | 127 | 67
2019-08-06 11:30 | 125 | 62
2019-08-06 12:00 | 124 | 59
2019-08-06 12:30 | 128 | 65
2019-08-06 13:00 | 130 | 72
2019-08-06 13:30 | 136 | 78
2019-08-06 14:00 | 170 | 124
2019-08-06 14:30 | 192 | 151
2019-08-06 15:00 | 195 | 154
2019-08-06 15:30 | 212 | 174
2019-08-06 16:00 | 280 | 251
2019-08-06 16:30 | 259 | 227
2019-08-06 17:00 | 251 | 217
2019-08-06 17:30 | 216 | 175
2019-08-06 18:00 | 244 | 203
2019-08-06 18:30 | 266 | 231
2019-08-06 19:00 | 260 | 237
2019-08-06 19:30 | 243 | 218
2019-08-06 20:00 | 217 | 187
2019-08-06 20:30 | 191 | 155
2019-08-06 21:00 | 198 | 175
2019-08-06 21:30 | 193 | 173
2019-08-06 22:00 | 174 | 151
2019-08-06 22:30 | 163 | 138
2019-08-06 23:00 | 244 | 221
2019-08-06 23:30 | 266 | 241
2019-08-07 | 259 | 231
2019-08-07 00:30 | 265 | 237
2019-08-07 01:00 | 257 | 228
2019-08-07 01:30 | 247 | 216
2019-08-07 02:00 | 241 | 209
2019-08-07 02:30 | 240 | 208
2019-08-07 03:00 | 239 | 206
2019-08-07 03:30 | 237 | 203
2019-08-07 04:00 | 235 | 199
2019-08-07 04:30 | 238 | 204
2019-08-07 05:00 | 244 | 211
2019-08-07 05:30 | 251 | 220
2019-08-07 06:00 | 262 | 235
2019-08-07 06:30 | 298 | 277
2019-08-07 07:00 | 297 | 269
2019-08-07 07:30 | 316 | 291
2019-08-07 08:00 | 335 | 316
2019-08-07 08:30 | 282 | 263
2019-08-07 09:00 | 279 | 261
2019-08-07 09:30 | 258 | 239
2019-08-07 10:00 | 204 | 180
2019-08-07 10:30 | 192 | 168
2019-08-07 11:00 | 174 | 149
2019-08-07 11:30 | 150 | 121
2019-08-07 12:00 | 163 | 136
2019-08-07 12:30 | 160 | 134
2019-08-07 13:00 | 158 | 132
2019-08-07 13:30 | 147 | 118
2019-08-07 14:00 | 172 | 144
2019-08-07 14:30 | 157 | 126
2019-08-07 15:00 | 159 | 128
2019-08-07 15:30 | 196 | 169
2019-08-07 16:00 | 240 | 218
2019-08-07 16:30 | 227 | 205
2019-08-07 17:00 | 261 | 240
2019-08-07 17:30 | 236 | 210
2019-08-07 18:00 | 254 | 229
2019-08-07 18:30 | 278 | 254
2019-08-07 19:00 | 295 | 275
2019-08-07 19:30 | 282 | 262
2019-08-07 20:00 | 266 | 243
2019-08-07 20:30 | 252 | 225
2019-08-07 21:00 | 246 | 219
2019-08-07 21:30 | 253 | 231
2019-08-07 22:00 | 236 | 214
2019-08-07 22:30 | 221 | 197
2019-08-07 23:00 | 209 | 183
2019-08-07 23:30 | 190 | 157
2019-08-08 | 279 | 255
2019-08-08 00:30 | 315 | 293
2019-08-08 01:00 | 299 | 275
2019-08-08 01:30 | 292 | 266
2019-08-08 02:00 | 290 | 264
2019-08-08 02:30 | 290 | 262
2019-08-08 03:00 | 285 | 257
2019-08-08 03:30 | 292 | 266
2019-08-08 04:00 | 299 | 273
2019-08-08 04:30 | 300 | 275
2019-08-08 05:00 | 321 | 298
2019-08-08 05:30 | 334 | 311
2019-08-08 06:00 | 348 | 328
2019-08-08 06:30 | 371 | 355
2019-08-08 07:00 | 393 | 378
2019-08-08 07:30 | 397 | 380
2019-08-08 08:00 | 380 | 364
2019-08-08 08:30 | 345 | 328
2019-08-08 09:00 | 269 | 251
2019-08-08 09:30 | 209 | 188
2019-08-08 10:00 | 205 | 185
2019-08-08 10:30 | 194 | 172
2019-08-08 11:00 | 182 | 159
2019-08-08 11:30 | 171 | 148
2019-08-08 12:00 | 170 | 147
2019-08-08 12:30 | 172 | 149
2019-08-08 13:00 | 187 | 166
2019-08-08 13:30 | 200 | 180
2019-08-08 14:00 | 213 | 194
2019-08-08 14:30 | 214 | 195
2019-08-08 15:00 | 205 | 185
2019-08-08 15:30 | 241 | 222
2019-08-08 16:00 | 261 | 243
2019-08-08 16:30 | 231 | 213
2019-08-08 17:00 | 272 | 256
2019-08-08 17:30 | 250 | 230
2019-08-08 18:00 | 301 | 282
2019-08-08 18:30 | 331 | 314
2019-08-08 19:00 | 344 | 330
2019-08-08 19:30 | 328 | 315
2019-08-08 20:00 | 311 | 296
2019-08-08 20:30 | 313 | 303
2019-08-08 21:00 | 290 | 279
2019-08-08 21:30 | 279 | 269
2019-08-08 22:00 | 274 | 264
2019-08-08 22:30 | 255 | 244
2019-08-08 23:00 | 340 | 328
2019-08-08 23:30 | 354 | 339
2019-08-09 | 347 | 329
2019-08-09 00:30 | 347 | 329
2019-08-09 01:00 | 328 | 308
2019-08-09 01:30 | 312 | 290
2019-08-09 02:00 | 292 | 266
2019-08-09 02:30 | 287 | 261
2019-08-09 03:00 | 284 | 257
2019-08-09 03:30 | 285 | 258
2019-08-09 04:00 | 283 | 256
2019-08-09 04:30 | 287 | 260
2019-08-09 05:00 | 289 | 263
2019-08-09 05:30 | 297 | 272
2019-08-09 06:00 | 307 | 284
2019-08-09 06:30 | 338 | 318
2019-08-09 07:00 | 334 | 305
2019-08-09 07:30 | 347 | 316
2019-08-09 08:00 | 317 | 288
2019-08-09 08:30 | 248 | 218
2019-08-09 09:00 | 194 | 159
2019-08-09 09:30 | 166 | 126
2019-08-09 10:00 | 141 | 97
2019-08-09 10:30 | 127 | 85
2019-08-09 11:00 | 109 | 78
2019-08-09 11:30 | 110 | 80
2019-08-09 12:00 | 106 | 74
2019-08-09 12:30 | 105 | 72
2019-08-09 13:00 | 107 | 76
2019-08-09 13:30 | 117 | 88
2019-08-09 14:00 | 134 | 109
2019-08-09 14:30 | 170 | 149
2019-08-09 15:00 | 208 | 190
2019-08-09 15:30 | 212 | 194
2019-08-09 16:00 | 233 | 216
2019-08-09 16:30 | 219 | 201
2019-08-09 17:00 | 248 | 230
2019-08-09 17:30 | 254 | 234
2019-08-09 18:00 | 291 | 273
2019-08-09 18:30 | 275 | 251
2019-08-09 19:00 | 272 | 249
2019-08-09 19:30 | 257 | 234
2019-08-09 20:00 | 260 | 242
2019-08-09 20:30 | 257 | 241
2019-08-09 21:00 | 252 | 236
2019-08-09 21:30 | 241 | 222
2019-08-09 22:00 | 229 | 209
2019-08-09 22:30 | 197 | 165
2019-08-09 23:00 | 191 | 161
2019-08-09 23:30 | 187 | 160
2019-08-10 | 271 | 250
2019-08-10 00:30 | 306 | 287
2019-08-10 01:00 | 296 | 274
2019-08-10 01:30 | 286 | 261
2019-08-10 02:00 | 278 | 252
2019-08-10 02:30 | 275 | 248
2019-08-10 03:00 | 267 | 239
2019-08-10 03:30 | 267 | 239
2019-08-10 04:00 | 265 | 237
2019-08-10 04:30 | 266 | 238
2019-08-10 05:00 | 267 | 238
2019-08-10 05:30 | 270 | 243
2019-08-10 06:00 | 272 | 246
2019-08-10 06:30 | 282 | 259
2019-08-10 07:00 | 291 | 268
2019-08-10 07:30 | 292 | 269
2019-08-10 08:00 | 273 | 249
2019-08-10 08:30 | 232 | 207
2019-08-10 09:00 | 216 | 193
2019-08-10 09:30 | 188 | 163
2019-08-10 10:00 | 165 | 136
2019-08-10 10:30 | 149 | 117
2019-08-10 11:00 | 150 | 116
2019-08-10 11:30 | 125 | 84
2019-08-10 12:00 | 115 | 69
2019-08-10 12:30 | 108 | 56
2019-08-10 13:00 | 102 | 49
2019-08-10 13:30 | 101 | 47
2019-08-10 14:00 | 91 | 34
2019-08-10 14:30 | 94 | 41
2019-08-10 15:00 | 100 | 54
2019-08-10 15:30 | 117 | 76
2019-08-10 16:00 | 152 | 119
2019-08-10 16:30 | 204 | 179
2019-08-10 17:00 | 260 | 239
2019-08-10 17:30 | 294 | 272
2019-08-10 18:00 | 353 | 334
2019-08-10 18:30 | 349 | 329
2019-08-10 19:00 | 347 | 327
2019-08-10 19:30 | 338 | 317
2019-08-10 20:00 | 323 | 300
2019-08-10 20:30 | 289 | 263
2019-08-10 21:00 | 305 | 288
2019-08-10 21:30 | 296 | 279
2019-08-10 22:00 | 291 | 272
2019-08-10 22:30 | 291 | 271
2019-08-10 23:00 | 283 | 261
2019-08-10 23:30 | 270 | 246
2019-08-11 | 255 | 230
2019-08-11 00:30 | 258 | 233
2019-08-11 01:00 | 250 | 223
2019-08-11 01:30 | 238 | 209
2019-08-11 02:00 | 231 | 201
2019-08-11 02:30 | 229 | 198
2019-08-11 03:00 | 225 | 194
2019-08-11 03:30 | 216 | 182
2019-08-11 04:00 | 211 | 177
2019-08-11 04:30 | 216 | 183
2019-08-11 05:00 | 222 | 189
2019-08-11 05:30 | 225 | 193
2019-08-11 06:00 | 231 | 199
2019-08-11 06:30 | 238 | 208
2019-08-11 07:00 | 241 | 209
2019-08-11 07:30 | 223 | 188
2019-08-11 08:00 | 159 | 114
2019-08-11 08:30 | 116 | 51
2019-08-11 09:00 | 96 | 4
2019-08-11 09:30 | 93 | 10
2019-08-11 10:00 | 92 | 6
2019-08-11 10:30 | 93 | 24
2019-08-11 11:00 | 97 | 40
2019-08-11 11:30 | 99 | 47
2019-08-11 12:00 | 102 | 55
2019-08-11 12:30 | 107 | 63
2019-08-11 13:00 | 109 | 65
2019-08-11 13:30 | 109 | 66
2019-08-11 14:00 | 115 | 78
2019-08-11 14:30 | 108 | 68
2019-08-11 15:00 | 100 | 48
2019-08-11 15:30 | 94 | 29
2019-08-11 16:00 | 94 | 8
2019-08-11 16:30 | 119 | 64
2019-08-11 17:00 | 176 | 138
2019-08-11 17:30 | 217 | 183
2019-08-11 18:00 | 280 | 251
2019-08-11 18:30 | 316 | 287
2019-08-11 19:00 | 335 | 312
2019-08-11 19:30 | 332 | 311
2019-08-11 20:00 | 316 | 293
2019-08-11 20:30 | 301 | 275
2019-08-11 21:00 | 289 | 267
2019-08-11 21:30 | 283 | 266
2019-08-11 22:00 | 260 | 241
2019-08-11 22:30 | 247 | 225
2019-08-11 23:00 | 241 | 218
2019-08-11 23:30 | 234 | 208
2019-08-12 | 223 | 193
2019-08-12 00:30 | 223 | 192
2019-08-12 01:00 | 197 | 163
2019-08-12 01:30 | 175 | 135
2019-08-12 02:00 | 180 | 141
2019-08-12 02:30 | 173 | 133
2019-08-12 03:00 | 183 | 144
2019-08-12 03:30 | 177 | 138
2019-08-12 04:00 | 171 | 130
2019-08-12 04:30 | 181 | 142
2019-08-12 05:00 | 179 | 140
2019-08-12 05:30 | 195 | 161
2019-08-12 06:00 | 193 | 160
2019-08-12 06:30 | 214 | 187
2019-08-12 07:00 | 234 | 201
2019-08-12 07:30 | 219 | 177
2019-08-12 08:00 | 162 | 108
2019-08-12 08:30 | 132 | 78
2019-08-12 09:00 | 94 | 6
2019-08-12 09:30 | 92 | 27
2019-08-12 10:00 | 100 | 54
2019-08-12 10:30 | 97 | 43
2019-08-12 11:00 | 99 | 50
2019-08-12 11:30 | 102 | 56
2019-08-12 12:00 | 103 | 58
2019-08-12 12:30 | 122 | 87
2019-08-12 13:00 | 145 | 123
2019-08-12 13:30 | 148 | 125
2019-08-12 14:00 | 146 | 124
2019-08-12 14:30 | 135 | 110
2019-08-12 15:00 | 130 | 102
2019-08-12 15:30 | 114 | 76
2019-08-12 16:00 | 111 | 74
2019-08-12 16:30 | 106 | 65
2019-08-12 17:00 | 102 | 55
2019-08-12 17:30 | 96 | 37
2019-08-12 18:00 | 125 | 70
2019-08-12 18:30 | 138 | 80
2019-08-12 19:00 | 163 | 113
2019-08-12 19:30 | 165 | 118
2019-08-12 20:00 | 161 | 116
2019-08-12 20:30 | 148 | 101
2019-08-12 21:00 | 159 | 122
2019-08-12 21:30 | 152 | 118
2019-08-12 22:00 | 130 | 92
2019-08-12 22:30 | 120 | 76
2019-08-12 23:00 | 150 | 110
2019-08-12 23:30 | 145 | 103
2019-08-13 | 183 | 152
2019-08-13 00:30 | 201 | 172
2019-08-13 01:00 | 180 | 148
2019-08-13 01:30 | 161 | 128
2019-08-13 02:00 | 153 | 119
2019-08-13 02:30 | 156 | 121
2019-08-13 03:00 | 171 | 137
2019-08-13 03:30 | 158 | 120
2019-08-13 04:00 | 168 | 132
2019-08-13 04:30 | 164 | 129
2019-08-13 05:00 | 156 | 122
2019-08-13 05:30 | 155 | 122
2019-08-13 06:00 | 165 | 137
2019-08-13 06:30 | 163 | 130
2019-08-13 07:00 | 169 | 128
2019-08-13 07:30 | 162 | 119
2019-08-13 08:00 | 144 | 101
2019-08-13 08:30 | 105 | 44
2019-08-13 09:00 | 88 | 27
2019-08-13 09:30 | 101 | 64
2019-08-13 10:00 | 111 | 80
2019-08-13 10:30 | 107 | 72
2019-08-13 11:00 | 117 | 87
2019-08-13 11:30 | 114 | 84
2019-08-13 12:00 | 112 | 79
2019-08-13 12:30 | 105 | 66
2019-08-13 13:00 | 109 | 77
2019-08-13 13:30 | 118 | 91
2019-08-13 14:00 | 133 | 111
2019-08-13 14:30 | 144 | 123
2019-08-13 15:00 | 146 | 130
2019-08-13 15:30 | 165 | 151
2019-08-13 16:00 | 119 | 93
2019-08-13 16:30 | 86 | 11
2019-08-13 17:00 | 101 | 35
2019-08-13 17:30 | 108 | 33
2019-08-13 18:00 | 132 | 79
2019-08-13 18:30 | 147 | 106
2019-08-13 19:00 | 135 | 96
2019-08-13 19:30 | 136 | 101
2019-08-13 20:00 | 125 | 85
2019-08-13 20:30 | 121 | 76
2019-08-13 21:00 | 195 | 164
2019-08-13 21:30 | 206 | 174
2019-08-13 22:00 | 219 | 199
2019-08-13 22:30 | 211 | 180
2019-08-13 23:00 | 225 | 197
2019-08-13 23:30 | 186 | 155
2019-08-14 | 156 | 121
2019-08-14 00:30 | 159 | 123
2019-08-14 01:00 | 146 | 108
2019-08-14 01:30 | 141 | 104
2019-08-14 02:00 | 127 | 89
2019-08-14 02:30 | 118 | 77
2019-08-14 03:00 | 112 | 70
2019-08-14 03:30 | 111 | 67
2019-08-14 04:00 | 111 | 68
2019-08-14 04:30 | 112 | 70
2019-08-14 05:00 | 117 | 77
2019-08-14 05:30 | 122 | 84
2019-08-14 06:00 | 132 | 101
2019-08-14 06:30 | 145 | 123
2019-08-14 07:00 | 165 | 129
2019-08-14 07:30 | 162 | 119
2019-08-14 08:00 | 146 | 103
2019-08-14 08:30 | 110 | 51
2019-08-14 09:00 | 94 | 1
2019-08-14 09:30 | 94 | 29
2019-08-14 10:00 | 93 | 33
2019-08-14 10:30 | 99 | 58
2019-08-14 11:00 | 100 | 63
2019-08-14 11:30 | 102 | 65
2019-08-14 12:00 | 120 | 93
2019-08-14 12:30 | 137 | 115
2019-08-14 13:00 | 150 | 131
2019-08-14 13:30 | 165 | 148
2019-08-14 14:00 | 175 | 160
2019-08-14 14:30 | 164 | 148
2019-08-14 15:00 | 101 | 61
2019-08-14 15:30 | 92 | 34
2019-08-14 16:00 | 101 | 37
2019-08-14 16:30 | 130 | 82
2019-08-14 17:00 | 184 | 148
2019-08-14 17:30 | 254 | 227
2019-08-14 18:00 | 272 | 243
2019-08-14 18:30 | 279 | 251
2019-08-14 19:00 | 275 | 254
2019-08-14 19:30 | 257 | 239
2019-08-14 20:00 | 234 | 213
2019-08-14 20:30 | 210 | 189
2019-08-14 21:00 | 213 | 201
2019-08-14 21:30 | 196 | 185
2019-08-14 22:00 | 180 | 165
2019-08-14 22:30 | 167 | 149
2019-08-14 23:00 | 148 | 126
2019-08-14 23:30 | 137 | 112
2019-08-15 | 125 | 97
2019-08-15 00:30 | 132 | 104
2019-08-15 01:00 | 126 | 95
2019-08-15 01:30 | 122 | 89
2019-08-15 02:00 | 117 | 82
2019-08-15 02:30 | 115 | 80
2019-08-15 03:00 | 115 | 79
2019-08-15 03:30 | 109 | 72
2019-08-15 04:00 | 106 | 69
2019-08-15 04:30 | 105 | 67
2019-08-15 05:00 | 105 | 70
2019-08-15 05:30 | 118 | 90
2019-08-15 06:00 | 146 | 123
2019-08-15 06:30 | 178 | 160
2019-08-15 07:00 | 199 | 182
2019-08-15 07:30 | 167 | 145
2019-08-15 08:00 | 156 | 136
2019-08-15 08:30 | 108 | 81
2019-08-15 09:00 | 81 | 37
2019-08-15 09:30 | 70 | 11
2019-08-15 10:00 | 63 | 11
2019-08-15 10:30 | 64 | 26
2019-08-15 11:00 | 66 | 38
2019-08-15 11:30 | 68 | 43
2019-08-15 12:00 | 63 | 32
2019-08-15 12:30 | 60 | 22
2019-08-15 13:00 | 59 | 5
2019-08-15 13:30 | 60 | 8
2019-08-15 14:00 | 65 | 31
2019-08-15 14:30 | 60 | 11
2019-08-15 15:00 | 86 | 49
2019-08-15 15:30 | 86 | 49
2019-08-15 16:00 | 93 | 60
2019-08-15 16:30 | 121 | 95
2019-08-15 17:00 | 188 | 171
2019-08-15 17:30 | 223 | 206
2019-08-15 18:00 | 263 | 246
2019-08-15 18:30 | 290 | 273
2019-08-15 19:00 | 286 | 272
2019-08-15 19:30 | 287 | 273
2019-08-15 20:00 | 263 | 247
2019-08-15 20:30 | 237 | 218
2019-08-15 21:00 | 204 | 183
2019-08-15 21:30 | 200 | 174
2019-08-15 22:00 | 206 | 194
2019-08-15 22:30 | 196 | 183
2019-08-15 23:00 | 188 | 172
2019-08-15 23:30 | 175 | 156
2019-08-16 | 157 | 135
2019-08-16 00:30 | 205 | 184
2019-08-16 01:00 | 198 | 175
2019-08-16 01:30 | 197 | 173
2019-08-16 02:00 | 191 | 167
2019-08-16 02:30 | 188 | 162
2019-08-16 03:00 | 172 | 146
2019-08-16 03:30 | 184 | 159
2019-08-16 04:00 | 186 | 161
2019-08-16 04:30 | 196 | 172
2019-08-16 05:00 | 206 | 181
2019-08-16 05:30 | 209 | 185
2019-08-16 06:00 | 224 | 202
2019-08-16 06:30 | 227 | 208
2019-08-16 07:00 | 232 | 214
2019-08-16 07:30 | 224 | 206
2019-08-16 08:00 | 221 | 204
2019-08-16 08:30 | 184 | 166
2019-08-16 09:00 | 152 | 129
2019-08-16 09:30 | 108 | 73
2019-08-16 10:00 | 79 | 22
2019-08-16 10:30 | 85 | 34
2019-08-16 11:00 | 93 | 46
2019-08-16 11:30 | 98 | 55
2019-08-16 12:00 | 98 | 56
2019-08-16 12:30 | 88 | 38
2019-08-16 13:00 | 98 | 54
2019-08-16 13:30 | 122 | 89
2019-08-16 14:00 | 92 | 43
2019-08-16 14:30 | 103 | 63
2019-08-16 15:00 | 156 | 132
2019-08-16 15:30 | 176 | 155
2019-08-16 16:00 | 156 | 131
2019-08-16 16:30 | 143 | 115
2019-08-16 17:00 | 154 | 128
2019-08-16 17:30 | 131 | 98
2019-08-16 18:00 | 169 | 142
2019-08-16 18:30 | 183 | 156
2019-08-16 19:00 | 146 | 115
2019-08-16 19:30 | 147 | 120
2019-08-16 20:00 | 143 | 113
2019-08-16 20:30 | 141 | 128
2019-08-16 21:00 | 99 | 86
2019-08-16 21:30 | 92 | 78
2019-08-16 22:00 | 89 | 74
2019-08-16 22:30 | 91 | 72
2019-08-16 23:00 | 180 | 165
2019-08-16 23:30 | 199 | 182
2019-08-17 | 188 | 170
2019-08-17 00:30 | 188 | 168
2019-08-17 01:00 | 175 | 154
2019-08-17 01:30 | 176 | 148
2019-08-17 02:00 | 170 | 140
2019-08-17 02:30 | 171 | 140
2019-08-17 03:00 | 163 | 131
2019-08-17 03:30 | 159 | 126
2019-08-17 04:00 | 155 | 121
2019-08-17 04:30 | 147 | 113
2019-08-17 05:00 | 142 | 106
2019-08-17 05:30 | 149 | 115
2019-08-17 06:00 | 174 | 143
2019-08-17 06:30 | 190 | 162
2019-08-17 07:00 | 199 | 172
2019-08-17 07:30 | 185 | 155
2019-08-17 08:00 | 150 | 114
2019-08-17 08:30 | 122 | 76
2019-08-17 09:00 | 107 | 53
2019-08-17 09:30 | 100 | 40
2019-08-17 10:00 | 92 | 26
2019-08-17 10:30 | 95 | 39
2019-08-17 11:00 | 84 | 20
2019-08-17 11:30 | 75 | 3
2019-08-17 12:00 | 76 | 9
2019-08-17 12:30 | 78 | 20
2019-08-17 13:00 | 76 | 10
2019-08-17 13:30 | 78 | 23
2019-08-17 14:00 | 81 | 34
2019-08-17 14:30 | 83 | 39
2019-08-17 15:00 | 81 | 31
2019-08-17 15:30 | 78 | 0
2019-08-17 16:00 | 85 | 24
2019-08-17 16:30 | 115 | 73
2019-08-17 17:00 | 170 | 141
2019-08-17 17:30 | 223 | 197
2019-08-17 18:00 | 276 | 254
2019-08-17 18:30 | 310 | 289
2019-08-17 19:00 | 320 | 300
2019-08-17 19:30 | 309 | 289
2019-08-17 20:00 | 293 | 270
2019-08-17 20:30 | 273 | 249
2019-08-17 21:00 | 266 | 239
2019-08-17 21:30 | 257 | 227
2019-08-17 22:00 | 245 | 214
2019-08-17 22:30 | 234 | 200
2019-08-17 23:00 | 244 | 221
2019-08-17 23:30 | 233 | 212
2019-08-18 | 219 | 195
2019-08-18 00:30 | 220 | 195
2019-08-18 01:00 | 203 | 176
2019-08-18 01:30 | 189 | 159
2019-08-18 02:00 | 177 | 145
2019-08-18 02:30 | 165 | 131
2019-08-18 03:00 | 163 | 129
2019-08-18 03:30 | 175 | 142
2019-08-18 04:00 | 171 | 137
2019-08-18 04:30 | 166 | 132
2019-08-18 05:00 | 167 | 134
2019-08-18 05:30 | 170 | 136
2019-08-18 06:00 | 168 | 133
2019-08-18 06:30 | 184 | 151
2019-08-18 07:00 | 178 | 146
2019-08-18 07:30 | 145 | 111
2019-08-18 08:00 | 112 | 69
2019-08-18 08:30 | 81 | 5
2019-08-18 09:00 | 78 | 27
2019-08-18 09:30 | 80 | 38
2019-08-18 10:00 | 76 | 53
2019-08-18 10:30 | 61 | 42
2019-08-18 11:00 | 67 | 52
2019-08-18 11:30 | 61 | 41
2019-08-18 12:00 | 58 | 33
2019-08-18 12:30 | 60 | 37
2019-08-18 13:00 | 59 | 35
2019-08-18 13:30 | 87 | 77
2019-08-18 14:00 | 105 | 97
2019-08-18 14:30 | 96 | 88
2019-08-18 15:00 | 85 | 74
2019-08-18 15:30 | 65 | 46
2019-08-18 16:00 | 50 | 15
2019-08-18 16:30 | 75 | 48
2019-08-18 17:00 | 132 | 113
2019-08-18 17:30 | 184 | 165
2019-08-18 18:00 | 257 | 240
2019-08-18 18:30 | 297 | 280
2019-08-18 19:00 | 309 | 292
2019-08-18 19:30 | 294 | 273
2019-08-18 20:00 | 278 | 255
2019-08-18 20:30 | 277 | 256
2019-08-18 21:00 | 271 | 253
2019-08-18 21:30 | 262 | 244
2019-08-18 22:00 | 233 | 213
2019-08-18 22:30 | 215 | 193
2019-08-18 23:00 | 216 | 193
2019-08-18 23:30 | 209 | 183
2019-08-19 | 187 | 154
2019-08-19 00:30 | 181 | 141
2019-08-19 01:00 | 166 | 122
2019-08-19 01:30 | 155 | 108
2019-08-19 02:00 | 149 | 100
2019-08-19 02:30 | 147 | 97
2019-08-19 03:00 | 149 | 99
2019-08-19 03:30 | 159 | 112
2019-08-19 04:00 | 166 | 120
2019-08-19 04:30 | 176 | 132
2019-08-19 05:00 | 181 | 139
2019-08-19 05:30 | 179 | 139
2019-08-19 06:00 | 186 | 150
2019-08-19 06:30 | 213 | 183
2019-08-19 07:00 | 228 | 199
2019-08-19 07:30 | 220 | 192
2019-08-19 08:00 | 182 | 151
2019-08-19 08:30 | 129 | 86
2019-08-19 09:00 | 93 | 23
2019-08-19 09:30 | 87 | 26
2019-08-19 10:00 | 97 | 57
2019-08-19 10:30 | 91 | 47
2019-08-19 11:00 | 93 | 53
2019-08-19 11:30 | 90 | 50
2019-08-19 12:00 | 88 | 49
2019-08-19 12:30 | 94 | 60
2019-08-19 13:00 | 103 | 76
2019-08-19 13:30 | 94 | 62
2019-08-19 14:00 | 94 | 67
2019-08-19 14:30 | 86 | 73
2019-08-19 15:00 | 68 | 47
2019-08-19 15:30 | 62 | 26
2019-08-19 16:00 | 61 | 14
2019-08-19 16:30 | 101 | 75
2019-08-19 17:00 | 172 | 154
2019-08-19 17:30 | 219 | 202
2019-08-19 18:00 | 277 | 261
2019-08-19 18:30 | 290 | 272
2019-08-19 19:00 | 255 | 236
2019-08-19 19:30 | 234 | 212
2019-08-19 20:00 | 226 | 202
2019-08-19 20:30 | 201 | 170
2019-08-19 21:00 | 180 | 141
2019-08-19 21:30 | 170 | 127
2019-08-19 22:00 | 165 | 116
2019-08-19 22:30 | 175 | 141
2019-08-19 23:00 | 179 | 138
2019-08-19 23:30 | 172 | 127
2019-08-20 | 173 | 128
2019-08-20 00:30 | 163 | 125
2019-08-20 01:00 | 154 | 114
2019-08-20 01:30 | 161 | 121
2019-08-20 02:00 | 172 | 132
2019-08-20 02:30 | 168 | 127
2019-08-20 03:00 | 184 | 145
2019-08-20 03:30 | 195 | 157
2019-08-20 04:00 | 203 | 166
2019-08-20 04:30 | 218 | 183
2019-08-20 05:00 | 212 | 178
2019-08-20 05:30 | 217 | 183
2019-08-20 06:00 | 226 | 196
2019-08-20 06:30 | 239 | 197
2019-08-20 07:00 | 259 | 213
2019-08-20 07:30 | 250 | 203
2019-08-20 08:00 | 194 | 137
2019-08-20 08:30 | 158 | 92
2019-08-20 09:00 | 129 | 42
2019-08-20 09:30 | 117 | 1
2019-08-20 10:00 | 115 | 41
2019-08-20 10:30 | 112 | 39
2019-08-20 11:00 | 112 | 40
2019-08-20 11:30 | 113 | 44
2019-08-20 12:00 | 111 | 35
2019-08-20 12:30 | 111 | 31
2019-08-20 13:00 | 117 | 60
2019-08-20 13:30 | 119 | 64
2019-08-20 14:00 | 122 | 73
2019-08-20 14:30 | 121 | 73
2019-08-20 15:00 | 129 | 83
2019-08-20 15:30 | 119 | 57
2019-08-20 16:00 | 111 | 16
2019-08-20 16:30 | 125 | 41
2019-08-20 17:00 | 168 | 110
2019-08-20 17:30 | 238 | 197
2019-08-20 18:00 | 300 | 263
2019-08-20 18:30 | 338 | 310
2019-08-20 19:00 | 342 | 324
2019-08-20 19:30 | 325 | 305
2019-08-20 20:00 | 307 | 285
2019-08-20 20:30 | 312 | 300
2019-08-20 21:00 | 274 | 253
2019-08-20 21:30 | 243 | 206
2019-08-20 22:00 | 239 | 197
2019-08-20 22:30 | 242 | 215
2019-08-20 23:00 | 220 | 190
2019-08-20 23:30 | 194 | 161
2019-08-21 | 188 | 153
2019-08-21 00:30 | 192 | 156
2019-08-21 01:00 | 168 | 127
2019-08-21 01:30 | 158 | 115
2019-08-21 02:00 | 167 | 125
2019-08-21 02:30 | 167 | 125
2019-08-21 03:00 | 154 | 110
2019-08-21 03:30 | 151 | 105
2019-08-21 04:00 | 154 | 108
2019-08-21 04:30 | 156 | 112
2019-08-21 05:00 | 157 | 114
2019-08-21 05:30 | 164 | 124
2019-08-21 06:00 | 172 | 136
2019-08-21 06:30 | 198 | 165
2019-08-21 07:00 | 189 | 145
2019-08-21 07:30 | 176 | 135
2019-08-21 08:00 | 130 | 90
2019-08-21 08:30 | 81 | 15
2019-08-21 09:00 | 77 | 22
2019-08-21 09:30 | 90 | 60
2019-08-21 10:00 | 112 | 93
2019-08-21 10:30 | 92 | 62
2019-08-21 11:00 | 87 | 55
2019-08-21 11:30 | 92 | 62
2019-08-21 12:00 | 91 | 58
2019-08-21 12:30 | 88 | 51
2019-08-21 13:00 | 80 | 32
2019-08-21 13:30 | 76 | 4
2019-08-21 14:00 | 84 | 48
2019-08-21 14:30 | 98 | 73
2019-08-21 15:00 | 91 | 61
2019-08-21 15:30 | 80 | 34
2019-08-21 16:00 | 80 | 9
2019-08-21 16:30 | 107 | 60
2019-08-21 17:00 | 155 | 123
2019-08-21 17:30 | 245 | 221
2019-08-21 18:00 | 317 | 293
2019-08-21 18:30 | 325 | 295
2019-08-21 19:00 | 315 | 278
2019-08-21 19:30 | 304 | 259
2019-08-21 20:00 | 305 | 260
2019-08-21 20:30 | 318 | 286
2019-08-21 21:00 | 291 | 258
2019-08-21 21:30 | 274 | 238
2019-08-21 22:00 | 261 | 220
2019-08-21 22:30 | 250 | 209
2019-08-21 23:00 | 219 | 189
2019-08-21 23:30 | 184 | 159
2019-08-22 | 171 | 144
2019-08-22 00:30 | 181 | 154
2019-08-22 01:00 | 179 | 150
2019-08-22 01:30 | 162 | 130
2019-08-22 02:00 | 153 | 119
2019-08-22 02:30 | 151 | 114
2019-08-22 03:00 | 152 | 116
2019-08-22 03:30 | 153 | 117
2019-08-22 04:00 | 160 | 125
2019-08-22 04:30 | 159 | 124
2019-08-22 05:00 | 164 | 133
2019-08-22 05:30 | 184 | 158
2019-08-22 06:00 | 202 | 181
2019-08-22 06:30 | 233 | 215
2019-08-22 07:00 | 247 | 225
2019-08-22 07:30 | 205 | 166
2019-08-22 08:00 | 147 | 94
2019-08-22 08:30 | 116 | 52
2019-08-22 09:00 | 106 | 32
2019-08-22 09:30 | 94 | 11
2019-08-22 10:00 | 96 | 39
2019-08-22 10:30 | 81 | 21
2019-08-22 11:00 | 70 | 5
2019-08-22 11:30 | 82 | 2
2019-08-22 12:00 | 87 | 12
2019-08-22 12:30 | 84 | 4
2019-08-22 13:00 | 84 | 2
2019-08-22 13:30 | 85 | 16
2019-08-22 14:00 | 84 | 27
2019-08-22 14:30 | 84 | 21
2019-08-22 15:00 | 84 | 26
2019-08-22 15:30 | 84 | 9
2019-08-22 16:00 | 94 | 26
2019-08-22 16:30 | 125 | 78
2019-08-22 17:00 | 170 | 134
2019-08-22 17:30 | 232 | 200
2019-08-22 18:00 | 286 | 257
2019-08-22 18:30 | 318 | 294
2019-08-22 19:00 | 339 | 318
2019-08-22 19:30 | 335 | 315
2019-08-22 20:00 | 325 | 303
2019-08-22 20:30 | 315 | 291
2019-08-22 21:00 | 301 | 275
2019-08-22 21:30 | 273 | 240
2019-08-22 22:00 | 280 | 253
2019-08-22 22:30 | 292 | 254
2019-08-22 23:00 | 290 | 247
2019-08-22 23:30 | 276 | 227
2019-08-23 | 250 | 217
2019-08-23 00:30 | 248 | 219
2019-08-23 01:00 | 232 | 201
2019-08-23 01:30 | 227 | 194
2019-08-23 02:00 | 228 | 195
2019-08-23 02:30 | 212 | 178
2019-08-23 03:00 | 204 | 169
2019-08-23 03:30 | 184 | 145
2019-08-23 04:00 | 168 | 128
2019-08-23 04:30 | 173 | 134
2019-08-23 05:00 | 186 | 150
2019-08-23 05:30 | 190 | 154
2019-08-23 06:00 | 193 | 156
2019-08-23 06:30 | 195 | 146
2019-08-23 07:00 | 191 | 124
2019-08-23 07:30 | 173 | 104
2019-08-23 08:00 | 148 | 78
2019-08-23 08:30 | 115 | 9
2019-08-23 09:00 | 114 | 61
2019-08-23 09:30 | 136 | 102
2019-08-23 10:00 | 161 | 136
2019-08-23 10:30 | 162 | 138
2019-08-23 11:00 | 144 | 114
2019-08-23 11:30 | 144 | 116
2019-08-23 12:00 | 156 | 131
2019-08-23 12:30 | 159 | 134
2019-08-23 13:00 | 128 | 90
2019-08-23 13:30 | 127 | 88
2019-08-23 14:00 | 119 | 73
2019-08-23 14:30 | 108 | 48
2019-08-23 15:00 | 106 | 33
2019-08-23 15:30 | 104 | 7
2019-08-23 16:00 | 116 | 33
2019-08-23 16:30 | 145 | 90
2019-08-23 17:00 | 186 | 156
2019-08-23 17:30 | 261 | 231
2019-08-23 18:00 | 271 | 237
2019-08-23 18:30 | 276 | 246
2019-08-23 19:00 | 265 | 236
2019-08-23 19:30 | 249 | 215
2019-08-23 20:00 | 214 | 174
2019-08-23 20:30 | 205 | 179
2019-08-23 21:00 | 218 | 171
2019-08-23 21:30 | 202 | 158
2019-08-23 22:00 | 191 | 143
2019-08-23 22:30 | 182 | 130
2019-08-23 23:00 | 175 | 119
2019-08-23 23:30 | 184 | 128
2019-08-24 | 185 | 124
2019-08-24 00:30 | 175 | 134
2019-08-24 01:00 | 164 | 118
2019-08-24 01:30 | 160 | 109
2019-08-24 02:00 | 152 | 98
2019-08-24 02:30 | 147 | 97
2019-08-24 03:00 | 145 | 94
2019-08-24 03:30 | 146 | 93
2019-08-24 04:00 | 152 | 101
2019-08-24 04:30 | 154 | 105
2019-08-24 05:00 | 145 | 104
2019-08-24 05:30 | 141 | 101
2019-08-24 06:00 | 156 | 119
2019-08-24 06:30 | 169 | 136
2019-08-24 07:00 | 177 | 137
2019-08-24 07:30 | 150 | 99
2019-08-24 08:00 | 115 | 46
2019-08-24 08:30 | 105 | 19
2019-08-24 09:00 | 100 | 7
2019-08-24 09:30 | 96 | 19
2019-08-24 10:00 | 99 | 41
2019-08-24 10:30 | 98 | 43
2019-08-24 11:00 | 94 | 26
2019-08-24 11:30 | 92 | 19
2019-08-24 12:00 | 102 | 26
2019-08-24 12:30 | 99 | 20
2019-08-24 13:00 | 100 | 21
2019-08-24 13:30 | 102 | 24
2019-08-24 14:00 | 94 | 17
2019-08-24 14:30 | 96 | 18
2019-08-24 15:00 | 102 | 19
2019-08-24 15:30 | 100 | 9
2019-08-24 16:00 | 126 | 71
2019-08-24 16:30 | 148 | 103
2019-08-24 17:00 | 190 | 156
2019-08-24 17:30 | 261 | 235
2019-08-24 18:00 | 286 | 256
2019-08-24 18:30 | 285 | 261
2019-08-24 19:00 | 307 | 287
2019-08-24 19:30 | 305 | 287
2019-08-24 20:00 | 293 | 275
2019-08-24 20:30 | 275 | 252
2019-08-24 21:00 | 266 | 241
2019-08-24 21:30 | 259 | 232
2019-08-24 22:00 | 250 | 222
2019-08-24 22:30 | 242 | 212
2019-08-24 23:00 | 228 | 197
2019-08-24 23:30 | 219 | 186
2019-08-25 | 204 | 169
2019-08-25 00:30 | 228 | 195
2019-08-25 01:00 | 229 | 195
2019-08-25 01:30 | 223 | 186
2019-08-25 02:00 | 218 | 180
2019-08-25 02:30 | 234 | 197
2019-08-25 03:00 | 224 | 189
2019-08-25 03:30 | 203 | 172
2019-08-25 04:00 | 197 | 165
2019-08-25 04:30 | 197 | 159
2019-08-25 05:00 | 190 | 148
2019-08-25 05:30 | 192 | 149
2019-08-25 06:00 | 193 | 150
2019-08-25 06:30 | 174 | 118
2019-08-25 07:00 | 181 | 118
2019-08-25 07:30 | 161 | 86
2019-08-25 08:00 | 146 | 60
2019-08-25 08:30 | 135 | 48
2019-08-25 09:00 | 116 | 24
2019-08-25 09:30 | 112 | 17
2019-08-25 10:00 | 109 | 44
2019-08-25 10:30 | 106 | 58
2019-08-25 11:00 | 109 | 61
2019-08-25 11:30 | 128 | 88
2019-08-25 12:00 | 139 | 102
2019-08-25 12:30 | 118 | 75
2019-08-25 13:00 | 114 | 69
2019-08-25 13:30 | 94 | 28
2019-08-25 14:00 | 102 | 49
2019-08-25 14:30 | 116 | 74
2019-08-25 15:00 | 164 | 135
2019-08-25 15:30 | 138 | 102
2019-08-25 16:00 | 136 | 98
2019-08-25 16:30 | 169 | 140
2019-08-25 17:00 | 198 | 170
2019-08-25 17:30 | 186 | 154
2019-08-25 18:00 | 198 | 167
2019-08-25 18:30 | 210 | 180
2019-08-25 19:00 | 221 | 192
2019-08-25 19:30 | 215 | 183
2019-08-25 20:00 | 190 | 154
2019-08-25 20:30 | 187 | 150
2019-08-25 21:00 | 208 | 180
2019-08-25 21:30 | 200 | 173
2019-08-25 22:00 | 226 | 202
2019-08-25 22:30 | 232 | 209
2019-08-25 23:00 | 243 | 218
2019-08-25 23:30 | 221 | 195
2019-08-26 | 209 | 181
2019-08-26 00:30 | 209 | 181
2019-08-26 01:00 | 193 | 162
2019-08-26 01:30 | 184 | 152
2019-08-26 02:00 | 176 | 143
2019-08-26 02:30 | 173 | 140
2019-08-26 03:00 | 175 | 142
2019-08-26 03:30 | 178 | 145
2019-08-26 04:00 | 164 | 128
2019-08-26 04:30 | 171 | 138
2019-08-26 05:00 | 185 | 153
2019-08-26 05:30 | 200 | 172
2019-08-26 06:00 | 209 | 182
2019-08-26 06:30 | 226 | 203
2019-08-26 07:00 | 231 | 205
2019-08-26 07:30 | 199 | 171
2019-08-26 08:00 | 138 | 98
2019-08-26 08:30 | 88 | 29
2019-08-26 09:00 | 75 | 7
2019-08-26 09:30 | 76 | 32
2019-08-26 10:00 | 73 | 15
2019-08-26 10:30 | 71 | 13
2019-08-26 11:00 | 66 | 27
2019-08-26 11:30 | 45 | 25
2019-08-26 12:00 | 51 | 37
2019-08-26 12:30 | 50 | 26
2019-08-26 13:00 | 65 | 21
2019-08-26 13:30 | 68 | 32
2019-08-26 14:00 | 67 | 22
2019-08-26 14:30 | 68 | 35
2019-08-26 15:00 | 95 | 80
2019-08-26 15:30 | 118 | 116
2019-08-26 16:00 | 92 | 88
2019-08-26 16:30 | 53 | 41
2019-08-26 17:00 | 51 | 25
2019-08-26 17:30 | 94 | 80
2019-08-26 18:00 | 104 | 90
2019-08-26 18:30 | 42 | 1
2019-08-26 19:00 | 52 | 16
2019-08-26 19:30 | 40 | 28
2019-08-26 20:00 | 112 | 105
2019-08-26 20:30 | 109 | 101
2019-08-26 21:00 | 117 | 108
2019-08-26 21:30 | 106 | 95
2019-08-26 22:00 | 81 | 67
2019-08-26 22:30 | 79 | 60
2019-08-26 23:00 | 82 | 60
2019-08-26 23:30 | 94 | 71
2019-08-27 | 81 | 55
2019-08-27 00:30 | 181 | 168
2019-08-27 01:00 | 187 | 172
2019-08-27 01:30 | 170 | 155
2019-08-27 02:00 | 161 | 145
2019-08-27 02:30 | 165 | 149
2019-08-27 03:00 | 149 | 132
2019-08-27 03:30 | 160 | 144
2019-08-27 04:00 | 163 | 147
2019-08-27 04:30 | 160 | 145
2019-08-27 05:00 | 161 | 146
2019-08-27 05:30 | 178 | 165
2019-08-27 06:00 | 191 | 179
2019-08-27 06:30 | 191 | 168
2019-08-27 07:00 | 181 | 150
2019-08-27 07:30 | 169 | 136
2019-08-27 08:00 | 103 | 68
2019-08-27 08:30 | 77 | 35
2019-08-27 09:00 | 64 | 21
2019-08-27 09:30 | 53 | 27
2019-08-27 10:00 | 95 | 83
2019-08-27 10:30 | 109 | 99
2019-08-27 11:00 | 69 | 55
2019-08-27 11:30 | 46 | 27
2019-08-27 12:00 | 37 | 7
2019-08-27 12:30 | 40 | 16
2019-08-27 13:00 | 32 | 6
2019-08-27 13:30 | 37 | 15
2019-08-27 14:00 | 49 | 34
2019-08-27 14:30 | 42 | 21
2019-08-27 15:00 | 42 | 24
2019-08-27 15:30 | 46 | 32
2019-08-27 16:00 | 62 | 43
2019-08-27 16:30 | 81 | 64
2019-08-27 17:00 | 78 | 59
2019-08-27 17:30 | 120 | 103
2019-08-27 18:00 | 153 | 136
2019-08-27 18:30 | 187 | 170
2019-08-27 19:00 | 183 | 167
2019-08-27 19:30 | 151 | 130
2019-08-27 20:00 | 141 | 119
2019-08-27 20:30 | 124 | 99
2019-08-27 21:00 | 167 | 154
2019-08-27 21:30 | 167 | 158
2019-08-27 22:00 | 126 | 115
2019-08-27 22:30 | 133 | 121
2019-08-27 23:00 | 135 | 118
2019-08-27 23:30 | 115 | 97
2019-08-28 | 115 | 95
2019-08-28 00:30 | 122 | 102
2019-08-28 01:00 | 109 | 87
2019-08-28 01:30 | 98 | 76
2019-08-28 02:00 | 103 | 79
2019-08-28 02:30 | 161 | 143
2019-08-28 03:00 | 148 | 130
2019-08-28 03:30 | 145 | 126
2019-08-28 04:00 | 151 | 132
2019-08-28 04:30 | 145 | 127
2019-08-28 05:00 | 147 | 130
2019-08-28 05:30 | 161 | 145
2019-08-28 06:00 | 185 | 172
2019-08-28 06:30 | 199 | 181
2019-08-28 07:00 | 206 | 191
2019-08-28 07:30 | 205 | 193
2019-08-28 08:00 | 167 | 156
2019-08-28 08:30 | 102 | 87
2019-08-28 09:00 | 76 | 59
2019-08-28 09:30 | 63 | 41
2019-08-28 10:00 | 67 | 46
2019-08-28 10:30 | 58 | 33
2019-08-28 11:00 | 59 | 36
2019-08-28 11:30 | 52 | 26
2019-08-28 12:00 | 50 | 25
2019-08-28 12:30 | 53 | 28
2019-08-28 13:00 | 43 | 8
2019-08-28 13:30 | 42 | 3
2019-08-28 14:00 | 51 | 26
2019-08-28 14:30 | 40 | 2
2019-08-28 15:00 | 48 | 24
2019-08-28 15:30 | 50 | 24
2019-08-28 16:00 | 77 | 58
2019-08-28 16:30 | 143 | 130
2019-08-28 17:00 | 156 | 143
2019-08-28 17:30 | 120 | 104
2019-08-28 18:00 | 134 | 119
2019-08-28 18:30 | 166 | 152
2019-08-28 19:00 | 173 | 161
2019-08-28 19:30 | 155 | 142
2019-08-28 20:00 | 140 | 125
2019-08-28 20:30 | 118 | 101
2019-08-28 21:00 | 108 | 89
2019-08-28 21:30 | 131 | 120
2019-08-28 22:00 | 120 | 109
2019-08-28 22:30 | 125 | 110
2019-08-28 23:00 | 127 | 112
2019-08-28 23:30 | 117 | 100
2019-08-29 | 111 | 93
2019-08-29 00:30 | 120 | 102
2019-08-29 01:00 | 198 | 183
2019-08-29 01:30 | 216 | 201
2019-08-29 02:00 | 220 | 205
2019-08-29 02:30 | 223 | 207
2019-08-29 03:00 | 222 | 206
2019-08-29 03:30 | 224 | 207
2019-08-29 04:00 | 219 | 202
2019-08-29 04:30 | 223 | 208
2019-08-29 05:00 | 233 | 219
2019-08-29 05:30 | 237 | 223
2019-08-29 06:00 | 249 | 237
2019-08-29 06:30 | 246 | 227
2019-08-29 07:00 | 257 | 241
2019-08-29 07:30 | 233 | 220
2019-08-29 08:00 | 197 | 182
2019-08-29 08:30 | 177 | 165
2019-08-29 09:00 | 145 | 134
2019-08-29 09:30 | 91 | 77
2019-08-29 10:00 | 91 | 80
2019-08-29 10:30 | 63 | 51
2019-08-29 11:00 | 33 | 18
2019-08-29 11:30 | 29 | 9
2019-08-29 12:00 | 30 | 6
2019-08-29 12:30 | 56 | 51
2019-08-29 13:00 | 47 | 40
2019-08-29 13:30 | 78 | 75
2019-08-29 14:00 | 79 | 77
2019-08-29 14:30 | 70 | 67
2019-08-29 15:00 | 27 | 6
2019-08-29 15:30 | 29 | 3
2019-08-29 16:00 | 61 | 49
2019-08-29 16:30 | 112 | 104
2019-08-29 17:00 | 105 | 95
2019-08-29 17:30 | 110 | 96
2019-08-29 18:00 | 135 | 121
2019-08-29 18:30 | 113 | 98
2019-08-29 19:00 | 107 | 92
2019-08-29 19:30 | 97 | 81
2019-08-29 20:00 | 111 | 100
2019-08-29 20:30 | 127 | 123
2019-08-29 21:00 | 117 | 115
2019-08-29 21:30 | 106 | 104
2019-08-29 22:00 | 95 | 92
2019-08-29 22:30 | 88 | 69
2019-08-29 23:00 | 124 | 113
2019-08-29 23:30 | 114 | 103
2019-08-30 | 106 | 93
2019-08-30 00:30 | 162 | 151
2019-08-30 01:00 | 206 | 194
2019-08-30 01:30 | 203 | 190
2019-08-30 02:00 | 197 | 184
2019-08-30 02:30 | 186 | 173
2019-08-30 03:00 | 187 | 173
2019-08-30 03:30 | 188 | 174
2019-08-30 04:00 | 194 | 180
2019-08-30 04:30 | 188 | 174
2019-08-30 05:00 | 200 | 187
2019-08-30 05:30 | 206 | 193
2019-08-30 06:00 | 218 | 207
2019-08-30 06:30 | 260 | 252
2019-08-30 07:00 | 253 | 241
2019-08-30 07:30 | 222 | 210
2019-08-30 08:00 | 173 | 162
2019-08-30 08:30 | 118 | 104
2019-08-30 09:00 | 79 | 63
2019-08-30 09:30 | 69 | 50
2019-08-30 10:00 | 71 | 54
2019-08-30 10:30 | 60 | 41
2019-08-30 11:00 | 51 | 33
2019-08-30 11:30 | 48 | 30
2019-08-30 12:00 | 43 | 22
2019-08-30 12:30 | 39 | 17
2019-08-30 13:00 | 46 | 26
2019-08-30 13:30 | 59 | 43
2019-08-30 14:00 | 89 | 77
2019-08-30 14:30 | 35 | 2
2019-08-30 15:00 | 38 | 6
2019-08-30 15:30 | 39 | 7
2019-08-30 16:00 | 45 | 24
2019-08-30 16:30 | 64 | 50
2019-08-30 17:00 | 98 | 86
2019-08-30 17:30 | 105 | 88
2019-08-30 18:00 | 121 | 106
2019-08-30 18:30 | 101 | 78
2019-08-30 19:00 | 112 | 92
2019-08-30 19:30 | 116 | 101
2019-08-30 20:00 | 104 | 87
2019-08-30 20:30 | 113 | 105
2019-08-30 21:00 | 104 | 96
2019-08-30 21:30 | 104 | 95
2019-08-30 22:00 | 114 | 100
2019-08-30 22:30 | 102 | 80
2019-08-30 23:00 | 120 | 106
2019-08-30 23:30 | 112 | 98
2019-08-31 | 100 | 85
2019-08-31 00:30 | 99 | 83
2019-08-31 01:00 | 174 | 161
2019-08-31 01:30 | 198 | 186
2019-08-31 02:00 | 191 | 178
2019-08-31 02:30 | 183 | 169
2019-08-31 03:00 | 171 | 157
2019-08-31 03:30 | 168 | 153
2019-08-31 04:00 | 165 | 150
2019-08-31 04:30 | 165 | 149
2019-08-31 05:00 | 167 | 152
2019-08-31 05:30 | 170 | 156
2019-08-31 06:00 | 174 | 160
2019-08-31 06:30 | 182 | 169
2019-08-31 07:00 | 165 | 152
2019-08-31 07:30 | 128 | 113
2019-08-31 08:00 | 81 | 62
2019-08-31 08:30 | 48 | 15
2019-08-31 09:00 | 41 | 9
2019-08-31 09:30 | 47 | 29
2019-08-31 10:00 | 43 | 25
2019-08-31 10:30 | 45 | 19
2019-08-31 11:00 | 41 | 9
2019-08-31 11:30 | 49 | 22
2019-08-31 12:00 | 50 | 16
2019-08-31 12:30 | 53 | 37
2019-08-31 13:00 | 47 | 25
2019-08-31 13:30 | 46 | 21
2019-08-31 14:00 | 49 | 29
2019-08-31 14:30 | 42 | 4
2019-08-31 15:00 | 46 | 22
2019-08-31 15:30 | 44 | 7
2019-08-31 16:00 | 60 | 30
2019-08-31 16:30 | 95 | 78
2019-08-31 17:00 | 129 | 115
2019-08-31 17:30 | 174 | 161
2019-08-31 18:00 | 212 | 200
2019-08-31 18:30 | 239 | 225
2019-08-31 19:00 | 259 | 246
2019-08-31 19:30 | 270 | 259
2019-08-31 20:00 | 246 | 236
2019-08-31 20:30 | 256 | 252
2019-08-31 21:00 | 245 | 241
2019-08-31 21:30 | 223 | 219
2019-08-31 22:00 | 206 | 202
2019-08-31 22:30 | 227 | 220
2019-08-31 23:00 | 245 | 239
2019-08-31 23:30 | 231 | 224
2019-09-01 | 195 | 172
2019-09-01 00:30 | 225 | 213
2019-09-01 01:00 | 214 | 204
2019-09-01 01:30 | 199 | 188
2019-09-01 02:00 | 202 | 192
2019-09-01 02:30 | 200 | 189
2019-09-01 03:00 | 196 | 184
2019-09-01 03:30 | 193 | 181
2019-09-01 04:00 | 190 | 177
2019-09-01 04:30 | 201 | 189
2019-09-01 05:00 | 196 | 183
2019-09-01 05:30 | 189 | 177
2019-09-01 06:00 | 196 | 183
2019-09-01 06:30 | 203 | 191
2019-09-01 07:00 | 206 | 194
2019-09-01 07:30 | 165 | 152
2019-09-01 08:00 | 111 | 95
2019-09-01 08:30 | 62 | 34
2019-09-01 09:00 | 45 | 7
2019-09-01 09:30 | 42 | 5
2019-09-01 10:00 | 43 | 19
2019-09-01 10:30 | 40 | 10
2019-09-01 11:00 | 52 | 29
2019-09-01 11:30 | 76 | 59
2019-09-01 12:00 | 119 | 108
2019-09-01 12:30 | 155 | 146
2019-09-01 13:00 | 122 | 111
2019-09-01 13:30 | 120 | 108
2019-09-01 14:00 | 92 | 78
2019-09-01 14:30 | 76 | 58
2019-09-01 15:00 | 50 | 19
2019-09-01 15:30 | 63 | 42
2019-09-01 16:00 | 95 | 80
2019-09-01 16:30 | 118 | 106
2019-09-01 17:00 | 147 | 138
2019-09-01 17:30 | 209 | 201
2019-09-01 18:00 | 254 | 246
2019-09-01 18:30 | 255 | 245
2019-09-01 19:00 | 250 | 240
2019-09-01 19:30 | 237 | 226
2019-09-01 20:00 | 215 | 201
2019-09-01 20:30 | 204 | 189
2019-09-01 21:00 | 218 | 210
2019-09-01 21:30 | 210 | 203
2019-09-01 22:00 | 192 | 184
2019-09-01 22:30 | 171 | 162
2019-09-01 23:00 | 148 | 138
2019-09-01 23:30 | 185 | 174
2019-09-02 | 189 | 176
2019-09-02 00:30 | 193 | 180
2019-09-02 01:00 | 188 | 174
2019-09-02 01:30 | 191 | 177
2019-09-02 02:00 | 180 | 165
2019-09-02 02:30 | 183 | 168
2019-09-02 03:00 | 193 | 177
2019-09-02 03:30 | 199 | 183
2019-09-02 04:00 | 205 | 189
2019-09-02 04:30 | 206 | 190
2019-09-02 05:00 | 207 | 192
2019-09-02 05:30 | 224 | 210
2019-09-02 06:00 | 230 | 218
2019-09-02 06:30 | 233 | 217
2019-09-02 07:00 | 226 | 211
2019-09-02 07:30 | 228 | 216
2019-09-02 08:00 | 176 | 164
2019-09-02 08:30 | 122 | 109
2019-09-02 09:00 | 79 | 60
2019-09-02 09:30 | 57 | 31
2019-09-02 10:00 | 42 | 12
2019-09-02 10:30 | 37 | 9
2019-09-02 11:00 | 41 | 7
2019-09-02 11:30 | 51 | 29
2019-09-02 12:00 | 49 | 23
2019-09-02 12:30 | 46 | 19
2019-09-02 13:00 | 55 | 29
2019-09-02 13:30 | 42 | 6
2019-09-02 14:00 | 44 | 15
2019-09-02 14:30 | 47 | 24
2019-09-02 15:00 | 56 | 36
2019-09-02 15:30 | 62 | 43
2019-09-02 16:00 | 71 | 55
2019-09-02 16:30 | 113 | 100
2019-09-02 17:00 | 126 | 113
2019-09-02 17:30 | 153 | 141
2019-09-02 18:00 | 130 | 116
2019-09-02 18:30 | 161 | 147
2019-09-02 19:00 | 185 | 173
2019-09-02 19:30 | 175 | 163
2019-09-02 20:00 | 223 | 213
2019-09-02 20:30 | 215 | 208
2019-09-02 21:00 | 189 | 182
2019-09-02 21:30 | 174 | 166
2019-09-02 22:00 | 183 | 174
2019-09-02 22:30 | 198 | 186
2019-09-02 23:00 | 236 | 226
2019-09-02 23:30 | 225 | 213
2019-09-03 | 222 | 210
2019-09-03 00:30 | 246 | 233
2019-09-03 01:00 | 239 | 225
2019-09-03 01:30 | 225 | 210
2019-09-03 02:00 | 223 | 208
2019-09-03 02:30 | 223 | 208
2019-09-03 03:00 | 220 | 205
2019-09-03 03:30 | 217 | 202
2019-09-03 04:00 | 218 | 203
2019-09-03 04:30 | 213 | 198
2019-09-03 05:00 | 211 | 196
2019-09-03 05:30 | 229 | 215
2019-09-03 06:00 | 243 | 231
2019-09-03 06:30 | 234 | 218
2019-09-03 07:00 | 217 | 193
2019-09-03 07:30 | 205 | 182
2019-09-03 08:00 | 161 | 137
2019-09-03 08:30 | 96 | 63
2019-09-03 09:00 | 68 | 13
2019-09-03 09:30 | 65 | 23
2019-09-03 10:00 | 68 | 29
2019-09-03 10:30 | 79 | 25
2019-09-03 11:00 | 68 | 27
2019-09-03 11:30 | 69 | 40
2019-09-03 12:00 | 62 | 51
2019-09-03 12:30 | 59 | 52
2019-09-03 13:00 | 58 | 50
2019-09-03 13:30 | 61 | 54
2019-09-03 14:00 | 60 | 54
2019-09-03 14:30 | 50 | 42
2019-09-03 15:00 | 42 | 31
2019-09-03 15:30 | 33 | 6
2019-09-03 16:00 | 52 | 34
2019-09-03 16:30 | 82 | 70
2019-09-03 17:00 | 119 | 106
2019-09-03 17:30 | 199 | 185
2019-09-03 18:00 | 294 | 283
2019-09-03 18:30 | 277 | 264
2019-09-03 19:00 | 272 | 258
2019-09-03 19:30 | 220 | 202
2019-09-03 20:00 | 182 | 165
2019-09-03 20:30 | 169 | 157
2019-09-03 21:00 | 126 | 96
2019-09-03 21:30 | 129 | 95
2019-09-03 22:00 | 115 | 71
2019-09-03 22:30 | 96 | 40
2019-09-03 23:00 | 162 | 132
2019-09-03 23:30 | 177 | 152
2019-09-04 | 162 | 135
2019-09-04 00:30 | 190 | 164
2019-09-04 01:00 | 193 | 166
2019-09-04 01:30 | 182 | 154
2019-09-04 02:00 | 173 | 145
2019-09-04 02:30 | 170 | 141
2019-09-04 03:00 | 163 | 132
2019-09-04 03:30 | 160 | 129
2019-09-04 04:00 | 164 | 133
2019-09-04 04:30 | 169 | 137
2019-09-04 05:00 | 178 | 148
2019-09-04 05:30 | 183 | 155
2019-09-04 06:00 | 204 | 179
2019-09-04 06:30 | 201 | 161
2019-09-04 07:00 | 193 | 151
2019-09-04 07:30 | 177 | 139
2019-09-04 08:00 | 160 | 120
2019-09-04 08:30 | 133 | 83
2019-09-04 09:00 | 130 | 81
2019-09-04 09:30 | 117 | 81
2019-09-04 10:00 | 144 | 118
2019-09-04 10:30 | 157 | 135
2019-09-04 11:00 | 158 | 140
2019-09-04 11:30 | 175 | 160
2019-09-04 12:00 | 182 | 167
2019-09-04 12:30 | 193 | 175
2019-09-04 13:00 | 198 | 181
2019-09-04 13:30 | 165 | 140
2019-09-04 14:00 | 120 | 84
2019-09-04 14:30 | 89 | 33
2019-09-04 15:00 | 72 | 3
2019-09-04 15:30 | 76 | 9
2019-09-04 16:00 | 89 | 44
2019-09-04 16:30 | 119 | 86
2019-09-04 17:00 | 133 | 103
2019-09-04 17:30 | 188 | 164
2019-09-04 18:00 | 178 | 148
2019-09-04 18:30 | 183 | 152
2019-09-04 19:00 | 195 | 169
2019-09-04 19:30 | 198 | 180
2019-09-04 20:00 | 174 | 160
2019-09-04 20:30 | 172 | 160
2019-09-04 21:00 | 158 | 148
2019-09-04 21:30 | 132 | 120
2019-09-04 22:00 | 107 | 92
2019-09-04 22:30 | 83 | 64
2019-09-04 23:00 | 80 | 56
2019-09-04 23:30 | 160 | 141
2019-09-05 | 167 | 146
2019-09-05 00:30 | 190 | 165
2019-09-05 01:00 | 189 | 160
2019-09-05 01:30 | 187 | 158
2019-09-05 02:00 | 187 | 157
2019-09-05 02:30 | 181 | 150
2019-09-05 03:00 | 179 | 146
2019-09-05 03:30 | 178 | 145
2019-09-05 04:00 | 174 | 141
2019-09-05 04:30 | 185 | 153
2019-09-05 05:00 | 205 | 176
2019-09-05 05:30 | 213 | 185
2019-09-05 06:00 | 189 | 162
2019-09-05 06:30 | 212 | 181
2019-09-05 07:00 | 244 | 221
2019-09-05 07:30 | 204 | 180
2019-09-05 08:00 | 153 | 121
2019-09-05 08:30 | 143 | 107
2019-09-05 09:00 | 94 | 38
2019-09-05 09:30 | 79 | 10
2019-09-05 10:00 | 88 | 27
2019-09-05 10:30 | 109 | 64
2019-09-05 11:00 | 168 | 142
2019-09-05 11:30 | 179 | 156
2019-09-05 12:00 | 217 | 197
2019-09-05 12:30 | 220 | 201
2019-09-05 13:00 | 199 | 175
2019-09-05 13:30 | 172 | 145
2019-09-05 14:00 | 114 | 73
2019-09-05 14:30 | 79 | 27
2019-09-05 15:00 | 83 | 34
2019-09-05 15:30 | 95 | 53
2019-09-05 16:00 | 119 | 84
2019-09-05 16:30 | 140 | 111
2019-09-05 17:00 | 153 | 125
2019-09-05 17:30 | 200 | 176
2019-09-05 18:00 | 207 | 183
2019-09-05 18:30 | 209 | 184
2019-09-05 19:00 | 222 | 199
2019-09-05 19:30 | 211 | 189
2019-09-05 20:00 | 191 | 165
2019-09-05 20:30 | 178 | 149
2019-09-05 21:00 | 165 | 132
2019-09-05 21:30 | 149 | 110
2019-09-05 22:00 | 134 | 87
2019-09-05 22:30 | 121 | 66
2019-09-05 23:00 | 103 | 37
2019-09-05 23:30 | 166 | 137
2019-09-06 | 187 | 163
2019-09-06 00:30 | 192 | 167
2019-09-06 01:00 | 180 | 152
2019-09-06 01:30 | 175 | 146
2019-09-06 02:00 | 194 | 164
2019-09-06 02:30 | 204 | 175
2019-09-06 03:00 | 195 | 166
2019-09-06 03:30 | 195 | 166
2019-09-06 04:00 | 195 | 166
2019-09-06 04:30 | 202 | 173
2019-09-06 05:00 | 205 | 177
2019-09-06 05:30 | 219 | 193
2019-09-06 06:00 | 226 | 202
2019-09-06 06:30 | 242 | 222
2019-09-06 07:00 | 261 | 241
2019-09-06 07:30 | 221 | 199
2019-09-06 08:00 | 155 | 129
2019-09-06 08:30 | 102 | 63
2019-09-06 09:00 | 75 | 10
2019-09-06 09:30 | 80 | 41
2019-09-06 10:00 | 81 | 45
2019-09-06 10:30 | 80 | 45
2019-09-06 11:00 | 83 | 51
2019-09-06 11:30 | 80 | 44
2019-09-06 12:00 | 76 | 30
2019-09-06 12:30 | 77 | 30
2019-09-06 13:00 | 76 | 33
2019-09-06 13:30 | 73 | 23
2019-09-06 14:00 | 74 | 18
2019-09-06 14:30 | 75 | 28
2019-09-06 15:00 | 73 | 20
2019-09-06 15:30 | 75 | 1
2019-09-06 16:00 | 84 | 30
2019-09-06 16:30 | 123 | 87
2019-09-06 17:00 | 139 | 106
2019-09-06 17:30 | 195 | 168
2019-09-06 18:00 | 169 | 135
2019-09-06 18:30 | 193 | 159
2019-09-06 19:00 | 204 | 174
2019-09-06 19:30 | 195 | 165
2019-09-06 20:00 | 181 | 148
2019-09-06 20:30 | 164 | 126
2019-09-06 21:00 | 146 | 102
2019-09-06 21:30 | 138 | 91
2019-09-06 22:00 | 149 | 119
2019-09-06 22:30 | 138 | 105
2019-09-06 23:00 | 221 | 197
2019-09-06 23:30 | 235 | 210
2019-09-07 | 229 | 203
2019-09-07 00:30 | 257 | 233
2019-09-07 01:00 | 255 | 231
2019-09-07 01:30 | 248 | 222
2019-09-07 02:00 | 240 | 213
2019-09-07 02:30 | 242 | 214
2019-09-07 03:00 | 239 | 211
2019-09-07 03:30 | 238 | 210
2019-09-07 04:00 | 236 | 209
2019-09-07 04:30 | 237 | 213
2019-09-07 05:00 | 241 | 216
2019-09-07 05:30 | 244 | 219
2019-09-07 06:00 | 246 | 222
2019-09-07 06:30 | 247 | 223
2019-09-07 07:00 | 235 | 209
2019-09-07 07:30 | 193 | 164
2019-09-07 08:00 | 129 | 87
2019-09-07 08:30 | 86 | 8
2019-09-07 09:00 | 84 | 35
2019-09-07 09:30 | 96 | 62
2019-09-07 10:00 | 83 | 41
2019-09-07 10:30 | 75 | 11
2019-09-07 11:00 | 75 | 12
2019-09-07 11:30 | 75 | 17
2019-09-07 12:00 | 77 | 24
2019-09-07 12:30 | 77 | 21
2019-09-07 13:00 | 75 | 16
2019-09-07 13:30 | 76 | 15
2019-09-07 14:00 | 77 | 22
2019-09-07 14:30 | 78 | 22
2019-09-07 15:00 | 77 | 19
2019-09-07 15:30 | 84 | 34
2019-09-07 16:00 | 80 | 8
2019-09-07 16:30 | 97 | 41
2019-09-07 17:00 | 188 | 154
2019-09-07 17:30 | 206 | 175
2019-09-07 18:00 | 270 | 245
2019-09-07 18:30 | 308 | 285
2019-09-07 19:00 | 322 | 301
2019-09-07 19:30 | 308 | 290
2019-09-07 20:00 | 293 | 273
2019-09-07 20:30 | 284 | 263
2019-09-07 21:00 | 275 | 251
2019-09-07 21:30 | 261 | 240
2019-09-07 22:00 | 250 | 226
2019-09-07 22:30 | 237 | 211
2019-09-07 23:00 | 222 | 193
2019-09-07 23:30 | 214 | 183
2019-09-08 | 219 | 193
2019-09-08 00:30 | 231 | 203
2019-09-08 01:00 | 224 | 187
2019-09-08 01:30 | 206 | 162
2019-09-08 02:00 | 213 | 169
2019-09-08 02:30 | 219 | 175
2019-09-08 03:00 | 214 | 168
2019-09-08 03:30 | 209 | 163
2019-09-08 04:00 | 213 | 167
2019-09-08 04:30 | 221 | 176
2019-09-08 05:00 | 218 | 173
2019-09-08 05:30 | 221 | 176
2019-09-08 06:00 | 221 | 177
2019-09-08 06:30 | 212 | 165
2019-09-08 07:00 | 201 | 144
2019-09-08 07:30 | 168 | 102
2019-09-08 08:00 | 144 | 68
2019-09-08 08:30 | 148 | 76
2019-09-08 09:00 | 137 | 57
2019-09-08 09:30 | 118 | 24
2019-09-08 10:00 | 114 | 5
2019-09-08 10:30 | 106 | 15
2019-09-08 11:00 | 106 | 22
2019-09-08 11:30 | 133 | 53
2019-09-08 12:00 | 137 | 55
2019-09-08 12:30 | 146 | 73
2019-09-08 13:00 | 145 | 71
2019-09-08 13:30 | 148 | 76
2019-09-08 14:00 | 136 | 57
2019-09-08 14:30 | 127 | 37
2019-09-08 15:00 | 109 | 6
2019-09-08 15:30 | 108 | 28
2019-09-08 16:00 | 111 | 15
2019-09-08 16:30 | 122 | 29
2019-09-08 17:00 | 156 | 92
2019-09-08 17:30 | 215 | 170
2019-09-08 18:00 | 270 | 233
2019-09-08 18:30 | 295 | 263
2019-09-08 19:00 | 299 | 274
2019-09-08 19:30 | 290 | 263
2019-09-08 20:00 | 280 | 250
2019-09-08 20:30 | 271 | 239
2019-09-08 21:00 | 265 | 231
2019-09-08 21:30 | 258 | 221
2019-09-08 22:00 | 240 | 203
2019-09-08 22:30 | 214 | 177
2019-09-08 23:00 | 200 | 159
2019-09-08 23:30 | 194 | 150
2019-09-09 | 184 | 135
2019-09-09 00:30 | 184 | 132
2019-09-09 01:00 | 179 | 117
2019-09-09 01:30 | 164 | 104
2019-09-09 02:00 | 176 | 122
2019-09-09 02:30 | 188 | 146
2019-09-09 03:00 | 189 | 147
2019-09-09 03:30 | 184 | 141
2019-09-09 04:00 | 184 | 141
2019-09-09 04:30 | 192 | 150
2019-09-09 05:00 | 199 | 160
2019-09-09 05:30 | 207 | 171
2019-09-09 06:00 | 214 | 179
2019-09-09 06:30 | 213 | 181
2019-09-09 07:00 | 215 | 177
2019-09-09 07:30 | 171 | 127
2019-09-09 08:00 | 125 | 67
2019-09-09 08:30 | 122 | 55
2019-09-09 09:00 | 97 | 24
2019-09-09 09:30 | 87 | 10
2019-09-09 10:00 | 88 | 11
2019-09-09 10:30 | 99 | 7
2019-09-09 11:00 | 101 | 1
2019-09-09 11:30 | 99 | 0
2019-09-09 12:00 | 105 | 22
2019-09-09 12:30 | 108 | 26
2019-09-09 13:00 | 108 | 28
2019-09-09 13:30 | 103 | 18
2019-09-09 14:00 | 84 | 23
2019-09-09 14:30 | 66 | 33
2019-09-09 15:00 | 66 | 36
2019-09-09 15:30 | 62 | 18
2019-09-09 16:00 | 63 | 7
2019-09-09 16:30 | 82 | 40
2019-09-09 17:00 | 125 | 95
2019-09-09 17:30 | 179 | 154
2019-09-09 18:00 | 219 | 195
2019-09-09 18:30 | 203 | 178
2019-09-09 19:00 | 214 | 193
2019-09-09 19:30 | 207 | 188
2019-09-09 20:00 | 196 | 174
2019-09-09 20:30 | 186 | 161
2019-09-09 21:00 | 170 | 143
2019-09-09 21:30 | 153 | 121
2019-09-09 22:00 | 134 | 92
2019-09-09 22:30 | 120 | 71
2019-09-09 23:00 | 185 | 149
2019-09-09 23:30 | 191 | 152
2019-09-10 | 185 | 129
2019-09-10 00:30 | 203 | 144
2019-09-10 01:00 | 188 | 122
2019-09-10 01:30 | 173 | 106
2019-09-10 02:00 | 177 | 124
2019-09-10 02:30 | 183 | 132
2019-09-10 03:00 | 191 | 142
2019-09-10 03:30 | 187 | 145
2019-09-10 04:00 | 183 | 140
2019-09-10 04:30 | 176 | 132
2019-09-10 05:00 | 176 | 134
2019-09-10 05:30 | 172 | 131
2019-09-10 06:00 | 190 | 154
2019-09-10 06:30 | 197 | 170
2019-09-10 07:00 | 200 | 179
2019-09-10 07:30 | 242 | 225
2019-09-10 08:00 | 198 | 180
2019-09-10 08:30 | 118 | 93
2019-09-10 09:00 | 78 | 45
2019-09-10 09:30 | 61 | 13
2019-09-10 10:00 | 56 | 2
2019-09-10 10:30 | 57 | 26
2019-09-10 11:00 | 58 | 32
2019-09-10 11:30 | 57 | 24
2019-09-10 12:00 | 56 | 3
2019-09-10 12:30 | 55 | 2
2019-09-10 13:00 | 54 | 4
2019-09-10 13:30 | 54 | 13
2019-09-10 14:00 | 54 | 1
2019-09-10 14:30 | 57 | 13
2019-09-10 15:00 | 63 | 22
2019-09-10 15:30 | 77 | 43
2019-09-10 16:00 | 111 | 86
2019-09-10 16:30 | 148 | 128
2019-09-10 17:00 | 213 | 199
2019-09-10 17:30 | 235 | 221
2019-09-10 18:00 | 242 | 225
2019-09-10 18:30 | 225 | 207
2019-09-10 19:00 | 234 | 219
2019-09-10 19:30 | 202 | 188
2019-09-10 20:00 | 185 | 168
2019-09-10 20:30 | 168 | 149
2019-09-10 21:00 | 183 | 172
2019-09-10 21:30 | 169 | 158
2019-09-10 22:00 | 151 | 139
2019-09-10 22:30 | 138 | 123
2019-09-10 23:00 | 211 | 195
2019-09-10 23:30 | 212 | 195
2019-09-11 | 223 | 205
2019-09-11 00:30 | 224 | 205
2019-09-11 01:00 | 205 | 183
2019-09-11 01:30 | 185 | 162
2019-09-11 02:00 | 192 | 168
2019-09-11 02:30 | 197 | 172
2019-09-11 03:00 | 195 | 170
2019-09-11 03:30 | 193 | 168
2019-09-11 04:00 | 183 | 156
2019-09-11 04:30 | 176 | 145
2019-09-11 05:00 | 168 | 108
2019-09-11 05:30 | 179 | 125
2019-09-11 06:00 | 182 | 131
2019-09-11 06:30 | 186 | 143
2019-09-11 07:00 | 212 | 174
2019-09-11 07:30 | 209 | 176
2019-09-11 08:00 | 143 | 100
2019-09-11 08:30 | 122 | 75
2019-09-11 09:00 | 103 | 43
2019-09-11 09:30 | 91 | 17
2019-09-11 10:00 | 86 | 11
2019-09-11 10:30 | 86 | 28
2019-09-11 11:00 | 86 | 32
2019-09-11 11:30 | 86 | 28
2019-09-11 12:00 | 83 | 19
2019-09-11 12:30 | 85 | 2
2019-09-11 13:00 | 85 | 3
2019-09-11 13:30 | 84 | 11
2019-09-11 14:00 | 84 | 0
2019-09-11 14:30 | 87 | 31
2019-09-11 15:00 | 87 | 28
2019-09-11 15:30 | 91 | 10
2019-09-11 16:00 | 101 | 28
2019-09-11 16:30 | 111 | 45
2019-09-11 17:00 | 127 | 69
2019-09-11 17:30 | 143 | 90
2019-09-11 18:00 | 156 | 108
2019-09-11 18:30 | 164 | 125
2019-09-11 19:00 | 172 | 151
2019-09-11 19:30 | 158 | 135
2019-09-11 20:00 | 148 | 123
2019-09-11 20:30 | 149 | 127
2019-09-11 21:00 | 114 | 86
2019-09-11 21:30 | 91 | 55
2019-09-11 22:00 | 86 | 41
2019-09-11 22:30 | 78 | 21
2019-09-11 23:00 | 149 | 115
2019-09-11 23:30 | 148 | 110
2019-09-12 | 134 | 91
2019-09-12 00:30 | 144 | 93
2019-09-12 01:00 | 141 | 86
2019-09-12 01:30 | 150 | 94
2019-09-12 02:00 | 168 | 118
2019-09-12 02:30 | 194 | 160
2019-09-12 03:00 | 187 | 151
2019-09-12 03:30 | 180 | 145
2019-09-12 04:00 | 176 | 141
2019-09-12 04:30 | 180 | 146
2019-09-12 05:00 | 185 | 153
2019-09-12 05:30 | 197 | 169
2019-09-12 06:00 | 216 | 191
2019-09-12 06:30 | 204 | 171
2019-09-12 07:00 | 198 | 154
2019-09-12 07:30 | 175 | 128
2019-09-12 08:00 | 135 | 73
2019-09-12 08:30 | 132 | 74
2019-09-12 09:00 | 106 | 29
2019-09-12 09:30 | 96 | 2
2019-09-12 10:00 | 90 | 22
2019-09-12 10:30 | 91 | 28
2019-09-12 11:00 | 95 | 30
2019-09-12 11:30 | 93 | 29
2019-09-12 12:00 | 95 | 30
2019-09-12 12:30 | 94 | 15
2019-09-12 13:00 | 95 | 10
2019-09-12 13:30 | 95 | 0
2019-09-12 14:00 | 111 | 67
2019-09-12 14:30 | 132 | 104
2019-09-12 15:00 | 136 | 109
2019-09-12 15:30 | 126 | 96
2019-09-12 16:00 | 113 | 84
2019-09-12 16:30 | 173 | 154
2019-09-12 17:00 | 159 | 137
2019-09-12 17:30 | 185 | 161
2019-09-12 18:00 | 170 | 145
2019-09-12 18:30 | 173 | 146
2019-09-12 19:00 | 183 | 161
2019-09-12 19:30 | 168 | 146
2019-09-12 20:00 | 160 | 137
2019-09-12 20:30 | 161 | 136
2019-09-12 21:00 | 157 | 131
2019-09-12 21:30 | 149 | 118
2019-09-12 22:00 | 131 | 94
2019-09-12 22:30 | 119 | 73
2019-09-12 23:00 | 187 | 145
2019-09-12 23:30 | 193 | 145
2019-09-13 | 189 | 138
2019-09-13 00:30 | 188 | 136
2019-09-13 01:00 | 201 | 164
2019-09-13 01:30 | 183 | 149
2019-09-13 02:00 | 206 | 172
2019-09-13 02:30 | 229 | 197
2019-09-13 03:00 | 232 | 201
2019-09-13 03:30 | 226 | 194
2019-09-13 04:00 | 223 | 191
2019-09-13 04:30 | 213 | 181
2019-09-13 05:00 | 220 | 189
2019-09-13 05:30 | 224 | 194
2019-09-13 06:00 | 227 | 199
2019-09-13 06:30 | 237 | 210
2019-09-13 07:00 | 238 | 204
2019-09-13 07:30 | 211 | 178
2019-09-13 08:00 | 150 | 109
2019-09-13 08:30 | 116 | 62
2019-09-13 09:00 | 96 | 26
2019-09-13 09:30 | 86 | 8
2019-09-13 10:00 | 87 | 12
2019-09-13 10:30 | 87 | 24
2019-09-13 11:00 | 87 | 19
2019-09-13 11:30 | 88 | 20
2019-09-13 12:00 | 87 | 27
2019-09-13 12:30 | 87 | 26
2019-09-13 13:00 | 89 | 35
2019-09-13 13:30 | 89 | 29
2019-09-13 14:00 | 90 | 35
2019-09-13 14:30 | 89 | 34
2019-09-13 15:00 | 88 | 28
2019-09-13 15:30 | 87 | 6
2019-09-13 16:00 | 100 | 33
2019-09-13 16:30 | 130 | 80
2019-09-13 17:00 | 143 | 94
2019-09-13 17:30 | 179 | 136
2019-09-13 18:00 | 177 | 133
2019-09-13 18:30 | 175 | 122
2019-09-13 19:00 | 197 | 161
2019-09-13 19:30 | 204 | 185
2019-09-13 20:00 | 197 | 180
2019-09-13 20:30 | 171 | 152
2019-09-13 21:00 | 167 | 146
2019-09-13 21:30 | 152 | 129
2019-09-13 22:00 | 133 | 106
2019-09-13 22:30 | 115 | 83
2019-09-13 23:00 | 107 | 71
2019-09-13 23:30 | 93 | 49
2019-09-14 | 88 | 38
2019-09-14 00:30 | 181 | 151
2019-09-14 01:00 | 176 | 146
2019-09-14 01:30 | 153 | 117
2019-09-14 02:00 | 179 | 144
2019-09-14 02:30 | 208 | 176
2019-09-14 03:00 | 208 | 175
2019-09-14 03:30 | 204 | 170
2019-09-14 04:00 | 195 | 160
2019-09-14 04:30 | 195 | 160
2019-09-14 05:00 | 197 | 163
2019-09-14 05:30 | 187 | 132
2019-09-14 06:00 | 182 | 114
2019-09-14 06:30 | 177 | 116
2019-09-14 07:00 | 189 | 134
2019-09-14 07:30 | 154 | 89
2019-09-14 08:00 | 120 | 16
2019-09-14 08:30 | 113 | 22
2019-09-14 09:00 | 119 | 60
2019-09-14 09:30 | 132 | 91
2019-09-14 10:00 | 121 | 75
2019-09-14 10:30 | 119 | 72
2019-09-14 11:00 | 125 | 86
2019-09-14 11:30 | 131 | 97
2019-09-14 12:00 | 133 | 99
2019-09-14 12:30 | 120 | 84
2019-09-14 13:00 | 101 | 89
2019-09-14 13:30 | 97 | 81
2019-09-14 14:00 | 116 | 105
2019-09-14 14:30 | 118 | 107
2019-09-14 15:00 | 108 | 93
2019-09-14 15:30 | 91 | 72
2019-09-14 16:00 | 70 | 36
2019-09-14 16:30 | 73 | 26
2019-09-14 17:00 | 108 | 73
2019-09-14 17:30 | 154 | 127
2019-09-14 18:00 | 206 | 182
2019-09-14 18:30 | 235 | 209
2019-09-14 19:00 | 262 | 235
2019-09-14 19:30 | 259 | 227
2019-09-14 20:00 | 251 | 215
2019-09-14 20:30 | 249 | 211
2019-09-14 21:00 | 251 | 218
2019-09-14 21:30 | 242 | 207
2019-09-14 22:00 | 228 | 189
2019-09-14 22:30 | 204 | 161
2019-09-14 23:00 | 172 | 119
2019-09-14 23:30 | 155 | 97
2019-09-15 | 153 | 91
2019-09-15 00:30 | 155 | 90
2019-09-15 01:00 | 147 | 77
2019-09-15 01:30 | 148 | 80
2019-09-15 02:00 | 189 | 148
2019-09-15 02:30 | 198 | 159
2019-09-15 03:00 | 190 | 149
2019-09-15 03:30 | 184 | 144
2019-09-15 04:00 | 178 | 137
2019-09-15 04:30 | 177 | 135
2019-09-15 05:00 | 173 | 131
2019-09-15 05:30 | 173 | 132
2019-09-15 06:00 | 172 | 131
2019-09-15 06:30 | 163 | 119
2019-09-15 07:00 | 152 | 101
2019-09-15 07:30 | 119 | 53
2019-09-15 08:00 | 100 | 11
2019-09-15 08:30 | 95 | 1
2019-09-15 09:00 | 93 | 13
2019-09-15 09:30 | 91 | 29
2019-09-15 10:00 | 96 | 50
2019-09-15 10:30 | 102 | 67
2019-09-15 11:00 | 104 | 70
2019-09-15 11:30 | 94 | 36
2019-09-15 12:00 | 96 | 50
2019-09-15 12:30 | 107 | 76
2019-09-15 13:00 | 117 | 90
2019-09-15 13:30 | 110 | 78
2019-09-15 14:00 | 113 | 85
2019-09-15 14:30 | 117 | 91
2019-09-15 15:00 | 103 | 66
2019-09-15 15:30 | 96 | 45
2019-09-15 16:00 | 107 | 74
2019-09-15 16:30 | 89 | 16
2019-09-15 17:00 | 91 | 4
2019-09-15 17:30 | 93 | 19
2019-09-15 18:00 | 123 | 63
2019-09-15 18:30 | 152 | 103
2019-09-15 19:00 | 146 | 103
2019-09-15 19:30 | 127 | 86
2019-09-15 20:00 | 111 | 62
2019-09-15 20:30 | 110 | 56
2019-09-15 21:00 | 117 | 62
2019-09-15 21:30 | 101 | 31
2019-09-15 22:00 | 152 | 106
2019-09-15 22:30 | 166 | 118
2019-09-15 23:00 | 146 | 88
2019-09-15 23:30 | 125 | 53
2019-09-16 | 124 | 80
2019-09-16 00:30 | 137 | 96
2019-09-16 01:00 | 162 | 121
2019-09-16 01:30 | 171 | 132
2019-09-16 02:00 | 164 | 123
2019-09-16 02:30 | 162 | 120
2019-09-16 03:00 | 172 | 134
2019-09-16 03:30 | 170 | 133
2019-09-16 04:00 | 172 | 134
2019-09-16 04:30 | 175 | 137
2019-09-16 05:00 | 166 | 129
2019-09-16 05:30 | 169 | 133
2019-09-16 06:00 | 171 | 136
2019-09-16 06:30 | 158 | 104
2019-09-16 07:00 | 174 | 129
2019-09-16 07:30 | 150 | 101
2019-09-16 08:00 | 123 | 68
2019-09-16 08:30 | 123 | 76
2019-09-16 09:00 | 99 | 45
2019-09-16 09:30 | 101 | 48
2019-09-16 10:00 | 104 | 54
2019-09-16 10:30 | 99 | 46
2019-09-16 11:00 | 85 | 19
2019-09-16 11:30 | 74 | 19
2019-09-16 12:00 | 61 | 26
2019-09-16 12:30 | 80 | 62
2019-09-16 13:00 | 74 | 52
2019-09-16 13:30 | 64 | 31
2019-09-16 14:00 | 66 | 37
2019-09-16 14:30 | 65 | 34
2019-09-16 15:00 | 61 | 29
2019-09-16 15:30 | 58 | 19
2019-09-16 16:00 | 58 | 4
2019-09-16 16:30 | 91 | 59
2019-09-16 17:00 | 136 | 109
2019-09-16 17:30 | 189 | 161
2019-09-16 18:00 | 176 | 148
2019-09-16 18:30 | 194 | 168
2019-09-16 19:00 | 185 | 158
2019-09-16 19:30 | 172 | 137
2019-09-16 20:00 | 148 | 106
2019-09-16 20:30 | 131 | 83
2019-09-16 21:00 | 129 | 82
2019-09-16 21:30 | 123 | 72
2019-09-16 22:00 | 108 | 46
2019-09-16 22:30 | 104 | 34
2019-09-16 23:00 | 109 | 14
2019-09-16 23:30 | 111 | 4
2019-09-17 | 105 | 4
2019-09-17 00:30 | 122 | 62
2019-09-17 01:00 | 130 | 73
2019-09-17 01:30 | 195 | 148
2019-09-17 02:00 | 211 | 168
2019-09-17 02:30 | 195 | 146
2019-09-17 03:00 | 200 | 162
2019-09-17 03:30 | 195 | 156
2019-09-17 04:00 | 184 | 144
2019-09-17 04:30 | 196 | 157
2019-09-17 05:00 | 205 | 169
2019-09-17 05:30 | 222 | 189
2019-09-17 06:00 | 211 | 168
2019-09-17 06:30 | 196 | 158
2019-09-17 07:00 | 185 | 135
2019-09-17 07:30 | 170 | 118
2019-09-17 08:00 | 177 | 133
2019-09-17 08:30 | 147 | 103
2019-09-17 09:00 | 81 | 8
2019-09-17 09:30 | 62 | 14
2019-09-17 10:00 | 63 | 24
2019-09-17 10:30 | 60 | 23
2019-09-17 11:00 | 62 | 29
2019-09-17 11:30 | 64 | 37
2019-09-17 12:00 | 62 | 36
2019-09-17 12:30 | 62 | 37
2019-09-17 13:00 | 62 | 36
2019-09-17 13:30 | 58 | 26
2019-09-17 14:00 | 67 | 15
2019-09-17 14:30 | 84 | 38
2019-09-17 15:00 | 80 | 18
2019-09-17 15:30 | 93 | 46
2019-09-17 16:00 | 110 | 69
2019-09-17 16:30 | 183 | 160
2019-09-17 17:00 | 209 | 189
2019-09-17 17:30 | 205 | 185
2019-09-17 18:00 | 200 | 175
2019-09-17 18:30 | 215 | 190
2019-09-17 19:00 | 251 | 232
2019-09-17 19:30 | 262 | 246
2019-09-17 20:00 | 224 | 202
2019-09-17 20:30 | 230 | 211
2019-09-17 21:00 | 223 | 206
2019-09-17 21:30 | 198 | 178
2019-09-17 22:00 | 172 | 148
2019-09-17 22:30 | 148 | 81
2019-09-17 23:00 | 143 | 84
2019-09-17 23:30 | 125 | 69
2019-09-18 | 111 | 42
2019-09-18 00:30 | 123 | 64
2019-09-18 01:00 | 129 | 74
2019-09-18 01:30 | 207 | 174
2019-09-18 02:00 | 230 | 200
2019-09-18 02:30 | 226 | 195
2019-09-18 03:00 | 229 | 199
2019-09-18 03:30 | 233 | 203
2019-09-18 04:00 | 235 | 205
2019-09-18 04:30 | 233 | 203
2019-09-18 05:00 | 227 | 198
2019-09-18 05:30 | 235 | 208
2019-09-18 06:00 | 239 | 216
2019-09-18 06:30 | 250 | 230
2019-09-18 07:00 | 253 | 234
2019-09-18 07:30 | 204 | 179
2019-09-18 08:00 | 195 | 168
2019-09-18 08:30 | 117 | 85
2019-09-18 09:00 | 74 | 28
2019-09-18 09:30 | 76 | 28
2019-09-18 10:00 | 69 | 11
2019-09-18 10:30 | 63 | 14
2019-09-18 11:00 | 70 | 43
2019-09-18 11:30 | 79 | 59
2019-09-18 12:00 | 86 | 68
2019-09-18 12:30 | 83 | 66
2019-09-18 13:00 | 82 | 65
2019-09-18 13:30 | 75 | 54
2019-09-18 14:00 | 67 | 40
2019-09-18 14:30 | 66 | 34
2019-09-18 15:00 | 75 | 25
2019-09-18 15:30 | 118 | 85
2019-09-18 16:00 | 95 | 45
2019-09-18 16:30 | 86 | 29
2019-09-18 17:00 | 113 | 72
2019-09-18 17:30 | 144 | 110
2019-09-18 18:00 | 164 | 133
2019-09-18 18:30 | 161 | 125
2019-09-18 19:00 | 174 | 142
2019-09-18 19:30 | 175 | 146
2019-09-18 20:00 | 148 | 116
2019-09-18 20:30 | 148 | 115
2019-09-18 21:00 | 124 | 81
2019-09-18 21:30 | 116 | 81
2019-09-18 22:00 | 106 | 72
2019-09-18 22:30 | 98 | 61
2019-09-18 23:00 | 100 | 65
2019-09-18 23:30 | 90 | 50
2019-09-19 | 88 | 43
2019-09-19 00:30 | 115 | 79
2019-09-19 01:00 | 122 | 87
2019-09-19 01:30 | 115 | 78
2019-09-19 02:00 | 110 | 66
2019-09-19 02:30 | 109 | 65
2019-09-19 03:00 | 103 | 56
2019-09-19 03:30 | 186 | 158
2019-09-19 04:00 | 219 | 194
2019-09-19 04:30 | 223 | 198
2019-09-19 05:00 | 229 | 205
2019-09-19 05:30 | 237 | 215
2019-09-19 06:00 | 254 | 234
2019-09-19 06:30 | 240 | 215
2019-09-19 07:00 | 237 | 210
2019-09-19 07:30 | 259 | 236
2019-09-19 08:00 | 238 | 213
2019-09-19 08:30 | 213 | 188
2019-09-19 09:00 | 199 | 171
2019-09-19 09:30 | 132 | 93
2019-09-19 10:00 | 73 | 2
2019-09-19 10:30 | 79 | 42
2019-09-19 11:00 | 95 | 73
2019-09-19 11:30 | 88 | 64
2019-09-19 12:00 | 94 | 72
2019-09-19 12:30 | 104 | 86
2019-09-19 13:00 | 97 | 78
2019-09-19 13:30 | 67 | 30
2019-09-19 14:00 | 67 | 19
2019-09-19 14:30 | 76 | 33
2019-09-19 15:00 | 77 | 34
2019-09-19 15:30 | 92 | 51
2019-09-19 16:00 | 70 | 20
2019-09-19 16:30 | 122 | 92
2019-09-19 17:00 | 136 | 110
2019-09-19 17:30 | 150 | 125
2019-09-19 18:00 | 206 | 187
2019-09-19 18:30 | 212 | 194
2019-09-19 19:00 | 254 | 248
2019-09-19 19:30 | 236 | 230
2019-09-19 20:00 | 212 | 206
2019-09-19 20:30 | 182 | 175
2019-09-19 21:00 | 154 | 146
2019-09-19 21:30 | 129 | 119
2019-09-19 22:00 | 102 | 88
2019-09-19 22:30 | 86 | 68
2019-09-19 23:00 | 70 | 47
2019-09-19 23:30 | 58 | 26
2019-09-20 | 53 | 0
2019-09-20 00:30 | 60 | 2
2019-09-20 01:00 | 62 | 20
2019-09-20 01:30 | 63 | 18
2019-09-20 02:00 | 79 | 58
2019-09-20 02:30 | 121 | 80
2019-09-20 03:00 | 169 | 129
2019-09-20 03:30 | 167 | 128
2019-09-20 04:00 | 169 | 130
2019-09-20 04:30 | 175 | 137
2019-09-20 05:00 | 176 | 140
2019-09-20 05:30 | 186 | 153
2019-09-20 06:00 | 193 | 161
2019-09-20 06:30 | 150 | 121
2019-09-20 07:00 | 119 | 86
2019-09-20 07:30 | 154 | 131
2019-09-20 08:00 | 152 | 131
2019-09-20 08:30 | 168 | 150
2019-09-20 09:00 | 108 | 84
2019-09-20 09:30 | 81 | 52
2019-09-20 10:00 | 66 | 28
2019-09-20 10:30 | 60 | 15
2019-09-20 11:00 | 60 | 24
2019-09-20 11:30 | 60 | 19
2019-09-20 12:00 | 58 | 17
2019-09-20 12:30 | 57 | 7
2019-09-20 13:00 | 60 | 3
2019-09-20 13:30 | 64 | 14
2019-09-20 14:00 | 68 | 27
2019-09-20 14:30 | 66 | 23
2019-09-20 15:00 | 66 | 22
2019-09-20 15:30 | 62 | 8
2019-09-20 16:00 | 60 | 6
2019-09-20 16:30 | 141 | 114
2019-09-20 17:00 | 150 | 126
2019-09-20 17:30 | 163 | 138
2019-09-20 18:00 | 187 | 163
2019-09-20 18:30 | 165 | 137
2019-09-20 19:00 | 173 | 147
2019-09-20 19:30 | 163 | 142
2019-09-20 20:00 | 144 | 120
2019-09-20 20:30 | 136 | 113
2019-09-20 21:00 | 134 | 113
2019-09-20 21:30 | 107 | 80
2019-09-20 22:00 | 79 | 43
2019-09-20 22:30 | 78 | 38
2019-09-20 23:00 | 70 | 8
2019-09-20 23:30 | 70 | 10
2019-09-21 | 73 | 29
2019-09-21 00:30 | 73 | 7
2019-09-21 01:00 | 76 | 28
2019-09-21 01:30 | 77 | 1
2019-09-21 02:00 | 169 | 135
2019-09-21 02:30 | 179 | 145
2019-09-21 03:00 | 181 | 146
2019-09-21 03:30 | 175 | 139
2019-09-21 04:00 | 163 | 125
2019-09-21 04:30 | 166 | 129
2019-09-21 05:00 | 172 | 137
2019-09-21 05:30 | 182 | 148
2019-09-21 06:00 | 190 | 157
2019-09-21 06:30 | 154 | 122
2019-09-21 07:00 | 94 | 56
2019-09-21 07:30 | 75 | 16
2019-09-21 08:00 | 75 | 42
2019-09-21 08:30 | 70 | 20
2019-09-21 09:00 | 71 | 2
2019-09-21 09:30 | 70 | 22
2019-09-21 10:00 | 77 | 50
2019-09-21 10:30 | 83 | 62
2019-09-21 11:00 | 71 | 43
2019-09-21 11:30 | 67 | 35
2019-09-21 12:00 | 75 | 50
2019-09-21 12:30 | 80 | 60
2019-09-21 13:00 | 94 | 77
2019-09-21 13:30 | 78 | 54
2019-09-21 14:00 | 85 | 63
2019-09-21 14:30 | 94 | 78
2019-09-21 15:00 | 62 | 3
2019-09-21 15:30 | 81 | 44
2019-09-21 16:00 | 111 | 85
2019-09-21 16:30 | 159 | 140
2019-09-21 17:00 | 191 | 173
2019-09-21 17:30 | 195 | 174
2019-09-21 18:00 | 236 | 217
2019-09-21 18:30 | 255 | 234
2019-09-21 19:00 | 267 | 247
2019-09-21 19:30 | 237 | 206
2019-09-21 20:00 | 214 | 179
2019-09-21 20:30 | 186 | 139
2019-09-21 21:00 | 176 | 133
2019-09-21 21:30 | 170 | 138
2019-09-21 22:00 | 180 | 161
2019-09-21 22:30 | 169 | 145
2019-09-21 23:00 | 159 | 135
2019-09-21 23:30 | 146 | 118
2019-09-22 | 139 | 109
2019-09-22 00:30 | 142 | 111
2019-09-22 01:00 | 131 | 99
2019-09-22 01:30 | 131 | 97
2019-09-22 02:00 | 156 | 123
2019-09-22 02:30 | 175 | 144
2019-09-22 03:00 | 171 | 137
2019-09-22 03:30 | 161 | 125
2019-09-22 04:00 | 154 | 117
2019-09-22 04:30 | 154 | 119
2019-09-22 05:00 | 158 | 122
2019-09-22 05:30 | 160 | 126
2019-09-22 06:00 | 144 | 107
2019-09-22 06:30 | 102 | 60
2019-09-22 07:00 | 85 | 38
2019-09-22 07:30 | 72 | 20
2019-09-22 08:00 | 91 | 67
2019-09-22 08:30 | 91 | 66
2019-09-22 09:00 | 80 | 45
2019-09-22 09:30 | 73 | 16
2019-09-22 10:00 | 73 | 16
2019-09-22 10:30 | 69 | 4
2019-09-22 11:00 | 72 | 19
2019-09-22 11:30 | 83 | 40
2019-09-22 12:00 | 70 | 7
2019-09-22 12:30 | 72 | 28
2019-09-22 13:00 | 69 | 15
2019-09-22 13:30 | 73 | 30
2019-09-22 14:00 | 77 | 41
2019-09-22 14:30 | 78 | 47
2019-09-22 15:00 | 71 | 26
2019-09-22 15:30 | 80 | 47
2019-09-22 16:00 | 70 | 1
2019-09-22 16:30 | 113 | 76
2019-09-22 17:00 | 138 | 107
2019-09-22 17:30 | 185 | 159
2019-09-22 18:00 | 243 | 222
2019-09-22 18:30 | 272 | 252
2019-09-22 19:00 | 271 | 246
2019-09-22 19:30 | 251 | 223
2019-09-22 20:00 | 235 | 208
2019-09-22 20:30 | 214 | 185
2019-09-22 21:00 | 219 | 198
2019-09-22 21:30 | 225 | 207
2019-09-22 22:00 | 214 | 193
2019-09-22 22:30 | 196 | 172
2019-09-22 23:00 | 175 | 148
2019-09-22 23:30 | 159 | 129
2019-09-23 | 150 | 118
2019-09-23 00:30 | 156 | 126
2019-09-23 01:00 | 150 | 117
2019-09-23 01:30 | 137 | 99
2019-09-23 02:00 | 160 | 125
2019-09-23 02:30 | 185 | 155
2019-09-23 03:00 | 189 | 159
2019-09-23 03:30 | 185 | 154
2019-09-23 04:00 | 193 | 163
2019-09-23 04:30 | 201 | 171
2019-09-23 05:00 | 205 | 176
2019-09-23 05:30 | 200 | 172
2019-09-23 06:00 | 187 | 162
2019-09-23 06:30 | 153 | 130
2019-09-23 07:00 | 169 | 149
2019-09-23 07:30 | 128 | 108
2019-09-23 08:00 | 92 | 71
2019-09-23 08:30 | 109 | 89
2019-09-23 09:00 | 106 | 86
2019-09-23 09:30 | 80 | 53
2019-09-23 10:00 | 76 | 49
2019-09-23 10:30 | 52 | 4
2019-09-23 11:00 | 50 | 25
2019-09-23 11:30 | 51 | 25
2019-09-23 12:00 | 51 | 20
2019-09-23 12:30 | 51 | 18
2019-09-23 13:00 | 50 | 11
2019-09-23 13:30 | 67 | 53
2019-09-23 14:00 | 53 | 28
2019-09-23 14:30 | 50 | 15
2019-09-23 15:00 | 89 | 60
2019-09-23 15:30 | 126 | 107
2019-09-23 16:00 | 138 | 120
2019-09-23 16:30 | 114 | 88
2019-09-23 17:00 | 119 | 94
2019-09-23 17:30 | 119 | 91
2019-09-23 18:00 | 158 | 135
2019-09-23 18:30 | 189 | 166
2019-09-23 19:00 | 194 | 170
2019-09-23 19:30 | 180 | 152
2019-09-23 20:00 | 166 | 133
2019-09-23 20:30 | 168 | 137
2019-09-23 21:00 | 155 | 123
2019-09-23 21:30 | 136 | 98
2019-09-23 22:00 | 139 | 113
2019-09-23 22:30 | 115 | 70
2019-09-23 23:00 | 106 | 62
2019-09-23 23:30 | 100 | 58
2019-09-24 | 97 | 49
2019-09-24 00:30 | 93 | 42
2019-09-24 01:00 | 77 | 4
2019-09-24 01:30 | 86 | 24
2019-09-24 02:00 | 96 | 40
2019-09-24 02:30 | 176 | 145
2019-09-24 03:00 | 205 | 177
2019-09-24 03:30 | 200 | 170
2019-09-24 04:00 | 198 | 169
2019-09-24 04:30 | 202 | 172
2019-09-24 05:00 | 196 | 167
2019-09-24 05:30 | 219 | 191
2019-09-24 06:00 | 189 | 135
2019-09-24 06:30 | 170 | 111
2019-09-24 07:00 | 170 | 118
2019-09-24 07:30 | 119 | 44
2019-09-24 08:00 | 116 | 42
2019-09-24 08:30 | 207 | 168
2019-09-24 09:00 | 290 | 261
2019-09-24 09:30 | 324 | 300
2019-09-24 10:00 | 279 | 259
2019-09-24 10:30 | 192 | 172
2019-09-24 11:00 | 67 | 23
2019-09-24 11:30 | 79 | 52
2019-09-24 12:00 | 90 | 70
2019-09-24 12:30 | 94 | 76
2019-09-24 13:00 | 84 | 63
2019-09-24 13:30 | 89 | 70
2019-09-24 14:00 | 86 | 67
2019-09-24 14:30 | 91 | 75
2019-09-24 15:00 | 88 | 72
2019-09-24 15:30 | 66 | 21
2019-09-24 16:00 | 65 | 17
2019-09-24 16:30 | 66 | 11
2019-09-24 17:00 | 88 | 48
2019-09-24 17:30 | 121 | 88
2019-09-24 18:00 | 155 | 129
2019-09-24 18:30 | 178 | 155
2019-09-24 19:00 | 202 | 183
2019-09-24 19:30 | 191 | 172
2019-09-24 20:00 | 165 | 143
2019-09-24 20:30 | 139 | 112
2019-09-24 21:00 | 113 | 79
2019-09-24 21:30 | 91 | 48
2019-09-24 22:00 | 90 | 41
2019-09-24 22:30 | 83 | 17
2019-09-24 23:00 | 81 | 10
2019-09-24 23:30 | 84 | 33
2019-09-25 | 75 | 18
2019-09-25 00:30 | 149 | 130
2019-09-25 01:00 | 166 | 149
2019-09-25 01:30 | 157 | 139
2019-09-25 02:00 | 151 | 124
2019-09-25 02:30 | 142 | 116
2019-09-25 03:00 | 163 | 138
2019-09-25 03:30 | 177 | 153
2019-09-25 04:00 | 179 | 155
2019-09-25 04:30 | 175 | 151
2019-09-25 05:00 | 175 | 151
2019-09-25 05:30 | 186 | 159
2019-09-25 06:00 | 194 | 150
2019-09-25 06:30 | 218 | 179
2019-09-25 07:00 | 190 | 143
2019-09-25 07:30 | 204 | 163
2019-09-25 08:00 | 250 | 218
2019-09-25 08:30 | 196 | 158
2019-09-25 09:00 | 188 | 153
2019-09-25 09:30 | 254 | 224
2019-09-25 10:00 | 202 | 181
2019-09-25 10:30 | 208 | 201
2019-09-25 11:00 | 52 | 38
2019-09-25 11:30 | 33 | 7
2019-09-25 12:00 | 34 | 20
2019-09-25 12:30 | 45 | 28
2019-09-25 13:00 | 59 | 47
2019-09-25 13:30 | 53 | 38
2019-09-25 14:00 | 56 | 42
2019-09-25 14:30 | 54 | 38
2019-09-25 15:00 | 48 | 31
2019-09-25 15:30 | 80 | 68
2019-09-25 16:00 | 49 | 30
2019-09-25 16:30 | 36 | 3
2019-09-25 17:00 | 58 | 42
2019-09-25 17:30 | 72 | 60
2019-09-25 18:00 | 101 | 88
2019-09-25 18:30 | 89 | 74
2019-09-25 19:00 | 76 | 61
2019-09-25 19:30 | 35 | 14
2019-09-25 20:00 | 46 | 35
2019-09-25 20:30 | 46 | 31
2019-09-25 21:00 | 50 | 38
2019-09-25 21:30 | 60 | 53
2019-09-25 22:00 | 76 | 71
2019-09-25 22:30 | 68 | 14
2019-09-25 23:00 | 91 | 17
2019-09-25 23:30 | 91 | 20
2019-09-26 | 90 | 12
2019-09-26 00:30 | 94 | 24
2019-09-26 01:00 | 146 | 92
2019-09-26 01:30 | 173 | 129
2019-09-26 02:00 | 196 | 171
2019-09-26 02:30 | 213 | 189
2019-09-26 03:00 | 207 | 183
2019-09-26 03:30 | 199 | 175
2019-09-26 04:00 | 197 | 173
2019-09-26 04:30 | 207 | 184
2019-09-26 05:00 | 209 | 187
2019-09-26 05:30 | 189 | 153
2019-09-26 06:00 | 180 | 127
2019-09-26 06:30 | 160 | 102
2019-09-26 07:00 | 146 | 87
2019-09-26 07:30 | 124 | 68
2019-09-26 08:00 | 129 | 75
2019-09-26 08:30 | 162 | 120
2019-09-26 09:00 | 143 | 102
2019-09-26 09:30 | 144 | 119
2019-09-26 10:00 | 152 | 134
2019-09-26 10:30 | 146 | 127
2019-09-26 11:00 | 123 | 101
2019-09-26 11:30 | 106 | 82
2019-09-26 12:00 | 79 | 44
2019-09-26 12:30 | 75 | 39
2019-09-26 13:00 | 67 | 21
2019-09-26 13:30 | 77 | 40
2019-09-26 14:00 | 98 | 68
2019-09-26 14:30 | 112 | 87
2019-09-26 15:00 | 186 | 171
2019-09-26 15:30 | 178 | 161
2019-09-26 16:00 | 175 | 157
2019-09-26 16:30 | 167 | 148
2019-09-26 17:00 | 159 | 138
2019-09-26 17:30 | 196 | 177
2019-09-26 18:00 | 198 | 178
2019-09-26 18:30 | 196 | 172
2019-09-26 19:00 | 214 | 194
2019-09-26 19:30 | 203 | 184
2019-09-26 20:00 | 206 | 194
2019-09-26 20:30 | 166 | 148
2019-09-26 21:00 | 163 | 149
2019-09-26 21:30 | 160 | 147
2019-09-26 22:00 | 142 | 128
2019-09-26 22:30 | 110 | 72
2019-09-26 23:00 | 110 | 74
2019-09-26 23:30 | 104 | 72
2019-09-27 | 96 | 62
2019-09-27 00:30 | 177 | 154
2019-09-27 01:00 | 186 | 164
2019-09-27 01:30 | 198 | 175
2019-09-27 02:00 | 216 | 193
2019-09-27 02:30 | 219 | 196
2019-09-27 03:00 | 211 | 188
2019-09-27 03:30 | 209 | 187
2019-09-27 04:00 | 206 | 183
2019-09-27 04:30 | 214 | 192
2019-09-27 05:00 | 213 | 191
2019-09-27 05:30 | 214 | 192
2019-09-27 06:00 | 212 | 189
2019-09-27 06:30 | 178 | 144
2019-09-27 07:00 | 153 | 122
2019-09-27 07:30 | 132 | 106
2019-09-27 08:00 | 147 | 124
2019-09-27 08:30 | 147 | 123
2019-09-27 09:00 | 122 | 93
2019-09-27 09:30 | 104 | 72
2019-09-27 10:00 | 88 | 51
2019-09-27 10:30 | 91 | 57
2019-09-27 11:00 | 84 | 48
2019-09-27 11:30 | 99 | 69
2019-09-27 12:00 | 83 | 43
2019-09-27 12:30 | 76 | 32
2019-09-27 13:00 | 84 | 45
2019-09-27 13:30 | 69 | 12
2019-09-27 14:00 | 66 | 6
2019-09-27 14:30 | 93 | 59
2019-09-27 15:00 | 121 | 92
2019-09-27 15:30 | 151 | 127
2019-09-27 16:00 | 177 | 155
2019-09-27 16:30 | 229 | 211
2019-09-27 17:00 | 235 | 218
2019-09-27 17:30 | 244 | 227
2019-09-27 18:00 | 282 | 266
2019-09-27 18:30 | 249 | 230
2019-09-27 19:00 | 233 | 216
2019-09-27 19:30 | 234 | 219
2019-09-27 20:00 | 220 | 204
2019-09-27 20:30 | 219 | 210
2019-09-27 21:00 | 208 | 200
2019-09-27 21:30 | 200 | 191
2019-09-27 22:00 | 182 | 172
2019-09-27 22:30 | 161 | 149
2019-09-27 23:00 | 129 | 114
2019-09-27 23:30 | 118 | 102
2019-09-28 | 123 | 105
2019-09-28 00:30 | 124 | 105
2019-09-28 01:00 | 213 | 194
2019-09-28 01:30 | 218 | 195
2019-09-28 02:00 | 204 | 180
2019-09-28 02:30 | 207 | 181
2019-09-28 03:00 | 214 | 188
2019-09-28 03:30 | 210 | 184
2019-09-28 04:00 | 205 | 179
2019-09-28 04:30 | 202 | 176
2019-09-28 05:00 | 206 | 180
2019-09-28 05:30 | 213 | 188
2019-09-28 06:00 | 214 | 188
2019-09-28 06:30 | 197 | 172
2019-09-28 07:00 | 140 | 111
2019-09-28 07:30 | 108 | 71
2019-09-28 08:00 | 84 | 39
2019-09-28 08:30 | 78 | 30
2019-09-28 09:00 | 68 | 8
2019-09-28 09:30 | 68 | 6
2019-09-28 10:00 | 66 | 12
2019-09-28 10:30 | 66 | 13
2019-09-28 11:00 | 68 | 17
2019-09-28 11:30 | 70 | 25
2019-09-28 12:00 | 70 | 33
2019-09-28 12:30 | 71 | 33
2019-09-28 13:00 | 71 | 30
2019-09-28 13:30 | 77 | 47
2019-09-28 14:00 | 96 | 76
2019-09-28 14:30 | 97 | 78
2019-09-28 15:00 | 92 | 71
2019-09-28 15:30 | 81 | 27
2019-09-28 16:00 | 110 | 69
2019-09-28 16:30 | 155 | 125
2019-09-28 17:00 | 170 | 140
2019-09-28 17:30 | 222 | 198
2019-09-28 18:00 | 281 | 261
2019-09-28 18:30 | 306 | 285
2019-09-28 19:00 | 326 | 309
2019-09-28 19:30 | 348 | 338
2019-09-28 20:00 | 326 | 316
2019-09-28 20:30 | 294 | 283
2019-09-28 21:00 | 277 | 265
2019-09-28 21:30 | 261 | 249
2019-09-28 22:00 | 243 | 229
2019-09-28 22:30 | 215 | 200
2019-09-28 23:00 | 182 | 150
2019-09-28 23:30 | 179 | 157
2019-09-29 | 180 | 157
2019-09-29 00:30 | 189 | 166
2019-09-29 01:00 | 166 | 140
2019-09-29 01:30 | 140 | 111
2019-09-29 02:00 | 112 | 77
2019-09-29 02:30 | 109 | 73
2019-09-29 03:00 | 125 | 92
2019-09-29 03:30 | 154 | 122
2019-09-29 04:00 | 175 | 145
2019-09-29 04:30 | 180 | 152
2019-09-29 05:00 | 186 | 159
2019-09-29 05:30 | 194 | 167
2019-09-29 06:00 | 203 | 178
2019-09-29 06:30 | 213 | 188
2019-09-29 07:00 | 202 | 177
2019-09-29 07:30 | 182 | 154
2019-09-29 08:00 | 164 | 134
2019-09-29 08:30 | 146 | 107
2019-09-29 09:00 | 106 | 44
2019-09-29 09:30 | 100 | 32
2019-09-29 10:00 | 90 | 10
2019-09-29 10:30 | 86 | 14
2019-09-29 11:00 | 86 | 25
2019-09-29 11:30 | 85 | 18
2019-09-29 12:00 | 93 | 22
2019-09-29 12:30 | 107 | 51
2019-09-29 13:00 | 175 | 147
2019-09-29 13:30 | 128 | 88
2019-09-29 14:00 | 88 | 6
2019-09-29 14:30 | 85 | 26
2019-09-29 15:00 | 86 | 28
2019-09-29 15:30 | 86 | 1
2019-09-29 16:00 | 100 | 39
2019-09-29 16:30 | 134 | 92
2019-09-29 17:00 | 195 | 167
2019-09-29 17:30 | 267 | 246
2019-09-29 18:00 | 329 | 312
2019-09-29 18:30 | 324 | 303
2019-09-29 19:00 | 336 | 317
2019-09-29 19:30 | 305 | 285
2019-09-29 20:00 | 276 | 252
2019-09-29 20:30 | 265 | 239
2019-09-29 21:00 | 245 | 216
2019-09-29 21:30 | 245 | 226
2019-09-29 22:00 | 220 | 201
2019-09-29 22:30 | 214 | 193
2019-09-29 23:00 | 180 | 155
2019-09-29 23:30 | 157 | 128
2019-09-30 | 192 | 165
2019-09-30 00:30 | 243 | 218
2019-09-30 01:00 | 232 | 205
2019-09-30 01:30 | 219 | 189
2019-09-30 02:00 | 211 | 179
2019-09-30 02:30 | 203 | 173
2019-09-30 03:00 | 205 | 174
2019-09-30 03:30 | 209 | 178
2019-09-30 04:00 | 212 | 182
2019-09-30 04:30 | 213 | 182
2019-09-30 05:00 | 215 | 186
2019-09-30 05:30 | 226 | 198
2019-09-30 06:00 | 223 | 195
2019-09-30 06:30 | 179 | 152
2019-09-30 07:00 | 170 | 146
2019-09-30 07:30 | 155 | 131
2019-09-30 08:00 | 169 | 149
2019-09-30 08:30 | 152 | 132
2019-09-30 09:00 | 174 | 152
2019-09-30 09:30 | 148 | 123
2019-09-30 10:00 | 123 | 93
2019-09-30 10:30 | 121 | 90
2019-09-30 11:00 | 103 | 66
2019-09-30 11:30 | 91 | 47
2019-09-30 12:00 | 93 | 48
2019-09-30 12:30 | 99 | 65
2019-09-30 13:00 | 101 | 69
2019-09-30 13:30 | 104 | 71
2019-09-30 14:00 | 83 | 44
2019-09-30 14:30 | 85 | 47
2019-09-30 15:00 | 87 | 50
2019-09-30 15:30 | 93 | 60
2019-09-30 16:00 | 108 | 78
2019-09-30 16:30 | 131 | 105
2019-09-30 17:00 | 138 | 114
2019-09-30 17:30 | 153 | 128
2019-09-30 18:00 | 179 | 154
2019-09-30 18:30 | 192 | 166
2019-09-30 19:00 | 196 | 176
2019-09-30 19:30 | 184 | 165
2019-09-30 20:00 | 169 | 145
2019-09-30 20:30 | 149 | 123
2019-09-30 21:00 | 149 | 122
2019-09-30 21:30 | 166 | 147
2019-09-30 22:00 | 156 | 146
2019-09-30 22:30 | 128 | 120
2019-09-30 23:00 | 137 | 128
2019-09-30 23:30 | 143 | 133
2019-10-01 | 139 | 128
2019-10-01 00:30 | 143 | 133
2019-10-01 01:00 | 218 | 207
2019-10-01 01:30 | 232 | 208
2019-10-01 02:00 | 212 | 185
2019-10-01 02:30 | 203 | 175
2019-10-01 03:00 | 196 | 168
2019-10-01 03:30 | 188 | 159
2019-10-01 04:00 | 194 | 166
2019-10-01 04:30 | 208 | 181
2019-10-01 05:00 | 217 | 191
2019-10-01 05:30 | 231 | 207
2019-10-01 06:00 | 233 | 210
2019-10-01 06:30 | 196 | 168
2019-10-01 07:00 | 202 | 173
2019-10-01 07:30 | 203 | 179
2019-10-01 08:00 | 179 | 157
2019-10-01 08:30 | 176 | 156
2019-10-01 09:00 | 168 | 149
2019-10-01 09:30 | 107 | 80
2019-10-01 10:00 | 123 | 100
2019-10-01 10:30 | 125 | 103
2019-10-01 11:00 | 142 | 121
2019-10-01 11:30 | 147 | 127
2019-10-01 12:00 | 157 | 137
2019-10-01 12:30 | 118 | 92
2019-10-01 13:00 | 90 | 57
2019-10-01 13:30 | 78 | 45
2019-10-01 14:00 | 86 | 55
2019-10-01 14:30 | 103 | 75
2019-10-01 15:00 | 123 | 99
2019-10-01 15:30 | 114 | 86
2019-10-01 16:00 | 112 | 80
2019-10-01 16:30 | 164 | 140
2019-10-01 17:00 | 162 | 135
2019-10-01 17:30 | 183 | 154
2019-10-01 18:00 | 209 | 182
2019-10-01 18:30 | 220 | 187
2019-10-01 19:00 | 209 | 174
2019-10-01 19:30 | 188 | 157
2019-10-01 20:00 | 160 | 123
2019-10-01 20:30 | 123 | 76
2019-10-01 21:00 | 99 | 30
2019-10-01 21:30 | 94 | 14
2019-10-01 22:00 | 94 | 3
2019-10-01 22:30 | 109 | 24
2019-10-01 23:00 | 110 | 43
2019-10-01 23:30 | 108 | 57
2019-10-02 | 112 | 64
2019-10-02 00:30 | 109 | 4
2019-10-02 01:00 | 170 | 104
2019-10-02 01:30 | 185 | 149
2019-10-02 02:00 | 175 | 138
2019-10-02 02:30 | 168 | 130
2019-10-02 03:00 | 166 | 126
2019-10-02 03:30 | 165 | 127
2019-10-02 04:00 | 164 | 125
2019-10-02 04:30 | 166 | 129
2019-10-02 05:00 | 171 | 138
2019-10-02 05:30 | 181 | 149
2019-10-02 06:00 | 190 | 160
2019-10-02 06:30 | 199 | 174
2019-10-02 07:00 | 189 | 165
2019-10-02 07:30 | 169 | 150
2019-10-02 08:00 | 143 | 125
2019-10-02 08:30 | 117 | 98
2019-10-02 09:00 | 132 | 119
2019-10-02 09:30 | 103 | 86
2019-10-02 10:00 | 108 | 96
2019-10-02 10:30 | 74 | 61
2019-10-02 11:00 | 93 | 82
2019-10-02 11:30 | 103 | 92
2019-10-02 12:00 | 76 | 62
2019-10-02 12:30 | 67 | 46
2019-10-02 13:00 | 74 | 55
2019-10-02 13:30 | 58 | 33
2019-10-02 14:00 | 82 | 62
2019-10-02 14:30 | 43 | 3
2019-10-02 15:00 | 95 | 83
2019-10-02 15:30 | 144 | 133
2019-10-02 16:00 | 137 | 123
2019-10-02 16:30 | 116 | 98
2019-10-02 17:00 | 95 | 71
2019-10-02 17:30 | 106 | 84
2019-10-02 18:00 | 166 | 148
2019-10-02 18:30 | 196 | 175
2019-10-02 19:00 | 173 | 152
2019-10-02 19:30 | 142 | 120
2019-10-02 20:00 | 117 | 91
2019-10-02 20:30 | 107 | 77
2019-10-02 21:00 | 93 | 54
2019-10-02 21:30 | 111 | 73
2019-10-02 22:00 | 111 | 56
2019-10-02 22:30 | 99 | 19
2019-10-02 23:00 | 109 | 30
2019-10-02 23:30 | 129 | 83
2019-10-03 | 129 | 88
2019-10-03 00:30 | 132 | 90
2019-10-03 01:00 | 215 | 185
2019-10-03 01:30 | 234 | 205
2019-10-03 02:00 | 225 | 195
2019-10-03 02:30 | 224 | 194
2019-10-03 03:00 | 219 | 188
2019-10-03 03:30 | 212 | 182
2019-10-03 04:00 | 207 | 177
2019-10-03 04:30 | 213 | 184
2019-10-03 05:00 | 223 | 195
2019-10-03 05:30 | 229 | 203
2019-10-03 06:00 | 225 | 201
2019-10-03 06:30 | 184 | 161
2019-10-03 07:00 | 188 | 166
2019-10-03 07:30 | 197 | 179
2019-10-03 08:00 | 189 | 172
2019-10-03 08:30 | 164 | 146
2019-10-03 09:00 | 127 | 115
2019-10-03 09:30 | 111 | 97
2019-10-03 10:00 | 80 | 66
2019-10-03 10:30 | 89 | 78
2019-10-03 11:00 | 50 | 35
2019-10-03 11:30 | 36 | 7
2019-10-03 12:00 | 87 | 70
2019-10-03 12:30 | 119 | 104
2019-10-03 13:00 | 115 | 98
2019-10-03 13:30 | 88 | 62
2019-10-03 14:00 | 74 | 41
2019-10-03 14:30 | 83 | 56
2019-10-03 15:00 | 141 | 126
2019-10-03 15:30 | 131 | 118
2019-10-03 16:00 | 136 | 121
2019-10-03 16:30 | 142 | 126
2019-10-03 17:00 | 158 | 140
2019-10-03 17:30 | 197 | 179
2019-10-03 18:00 | 206 | 188
2019-10-03 18:30 | 200 | 169
2019-10-03 19:00 | 199 | 162
2019-10-03 19:30 | 223 | 198
2019-10-03 20:00 | 215 | 192
2019-10-03 20:30 | 207 | 183
2019-10-03 21:00 | 158 | 145
2019-10-03 21:30 | 128 | 114
2019-10-03 22:00 | 121 | 105
2019-10-03 22:30 | 92 | 72
2019-10-03 23:00 | 111 | 91
2019-10-03 23:30 | 120 | 97
2019-10-04 | 114 | 89
2019-10-04 00:30 | 127 | 103
2019-10-04 01:00 | 212 | 189
2019-10-04 01:30 | 239 | 215
2019-10-04 02:00 | 244 | 220
2019-10-04 02:30 | 260 | 235
2019-10-04 03:00 | 245 | 219
2019-10-04 03:30 | 244 | 219
2019-10-04 04:00 | 258 | 233
2019-10-04 04:30 | 253 | 228
2019-10-04 05:00 | 261 | 238
2019-10-04 05:30 | 266 | 245
2019-10-04 06:00 | 268 | 248
2019-10-04 06:30 | 255 | 235
2019-10-04 07:00 | 236 | 216
2019-10-04 07:30 | 200 | 181
2019-10-04 08:00 | 158 | 145
2019-10-04 08:30 | 110 | 97
2019-10-04 09:00 | 113 | 101
2019-10-04 09:30 | 132 | 125
2019-10-04 10:00 | 163 | 143
2019-10-04 10:30 | 142 | 121
2019-10-04 11:00 | 121 | 100
2019-10-04 11:30 | 113 | 92
2019-10-04 12:00 | 72 | 39
2019-10-04 12:30 | 83 | 55
2019-10-04 13:00 | 73 | 44
2019-10-04 13:30 | 63 | 28
2019-10-04 14:00 | 58 | 14
2019-10-04 14:30 | 54 | 11
2019-10-04 15:00 | 88 | 55
2019-10-04 15:30 | 117 | 76
2019-10-04 16:00 | 119 | 79
2019-10-04 16:30 | 119 | 79
2019-10-04 17:00 | 132 | 99
2019-10-04 17:30 | 182 | 152
2019-10-04 18:00 | 197 | 183
2019-10-04 18:30 | 129 | 109
2019-10-04 19:00 | 122 | 100
2019-10-04 19:30 | 202 | 185
2019-10-04 20:00 | 246 | 232
2019-10-04 20:30 | 254 | 246
2019-10-04 21:00 | 225 | 210
2019-10-04 21:30 | 226 | 215
2019-10-04 22:00 | 212 | 202
2019-10-04 22:30 | 211 | 200
2019-10-04 23:00 | 187 | 178
2019-10-04 23:30 | 215 | 205
2019-10-05 | 235 | 224
2019-10-05 00:30 | 226 | 213
2019-10-05 01:00 | 200 | 185
2019-10-05 01:30 | 162 | 125
2019-10-05 02:00 | 158 | 97
2019-10-05 02:30 | 169 | 97
2019-10-05 03:00 | 165 | 92
2019-10-05 03:30 | 164 | 91
2019-10-05 04:00 | 160 | 85
2019-10-05 04:30 | 159 | 82
2019-10-05 05:00 | 164 | 89
2019-10-05 05:30 | 166 | 93
2019-10-05 06:00 | 159 | 83
2019-10-05 06:30 | 133 | 37
2019-10-05 07:00 | 123 | 10
2019-10-05 07:30 | 120 | 42
2019-10-05 08:00 | 115 | 4
2019-10-05 08:30 | 113 | 2
2019-10-05 09:00 | 109 | 6
2019-10-05 09:30 | 108 | 29
2019-10-05 10:00 | 113 | 47
2019-10-05 10:30 | 111 | 35
2019-10-05 11:00 | 115 | 17
2019-10-05 11:30 | 129 | 73
2019-10-05 12:00 | 126 | 63
2019-10-05 12:30 | 137 | 88
2019-10-05 13:00 | 149 | 109
2019-10-05 13:30 | 140 | 93
2019-10-05 14:00 | 122 | 53
2019-10-05 14:30 | 118 | 41
2019-10-05 15:00 | 117 | 17
2019-10-05 15:30 | 115 | 5
2019-10-05 16:00 | 112 | 2
2019-10-05 16:30 | 106 | 3
2019-10-05 17:00 | 117 | 39
2019-10-05 17:30 | 170 | 121
2019-10-05 18:00 | 201 | 160
2019-10-05 18:30 | 233 | 199
2019-10-05 19:00 | 243 | 214
2019-10-05 19:30 | 251 | 222
2019-10-05 20:00 | 228 | 196
2019-10-05 20:30 | 219 | 182
2019-10-05 21:00 | 194 | 155
2019-10-05 21:30 | 180 | 136
2019-10-05 22:00 | 176 | 130
2019-10-05 22:30 | 174 | 124
2019-10-05 23:00 | 223 | 178
2019-10-05 23:30 | 217 | 168
2019-10-06 | 202 | 149
2019-10-06 00:30 | 222 | 172
2019-10-06 01:00 | 228 | 185
2019-10-06 01:30 | 199 | 151
2019-10-06 02:00 | 195 | 147
2019-10-06 02:30 | 192 | 142
2019-10-06 03:00 | 181 | 129
2019-10-06 03:30 | 193 | 143
2019-10-06 04:00 | 206 | 157
2019-10-06 04:30 | 198 | 149
2019-10-06 05:00 | 194 | 144
2019-10-06 05:30 | 191 | 141
2019-10-06 06:00 | 176 | 123
2019-10-06 06:30 | 136 | 66
2019-10-06 07:00 | 115 | 8
2019-10-06 07:30 | 115 | 3
2019-10-06 08:00 | 113 | 11
2019-10-06 08:30 | 110 | 9
2019-10-06 09:00 | 92 | 7
2019-10-06 09:30 | 78 | 22
2019-10-06 10:00 | 78 | 41
2019-10-06 10:30 | 83 | 52
2019-10-06 11:00 | 78 | 40
2019-10-06 11:30 | 77 | 26
2019-10-06 12:00 | 76 | 11
2019-10-06 12:30 | 76 | 17
2019-10-06 13:00 | 80 | 41
2019-10-06 13:30 | 86 | 58
2019-10-06 14:00 | 84 | 51
2019-10-06 14:30 | 76 | 34
2019-10-06 15:00 | 71 | 15
2019-10-06 15:30 | 77 | 16
2019-10-06 16:00 | 94 | 48
2019-10-06 16:30 | 127 | 94
2019-10-06 17:00 | 164 | 138
2019-10-06 17:30 | 212 | 190
2019-10-06 18:00 | 255 | 238
2019-10-06 18:30 | 289 | 280
2019-10-06 19:00 | 289 | 282
2019-10-06 19:30 | 267 | 259
2019-10-06 20:00 | 240 | 231
2019-10-06 20:30 | 215 | 204
2019-10-06 21:00 | 202 | 189
2019-10-06 21:30 | 202 | 189
2019-10-06 22:00 | 193 | 177
2019-10-06 22:30 | 178 | 160
2019-10-06 23:00 | 173 | 153
2019-10-06 23:30 | 181 | 160
2019-10-07 | 171 | 146
2019-10-07 00:30 | 179 | 155
2019-10-07 01:00 | 162 | 134
2019-10-07 01:30 | 152 | 123
2019-10-07 02:00 | 178 | 149
2019-10-07 02:30 | 191 | 162
2019-10-07 03:00 | 184 | 153
2019-10-07 03:30 | 186 | 154
2019-10-07 04:00 | 190 | 159
2019-10-07 04:30 | 192 | 161
2019-10-07 05:00 | 186 | 155
2019-10-07 05:30 | 192 | 162
2019-10-07 06:00 | 201 | 170
2019-10-07 06:30 | 193 | 164
2019-10-07 07:00 | 163 | 131
2019-10-07 07:30 | 127 | 90
2019-10-07 08:00 | 112 | 74
2019-10-07 08:30 | 108 | 75
2019-10-07 09:00 | 119 | 91
2019-10-07 09:30 | 83 | 26
2019-10-07 10:00 | 72 | 5
2019-10-07 10:30 | 67 | 2
2019-10-07 11:00 | 67 | 26
2019-10-07 11:30 | 70 | 36
2019-10-07 12:00 | 73 | 42
2019-10-07 12:30 | 69 | 33
2019-10-07 13:00 | 99 | 86
2019-10-07 13:30 | 118 | 109
2019-10-07 14:00 | 115 | 107
2019-10-07 14:30 | 103 | 92
2019-10-07 15:00 | 80 | 60
2019-10-07 15:30 | 62 | 21
2019-10-07 16:00 | 71 | 30
2019-10-07 16:30 | 83 | 52
2019-10-07 17:00 | 123 | 102
2019-10-07 17:30 | 109 | 81
2019-10-07 18:00 | 154 | 131
2019-10-07 18:30 | 178 | 151
2019-10-07 19:00 | 199 | 176
2019-10-07 19:30 | 228 | 216
2019-10-07 20:00 | 217 | 206
2019-10-07 20:30 | 190 | 178
2019-10-07 21:00 | 158 | 143
2019-10-07 21:30 | 138 | 118
2019-10-07 22:00 | 107 | 81
2019-10-07 22:30 | 87 | 53
2019-10-07 23:00 | 165 | 142
2019-10-07 23:30 | 208 | 186
2019-10-08 | 223 | 203
2019-10-08 00:30 | 227 | 206
2019-10-08 01:00 | 250 | 229
2019-10-08 01:30 | 262 | 239
2019-10-08 02:00 | 249 | 226
2019-10-08 02:30 | 242 | 218
2019-10-08 03:00 | 240 | 215
2019-10-08 03:30 | 235 | 209
2019-10-08 04:00 | 226 | 200
2019-10-08 04:30 | 215 | 188
2019-10-08 05:00 | 209 | 179
2019-10-08 05:30 | 219 | 180
2019-10-08 06:00 | 218 | 163
2019-10-08 06:30 | 185 | 118
2019-10-08 07:00 | 165 | 99
2019-10-08 07:30 | 163 | 111
2019-10-08 08:00 | 143 | 108
2019-10-08 08:30 | 115 | 87
2019-10-08 09:00 | 90 | 57
2019-10-08 09:30 | 93 | 64
2019-10-08 10:00 | 77 | 43
2019-10-08 10:30 | 135 | 118
2019-10-08 11:00 | 105 | 86
2019-10-08 11:30 | 97 | 77
2019-10-08 12:00 | 83 | 62
2019-10-08 12:30 | 91 | 82
2019-10-08 13:00 | 69 | 49
2019-10-08 13:30 | 62 | 40
2019-10-08 14:00 | 50 | 14
2019-10-08 14:30 | 55 | 20
2019-10-08 15:00 | 84 | 64
2019-10-08 15:30 | 102 | 83
2019-10-08 16:00 | 103 | 82
2019-10-08 16:30 | 110 | 90
2019-10-08 17:00 | 156 | 139
2019-10-08 17:30 | 168 | 151
2019-10-08 18:00 | 196 | 180
2019-10-08 18:30 | 212 | 193
2019-10-08 19:00 | 217 | 199
2019-10-08 19:30 | 197 | 179
2019-10-08 20:00 | 194 | 179
2019-10-08 20:30 | 183 | 170
2019-10-08 21:00 | 164 | 150
2019-10-08 21:30 | 147 | 131
2019-10-08 22:00 | 127 | 107
2019-10-08 22:30 | 107 | 81
2019-10-08 23:00 | 87 | 53
2019-10-08 23:30 | 84 | 44
2019-10-09 | 71 | 14
2019-10-09 00:30 | 106 | 68
2019-10-09 01:00 | 137 | 108
2019-10-09 01:30 | 234 | 205
2019-10-09 02:00 | 249 | 219
2019-10-09 02:30 | 246 | 216
2019-10-09 03:00 | 252 | 221
2019-10-09 03:30 | 259 | 229
2019-10-09 04:00 | 266 | 235
2019-10-09 04:30 | 269 | 240
2019-10-09 05:00 | 275 | 247
2019-10-09 05:30 | 278 | 252
2019-10-09 06:00 | 266 | 239
2019-10-09 06:30 | 252 | 217
2019-10-09 07:00 | 261 | 231
2019-10-09 07:30 | 273 | 251
2019-10-09 08:00 | 270 | 250
2019-10-09 08:30 | 247 | 227
2019-10-09 09:00 | 241 | 222
2019-10-09 09:30 | 215 | 202
2019-10-09 10:00 | 181 | 166
2019-10-09 10:30 | 189 | 175
2019-10-09 11:00 | 204 | 194
2019-10-09 11:30 | 216 | 206
2019-10-09 12:00 | 216 | 206
2019-10-09 12:30 | 206 | 196
2019-10-09 13:00 | 222 | 212
2019-10-09 13:30 | 230 | 222
2019-10-09 14:00 | 217 | 209
2019-10-09 14:30 | 222 | 214
2019-10-09 15:00 | 227 | 219
2019-10-09 15:30 | 249 | 242
2019-10-09 16:00 | 275 | 268
2019-10-09 16:30 | 321 | 314
2019-10-09 17:00 | 303 | 296
2019-10-09 17:30 | 250 | 238
2019-10-09 18:00 | 212 | 198
2019-10-09 18:30 | 209 | 189
2019-10-09 19:00 | 213 | 196
2019-10-09 19:30 | 234 | 219
2019-10-09 20:00 | 241 | 230
2019-10-09 20:30 | 234 | 221
2019-10-09 21:00 | 229 | 215
2019-10-09 21:30 | 227 | 211
2019-10-09 22:00 | 217 | 199
2019-10-09 22:30 | 193 | 171
2019-10-09 23:00 | 187 | 162
2019-10-09 23:30 | 244 | 221
2019-10-10 | 254 | 230
2019-10-10 00:30 | 315 | 295
2019-10-10 01:00 | 308 | 287
2019-10-10 01:30 | 290 | 268
2019-10-10 02:00 | 278 | 252
2019-10-10 02:30 | 283 | 256
2019-10-10 03:00 | 286 | 259
2019-10-10 03:30 | 275 | 247
2019-10-10 04:00 | 271 | 243
2019-10-10 04:30 | 276 | 249
2019-10-10 05:00 | 290 | 263
2019-10-10 05:30 | 295 | 270
2019-10-10 06:00 | 293 | 268
2019-10-10 06:30 | 309 | 288
2019-10-10 07:00 | 313 | 294
2019-10-10 07:30 | 327 | 312
2019-10-10 08:00 | 335 | 325
2019-10-10 08:30 | 308 | 298
2019-10-10 09:00 | 326 | 316
2019-10-10 09:30 | 333 | 323
2019-10-10 10:00 | 228 | 215
2019-10-10 10:30 | 199 | 186
2019-10-10 11:00 | 183 | 169
2019-10-10 11:30 | 188 | 174
2019-10-10 12:00 | 200 | 188
2019-10-10 12:30 | 213 | 202
2019-10-10 13:00 | 188 | 175
2019-10-10 13:30 | 213 | 203
2019-10-10 14:00 | 192 | 180
2019-10-10 14:30 | 238 | 227
2019-10-10 15:00 | 206 | 195
2019-10-10 15:30 | 237 | 228
2019-10-10 16:00 | 244 | 235
2019-10-10 16:30 | 308 | 300
2019-10-10 17:00 | 178 | 162
2019-10-10 17:30 | 181 | 162
2019-10-10 18:00 | 195 | 177
2019-10-10 18:30 | 201 | 178
2019-10-10 19:00 | 210 | 188
2019-10-10 19:30 | 260 | 242
2019-10-10 20:00 | 262 | 243
2019-10-10 20:30 | 264 | 248
2019-10-10 21:00 | 262 | 246
2019-10-10 21:30 | 257 | 243
2019-10-10 22:00 | 238 | 222
2019-10-10 22:30 | 213 | 192
2019-10-10 23:00 | 207 | 184
2019-10-10 23:30 | 192 | 167
2019-10-11 | 186 | 158
2019-10-11 00:30 | 294 | 272
2019-10-11 01:00 | 305 | 280
2019-10-11 01:30 | 291 | 263
2019-10-11 02:00 | 293 | 265
2019-10-11 02:30 | 277 | 248
2019-10-11 03:00 | 261 | 229
2019-10-11 03:30 | 262 | 230
2019-10-11 04:00 | 270 | 238
2019-10-11 04:30 | 274 | 243
2019-10-11 05:00 | 276 | 245
2019-10-11 05:30 | 283 | 254
2019-10-11 06:00 | 277 | 248
2019-10-11 06:30 | 294 | 271
2019-10-11 07:00 | 301 | 281
2019-10-11 07:30 | 311 | 294
2019-10-11 08:00 | 311 | 296
2019-10-11 08:30 | 314 | 300
2019-10-11 09:00 | 336 | 325
2019-10-11 09:30 | 350 | 342
2019-10-11 10:00 | 346 | 339
2019-10-11 10:30 | 323 | 316
2019-10-11 11:00 | 314 | 307
2019-10-11 11:30 | 228 | 218
2019-10-11 12:00 | 201 | 192
2019-10-11 12:30 | 167 | 155
2019-10-11 13:00 | 160 | 148
2019-10-11 13:30 | 175 | 163
2019-10-11 14:00 | 187 | 176
2019-10-11 14:30 | 201 | 190
2019-10-11 15:00 | 210 | 199
2019-10-11 15:30 | 222 | 211
2019-10-11 16:00 | 233 | 222
2019-10-11 16:30 | 196 | 183
2019-10-11 17:00 | 181 | 168
2019-10-11 17:30 | 195 | 181
2019-10-11 18:00 | 236 | 219
2019-10-11 18:30 | 207 | 176
2019-10-11 19:00 | 212 | 180
2019-10-11 19:30 | 227 | 203
2019-10-11 20:00 | 234 | 221
2019-10-11 20:30 | 223 | 209
2019-10-11 21:00 | 208 | 193
2019-10-11 21:30 | 214 | 198
2019-10-11 22:00 | 244 | 228
2019-10-11 22:30 | 227 | 208
2019-10-11 23:00 | 310 | 293
2019-10-11 23:30 | 325 | 306
2019-10-12 | 316 | 295
2019-10-12 00:30 | 326 | 304
2019-10-12 01:00 | 309 | 283
2019-10-12 01:30 | 302 | 274
2019-10-12 02:00 | 297 | 267
2019-10-12 02:30 | 290 | 259
2019-10-12 03:00 | 294 | 264
2019-10-12 03:30 | 292 | 260
2019-10-12 04:00 | 290 | 256
2019-10-12 04:30 | 287 | 252
2019-10-12 05:00 | 281 | 246
2019-10-12 05:30 | 280 | 243
2019-10-12 06:00 | 279 | 242
2019-10-12 06:30 | 277 | 239
2019-10-12 07:00 | 253 | 219
2019-10-12 07:30 | 217 | 186
2019-10-12 08:00 | 188 | 157
2019-10-12 08:30 | 186 | 159
2019-10-12 09:00 | 165 | 129
2019-10-12 09:30 | 156 | 112
2019-10-12 10:00 | 165 | 124
2019-10-12 10:30 | 166 | 125
2019-10-12 11:00 | 149 | 96
2019-10-12 11:30 | 152 | 101
2019-10-12 12:00 | 152 | 106
2019-10-12 12:30 | 166 | 136
2019-10-12 13:00 | 178 | 156
2019-10-12 13:30 | 175 | 152
2019-10-12 14:00 | 179 | 155
2019-10-12 14:30 | 187 | 164
2019-10-12 15:00 | 206 | 185
2019-10-12 15:30 | 184 | 159
2019-10-12 16:00 | 221 | 205
2019-10-12 16:30 | 246 | 235
2019-10-12 17:00 | 305 | 295
2019-10-12 17:30 | 340 | 331
2019-10-12 18:00 | 367 | 348
2019-10-12 18:30 | 356 | 329
2019-10-12 19:00 | 378 | 351
2019-10-12 19:30 | 380 | 353
2019-10-12 20:00 | 373 | 344
2019-10-12 20:30 | 355 | 321
2019-10-12 21:00 | 363 | 330
2019-10-12 21:30 | 366 | 337
2019-10-12 22:00 | 371 | 350
2019-10-12 22:30 | 354 | 333
2019-10-12 23:00 | 341 | 319
2019-10-12 23:30 | 325 | 300
2019-10-13 | 316 | 288
2019-10-13 00:30 | 317 | 289
2019-10-13 01:00 | 301 | 270
2019-10-13 01:30 | 293 | 248
2019-10-13 02:00 | 285 | 239
2019-10-13 02:30 | 275 | 225
2019-10-13 03:00 | 267 | 215
2019-10-13 03:30 | 267 | 214
2019-10-13 04:00 | 268 | 214
2019-10-13 04:30 | 270 | 216
2019-10-13 05:00 | 263 | 206
2019-10-13 05:30 | 267 | 212
2019-10-13 06:00 | 273 | 215
2019-10-13 06:30 | 272 | 216
2019-10-13 07:00 | 246 | 190
2019-10-13 07:30 | 224 | 169
2019-10-13 08:00 | 218 | 176
2019-10-13 08:30 | 221 | 183
2019-10-13 09:00 | 183 | 142
2019-10-13 09:30 | 157 | 120
2019-10-13 10:00 | 150 | 112
2019-10-13 10:30 | 153 | 117
2019-10-13 11:00 | 161 | 125
2019-10-13 11:30 | 151 | 114
2019-10-13 12:00 | 166 | 132
2019-10-13 12:30 | 166 | 132
2019-10-13 13:00 | 171 | 139
2019-10-13 13:30 | 186 | 154
2019-10-13 14:00 | 184 | 152
2019-10-13 14:30 | 189 | 159
2019-10-13 15:00 | 178 | 148
2019-10-13 15:30 | 192 | 164
2019-10-13 16:00 | 214 | 189
2019-10-13 16:30 | 243 | 220
2019-10-13 17:00 | 294 | 276
2019-10-13 17:30 | 360 | 344
2019-10-13 18:00 | 393 | 374
2019-10-13 18:30 | 379 | 352
2019-10-13 19:00 | 393 | 370
2019-10-13 19:30 | 386 | 362
2019-10-13 20:00 | 391 | 373
2019-10-13 20:30 | 383 | 372
2019-10-13 21:00 | 352 | 338
2019-10-13 21:30 | 322 | 307
2019-10-13 22:00 | 304 | 283
2019-10-13 22:30 | 289 | 264
2019-10-13 23:00 | 274 | 246
2019-10-13 23:30 | 268 | 239
2019-10-14 | 272 | 240
2019-10-14 00:30 | 281 | 249
2019-10-14 01:00 | 300 | 267
2019-10-14 01:30 | 300 | 266
2019-10-14 02:00 | 295 | 260
2019-10-14 02:30 | 293 | 257
2019-10-14 03:00 | 292 | 257
2019-10-14 03:30 | 291 | 252
2019-10-14 04:00 | 289 | 238
2019-10-14 04:30 | 285 | 235
2019-10-14 05:00 | 287 | 240
2019-10-14 05:30 | 300 | 263
2019-10-14 06:00 | 281 | 242
2019-10-14 06:30 | 298 | 268
2019-10-14 07:00 | 286 | 259
2019-10-14 07:30 | 269 | 242
2019-10-14 08:00 | 256 | 237
2019-10-14 08:30 | 248 | 230
2019-10-14 09:00 | 237 | 219
2019-10-14 09:30 | 213 | 195
2019-10-14 10:00 | 210 | 192
2019-10-14 10:30 | 216 | 198
2019-10-14 11:00 | 207 | 189
2019-10-14 11:30 | 201 | 187
2019-10-14 12:00 | 198 | 185
2019-10-14 12:30 | 200 | 188
2019-10-14 13:00 | 199 | 186
2019-10-14 13:30 | 199 | 185
2019-10-14 14:00 | 201 | 188
2019-10-14 14:30 | 206 | 192
2019-10-14 15:00 | 221 | 208
2019-10-14 15:30 | 182 | 169
2019-10-14 16:00 | 181 | 168
2019-10-14 16:30 | 199 | 186
2019-10-14 17:00 | 238 | 226
2019-10-14 17:30 | 291 | 279
2019-10-14 18:00 | 303 | 282
2019-10-14 18:30 | 275 | 245
2019-10-14 19:00 | 290 | 265
2019-10-14 19:30 | 282 | 255
2019-10-14 20:00 | 274 | 249
2019-10-14 20:30 | 285 | 265
2019-10-14 21:00 | 278 | 260
2019-10-14 21:30 | 257 | 236
2019-10-14 22:00 | 245 | 221
2019-10-14 22:30 | 215 | 186
2019-10-14 23:00 | 186 | 150
2019-10-14 23:30 | 192 | 155
2019-10-15 | 292 | 261
2019-10-15 00:30 | 321 | 289
2019-10-15 01:00 | 292 | 263
2019-10-15 01:30 | 278 | 251
2019-10-15 02:00 | 273 | 245
2019-10-15 02:30 | 266 | 236
2019-10-15 03:00 | 263 | 232
2019-10-15 03:30 | 255 | 224
2019-10-15 04:00 | 257 | 227
2019-10-15 04:30 | 266 | 237
2019-10-15 05:00 | 272 | 245
2019-10-15 05:30 | 277 | 251
2019-10-15 06:00 | 258 | 217
2019-10-15 06:30 | 277 | 232
2019-10-15 07:00 | 276 | 233
2019-10-15 07:30 | 289 | 265
2019-10-15 08:00 | 287 | 276
2019-10-15 08:30 | 295 | 285
2019-10-15 09:00 | 277 | 267
2019-10-15 09:30 | 269 | 259
2019-10-15 10:00 | 226 | 216
2019-10-15 10:30 | 227 | 217
2019-10-15 11:00 | 221 | 211
2019-10-15 11:30 | 216 | 207
2019-10-15 12:00 | 169 | 162
2019-10-15 12:30 | 175 | 170
2019-10-15 13:00 | 272 | 267
2019-10-15 13:30 | 171 | 167
2019-10-15 14:00 | 156 | 151
2019-10-15 14:30 | 120 | 117
2019-10-15 15:00 | 116 | 112
2019-10-15 15:30 | 137 | 134
2019-10-15 16:00 | 152 | 148
2019-10-15 16:30 | 162 | 158
2019-10-15 17:00 | 179 | 174
2019-10-15 17:30 | 218 | 213
2019-10-15 18:00 | 251 | 240
2019-10-15 18:30 | 281 | 271
2019-10-15 19:00 | 298 | 290
2019-10-15 19:30 | 300 | 291
2019-10-15 20:00 | 287 | 277
2019-10-15 20:30 | 264 | 253
2019-10-15 21:00 | 232 | 219
2019-10-15 21:30 | 211 | 196
2019-10-15 22:00 | 188 | 169
2019-10-15 22:30 | 154 | 107
2019-10-15 23:00 | 191 | 155
2019-10-15 23:30 | 189 | 149
2019-10-16 | 186 | 148
2019-10-16 00:30 | 201 | 172
2019-10-16 01:00 | 286 | 262
2019-10-16 01:30 | 292 | 257
2019-10-16 02:00 | 299 | 272
2019-10-16 02:30 | 296 | 268
2019-10-16 03:00 | 290 | 262
2019-10-16 03:30 | 289 | 261
2019-10-16 04:00 | 288 | 259
2019-10-16 04:30 | 289 | 262
2019-10-16 05:00 | 297 | 270
2019-10-16 05:30 | 300 | 274
2019-10-16 06:00 | 273 | 233
2019-10-16 06:30 | 276 | 245
2019-10-16 07:00 | 237 | 203
2019-10-16 07:30 | 216 | 182
2019-10-16 08:00 | 223 | 208
2019-10-16 08:30 | 235 | 225
2019-10-16 09:00 | 205 | 195
2019-10-16 09:30 | 188 | 178
2019-10-16 10:00 | 171 | 161
2019-10-16 10:30 | 165 | 156
2019-10-16 11:00 | 162 | 153
2019-10-16 11:30 | 162 | 153
2019-10-16 12:00 | 170 | 161
2019-10-16 12:30 | 177 | 169
2019-10-16 13:00 | 168 | 160
2019-10-16 13:30 | 166 | 158
2019-10-16 14:00 | 164 | 156
2019-10-16 14:30 | 183 | 177
2019-10-16 15:00 | 189 | 182
2019-10-16 15:30 | 131 | 123
2019-10-16 16:00 | 98 | 90
2019-10-16 16:30 | 143 | 132
2019-10-16 17:00 | 171 | 163
2019-10-16 17:30 | 234 | 227
2019-10-16 18:00 | 274 | 267
2019-10-16 18:30 | 277 | 271
2019-10-16 19:00 | 265 | 257
2019-10-16 19:30 | 282 | 276
2019-10-16 20:00 | 283 | 276
2019-10-16 20:30 | 271 | 263
2019-10-16 21:00 | 248 | 239
2019-10-16 21:30 | 229 | 218
2019-10-16 22:00 | 227 | 214
2019-10-16 22:30 | 233 | 217
2019-10-16 23:00 | 236 | 219
2019-10-16 23:30 | 223 | 205
2019-10-17 | 307 | 291
2019-10-17 00:30 | 341 | 324
2019-10-17 01:00 | 322 | 303
2019-10-17 01:30 | 317 | 295
2019-10-17 02:00 | 309 | 286
2019-10-17 02:30 | 307 | 284
2019-10-17 03:00 | 307 | 285
2019-10-17 03:30 | 307 | 285
2019-10-17 04:00 | 308 | 285
2019-10-17 04:30 | 309 | 287
2019-10-17 05:00 | 311 | 290
2019-10-17 05:30 | 327 | 307
2019-10-17 06:00 | 333 | 314
2019-10-17 06:30 | 293 | 265
2019-10-17 07:00 | 276 | 250
2019-10-17 07:30 | 304 | 292
2019-10-17 08:00 | 304 | 297
2019-10-17 08:30 | 272 | 266
2019-10-17 09:00 | 283 | 277
2019-10-17 09:30 | 260 | 254
2019-10-17 10:00 | 206 | 200
2019-10-17 10:30 | 214 | 208
2019-10-17 11:00 | 191 | 185
2019-10-17 11:30 | 177 | 172
2019-10-17 12:00 | 184 | 179
2019-10-17 12:30 | 178 | 174
2019-10-17 13:00 | 179 | 174
2019-10-17 13:30 | 163 | 159
2019-10-17 14:00 | 176 | 171
2019-10-17 14:30 | 184 | 179
2019-10-17 15:00 | 199 | 192
2019-10-17 15:30 | 207 | 202
2019-10-17 16:00 | 166 | 161
2019-10-17 16:30 | 192 | 185
2019-10-17 17:00 | 205 | 200
2019-10-17 17:30 | 231 | 226
2019-10-17 18:00 | 231 | 220
2019-10-17 18:30 | 239 | 224
2019-10-17 19:00 | 256 | 243
2019-10-17 19:30 | 250 | 236
2019-10-17 20:00 | 241 | 225
2019-10-17 20:30 | 240 | 223
2019-10-17 21:00 | 227 | 209
2019-10-17 21:30 | 245 | 232
2019-10-17 22:00 | 240 | 227
2019-10-17 22:30 | 241 | 223
2019-10-17 23:00 | 252 | 233
2019-10-17 23:30 | 240 | 221
2019-10-18 | 324 | 307
2019-10-18 00:30 | 361 | 345
2019-10-18 01:00 | 351 | 334
2019-10-18 01:30 | 336 | 319
2019-10-18 02:00 | 325 | 308
2019-10-18 02:30 | 324 | 306
2019-10-18 03:00 | 327 | 308
2019-10-18 03:30 | 348 | 329
2019-10-18 04:00 | 341 | 322
2019-10-18 04:30 | 350 | 332
2019-10-18 05:00 | 346 | 328
2019-10-18 05:30 | 354 | 337
2019-10-18 06:00 | 349 | 330
2019-10-18 06:30 | 320 | 293
2019-10-18 07:00 | 328 | 305
2019-10-18 07:30 | 336 | 322
2019-10-18 08:00 | 336 | 328
2019-10-18 08:30 | 356 | 351
2019-10-18 09:00 | 353 | 350
2019-10-18 09:30 | 361 | 359
2019-10-18 10:00 | 328 | 327
2019-10-18 10:30 | 263 | 259
2019-10-18 11:00 | 278 | 275
2019-10-18 11:30 | 266 | 264
2019-10-18 12:00 | 246 | 241
2019-10-18 12:30 | 216 | 209
2019-10-18 13:00 | 206 | 199
2019-10-18 13:30 | 217 | 212
2019-10-18 14:00 | 210 | 207
2019-10-18 14:30 | 216 | 213
2019-10-18 15:00 | 241 | 238
2019-10-18 15:30 | 258 | 255
2019-10-18 16:00 | 222 | 218
2019-10-18 16:30 | 243 | 239
2019-10-18 17:00 | 226 | 222
2019-10-18 17:30 | 229 | 217
2019-10-18 18:00 | 259 | 244
2019-10-18 18:30 | 270 | 254
2019-10-18 19:00 | 293 | 281
2019-10-18 19:30 | 278 | 263
2019-10-18 20:00 | 264 | 249
2019-10-18 20:30 | 249 | 232
2019-10-18 21:00 | 248 | 231
2019-10-18 21:30 | 255 | 240
2019-10-18 22:00 | 236 | 219
2019-10-18 22:30 | 222 | 202
2019-10-18 23:00 | 210 | 188
2019-10-18 23:30 | 213 | 190
2019-10-19 | 209 | 189
2019-10-19 00:30 | 208 | 191
2019-10-19 01:00 | 312 | 297
2019-10-19 01:30 | 330 | 314
2019-10-19 02:00 | 332 | 313
2019-10-19 02:30 | 339 | 320
2019-10-19 03:00 | 336 | 317
2019-10-19 03:30 | 352 | 336
2019-10-19 04:00 | 369 | 357
2019-10-19 04:30 | 346 | 333
2019-10-19 05:00 | 321 | 307
2019-10-19 05:30 | 324 | 311
2019-10-19 06:00 | 346 | 334
2019-10-19 06:30 | 337 | 325
2019-10-19 07:00 | 300 | 289
2019-10-19 07:30 | 271 | 262
2019-10-19 08:00 | 268 | 260
2019-10-19 08:30 | 238 | 231
2019-10-19 09:00 | 216 | 210
2019-10-19 09:30 | 203 | 197
2019-10-19 10:00 | 198 | 192
2019-10-19 10:30 | 192 | 187
2019-10-19 11:00 | 185 | 180
2019-10-19 11:30 | 188 | 183
2019-10-19 12:00 | 182 | 177
2019-10-19 12:30 | 179 | 173
2019-10-19 13:00 | 158 | 151
2019-10-19 13:30 | 155 | 147
2019-10-19 14:00 | 144 | 129
2019-10-19 14:30 | 155 | 139
2019-10-19 15:00 | 165 | 150
2019-10-19 15:30 | 184 | 168
2019-10-19 16:00 | 223 | 209
2019-10-19 16:30 | 261 | 247
2019-10-19 17:00 | 302 | 290
2019-10-19 17:30 | 349 | 337
2019-10-19 18:00 | 414 | 404
2019-10-19 18:30 | 426 | 415
2019-10-19 19:00 | 403 | 392
2019-10-19 19:30 | 397 | 384
2019-10-19 20:00 | 387 | 374
2019-10-19 20:30 | 372 | 359
2019-10-19 21:00 | 391 | 379
2019-10-19 21:30 | 403 | 395
2019-10-19 22:00 | 420 | 414
2019-10-19 22:30 | 421 | 414
2019-10-19 23:00 | 413 | 406
2019-10-19 23:30 | 395 | 384
2019-10-20 | 380 | 368
2019-10-20 00:30 | 382 | 369
2019-10-20 01:00 | 361 | 346
2019-10-20 01:30 | 345 | 327
2019-10-20 02:00 | 333 | 314
2019-10-20 02:30 | 323 | 303
2019-10-20 03:00 | 312 | 291
2019-10-20 03:30 | 300 | 278
2019-10-20 04:00 | 304 | 282
2019-10-20 04:30 | 296 | 272
2019-10-20 05:00 | 284 | 260
2019-10-20 05:30 | 272 | 246
2019-10-20 06:00 | 274 | 248
2019-10-20 06:30 | 248 | 223
2019-10-20 07:00 | 206 | 182
2019-10-20 07:30 | 179 | 154
2019-10-20 08:00 | 153 | 128
2019-10-20 08:30 | 141 | 117
2019-10-20 09:00 | 131 | 108
2019-10-20 09:30 | 130 | 108
2019-10-20 10:00 | 124 | 102
2019-10-20 10:30 | 96 | 72
2019-10-20 11:00 | 83 | 59
2019-10-20 11:30 | 92 | 72
2019-10-20 12:00 | 102 | 84
2019-10-20 12:30 | 117 | 101
2019-10-20 13:00 | 135 | 120
2019-10-20 13:30 | 137 | 122
2019-10-20 14:00 | 147 | 134
2019-10-20 14:30 | 168 | 157
2019-10-20 15:00 | 202 | 192
2019-10-20 15:30 | 223 | 214
2019-10-20 16:00 | 238 | 232
2019-10-20 16:30 | 255 | 249
2019-10-20 17:00 | 291 | 285
2019-10-20 17:30 | 351 | 347
2019-10-20 18:00 | 390 | 383
2019-10-20 18:30 | 366 | 353
2019-10-20 19:00 | 373 | 362
2019-10-20 19:30 | 369 | 358
2019-10-20 20:00 | 350 | 338
2019-10-20 20:30 | 322 | 308
2019-10-20 21:00 | 330 | 316
2019-10-20 21:30 | 336 | 320
2019-10-20 22:00 | 326 | 308
2019-10-20 22:30 | 337 | 326
2019-10-20 23:00 | 317 | 305
2019-10-20 23:30 | 314 | 300
2019-10-21 | 304 | 289
2019-10-21 00:30 | 317 | 302
2019-10-21 01:00 | 288 | 272
2019-10-21 01:30 | 265 | 246
2019-10-21 02:00 | 258 | 237
2019-10-21 02:30 | 261 | 240
2019-10-21 03:00 | 260 | 238
2019-10-21 03:30 | 254 | 232
2019-10-21 04:00 | 251 | 229
2019-10-21 04:30 | 263 | 242
2019-10-21 05:00 | 267 | 247
2019-10-21 05:30 | 275 | 256
2019-10-21 06:00 | 297 | 280
2019-10-21 06:30 | 362 | 350
2019-10-21 07:00 | 349 | 338
2019-10-21 07:30 | 318 | 310
2019-10-21 08:00 | 285 | 280
2019-10-21 08:30 | 277 | 274
2019-10-21 09:00 | 259 | 256
2019-10-21 09:30 | 248 | 246
2019-10-21 10:00 | 256 | 250
2019-10-21 10:30 | 273 | 263
2019-10-21 11:00 | 273 | 264
2019-10-21 11:30 | 260 | 250
2019-10-21 12:00 | 294 | 284
2019-10-21 12:30 | 296 | 285
2019-10-21 13:00 | 284 | 272
2019-10-21 13:30 | 299 | 287
2019-10-21 14:00 | 272 | 261
2019-10-21 14:30 | 286 | 275
2019-10-21 15:00 | 327 | 316
2019-10-21 15:30 | 311 | 299
2019-10-21 16:00 | 338 | 326
2019-10-21 16:30 | 320 | 307
2019-10-21 17:00 | 293 | 280
2019-10-21 17:30 | 327 | 311
2019-10-21 18:00 | 356 | 336
2019-10-21 18:30 | 347 | 319
2019-10-21 19:00 | 361 | 334
2019-10-21 19:30 | 356 | 328
2019-10-21 20:00 | 327 | 293
2019-10-21 20:30 | 316 | 281
2019-10-21 21:00 | 323 | 295
2019-10-21 21:30 | 301 | 270
2019-10-21 22:00 | 281 | 247
2019-10-21 22:30 | 258 | 225
2019-10-21 23:00 | 258 | 228
2019-10-21 23:30 | 251 | 218
2019-10-22 | 340 | 311
2019-10-22 00:30 | 376 | 347
2019-10-22 01:00 | 360 | 329
2019-10-22 01:30 | 358 | 325
2019-10-22 02:00 | 351 | 318
2019-10-22 02:30 | 349 | 314
2019-10-22 03:00 | 342 | 305
2019-10-22 03:30 | 344 | 307
2019-10-22 04:00 | 349 | 312
2019-10-22 04:30 | 351 | 310
2019-10-22 05:00 | 343 | 299
2019-10-22 05:30 | 349 | 304
2019-10-22 06:00 | 345 | 290
2019-10-22 06:30 | 357 | 322
2019-10-22 07:00 | 347 | 324
2019-10-22 07:30 | 317 | 299
2019-10-22 08:00 | 297 | 279
2019-10-22 08:30 | 280 | 267
2019-10-22 09:00 | 266 | 253
2019-10-22 09:30 | 265 | 252
2019-10-22 10:00 | 248 | 232
2019-10-22 10:30 | 239 | 222
2019-10-22 11:00 | 235 | 217
2019-10-22 11:30 | 240 | 221
2019-10-22 12:00 | 253 | 235
2019-10-22 12:30 | 241 | 223
2019-10-22 13:00 | 203 | 182
2019-10-22 13:30 | 213 | 193
2019-10-22 14:00 | 222 | 203
2019-10-22 14:30 | 233 | 213
2019-10-22 15:00 | 242 | 223
2019-10-22 15:30 | 198 | 177
2019-10-22 16:00 | 208 | 188
2019-10-22 16:30 | 197 | 177
2019-10-22 17:00 | 238 | 220
2019-10-22 17:30 | 285 | 267
2019-10-22 18:00 | 319 | 303
2019-10-22 18:30 | 298 | 272
2019-10-22 19:00 | 315 | 292
2019-10-22 19:30 | 333 | 316
2019-10-22 20:00 | 323 | 306
2019-10-22 20:30 | 279 | 258
2019-10-22 21:00 | 261 | 238
2019-10-22 21:30 | 247 | 219
2019-10-22 22:00 | 202 | 167
2019-10-22 22:30 | 175 | 138
2019-10-22 23:00 | 178 | 139
2019-10-22 23:30 | 158 | 121
2019-10-23 | 239 | 218
2019-10-23 00:30 | 269 | 249
2019-10-23 01:00 | 254 | 231
2019-10-23 01:30 | 244 | 221
2019-10-23 02:00 | 238 | 214
2019-10-23 02:30 | 235 | 210
2019-10-23 03:00 | 232 | 206
2019-10-23 03:30 | 232 | 206
2019-10-23 04:00 | 233 | 206
2019-10-23 04:30 | 229 | 202
2019-10-23 05:00 | 230 | 203
2019-10-23 05:30 | 243 | 218
2019-10-23 06:00 | 251 | 227
2019-10-23 06:30 | 260 | 241
2019-10-23 07:00 | 246 | 229
2019-10-23 07:30 | 249 | 235
2019-10-23 08:00 | 216 | 208
2019-10-23 08:30 | 228 | 222
2019-10-23 09:00 | 252 | 248
2019-10-23 09:30 | 277 | 273
2019-10-23 10:00 | 235 | 226
2019-10-23 10:30 | 232 | 222
2019-10-23 11:00 | 227 | 216
2019-10-23 11:30 | 214 | 202
2019-10-23 12:00 | 225 | 214
2019-10-23 12:30 | 229 | 219
2019-10-23 13:00 | 201 | 190
2019-10-23 13:30 | 228 | 218
2019-10-23 14:00 | 189 | 177
2019-10-23 14:30 | 187 | 174
2019-10-23 15:00 | 193 | 179
2019-10-23 15:30 | 193 | 178
2019-10-23 16:00 | 184 | 169
2019-10-23 16:30 | 206 | 193
2019-10-23 17:00 | 190 | 175
2019-10-23 17:30 | 190 | 168
2019-10-23 18:00 | 208 | 185
2019-10-23 18:30 | 239 | 207
2019-10-23 19:00 | 244 | 215
2019-10-23 19:30 | 236 | 208
2019-10-23 20:00 | 218 | 185
2019-10-23 20:30 | 202 | 164
2019-10-23 21:00 | 192 | 151
2019-10-23 21:30 | 188 | 144
2019-10-23 22:00 | 188 | 157
2019-10-23 22:30 | 168 | 131
2019-10-23 23:00 | 176 | 138
2019-10-23 23:30 | 179 | 140
2019-10-24 | 163 | 125
2019-10-24 00:30 | 175 | 139
2019-10-24 01:00 | 165 | 125
2019-10-24 01:30 | 254 | 223
2019-10-24 02:00 | 272 | 240
2019-10-24 02:30 | 260 | 230
2019-10-24 03:00 | 244 | 215
2019-10-24 03:30 | 243 | 214
2019-10-24 04:00 | 244 | 215
2019-10-24 04:30 | 248 | 220
2019-10-24 05:00 | 248 | 222
2019-10-24 05:30 | 258 | 234
2019-10-24 06:00 | 265 | 241
2019-10-24 06:30 | 266 | 244
2019-10-24 07:00 | 264 | 246
2019-10-24 07:30 | 238 | 222
2019-10-24 08:00 | 190 | 175
2019-10-24 08:30 | 162 | 145
2019-10-24 09:00 | 174 | 158
2019-10-24 09:30 | 200 | 186
2019-10-24 10:00 | 200 | 184
2019-10-24 10:30 | 207 | 193
2019-10-24 11:00 | 221 | 211
2019-10-24 11:30 | 197 | 187
2019-10-24 12:00 | 210 | 200
2019-10-24 12:30 | 189 | 179
2019-10-24 13:00 | 177 | 166
2019-10-24 13:30 | 176 | 165
2019-10-24 14:00 | 169 | 157
2019-10-24 14:30 | 162 | 151
2019-10-24 15:00 | 162 | 150
2019-10-24 15:30 | 169 | 155
2019-10-24 16:00 | 141 | 123
2019-10-24 16:30 | 84 | 43
2019-10-24 17:00 | 128 | 97
2019-10-24 17:30 | 170 | 143
2019-10-24 18:00 | 186 | 160
2019-10-24 18:30 | 221 | 185
2019-10-24 19:00 | 225 | 193
2019-10-24 19:30 | 222 | 189
2019-10-24 20:00 | 210 | 175
2019-10-24 20:30 | 188 | 156
2019-10-24 21:00 | 176 | 142
2019-10-24 21:30 | 163 | 123
2019-10-24 22:00 | 139 | 96
2019-10-24 22:30 | 170 | 145
2019-10-24 23:00 | 181 | 156
2019-10-24 23:30 | 166 | 138
2019-10-25 | 252 | 230
2019-10-25 00:30 | 287 | 267
2019-10-25 01:00 | 275 | 253
2019-10-25 01:30 | 263 | 239
2019-10-25 02:00 | 258 | 234
2019-10-25 02:30 | 253 | 228
2019-10-25 03:00 | 245 | 219
2019-10-25 03:30 | 238 | 211
2019-10-25 04:00 | 244 | 218
2019-10-25 04:30 | 255 | 229
2019-10-25 05:00 | 267 | 245
2019-10-25 05:30 | 282 | 262
2019-10-25 06:00 | 291 | 271
2019-10-25 06:30 | 301 | 284
2019-10-25 07:00 | 289 | 274
2019-10-25 07:30 | 268 | 256
2019-10-25 08:00 | 229 | 219
2019-10-25 08:30 | 225 | 211
2019-10-25 09:00 | 209 | 195
2019-10-25 09:30 | 192 | 178
2019-10-25 10:00 | 194 | 181
2019-10-25 10:30 | 199 | 186
2019-10-25 11:00 | 192 | 178
2019-10-25 11:30 | 182 | 168
2019-10-25 12:00 | 209 | 195
2019-10-25 12:30 | 214 | 200
2019-10-25 13:00 | 256 | 243
2019-10-25 13:30 | 234 | 219
2019-10-25 14:00 | 208 | 193
2019-10-25 14:30 | 277 | 264
2019-10-25 15:00 | 284 | 271
2019-10-25 15:30 | 264 | 251
2019-10-25 16:00 | 278 | 265
2019-10-25 16:30 | 312 | 300
2019-10-25 17:00 | 334 | 323
2019-10-25 17:30 | 311 | 294
2019-10-25 18:00 | 300 | 282
2019-10-25 18:30 | 323 | 305
2019-10-25 19:00 | 347 | 330
2019-10-25 19:30 | 349 | 331
2019-10-25 20:00 | 323 | 303
2019-10-25 20:30 | 304 | 281
2019-10-25 21:00 | 283 | 254
2019-10-25 21:30 | 277 | 248
2019-10-25 22:00 | 265 | 236
2019-10-25 22:30 | 253 | 222
2019-10-25 23:00 | 273 | 253
2019-10-25 23:30 | 255 | 237
2019-10-26 | 270 | 253
2019-10-26 00:30 | 298 | 281
2019-10-26 01:00 | 280 | 262
2019-10-26 01:30 | 275 | 255
2019-10-26 02:00 | 261 | 239
2019-10-26 02:30 | 256 | 229
2019-10-26 03:00 | 262 | 233
2019-10-26 03:30 | 256 | 226
2019-10-26 04:00 | 255 | 226
2019-10-26 04:30 | 255 | 227
2019-10-26 05:00 | 276 | 249
2019-10-26 05:30 | 274 | 247
2019-10-26 06:00 | 286 | 259
2019-10-26 06:30 | 278 | 254
2019-10-26 07:00 | 230 | 205
2019-10-26 07:30 | 210 | 187
2019-10-26 08:00 | 226 | 206
2019-10-26 08:30 | 189 | 169
2019-10-26 09:00 | 169 | 155
2019-10-26 09:30 | 166 | 154
2019-10-26 10:00 | 163 | 152
2019-10-26 10:30 | 144 | 133
2019-10-26 11:00 | 145 | 133
2019-10-26 11:30 | 154 | 143
2019-10-26 12:00 | 162 | 151
2019-10-26 12:30 | 182 | 171
2019-10-26 13:00 | 186 | 175
2019-10-26 13:30 | 176 | 164
2019-10-26 14:00 | 196 | 184
2019-10-26 14:30 | 231 | 218
2019-10-26 15:00 | 232 | 218
2019-10-26 15:30 | 235 | 218
2019-10-26 16:00 | 229 | 211
2019-10-26 16:30 | 245 | 229
2019-10-26 17:00 | 268 | 252
2019-10-26 17:30 | 323 | 307
2019-10-26 18:00 | 366 | 351
2019-10-26 18:30 | 386 | 371
2019-10-26 19:00 | 390 | 376
2019-10-26 19:30 | 383 | 369
2019-10-26 20:00 | 372 | 357
2019-10-26 20:30 | 352 | 334
2019-10-26 21:00 | 353 | 341
2019-10-26 21:30 | 340 | 329
2019-10-26 22:00 | 319 | 307
2019-10-26 22:30 | 334 | 321
2019-10-26 23:00 | 325 | 311
2019-10-26 23:30 | 310 | 295
2019-10-27 | 309 | 292
2019-10-27 00:30 | 311 | 294
2019-10-27 01:00 | 310 | 291
2019-10-27 01:30 | 308 | 289
2019-10-27 02:00 | 301 | 280
2019-10-27 02:30 | 289 | 270
2019-10-27 03:00 | 291 | 272
2019-10-27 03:30 | 290 | 270
2019-10-27 04:00 | 288 | 265
2019-10-27 04:30 | 288 | 263
2019-10-27 05:00 | 275 | 249
2019-10-27 05:30 | 288 | 263
2019-10-27 06:00 | 276 | 249
2019-10-27 06:30 | 269 | 244
2019-10-27 07:00 | 240 | 214
2019-10-27 07:30 | 219 | 193
2019-10-27 08:00 | 227 | 203
2019-10-27 08:30 | 228 | 207
2019-10-27 09:00 | 214 | 193
2019-10-27 09:30 | 215 | 195
2019-10-27 10:00 | 201 | 181
2019-10-27 10:30 | 188 | 167
2019-10-27 11:00 | 171 | 150
2019-10-27 11:30 | 165 | 145
2019-10-27 12:00 | 170 | 149
2019-10-27 12:30 | 159 | 138
2019-10-27 13:00 | 161 | 140
2019-10-27 13:30 | 146 | 130
2019-10-27 14:00 | 153 | 139
2019-10-27 14:30 | 155 | 141
2019-10-27 15:00 | 177 | 165
2019-10-27 15:30 | 187 | 175
2019-10-27 16:00 | 212 | 201
2019-10-27 16:30 | 226 | 216
2019-10-27 17:00 | 275 | 266
2019-10-27 17:30 | 347 | 339
2019-10-27 18:00 | 366 | 355
2019-10-27 18:30 | 373 | 360
2019-10-27 19:00 | 397 | 385
2019-10-27 19:30 | 400 | 389
2019-10-27 20:00 | 379 | 367
2019-10-27 20:30 | 351 | 337
2019-10-27 21:00 | 306 | 289
2019-10-27 21:30 | 279 | 256
2019-10-27 22:00 | 271 | 245
2019-10-27 22:30 | 252 | 221
2019-10-27 23:00 | 229 | 196
2019-10-27 23:30 | 269 | 251
2019-10-28 | 283 | 264
2019-10-28 00:30 | 296 | 278
2019-10-28 01:00 | 278 | 257
2019-10-28 01:30 | 259 | 237
2019-10-28 02:00 | 255 | 232
2019-10-28 02:30 | 254 | 230
2019-10-28 03:00 | 250 | 226
2019-10-28 03:30 | 242 | 216
2019-10-28 04:00 | 238 | 213
2019-10-28 04:30 | 249 | 225
2019-10-28 05:00 | 255 | 226
2019-10-28 05:30 | 249 | 212
2019-10-28 06:00 | 243 | 205
2019-10-28 06:30 | 239 | 205
2019-10-28 07:00 | 224 | 192
2019-10-28 07:30 | 253 | 235
2019-10-28 08:00 | 242 | 231
2019-10-28 08:30 | 231 | 223
2019-10-28 09:00 | 208 | 200
2019-10-28 09:30 | 196 | 190
2019-10-28 10:00 | 198 | 192
2019-10-28 10:30 | 196 | 189
2019-10-28 11:00 | 200 | 194
2019-10-28 11:30 | 198 | 192
2019-10-28 12:00 | 199 | 193
2019-10-28 12:30 | 209 | 203
2019-10-28 13:00 | 233 | 226
2019-10-28 13:30 | 179 | 173
2019-10-28 14:00 | 187 | 181
2019-10-28 14:30 | 200 | 194
2019-10-28 15:00 | 203 | 196
2019-10-28 15:30 | 169 | 162
2019-10-28 16:00 | 159 | 150
2019-10-28 16:30 | 158 | 143
2019-10-28 17:00 | 193 | 178
2019-10-28 17:30 | 207 | 191
2019-10-28 18:00 | 237 | 222
2019-10-28 18:30 | 257 | 240
2019-10-28 19:00 | 276 | 262
2019-10-28 19:30 | 272 | 258
2019-10-28 20:00 | 253 | 236
2019-10-28 20:30 | 259 | 246
2019-10-28 21:00 | 239 | 226
2019-10-28 21:30 | 208 | 193
2019-10-28 22:00 | 204 | 187
2019-10-28 22:30 | 174 | 152
2019-10-28 23:00 | 153 | 127
2019-10-28 23:30 | 146 | 119
2019-10-29 | 237 | 212
2019-10-29 00:30 | 271 | 244
2019-10-29 01:00 | 261 | 233
2019-10-29 01:30 | 251 | 222
2019-10-29 02:00 | 245 | 214
2019-10-29 02:30 | 250 | 220
2019-10-29 03:00 | 268 | 238
2019-10-29 03:30 | 268 | 237
2019-10-29 04:00 | 254 | 221
2019-10-29 04:30 | 253 | 220
2019-10-29 05:00 | 260 | 229
2019-10-29 05:30 | 275 | 245
2019-10-29 06:00 | 256 | 208
2019-10-29 06:30 | 273 | 241
2019-10-29 07:00 | 269 | 249
2019-10-29 07:30 | 270 | 252
2019-10-29 08:00 | 259 | 243
2019-10-29 08:30 | 234 | 219
2019-10-29 09:00 | 225 | 216
2019-10-29 09:30 | 194 | 186
2019-10-29 10:00 | 125 | 111
2019-10-29 10:30 | 116 | 101
2019-10-29 11:00 | 95 | 79
2019-10-29 11:30 | 99 | 83
2019-10-29 12:00 | 125 | 111
2019-10-29 12:30 | 116 | 100
2019-10-29 13:00 | 139 | 124
2019-10-29 13:30 | 153 | 138
2019-10-29 14:00 | 154 | 140
2019-10-29 14:30 | 162 | 150
2019-10-29 15:00 | 169 | 157
2019-10-29 15:30 | 143 | 129
2019-10-29 16:00 | 130 | 107
2019-10-29 16:30 | 111 | 79
2019-10-29 17:00 | 152 | 128
2019-10-29 17:30 | 156 | 130
2019-10-29 18:00 | 190 | 167
2019-10-29 18:30 | 206 | 172
2019-10-29 19:00 | 202 | 165
2019-10-29 19:30 | 196 | 162
2019-10-29 20:00 | 184 | 148
2019-10-29 20:30 | 187 | 154
2019-10-29 21:00 | 184 | 154
2019-10-29 21:30 | 173 | 155
2019-10-29 22:00 | 130 | 111
2019-10-29 22:30 | 100 | 74
2019-10-29 23:00 | 93 | 61
2019-10-29 23:30 | 72 | 22
2019-10-30 | 168 | 145
2019-10-30 00:30 | 219 | 198
2019-10-30 01:00 | 200 | 178
2019-10-30 01:30 | 190 | 166
2019-10-30 02:00 | 185 | 159
2019-10-30 02:30 | 188 | 162
2019-10-30 03:00 | 183 | 158
2019-10-30 03:30 | 178 | 152
2019-10-30 04:00 | 172 | 145
2019-10-30 04:30 | 180 | 155
2019-10-30 05:00 | 189 | 164
2019-10-30 05:30 | 186 | 147
2019-10-30 06:00 | 188 | 142
2019-10-30 06:30 | 188 | 145
2019-10-30 07:00 | 190 | 152
2019-10-30 07:30 | 140 | 102
2019-10-30 08:00 | 115 | 79
2019-10-30 08:30 | 103 | 79
2019-10-30 09:00 | 75 | 49
2019-10-30 09:30 | 62 | 34
2019-10-30 10:00 | 63 | 40
2019-10-30 10:30 | 42 | 7
2019-10-30 11:00 | 94 | 79
2019-10-30 11:30 | 100 | 86
2019-10-30 12:00 | 128 | 115
2019-10-30 12:30 | 120 | 107
2019-10-30 13:00 | 117 | 104
2019-10-30 13:30 | 116 | 102
2019-10-30 14:00 | 130 | 116
2019-10-30 14:30 | 122 | 103
2019-10-30 15:00 | 103 | 82
2019-10-30 15:30 | 173 | 163
2019-10-30 16:00 | 160 | 149
2019-10-30 16:30 | 133 | 119
2019-10-30 17:00 | 197 | 186
2019-10-30 17:30 | 204 | 194
2019-10-30 18:00 | 235 | 226
2019-10-30 18:30 | 207 | 193
2019-10-30 19:00 | 179 | 160
2019-10-30 19:30 | 191 | 173
2019-10-30 20:00 | 193 | 175
2019-10-30 20:30 | 177 | 157
2019-10-30 21:00 | 165 | 143
2019-10-30 21:30 | 195 | 181
2019-10-30 22:00 | 206 | 188
2019-10-30 22:30 | 214 | 196
2019-10-30 23:00 | 231 | 214
2019-10-30 23:30 | 237 | 223
2019-10-31 | 226 | 211
2019-10-31 00:30 | 241 | 226
2019-10-31 01:00 | 330 | 317
2019-10-31 01:30 | 344 | 334
2019-10-31 02:00 | 338 | 327
2019-10-31 02:30 | 334 | 322
2019-10-31 03:00 | 338 | 325
2019-10-31 03:30 | 310 | 284
2019-10-31 04:00 | 307 | 278
2019-10-31 04:30 | 309 | 283
2019-10-31 05:00 | 312 | 286
2019-10-31 05:30 | 325 | 302
2019-10-31 06:00 | 247 | 221
2019-10-31 06:30 | 216 | 201
2019-10-31 07:00 | 211 | 204
2019-10-31 07:30 | 207 | 203
2019-10-31 08:00 | 290 | 286
2019-10-31 08:30 | 282 | 279
2019-10-31 09:00 | 288 | 286
2019-10-31 09:30 | 333 | 329
2019-10-31 10:00 | 339 | 329
2019-10-31 10:30 | 352 | 342
2019-10-31 11:00 | 327 | 315
2019-10-31 11:30 | 283 | 265
2019-10-31 12:00 | 324 | 309
2019-10-31 12:30 | 303 | 288
2019-10-31 13:00 | 327 | 312
2019-10-31 13:30 | 270 | 252
2019-10-31 14:00 | 272 | 253
2019-10-31 14:30 | 305 | 288
2019-10-31 15:00 | 243 | 223
2019-10-31 15:30 | 151 | 103
2019-10-31 16:00 | 152 | 95
2019-10-31 16:30 | 164 | 114
2019-10-31 17:00 | 189 | 142
2019-10-31 17:30 | 235 | 193
2019-10-31 18:00 | 269 | 231
2019-10-31 18:30 | 287 | 251
2019-10-31 19:00 | 312 | 291
2019-10-31 19:30 | 287 | 266
2019-10-31 20:00 | 258 | 233
2019-10-31 20:30 | 229 | 207
2019-10-31 21:00 | 234 | 211
2019-10-31 21:30 | 251 | 228
2019-10-31 22:00 | 307 | 285
2019-10-31 22:30 | 259 | 231
2019-10-31 23:00 | 254 | 224
2019-10-31 23:30 | 222 | 192
2019-11-01 | 294 | 267
2019-11-01 00:30 | 329 | 302
2019-11-01 01:00 | 310 | 280
2019-11-01 01:30 | 316 | 285
2019-11-01 02:00 | 310 | 278
2019-11-01 02:30 | 305 | 273
2019-11-01 03:00 | 309 | 276
2019-11-01 03:30 | 326 | 294
2019-11-01 04:00 | 320 | 288
2019-11-01 04:30 | 332 | 301
2019-11-01 05:00 | 331 | 299
2019-11-01 05:30 | 335 | 306
2019-11-01 06:00 | 332 | 304
2019-11-01 06:30 | 334 | 309
2019-11-01 07:00 | 338 | 315
2019-11-01 07:30 | 349 | 330
2019-11-01 08:00 | 349 | 331
2019-11-01 08:30 | 311 | 293
2019-11-01 09:00 | 266 | 245
2019-11-01 09:30 | 268 | 250
2019-11-01 10:00 | 281 | 262
2019-11-01 10:30 | 223 | 203
2019-11-01 11:00 | 211 | 189
2019-11-01 11:30 | 201 | 179
2019-11-01 12:00 | 230 | 211
2019-11-01 12:30 | 220 | 206
2019-11-01 13:00 | 221 | 206
2019-11-01 13:30 | 220 | 205
2019-11-01 14:00 | 168 | 152
2019-11-01 14:30 | 109 | 91
2019-11-01 15:00 | 105 | 87
2019-11-01 15:30 | 145 | 126
2019-11-01 16:00 | 156 | 135
2019-11-01 16:30 | 119 | 84
2019-11-01 17:00 | 144 | 111
2019-11-01 17:30 | 166 | 125
2019-11-01 18:00 | 190 | 144
2019-11-01 18:30 | 200 | 149
2019-11-01 19:00 | 216 | 170
2019-11-01 19:30 | 241 | 213
2019-11-01 20:00 | 267 | 241
2019-11-01 20:30 | 253 | 226
2019-11-01 21:00 | 232 | 202
2019-11-01 21:30 | 250 | 220
2019-11-01 22:00 | 279 | 249
2019-11-01 22:30 | 256 | 223
2019-11-01 23:00 | 244 | 208
2019-11-01 23:30 | 254 | 217
2019-11-02 | 246 | 208
2019-11-02 00:30 | 315 | 283
2019-11-02 01:00 | 308 | 276
2019-11-02 01:30 | 305 | 270
2019-11-02 02:00 | 299 | 263
2019-11-02 02:30 | 294 | 257
2019-11-02 03:00 | 289 | 251
2019-11-02 03:30 | 288 | 249
2019-11-02 04:00 | 288 | 248
2019-11-02 04:30 | 281 | 241
2019-11-02 05:00 | 286 | 246
2019-11-02 05:30 | 296 | 258
2019-11-02 06:00 | 290 | 252
2019-11-02 06:30 | 271 | 232
2019-11-02 07:00 | 252 | 214
2019-11-02 07:30 | 247 | 211
2019-11-02 08:00 | 249 | 219
2019-11-02 08:30 | 249 | 222
2019-11-02 09:00 | 243 | 216
2019-11-02 09:30 | 241 | 216
2019-11-02 10:00 | 205 | 176
2019-11-02 10:30 | 189 | 158
2019-11-02 11:00 | 166 | 130
2019-11-02 11:30 | 178 | 144
2019-11-02 12:00 | 177 | 142
2019-11-02 12:30 | 119 | 69
2019-11-02 13:00 | 135 | 90
2019-11-02 13:30 | 146 | 104
2019-11-02 14:00 | 138 | 91
2019-11-02 14:30 | 147 | 100
2019-11-02 15:00 | 151 | 107
2019-11-02 15:30 | 163 | 120
2019-11-02 16:00 | 162 | 123
2019-11-02 16:30 | 218 | 183
2019-11-02 17:00 | 250 | 221
2019-11-02 17:30 | 282 | 257
2019-11-02 18:00 | 352 | 330
2019-11-02 18:30 | 379 | 359
2019-11-02 19:00 | 386 | 368
2019-11-02 19:30 | 389 | 372
2019-11-02 20:00 | 397 | 378
2019-11-02 20:30 | 400 | 379
2019-11-02 21:00 | 373 | 351
2019-11-02 21:30 | 362 | 338
2019-11-02 22:00 | 361 | 336
2019-11-02 22:30 | 342 | 314
2019-11-02 23:00 | 322 | 293
2019-11-02 23:30 | 308 | 276
2019-11-03 | 299 | 266
2019-11-03 00:30 | 303 | 270
2019-11-03 01:00 | 287 | 250
2019-11-03 01:30 | 277 | 238
2019-11-03 02:00 | 271 | 230
2019-11-03 02:30 | 269 | 225
2019-11-03 03:00 | 262 | 217
2019-11-03 03:30 | 266 | 221
2019-11-03 04:00 | 263 | 217
2019-11-03 04:30 | 261 | 215
2019-11-03 05:00 | 271 | 225
2019-11-03 05:30 | 252 | 172
2019-11-03 06:00 | 252 | 169
2019-11-03 06:30 | 253 | 179
2019-11-03 07:00 | 212 | 151
2019-11-03 07:30 | 187 | 122
2019-11-03 08:00 | 180 | 114
2019-11-03 08:30 | 202 | 146
2019-11-03 09:00 | 176 | 114
2019-11-03 09:30 | 166 | 111
2019-11-03 10:00 | 142 | 91
2019-11-03 10:30 | 129 | 74
2019-11-03 11:00 | 124 | 66
2019-11-03 11:30 | 113 | 53
2019-11-03 12:00 | 127 | 68
2019-11-03 12:30 | 151 | 99
2019-11-03 13:00 | 148 | 95
2019-11-03 13:30 | 124 | 64
2019-11-03 14:00 | 129 | 71
2019-11-03 14:30 | 157 | 106
2019-11-03 15:00 | 188 | 144
2019-11-03 15:30 | 198 | 156
2019-11-03 16:00 | 244 | 210
2019-11-03 16:30 | 251 | 220
2019-11-03 17:00 | 307 | 281
2019-11-03 17:30 | 339 | 314
2019-11-03 18:00 | 369 | 341
2019-11-03 18:30 | 369 | 338
2019-11-03 19:00 | 390 | 359
2019-11-03 19:30 | 427 | 399
2019-11-03 20:00 | 446 | 425
2019-11-03 20:30 | 461 | 446
2019-11-03 21:00 | 441 | 424
2019-11-03 21:30 | 419 | 399
2019-11-03 22:00 | 408 | 386
2019-11-03 22:30 | 386 | 360
2019-11-03 23:00 | 353 | 320
2019-11-03 23:30 | 336 | 300
2019-11-04 | 320 | 282
2019-11-04 00:30 | 339 | 302
2019-11-04 01:00 | 345 | 309
2019-11-04 01:30 | 317 | 278
2019-11-04 02:00 | 302 | 262
2019-11-04 02:30 | 294 | 251
2019-11-04 03:00 | 283 | 238
2019-11-04 03:30 | 284 | 243
2019-11-04 04:00 | 281 | 241
2019-11-04 04:30 | 293 | 253
2019-11-04 05:00 | 323 | 285
2019-11-04 05:30 | 323 | 285
2019-11-04 06:00 | 301 | 263
2019-11-04 06:30 | 299 | 265
2019-11-04 07:00 | 289 | 260
2019-11-04 07:30 | 271 | 246
2019-11-04 08:00 | 303 | 283
2019-11-04 08:30 | 289 | 275
2019-11-04 09:00 | 228 | 209
2019-11-04 09:30 | 202 | 181
2019-11-04 10:00 | 164 | 154
2019-11-04 10:30 | 162 | 153
2019-11-04 11:00 | 146 | 137
2019-11-04 11:30 | 119 | 107
2019-11-04 12:00 | 144 | 134
2019-11-04 12:30 | 146 | 136
2019-11-04 13:00 | 128 | 117
2019-11-04 13:30 | 156 | 144
2019-11-04 14:00 | 163 | 156
2019-11-04 14:30 | 167 | 162
2019-11-04 15:00 | 199 | 193
2019-11-04 15:30 | 243 | 237
2019-11-04 16:00 | 177 | 169
2019-11-04 16:30 | 220 | 212
2019-11-04 17:00 | 237 | 229
2019-11-04 17:30 | 272 | 264
2019-11-04 18:00 | 304 | 297
2019-11-04 18:30 | 329 | 321
2019-11-04 19:00 | 352 | 342
2019-11-04 19:30 | 342 | 331
2019-11-04 20:00 | 331 | 316
2019-11-04 20:30 | 369 | 354
2019-11-04 21:00 | 354 | 338
2019-11-04 21:30 | 333 | 314
2019-11-04 22:00 | 323 | 302
2019-11-04 22:30 | 285 | 260
2019-11-04 23:00 | 273 | 241
2019-11-04 23:30 | 265 | 227
2019-11-05 | 245 | 214
2019-11-05 00:30 | 337 | 321
2019-11-05 01:00 | 347 | 332
2019-11-05 01:30 | 339 | 322
2019-11-05 02:00 | 332 | 315
2019-11-05 02:30 | 323 | 304
2019-11-05 03:00 | 312 | 292
2019-11-05 03:30 | 308 | 288
2019-11-05 04:00 | 299 | 278
2019-11-05 04:30 | 300 | 280
2019-11-05 05:00 | 314 | 295
2019-11-05 05:30 | 323 | 305
2019-11-05 06:00 | 270 | 252
2019-11-05 06:30 | 252 | 237
2019-11-05 07:00 | 224 | 211
2019-11-05 07:30 | 193 | 184
2019-11-05 08:00 | 143 | 134
2019-11-05 08:30 | 182 | 176
2019-11-05 09:00 | 268 | 263
2019-11-05 09:30 | 275 | 271
2019-11-05 10:00 | 249 | 246
2019-11-05 10:30 | 181 | 179
2019-11-05 11:00 | 183 | 180
2019-11-05 11:30 | 174 | 172
2019-11-05 12:00 | 169 | 166
2019-11-05 12:30 | 128 | 125
2019-11-05 13:00 | 159 | 156
2019-11-05 13:30 | 128 | 126
2019-11-05 14:00 | 147 | 144
2019-11-05 14:30 | 112 | 110
2019-11-05 15:00 | 106 | 104
2019-11-05 15:30 | 123 | 121
2019-11-05 16:00 | 157 | 155
2019-11-05 16:30 | 197 | 195
2019-11-05 17:00 | 241 | 240
2019-11-05 17:30 | 259 | 257
2019-11-05 18:00 | 298 | 295
2019-11-05 18:30 | 297 | 291
2019-11-05 19:00 | 314 | 306
2019-11-05 19:30 | 329 | 321
2019-11-05 20:00 | 312 | 303
2019-11-05 20:30 | 363 | 359
2019-11-05 21:00 | 371 | 362
2019-11-05 21:30 | 378 | 364
2019-11-05 22:00 | 359 | 344
2019-11-05 22:30 | 340 | 324
2019-11-05 23:00 | 303 | 279
2019-11-05 23:30 | 364 | 338
2019-11-06 | 355 | 326
2019-11-06 00:30 | 363 | 333
2019-11-06 01:00 | 341 | 309
2019-11-06 01:30 | 335 | 301
2019-11-06 02:00 | 330 | 294
2019-11-06 02:30 | 336 | 299
2019-11-06 03:00 | 331 | 293
2019-11-06 03:30 | 319 | 280
2019-11-06 04:00 | 312 | 271
2019-11-06 04:30 | 310 | 269
2019-11-06 05:00 | 313 | 273
2019-11-06 05:30 | 321 | 284
2019-11-06 06:00 | 323 | 286
2019-11-06 06:30 | 310 | 277
2019-11-06 07:00 | 264 | 231
2019-11-06 07:30 | 219 | 190
2019-11-06 08:00 | 191 | 165
2019-11-06 08:30 | 178 | 161
2019-11-06 09:00 | 158 | 140
2019-11-06 09:30 | 125 | 116
2019-11-06 10:00 | 96 | 91
2019-11-06 10:30 | 94 | 90
2019-11-06 11:00 | 85 | 81
2019-11-06 11:30 | 107 | 104
2019-11-06 12:00 | 100 | 97
2019-11-06 12:30 | 105 | 101
2019-11-06 13:00 | 113 | 103
2019-11-06 13:30 | 117 | 102
2019-11-06 14:00 | 116 | 103
2019-11-06 14:30 | 114 | 105
2019-11-06 15:00 | 122 | 113
2019-11-06 15:30 | 132 | 123
2019-11-06 16:00 | 107 | 98
2019-11-06 16:30 | 142 | 134
2019-11-06 17:00 | 199 | 192
2019-11-06 17:30 | 245 | 236
2019-11-06 18:00 | 311 | 303
2019-11-06 18:30 | 365 | 357
2019-11-06 19:00 | 384 | 370
2019-11-06 19:30 | 404 | 355
2019-11-06 20:00 | 404 | 351
2019-11-06 20:30 | 436 | 384
2019-11-06 21:00 | 424 | 377
2019-11-06 21:30 | 393 | 352
2019-11-06 22:00 | 417 | 375
2019-11-06 22:30 | 413 | 378
2019-11-06 23:00 | 384 | 361
2019-11-06 23:30 | 382 | 360
2019-11-07 | 375 | 352
2019-11-07 00:30 | 370 | 344
2019-11-07 01:00 | 337 | 307
2019-11-07 01:30 | 320 | 288
2019-11-07 02:00 | 316 | 283
2019-11-07 02:30 | 324 | 291
2019-11-07 03:00 | 319 | 285
2019-11-07 03:30 | 304 | 266
2019-11-07 04:00 | 311 | 273
2019-11-07 04:30 | 317 | 280
2019-11-07 05:00 | 324 | 287
2019-11-07 05:30 | 320 | 285
2019-11-07 06:00 | 321 | 287
2019-11-07 06:30 | 333 | 305
2019-11-07 07:00 | 296 | 269
2019-11-07 07:30 | 270 | 246
2019-11-07 08:00 | 232 | 216
2019-11-07 08:30 | 227 | 214
2019-11-07 09:00 | 206 | 193
2019-11-07 09:30 | 195 | 185
2019-11-07 10:00 | 151 | 145
2019-11-07 10:30 | 122 | 114
2019-11-07 11:00 | 106 | 99
2019-11-07 11:30 | 113 | 105
2019-11-07 12:00 | 119 | 111
2019-11-07 12:30 | 122 | 113
2019-11-07 13:00 | 137 | 130
2019-11-07 13:30 | 160 | 154
2019-11-07 14:00 | 193 | 189
2019-11-07 14:30 | 208 | 204
2019-11-07 15:00 | 214 | 209
2019-11-07 15:30 | 194 | 188
2019-11-07 16:00 | 164 | 158
2019-11-07 16:30 | 186 | 179
2019-11-07 17:00 | 223 | 217
2019-11-07 17:30 | 300 | 291
2019-11-07 18:00 | 375 | 363
2019-11-07 18:30 | 438 | 413
2019-11-07 19:00 | 460 | 437
2019-11-07 19:30 | 444 | 421
2019-11-07 20:00 | 466 | 442
2019-11-07 20:30 | 510 | 487
2019-11-07 21:00 | 491 | 473
2019-11-07 21:30 | 460 | 439
2019-11-07 22:00 | 429 | 404
2019-11-07 22:30 | 392 | 359
2019-11-07 23:00 | 379 | 345
2019-11-07 23:30 | 359 | 329
2019-11-08 | 341 | 311
2019-11-08 00:30 | 347 | 317
2019-11-08 01:00 | 334 | 305
2019-11-08 01:30 | 332 | 302
2019-11-08 02:00 | 328 | 296
2019-11-08 02:30 | 327 | 294
2019-11-08 03:00 | 324 | 291
2019-11-08 03:30 | 330 | 297
2019-11-08 04:00 | 327 | 293
2019-11-08 04:30 | 331 | 299
2019-11-08 05:00 | 341 | 309
2019-11-08 05:30 | 355 | 325
2019-11-08 06:00 | 362 | 333
2019-11-08 06:30 | 348 | 322
2019-11-08 07:00 | 297 | 272
2019-11-08 07:30 | 257 | 235
2019-11-08 08:00 | 221 | 199
2019-11-08 08:30 | 201 | 177
2019-11-08 09:00 | 165 | 141
2019-11-08 09:30 | 131 | 103
2019-11-08 10:00 | 127 | 97
2019-11-08 10:30 | 110 | 75
2019-11-08 11:00 | 108 | 72
2019-11-08 11:30 | 105 | 69
2019-11-08 12:00 | 98 | 59
2019-11-08 12:30 | 78 | 13
2019-11-08 13:00 | 77 | 29
2019-11-08 13:30 | 79 | 42
2019-11-08 14:00 | 81 | 50
2019-11-08 14:30 | 68 | 21
2019-11-08 15:00 | 71 | 3
2019-11-08 15:30 | 72 | 23
2019-11-08 16:00 | 87 | 52
2019-11-08 16:30 | 81 | 6
2019-11-08 17:00 | 109 | 65
2019-11-08 17:30 | 176 | 143
2019-11-08 18:00 | 190 | 150
2019-11-08 18:30 | 230 | 188
2019-11-08 19:00 | 260 | 223
2019-11-08 19:30 | 282 | 250
2019-11-08 20:00 | 305 | 281
2019-11-08 20:30 | 337 | 316
2019-11-08 21:00 | 319 | 295
2019-11-08 21:30 | 306 | 280
2019-11-08 22:00 | 294 | 266
2019-11-08 22:30 | 279 | 248
2019-11-08 23:00 | 261 | 227
2019-11-08 23:30 | 251 | 215
2019-11-09 | 285 | 256
2019-11-09 00:30 | 343 | 320
2019-11-09 01:00 | 393 | 369
2019-11-09 01:30 | 384 | 358
2019-11-09 02:00 | 379 | 352
2019-11-09 02:30 | 368 | 339
2019-11-09 03:00 | 363 | 334
2019-11-09 03:30 | 362 | 332
2019-11-09 04:00 | 364 | 334
2019-11-09 04:30 | 362 | 332
2019-11-09 05:00 | 377 | 350
2019-11-09 05:30 | 377 | 348
2019-11-09 06:00 | 362 | 331
2019-11-09 06:30 | 332 | 302
2019-11-09 07:00 | 308 | 279
2019-11-09 07:30 | 272 | 245
2019-11-09 08:00 | 218 | 190
2019-11-09 08:30 | 215 | 183
2019-11-09 09:00 | 198 | 166
2019-11-09 09:30 | 189 | 159
2019-11-09 10:00 | 190 | 160
2019-11-09 10:30 | 187 | 156
2019-11-09 11:00 | 210 | 182
2019-11-09 11:30 | 216 | 189
2019-11-09 12:00 | 222 | 196
2019-11-09 12:30 | 203 | 175
2019-11-09 13:00 | 203 | 177
2019-11-09 13:30 | 163 | 136
2019-11-09 14:00 | 141 | 116
2019-11-09 14:30 | 169 | 147
2019-11-09 15:00 | 184 | 164
2019-11-09 15:30 | 196 | 177
2019-11-09 16:00 | 207 | 190
2019-11-09 16:30 | 276 | 262
2019-11-09 17:00 | 348 | 338
2019-11-09 17:30 | 427 | 420
2019-11-09 18:00 | 474 | 468
2019-11-09 18:30 | 495 | 488
2019-11-09 19:00 | 505 | 499
2019-11-09 19:30 | 501 | 495
2019-11-09 20:00 | 492 | 486
2019-11-09 20:30 | 476 | 469
2019-11-09 21:00 | 486 | 478
2019-11-09 21:30 | 469 | 459
2019-11-09 22:00 | 453 | 441
2019-11-09 22:30 | 431 | 417
2019-11-09 23:00 | 417 | 399
2019-11-09 23:30 | 409 | 389
2019-11-10 | 397 | 376
2019-11-10 00:30 | 401 | 379
2019-11-10 01:00 | 379 | 354
2019-11-10 01:30 | 367 | 340
2019-11-10 02:00 | 359 | 330
2019-11-10 02:30 | 352 | 321
2019-11-10 03:00 | 349 | 317
2019-11-10 03:30 | 345 | 313
2019-11-10 04:00 | 342 | 310
2019-11-10 04:30 | 341 | 309
2019-11-10 05:00 | 337 | 305
2019-11-10 05:30 | 334 | 301
2019-11-10 06:00 | 316 | 282
2019-11-10 06:30 | 288 | 254
2019-11-10 07:00 | 270 | 235
2019-11-10 07:30 | 271 | 249
2019-11-10 08:00 | 278 | 260
2019-11-10 08:30 | 288 | 272
2019-11-10 09:00 | 221 | 207
2019-11-10 09:30 | 201 | 186
2019-11-10 10:00 | 212 | 198
2019-11-10 10:30 | 222 | 210
2019-11-10 11:00 | 222 | 209
2019-11-10 11:30 | 232 | 220
2019-11-10 12:00 | 226 | 215
2019-11-10 12:30 | 224 | 213
2019-11-10 13:00 | 185 | 173
2019-11-10 13:30 | 136 | 124
2019-11-10 14:00 | 107 | 103
2019-11-10 14:30 | 107 | 102
2019-11-10 15:00 | 99 | 93
2019-11-10 15:30 | 130 | 124
2019-11-10 16:00 | 139 | 133
2019-11-10 16:30 | 192 | 187
2019-11-10 17:00 | 254 | 245
2019-11-10 17:30 | 338 | 325
2019-11-10 18:00 | 418 | 406
2019-11-10 18:30 | 444 | 433
2019-11-10 19:00 | 416 | 394
2019-11-10 19:30 | 419 | 401
2019-11-10 20:00 | 422 | 417
2019-11-10 20:30 | 424 | 421
2019-11-10 21:00 | 405 | 402
2019-11-10 21:30 | 390 | 386
2019-11-10 22:00 | 375 | 369
2019-11-10 22:30 | 364 | 356
2019-11-10 23:00 | 355 | 347
2019-11-10 23:30 | 341 | 331
2019-11-11 | 338 | 328
2019-11-11 00:30 | 342 | 332
2019-11-11 01:00 | 329 | 318
2019-11-11 01:30 | 313 | 300
2019-11-11 02:00 | 302 | 289
2019-11-11 02:30 | 300 | 286
2019-11-11 03:00 | 291 | 276
2019-11-11 03:30 | 286 | 271
2019-11-11 04:00 | 312 | 299
2019-11-11 04:30 | 333 | 321
2019-11-11 05:00 | 335 | 323
2019-11-11 05:30 | 332 | 319
2019-11-11 06:00 | 328 | 314
2019-11-11 06:30 | 318 | 307
2019-11-11 07:00 | 280 | 270
2019-11-11 07:30 | 254 | 250
2019-11-11 08:00 | 219 | 217
2019-11-11 08:30 | 196 | 195
2019-11-11 09:00 | 158 | 157
2019-11-11 09:30 | 157 | 155
2019-11-11 10:00 | 112 | 109
2019-11-11 10:30 | 94 | 92
2019-11-11 11:00 | 87 | 85
2019-11-11 11:30 | 81 | 79
2019-11-11 12:00 | 81 | 79
2019-11-11 12:30 | 80 | 78
2019-11-11 13:00 | 111 | 107
2019-11-11 13:30 | 84 | 81
2019-11-11 14:00 | 108 | 105
2019-11-11 14:30 | 123 | 121
2019-11-11 15:00 | 143 | 141
2019-11-11 15:30 | 160 | 157
2019-11-11 16:00 | 100 | 98
2019-11-11 16:30 | 132 | 130
2019-11-11 17:00 | 168 | 165
2019-11-11 17:30 | 214 | 211
2019-11-11 18:00 | 271 | 267
2019-11-11 18:30 | 311 | 307
2019-11-11 19:00 | 326 | 323
2019-11-11 19:30 | 343 | 341
2019-11-11 20:00 | 321 | 319
2019-11-11 20:30 | 325 | 322
2019-11-11 21:00 | 285 | 281
2019-11-11 21:30 | 263 | 258
2019-11-11 22:00 | 242 | 238
2019-11-11 22:30 | 222 | 217
2019-11-11 23:00 | 196 | 190
2019-11-11 23:30 | 181 | 173
2019-11-12 | 270 | 260
2019-11-12 00:30 | 301 | 289
2019-11-12 01:00 | 278 | 266
2019-11-12 01:30 | 277 | 264
2019-11-12 02:00 | 270 | 257
2019-11-12 02:30 | 265 | 251
2019-11-12 03:00 | 259 | 244
2019-11-12 03:30 | 261 | 246
2019-11-12 04:00 | 257 | 242
2019-11-12 04:30 | 258 | 244
2019-11-12 05:00 | 271 | 257
2019-11-12 05:30 | 285 | 271
2019-11-12 06:00 | 286 | 273
2019-11-12 06:30 | 276 | 265
2019-11-12 07:00 | 253 | 245
2019-11-12 07:30 | 234 | 226
2019-11-12 08:00 | 211 | 195
2019-11-12 08:30 | 170 | 153
2019-11-12 09:00 | 161 | 144
2019-11-12 09:30 | 143 | 125
2019-11-12 10:00 | 115 | 96
2019-11-12 10:30 | 101 | 80
2019-11-12 11:00 | 96 | 73
2019-11-12 11:30 | 93 | 71
2019-11-12 12:00 | 112 | 86
2019-11-12 12:30 | 108 | 86
2019-11-12 13:00 | 113 | 91
2019-11-12 13:30 | 104 | 80
2019-11-12 14:00 | 121 | 100
2019-11-12 14:30 | 155 | 138
2019-11-12 15:00 | 125 | 108
2019-11-12 15:30 | 175 | 161
2019-11-12 16:00 | 152 | 137
2019-11-12 16:30 | 218 | 206
2019-11-12 17:00 | 262 | 250
2019-11-12 17:30 | 311 | 299
2019-11-12 18:00 | 285 | 270
2019-11-12 18:30 | 316 | 296
2019-11-12 19:00 | 346 | 324
2019-11-12 19:30 | 344 | 322
2019-11-12 20:00 | 326 | 307
2019-11-12 20:30 | 300 | 280
2019-11-12 21:00 | 272 | 249
2019-11-12 21:30 | 245 | 219
2019-11-12 22:00 | 274 | 247
2019-11-12 22:30 | 256 | 227
2019-11-12 23:00 | 238 | 202
2019-11-12 23:30 | 231 | 193
2019-11-13 | 326 | 295
2019-11-13 00:30 | 356 | 327
2019-11-13 01:00 | 330 | 298
2019-11-13 01:30 | 317 | 283
2019-11-13 02:00 | 309 | 273
2019-11-13 02:30 | 313 | 276
2019-11-13 03:00 | 316 | 280
2019-11-13 03:30 | 316 | 280
2019-11-13 04:00 | 331 | 295
2019-11-13 04:30 | 341 | 307
2019-11-13 05:00 | 353 | 319
2019-11-13 05:30 | 365 | 334
2019-11-13 06:00 | 368 | 339
2019-11-13 06:30 | 357 | 331
2019-11-13 07:00 | 325 | 301
2019-11-13 07:30 | 285 | 264
2019-11-13 08:00 | 261 | 247
2019-11-13 08:30 | 218 | 205
2019-11-13 09:00 | 178 | 164
2019-11-13 09:30 | 159 | 145
2019-11-13 10:00 | 131 | 114
2019-11-13 10:30 | 109 | 90
2019-11-13 11:00 | 107 | 89
2019-11-13 11:30 | 128 | 113
2019-11-13 12:00 | 141 | 127
2019-11-13 12:30 | 142 | 127
2019-11-13 13:00 | 133 | 118
2019-11-13 13:30 | 126 | 111
2019-11-13 14:00 | 145 | 132
2019-11-13 14:30 | 153 | 139
2019-11-13 15:00 | 162 | 146
2019-11-13 15:30 | 194 | 180
2019-11-13 16:00 | 209 | 196
2019-11-13 16:30 | 250 | 239
2019-11-13 17:00 | 260 | 246
2019-11-13 17:30 | 269 | 254
2019-11-13 18:00 | 270 | 254
2019-11-13 18:30 | 286 | 268
2019-11-13 19:00 | 297 | 279
2019-11-13 19:30 | 291 | 272
2019-11-13 20:00 | 272 | 252
2019-11-13 20:30 | 353 | 342
2019-11-13 21:00 | 347 | 335
2019-11-13 21:30 | 367 | 357
2019-11-13 22:00 | 357 | 345
2019-11-13 22:30 | 330 | 315
2019-11-13 23:00 | 420 | 404
2019-11-13 23:30 | 405 | 385
2019-11-14 | 398 | 375
2019-11-14 00:30 | 406 | 382
2019-11-14 01:00 | 385 | 360
2019-11-14 01:30 | 376 | 350
2019-11-14 02:00 | 377 | 349
2019-11-14 02:30 | 368 | 340
2019-11-14 03:00 | 367 | 338
2019-11-14 03:30 | 366 | 336
2019-11-14 04:00 | 363 | 333
2019-11-14 04:30 | 367 | 338
2019-11-14 05:00 | 369 | 341
2019-11-14 05:30 | 384 | 356
2019-11-14 06:00 | 379 | 367
2019-11-14 06:30 | 373 | 363
2019-11-14 07:00 | 343 | 332
2019-11-14 07:30 | 299 | 291
2019-11-14 08:00 | 302 | 296
2019-11-14 08:30 | 273 | 269
2019-11-14 09:00 | 218 | 216
2019-11-14 09:30 | 193 | 192
2019-11-14 10:00 | 147 | 146
2019-11-14 10:30 | 124 | 122
2019-11-14 11:00 | 125 | 124
2019-11-14 11:30 | 122 | 120
2019-11-14 12:00 | 138 | 136
2019-11-14 12:30 | 134 | 132
2019-11-14 13:00 | 125 | 123
2019-11-14 13:30 | 123 | 120
2019-11-14 14:00 | 147 | 144
2019-11-14 14:30 | 184 | 181
2019-11-14 15:00 | 204 | 200
2019-11-14 15:30 | 226 | 218
2019-11-14 16:00 | 222 | 212
2019-11-14 16:30 | 251 | 232
2019-11-14 17:00 | 302 | 289
2019-11-14 17:30 | 347 | 334
2019-11-14 18:00 | 374 | 362
2019-11-14 18:30 | 392 | 381
2019-11-14 19:00 | 411 | 401
2019-11-14 19:30 | 404 | 394
2019-11-14 20:00 | 396 | 385
2019-11-14 20:30 | 429 | 419
2019-11-14 21:00 | 444 | 435
2019-11-14 21:30 | 452 | 445
2019-11-14 22:00 | 431 | 422
2019-11-14 22:30 | 401 | 391
2019-11-14 23:00 | 386 | 373
2019-11-14 23:30 | 376 | 362
2019-11-15 | 355 | 342
2019-11-15 00:30 | 359 | 346
2019-11-15 01:00 | 346 | 333
2019-11-15 01:30 | 336 | 322
2019-11-15 02:00 | 335 | 321
2019-11-15 02:30 | 342 | 326
2019-11-15 03:00 | 339 | 323
2019-11-15 03:30 | 339 | 324
2019-11-15 04:00 | 336 | 320
2019-11-15 04:30 | 337 | 321
2019-11-15 05:00 | 336 | 320
2019-11-15 05:30 | 345 | 331
2019-11-15 06:00 | 329 | 315
2019-11-15 06:30 | 302 | 288
2019-11-15 07:00 | 258 | 246
2019-11-15 07:30 | 268 | 259
2019-11-15 08:00 | 215 | 207
2019-11-15 08:30 | 197 | 189
2019-11-15 09:00 | 187 | 177
2019-11-15 09:30 | 185 | 175
2019-11-15 10:00 | 154 | 143
2019-11-15 10:30 | 144 | 129
2019-11-15 11:00 | 133 | 119
2019-11-15 11:30 | 130 | 114
2019-11-15 12:00 | 140 | 124
2019-11-15 12:30 | 133 | 117
2019-11-15 13:00 | 127 | 109
2019-11-15 13:30 | 144 | 128
2019-11-15 14:00 | 162 | 146
2019-11-15 14:30 | 187 | 164
2019-11-15 15:00 | 187 | 165
2019-11-15 15:30 | 203 | 183
2019-11-15 16:00 | 167 | 142
2019-11-15 16:30 | 196 | 174
2019-11-15 17:00 | 243 | 223
2019-11-15 17:30 | 255 | 233
2019-11-15 18:00 | 286 | 265
2019-11-15 18:30 | 299 | 281
2019-11-15 19:00 | 304 | 289
2019-11-15 19:30 | 303 | 286
2019-11-15 20:00 | 291 | 272
2019-11-15 20:30 | 314 | 295
2019-11-15 21:00 | 319 | 299
2019-11-15 21:30 | 291 | 262
2019-11-15 22:00 | 296 | 268
2019-11-15 22:30 | 283 | 252
2019-11-15 23:00 | 271 | 237
2019-11-15 23:30 | 250 | 213
2019-11-16 | 329 | 299
2019-11-16 00:30 | 349 | 320
2019-11-16 01:00 | 341 | 310
2019-11-16 01:30 | 336 | 303
2019-11-16 02:00 | 332 | 298
2019-11-16 02:30 | 338 | 305
2019-11-16 03:00 | 338 | 304
2019-11-16 03:30 | 339 | 304
2019-11-16 04:00 | 350 | 316
2019-11-16 04:30 | 352 | 318
2019-11-16 05:00 | 367 | 333
2019-11-16 05:30 | 364 | 331
2019-11-16 06:00 | 353 | 319
2019-11-16 06:30 | 329 | 297
2019-11-16 07:00 | 295 | 263
2019-11-16 07:30 | 227 | 190
2019-11-16 08:00 | 184 | 137
2019-11-16 08:30 | 169 | 121
2019-11-16 09:00 | 185 | 140
2019-11-16 09:30 | 180 | 136
2019-11-16 10:00 | 129 | 73
2019-11-16 10:30 | 124 | 66
2019-11-16 11:00 | 122 | 65
2019-11-16 11:30 | 116 | 57
2019-11-16 12:00 | 118 | 60
2019-11-16 12:30 | 111 | 50
2019-11-16 13:00 | 113 | 53
2019-11-16 13:30 | 109 | 43
2019-11-16 14:00 | 121 | 64
2019-11-16 14:30 | 132 | 81
2019-11-16 15:00 | 151 | 105
2019-11-16 15:30 | 179 | 140
2019-11-16 16:00 | 209 | 174
2019-11-16 16:30 | 279 | 251
2019-11-16 17:00 | 355 | 331
2019-11-16 17:30 | 386 | 362
2019-11-16 18:00 | 425 | 404
2019-11-16 18:30 | 447 | 426
2019-11-16 19:00 | 457 | 437
2019-11-16 19:30 | 475 | 456
2019-11-16 20:00 | 488 | 470
2019-11-16 20:30 | 468 | 448
2019-11-16 21:00 | 457 | 435
2019-11-16 21:30 | 446 | 422
2019-11-16 22:00 | 425 | 398
2019-11-16 22:30 | 400 | 375
2019-11-16 23:00 | 378 | 360
2019-11-16 23:30 | 362 | 342
2019-11-17 | 350 | 328
2019-11-17 00:30 | 350 | 327
2019-11-17 01:00 | 324 | 298
2019-11-17 01:30 | 311 | 283
2019-11-17 02:00 | 304 | 275
2019-11-17 02:30 | 308 | 278
2019-11-17 03:00 | 307 | 277
2019-11-17 03:30 | 303 | 271
2019-11-17 04:00 | 305 | 273
2019-11-17 04:30 | 318 | 288
2019-11-17 05:00 | 322 | 292
2019-11-17 05:30 | 340 | 310
2019-11-17 06:00 | 340 | 310
2019-11-17 06:30 | 302 | 269
2019-11-17 07:00 | 254 | 219
2019-11-17 07:30 | 209 | 174
2019-11-17 08:00 | 206 | 172
2019-11-17 08:30 | 169 | 132
2019-11-17 09:00 | 144 | 104
2019-11-17 09:30 | 113 | 66
2019-11-17 10:00 | 103 | 50
2019-11-17 10:30 | 88 | 23
2019-11-17 11:00 | 83 | 13
2019-11-17 11:30 | 66 | 11
2019-11-17 12:00 | 66 | 10
2019-11-17 12:30 | 66 | 8
2019-11-17 13:00 | 67 | 8
2019-11-17 13:30 | 70 | 21
2019-11-17 14:00 | 82 | 44
2019-11-17 14:30 | 87 | 51
2019-11-17 15:00 | 102 | 72
2019-11-17 15:30 | 132 | 107
2019-11-17 16:00 | 164 | 141
2019-11-17 16:30 | 213 | 194
2019-11-17 17:00 | 299 | 285
2019-11-17 17:30 | 351 | 338
2019-11-17 18:00 | 411 | 399
2019-11-17 18:30 | 441 | 431
2019-11-17 19:00 | 452 | 444
2019-11-17 19:30 | 445 | 438
2019-11-17 20:00 | 439 | 431
2019-11-17 20:30 | 416 | 406
2019-11-17 21:00 | 394 | 383
2019-11-17 21:30 | 415 | 403
2019-11-17 22:00 | 398 | 385
2019-11-17 22:30 | 371 | 353
2019-11-17 23:00 | 355 | 333
2019-11-17 23:30 | 347 | 323
2019-11-18 | 345 | 320
2019-11-18 00:30 | 349 | 324
2019-11-18 01:00 | 328 | 300
2019-11-18 01:30 | 327 | 298
2019-11-18 02:00 | 323 | 292
2019-11-18 02:30 | 317 | 286
2019-11-18 03:00 | 315 | 284
2019-11-18 03:30 | 316 | 284
2019-11-18 04:00 | 315 | 283
2019-11-18 04:30 | 316 | 284
2019-11-18 05:00 | 320 | 289
2019-11-18 05:30 | 325 | 295
2019-11-18 06:00 | 322 | 293
2019-11-18 06:30 | 311 | 284
2019-11-18 07:00 | 280 | 256
2019-11-18 07:30 | 226 | 204
2019-11-18 08:00 | 185 | 168
2019-11-18 08:30 | 176 | 164
2019-11-18 09:00 | 151 | 140
2019-11-18 09:30 | 132 | 121
2019-11-18 10:00 | 108 | 97
2019-11-18 10:30 | 104 | 93
2019-11-18 11:00 | 103 | 92
2019-11-18 11:30 | 94 | 84
2019-11-18 12:00 | 92 | 81
2019-11-18 12:30 | 91 | 80
2019-11-18 13:00 | 99 | 89
2019-11-18 13:30 | 86 | 75
2019-11-18 14:00 | 105 | 95
2019-11-18 14:30 | 119 | 109
2019-11-18 15:00 | 118 | 108
2019-11-18 15:30 | 132 | 121
2019-11-18 16:00 | 123 | 111
2019-11-18 16:30 | 134 | 123
2019-11-18 17:00 | 195 | 184
2019-11-18 17:30 | 205 | 194
2019-11-18 18:00 | 228 | 215
2019-11-18 18:30 | 248 | 235
2019-11-18 19:00 | 279 | 269
2019-11-18 19:30 | 295 | 286
2019-11-18 20:00 | 257 | 246
2019-11-18 20:30 | 309 | 298
2019-11-18 21:00 | 307 | 296
2019-11-18 21:30 | 286 | 272
2019-11-18 22:00 | 268 | 252
2019-11-18 22:30 | 245 | 225
2019-11-18 23:00 | 328 | 305
2019-11-18 23:30 | 345 | 321
2019-11-19 | 330 | 303
2019-11-19 00:30 | 335 | 308
2019-11-19 01:00 | 309 | 279
2019-11-19 01:30 | 289 | 255
2019-11-19 02:00 | 279 | 241
2019-11-19 02:30 | 277 | 240
2019-11-19 03:00 | 278 | 240
2019-11-19 03:30 | 288 | 251
2019-11-19 04:00 | 297 | 261
2019-11-19 04:30 | 310 | 275
2019-11-19 05:00 | 317 | 283
2019-11-19 05:30 | 322 | 288
2019-11-19 06:00 | 322 | 289
2019-11-19 06:30 | 307 | 277
2019-11-19 07:00 | 272 | 244
2019-11-19 07:30 | 248 | 226
2019-11-19 08:00 | 268 | 251
2019-11-19 08:30 | 183 | 170
2019-11-19 09:00 | 163 | 150
2019-11-19 09:30 | 151 | 139
2019-11-19 10:00 | 120 | 106
2019-11-19 10:30 | 90 | 72
2019-11-19 11:00 | 89 | 72
2019-11-19 11:30 | 98 | 81
2019-11-19 12:00 | 111 | 90
2019-11-19 12:30 | 114 | 92
2019-11-19 13:00 | 116 | 94
2019-11-19 13:30 | 118 | 96
2019-11-19 14:00 | 137 | 119
2019-11-19 14:30 | 153 | 137
2019-11-19 15:00 | 128 | 110
2019-11-19 15:30 | 130 | 112
2019-11-19 16:00 | 88 | 62
2019-11-19 16:30 | 143 | 123
2019-11-19 17:00 | 204 | 188
2019-11-19 17:30 | 242 | 226
2019-11-19 18:00 | 279 | 263
2019-11-19 18:30 | 323 | 309
2019-11-19 19:00 | 351 | 337
2019-11-19 19:30 | 353 | 339
2019-11-19 20:00 | 343 | 327
2019-11-19 20:30 | 364 | 348
2019-11-19 21:00 | 330 | 311
2019-11-19 21:30 | 299 | 276
2019-11-19 22:00 | 274 | 239
2019-11-19 22:30 | 250 | 212
2019-11-19 23:00 | 321 | 284
2019-11-19 23:30 | 332 | 292
2019-11-20 | 342 | 298
2019-11-20 00:30 | 344 | 299
2019-11-20 01:00 | 322 | 272
2019-11-20 01:30 | 304 | 251
2019-11-20 02:00 | 295 | 243
2019-11-20 02:30 | 285 | 234
2019-11-20 03:00 | 289 | 238
2019-11-20 03:30 | 302 | 252
2019-11-20 04:00 | 308 | 258
2019-11-20 04:30 | 305 | 255
2019-11-20 05:00 | 308 | 260
2019-11-20 05:30 | 324 | 280
2019-11-20 06:00 | 349 | 307
2019-11-20 06:30 | 337 | 296
2019-11-20 07:00 | 297 | 260
2019-11-20 07:30 | 264 | 237
2019-11-20 08:00 | 224 | 197
2019-11-20 08:30 | 205 | 185
2019-11-20 09:00 | 173 | 155
2019-11-20 09:30 | 157 | 139
2019-11-20 10:00 | 139 | 118
2019-11-20 10:30 | 111 | 88
2019-11-20 11:00 | 104 | 81
2019-11-20 11:30 | 110 | 89
2019-11-20 12:00 | 116 | 97
2019-11-20 12:30 | 118 | 98
2019-11-20 13:00 | 106 | 83
2019-11-20 13:30 | 122 | 100
2019-11-20 14:00 | 147 | 128
2019-11-20 14:30 | 174 | 156
2019-11-20 15:00 | 188 | 173
2019-11-20 15:30 | 167 | 150
2019-11-20 16:00 | 98 | 75
2019-11-20 16:30 | 100 | 74
2019-11-20 17:00 | 139 | 115
2019-11-20 17:30 | 189 | 166
2019-11-20 18:00 | 254 | 235
2019-11-20 18:30 | 288 | 270
2019-11-20 19:00 | 317 | 302
2019-11-20 19:30 | 327 | 309
2019-11-20 20:00 | 322 | 303
2019-11-20 20:30 | 373 | 356
2019-11-20 21:00 | 359 | 340
2019-11-20 21:30 | 322 | 297
2019-11-20 22:00 | 292 | 257
2019-11-20 22:30 | 279 | 240
2019-11-20 23:00 | 350 | 316
2019-11-20 23:30 | 353 | 318
2019-11-21 | 345 | 308
2019-11-21 00:30 | 345 | 308
2019-11-21 01:00 | 304 | 257
2019-11-21 01:30 | 274 | 218
2019-11-21 02:00 | 279 | 223
2019-11-21 02:30 | 279 | 223
2019-11-21 03:00 | 280 | 224
2019-11-21 03:30 | 283 | 229
2019-11-21 04:00 | 277 | 220
2019-11-21 04:30 | 276 | 220
2019-11-21 05:00 | 281 | 226
2019-11-21 05:30 | 313 | 266
2019-11-21 06:00 | 350 | 307
2019-11-21 06:30 | 345 | 305
2019-11-21 07:00 | 325 | 288
2019-11-21 07:30 | 309 | 280
2019-11-21 08:00 | 291 | 266
2019-11-21 08:30 | 303 | 280
2019-11-21 09:00 | 277 | 255
2019-11-21 09:30 | 249 | 221
2019-11-21 10:00 | 229 | 198
2019-11-21 10:30 | 184 | 145
2019-11-21 11:00 | 166 | 122
2019-11-21 11:30 | 162 | 117
2019-11-21 12:00 | 138 | 90
2019-11-21 12:30 | 135 | 90
2019-11-21 13:00 | 150 | 105
2019-11-21 13:30 | 174 | 134
2019-11-21 14:00 | 174 | 136
2019-11-21 14:30 | 159 | 118
2019-11-21 15:00 | 158 | 115
2019-11-21 15:30 | 121 | 67
2019-11-21 16:00 | 106 | 31
2019-11-21 16:30 | 127 | 64
2019-11-21 17:00 | 157 | 104
2019-11-21 17:30 | 192 | 146
2019-11-21 18:00 | 228 | 187
2019-11-21 18:30 | 266 | 229
2019-11-21 19:00 | 326 | 296
2019-11-21 19:30 | 339 | 311
2019-11-21 20:00 | 321 | 291
2019-11-21 20:30 | 306 | 272
2019-11-21 21:00 | 293 | 256
2019-11-21 21:30 | 273 | 230
2019-11-21 22:00 | 247 | 197
2019-11-21 22:30 | 240 | 172
2019-11-21 23:00 | 289 | 260
2019-11-21 23:30 | 306 | 277
2019-11-22 | 311 | 279
2019-11-22 00:30 | 328 | 296
2019-11-22 01:00 | 305 | 270
2019-11-22 01:30 | 309 | 274
2019-11-22 02:00 | 308 | 272
2019-11-22 02:30 | 302 | 265
2019-11-22 03:00 | 295 | 256
2019-11-22 03:30 | 293 | 253
2019-11-22 04:00 | 287 | 246
2019-11-22 04:30 | 303 | 265
2019-11-22 05:00 | 315 | 280
2019-11-22 05:30 | 329 | 296
2019-11-22 06:00 | 332 | 299
2019-11-22 06:30 | 317 | 285
2019-11-22 07:00 | 275 | 243
2019-11-22 07:30 | 234 | 202
2019-11-22 08:00 | 192 | 158
2019-11-22 08:30 | 172 | 139
2019-11-22 09:00 | 138 | 104
2019-11-22 09:30 | 143 | 121
2019-11-22 10:00 | 157 | 135
2019-11-22 10:30 | 98 | 67
2019-11-22 11:00 | 90 | 61
2019-11-22 11:30 | 106 | 80
2019-11-22 12:00 | 160 | 138
2019-11-22 12:30 | 152 | 130
2019-11-22 13:00 | 97 | 71
2019-11-22 13:30 | 101 | 76
2019-11-22 14:00 | 120 | 96
2019-11-22 14:30 | 132 | 111
2019-11-22 15:00 | 154 | 135
2019-11-22 15:30 | 210 | 192
2019-11-22 16:00 | 130 | 106
2019-11-22 16:30 | 164 | 142
2019-11-22 17:00 | 150 | 126
2019-11-22 17:30 | 170 | 145
2019-11-22 18:00 | 228 | 207
2019-11-22 18:30 | 253 | 232
2019-11-22 19:00 | 244 | 224
2019-11-22 19:30 | 246 | 224
2019-11-22 20:00 | 201 | 176
2019-11-22 20:30 | 182 | 154
2019-11-22 21:00 | 206 | 178
2019-11-22 21:30 | 262 | 236
2019-11-22 22:00 | 251 | 222
2019-11-22 22:30 | 236 | 203
2019-11-22 23:00 | 220 | 184
2019-11-22 23:30 | 242 | 208
2019-11-23 | 342 | 313
2019-11-23 00:30 | 377 | 350
2019-11-23 01:00 | 348 | 316
2019-11-23 01:30 | 319 | 285
2019-11-23 02:00 | 322 | 289
2019-11-23 02:30 | 325 | 290
2019-11-23 03:00 | 326 | 291
2019-11-23 03:30 | 324 | 288
2019-11-23 04:00 | 318 | 282
2019-11-23 04:30 | 320 | 284
2019-11-23 05:00 | 324 | 287
2019-11-23 05:30 | 325 | 288
2019-11-23 06:00 | 315 | 277
2019-11-23 06:30 | 287 | 249
2019-11-23 07:00 | 237 | 197
2019-11-23 07:30 | 178 | 133
2019-11-23 08:00 | 139 | 91
2019-11-23 08:30 | 121 | 73
2019-11-23 09:00 | 112 | 65
2019-11-23 09:30 | 104 | 57
2019-11-23 10:00 | 92 | 43
2019-11-23 10:30 | 65 | 11
2019-11-23 11:00 | 66 | 9
2019-11-23 11:30 | 65 | 1
2019-11-23 12:00 | 66 | 6
2019-11-23 12:30 | 71 | 18
2019-11-23 13:00 | 68 | 12
2019-11-23 13:30 | 71 | 19
2019-11-23 14:00 | 89 | 45
2019-11-23 14:30 | 88 | 47
2019-11-23 15:00 | 116 | 80
2019-11-23 15:30 | 116 | 82
2019-11-23 16:00 | 127 | 96
2019-11-23 16:30 | 190 | 169
2019-11-23 17:00 | 264 | 247
2019-11-23 17:30 | 344 | 329
2019-11-23 18:00 | 416 | 402
2019-11-23 18:30 | 455 | 440
2019-11-23 19:00 | 470 | 457
2019-11-23 19:30 | 445 | 432
2019-11-23 20:00 | 437 | 423
2019-11-23 20:30 | 415 | 395
2019-11-23 21:00 | 395 | 370
2019-11-23 21:30 | 371 | 341
2019-11-23 22:00 | 349 | 322
2019-11-23 22:30 | 345 | 316
2019-11-23 23:00 | 344 | 314
2019-11-23 23:30 | 335 | 303
2019-11-24 | 340 | 307
2019-11-24 00:30 | 346 | 313
2019-11-24 01:00 | 316 | 283
2019-11-24 01:30 | 298 | 262
2019-11-24 02:00 | 291 | 254
2019-11-24 02:30 | 286 | 247
2019-11-24 03:00 | 278 | 239
2019-11-24 03:30 | 277 | 240
2019-11-24 04:00 | 275 | 236
2019-11-24 04:30 | 278 | 239
2019-11-24 05:00 | 286 | 248
2019-11-24 05:30 | 299 | 262
2019-11-24 06:00 | 297 | 258
2019-11-24 06:30 | 272 | 233
2019-11-24 07:00 | 258 | 220
2019-11-24 07:30 | 223 | 186
2019-11-24 08:00 | 207 | 169
2019-11-24 08:30 | 151 | 111
2019-11-24 09:00 | 142 | 102
2019-11-24 09:30 | 128 | 88
2019-11-24 10:00 | 113 | 81
2019-11-24 10:30 | 92 | 54
2019-11-24 11:00 | 103 | 67
2019-11-24 11:30 | 100 | 62
2019-11-24 12:00 | 98 | 62
2019-11-24 12:30 | 112 | 79
2019-11-24 13:00 | 109 | 75
2019-11-24 13:30 | 101 | 65
2019-11-24 14:00 | 130 | 97
2019-11-24 14:30 | 123 | 90
2019-11-24 15:00 | 119 | 88
2019-11-24 15:30 | 173 | 148
2019-11-24 16:00 | 159 | 132
2019-11-24 16:30 | 234 | 211
2019-11-24 17:00 | 290 | 271
2019-11-24 17:30 | 335 | 319
2019-11-24 18:00 | 382 | 368
2019-11-24 18:30 | 412 | 399
2019-11-24 19:00 | 416 | 408
2019-11-24 19:30 | 428 | 420
2019-11-24 20:00 | 416 | 407
2019-11-24 20:30 | 430 | 421
2019-11-24 21:00 | 445 | 435
2019-11-24 21:30 | 428 | 414
2019-11-24 22:00 | 409 | 392
2019-11-24 22:30 | 381 | 363
2019-11-24 23:00 | 352 | 334
2019-11-24 23:30 | 324 | 304
2019-11-25 | 314 | 290
2019-11-25 00:30 | 321 | 294
2019-11-25 01:00 | 301 | 272
2019-11-25 01:30 | 291 | 260
2019-11-25 02:00 | 288 | 256
2019-11-25 02:30 | 288 | 255
2019-11-25 03:00 | 284 | 250
2019-11-25 03:30 | 307 | 274
2019-11-25 04:00 | 308 | 275
2019-11-25 04:30 | 316 | 285
2019-11-25 05:00 | 324 | 294
2019-11-25 05:30 | 321 | 291
2019-11-25 06:00 | 328 | 300
2019-11-25 06:30 | 317 | 292
2019-11-25 07:00 | 292 | 270
2019-11-25 07:30 | 269 | 254
2019-11-25 08:00 | 250 | 238
2019-11-25 08:30 | 265 | 254
2019-11-25 09:00 | 251 | 239
2019-11-25 09:30 | 232 | 213
2019-11-25 10:00 | 252 | 233
2019-11-25 10:30 | 199 | 178
2019-11-25 11:00 | 150 | 125
2019-11-25 11:30 | 126 | 97
2019-11-25 12:00 | 80 | 42
2019-11-25 12:30 | 90 | 59
2019-11-25 13:00 | 83 | 51
2019-11-25 13:30 | 66 | 28
2019-11-25 14:00 | 81 | 47
2019-11-25 14:30 | 86 | 51
2019-11-25 15:00 | 75 | 39
2019-11-25 15:30 | 100 | 66
2019-11-25 16:00 | 80 | 36
2019-11-25 16:30 | 119 | 89
2019-11-25 17:00 | 196 | 170
2019-11-25 17:30 | 258 | 229
2019-11-25 18:00 | 307 | 281
2019-11-25 18:30 | 350 | 325
2019-11-25 19:00 | 360 | 337
2019-11-25 19:30 | 380 | 359
2019-11-25 20:00 | 397 | 376
2019-11-25 20:30 | 398 | 376
2019-11-25 21:00 | 384 | 359
2019-11-25 21:30 | 366 | 337
2019-11-25 22:00 | 344 | 312
2019-11-25 22:30 | 330 | 287
2019-11-25 23:00 | 391 | 356
2019-11-25 23:30 | 396 | 360
2019-11-26 | 384 | 345
2019-11-26 00:30 | 380 | 339
2019-11-26 01:00 | 356 | 311
2019-11-26 01:30 | 340 | 292
2019-11-26 02:00 | 320 | 267
2019-11-26 02:30 | 293 | 253
2019-11-26 03:00 | 298 | 263
2019-11-26 03:30 | 316 | 282
2019-11-26 04:00 | 331 | 298
2019-11-26 04:30 | 345 | 315
2019-11-26 05:00 | 353 | 323
2019-11-26 05:30 | 362 | 337
2019-11-26 06:00 | 355 | 330
2019-11-26 06:30 | 355 | 334
2019-11-26 07:00 | 319 | 299
2019-11-26 07:30 | 271 | 254
2019-11-26 08:00 | 264 | 255
2019-11-26 08:30 | 239 | 232
2019-11-26 09:00 | 222 | 217
2019-11-26 09:30 | 214 | 208
2019-11-26 10:00 | 187 | 178
2019-11-26 10:30 | 58 | 53
2019-11-26 11:00 | 49 | 48
2019-11-26 11:30 | 74 | 69
2019-11-26 12:00 | 167 | 150
2019-11-26 12:30 | 189 | 160
2019-11-26 13:00 | 178 | 149
2019-11-26 13:30 | 199 | 172
2019-11-26 14:00 | 193 | 168
2019-11-26 14:30 | 221 | 196
2019-11-26 15:00 | 190 | 165
2019-11-26 15:30 | 202 | 178
2019-11-26 16:00 | 145 | 111
2019-11-26 16:30 | 168 | 136
2019-11-26 17:00 | 218 | 188
2019-11-26 17:30 | 266 | 239
2019-11-26 18:00 | 308 | 283
2019-11-26 18:30 | 340 | 318
2019-11-26 19:00 | 375 | 357
2019-11-26 19:30 | 392 | 375
2019-11-26 20:00 | 365 | 346
2019-11-26 20:30 | 378 | 358
2019-11-26 21:00 | 377 | 355
2019-11-26 21:30 | 366 | 342
2019-11-26 22:00 | 345 | 317
2019-11-26 22:30 | 316 | 275
2019-11-26 23:00 | 306 | 263
2019-11-26 23:30 | 289 | 252
2019-11-27 | 357 | 339
2019-11-27 00:30 | 399 | 381
2019-11-27 01:00 | 379 | 359
2019-11-27 01:30 | 365 | 344
2019-11-27 02:00 | 359 | 336
2019-11-27 02:30 | 355 | 331
2019-11-27 03:00 | 349 | 324
2019-11-27 03:30 | 346 | 321
2019-11-27 04:00 | 344 | 318
2019-11-27 04:30 | 341 | 316
2019-11-27 05:00 | 340 | 315
2019-11-27 05:30 | 340 | 316
2019-11-27 06:00 | 335 | 310
2019-11-27 06:30 | 346 | 326
2019-11-27 07:00 | 312 | 294
2019-11-27 07:30 | 276 | 262
2019-11-27 08:00 | 314 | 306
2019-11-27 08:30 | 310 | 301
2019-11-27 09:00 | 295 | 287
2019-11-27 09:30 | 226 | 218
2019-11-27 10:00 | 235 | 227
2019-11-27 10:30 | 201 | 193
2019-11-27 11:00 | 185 | 177
2019-11-27 11:30 | 192 | 184
2019-11-27 12:00 | 164 | 156
2019-11-27 12:30 | 152 | 143
2019-11-27 13:00 | 164 | 155
2019-11-27 13:30 | 177 | 169
2019-11-27 14:00 | 185 | 176
2019-11-27 14:30 | 171 | 163
2019-11-27 15:00 | 134 | 124
2019-11-27 15:30 | 130 | 116
2019-11-27 16:00 | 106 | 93
2019-11-27 16:30 | 118 | 103
2019-11-27 17:00 | 188 | 176
2019-11-27 17:30 | 242 | 230
2019-11-27 18:00 | 295 | 284
2019-11-27 18:30 | 337 | 327
2019-11-27 19:00 | 357 | 350
2019-11-27 19:30 | 377 | 369
2019-11-27 20:00 | 380 | 370
2019-11-27 20:30 | 415 | 404
2019-11-27 21:00 | 393 | 379
2019-11-27 21:30 | 366 | 349
2019-11-27 22:00 | 383 | 364
2019-11-27 22:30 | 317 | 294
2019-11-27 23:00 | 289 | 261
2019-11-27 23:30 | 259 | 226
2019-11-28 | 341 | 312
2019-11-28 00:30 | 375 | 347
2019-11-28 01:00 | 344 | 314
2019-11-28 01:30 | 328 | 299
2019-11-28 02:00 | 324 | 294
2019-11-28 02:30 | 320 | 289
2019-11-28 03:00 | 312 | 279
2019-11-28 03:30 | 316 | 279
2019-11-28 04:00 | 312 | 274
2019-11-28 04:30 | 303 | 265
2019-11-28 05:00 | 306 | 270
2019-11-28 05:30 | 314 | 280
2019-11-28 06:00 | 328 | 294
2019-11-28 06:30 | 318 | 288
2019-11-28 07:00 | 300 | 280
2019-11-28 07:30 | 278 | 262
2019-11-28 08:00 | 274 | 262
2019-11-28 08:30 | 292 | 284
2019-11-28 09:00 | 255 | 247
2019-11-28 09:30 | 244 | 237
2019-11-28 10:00 | 238 | 230
2019-11-28 10:30 | 195 | 187
2019-11-28 11:00 | 164 | 155
2019-11-28 11:30 | 140 | 131
2019-11-28 12:00 | 157 | 148
2019-11-28 12:30 | 182 | 171
2019-11-28 13:00 | 175 | 164
2019-11-28 13:30 | 199 | 190
2019-11-28 14:00 | 216 | 208
2019-11-28 14:30 | 227 | 219
2019-11-28 15:00 | 189 | 181
2019-11-28 15:30 | 200 | 192
2019-11-28 16:00 | 172 | 163
2019-11-28 16:30 | 195 | 186
2019-11-28 17:00 | 231 | 223
2019-11-28 17:30 | 285 | 276
2019-11-28 18:00 | 345 | 337
2019-11-28 18:30 | 377 | 369
2019-11-28 19:00 | 405 | 398
2019-11-28 19:30 | 404 | 397
2019-11-28 20:00 | 400 | 393
2019-11-28 20:30 | 397 | 389
2019-11-28 21:00 | 368 | 359
2019-11-28 21:30 | 339 | 328
2019-11-28 22:00 | 318 | 305
2019-11-28 22:30 | 286 | 272
2019-11-28 23:00 | 269 | 254
2019-11-28 23:30 | 245 | 227
2019-11-29 | 332 | 312
2019-11-29 00:30 | 361 | 339
2019-11-29 01:00 | 346 | 322
2019-11-29 01:30 | 352 | 331
2019-11-29 02:00 | 355 | 335
2019-11-29 02:30 | 337 | 316
2019-11-29 03:00 | 310 | 287
2019-11-29 03:30 | 303 | 280
2019-11-29 04:00 | 298 | 275
2019-11-29 04:30 | 314 | 292
2019-11-29 05:00 | 325 | 303
2019-11-29 05:30 | 338 | 318
2019-11-29 06:00 | 359 | 343
2019-11-29 06:30 | 358 | 344
2019-11-29 07:00 | 351 | 341
2019-11-29 07:30 | 327 | 316
2019-11-29 08:00 | 303 | 294
2019-11-29 08:30 | 275 | 268
2019-11-29 09:00 | 225 | 219
2019-11-29 09:30 | 252 | 247
2019-11-29 10:00 | 273 | 268
2019-11-29 10:30 | 205 | 200
2019-11-29 11:00 | 187 | 182
2019-11-29 11:30 | 190 | 185
2019-11-29 12:00 | 173 | 168
2019-11-29 12:30 | 201 | 196
2019-11-29 13:00 | 191 | 186
2019-11-29 13:30 | 246 | 239
2019-11-29 14:00 | 255 | 248
2019-11-29 14:30 | 261 | 254
2019-11-29 15:00 | 281 | 274
2019-11-29 15:30 | 301 | 294
2019-11-29 16:00 | 234 | 229
2019-11-29 16:30 | 211 | 207
2019-11-29 17:00 | 163 | 158
2019-11-29 17:30 | 215 | 210
2019-11-29 18:00 | 267 | 260
2019-11-29 18:30 | 303 | 296
2019-11-29 19:00 | 325 | 318
2019-11-29 19:30 | 331 | 325
2019-11-29 20:00 | 318 | 311
2019-11-29 20:30 | 361 | 354
2019-11-29 21:00 | 384 | 377
2019-11-29 21:30 | 379 | 370
2019-11-29 22:00 | 352 | 342
2019-11-29 22:30 | 330 | 319
2019-11-29 23:00 | 304 | 293
2019-11-29 23:30 | 275 | 264
2019-11-30 | 371 | 359
2019-11-30 00:30 | 406 | 392
2019-11-30 01:00 | 387 | 371
2019-11-30 01:30 | 385 | 368
2019-11-30 02:00 | 379 | 361
2019-11-30 02:30 | 374 | 356
2019-11-30 03:00 | 357 | 337
2019-11-30 03:30 | 356 | 336
2019-11-30 04:00 | 347 | 327
2019-11-30 04:30 | 348 | 327
2019-11-30 05:00 | 354 | 334
2019-11-30 05:30 | 365 | 345
2019-11-30 06:00 | 360 | 340
2019-11-30 06:30 | 335 | 315
2019-11-30 07:00 | 280 | 261
2019-11-30 07:30 | 232 | 214
2019-11-30 08:00 | 212 | 196
2019-11-30 08:30 | 207 | 192
2019-11-30 09:00 | 221 | 208
2019-11-30 09:30 | 237 | 223
2019-11-30 10:00 | 231 | 218
2019-11-30 10:30 | 218 | 204
2019-11-30 11:00 | 219 | 205
2019-11-30 11:30 | 206 | 192
2019-11-30 12:00 | 165 | 149
2019-11-30 12:30 | 158 | 141
2019-11-30 13:00 | 145 | 127
2019-11-30 13:30 | 188 | 174
2019-11-30 14:00 | 197 | 183
2019-11-30 14:30 | 178 | 164
2019-11-30 15:00 | 183 | 169
2019-11-30 15:30 | 200 | 188
2019-11-30 16:00 | 213 | 201
2019-11-30 16:30 | 250 | 239
2019-11-30 17:00 | 306 | 297
2019-11-30 17:30 | 385 | 378
2019-11-30 18:00 | 473 | 468
2019-11-30 18:30 | 520 | 515
2019-11-30 19:00 | 532 | 520
2019-11-30 19:30 | 537 | 522
2019-11-30 20:00 | 542 | 527
2019-11-30 20:30 | 539 | 523
2019-11-30 21:00 | 518 | 500
2019-11-30 21:30 | 505 | 485
2019-11-30 22:00 | 491 | 466
2019-11-30 22:30 | 469 | 442
2019-11-30 23:00 | 458 | 428
2019-11-30 23:30 | 445 | 413
2019-12-01 | 430 | 396
2019-12-01 00:30 | 438 | 407
2019-12-01 01:00 | 427 | 395
2019-12-01 01:30 | 421 | 388
2019-12-01 02:00 | 414 | 380
2019-12-01 02:30 | 410 | 379
2019-12-01 03:00 | 413 | 382
2019-12-01 03:30 | 414 | 382
2019-12-01 04:00 | 412 | 381
2019-12-01 04:30 | 413 | 382
2019-12-01 05:00 | 412 | 380
2019-12-01 05:30 | 412 | 380
2019-12-01 06:00 | 404 | 375
2019-12-01 06:30 | 363 | 339
2019-12-01 07:00 | 310 | 284
2019-12-01 07:30 | 311 | 286
2019-12-01 08:00 | 309 | 281
2019-12-01 08:30 | 264 | 236
2019-12-01 09:00 | 228 | 199
2019-12-01 09:30 | 200 | 178
2019-12-01 10:00 | 195 | 174
2019-12-01 10:30 | 211 | 189
2019-12-01 11:00 | 195 | 171
2019-12-01 11:30 | 194 | 172
2019-12-01 12:00 | 198 | 176
2019-12-01 12:30 | 191 | 168
2019-12-01 13:00 | 188 | 167
2019-12-01 13:30 | 177 | 155
2019-12-01 14:00 | 173 | 152
2019-12-01 14:30 | 218 | 202
2019-12-01 15:00 | 253 | 237
2019-12-01 15:30 | 305 | 296
2019-12-01 16:00 | 319 | 313
2019-12-01 16:30 | 395 | 388
2019-12-01 17:00 | 410 | 397
2019-12-01 17:30 | 471 | 459
2019-12-01 18:00 | 572 | 558
2019-12-01 18:30 | 599 | 580
2019-12-01 19:00 | 588 | 569
2019-12-01 19:30 | 587 | 568
2019-12-01 20:00 | 577 | 557
2019-12-01 20:30 | 557 | 536
2019-12-01 21:00 | 572 | 550
2019-12-01 21:30 | 574 | 554
2019-12-01 22:00 | 554 | 531
2019-12-01 22:30 | 530 | 503
2019-12-01 23:00 | 507 | 476
2019-12-01 23:30 | 495 | 461
2019-12-02 | 485 | 448
2019-12-02 00:30 | 482 | 452
2019-12-02 01:00 | 458 | 433
2019-12-02 01:30 | 446 | 420
2019-12-02 02:00 | 438 | 410
2019-12-02 02:30 | 433 | 405
2019-12-02 03:00 | 430 | 402
2019-12-02 03:30 | 427 | 398
2019-12-02 04:00 | 428 | 399
2019-12-02 04:30 | 430 | 402
2019-12-02 05:00 | 433 | 405
2019-12-02 05:30 | 441 | 414
2019-12-02 06:00 | 449 | 424
2019-12-02 06:30 | 443 | 421
2019-12-02 07:00 | 414 | 395
2019-12-02 07:30 | 394 | 382
2019-12-02 08:00 | 350 | 342
2019-12-02 08:30 | 343 | 337
2019-12-02 09:00 | 313 | 307
2019-12-02 09:30 | 294 | 288
2019-12-02 10:00 | 273 | 267
2019-12-02 10:30 | 240 | 234
2019-12-02 11:00 | 246 | 240
2019-12-02 11:30 | 256 | 251
2019-12-02 12:00 | 268 | 263
2019-12-02 12:30 | 280 | 273
2019-12-02 13:00 | 287 | 280
2019-12-02 13:30 | 312 | 305
2019-12-02 14:00 | 319 | 313
2019-12-02 14:30 | 338 | 332
2019-12-02 15:00 | 300 | 295
2019-12-02 15:30 | 297 | 292
2019-12-02 16:00 | 218 | 212
2019-12-02 16:30 | 264 | 258
2019-12-02 17:00 | 318 | 308
2019-12-02 17:30 | 362 | 350
2019-12-02 18:00 | 392 | 373
2019-12-02 18:30 | 429 | 410
2019-12-02 19:00 | 465 | 447
2019-12-02 19:30 | 475 | 457
2019-12-02 20:00 | 467 | 446
2019-12-02 20:30 | 494 | 472
2019-12-02 21:00 | 502 | 485
2019-12-02 21:30 | 478 | 458
2019-12-02 22:00 | 468 | 444
2019-12-02 22:30 | 448 | 422
2019-12-02 23:00 | 458 | 429
2019-12-02 23:30 | 456 | 426
2019-12-03 | 493 | 469
2019-12-03 00:30 | 510 | 487
2019-12-03 01:00 | 484 | 457
2019-12-03 01:30 | 477 | 449
2019-12-03 02:00 | 478 | 449
2019-12-03 02:30 | 470 | 440
2019-12-03 03:00 | 466 | 436
2019-12-03 03:30 | 461 | 430
2019-12-03 04:00 | 458 | 426
2019-12-03 04:30 | 459 | 427
2019-12-03 05:00 | 462 | 430
2019-12-03 05:30 | 470 | 439
2019-12-03 06:00 | 469 | 438
2019-12-03 06:30 | 456 | 427
2019-12-03 07:00 | 426 | 399
2019-12-03 07:30 | 395 | 371
2019-12-03 08:00 | 360 | 342
2019-12-03 08:30 | 347 | 334
2019-12-03 09:00 | 335 | 322
2019-12-03 09:30 | 335 | 324
2019-12-03 10:00 | 329 | 318
2019-12-03 10:30 | 316 | 305
2019-12-03 11:00 | 341 | 334
2019-12-03 11:30 | 330 | 324
2019-12-03 12:00 | 334 | 327
2019-12-03 12:30 | 347 | 337
2019-12-03 13:00 | 354 | 344
2019-12-03 13:30 | 367 | 357
2019-12-03 14:00 | 369 | 360
2019-12-03 14:30 | 380 | 371
2019-12-03 15:00 | 344 | 335
2019-12-03 15:30 | 326 | 317
2019-12-03 16:00 | 300 | 290
2019-12-03 16:30 | 374 | 365
2019-12-03 17:00 | 430 | 422
2019-12-03 17:30 | 471 | 463
2019-12-03 18:00 | 443 | 432
2019-12-03 18:30 | 477 | 463
2019-12-03 19:00 | 512 | 495
2019-12-03 19:30 | 527 | 512
2019-12-03 20:00 | 528 | 513
2019-12-03 20:30 | 527 | 510
2019-12-03 21:00 | 502 | 484
2019-12-03 21:30 | 478 | 456
2019-12-03 22:00 | 456 | 430
2019-12-03 22:30 | 452 | 429
2019-12-03 23:00 | 446 | 423
2019-12-03 23:30 | 469 | 447
2019-12-04 | 522 | 500
2019-12-04 00:30 | 532 | 510
2019-12-04 01:00 | 511 | 486
2019-12-04 01:30 | 497 | 470
2019-12-04 02:00 | 479 | 458
2019-12-04 02:30 | 471 | 450
2019-12-04 03:00 | 466 | 445
2019-12-04 03:30 | 463 | 441
2019-12-04 04:00 | 460 | 438
2019-12-04 04:30 | 463 | 441
2019-12-04 05:00 | 465 | 443
2019-12-04 05:30 | 468 | 447
2019-12-04 06:00 | 472 | 452
2019-12-04 06:30 | 465 | 447
2019-12-04 07:00 | 420 | 406
2019-12-04 07:30 | 377 | 368
2019-12-04 08:00 | 352 | 343
2019-12-04 08:30 | 340 | 332
2019-12-04 09:00 | 329 | 322
2019-12-04 09:30 | 318 | 311
2019-12-04 10:00 | 311 | 304
2019-12-04 10:30 | 280 | 276
2019-12-04 11:00 | 275 | 271
2019-12-04 11:30 | 278 | 274
2019-12-04 12:00 | 284 | 281
2019-12-04 12:30 | 292 | 289
2019-12-04 13:00 | 295 | 293
2019-12-04 13:30 | 305 | 305
2019-12-04 14:00 | 324 | 324
2019-12-04 14:30 | 331 | 331
2019-12-04 15:00 | 294 | 294
2019-12-04 15:30 | 297 | 297
2019-12-04 16:00 | 271 | 271
2019-12-04 16:30 | 315 | 315
2019-12-04 17:00 | 339 | 339
2019-12-04 17:30 | 400 | 399
2019-12-04 18:00 | 460 | 458
2019-12-04 18:30 | 465 | 460
2019-12-04 19:00 | 490 | 474
2019-12-04 19:30 | 503 | 485
2019-12-04 20:00 | 504 | 485
2019-12-04 20:30 | 533 | 513
2019-12-04 21:00 | 517 | 496
2019-12-04 21:30 | 538 | 523
2019-12-04 22:00 | 520 | 502
2019-12-04 22:30 | 482 | 461
2019-12-04 23:00 | 477 | 454
2019-12-04 23:30 | 478 | 453
2019-12-05 | 522 | 506
2019-12-05 00:30 | 529 | 514
2019-12-05 01:00 | 509 | 492
2019-12-05 01:30 | 500 | 482
2019-12-05 02:00 | 494 | 475
2019-12-05 02:30 | 490 | 470
2019-12-05 03:00 | 487 | 467
2019-12-05 03:30 | 482 | 462
2019-12-05 04:00 | 481 | 460
2019-12-05 04:30 | 484 | 464
2019-12-05 05:00 | 489 | 469
2019-12-05 05:30 | 489 | 468
2019-12-05 06:00 | 494 | 476
2019-12-05 06:30 | 481 | 464
2019-12-05 07:00 | 451 | 436
2019-12-05 07:30 | 426 | 418
2019-12-05 08:00 | 447 | 439
2019-12-05 08:30 | 405 | 398
2019-12-05 09:00 | 375 | 369
2019-12-05 09:30 | 356 | 350
2019-12-05 10:00 | 355 | 346
2019-12-05 10:30 | 293 | 282
2019-12-05 11:00 | 261 | 249
2019-12-05 11:30 | 262 | 250
2019-12-05 12:00 | 260 | 247
2019-12-05 12:30 | 268 | 255
2019-12-05 13:00 | 256 | 242
2019-12-05 13:30 | 254 | 236
2019-12-05 14:00 | 230 | 205
2019-12-05 14:30 | 264 | 241
2019-12-05 15:00 | 278 | 256
2019-12-05 15:30 | 279 | 259
2019-12-05 16:00 | 241 | 215
2019-12-05 16:30 | 250 | 223
2019-12-05 17:00 | 308 | 282
2019-12-05 17:30 | 304 | 274
2019-12-05 18:00 | 337 | 309
2019-12-05 18:30 | 369 | 335
2019-12-05 19:00 | 383 | 343
2019-12-05 19:30 | 397 | 361
2019-12-05 20:00 | 403 | 367
2019-12-05 20:30 | 411 | 375
2019-12-05 21:00 | 421 | 384
2019-12-05 21:30 | 437 | 400
2019-12-05 22:00 | 435 | 401
2019-12-05 22:30 | 454 | 420
2019-12-05 23:00 | 399 | 366
2019-12-05 23:30 | 399 | 366
2019-12-06 | 438 | 406
2019-12-06 00:30 | 445 | 413
2019-12-06 01:00 | 421 | 386
2019-12-06 01:30 | 401 | 371
2019-12-06 02:00 | 389 | 363
2019-12-06 02:30 | 379 | 356
2019-12-06 03:00 | 368 | 345
2019-12-06 03:30 | 362 | 344
2019-12-06 04:00 | 359 | 344
2019-12-06 04:30 | 360 | 345
2019-12-06 05:00 | 364 | 349
2019-12-06 05:30 | 371 | 357
2019-12-06 06:00 | 343 | 329
2019-12-06 06:30 | 336 | 324
2019-12-06 07:00 | 298 | 287
2019-12-06 07:30 | 274 | 268
2019-12-06 08:00 | 235 | 232
2019-12-06 08:30 | 256 | 254
2019-12-06 09:00 | 240 | 238
2019-12-06 09:30 | 215 | 213
2019-12-06 10:00 | 203 | 201
2019-12-06 10:30 | 165 | 163
2019-12-06 11:00 | 146 | 144
2019-12-06 11:30 | 150 | 148
2019-12-06 12:00 | 154 | 152
2019-12-06 12:30 | 162 | 159
2019-12-06 13:00 | 170 | 167
2019-12-06 13:30 | 209 | 206
2019-12-06 14:00 | 217 | 215
2019-12-06 14:30 | 194 | 192
2019-12-06 15:00 | 194 | 191
2019-12-06 15:30 | 214 | 212
2019-12-06 16:00 | 173 | 170
2019-12-06 16:30 | 214 | 210
2019-12-06 17:00 | 265 | 261
2019-12-06 17:30 | 300 | 295
2019-12-06 18:00 | 313 | 305
2019-12-06 18:30 | 327 | 316
2019-12-06 19:00 | 338 | 328
2019-12-06 19:30 | 356 | 348
2019-12-06 20:00 | 385 | 379
2019-12-06 20:30 | 422 | 416
2019-12-06 21:00 | 450 | 448
2019-12-06 21:30 | 443 | 441
2019-12-06 22:00 | 484 | 480
2019-12-06 22:30 | 448 | 444
2019-12-06 23:00 | 450 | 445
2019-12-06 23:30 | 526 | 522
2019-12-07 | 455 | 449
2019-12-07 00:30 | 481 | 475
2019-12-07 01:00 | 479 | 472
2019-12-07 01:30 | 472 | 464
2019-12-07 02:00 | 464 | 455
2019-12-07 02:30 | 453 | 444
2019-12-07 03:00 | 451 | 441
2019-12-07 03:30 | 450 | 440
2019-12-07 04:00 | 448 | 438
2019-12-07 04:30 | 445 | 434
2019-12-07 05:00 | 448 | 438
2019-12-07 05:30 | 445 | 436
2019-12-07 06:00 | 441 | 432
2019-12-07 06:30 | 421 | 413
2019-12-07 07:00 | 388 | 380
2019-12-07 07:30 | 353 | 346
2019-12-07 08:00 | 299 | 293
2019-12-07 08:30 | 301 | 296
2019-12-07 09:00 | 306 | 302
2019-12-07 09:30 | 274 | 270
2019-12-07 10:00 | 249 | 245
2019-12-07 10:30 | 213 | 208
2019-12-07 11:00 | 207 | 203
2019-12-07 11:30 | 210 | 206
2019-12-07 12:00 | 219 | 213
2019-12-07 12:30 | 227 | 221
2019-12-07 13:00 | 233 | 227
2019-12-07 13:30 | 236 | 230
2019-12-07 14:00 | 198 | 191
2019-12-07 14:30 | 194 | 188
2019-12-07 15:00 | 174 | 169
2019-12-07 15:30 | 193 | 188
2019-12-07 16:00 | 159 | 153
2019-12-07 16:30 | 223 | 218
2019-12-07 17:00 | 277 | 272
2019-12-07 17:30 | 340 | 335
2019-12-07 18:00 | 397 | 392
2019-12-07 18:30 | 444 | 440
2019-12-07 19:00 | 444 | 439
2019-12-07 19:30 | 453 | 449
2019-12-07 20:00 | 452 | 448
2019-12-07 20:30 | 483 | 479
2019-12-07 21:00 | 464 | 459
2019-12-07 21:30 | 445 | 439
2019-12-07 22:00 | 420 | 414
2019-12-07 22:30 | 490 | 484
2019-12-07 23:00 | 497 | 491
2019-12-07 23:30 | 478 | 472
2019-12-08 | 460 | 452
2019-12-08 00:30 | 458 | 450
2019-12-08 01:00 | 432 | 423
2019-12-08 01:30 | 421 | 411
2019-12-08 02:00 | 418 | 408
2019-12-08 02:30 | 412 | 401
2019-12-08 03:00 | 402 | 390
2019-12-08 03:30 | 402 | 390
2019-12-08 04:00 | 397 | 384
2019-12-08 04:30 | 396 | 383
2019-12-08 05:00 | 417 | 405
2019-12-08 05:30 | 428 | 416
2019-12-08 06:00 | 418 | 404
2019-12-08 06:30 | 385 | 370
2019-12-08 07:00 | 332 | 318
2019-12-08 07:30 | 282 | 269
2019-12-08 08:00 | 250 | 241
2019-12-08 08:30 | 228 | 219
2019-12-08 09:00 | 206 | 199
2019-12-08 09:30 | 195 | 187
2019-12-08 10:00 | 191 | 183
2019-12-08 10:30 | 162 | 154
2019-12-08 11:00 | 158 | 150
2019-12-08 11:30 | 156 | 148
2019-12-08 12:00 | 161 | 153
2019-12-08 12:30 | 170 | 163
2019-12-08 13:00 | 162 | 156
2019-12-08 13:30 | 179 | 171
2019-12-08 14:00 | 177 | 170
2019-12-08 14:30 | 196 | 189
2019-12-08 15:00 | 222 | 216
2019-12-08 15:30 | 256 | 252
2019-12-08 16:00 | 256 | 252
2019-12-08 16:30 | 322 | 318
2019-12-08 17:00 | 389 | 387
2019-12-08 17:30 | 460 | 456
2019-12-08 18:00 | 545 | 536
2019-12-08 18:30 | 559 | 550
2019-12-08 19:00 | 575 | 565
2019-12-08 19:30 | 581 | 572
2019-12-08 20:00 | 574 | 564
2019-12-08 20:30 | 554 | 543
2019-12-08 21:00 | 553 | 544
2019-12-08 21:30 | 545 | 535
2019-12-08 22:00 | 523 | 510
2019-12-08 22:30 | 495 | 486
2019-12-08 23:00 | 466 | 459
2019-12-08 23:30 | 443 | 435
2019-12-09 | 427 | 418
2019-12-09 00:30 | 429 | 422
2019-12-09 01:00 | 396 | 386
2019-12-09 01:30 | 387 | 376
2019-12-09 02:00 | 372 | 361
2019-12-09 02:30 | 344 | 331
2019-12-09 03:00 | 340 | 326
2019-12-09 03:30 | 347 | 334
2019-12-09 04:00 | 349 | 335
2019-12-09 04:30 | 348 | 335
2019-12-09 05:00 | 361 | 348
2019-12-09 05:30 | 376 | 364
2019-12-09 06:00 | 371 | 359
2019-12-09 06:30 | 342 | 332
2019-12-09 07:00 | 260 | 251
2019-12-09 07:30 | 238 | 232
2019-12-09 08:00 | 213 | 208
2019-12-09 08:30 | 193 | 191
2019-12-09 09:00 | 223 | 223
2019-12-09 09:30 | 235 | 234
2019-12-09 10:00 | 235 | 234
2019-12-09 10:30 | 194 | 193
2019-12-09 11:00 | 194 | 191
2019-12-09 11:30 | 178 | 175
2019-12-09 12:00 | 180 | 177
2019-12-09 12:30 | 200 | 197
2019-12-09 13:00 | 212 | 210
2019-12-09 13:30 | 208 | 205
2019-12-09 14:00 | 221 | 218
2019-12-09 14:30 | 234 | 232
2019-12-09 15:00 | 227 | 225
2019-12-09 15:30 | 191 | 187
2019-12-09 16:00 | 171 | 167
2019-12-09 16:30 | 205 | 201
2019-12-09 17:00 | 281 | 277
2019-12-09 17:30 | 337 | 333
2019-12-09 18:00 | 401 | 393
2019-12-09 18:30 | 447 | 437
2019-12-09 19:00 | 368 | 352
2019-12-09 19:30 | 406 | 395
2019-12-09 20:00 | 434 | 424
2019-12-09 20:30 | 457 | 448
2019-12-09 21:00 | 445 | 439
2019-12-09 21:30 | 415 | 410
2019-12-09 22:00 | 390 | 384
2019-12-09 22:30 | 346 | 339
2019-12-09 23:00 | 433 | 427
2019-12-09 23:30 | 416 | 410
2019-12-10 | 402 | 395
2019-12-10 00:30 | 416 | 409
2019-12-10 01:00 | 399 | 391
2019-12-10 01:30 | 392 | 383
2019-12-10 02:00 | 384 | 375
2019-12-10 02:30 | 377 | 367
2019-12-10 03:00 | 375 | 365
2019-12-10 03:30 | 363 | 353
2019-12-10 04:00 | 360 | 350
2019-12-10 04:30 | 372 | 362
2019-12-10 05:00 | 378 | 369
2019-12-10 05:30 | 381 | 372
2019-12-10 06:00 | 383 | 375
2019-12-10 06:30 | 384 | 379
2019-12-10 07:00 | 366 | 362
2019-12-10 07:30 | 344 | 342
2019-12-10 08:00 | 375 | 371
2019-12-10 08:30 | 385 | 379
2019-12-10 09:00 | 360 | 355
2019-12-10 09:30 | 327 | 324
2019-12-10 10:00 | 358 | 355
2019-12-10 10:30 | 344 | 340
2019-12-10 11:00 | 329 | 325
2019-12-10 11:30 | 330 | 325
2019-12-10 12:00 | 363 | 357
2019-12-10 12:30 | 357 | 351
2019-12-10 13:00 | 309 | 303
2019-12-10 13:30 | 287 | 282
2019-12-10 14:00 | 282 | 274
2019-12-10 14:30 | 166 | 157
2019-12-10 15:00 | 160 | 151
2019-12-10 15:30 | 138 | 128
2019-12-10 16:00 | 103 | 92
2019-12-10 16:30 | 149 | 141
2019-12-10 17:00 | 228 | 220
2019-12-10 17:30 | 237 | 218
2019-12-10 18:00 | 293 | 275
2019-12-10 18:30 | 335 | 318
2019-12-10 19:00 | 373 | 354
2019-12-10 19:30 | 383 | 366
2019-12-10 20:00 | 379 | 361
2019-12-10 20:30 | 391 | 377
2019-12-10 21:00 | 408 | 394
2019-12-10 21:30 | 408 | 393
2019-12-10 22:00 | 425 | 408
2019-12-10 22:30 | 411 | 392
2019-12-10 23:00 | 395 | 374
2019-12-10 23:30 | 379 | 352
2019-12-11 | 417 | 393
2019-12-11 00:30 | 424 | 400
2019-12-11 01:00 | 389 | 362
2019-12-11 01:30 | 374 | 348
2019-12-11 02:00 | 372 | 347
2019-12-11 02:30 | 364 | 339
2019-12-11 03:00 | 358 | 331
2019-12-11 03:30 | 346 | 318
2019-12-11 04:00 | 347 | 316
2019-12-11 04:30 | 344 | 314
2019-12-11 05:00 | 355 | 326
2019-12-11 05:30 | 371 | 344
2019-12-11 06:00 | 375 | 348
2019-12-11 06:30 | 372 | 348
2019-12-11 07:00 | 353 | 331
2019-12-11 07:30 | 324 | 309
2019-12-11 08:00 | 293 | 279
2019-12-11 08:30 | 277 | 267
2019-12-11 09:00 | 269 | 263
2019-12-11 09:30 | 264 | 259
2019-12-11 10:00 | 261 | 256
2019-12-11 10:30 | 249 | 243
2019-12-11 11:00 | 254 | 249
2019-12-11 11:30 | 287 | 282
2019-12-11 12:00 | 286 | 278
2019-12-11 12:30 | 318 | 309
2019-12-11 13:00 | 305 | 295
2019-12-11 13:30 | 295 | 286
2019-12-11 14:00 | 295 | 285
2019-12-11 14:30 | 280 | 272
2019-12-11 15:00 | 294 | 286
2019-12-11 15:30 | 316 | 309
2019-12-11 16:00 | 275 | 267
2019-12-11 16:30 | 272 | 264
2019-12-11 17:00 | 321 | 312
2019-12-11 17:30 | 370 | 359
2019-12-11 18:00 | 423 | 411
2019-12-11 18:30 | 503 | 489
2019-12-11 19:00 | 527 | 513
2019-12-11 19:30 | 554 | 541
2019-12-11 20:00 | 555 | 542
2019-12-11 20:30 | 574 | 565
2019-12-11 21:00 | 556 | 545
2019-12-11 21:30 | 540 | 528
2019-12-11 22:00 | 521 | 507
2019-12-11 22:30 | 495 | 478
2019-12-11 23:00 | 463 | 445
2019-12-11 23:30 | 436 | 421
2019-12-12 | 418 | 401
2019-12-12 00:30 | 434 | 417
2019-12-12 01:00 | 411 | 392
2019-12-12 01:30 | 406 | 386
2019-12-12 02:00 | 408 | 387
2019-12-12 02:30 | 368 | 317
2019-12-12 03:00 | 399 | 368
2019-12-12 03:30 | 411 | 385
2019-12-12 04:00 | 408 | 382
2019-12-12 04:30 | 403 | 378
2019-12-12 05:00 | 410 | 386
2019-12-12 05:30 | 418 | 397
2019-12-12 06:00 | 420 | 400
2019-12-12 06:30 | 408 | 391
2019-12-12 07:00 | 420 | 407
2019-12-12 07:30 | 422 | 412
2019-12-12 08:00 | 389 | 380
2019-12-12 08:30 | 370 | 362
2019-12-12 09:00 | 360 | 353
2019-12-12 09:30 | 381 | 374
2019-12-12 10:00 | 376 | 370
2019-12-12 10:30 | 340 | 333
2019-12-12 11:00 | 321 | 314
2019-12-12 11:30 | 311 | 305
2019-12-12 12:00 | 303 | 297
2019-12-12 12:30 | 330 | 324
2019-12-12 13:00 | 314 | 308
2019-12-12 13:30 | 325 | 320
2019-12-12 14:00 | 360 | 355
2019-12-12 14:30 | 328 | 323
2019-12-12 15:00 | 289 | 283
2019-12-12 15:30 | 310 | 304
2019-12-12 16:00 | 340 | 332
2019-12-12 16:30 | 389 | 382
2019-12-12 17:00 | 455 | 449
2019-12-12 17:30 | 516 | 510
2019-12-12 18:00 | 561 | 555
2019-12-12 18:30 | 477 | 460
2019-12-12 19:00 | 491 | 479
2019-12-12 19:30 | 510 | 500
2019-12-12 20:00 | 511 | 502
2019-12-12 20:30 | 512 | 507
2019-12-12 21:00 | 509 | 502
2019-12-12 21:30 | 468 | 460
2019-12-12 22:00 | 471 | 461
2019-12-12 22:30 | 453 | 440
2019-12-12 23:00 | 501 | 488
2019-12-12 23:30 | 497 | 482
2019-12-13 | 485 | 467
2019-12-13 00:30 | 486 | 468
2019-12-13 01:00 | 454 | 432
2019-12-13 01:30 | 443 | 421
2019-12-13 02:00 | 436 | 412
2019-12-13 02:30 | 434 | 410
2019-12-13 03:00 | 433 | 407
2019-12-13 03:30 | 429 | 400
2019-12-13 04:00 | 419 | 389
2019-12-13 04:30 | 424 | 394
2019-12-13 05:00 | 432 | 404
2019-12-13 05:30 | 442 | 416
2019-12-13 06:00 | 444 | 417
2019-12-13 06:30 | 445 | 420
2019-12-13 07:00 | 417 | 398
2019-12-13 07:30 | 386 | 372
2019-12-13 08:00 | 352 | 341
2019-12-13 08:30 | 336 | 327
2019-12-13 09:00 | 316 | 308
2019-12-13 09:30 | 320 | 313
2019-12-13 10:00 | 316 | 309
2019-12-13 10:30 | 289 | 283
2019-12-13 11:00 | 290 | 284
2019-12-13 11:30 | 293 | 287
2019-12-13 12:00 | 299 | 296
2019-12-13 12:30 | 308 | 305
2019-12-13 13:00 | 327 | 323
2019-12-13 13:30 | 345 | 342
2019-12-13 14:00 | 330 | 327
2019-12-13 14:30 | 276 | 273
2019-12-13 15:00 | 304 | 300
2019-12-13 15:30 | 354 | 350
2019-12-13 16:00 | 383 | 381
2019-12-13 16:30 | 415 | 412
2019-12-13 17:00 | 472 | 470
2019-12-13 17:30 | 487 | 484
2019-12-13 18:00 | 569 | 563
2019-12-13 18:30 | 603 | 594
2019-12-13 19:00 | 589 | 572
2019-12-13 19:30 | 610 | 593
2019-12-13 20:00 | 660 | 648
2019-12-13 20:30 | 647 | 632
2019-12-13 21:00 | 624 | 606
2019-12-13 21:30 | 601 | 580
2019-12-13 22:00 | 570 | 551
2019-12-13 22:30 | 558 | 541
2019-12-13 23:00 | 546 | 532
2019-12-13 23:30 | 523 | 514
2019-12-14 | 505 | 496
2019-12-14 00:30 | 510 | 502
2019-12-14 01:00 | 488 | 479
2019-12-14 01:30 | 475 | 465
2019-12-14 02:00 | 465 | 455
2019-12-14 02:30 | 451 | 440
2019-12-14 03:00 | 436 | 423
2019-12-14 03:30 | 433 | 420
2019-12-14 04:00 | 433 | 420
2019-12-14 04:30 | 423 | 409
2019-12-14 05:00 | 416 | 402
2019-12-14 05:30 | 413 | 399
2019-12-14 06:00 | 406 | 393
2019-12-14 06:30 | 394 | 383
2019-12-14 07:00 | 378 | 367
2019-12-14 07:30 | 376 | 371
2019-12-14 08:00 | 343 | 338
2019-12-14 08:30 | 360 | 354
2019-12-14 09:00 | 349 | 341
2019-12-14 09:30 | 329 | 321
2019-12-14 10:00 | 325 | 317
2019-12-14 10:30 | 292 | 283
2019-12-14 11:00 | 271 | 262
2019-12-14 11:30 | 284 | 276
2019-12-14 12:00 | 282 | 274
2019-12-14 12:30 | 298 | 290
2019-12-14 13:00 | 299 | 291
2019-12-14 13:30 | 301 | 294
2019-12-14 14:00 | 316 | 309
2019-12-14 14:30 | 385 | 380
2019-12-14 15:00 | 393 | 389
2019-12-14 15:30 | 410 | 406
2019-12-14 16:00 | 420 | 415
2019-12-14 16:30 | 354 | 349
2019-12-14 17:00 | 359 | 354
2019-12-14 17:30 | 410 | 402
2019-12-14 18:00 | 442 | 420
2019-12-14 18:30 | 495 | 473
2019-12-14 19:00 | 528 | 507
2019-12-14 19:30 | 479 | 458
2019-12-14 20:00 | 544 | 528
2019-12-14 20:30 | 604 | 596
2019-12-14 21:00 | 597 | 587
2019-12-14 21:30 | 570 | 559
2019-12-14 22:00 | 542 | 529
2019-12-14 22:30 | 541 | 527
2019-12-14 23:00 | 524 | 509
2019-12-14 23:30 | 512 | 495
2019-12-15 | 499 | 485
2019-12-15 00:30 | 500 | 491
2019-12-15 01:00 | 478 | 468
2019-12-15 01:30 | 464 | 453
2019-12-15 02:00 | 454 | 442
2019-12-15 02:30 | 448 | 436
2019-12-15 03:00 | 439 | 427
2019-12-15 03:30 | 440 | 427
2019-12-15 04:00 | 444 | 430
2019-12-15 04:30 | 442 | 429
2019-12-15 05:00 | 433 | 419
2019-12-15 05:30 | 419 | 406
2019-12-15 06:00 | 405 | 394
2019-12-15 06:30 | 393 | 385
2019-12-15 07:00 | 354 | 346
2019-12-15 07:30 | 312 | 305
2019-12-15 08:00 | 291 | 284
2019-12-15 08:30 | 271 | 264
2019-12-15 09:00 | 255 | 247
2019-12-15 09:30 | 249 | 242
2019-12-15 10:00 | 236 | 228
2019-12-15 10:30 | 204 | 197
2019-12-15 11:00 | 210 | 203
2019-12-15 11:30 | 212 | 205
2019-12-15 12:00 | 214 | 207
2019-12-15 12:30 | 220 | 213
2019-12-15 13:00 | 233 | 226
2019-12-15 13:30 | 276 | 269
2019-12-15 14:00 | 292 | 282
2019-12-15 14:30 | 305 | 294
2019-12-15 15:00 | 319 | 310
2019-12-15 15:30 | 303 | 292
2019-12-15 16:00 | 367 | 358
2019-12-15 16:30 | 415 | 409
2019-12-15 17:00 | 500 | 496
2019-12-15 17:30 | 524 | 521
2019-12-15 18:00 | 538 | 535
2019-12-15 18:30 | 535 | 531
2019-12-15 19:00 | 544 | 536
2019-12-15 19:30 | 560 | 550
2019-12-15 20:00 | 569 | 563
2019-12-15 20:30 | 552 | 544
2019-12-15 21:00 | 584 | 577
2019-12-15 21:30 | 588 | 580
2019-12-15 22:00 | 563 | 555
2019-12-15 22:30 | 541 | 532
2019-12-15 23:00 | 533 | 523
2019-12-15 23:30 | 514 | 501
2019-12-16 | 499 | 486
2019-12-16 00:30 | 506 | 491
2019-12-16 01:00 | 488 | 471
2019-12-16 01:30 | 478 | 458
2019-12-16 02:00 | 471 | 450
2019-12-16 02:30 | 467 | 445
2019-12-16 03:00 | 462 | 440
2019-12-16 03:30 | 460 | 438
2019-12-16 04:00 | 458 | 435
2019-12-16 04:30 | 453 | 430
2019-12-16 05:00 | 460 | 438
2019-12-16 05:30 | 468 | 448
2019-12-16 06:00 | 467 | 448
2019-12-16 06:30 | 468 | 451
2019-12-16 07:00 | 458 | 444
2019-12-16 07:30 | 454 | 445
2019-12-16 08:00 | 409 | 401
2019-12-16 08:30 | 354 | 346
2019-12-16 09:00 | 339 | 329
2019-12-16 09:30 | 324 | 315
2019-12-16 10:00 | 306 | 296
2019-12-16 10:30 | 274 | 263
2019-12-16 11:00 | 269 | 259
2019-12-16 11:30 | 275 | 261
2019-12-16 12:00 | 285 | 270
2019-12-16 12:30 | 293 | 279
2019-12-16 13:00 | 274 | 257
2019-12-16 13:30 | 248 | 227
2019-12-16 14:00 | 305 | 289
2019-12-16 14:30 | 244 | 226
2019-12-16 15:00 | 242 | 224
2019-12-16 15:30 | 256 | 240
2019-12-16 16:00 | 270 | 254
2019-12-16 16:30 | 317 | 303
2019-12-16 17:00 | 356 | 343
2019-12-16 17:30 | 412 | 400
2019-12-16 18:00 | 477 | 465
2019-12-16 18:30 | 535 | 525
2019-12-16 19:00 | 576 | 565
2019-12-16 19:30 | 598 | 580
2019-12-16 20:00 | 593 | 575
2019-12-16 20:30 | 593 | 573
2019-12-16 21:00 | 570 | 547
2019-12-16 21:30 | 604 | 581
2019-12-16 22:00 | 574 | 556
2019-12-16 22:30 | 546 | 533
2019-12-16 23:00 | 554 | 539
2019-12-16 23:30 | 537 | 520
2019-12-17 | 524 | 504
2019-12-17 00:30 | 522 | 506
2019-12-17 01:00 | 496 | 479
2019-12-17 01:30 | 485 | 467
2019-12-17 02:00 | 478 | 458
2019-12-17 02:30 | 467 | 449
2019-12-17 03:00 | 462 | 445
2019-12-17 03:30 | 462 | 445
2019-12-17 04:00 | 459 | 442
2019-12-17 04:30 | 457 | 439
2019-12-17 05:00 | 462 | 445
2019-12-17 05:30 | 468 | 451
2019-12-17 06:00 | 471 | 454
2019-12-17 06:30 | 466 | 450
2019-12-17 07:00 | 443 | 427
2019-12-17 07:30 | 401 | 392
2019-12-17 08:00 | 381 | 373
2019-12-17 08:30 | 358 | 350
2019-12-17 09:00 | 340 | 332
2019-12-17 09:30 | 326 | 318
2019-12-17 10:00 | 315 | 308
2019-12-17 10:30 | 287 | 277
2019-12-17 11:00 | 280 | 267
2019-12-17 11:30 | 272 | 259
2019-12-17 12:00 | 267 | 254
2019-12-17 12:30 | 268 | 254
2019-12-17 13:00 | 285 | 272
2019-12-17 13:30 | 309 | 297
2019-12-17 14:00 | 322 | 310
2019-12-17 14:30 | 313 | 301
2019-12-17 15:00 | 311 | 299
2019-12-17 15:30 | 350 | 339
2019-12-17 16:00 | 398 | 387
2019-12-17 16:30 | 435 | 425
2019-12-17 17:00 | 477 | 468
2019-12-17 17:30 | 528 | 519
2019-12-17 18:00 | 594 | 584
2019-12-17 18:30 | 642 | 631
2019-12-17 19:00 | 661 | 650
2019-12-17 19:30 | 672 | 657
2019-12-17 20:00 | 661 | 644
2019-12-17 20:30 | 646 | 628
2019-12-17 21:00 | 630 | 609
2019-12-17 21:30 | 622 | 600
2019-12-17 22:00 | 593 | 562
2019-12-17 22:30 | 557 | 522
2019-12-17 23:00 | 530 | 495
2019-12-17 23:30 | 494 | 471
2019-12-18 | 485 | 461
2019-12-18 00:30 | 486 | 464
2019-12-18 01:00 | 456 | 432
2019-12-18 01:30 | 442 | 416
2019-12-18 02:00 | 443 | 416
2019-12-18 02:30 | 431 | 405
2019-12-18 03:00 | 428 | 402
2019-12-18 03:30 | 429 | 403
2019-12-18 04:00 | 424 | 398
2019-12-18 04:30 | 417 | 390
2019-12-18 05:00 | 427 | 401
2019-12-18 05:30 | 427 | 402
2019-12-18 06:00 | 429 | 403
2019-12-18 06:30 | 437 | 415
2019-12-18 07:00 | 442 | 425
2019-12-18 07:30 | 427 | 416
2019-12-18 08:00 | 398 | 387
2019-12-18 08:30 | 337 | 327
2019-12-18 09:00 | 318 | 309
2019-12-18 09:30 | 288 | 279
2019-12-18 10:00 | 282 | 272
2019-12-18 10:30 | 222 | 211
2019-12-18 11:00 | 219 | 207
2019-12-18 11:30 | 246 | 236
2019-12-18 12:00 | 252 | 241
2019-12-18 12:30 | 255 | 243
2019-12-18 13:00 | 258 | 247
2019-12-18 13:30 | 294 | 284
2019-12-18 14:00 | 312 | 302
2019-12-18 14:30 | 274 | 264
2019-12-18 15:00 | 307 | 297
2019-12-18 15:30 | 332 | 323
2019-12-18 16:00 | 377 | 369
2019-12-18 16:30 | 376 | 368
2019-12-18 17:00 | 387 | 378
2019-12-18 17:30 | 442 | 434
2019-12-18 18:00 | 518 | 510
2019-12-18 18:30 | 574 | 566
2019-12-18 19:00 | 613 | 604
2019-12-18 19:30 | 628 | 619
2019-12-18 20:00 | 619 | 609
2019-12-18 20:30 | 616 | 605
2019-12-18 21:00 | 581 | 568
2019-12-18 21:30 | 576 | 562
2019-12-18 22:00 | 559 | 543
2019-12-18 22:30 | 535 | 513
2019-12-18 23:00 | 505 | 480
2019-12-18 23:30 | 473 | 444
2019-12-19 | 459 | 434
2019-12-19 00:30 | 468 | 445
2019-12-19 01:00 | 453 | 427
2019-12-19 01:30 | 446 | 419
2019-12-19 02:00 | 432 | 403
2019-12-19 02:30 | 429 | 398
2019-12-19 03:00 | 425 | 394
2019-12-19 03:30 | 421 | 389
2019-12-19 04:00 | 419 | 386
2019-12-19 04:30 | 412 | 383
2019-12-19 05:00 | 422 | 397
2019-12-19 05:30 | 430 | 406
2019-12-19 06:00 | 425 | 400
2019-12-19 06:30 | 421 | 397
2019-12-19 07:00 | 410 | 388
2019-12-19 07:30 | 394 | 377
2019-12-19 08:00 | 367 | 354
2019-12-19 08:30 | 361 | 348
2019-12-19 09:00 | 325 | 311
2019-12-19 09:30 | 304 | 290
2019-12-19 10:00 | 287 | 272
2019-12-19 10:30 | 267 | 249
2019-12-19 11:00 | 271 | 254
2019-12-19 11:30 | 237 | 218
2019-12-19 12:00 | 245 | 226
2019-12-19 12:30 | 249 | 234
2019-12-19 13:00 | 265 | 249
2019-12-19 13:30 | 262 | 246
2019-12-19 14:00 | 281 | 271
2019-12-19 14:30 | 230 | 218
2019-12-19 15:00 | 208 | 196
2019-12-19 15:30 | 177 | 163
2019-12-19 16:00 | 233 | 222
2019-12-19 16:30 | 247 | 237
2019-12-19 17:00 | 275 | 267
2019-12-19 17:30 | 336 | 328
2019-12-19 18:00 | 395 | 386
2019-12-19 18:30 | 433 | 423
2019-12-19 19:00 | 435 | 426
2019-12-19 19:30 | 440 | 430
2019-12-19 20:00 | 431 | 419
2019-12-19 20:30 | 464 | 453
2019-12-19 21:00 | 478 | 463
2019-12-19 21:30 | 454 | 438
2019-12-19 22:00 | 499 | 485
2019-12-19 22:30 | 475 | 459
2019-12-19 23:00 | 452 | 434
2019-12-19 23:30 | 436 | 415
2019-12-20 | 417 | 397
2019-12-20 00:30 | 419 | 399
2019-12-20 01:00 | 398 | 373
2019-12-20 01:30 | 386 | 360
2019-12-20 02:00 | 371 | 348
2019-12-20 02:30 | 365 | 341
2019-12-20 03:00 | 364 | 339
2019-12-20 03:30 | 363 | 337
2019-12-20 04:00 | 359 | 333
2019-12-20 04:30 | 358 | 331
2019-12-20 05:00 | 357 | 331
2019-12-20 05:30 | 367 | 342
2019-12-20 06:00 | 372 | 349
2019-12-20 06:30 | 357 | 335
2019-12-20 07:00 | 339 | 317
2019-12-20 07:30 | 288 | 265
2019-12-20 08:00 | 302 | 281
2019-12-20 08:30 | 275 | 254
2019-12-20 09:00 | 267 | 245
2019-12-20 09:30 | 278 | 257
2019-12-20 10:00 | 279 | 259
2019-12-20 10:30 | 253 | 233
2019-12-20 11:00 | 244 | 222
2019-12-20 11:30 | 249 | 229
2019-12-20 12:00 | 250 | 229
2019-12-20 12:30 | 235 | 213
2019-12-20 13:00 | 239 | 218
2019-12-20 13:30 | 274 | 252
2019-12-20 14:00 | 279 | 258
2019-12-20 14:30 | 262 | 239
2019-12-20 15:00 | 252 | 230
2019-12-20 15:30 | 269 | 247
2019-12-20 16:00 | 282 | 262
2019-12-20 16:30 | 311 | 293
2019-12-20 17:00 | 331 | 314
2019-12-20 17:30 | 383 | 369
2019-12-20 18:00 | 423 | 409
2019-12-20 18:30 | 454 | 440
2019-12-20 19:00 | 478 | 465
2019-12-20 19:30 | 503 | 496
2019-12-20 20:00 | 520 | 513
2019-12-20 20:30 | 531 | 522
2019-12-20 21:00 | 512 | 503
2019-12-20 21:30 | 483 | 473
2019-12-20 22:00 | 461 | 449
2019-12-20 22:30 | 442 | 428
2019-12-20 23:00 | 424 | 407
2019-12-20 23:30 | 410 | 389
2019-12-21 | 403 | 381
2019-12-21 00:30 | 412 | 389
2019-12-21 01:00 | 391 | 364
2019-12-21 01:30 | 379 | 350
2019-12-21 02:00 | 373 | 344
2019-12-21 02:30 | 375 | 345
2019-12-21 03:00 | 384 | 353
2019-12-21 03:30 | 421 | 392
2019-12-21 04:00 | 430 | 401
2019-12-21 04:30 | 429 | 400
2019-12-21 05:00 | 440 | 411
2019-12-21 05:30 | 439 | 411
2019-12-21 06:00 | 427 | 399
2019-12-21 06:30 | 401 | 374
2019-12-21 07:00 | 356 | 326
2019-12-21 07:30 | 314 | 279
2019-12-21 08:00 | 267 | 228
2019-12-21 08:30 | 262 | 224
2019-12-21 09:00 | 273 | 237
2019-12-21 09:30 | 271 | 236
2019-12-21 10:00 | 269 | 234
2019-12-21 10:30 | 286 | 254
2019-12-21 11:00 | 242 | 203
2019-12-21 11:30 | 212 | 167
2019-12-21 12:00 | 226 | 184
2019-12-21 12:30 | 233 | 193
2019-12-21 13:00 | 222 | 180
2019-12-21 13:30 | 241 | 203
2019-12-21 14:00 | 244 | 206
2019-12-21 14:30 | 236 | 196
2019-12-21 15:00 | 240 | 201
2019-12-21 15:30 | 248 | 211
2019-12-21 16:00 | 269 | 235
2019-12-21 16:30 | 302 | 272
2019-12-21 17:00 | 357 | 332
2019-12-21 17:30 | 417 | 395
2019-12-21 18:00 | 488 | 469
2019-12-21 18:30 | 556 | 537
2019-12-21 19:00 | 558 | 545
2019-12-21 19:30 | 560 | 551
2019-12-21 20:00 | 575 | 567
2019-12-21 20:30 | 577 | 568
2019-12-21 21:00 | 569 | 559
2019-12-21 21:30 | 559 | 548
2019-12-21 22:00 | 541 | 527
2019-12-21 22:30 | 530 | 513
2019-12-21 23:00 | 513 | 494
2019-12-21 23:30 | 494 | 474
2019-12-22 | 484 | 461
2019-12-22 00:30 | 480 | 457
2019-12-22 01:00 | 461 | 432
2019-12-22 01:30 | 451 | 419
2019-12-22 02:00 | 447 | 414
2019-12-22 02:30 | 440 | 406
2019-12-22 03:00 | 439 | 405
2019-12-22 03:30 | 435 | 400
2019-12-22 04:00 | 439 | 404
2019-12-22 04:30 | 434 | 399
2019-12-22 05:00 | 438 | 404
2019-12-22 05:30 | 439 | 404
2019-12-22 06:00 | 427 | 391
2019-12-22 06:30 | 402 | 366
2019-12-22 07:00 | 363 | 324
2019-12-22 07:30 | 321 | 280
2019-12-22 08:00 | 277 | 235
2019-12-22 08:30 | 253 | 209
2019-12-22 09:00 | 251 | 208
2019-12-22 09:30 | 255 | 215
2019-12-22 10:00 | 241 | 200
2019-12-22 10:30 | 241 | 200
2019-12-22 11:00 | 233 | 192
2019-12-22 11:30 | 221 | 178
2019-12-22 12:00 | 217 | 172
2019-12-22 12:30 | 229 | 187
2019-12-22 13:00 | 230 | 188
2019-12-22 13:30 | 237 | 197
2019-12-22 14:00 | 241 | 202
2019-12-22 14:30 | 232 | 192
2019-12-22 15:00 | 242 | 203
2019-12-22 15:30 | 260 | 226
2019-12-22 16:00 | 289 | 257
2019-12-22 16:30 | 329 | 301
2019-12-22 17:00 | 371 | 347
2019-12-22 17:30 | 457 | 438
2019-12-22 18:00 | 536 | 520
2019-12-22 18:30 | 597 | 583
2019-12-22 19:00 | 629 | 615
2019-12-22 19:30 | 633 | 615
2019-12-22 20:00 | 633 | 616
2019-12-22 20:30 | 612 | 593
2019-12-22 21:00 | 598 | 577
2019-12-22 21:30 | 589 | 567
2019-12-22 22:00 | 571 | 546
2019-12-22 22:30 | 550 | 520
2019-12-22 23:00 | 527 | 493
2019-12-22 23:30 | 516 | 480
2019-12-23 | 501 | 466
2019-12-23 00:30 | 503 | 467
2019-12-23 01:00 | 478 | 439
2019-12-23 01:30 | 456 | 413
2019-12-23 02:00 | 436 | 390
2019-12-23 02:30 | 414 | 372
2019-12-23 03:00 | 401 | 372
2019-12-23 03:30 | 406 | 377
2019-12-23 04:00 | 402 | 372
2019-12-23 04:30 | 407 | 377
2019-12-23 05:00 | 418 | 389
2019-12-23 05:30 | 434 | 406
2019-12-23 06:00 | 434 | 408
2019-12-23 06:30 | 416 | 392
2019-12-23 07:00 | 369 | 344
2019-12-23 07:30 | 318 | 291
2019-12-23 08:00 | 286 | 260
2019-12-23 08:30 | 295 | 272
2019-12-23 09:00 | 288 | 266
2019-12-23 09:30 | 299 | 278
2019-12-23 10:00 | 270 | 247
2019-12-23 10:30 | 228 | 201
2019-12-23 11:00 | 242 | 218
2019-12-23 11:30 | 224 | 197
2019-12-23 12:00 | 238 | 213
2019-12-23 12:30 | 231 | 206
2019-12-23 13:00 | 238 | 214
2019-12-23 13:30 | 287 | 266
2019-12-23 14:00 | 288 | 268
2019-12-23 14:30 | 206 | 179
2019-12-23 15:00 | 229 | 205
2019-12-23 15:30 | 250 | 235
2019-12-23 16:00 | 266 | 252
2019-12-23 16:30 | 252 | 239
2019-12-23 17:00 | 301 | 289
2019-12-23 17:30 | 332 | 320
2019-12-23 18:00 | 398 | 386
2019-12-23 18:30 | 422 | 407
2019-12-23 19:00 | 453 | 436
2019-12-23 19:30 | 469 | 451
2019-12-23 20:00 | 458 | 440
2019-12-23 20:30 | 488 | 473
2019-12-23 21:00 | 488 | 475
2019-12-23 21:30 | 571 | 558
2019-12-23 22:00 | 545 | 529
2019-12-23 22:30 | 510 | 490
2019-12-23 23:00 | 482 | 457
2019-12-23 23:30 | 464 | 435
2019-12-24 | 450 | 419
2019-12-24 00:30 | 461 | 430
2019-12-24 01:00 | 447 | 414
2019-12-24 01:30 | 436 | 399
2019-12-24 02:00 | 436 | 399
2019-12-24 02:30 | 436 | 397
2019-12-24 03:00 | 434 | 394
2019-12-24 03:30 | 438 | 398
2019-12-24 04:00 | 429 | 387
2019-12-24 04:30 | 417 | 370
2019-12-24 05:00 | 429 | 384
2019-12-24 05:30 | 443 | 399
2019-12-24 06:00 | 442 | 398
2019-12-24 06:30 | 428 | 384
2019-12-24 07:00 | 388 | 347
2019-12-24 07:30 | 355 | 315
2019-12-24 08:00 | 321 | 281
2019-12-24 08:30 | 317 | 278
2019-12-24 09:00 | 290 | 249
2019-12-24 09:30 | 281 | 240
2019-12-24 10:00 | 270 | 228
2019-12-24 10:30 | 243 | 197
2019-12-24 11:00 | 244 | 202
2019-12-24 11:30 | 247 | 205
2019-12-24 12:00 | 242 | 199
2019-12-24 12:30 | 248 | 207
2019-12-24 13:00 | 251 | 210
2019-12-24 13:30 | 284 | 248
2019-12-24 14:00 | 297 | 262
2019-12-24 14:30 | 292 | 256
2019-12-24 15:00 | 309 | 275
2019-12-24 15:30 | 334 | 304
2019-12-24 16:00 | 335 | 304
2019-12-24 16:30 | 371 | 343
2019-12-24 17:00 | 420 | 395
2019-12-24 17:30 | 491 | 473
2019-12-24 18:00 | 547 | 535
2019-12-24 18:30 | 553 | 540
2019-12-24 19:00 | 564 | 549
2019-12-24 19:30 | 572 | 555
2019-12-24 20:00 | 568 | 551
2019-12-24 20:30 | 597 | 587
2019-12-24 21:00 | 603 | 592
2019-12-24 21:30 | 593 | 581
2019-12-24 22:00 | 574 | 561
2019-12-24 22:30 | 551 | 538
2019-12-24 23:00 | 531 | 516
2019-12-24 23:30 | 510 | 494
2019-12-25 | 497 | 479
2019-12-25 00:30 | 495 | 476
2019-12-25 01:00 | 470 | 448
2019-12-25 01:30 | 457 | 434
2019-12-25 02:00 | 449 | 424
2019-12-25 02:30 | 444 | 418
2019-12-25 03:00 | 441 | 415
2019-12-25 03:30 | 439 | 412
2019-12-25 04:00 | 438 | 411
2019-12-25 04:30 | 436 | 411
2019-12-25 05:00 | 437 | 411
2019-12-25 05:30 | 440 | 414
2019-12-25 06:00 | 436 | 412
2019-12-25 06:30 | 420 | 398
2019-12-25 07:00 | 384 | 362
2019-12-25 07:30 | 342 | 319
2019-12-25 08:00 | 304 | 279
2019-12-25 08:30 | 277 | 252
2019-12-25 09:00 | 251 | 227
2019-12-25 09:30 | 226 | 205
2019-12-25 10:00 | 211 | 189
2019-12-25 10:30 | 184 | 159
2019-12-25 11:00 | 185 | 160
2019-12-25 11:30 | 199 | 173
2019-12-25 12:00 | 198 | 172
2019-12-25 12:30 | 202 | 180
2019-12-25 13:00 | 201 | 177
2019-12-25 13:30 | 225 | 202
2019-12-25 14:00 | 218 | 194
2019-12-25 14:30 | 210 | 186
2019-12-25 15:00 | 221 | 200
2019-12-25 15:30 | 253 | 234
2019-12-25 16:00 | 288 | 272
2019-12-25 16:30 | 333 | 319
2019-12-25 17:00 | 387 | 374
2019-12-25 17:30 | 429 | 421
2019-12-25 18:00 | 497 | 489
2019-12-25 18:30 | 514 | 504
2019-12-25 19:00 | 524 | 511
2019-12-25 19:30 | 532 | 515
2019-12-25 20:00 | 537 | 519
2019-12-25 20:30 | 569 | 557
2019-12-25 21:00 | 588 | 579
2019-12-25 21:30 | 580 | 570
2019-12-25 22:00 | 567 | 554
2019-12-25 22:30 | 549 | 535
2019-12-25 23:00 | 517 | 501
2019-12-25 23:30 | 511 | 493
2019-12-26 | 502 | 483
2019-12-26 00:30 | 508 | 489
2019-12-26 01:00 | 490 | 469
2019-12-26 01:30 | 477 | 457
2019-12-26 02:00 | 472 | 451
2019-12-26 02:30 | 466 | 444
2019-12-26 03:00 | 456 | 433
2019-12-26 03:30 | 451 | 427
2019-12-26 04:00 | 444 | 420
2019-12-26 04:30 | 451 | 427
2019-12-26 05:00 | 451 | 428
2019-12-26 05:30 | 449 | 426
2019-12-26 06:00 | 445 | 422
2019-12-26 06:30 | 430 | 411
2019-12-26 07:00 | 410 | 391
2019-12-26 07:30 | 377 | 357
2019-12-26 08:00 | 370 | 352
2019-12-26 08:30 | 350 | 332
2019-12-26 09:00 | 408 | 393
2019-12-26 09:30 | 369 | 351
2019-12-26 10:00 | 355 | 337
2019-12-26 10:30 | 330 | 311
2019-12-26 11:00 | 323 | 304
2019-12-26 11:30 | 311 | 291
2019-12-26 12:00 | 316 | 297
2019-12-26 12:30 | 360 | 343
2019-12-26 13:00 | 379 | 363
2019-12-26 13:30 | 413 | 397
2019-12-26 14:00 | 422 | 406
2019-12-26 14:30 | 412 | 395
2019-12-26 15:00 | 405 | 389
2019-12-26 15:30 | 440 | 424
2019-12-26 16:00 | 433 | 418
2019-12-26 16:30 | 470 | 456
2019-12-26 17:00 | 462 | 448
2019-12-26 17:30 | 476 | 463
2019-12-26 18:00 | 530 | 517
2019-12-26 18:30 | 515 | 501
2019-12-26 19:00 | 523 | 508
2019-12-26 19:30 | 536 | 520
2019-12-26 20:00 | 521 | 503
2019-12-26 20:30 | 548 | 537
2019-12-26 21:00 | 539 | 528
2019-12-26 21:30 | 513 | 501
2019-12-26 22:00 | 508 | 495
2019-12-26 22:30 | 511 | 497
2019-12-26 23:00 | 495 | 479
2019-12-26 23:30 | 478 | 460
2019-12-27 | 459 | 439
2019-12-27 00:30 | 451 | 428
2019-12-27 01:00 | 429 | 402
2019-12-27 01:30 | 406 | 378
2019-12-27 02:00 | 389 | 359
2019-12-27 02:30 | 376 | 342
2019-12-27 03:00 | 383 | 349
2019-12-27 03:30 | 373 | 338
2019-12-27 04:00 | 379 | 345
2019-12-27 04:30 | 392 | 359
2019-12-27 05:00 | 386 | 352
2019-12-27 05:30 | 388 | 355
2019-12-27 06:00 | 392 | 360
2019-12-27 06:30 | 383 | 350
2019-12-27 07:00 | 355 | 321
2019-12-27 07:30 | 331 | 297
2019-12-27 08:00 | 330 | 297
2019-12-27 08:30 | 339 | 307
2019-12-27 09:00 | 323 | 291
2019-12-27 09:30 | 317 | 286
2019-12-27 10:00 | 324 | 294
2019-12-27 10:30 | 323 | 294
2019-12-27 11:00 | 327 | 299
2019-12-27 11:30 | 346 | 320
2019-12-27 12:00 | 347 | 321
2019-12-27 12:30 | 344 | 319
2019-12-27 13:00 | 342 | 324
2019-12-27 13:30 | 328 | 309
2019-12-27 14:00 | 340 | 323
2019-12-27 14:30 | 313 | 294
2019-12-27 15:00 | 304 | 284
2019-12-27 15:30 | 322 | 303
2019-12-27 16:00 | 355 | 337
2019-12-27 16:30 | 348 | 329
2019-12-27 17:00 | 386 | 369
2019-12-27 17:30 | 404 | 387
2019-12-27 18:00 | 395 | 379
2019-12-27 18:30 | 395 | 377
2019-12-27 19:00 | 442 | 423
2019-12-27 19:30 | 432 | 409
2019-12-27 20:00 | 418 | 396
2019-12-27 20:30 | 452 | 437
2019-12-27 21:00 | 491 | 476
2019-12-27 21:30 | 484 | 468
2019-12-27 22:00 | 463 | 445
2019-12-27 22:30 | 451 | 431
2019-12-27 23:00 | 433 | 411
2019-12-27 23:30 | 440 | 416
2019-12-28 | 438 | 414
2019-12-28 00:30 | 448 | 424
2019-12-28 01:00 | 436 | 409
2019-12-28 01:30 | 418 | 389
2019-12-28 02:00 | 408 | 376
2019-12-28 02:30 | 415 | 381
2019-12-28 03:00 | 404 | 370
2019-12-28 03:30 | 418 | 385
2019-12-28 04:00 | 412 | 377
2019-12-28 04:30 | 417 | 385
2019-12-28 05:00 | 396 | 362
2019-12-28 05:30 | 405 | 372
2019-12-28 06:00 | 407 | 374
2019-12-28 06:30 | 400 | 366
2019-12-28 07:00 | 358 | 323
2019-12-28 07:30 | 333 | 296
2019-12-28 08:00 | 314 | 275
2019-12-28 08:30 | 314 | 279
2019-12-28 09:00 | 244 | 202
2019-12-28 09:30 | 266 | 229
2019-12-28 10:00 | 253 | 214
2019-12-28 10:30 | 242 | 202
2019-12-28 11:00 | 261 | 225
2019-12-28 11:30 | 231 | 189
2019-12-28 12:00 | 233 | 192
2019-12-28 12:30 | 225 | 182
2019-12-28 13:00 | 201 | 155
2019-12-28 13:30 | 239 | 200
2019-12-28 14:00 | 243 | 202
2019-12-28 14:30 | 207 | 161
2019-12-28 15:00 | 222 | 178
2019-12-28 15:30 | 215 | 171
2019-12-28 16:00 | 224 | 182
2019-12-28 16:30 | 265 | 228
2019-12-28 17:00 | 296 | 261
2019-12-28 17:30 | 354 | 325
2019-12-28 18:00 | 395 | 370
2019-12-28 18:30 | 444 | 422
2019-12-28 19:00 | 471 | 448
2019-12-28 19:30 | 477 | 460
2019-12-28 20:00 | 473 | 457
2019-12-28 20:30 | 469 | 458
2019-12-28 21:00 | 447 | 435
2019-12-28 21:30 | 463 | 450
2019-12-28 22:00 | 483 | 470
2019-12-28 22:30 | 489 | 475
2019-12-28 23:00 | 482 | 466
2019-12-28 23:30 | 468 | 450
2019-12-29 | 442 | 421
2019-12-29 00:30 | 452 | 432
2019-12-29 01:00 | 435 | 414
2019-12-29 01:30 | 434 | 411
2019-12-29 02:00 | 431 | 407
2019-12-29 02:30 | 431 | 407
2019-12-29 03:00 | 429 | 403
2019-12-29 03:30 | 430 | 404
2019-12-29 04:00 | 429 | 403
2019-12-29 04:30 | 429 | 399
2019-12-29 05:00 | 432 | 402
2019-12-29 05:30 | 436 | 408
2019-12-29 06:00 | 431 | 402
2019-12-29 06:30 | 420 | 391
2019-12-29 07:00 | 392 | 361
2019-12-29 07:30 | 354 | 320
2019-12-29 08:00 | 322 | 286
2019-12-29 08:30 | 273 | 232
2019-12-29 09:00 | 257 | 215
2019-12-29 09:30 | 254 | 212
2019-12-29 10:00 | 236 | 193
2019-12-29 10:30 | 215 | 170
2019-12-29 11:00 | 209 | 163
2019-12-29 11:30 | 215 | 170
2019-12-29 12:00 | 201 | 152
2019-12-29 12:30 | 213 | 166
2019-12-29 13:00 | 208 | 159
2019-12-29 13:30 | 253 | 214
2019-12-29 14:00 | 226 | 182
2019-12-29 14:30 | 159 | 101
2019-12-29 15:00 | 156 | 98
2019-12-29 15:30 | 124 | 53
2019-12-29 16:00 | 164 | 112
2019-12-29 16:30 | 177 | 129
2019-12-29 17:00 | 197 | 156
2019-12-29 17:30 | 193 | 151
2019-12-29 18:00 | 229 | 193
2019-12-29 18:30 | 290 | 260
2019-12-29 19:00 | 318 | 291
2019-12-29 19:30 | 286 | 255
2019-12-29 20:00 | 295 | 264
2019-12-29 20:30 | 329 | 310
2019-12-29 21:00 | 338 | 322
2019-12-29 21:30 | 319 | 302
2019-12-29 22:00 | 309 | 290
2019-12-29 22:30 | 296 | 275
2019-12-29 23:00 | 285 | 261
2019-12-29 23:30 | 266 | 240
2019-12-30 | 363 | 339
2019-12-30 00:30 | 381 | 356
2019-12-30 01:00 | 364 | 336
2019-12-30 01:30 | 363 | 333
2019-12-30 02:00 | 367 | 333
2019-12-30 02:30 | 379 | 346
2019-12-30 03:00 | 377 | 343
2019-12-30 03:30 | 368 | 334
2019-12-30 04:00 | 373 | 339
2019-12-30 04:30 | 389 | 356
2019-12-30 05:00 | 378 | 345
2019-12-30 05:30 | 382 | 349
2019-12-30 06:00 | 388 | 356
2019-12-30 06:30 | 386 | 355
2019-12-30 07:00 | 347 | 314
2019-12-30 07:30 | 295 | 261
2019-12-30 08:00 | 266 | 229
2019-12-30 08:30 | 260 | 223
2019-12-30 09:00 | 261 | 227
2019-12-30 09:30 | 275 | 244
2019-12-30 10:00 | 265 | 234
2019-12-30 10:30 | 242 | 208
2019-12-30 11:00 | 267 | 236
2019-12-30 11:30 | 233 | 198
2019-12-30 12:00 | 265 | 233
2019-12-30 12:30 | 265 | 235
2019-12-30 13:00 | 239 | 205
2019-12-30 13:30 | 261 | 230
2019-12-30 14:00 | 282 | 252
2019-12-30 14:30 | 221 | 188
2019-12-30 15:00 | 214 | 180
2019-12-30 15:30 | 245 | 222
2019-12-30 16:00 | 245 | 225
2019-12-30 16:30 | 219 | 199
2019-12-30 17:00 | 267 | 246
2019-12-30 17:30 | 326 | 310
2019-12-30 18:00 | 372 | 357
2019-12-30 18:30 | 415 | 401
2019-12-30 19:00 | 450 | 436
2019-12-30 19:30 | 464 | 452
2019-12-30 20:00 | 452 | 440
2019-12-30 20:30 | 439 | 428
2019-12-30 21:00 | 417 | 406
2019-12-30 21:30 | 393 | 382
2019-12-30 22:00 | 374 | 362
2019-12-30 22:30 | 365 | 350
2019-12-30 23:00 | 385 | 370
2019-12-30 23:30 | 378 | 361
2019-12-31 | 465 | 449
2019-12-31 00:30 | 500 | 483
2019-12-31 01:00 | 474 | 455
2019-12-31 01:30 | 460 | 439
2019-12-31 02:00 | 439 | 416
2019-12-31 02:30 | 427 | 403
2019-12-31 03:00 | 424 | 400
2019-12-31 03:30 | 428 | 404
2019-12-31 04:00 | 424 | 400
2019-12-31 04:30 | 420 | 395
2019-12-31 05:00 | 419 | 394
2019-12-31 05:30 | 412 | 387
2019-12-31 06:00 | 415 | 391
2019-12-31 06:30 | 400 | 379
2019-12-31 07:00 | 345 | 323
2019-12-31 07:30 | 308 | 285
2019-12-31 08:00 | 306 | 285
2019-12-31 08:30 | 296 | 275
2019-12-31 09:00 | 273 | 250
2019-12-31 09:30 | 250 | 227
2019-12-31 10:00 | 238 | 214
2019-12-31 10:30 | 228 | 204
2019-12-31 11:00 | 247 | 224
2019-12-31 11:30 | 229 | 205
2019-12-31 12:00 | 221 | 196
2019-12-31 12:30 | 226 | 202
2019-12-31 13:00 | 237 | 213
2019-12-31 13:30 | 273 | 253
2019-12-31 14:00 | 265 | 245
2019-12-31 14:30 | 194 | 169
2019-12-31 15:00 | 184 | 158
2019-12-31 15:30 | 168 | 141
2019-12-31 16:00 | 187 | 162
2019-12-31 16:30 | 216 | 194
2019-12-31 17:00 | 249 | 230
2019-12-31 17:30 | 312 | 296
2019-12-31 18:00 | 387 | 373
2019-12-31 18:30 | 439 | 423
2019-12-31 19:00 | 459 | 442
2019-12-31 19:30 | 466 | 446
2019-12-31 20:00 | 463 | 443
2019-12-31 20:30 | 471 | 454
2019-12-31 21:00 | 455 | 436
2019-12-31 21:30 | 442 | 422
2019-12-31 22:00 | 454 | 433
2019-12-31 22:30 | 421 | 398
2019-12-31 23:00 | 408 | 383
2019-12-31 23:30 | 395 | 369
2020-01-01 | 473 | 452
2020-01-01 00:30 | 496 | 479
2020-01-01 01:00 | 480 | 461
2020-01-01 01:30 | 471 | 451
2020-01-01 02:00 | 463 | 441
2020-01-01 02:30 | 460 | 438
2020-01-01 03:00 | 456 | 433
2020-01-01 03:30 | 452 | 428
2020-01-01 04:00 | 441 | 417
2020-01-01 04:30 | 441 | 416
2020-01-01 05:00 | 447 | 422
2020-01-01 05:30 | 451 | 427
2020-01-01 06:00 | 446 | 422
2020-01-01 06:30 | 425 | 403
2020-01-01 07:00 | 368 | 344
2020-01-01 07:30 | 311 | 285
2020-01-01 08:00 | 267 | 238
2020-01-01 08:30 | 245 | 216
2020-01-01 09:00 | 232 | 202
2020-01-01 09:30 | 227 | 195
2020-01-01 10:00 | 229 | 198
2020-01-01 10:30 | 206 | 174
2020-01-01 11:00 | 196 | 164
2020-01-01 11:30 | 198 | 166
2020-01-01 12:00 | 215 | 185
2020-01-01 12:30 | 221 | 191
2020-01-01 13:00 | 212 | 182
2020-01-01 13:30 | 229 | 201
2020-01-01 14:00 | 239 | 211
2020-01-01 14:30 | 231 | 201
2020-01-01 15:00 | 243 | 215
2020-01-01 15:30 | 289 | 265
2020-01-01 16:00 | 324 | 302
2020-01-01 16:30 | 354 | 334
2020-01-01 17:00 | 385 | 367
2020-01-01 17:30 | 440 | 424
2020-01-01 18:00 | 512 | 499
2020-01-01 18:30 | 502 | 489
2020-01-01 19:00 | 519 | 505
2020-01-01 19:30 | 528 | 513
2020-01-01 20:00 | 549 | 535
2020-01-01 20:30 | 571 | 562
2020-01-01 21:00 | 590 | 581
2020-01-01 21:30 | 576 | 566
2020-01-01 22:00 | 542 | 529
2020-01-01 22:30 | 496 | 479
2020-01-01 23:00 | 480 | 462
2020-01-01 23:30 | 466 | 445
2020-01-02 | 451 | 425
2020-01-02 00:30 | 452 | 428
2020-01-02 01:00 | 425 | 399
2020-01-02 01:30 | 424 | 396
2020-01-02 02:00 | 420 | 392
2020-01-02 02:30 | 421 | 393
2020-01-02 03:00 | 413 | 383
2020-01-02 03:30 | 413 | 383
2020-01-02 04:00 | 429 | 399
2020-01-02 04:30 | 437 | 407
2020-01-02 05:00 | 436 | 407
2020-01-02 05:30 | 432 | 403
2020-01-02 06:00 | 432 | 404
2020-01-02 06:30 | 432 | 405
2020-01-02 07:00 | 401 | 374
2020-01-02 07:30 | 374 | 347
2020-01-02 08:00 | 339 | 311
2020-01-02 08:30 | 322 | 293
2020-01-02 09:00 | 293 | 263
2020-01-02 09:30 | 298 | 270
2020-01-02 10:00 | 286 | 257
2020-01-02 10:30 | 255 | 223
2020-01-02 11:00 | 235 | 200
2020-01-02 11:30 | 248 | 215
2020-01-02 12:00 | 247 | 214
2020-01-02 12:30 | 267 | 235
2020-01-02 13:00 | 246 | 218
2020-01-02 13:30 | 287 | 267
2020-01-02 14:00 | 316 | 296
2020-01-02 14:30 | 303 | 283
2020-01-02 15:00 | 297 | 277
2020-01-02 15:30 | 310 | 290
2020-01-02 16:00 | 352 | 335
2020-01-02 16:30 | 340 | 323
2020-01-02 17:00 | 311 | 292
2020-01-02 17:30 | 318 | 298
2020-01-02 18:00 | 397 | 379
2020-01-02 18:30 | 473 | 455
2020-01-02 19:00 | 499 | 481
2020-01-02 19:30 | 502 | 485
2020-01-02 20:00 | 489 | 473
2020-01-02 20:30 | 566 | 558
2020-01-02 21:00 | 589 | 581
2020-01-02 21:30 | 564 | 555
2020-01-02 22:00 | 539 | 527
2020-01-02 22:30 | 514 | 498
2020-01-02 23:00 | 490 | 471
2020-01-02 23:30 | 470 | 448
2020-01-03 | 473 | 450
2020-01-03 00:30 | 509 | 488
2020-01-03 01:00 | 482 | 461
2020-01-03 01:30 | 465 | 453
2020-01-03 02:00 | 447 | 434
2020-01-03 02:30 | 426 | 413
2020-01-03 03:00 | 423 | 409
2020-01-03 03:30 | 411 | 397
2020-01-03 04:00 | 425 | 413
2020-01-03 04:30 | 438 | 426
2020-01-03 05:00 | 435 | 423
2020-01-03 05:30 | 447 | 436
2020-01-03 06:00 | 438 | 427
2020-01-03 06:30 | 422 | 411
2020-01-03 07:00 | 404 | 393
2020-01-03 07:30 | 368 | 358
2020-01-03 08:00 | 340 | 330
2020-01-03 08:30 | 311 | 301
2020-01-03 09:00 | 350 | 341
2020-01-03 09:30 | 329 | 321
2020-01-03 10:00 | 297 | 288
2020-01-03 10:30 | 267 | 258
2020-01-03 11:00 | 263 | 254
2020-01-03 11:30 | 276 | 268
2020-01-03 12:00 | 256 | 248
2020-01-03 12:30 | 265 | 257
2020-01-03 13:00 | 289 | 281
2020-01-03 13:30 | 323 | 317
2020-01-03 14:00 | 348 | 343
2020-01-03 14:30 | 344 | 338
2020-01-03 15:00 | 346 | 339
2020-01-03 15:30 | 376 | 370
2020-01-03 16:00 | 345 | 338
2020-01-03 16:30 | 367 | 360
2020-01-03 17:00 | 313 | 306
2020-01-03 17:30 | 333 | 325
2020-01-03 18:00 | 400 | 392
2020-01-03 18:30 | 456 | 447
2020-01-03 19:00 | 474 | 466
2020-01-03 19:30 | 493 | 480
2020-01-03 20:00 | 497 | 484
2020-01-03 20:30 | 524 | 515
2020-01-03 21:00 | 540 | 531
2020-01-03 21:30 | 546 | 535
2020-01-03 22:00 | 534 | 522
2020-01-03 22:30 | 495 | 479
2020-01-03 23:00 | 463 | 444
2020-01-03 23:30 | 443 | 422
2020-01-04 | 429 | 404
2020-01-04 00:30 | 435 | 411
2020-01-04 01:00 | 429 | 402
2020-01-04 01:30 | 422 | 394
2020-01-04 02:00 | 421 | 393
2020-01-04 02:30 | 415 | 389
2020-01-04 03:00 | 430 | 404
2020-01-04 03:30 | 426 | 399
2020-01-04 04:00 | 412 | 383
2020-01-04 04:30 | 410 | 381
2020-01-04 05:00 | 417 | 388
2020-01-04 05:30 | 428 | 401
2020-01-04 06:00 | 428 | 399
2020-01-04 06:30 | 424 | 397
2020-01-04 07:00 | 415 | 389
2020-01-04 07:30 | 373 | 345
2020-01-04 08:00 | 325 | 293
2020-01-04 08:30 | 342 | 313
2020-01-04 09:00 | 391 | 368
2020-01-04 09:30 | 344 | 317
2020-01-04 10:00 | 284 | 254
2020-01-04 10:30 | 273 | 242
2020-01-04 11:00 | 246 | 211
2020-01-04 11:30 | 311 | 283
2020-01-04 12:00 | 269 | 238
2020-01-04 12:30 | 286 | 256
2020-01-04 13:00 | 267 | 235
2020-01-04 13:30 | 313 | 284
2020-01-04 14:00 | 226 | 191
2020-01-04 14:30 | 112 | 57
2020-01-04 15:00 | 110 | 54
2020-01-04 15:30 | 132 | 82
2020-01-04 16:00 | 163 | 115
2020-01-04 16:30 | 147 | 82
2020-01-04 17:00 | 155 | 100
2020-01-04 17:30 | 199 | 156
2020-01-04 18:00 | 252 | 216
2020-01-04 18:30 | 282 | 250
2020-01-04 19:00 | 323 | 299
2020-01-04 19:30 | 367 | 358
2020-01-04 20:00 | 375 | 361
2020-01-04 20:30 | 389 | 374
2020-01-04 21:00 | 379 | 364
2020-01-04 21:30 | 350 | 333
2020-01-04 22:00 | 421 | 406
2020-01-04 22:30 | 448 | 436
2020-01-04 23:00 | 449 | 438
2020-01-04 23:30 | 436 | 425
2020-01-05 | 435 | 425
2020-01-05 00:30 | 447 | 439
2020-01-05 01:00 | 427 | 417
2020-01-05 01:30 | 429 | 421
2020-01-05 02:00 | 402 | 390
2020-01-05 02:30 | 385 | 373
2020-01-05 03:00 | 375 | 364
2020-01-05 03:30 | 381 | 370
2020-01-05 04:00 | 381 | 371
2020-01-05 04:30 | 375 | 364
2020-01-05 05:00 | 372 | 361
2020-01-05 05:30 | 366 | 355
2020-01-05 06:00 | 356 | 343
2020-01-05 06:30 | 343 | 330
2020-01-05 07:00 | 313 | 299
2020-01-05 07:30 | 282 | 268
2020-01-05 08:00 | 253 | 238
2020-01-05 08:30 | 273 | 260
2020-01-05 09:00 | 230 | 216
2020-01-05 09:30 | 222 | 208
2020-01-05 10:00 | 243 | 231
2020-01-05 10:30 | 229 | 217
2020-01-05 11:00 | 197 | 183
2020-01-05 11:30 | 180 | 165
2020-01-05 12:00 | 187 | 174
2020-01-05 12:30 | 203 | 190
2020-01-05 13:00 | 202 | 189
2020-01-05 13:30 | 225 | 214
2020-01-05 14:00 | 256 | 244
2020-01-05 14:30 | 258 | 246
2020-01-05 15:00 | 273 | 263
2020-01-05 15:30 | 324 | 316
2020-01-05 16:00 | 356 | 348
2020-01-05 16:30 | 316 | 308
2020-01-05 17:00 | 332 | 324
2020-01-05 17:30 | 396 | 389
2020-01-05 18:00 | 471 | 468
2020-01-05 18:30 | 465 | 461
2020-01-05 19:00 | 499 | 495
2020-01-05 19:30 | 515 | 510
2020-01-05 20:00 | 544 | 540
2020-01-05 20:30 | 560 | 555
2020-01-05 21:00 | 543 | 534
2020-01-05 21:30 | 519 | 509
2020-01-05 22:00 | 514 | 503
2020-01-05 22:30 | 482 | 469
2020-01-05 23:00 | 457 | 444
2020-01-05 23:30 | 440 | 425
2020-01-06 | 432 | 415
2020-01-06 00:30 | 436 | 418
2020-01-06 01:00 | 423 | 404
2020-01-06 01:30 | 408 | 388
2020-01-06 02:00 | 384 | 375
2020-01-06 02:30 | 390 | 379
2020-01-06 03:00 | 400 | 389
2020-01-06 03:30 | 395 | 386
2020-01-06 04:00 | 401 | 392
2020-01-06 04:30 | 400 | 390
2020-01-06 05:00 | 402 | 393
2020-01-06 05:30 | 414 | 405
2020-01-06 06:00 | 422 | 413
2020-01-06 06:30 | 424 | 416
2020-01-06 07:00 | 387 | 380
2020-01-06 07:30 | 344 | 338
2020-01-06 08:00 | 307 | 300
2020-01-06 08:30 | 289 | 284
2020-01-06 09:00 | 282 | 277
2020-01-06 09:30 | 306 | 302
2020-01-06 10:00 | 348 | 345
2020-01-06 10:30 | 339 | 336
2020-01-06 11:00 | 339 | 338
2020-01-06 11:30 | 352 | 351
2020-01-06 12:00 | 348 | 347
2020-01-06 12:30 | 338 | 338
2020-01-06 13:00 | 305 | 304
2020-01-06 13:30 | 355 | 355
2020-01-06 14:00 | 380 | 379
2020-01-06 14:30 | 362 | 362
2020-01-06 15:00 | 392 | 391
2020-01-06 15:30 | 394 | 394
2020-01-06 16:00 | 407 | 406
2020-01-06 16:30 | 388 | 387
2020-01-06 17:00 | 434 | 433
2020-01-06 17:30 | 470 | 469
2020-01-06 18:00 | 513 | 512
2020-01-06 18:30 | 557 | 555
2020-01-06 19:00 | 573 | 568
2020-01-06 19:30 | 582 | 578
2020-01-06 20:00 | 585 | 580
2020-01-06 20:30 | 609 | 605
2020-01-06 21:00 | 603 | 599
2020-01-06 21:30 | 579 | 573
2020-01-06 22:00 | 547 | 539
2020-01-06 22:30 | 525 | 516
2020-01-06 23:00 | 508 | 498
2020-01-06 23:30 | 486 | 475
2020-01-07 | 484 | 473
2020-01-07 00:30 | 494 | 483
2020-01-07 01:00 | 476 | 465
2020-01-07 01:30 | 464 | 453
2020-01-07 02:00 | 463 | 452
2020-01-07 02:30 | 453 | 441
2020-01-07 03:00 | 435 | 423
2020-01-07 03:30 | 424 | 412
2020-01-07 04:00 | 398 | 380
2020-01-07 04:30 | 412 | 404
2020-01-07 05:00 | 427 | 423
2020-01-07 05:30 | 432 | 429
2020-01-07 06:00 | 430 | 427
2020-01-07 06:30 | 463 | 460
2020-01-07 07:00 | 466 | 462
2020-01-07 07:30 | 463 | 450
2020-01-07 08:00 | 438 | 425
2020-01-07 08:30 | 446 | 436
2020-01-07 09:00 | 432 | 423
2020-01-07 09:30 | 443 | 435
2020-01-07 10:00 | 440 | 430
2020-01-07 10:30 | 405 | 395
2020-01-07 11:00 | 429 | 419
2020-01-07 11:30 | 403 | 392
2020-01-07 12:00 | 403 | 393
2020-01-07 12:30 | 408 | 398
2020-01-07 13:00 | 423 | 413
2020-01-07 13:30 | 459 | 451
2020-01-07 14:00 | 445 | 437
2020-01-07 14:30 | 421 | 410
2020-01-07 15:00 | 421 | 410
2020-01-07 15:30 | 399 | 389
2020-01-07 16:00 | 414 | 404
2020-01-07 16:30 | 431 | 421
2020-01-07 17:00 | 487 | 476
2020-01-07 17:30 | 514 | 502
2020-01-07 18:00 | 476 | 462
2020-01-07 18:30 | 472 | 458
2020-01-07 19:00 | 452 | 437
2020-01-07 19:30 | 461 | 438
2020-01-07 20:00 | 442 | 421
2020-01-07 20:30 | 482 | 470
2020-01-07 21:00 | 467 | 453
2020-01-07 21:30 | 454 | 437
2020-01-07 22:00 | 487 | 470
2020-01-07 22:30 | 439 | 418
2020-01-07 23:00 | 443 | 421
2020-01-07 23:30 | 489 | 467
2020-01-08 | 485 | 461
2020-01-08 00:30 | 499 | 476
2020-01-08 01:00 | 475 | 452
2020-01-08 01:30 | 466 | 442
2020-01-08 02:00 | 460 | 436
2020-01-08 02:30 | 464 | 441
2020-01-08 03:00 | 466 | 442
2020-01-08 03:30 | 460 | 436
2020-01-08 04:00 | 459 | 435
2020-01-08 04:30 | 461 | 437
2020-01-08 05:00 | 457 | 433
2020-01-08 05:30 | 457 | 433
2020-01-08 06:00 | 460 | 436
2020-01-08 06:30 | 458 | 435
2020-01-08 07:00 | 440 | 418
2020-01-08 07:30 | 410 | 390
2020-01-08 08:00 | 401 | 383
2020-01-08 08:30 | 409 | 392
2020-01-08 09:00 | 420 | 405
2020-01-08 09:30 | 389 | 379
2020-01-08 10:00 | 366 | 357
2020-01-08 10:30 | 321 | 311
2020-01-08 11:00 | 360 | 349
2020-01-08 11:30 | 370 | 359
2020-01-08 12:00 | 385 | 374
2020-01-08 12:30 | 367 | 355
2020-01-08 13:00 | 365 | 354
2020-01-08 13:30 | 383 | 372
2020-01-08 14:00 | 317 | 305
2020-01-08 14:30 | 286 | 272
2020-01-08 15:00 | 271 | 254
2020-01-08 15:30 | 243 | 226
2020-01-08 16:00 | 272 | 258
2020-01-08 16:30 | 315 | 302
2020-01-08 17:00 | 355 | 344
2020-01-08 17:30 | 404 | 390
2020-01-08 18:00 | 462 | 449
2020-01-08 18:30 | 508 | 495
2020-01-08 19:00 | 514 | 500
2020-01-08 19:30 | 509 | 485
2020-01-08 20:00 | 516 | 493
2020-01-08 20:30 | 534 | 520
2020-01-08 21:00 | 567 | 554
2020-01-08 21:30 | 545 | 529
2020-01-08 22:00 | 520 | 502
2020-01-08 22:30 | 493 | 483
2020-01-08 23:00 | 473 | 461
2020-01-08 23:30 | 454 | 440
2020-01-09 | 450 | 433
2020-01-09 00:30 | 468 | 455
2020-01-09 01:00 | 448 | 433
2020-01-09 01:30 | 423 | 407
2020-01-09 02:00 | 395 | 377
2020-01-09 02:30 | 371 | 352
2020-01-09 03:00 | 380 | 361
2020-01-09 03:30 | 385 | 365
2020-01-09 04:00 | 398 | 379
2020-01-09 04:30 | 399 | 380
2020-01-09 05:00 | 416 | 398
2020-01-09 05:30 | 432 | 415
2020-01-09 06:00 | 434 | 417
2020-01-09 06:30 | 428 | 410
2020-01-09 07:00 | 436 | 420
2020-01-09 07:30 | 402 | 386
2020-01-09 08:00 | 377 | 362
2020-01-09 08:30 | 385 | 372
2020-01-09 09:00 | 342 | 331
2020-01-09 09:30 | 330 | 325
2020-01-09 10:00 | 323 | 317
2020-01-09 10:30 | 304 | 299
2020-01-09 11:00 | 310 | 304
2020-01-09 11:30 | 304 | 299
2020-01-09 12:00 | 312 | 307
2020-01-09 12:30 | 321 | 317
2020-01-09 13:00 | 347 | 342
2020-01-09 13:30 | 386 | 382
2020-01-09 14:00 | 364 | 361
2020-01-09 14:30 | 288 | 283
2020-01-09 15:00 | 269 | 264
2020-01-09 15:30 | 209 | 203
2020-01-09 16:00 | 208 | 202
2020-01-09 16:30 | 228 | 220
2020-01-09 17:00 | 211 | 203
2020-01-09 17:30 | 200 | 187
2020-01-09 18:00 | 259 | 247
2020-01-09 18:30 | 306 | 295
2020-01-09 19:00 | 316 | 305
2020-01-09 19:30 | 326 | 315
2020-01-09 20:00 | 350 | 339
2020-01-09 20:30 | 372 | 360
2020-01-09 21:00 | 375 | 363
2020-01-09 21:30 | 404 | 396
2020-01-09 22:00 | 476 | 468
2020-01-09 22:30 | 462 | 453
2020-01-09 23:00 | 457 | 446
2020-01-09 23:30 | 436 | 424
2020-01-10 | 425 | 412
2020-01-10 00:30 | 448 | 435
2020-01-10 01:00 | 440 | 427
2020-01-10 01:30 | 434 | 418
2020-01-10 02:00 | 422 | 401
2020-01-10 02:30 | 408 | 385
2020-01-10 03:00 | 381 | 361
2020-01-10 03:30 | 387 | 366
2020-01-10 04:00 | 403 | 382
2020-01-10 04:30 | 418 | 398
2020-01-10 05:00 | 418 | 399
2020-01-10 05:30 | 430 | 412
2020-01-10 06:00 | 439 | 422
2020-01-10 06:30 | 449 | 432
2020-01-10 07:00 | 431 | 415
2020-01-10 07:30 | 400 | 386
2020-01-10 08:00 | 372 | 359
2020-01-10 08:30 | 358 | 351
2020-01-10 09:00 | 350 | 343
2020-01-10 09:30 | 344 | 337
2020-01-10 10:00 | 325 | 318
2020-01-10 10:30 | 306 | 300
2020-01-10 11:00 | 311 | 305
2020-01-10 11:30 | 300 | 294
2020-01-10 12:00 | 318 | 313
2020-01-10 12:30 | 346 | 340
2020-01-10 13:00 | 304 | 299
2020-01-10 13:30 | 284 | 278
2020-01-10 14:00 | 237 | 231
2020-01-10 14:30 | 165 | 156
2020-01-10 15:00 | 194 | 185
2020-01-10 15:30 | 180 | 171
2020-01-10 16:00 | 192 | 183
2020-01-10 16:30 | 181 | 165
2020-01-10 17:00 | 228 | 215
2020-01-10 17:30 | 240 | 225
2020-01-10 18:00 | 279 | 265
2020-01-10 18:30 | 320 | 307
2020-01-10 19:00 | 337 | 324
2020-01-10 19:30 | 350 | 335
2020-01-10 20:00 | 362 | 348
2020-01-10 20:30 | 392 | 378
2020-01-10 21:00 | 402 | 387
2020-01-10 21:30 | 410 | 399
2020-01-10 22:00 | 465 | 455
2020-01-10 22:30 | 418 | 406
2020-01-10 23:00 | 419 | 407
2020-01-10 23:30 | 412 | 398
2020-01-11 | 373 | 356
2020-01-11 00:30 | 382 | 365
2020-01-11 01:00 | 424 | 408
2020-01-11 01:30 | 421 | 405
2020-01-11 02:00 | 411 | 395
2020-01-11 02:30 | 404 | 387
2020-01-11 03:00 | 415 | 398
2020-01-11 03:30 | 410 | 392
2020-01-11 04:00 | 398 | 379
2020-01-11 04:30 | 384 | 365
2020-01-11 05:00 | 383 | 365
2020-01-11 05:30 | 389 | 371
2020-01-11 06:00 | 393 | 375
2020-01-11 06:30 | 371 | 355
2020-01-11 07:00 | 353 | 336
2020-01-11 07:30 | 328 | 311
2020-01-11 08:00 | 317 | 301
2020-01-11 08:30 | 267 | 251
2020-01-11 09:00 | 263 | 248
2020-01-11 09:30 | 283 | 269
2020-01-11 10:00 | 287 | 274
2020-01-11 10:30 | 234 | 221
2020-01-11 11:00 | 220 | 211
2020-01-11 11:30 | 205 | 196
2020-01-11 12:00 | 214 | 205
2020-01-11 12:30 | 242 | 233
2020-01-11 13:00 | 245 | 237
2020-01-11 13:30 | 210 | 200
2020-01-11 14:00 | 204 | 194
2020-01-11 14:30 | 136 | 123
2020-01-11 15:00 | 117 | 103
2020-01-11 15:30 | 133 | 120
2020-01-11 16:00 | 177 | 166
2020-01-11 16:30 | 207 | 198
2020-01-11 17:00 | 248 | 240
2020-01-11 17:30 | 278 | 269
2020-01-11 18:00 | 352 | 344
2020-01-11 18:30 | 411 | 405
2020-01-11 19:00 | 546 | 542
2020-01-11 19:30 | 585 | 579
2020-01-11 20:00 | 577 | 568
2020-01-11 20:30 | 573 | 563
2020-01-11 21:00 | 567 | 557
2020-01-11 21:30 | 589 | 582
2020-01-11 22:00 | 575 | 569
2020-01-11 22:30 | 554 | 548
2020-01-11 23:00 | 523 | 517
2020-01-11 23:30 | 513 | 506
2020-01-12 | 498 | 489
2020-01-12 00:30 | 508 | 498
2020-01-12 01:00 | 492 | 480
2020-01-12 01:30 | 478 | 466
2020-01-12 02:00 | 468 | 455
2020-01-12 02:30 | 452 | 441
2020-01-12 03:00 | 442 | 431
2020-01-12 03:30 | 436 | 424
2020-01-12 04:00 | 436 | 424
2020-01-12 04:30 | 435 | 423
2020-01-12 05:00 | 435 | 423
2020-01-12 05:30 | 438 | 425
2020-01-12 06:00 | 435 | 421
2020-01-12 06:30 | 419 | 408
2020-01-12 07:00 | 383 | 371
2020-01-12 07:30 | 341 | 329
2020-01-12 08:00 | 299 | 287
2020-01-12 08:30 | 280 | 268
2020-01-12 09:00 | 265 | 252
2020-01-12 09:30 | 255 | 243
2020-01-12 10:00 | 237 | 225
2020-01-12 10:30 | 188 | 175
2020-01-12 11:00 | 185 | 172
2020-01-12 11:30 | 195 | 182
2020-01-12 12:00 | 212 | 200
2020-01-12 12:30 | 212 | 199
2020-01-12 13:00 | 225 | 214
2020-01-12 13:30 | 272 | 261
2020-01-12 14:00 | 279 | 270
2020-01-12 14:30 | 262 | 252
2020-01-12 15:00 | 280 | 271
2020-01-12 15:30 | 314 | 306
2020-01-12 16:00 | 338 | 330
2020-01-12 16:30 | 376 | 370
2020-01-12 17:00 | 424 | 418
2020-01-12 17:30 | 456 | 448
2020-01-12 18:00 | 490 | 483
2020-01-12 18:30 | 552 | 546
2020-01-12 19:00 | 614 | 609
2020-01-12 19:30 | 629 | 625
2020-01-12 20:00 | 618 | 614
2020-01-12 20:30 | 619 | 615
2020-01-12 21:00 | 598 | 590
2020-01-12 21:30 | 555 | 551
2020-01-12 22:00 | 521 | 517
2020-01-12 22:30 | 486 | 482
2020-01-12 23:00 | 467 | 461
2020-01-12 23:30 | 459 | 451
2020-01-13 | 454 | 446
2020-01-13 00:30 | 464 | 456
2020-01-13 01:00 | 427 | 414
2020-01-13 01:30 | 419 | 405
2020-01-13 02:00 | 400 | 387
2020-01-13 02:30 | 402 | 390
2020-01-13 03:00 | 391 | 378
2020-01-13 03:30 | 411 | 398
2020-01-13 04:00 | 405 | 392
2020-01-13 04:30 | 432 | 420
2020-01-13 05:00 | 443 | 431
2020-01-13 05:30 | 452 | 441
2020-01-13 06:00 | 461 | 451
2020-01-13 06:30 | 477 | 469
2020-01-13 07:00 | 469 | 462
2020-01-13 07:30 | 426 | 420
2020-01-13 08:00 | 397 | 391
2020-01-13 08:30 | 373 | 368
2020-01-13 09:00 | 348 | 343
2020-01-13 09:30 | 339 | 334
2020-01-13 10:00 | 315 | 310
2020-01-13 10:30 | 291 | 285
2020-01-13 11:00 | 288 | 282
2020-01-13 11:30 | 300 | 295
2020-01-13 12:00 | 312 | 307
2020-01-13 12:30 | 314 | 309
2020-01-13 13:00 | 326 | 321
2020-01-13 13:30 | 343 | 338
2020-01-13 14:00 | 347 | 342
2020-01-13 14:30 | 350 | 346
2020-01-13 15:00 | 274 | 270
2020-01-13 15:30 | 311 | 306
2020-01-13 16:00 | 355 | 351
2020-01-13 16:30 | 419 | 415
2020-01-13 17:00 | 402 | 397
2020-01-13 17:30 | 360 | 352
2020-01-13 18:00 | 374 | 367
2020-01-13 18:30 | 392 | 386
2020-01-13 19:00 | 398 | 391
2020-01-13 19:30 | 397 | 389
2020-01-13 20:00 | 440 | 433
2020-01-13 20:30 | 436 | 429
2020-01-13 21:00 | 459 | 453
2020-01-13 21:30 | 486 | 481
2020-01-13 22:00 | 561 | 555
2020-01-13 22:30 | 549 | 541
2020-01-13 23:00 | 534 | 525
2020-01-13 23:30 | 512 | 500
2020-01-14 | 493 | 482
2020-01-14 00:30 | 503 | 491
2020-01-14 01:00 | 472 | 458
2020-01-14 01:30 | 467 | 453
2020-01-14 02:00 | 469 | 453
2020-01-14 02:30 | 460 | 441
2020-01-14 03:00 | 458 | 439
2020-01-14 03:30 | 446 | 429
2020-01-14 04:00 | 441 | 424
2020-01-14 04:30 | 428 | 411
2020-01-14 05:00 | 441 | 424
2020-01-14 05:30 | 463 | 447
2020-01-14 06:00 | 468 | 453
2020-01-14 06:30 | 474 | 460
2020-01-14 07:00 | 441 | 428
2020-01-14 07:30 | 411 | 400
2020-01-14 08:00 | 389 | 379
2020-01-14 08:30 | 387 | 377
2020-01-14 09:00 | 368 | 359
2020-01-14 09:30 | 353 | 343
2020-01-14 10:00 | 358 | 349
2020-01-14 10:30 | 314 | 302
2020-01-14 11:00 | 318 | 308
2020-01-14 11:30 | 323 | 313
2020-01-14 12:00 | 318 | 309
2020-01-14 12:30 | 330 | 320
2020-01-14 13:00 | 327 | 317
2020-01-14 13:30 | 329 | 320
2020-01-14 14:00 | 345 | 340
2020-01-14 14:30 | 369 | 364
2020-01-14 15:00 | 273 | 267
2020-01-14 15:30 | 292 | 286
2020-01-14 16:00 | 252 | 246
2020-01-14 16:30 | 261 | 256
2020-01-14 17:00 | 250 | 243
2020-01-14 17:30 | 277 | 269
2020-01-14 18:00 | 363 | 356
2020-01-14 18:30 | 417 | 410
2020-01-14 19:00 | 443 | 436
2020-01-14 19:30 | 447 | 440
2020-01-14 20:00 | 434 | 427
2020-01-14 20:30 | 489 | 484
2020-01-14 21:00 | 489 | 482
2020-01-14 21:30 | 465 | 456
2020-01-14 22:00 | 533 | 525
2020-01-14 22:30 | 532 | 523
2020-01-14 23:00 | 504 | 492
2020-01-14 23:30 | 485 | 472
2020-01-15 | 472 | 457
2020-01-15 00:30 | 472 | 458
2020-01-15 01:00 | 456 | 439
2020-01-15 01:30 | 453 | 435
2020-01-15 02:00 | 454 | 438
2020-01-15 02:30 | 446 | 431
2020-01-15 03:00 | 426 | 419
2020-01-15 03:30 | 429 | 422
2020-01-15 04:00 | 434 | 427
2020-01-15 04:30 | 429 | 421
2020-01-15 05:00 | 438 | 431
2020-01-15 05:30 | 450 | 443
2020-01-15 06:00 | 454 | 447
2020-01-15 06:30 | 459 | 452
2020-01-15 07:00 | 434 | 427
2020-01-15 07:30 | 394 | 389
2020-01-15 08:00 | 356 | 352
2020-01-15 08:30 | 352 | 348
2020-01-15 09:00 | 357 | 355
2020-01-15 09:30 | 370 | 369
2020-01-15 10:00 | 328 | 327
2020-01-15 10:30 | 300 | 299
2020-01-15 11:00 | 299 | 299
2020-01-15 11:30 | 291 | 290
2020-01-15 12:00 | 302 | 301
2020-01-15 12:30 | 304 | 304
2020-01-15 13:00 | 294 | 293
2020-01-15 13:30 | 335 | 333
2020-01-15 14:00 | 349 | 348
2020-01-15 14:30 | 363 | 363
2020-01-15 15:00 | 321 | 320
2020-01-15 15:30 | 379 | 378
2020-01-15 16:00 | 319 | 318
2020-01-15 16:30 | 340 | 339
2020-01-15 17:00 | 360 | 359
2020-01-15 17:30 | 349 | 346
2020-01-15 18:00 | 397 | 393
2020-01-15 18:30 | 448 | 445
2020-01-15 19:00 | 509 | 506
2020-01-15 19:30 | 531 | 525
2020-01-15 20:00 | 526 | 520
2020-01-15 20:30 | 536 | 532
2020-01-15 21:00 | 533 | 529
2020-01-15 21:30 | 612 | 609
2020-01-15 22:00 | 613 | 610
2020-01-15 22:30 | 578 | 574
2020-01-15 23:00 | 553 | 549
2020-01-15 23:30 | 533 | 526
2020-01-16 | 519 | 510
2020-01-16 00:30 | 526 | 518
2020-01-16 01:00 | 497 | 492
2020-01-16 01:30 | 481 | 476
2020-01-16 02:00 | 469 | 463
2020-01-16 02:30 | 464 | 458
2020-01-16 03:00 | 463 | 457
2020-01-16 03:30 | 460 | 454
2020-01-16 04:00 | 459 | 453
2020-01-16 04:30 | 460 | 454
2020-01-16 05:00 | 456 | 450
2020-01-16 05:30 | 466 | 460
2020-01-16 06:00 | 466 | 460
2020-01-16 06:30 | 480 | 474
2020-01-16 07:00 | 470 | 465
2020-01-16 07:30 | 433 | 428
2020-01-16 08:00 | 430 | 426
2020-01-16 08:30 | 405 | 401
2020-01-16 09:00 | 365 | 362
2020-01-16 09:30 | 328 | 324
2020-01-16 10:00 | 351 | 348
2020-01-16 10:30 | 312 | 308
2020-01-16 11:00 | 295 | 291
2020-01-16 11:30 | 286 | 283
2020-01-16 12:00 | 291 | 288
2020-01-16 12:30 | 297 | 293
2020-01-16 13:00 | 317 | 313
2020-01-16 13:30 | 356 | 353
2020-01-16 14:00 | 367 | 364
2020-01-16 14:30 | 342 | 339
2020-01-16 15:00 | 366 | 363
2020-01-16 15:30 | 388 | 385
2020-01-16 16:00 | 366 | 364
2020-01-16 16:30 | 369 | 366
2020-01-16 17:00 | 344 | 341
2020-01-16 17:30 | 398 | 395
2020-01-16 18:00 | 489 | 486
2020-01-16 18:30 | 506 | 503
2020-01-16 19:00 | 488 | 483
2020-01-16 19:30 | 494 | 489
2020-01-16 20:00 | 496 | 491
2020-01-16 20:30 | 500 | 494
2020-01-16 21:00 | 508 | 504
2020-01-16 21:30 | 508 | 503
2020-01-16 22:00 | 569 | 563
2020-01-16 22:30 | 550 | 542
2020-01-16 23:00 | 541 | 531
2020-01-16 23:30 | 506 | 494
2020-01-17 | 486 | 477
2020-01-17 00:30 | 496 | 488
2020-01-17 01:00 | 470 | 461
2020-01-17 01:30 | 456 | 449
2020-01-17 02:00 | 436 | 430
2020-01-17 02:30 | 442 | 435
2020-01-17 03:00 | 437 | 430
2020-01-17 03:30 | 434 | 427
2020-01-17 04:00 | 426 | 418
2020-01-17 04:30 | 417 | 409
2020-01-17 05:00 | 388 | 380
2020-01-17 05:30 | 376 | 369
2020-01-17 06:00 | 382 | 375
2020-01-17 06:30 | 415 | 409
2020-01-17 07:00 | 422 | 417
2020-01-17 07:30 | 425 | 420
2020-01-17 08:00 | 391 | 387
2020-01-17 08:30 | 346 | 339
2020-01-17 09:00 | 342 | 335
2020-01-17 09:30 | 305 | 298
2020-01-17 10:00 | 322 | 316
2020-01-17 10:30 | 294 | 287
2020-01-17 11:00 | 280 | 273
2020-01-17 11:30 | 284 | 277
2020-01-17 12:00 | 286 | 280
2020-01-17 12:30 | 290 | 285
2020-01-17 13:00 | 288 | 283
2020-01-17 13:30 | 348 | 343
2020-01-17 14:00 | 356 | 348
2020-01-17 14:30 | 309 | 301
2020-01-17 15:00 | 353 | 345
2020-01-17 15:30 | 436 | 430
2020-01-17 16:00 | 421 | 416
2020-01-17 16:30 | 422 | 418
2020-01-17 17:00 | 503 | 499
2020-01-17 17:30 | 510 | 505
2020-01-17 18:00 | 556 | 549
2020-01-17 18:30 | 582 | 576
2020-01-17 19:00 | 598 | 590
2020-01-17 19:30 | 624 | 617
2020-01-17 20:00 | 625 | 619
2020-01-17 20:30 | 635 | 627
2020-01-17 21:00 | 620 | 612
2020-01-17 21:30 | 598 | 587
2020-01-17 22:00 | 560 | 553
2020-01-17 22:30 | 528 | 520
2020-01-17 23:00 | 504 | 496
2020-01-17 23:30 | 488 | 479
2020-01-18 | 474 | 463
2020-01-18 00:30 | 472 | 463
2020-01-18 01:00 | 449 | 440
2020-01-18 01:30 | 430 | 421
2020-01-18 02:00 | 429 | 418
2020-01-18 02:30 | 432 | 421
2020-01-18 03:00 | 432 | 421
2020-01-18 03:30 | 414 | 402
2020-01-18 04:00 | 408 | 396
2020-01-18 04:30 | 407 | 394
2020-01-18 05:00 | 392 | 379
2020-01-18 05:30 | 380 | 367
2020-01-18 06:00 | 372 | 358
2020-01-18 06:30 | 375 | 359
2020-01-18 07:00 | 372 | 356
2020-01-18 07:30 | 334 | 317
2020-01-18 08:00 | 292 | 275
2020-01-18 08:30 | 275 | 259
2020-01-18 09:00 | 269 | 253
2020-01-18 09:30 | 259 | 243
2020-01-18 10:00 | 266 | 252
2020-01-18 10:30 | 239 | 224
2020-01-18 11:00 | 246 | 232
2020-01-18 11:30 | 255 | 240
2020-01-18 12:00 | 266 | 254
2020-01-18 12:30 | 284 | 274
2020-01-18 13:00 | 310 | 301
2020-01-18 13:30 | 375 | 367
2020-01-18 14:00 | 388 | 381
2020-01-18 14:30 | 407 | 401
2020-01-18 15:00 | 326 | 316
2020-01-18 15:30 | 308 | 298
2020-01-18 16:00 | 380 | 372
2020-01-18 16:30 | 403 | 395
2020-01-18 17:00 | 443 | 437
2020-01-18 17:30 | 498 | 492
2020-01-18 18:00 | 534 | 529
2020-01-18 18:30 | 604 | 599
2020-01-18 19:00 | 630 | 625
2020-01-18 19:30 | 663 | 657
2020-01-18 20:00 | 673 | 666
2020-01-18 20:30 | 697 | 691
2020-01-18 21:00 | 697 | 688
2020-01-18 21:30 | 676 | 664
2020-01-18 22:00 | 653 | 640
2020-01-18 22:30 | 627 | 614
2020-01-18 23:00 | 590 | 581
2020-01-18 23:30 | 563 | 553
2020-01-19 | 535 | 531
2020-01-19 00:30 | 527 | 524
2020-01-19 01:00 | 508 | 502
2020-01-19 01:30 | 492 | 478
2020-01-19 02:00 | 471 | 459
2020-01-19 02:30 | 457 | 443
2020-01-19 03:00 | 445 | 432
2020-01-19 03:30 | 440 | 428
2020-01-19 04:00 | 443 | 430
2020-01-19 04:30 | 446 | 433
2020-01-19 05:00 | 447 | 435
2020-01-19 05:30 | 445 | 432
2020-01-19 06:00 | 435 | 422
2020-01-19 06:30 | 431 | 418
2020-01-19 07:00 | 403 | 388
2020-01-19 07:30 | 343 | 327
2020-01-19 08:00 | 290 | 274
2020-01-19 08:30 | 264 | 247
2020-01-19 09:00 | 274 | 258
2020-01-19 09:30 | 276 | 262
2020-01-19 10:00 | 276 | 262
2020-01-19 10:30 | 266 | 252
2020-01-19 11:00 | 287 | 274
2020-01-19 11:30 | 296 | 284
2020-01-19 12:00 | 308 | 297
2020-01-19 12:30 | 325 | 315
2020-01-19 13:00 | 339 | 330
2020-01-19 13:30 | 374 | 366
2020-01-19 14:00 | 392 | 384
2020-01-19 14:30 | 353 | 343
2020-01-19 15:00 | 356 | 346
2020-01-19 15:30 | 392 | 383
2020-01-19 16:00 | 439 | 431
2020-01-19 16:30 | 445 | 438
2020-01-19 17:00 | 452 | 445
2020-01-19 17:30 | 519 | 513
2020-01-19 18:00 | 557 | 552
2020-01-19 18:30 | 579 | 574
2020-01-19 19:00 | 611 | 604
2020-01-19 19:30 | 682 | 673
2020-01-19 20:00 | 692 | 680
2020-01-19 20:30 | 673 | 655
2020-01-19 21:00 | 675 | 655
2020-01-19 21:30 | 670 | 649
2020-01-19 22:00 | 632 | 621
2020-01-19 22:30 | 620 | 608
2020-01-19 23:00 | 581 | 565
2020-01-19 23:30 | 547 | 529
2020-01-20 | 539 | 529
2020-01-20 00:30 | 500 | 491
2020-01-20 01:00 | 420 | 416
2020-01-20 01:30 | 428 | 424
2020-01-20 02:00 | 450 | 444
2020-01-20 02:30 | 423 | 414
2020-01-20 03:00 | 451 | 442
2020-01-20 03:30 | 457 | 447
2020-01-20 04:00 | 455 | 444
2020-01-20 04:30 | 457 | 446
2020-01-20 05:00 | 459 | 448
2020-01-20 05:30 | 478 | 468
2020-01-20 06:00 | 487 | 477
2020-01-20 06:30 | 502 | 492
2020-01-20 07:00 | 476 | 466
2020-01-20 07:30 | 457 | 448
2020-01-20 08:00 | 424 | 416
2020-01-20 08:30 | 399 | 390
2020-01-20 09:00 | 369 | 360
2020-01-20 09:30 | 387 | 379
2020-01-20 10:00 | 355 | 347
2020-01-20 10:30 | 345 | 337
2020-01-20 11:00 | 338 | 331
2020-01-20 11:30 | 349 | 342
2020-01-20 12:00 | 379 | 374
2020-01-20 12:30 | 363 | 357
2020-01-20 13:00 | 387 | 380
2020-01-20 13:30 | 415 | 407
2020-01-20 14:00 | 510 | 504
2020-01-20 14:30 | 547 | 542
2020-01-20 15:00 | 541 | 537
2020-01-20 15:30 | 536 | 530
2020-01-20 16:00 | 451 | 442
2020-01-20 16:30 | 458 | 449
2020-01-20 17:00 | 462 | 451
2020-01-20 17:30 | 471 | 462
2020-01-20 18:00 | 520 | 510
2020-01-20 18:30 | 554 | 546
2020-01-20 19:00 | 575 | 568
2020-01-20 19:30 | 602 | 594
2020-01-20 20:00 | 609 | 597
2020-01-20 20:30 | 609 | 589
2020-01-20 21:00 | 623 | 604
2020-01-20 21:30 | 602 | 582
2020-01-20 22:00 | 573 | 559
2020-01-20 22:30 | 554 | 540
2020-01-20 23:00 | 534 | 520
2020-01-20 23:30 | 517 | 501
2020-01-21 | 502 | 487
2020-01-21 00:30 | 501 | 492
2020-01-21 01:00 | 475 | 464
2020-01-21 01:30 | 464 | 452
2020-01-21 02:00 | 459 | 447
2020-01-21 02:30 | 452 | 439
2020-01-21 03:00 | 448 | 435
2020-01-21 03:30 | 448 | 435
2020-01-21 04:00 | 450 | 437
2020-01-21 04:30 | 451 | 438
2020-01-21 05:00 | 456 | 443
2020-01-21 05:30 | 463 | 452
2020-01-21 06:00 | 472 | 462
2020-01-21 06:30 | 493 | 483
2020-01-21 07:00 | 501 | 492
2020-01-21 07:30 | 515 | 508
2020-01-21 08:00 | 503 | 498
2020-01-21 08:30 | 442 | 436
2020-01-21 09:00 | 404 | 398
2020-01-21 09:30 | 383 | 376
2020-01-21 10:00 | 384 | 378
2020-01-21 10:30 | 377 | 370
2020-01-21 11:00 | 425 | 418
2020-01-21 11:30 | 424 | 417
2020-01-21 12:00 | 467 | 461
2020-01-21 12:30 | 500 | 494
2020-01-21 13:00 | 518 | 512
2020-01-21 13:30 | 574 | 568
2020-01-21 14:00 | 509 | 501
2020-01-21 14:30 | 500 | 491
2020-01-21 15:00 | 426 | 415
2020-01-21 15:30 | 367 | 356
2020-01-21 16:00 | 383 | 372
2020-01-21 16:30 | 407 | 397
2020-01-21 17:00 | 380 | 368
2020-01-21 17:30 | 367 | 355
2020-01-21 18:00 | 389 | 376
2020-01-21 18:30 | 463 | 452
2020-01-21 19:00 | 540 | 529
2020-01-21 19:30 | 563 | 553
2020-01-21 20:00 | 585 | 578
2020-01-21 20:30 | 569 | 562
2020-01-21 21:00 | 557 | 549
2020-01-21 21:30 | 610 | 604
2020-01-21 22:00 | 617 | 610
2020-01-21 22:30 | 590 | 582
2020-01-21 23:00 | 565 | 554
2020-01-21 23:30 | 543 | 530
2020-01-22 | 528 | 514
2020-01-22 00:30 | 527 | 513
2020-01-22 01:00 | 509 | 493
2020-01-22 01:30 | 499 | 480
2020-01-22 02:00 | 487 | 470
2020-01-22 02:30 | 481 | 464
2020-01-22 03:00 | 477 | 460
2020-01-22 03:30 | 474 | 456
2020-01-22 04:00 | 472 | 454
2020-01-22 04:30 | 470 | 452
2020-01-22 05:00 | 474 | 457
2020-01-22 05:30 | 483 | 467
2020-01-22 06:00 | 491 | 476
2020-01-22 06:30 | 507 | 493
2020-01-22 07:00 | 525 | 513
2020-01-22 07:30 | 516 | 506
2020-01-22 08:00 | 522 | 513
2020-01-22 08:30 | 513 | 505
2020-01-22 09:00 | 495 | 487
2020-01-22 09:30 | 457 | 449
2020-01-22 10:00 | 455 | 447
2020-01-22 10:30 | 361 | 352
2020-01-22 11:00 | 294 | 284
2020-01-22 11:30 | 230 | 219
2020-01-22 12:00 | 204 | 192
2020-01-22 12:30 | 207 | 194
2020-01-22 13:00 | 274 | 265
2020-01-22 13:30 | 319 | 311
2020-01-22 14:00 | 338 | 330
2020-01-22 14:30 | 352 | 343
2020-01-22 15:00 | 285 | 274
2020-01-22 15:30 | 264 | 250
2020-01-22 16:00 | 311 | 297
2020-01-22 16:30 | 270 | 254
2020-01-22 17:00 | 289 | 271
2020-01-22 17:30 | 351 | 335
2020-01-22 18:00 | 390 | 373
2020-01-22 18:30 | 405 | 388
2020-01-22 19:00 | 431 | 415
2020-01-22 19:30 | 452 | 435
2020-01-22 20:00 | 448 | 432
2020-01-22 20:30 | 456 | 442
2020-01-22 21:00 | 440 | 425
2020-01-22 21:30 | 418 | 401
2020-01-22 22:00 | 433 | 415
2020-01-22 22:30 | 446 | 428
2020-01-22 23:00 | 419 | 398
2020-01-22 23:30 | 401 | 379
2020-01-23 | 427 | 406
2020-01-23 00:30 | 503 | 490
2020-01-23 01:00 | 482 | 470
2020-01-23 01:30 | 470 | 457
2020-01-23 02:00 | 461 | 447
2020-01-23 02:30 | 460 | 444
2020-01-23 03:00 | 456 | 439
2020-01-23 03:30 | 448 | 432
2020-01-23 04:00 | 438 | 422
2020-01-23 04:30 | 438 | 421
2020-01-23 05:00 | 440 | 423
2020-01-23 05:30 | 445 | 429
2020-01-23 06:00 | 421 | 394
2020-01-23 06:30 | 423 | 401
2020-01-23 07:00 | 435 | 416
2020-01-23 07:30 | 453 | 437
2020-01-23 08:00 | 459 | 445
2020-01-23 08:30 | 459 | 444
2020-01-23 09:00 | 403 | 388
2020-01-23 09:30 | 364 | 350
2020-01-23 10:00 | 356 | 341
2020-01-23 10:30 | 287 | 268
2020-01-23 11:00 | 244 | 219
2020-01-23 11:30 | 165 | 129
2020-01-23 12:00 | 173 | 140
2020-01-23 12:30 | 151 | 125
2020-01-23 13:00 | 130 | 107
2020-01-23 13:30 | 138 | 117
2020-01-23 14:00 | 130 | 108
2020-01-23 14:30 | 76 | 47
2020-01-23 15:00 | 132 | 113
2020-01-23 15:30 | 188 | 172
2020-01-23 16:00 | 203 | 187
2020-01-23 16:30 | 254 | 239
2020-01-23 17:00 | 285 | 251
2020-01-23 17:30 | 367 | 332
2020-01-23 18:00 | 409 | 379
2020-01-23 18:30 | 438 | 410
2020-01-23 19:00 | 434 | 410
2020-01-23 19:30 | 459 | 442
2020-01-23 20:00 | 485 | 474
2020-01-23 20:30 | 474 | 465
2020-01-23 21:00 | 451 | 441
2020-01-23 21:30 | 405 | 393
2020-01-23 22:00 | 377 | 362
2020-01-23 22:30 | 413 | 396
2020-01-23 23:00 | 404 | 387
2020-01-23 23:30 | 383 | 365
2020-01-24 | 390 | 368
2020-01-24 00:30 | 470 | 459
2020-01-24 01:00 | 473 | 462
2020-01-24 01:30 | 422 | 412
2020-01-24 02:00 | 388 | 377
2020-01-24 02:30 | 386 | 375
2020-01-24 03:00 | 383 | 370
2020-01-24 03:30 | 380 | 368
2020-01-24 04:00 | 376 | 364
2020-01-24 04:30 | 444 | 432
2020-01-24 05:00 | 454 | 443
2020-01-24 05:30 | 462 | 451
2020-01-24 06:00 | 471 | 461
2020-01-24 06:30 | 485 | 476
2020-01-24 07:00 | 495 | 480
2020-01-24 07:30 | 473 | 459
2020-01-24 08:00 | 444 | 431
2020-01-24 08:30 | 393 | 382
2020-01-24 09:00 | 369 | 357
2020-01-24 09:30 | 366 | 354
2020-01-24 10:00 | 343 | 331
2020-01-24 10:30 | 310 | 298
2020-01-24 11:00 | 302 | 291
2020-01-24 11:30 | 332 | 323
2020-01-24 12:00 | 349 | 339
2020-01-24 12:30 | 318 | 306
2020-01-24 13:00 | 310 | 298
2020-01-24 13:30 | 317 | 306
2020-01-24 14:00 | 325 | 314
2020-01-24 14:30 | 312 | 300
2020-01-24 15:00 | 347 | 336
2020-01-24 15:30 | 381 | 370
2020-01-24 16:00 | 440 | 431
2020-01-24 16:30 | 550 | 542
2020-01-24 17:00 | 605 | 597
2020-01-24 17:30 | 619 | 609
2020-01-24 18:00 | 627 | 618
2020-01-24 18:30 | 631 | 621
2020-01-24 19:00 | 645 | 632
2020-01-24 19:30 | 655 | 640
2020-01-24 20:00 | 650 | 635
2020-01-24 20:30 | 634 | 618
2020-01-24 21:00 | 620 | 601
2020-01-24 21:30 | 627 | 607
2020-01-24 22:00 | 611 | 587
2020-01-24 22:30 | 591 | 562
2020-01-24 23:00 | 575 | 542
2020-01-24 23:30 | 559 | 524
2020-01-25 | 546 | 508
2020-01-25 00:30 | 521 | 480
2020-01-25 01:00 | 487 | 465
2020-01-25 01:30 | 489 | 467
2020-01-25 02:00 | 478 | 453
2020-01-25 02:30 | 466 | 439
2020-01-25 03:00 | 462 | 432
2020-01-25 03:30 | 460 | 431
2020-01-25 04:00 | 449 | 422
2020-01-25 04:30 | 448 | 421
2020-01-25 05:00 | 453 | 427
2020-01-25 05:30 | 400 | 372
2020-01-25 06:00 | 387 | 359
2020-01-25 06:30 | 391 | 361
2020-01-25 07:00 | 368 | 334
2020-01-25 07:30 | 368 | 335
2020-01-25 08:00 | 336 | 302
2020-01-25 08:30 | 289 | 251
2020-01-25 09:00 | 296 | 261
2020-01-25 09:30 | 256 | 216
2020-01-25 10:00 | 220 | 174
2020-01-25 10:30 | 225 | 177
2020-01-25 11:00 | 258 | 217
2020-01-25 11:30 | 249 | 207
2020-01-25 12:00 | 204 | 151
2020-01-25 12:30 | 180 | 120
2020-01-25 13:00 | 196 | 144
2020-01-25 13:30 | 221 | 182
2020-01-25 14:00 | 267 | 242
2020-01-25 14:30 | 322 | 306
2020-01-25 15:00 | 326 | 312
2020-01-25 15:30 | 337 | 323
2020-01-25 16:00 | 365 | 351
2020-01-25 16:30 | 369 | 355
2020-01-25 17:00 | 382 | 370
2020-01-25 17:30 | 415 | 403
2020-01-25 18:00 | 468 | 458
2020-01-25 18:30 | 497 | 487
2020-01-25 19:00 | 525 | 515
2020-01-25 19:30 | 541 | 532
2020-01-25 20:00 | 540 | 532
2020-01-25 20:30 | 527 | 517
2020-01-25 21:00 | 512 | 501
2020-01-25 21:30 | 495 | 482
2020-01-25 22:00 | 489 | 474
2020-01-25 22:30 | 470 | 454
2020-01-25 23:00 | 451 | 429
2020-01-25 23:30 | 435 | 411
2020-01-26 | 428 | 402
2020-01-26 00:30 | 442 | 418
2020-01-26 01:00 | 419 | 394
2020-01-26 01:30 | 410 | 383
2020-01-26 02:00 | 403 | 375
2020-01-26 02:30 | 395 | 365
2020-01-26 03:00 | 385 | 355
2020-01-26 03:30 | 366 | 333
2020-01-26 04:00 | 357 | 327
2020-01-26 04:30 | 371 | 342
2020-01-26 05:00 | 373 | 342
2020-01-26 05:30 | 373 | 344
2020-01-26 06:00 | 366 | 340
2020-01-26 06:30 | 369 | 343
2020-01-26 07:00 | 365 | 339
2020-01-26 07:30 | 355 | 329
2020-01-26 08:00 | 346 | 320
2020-01-26 08:30 | 332 | 306
2020-01-26 09:00 | 352 | 327
2020-01-26 09:30 | 348 | 325
2020-01-26 10:00 | 325 | 301
2020-01-26 10:30 | 293 | 269
2020-01-26 11:00 | 288 | 262
2020-01-26 11:30 | 271 | 244
2020-01-26 12:00 | 251 | 222
2020-01-26 12:30 | 241 | 211
2020-01-26 13:00 | 282 | 257
2020-01-26 13:30 | 340 | 319
2020-01-26 14:00 | 336 | 314
2020-01-26 14:30 | 291 | 273
2020-01-26 15:00 | 276 | 256
2020-01-26 15:30 | 311 | 292
2020-01-26 16:00 | 369 | 353
2020-01-26 16:30 | 431 | 417
2020-01-26 17:00 | 440 | 427
2020-01-26 17:30 | 480 | 467
2020-01-26 18:00 | 524 | 513
2020-01-26 18:30 | 533 | 522
2020-01-26 19:00 | 509 | 502
2020-01-26 19:30 | 513 | 504
2020-01-26 20:00 | 508 | 499
2020-01-26 20:30 | 517 | 507
2020-01-26 21:00 | 505 | 493
2020-01-26 21:30 | 486 | 471
2020-01-26 22:00 | 474 | 459
2020-01-26 22:30 | 461 | 444
2020-01-26 23:00 | 432 | 416
2020-01-26 23:30 | 406 | 398
2020-01-27 | 402 | 393
2020-01-27 00:30 | 400 | 392
2020-01-27 01:00 | 388 | 378
2020-01-27 01:30 | 382 | 371
2020-01-27 02:00 | 372 | 362
2020-01-27 02:30 | 342 | 331
2020-01-27 03:00 | 338 | 328
2020-01-27 03:30 | 337 | 326
2020-01-27 04:00 | 333 | 322
2020-01-27 04:30 | 336 | 325
2020-01-27 05:00 | 335 | 324
2020-01-27 05:30 | 338 | 327
2020-01-27 06:00 | 341 | 331
2020-01-27 06:30 | 348 | 336
2020-01-27 07:00 | 346 | 333
2020-01-27 07:30 | 350 | 338
2020-01-27 08:00 | 347 | 336
2020-01-27 08:30 | 361 | 351
2020-01-27 09:00 | 378 | 368
2020-01-27 09:30 | 377 | 368
2020-01-27 10:00 | 368 | 359
2020-01-27 10:30 | 313 | 303
2020-01-27 11:00 | 265 | 255
2020-01-27 11:30 | 258 | 247
2020-01-27 12:00 | 251 | 239
2020-01-27 12:30 | 237 | 224
2020-01-27 13:00 | 239 | 227
2020-01-27 13:30 | 240 | 228
2020-01-27 14:00 | 257 | 246
2020-01-27 14:30 | 294 | 284
2020-01-27 15:00 | 308 | 298
2020-01-27 15:30 | 336 | 327
2020-01-27 16:00 | 249 | 239
2020-01-27 16:30 | 270 | 260
2020-01-27 17:00 | 276 | 266
2020-01-27 17:30 | 304 | 295
2020-01-27 18:00 | 277 | 265
2020-01-27 18:30 | 300 | 287
2020-01-27 19:00 | 308 | 297
2020-01-27 19:30 | 299 | 289
2020-01-27 20:00 | 306 | 298
2020-01-27 20:30 | 301 | 294
2020-01-27 21:00 | 284 | 276
2020-01-27 21:30 | 264 | 256
2020-01-27 22:00 | 258 | 249
2020-01-27 22:30 | 261 | 251
2020-01-27 23:00 | 235 | 223
2020-01-27 23:30 | 246 | 233
2020-01-28 | 295 | 285
2020-01-28 00:30 | 331 | 319
2020-01-28 01:00 | 312 | 298
2020-01-28 01:30 | 302 | 288
2020-01-28 02:00 | 298 | 283
2020-01-28 02:30 | 294 | 278
2020-01-28 03:00 | 291 | 275
2020-01-28 03:30 | 291 | 275
2020-01-28 04:00 | 290 | 274
2020-01-28 04:30 | 292 | 276
2020-01-28 05:00 | 297 | 282
2020-01-28 05:30 | 306 | 292
2020-01-28 06:00 | 315 | 302
2020-01-28 06:30 | 343 | 332
2020-01-28 07:00 | 386 | 375
2020-01-28 07:30 | 407 | 398
2020-01-28 08:00 | 418 | 411
2020-01-28 08:30 | 425 | 417
2020-01-28 09:00 | 414 | 406
2020-01-28 09:30 | 393 | 385
2020-01-28 10:00 | 350 | 341
2020-01-28 10:30 | 286 | 276
2020-01-28 11:00 | 300 | 291
2020-01-28 11:30 | 274 | 265
2020-01-28 12:00 | 233 | 222
2020-01-28 12:30 | 229 | 217
2020-01-28 13:00 | 246 | 235
2020-01-28 13:30 | 146 | 130
2020-01-28 14:00 | 179 | 166
2020-01-28 14:30 | 164 | 151
2020-01-28 15:00 | 191 | 179
2020-01-28 15:30 | 190 | 178
2020-01-28 16:00 | 183 | 170
2020-01-28 16:30 | 204 | 191
2020-01-28 17:00 | 231 | 218
2020-01-28 17:30 | 239 | 225
2020-01-28 18:00 | 262 | 241
2020-01-28 18:30 | 278 | 249
2020-01-28 19:00 | 297 | 272
2020-01-28 19:30 | 302 | 285
2020-01-28 20:00 | 321 | 308
2020-01-28 20:30 | 342 | 328
2020-01-28 21:00 | 339 | 326
2020-01-28 21:30 | 321 | 307
2020-01-28 22:00 | 316 | 301
2020-01-28 22:30 | 297 | 280
2020-01-28 23:00 | 370 | 356
2020-01-28 23:30 | 356 | 342
2020-01-29 | 346 | 331
2020-01-29 00:30 | 370 | 355
2020-01-29 01:00 | 361 | 344
2020-01-29 01:30 | 352 | 334
2020-01-29 02:00 | 344 | 325
2020-01-29 02:30 | 339 | 319
2020-01-29 03:00 | 326 | 306
2020-01-29 03:30 | 317 | 297
2020-01-29 04:00 | 316 | 296
2020-01-29 04:30 | 348 | 329
2020-01-29 05:00 | 368 | 349
2020-01-29 05:30 | 361 | 343
2020-01-29 06:00 | 374 | 359
2020-01-29 06:30 | 404 | 392
2020-01-29 07:00 | 417 | 399
2020-01-29 07:30 | 465 | 451
2020-01-29 08:00 | 467 | 461
2020-01-29 08:30 | 439 | 435
2020-01-29 09:00 | 441 | 435
2020-01-29 09:30 | 421 | 414
2020-01-29 10:00 | 365 | 358
2020-01-29 10:30 | 324 | 315
2020-01-29 11:00 | 316 | 307
2020-01-29 11:30 | 324 | 316
2020-01-29 12:00 | 337 | 330
2020-01-29 12:30 | 306 | 297
2020-01-29 13:00 | 256 | 246
2020-01-29 13:30 | 207 | 194
2020-01-29 14:00 | 211 | 197
2020-01-29 14:30 | 208 | 196
2020-01-29 15:00 | 257 | 246
2020-01-29 15:30 | 268 | 256
2020-01-29 16:00 | 248 | 232
2020-01-29 16:30 | 252 | 236
2020-01-29 17:00 | 257 | 240
2020-01-29 17:30 | 275 | 260
2020-01-29 18:00 | 282 | 266
2020-01-29 18:30 | 287 | 270
2020-01-29 19:00 | 298 | 283
2020-01-29 19:30 | 303 | 288
2020-01-29 20:00 | 329 | 319
2020-01-29 20:30 | 325 | 316
2020-01-29 21:00 | 308 | 298
2020-01-29 21:30 | 296 | 286
2020-01-29 22:00 | 305 | 293
2020-01-29 22:30 | 266 | 252
2020-01-29 23:00 | 289 | 274
2020-01-29 23:30 | 276 | 260
2020-01-30 | 306 | 292
2020-01-30 00:30 | 385 | 373
2020-01-30 01:00 | 364 | 350
2020-01-30 01:30 | 351 | 336
2020-01-30 02:00 | 344 | 325
2020-01-30 02:30 | 342 | 321
2020-01-30 03:00 | 331 | 308
2020-01-30 03:30 | 323 | 301
2020-01-30 04:00 | 340 | 318
2020-01-30 04:30 | 350 | 328
2020-01-30 05:00 | 361 | 340
2020-01-30 05:30 | 382 | 364
2020-01-30 06:00 | 399 | 382
2020-01-30 06:30 | 424 | 408
2020-01-30 07:00 | 431 | 414
2020-01-30 07:30 | 430 | 414
2020-01-30 08:00 | 405 | 389
2020-01-30 08:30 | 375 | 359
2020-01-30 09:00 | 379 | 364
2020-01-30 09:30 | 375 | 360
2020-01-30 10:00 | 340 | 326
2020-01-30 10:30 | 311 | 296
2020-01-30 11:00 | 318 | 304
2020-01-30 11:30 | 306 | 291
2020-01-30 12:00 | 328 | 314
2020-01-30 12:30 | 270 | 250
2020-01-30 13:00 | 362 | 347
2020-01-30 13:30 | 348 | 329
2020-01-30 14:00 | 308 | 288
2020-01-30 14:30 | 315 | 295
2020-01-30 15:00 | 290 | 271
2020-01-30 15:30 | 247 | 223
2020-01-30 16:00 | 231 | 203
2020-01-30 16:30 | 212 | 179
2020-01-30 17:00 | 227 | 196
2020-01-30 17:30 | 266 | 236
2020-01-30 18:00 | 304 | 277
2020-01-30 18:30 | 336 | 311
2020-01-30 19:00 | 370 | 347
2020-01-30 19:30 | 387 | 370
2020-01-30 20:00 | 385 | 368
2020-01-30 20:30 | 392 | 378
2020-01-30 21:00 | 382 | 368
2020-01-30 21:30 | 375 | 362
2020-01-30 22:00 | 388 | 376
2020-01-30 22:30 | 339 | 324
2020-01-30 23:00 | 404 | 390
2020-01-30 23:30 | 413 | 400
2020-01-31 | 401 | 391
2020-01-31 00:30 | 410 | 400
2020-01-31 01:00 | 390 | 380
2020-01-31 01:30 | 382 | 370
2020-01-31 02:00 | 374 | 362
2020-01-31 02:30 | 370 | 358
2020-01-31 03:00 | 365 | 352
2020-01-31 03:30 | 363 | 350
2020-01-31 04:00 | 361 | 347
2020-01-31 04:30 | 364 | 350
2020-01-31 05:00 | 369 | 355
2020-01-31 05:30 | 375 | 363
2020-01-31 06:00 | 385 | 374
2020-01-31 06:30 | 406 | 395
2020-01-31 07:00 | 397 | 386
2020-01-31 07:30 | 359 | 348
2020-01-31 08:00 | 317 | 306
2020-01-31 08:30 | 297 | 286
2020-01-31 09:00 | 267 | 256
2020-01-31 09:30 | 228 | 216
2020-01-31 10:00 | 171 | 156
2020-01-31 10:30 | 125 | 107
2020-01-31 11:00 | 104 | 83
2020-01-31 11:30 | 101 | 81
2020-01-31 12:00 | 87 | 60
2020-01-31 12:30 | 53 | 6
2020-01-31 13:00 | 60 | 26
2020-01-31 13:30 | 67 | 34
2020-01-31 14:00 | 100 | 77
2020-01-31 14:30 | 207 | 194
2020-01-31 15:00 | 97 | 70
2020-01-31 15:30 | 86 | 48
2020-01-31 16:00 | 147 | 123
2020-01-31 16:30 | 236 | 213
2020-01-31 17:00 | 178 | 136
2020-01-31 17:30 | 212 | 175
2020-01-31 18:00 | 237 | 202
2020-01-31 18:30 | 229 | 190
2020-01-31 19:00 | 250 | 213
2020-01-31 19:30 | 255 | 226
2020-01-31 20:00 | 243 | 213
2020-01-31 20:30 | 226 | 196
2020-01-31 21:00 | 218 | 196
2020-01-31 21:30 | 218 | 198
2020-01-31 22:00 | 270 | 253
2020-01-31 22:30 | 263 | 245
2020-01-31 23:00 | 248 | 230
2020-01-31 23:30 | 258 | 239
2020-02-01 | 243 | 225
2020-02-01 00:30 | 252 | 235
2020-02-01 01:00 | 328 | 314
2020-02-01 01:30 | 320 | 305
2020-02-01 02:00 | 309 | 295
2020-02-01 02:30 | 290 | 276
2020-02-01 03:00 | 264 | 249
2020-02-01 03:30 | 284 | 269
2020-02-01 04:00 | 280 | 265
2020-02-01 04:30 | 279 | 264
2020-02-01 05:00 | 277 | 262
2020-02-01 05:30 | 291 | 277
2020-02-01 06:00 | 309 | 295
2020-02-01 06:30 | 316 | 297
2020-02-01 07:00 | 295 | 273
2020-02-01 07:30 | 276 | 255
2020-02-01 08:00 | 244 | 222
2020-02-01 08:30 | 224 | 204
2020-02-01 09:00 | 185 | 170
2020-02-01 09:30 | 210 | 197
2020-02-01 10:00 | 124 | 101
2020-02-01 10:30 | 120 | 97
2020-02-01 11:00 | 167 | 152
2020-02-01 11:30 | 166 | 151
2020-02-01 12:00 | 151 | 134
2020-02-01 12:30 | 204 | 190
2020-02-01 13:00 | 214 | 201
2020-02-01 13:30 | 220 | 207
2020-02-01 14:00 | 234 | 220
2020-02-01 14:30 | 224 | 209
2020-02-01 15:00 | 278 | 266
2020-02-01 15:30 | 231 | 218
2020-02-01 16:00 | 202 | 186
2020-02-01 16:30 | 213 | 199
2020-02-01 17:00 | 218 | 202
2020-02-01 17:30 | 233 | 215
2020-02-01 18:00 | 266 | 249
2020-02-01 18:30 | 287 | 271
2020-02-01 19:00 | 279 | 260
2020-02-01 19:30 | 281 | 262
2020-02-01 20:00 | 265 | 244
2020-02-01 20:30 | 255 | 234
2020-02-01 21:00 | 263 | 248
2020-02-01 21:30 | 280 | 269
2020-02-01 22:00 | 265 | 253
2020-02-01 22:30 | 246 | 233
2020-02-01 23:00 | 311 | 295
2020-02-01 23:30 | 355 | 342
2020-02-02 | 351 | 339
2020-02-02 00:30 | 358 | 346
2020-02-02 01:00 | 342 | 329
2020-02-02 01:30 | 331 | 317
2020-02-02 02:00 | 326 | 312
2020-02-02 02:30 | 328 | 314
2020-02-02 03:00 | 311 | 298
2020-02-02 03:30 | 300 | 287
2020-02-02 04:00 | 299 | 286
2020-02-02 04:30 | 295 | 282
2020-02-02 05:00 | 297 | 285
2020-02-02 05:30 | 293 | 280
2020-02-02 06:00 | 269 | 255
2020-02-02 06:30 | 266 | 251
2020-02-02 07:00 | 252 | 237
2020-02-02 07:30 | 226 | 209
2020-02-02 08:00 | 188 | 169
2020-02-02 08:30 | 173 | 153
2020-02-02 09:00 | 154 | 134
2020-02-02 09:30 | 147 | 127
2020-02-02 10:00 | 140 | 121
2020-02-02 10:30 | 126 | 105
2020-02-02 11:00 | 118 | 97
2020-02-02 11:30 | 119 | 99
2020-02-02 12:00 | 130 | 112
2020-02-02 12:30 | 130 | 111
2020-02-02 13:00 | 170 | 154
2020-02-02 13:30 | 213 | 199
2020-02-02 14:00 | 180 | 166
2020-02-02 14:30 | 198 | 185
2020-02-02 15:00 | 236 | 224
2020-02-02 15:30 | 262 | 251
2020-02-02 16:00 | 260 | 248
2020-02-02 16:30 | 308 | 298
2020-02-02 17:00 | 362 | 354
2020-02-02 17:30 | 374 | 365
2020-02-02 18:00 | 412 | 403
2020-02-02 18:30 | 460 | 451
2020-02-02 19:00 | 484 | 475
2020-02-02 19:30 | 512 | 504
2020-02-02 20:00 | 527 | 516
2020-02-02 20:30 | 514 | 503
2020-02-02 21:00 | 512 | 502
2020-02-02 21:30 | 507 | 496
2020-02-02 22:00 | 480 | 468
2020-02-02 22:30 | 460 | 446
2020-02-02 23:00 | 444 | 428
2020-02-02 23:30 | 420 | 401
2020-02-03 | 399 | 377
2020-02-03 00:30 | 415 | 395
2020-02-03 01:00 | 388 | 365
2020-02-03 01:30 | 383 | 356
2020-02-03 02:00 | 376 | 351
2020-02-03 02:30 | 376 | 352
2020-02-03 03:00 | 380 | 356
2020-02-03 03:30 | 369 | 345
2020-02-03 04:00 | 378 | 354
2020-02-03 04:30 | 385 | 362
2020-02-03 05:00 | 385 | 362
2020-02-03 05:30 | 391 | 369
2020-02-03 06:00 | 400 | 379
2020-02-03 06:30 | 430 | 410
2020-02-03 07:00 | 440 | 421
2020-02-03 07:30 | 433 | 416
2020-02-03 08:00 | 394 | 377
2020-02-03 08:30 | 346 | 328
2020-02-03 09:00 | 329 | 312
2020-02-03 09:30 | 285 | 265
2020-02-03 10:00 | 237 | 215
2020-02-03 10:30 | 199 | 173
2020-02-03 11:00 | 198 | 173
2020-02-03 11:30 | 195 | 169
2020-02-03 12:00 | 196 | 170
2020-02-03 12:30 | 192 | 159
2020-02-03 13:00 | 148 | 127
2020-02-03 13:30 | 184 | 167
2020-02-03 14:00 | 196 | 179
2020-02-03 14:30 | 156 | 139
2020-02-03 15:00 | 201 | 186
2020-02-03 15:30 | 198 | 183
2020-02-03 16:00 | 231 | 216
2020-02-03 16:30 | 266 | 253
2020-02-03 17:00 | 282 | 268
2020-02-03 17:30 | 294 | 280
2020-02-03 18:00 | 350 | 337
2020-02-03 18:30 | 388 | 374
2020-02-03 19:00 | 400 | 385
2020-02-03 19:30 | 405 | 390
2020-02-03 20:00 | 413 | 399
2020-02-03 20:30 | 407 | 394
2020-02-03 21:00 | 391 | 377
2020-02-03 21:30 | 414 | 401
2020-02-03 22:00 | 396 | 380
2020-02-03 22:30 | 379 | 362
2020-02-03 23:00 | 390 | 372
2020-02-03 23:30 | 344 | 320
2020-02-04 | 360 | 334
2020-02-04 00:30 | 418 | 396
2020-02-04 01:00 | 406 | 383
2020-02-04 01:30 | 400 | 377
2020-02-04 02:00 | 409 | 389
2020-02-04 02:30 | 408 | 389
2020-02-04 03:00 | 403 | 381
2020-02-04 03:30 | 397 | 375
2020-02-04 04:00 | 390 | 368
2020-02-04 04:30 | 389 | 367
2020-02-04 05:00 | 402 | 381
2020-02-04 05:30 | 421 | 401
2020-02-04 06:00 | 440 | 423
2020-02-04 06:30 | 458 | 439
2020-02-04 07:00 | 452 | 433
2020-02-04 07:30 | 435 | 418
2020-02-04 08:00 | 380 | 363
2020-02-04 08:30 | 339 | 322
2020-02-04 09:00 | 329 | 313
2020-02-04 09:30 | 309 | 293
2020-02-04 10:00 | 302 | 285
2020-02-04 10:30 | 276 | 258
2020-02-04 11:00 | 243 | 225
2020-02-04 11:30 | 247 | 228
2020-02-04 12:00 | 242 | 224
2020-02-04 12:30 | 239 | 220
2020-02-04 13:00 | 242 | 231
2020-02-04 13:30 | 291 | 282
2020-02-04 14:00 | 326 | 317
2020-02-04 14:30 | 310 | 301
2020-02-04 15:00 | 321 | 312
2020-02-04 15:30 | 345 | 336
2020-02-04 16:00 | 366 | 361
2020-02-04 16:30 | 405 | 401
2020-02-04 17:00 | 451 | 448
2020-02-04 17:30 | 495 | 490
2020-02-04 18:00 | 575 | 570
2020-02-04 18:30 | 625 | 617
2020-02-04 19:00 | 655 | 645
2020-02-04 19:30 | 676 | 657
2020-02-04 20:00 | 677 | 658
2020-02-04 20:30 | 655 | 633
2020-02-04 21:00 | 628 | 603
2020-02-04 21:30 | 611 | 583
2020-02-04 22:00 | 584 | 554
2020-02-04 22:30 | 546 | 517
2020-02-04 23:00 | 516 | 486
2020-02-04 23:30 | 497 | 466
2020-02-05 | 477 | 448
2020-02-05 00:30 | 486 | 450
2020-02-05 01:00 | 456 | 426
2020-02-05 01:30 | 431 | 412
2020-02-05 02:00 | 425 | 405
2020-02-05 02:30 | 420 | 398
2020-02-05 03:00 | 417 | 395
2020-02-05 03:30 | 412 | 390
2020-02-05 04:00 | 409 | 386
2020-02-05 04:30 | 407 | 385
2020-02-05 05:00 | 410 | 388
2020-02-05 05:30 | 423 | 402
2020-02-05 06:00 | 433 | 414
2020-02-05 06:30 | 449 | 432
2020-02-05 07:00 | 443 | 430
2020-02-05 07:30 | 419 | 411
2020-02-05 08:00 | 394 | 387
2020-02-05 08:30 | 383 | 375
2020-02-05 09:00 | 376 | 369
2020-02-05 09:30 | 359 | 352
2020-02-05 10:00 | 374 | 363
2020-02-05 10:30 | 314 | 302
2020-02-05 11:00 | 319 | 308
2020-02-05 11:30 | 266 | 253
2020-02-05 12:00 | 271 | 258
2020-02-05 12:30 | 304 | 293
2020-02-05 13:00 | 278 | 266
2020-02-05 13:30 | 337 | 327
2020-02-05 14:00 | 315 | 304
2020-02-05 14:30 | 361 | 351
2020-02-05 15:00 | 384 | 374
2020-02-05 15:30 | 410 | 401
2020-02-05 16:00 | 434 | 426
2020-02-05 16:30 | 477 | 470
2020-02-05 17:00 | 501 | 494
2020-02-05 17:30 | 556 | 549
2020-02-05 18:00 | 569 | 563
2020-02-05 18:30 | 600 | 593
2020-02-05 19:00 | 639 | 631
2020-02-05 19:30 | 649 | 635
2020-02-05 20:00 | 650 | 636
2020-02-05 20:30 | 629 | 610
2020-02-05 21:00 | 605 | 584
2020-02-05 21:30 | 567 | 543
2020-02-05 22:00 | 535 | 509
2020-02-05 22:30 | 518 | 485
2020-02-05 23:00 | 476 | 451
2020-02-05 23:30 | 451 | 431
2020-02-06 | 454 | 432
2020-02-06 00:30 | 492 | 472
2020-02-06 01:00 | 474 | 452
2020-02-06 01:30 | 463 | 439
2020-02-06 02:00 | 454 | 431
2020-02-06 02:30 | 448 | 425
2020-02-06 03:00 | 440 | 419
2020-02-06 03:30 | 436 | 415
2020-02-06 04:00 | 436 | 414
2020-02-06 04:30 | 437 | 416
2020-02-06 05:00 | 439 | 418
2020-02-06 05:30 | 446 | 426
2020-02-06 06:00 | 457 | 440
2020-02-06 06:30 | 477 | 462
2020-02-06 07:00 | 474 | 463
2020-02-06 07:30 | 441 | 433
2020-02-06 08:00 | 404 | 397
2020-02-06 08:30 | 357 | 350
2020-02-06 09:00 | 349 | 345
2020-02-06 09:30 | 363 | 359
2020-02-06 10:00 | 347 | 341
2020-02-06 10:30 | 309 | 301
2020-02-06 11:00 | 265 | 256
2020-02-06 11:30 | 295 | 285
2020-02-06 12:00 | 322 | 312
2020-02-06 12:30 | 328 | 319
2020-02-06 13:00 | 292 | 282
2020-02-06 13:30 | 322 | 312
2020-02-06 14:00 | 326 | 317
2020-02-06 14:30 | 367 | 357
2020-02-06 15:00 | 386 | 377
2020-02-06 15:30 | 438 | 429
2020-02-06 16:00 | 445 | 437
2020-02-06 16:30 | 440 | 432
2020-02-06 17:00 | 480 | 473
2020-02-06 17:30 | 539 | 533
2020-02-06 18:00 | 591 | 585
2020-02-06 18:30 | 642 | 633
2020-02-06 19:00 | 666 | 657
2020-02-06 19:30 | 675 | 664
2020-02-06 20:00 | 670 | 658
2020-02-06 20:30 | 657 | 643
2020-02-06 21:00 | 636 | 620
2020-02-06 21:30 | 604 | 584
2020-02-06 22:00 | 579 | 551
2020-02-06 22:30 | 546 | 514
2020-02-06 23:00 | 519 | 483
2020-02-06 23:30 | 484 | 443
2020-02-07 | 473 | 430
2020-02-07 00:30 | 517 | 478
2020-02-07 01:00 | 497 | 460
2020-02-07 01:30 | 486 | 449
2020-02-07 02:00 | 476 | 437
2020-02-07 02:30 | 473 | 430
2020-02-07 03:00 | 467 | 424
2020-02-07 03:30 | 467 | 423
2020-02-07 04:00 | 460 | 420
2020-02-07 04:30 | 462 | 424
2020-02-07 05:00 | 467 | 430
2020-02-07 05:30 | 474 | 439
2020-02-07 06:00 | 481 | 449
2020-02-07 06:30 | 501 | 470
2020-02-07 07:00 | 504 | 476
2020-02-07 07:30 | 466 | 438
2020-02-07 08:00 | 420 | 392
2020-02-07 08:30 | 374 | 346
2020-02-07 09:00 | 363 | 336
2020-02-07 09:30 | 366 | 338
2020-02-07 10:00 | 346 | 317
2020-02-07 10:30 | 309 | 277
2020-02-07 11:00 | 314 | 288
2020-02-07 11:30 | 312 | 288
2020-02-07 12:00 | 323 | 301
2020-02-07 12:30 | 385 | 368
2020-02-07 13:00 | 349 | 329
2020-02-07 13:30 | 395 | 377
2020-02-07 14:00 | 438 | 422
2020-02-07 14:30 | 455 | 441
2020-02-07 15:00 | 474 | 460
2020-02-07 15:30 | 473 | 458
2020-02-07 16:00 | 404 | 387
2020-02-07 16:30 | 446 | 431
2020-02-07 17:00 | 456 | 440
2020-02-07 17:30 | 510 | 495
2020-02-07 18:00 | 564 | 550
2020-02-07 18:30 | 603 | 589
2020-02-07 19:00 | 632 | 618
2020-02-07 19:30 | 647 | 636
2020-02-07 20:00 | 644 | 634
2020-02-07 20:30 | 628 | 617
2020-02-07 21:00 | 609 | 595
2020-02-07 21:30 | 588 | 573
2020-02-07 22:00 | 564 | 543
2020-02-07 22:30 | 525 | 513
2020-02-07 23:00 | 498 | 486
2020-02-07 23:30 | 469 | 455
2020-02-08 | 460 | 444
2020-02-08 00:30 | 473 | 457
2020-02-08 01:00 | 450 | 429
2020-02-08 01:30 | 435 | 412
2020-02-08 02:00 | 415 | 404
2020-02-08 02:30 | 400 | 391
2020-02-08 03:00 | 399 | 389
2020-02-08 03:30 | 427 | 417
2020-02-08 04:00 | 429 | 419
2020-02-08 04:30 | 429 | 420
2020-02-08 05:00 | 430 | 421
2020-02-08 05:30 | 430 | 420
2020-02-08 06:00 | 433 | 423
2020-02-08 06:30 | 435 | 425
2020-02-08 07:00 | 416 | 407
2020-02-08 07:30 | 370 | 361
2020-02-08 08:00 | 327 | 317
2020-02-08 08:30 | 296 | 287
2020-02-08 09:00 | 285 | 277
2020-02-08 09:30 | 271 | 263
2020-02-08 10:00 | 274 | 266
2020-02-08 10:30 | 225 | 217
2020-02-08 11:00 | 219 | 212
2020-02-08 11:30 | 225 | 218
2020-02-08 12:00 | 233 | 227
2020-02-08 12:30 | 236 | 230
2020-02-08 13:00 | 248 | 242
2020-02-08 13:30 | 287 | 282
2020-02-08 14:00 | 289 | 284
2020-02-08 14:30 | 307 | 302
2020-02-08 15:00 | 318 | 314
2020-02-08 15:30 | 370 | 366
2020-02-08 16:00 | 373 | 368
2020-02-08 16:30 | 435 | 431
2020-02-08 17:00 | 459 | 456
2020-02-08 17:30 | 500 | 496
2020-02-08 18:00 | 556 | 553
2020-02-08 18:30 | 616 | 611
2020-02-08 19:00 | 638 | 632
2020-02-08 19:30 | 649 | 638
2020-02-08 20:00 | 643 | 631
2020-02-08 20:30 | 646 | 635
2020-02-08 21:00 | 632 | 620
2020-02-08 21:30 | 617 | 602
2020-02-08 22:00 | 599 | 580
2020-02-08 22:30 | 577 | 555
2020-02-08 23:00 | 554 | 529
2020-02-08 23:30 | 543 | 516
2020-02-09 | 530 | 500
2020-02-09 00:30 | 523 | 496
2020-02-09 01:00 | 501 | 473
2020-02-09 01:30 | 491 | 460
2020-02-09 02:00 | 484 | 453
2020-02-09 02:30 | 467 | 445
2020-02-09 03:00 | 448 | 427
2020-02-09 03:30 | 444 | 423
2020-02-09 04:00 | 409 | 386
2020-02-09 04:30 | 395 | 371
2020-02-09 05:00 | 370 | 344
2020-02-09 05:30 | 358 | 332
2020-02-09 06:00 | 353 | 327
2020-02-09 06:30 | 370 | 342
2020-02-09 07:00 | 378 | 346
2020-02-09 07:30 | 340 | 307
2020-02-09 08:00 | 309 | 274
2020-02-09 08:30 | 311 | 280
2020-02-09 09:00 | 308 | 277
2020-02-09 09:30 | 307 | 277
2020-02-09 10:00 | 304 | 275
2020-02-09 10:30 | 286 | 259
2020-02-09 11:00 | 271 | 252
2020-02-09 11:30 | 289 | 271
2020-02-09 12:00 | 279 | 261
2020-02-09 12:30 | 304 | 288
2020-02-09 13:00 | 329 | 314
2020-02-09 13:30 | 362 | 349
2020-02-09 14:00 | 364 | 351
2020-02-09 14:30 | 414 | 403
2020-02-09 15:00 | 510 | 503
2020-02-09 15:30 | 524 | 518
2020-02-09 16:00 | 582 | 578
2020-02-09 16:30 | 573 | 569
2020-02-09 17:00 | 563 | 559
2020-02-09 17:30 | 509 | 504
2020-02-09 18:00 | 583 | 578
2020-02-09 18:30 | 654 | 650
2020-02-09 19:00 | 690 | 684
2020-02-09 19:30 | 704 | 698
2020-02-09 20:00 | 700 | 693
2020-02-09 20:30 | 649 | 634
2020-02-09 21:00 | 628 | 610
2020-02-09 21:30 | 623 | 609
2020-02-09 22:00 | 598 | 580
2020-02-09 22:30 | 571 | 547
2020-02-09 23:00 | 538 | 523
2020-02-09 23:30 | 516 | 504
2020-02-10 | 502 | 489
2020-02-10 00:30 | 493 | 478
2020-02-10 01:00 | 479 | 463
2020-02-10 01:30 | 476 | 460
2020-02-10 02:00 | 469 | 454
2020-02-10 02:30 | 460 | 444
2020-02-10 03:00 | 451 | 433
2020-02-10 03:30 | 450 | 432
2020-02-10 04:00 | 437 | 418
2020-02-10 04:30 | 426 | 407
2020-02-10 05:00 | 458 | 441
2020-02-10 05:30 | 439 | 421
2020-02-10 06:00 | 417 | 400
2020-02-10 06:30 | 409 | 395
2020-02-10 07:00 | 359 | 348
2020-02-10 07:30 | 362 | 353
2020-02-10 08:00 | 363 | 355
2020-02-10 08:30 | 308 | 299
2020-02-10 09:00 | 261 | 249
2020-02-10 09:30 | 255 | 242
2020-02-10 10:00 | 242 | 231
2020-02-10 10:30 | 239 | 233
2020-02-10 11:00 | 240 | 233
2020-02-10 11:30 | 252 | 245
2020-02-10 12:00 | 264 | 258
2020-02-10 12:30 | 287 | 280
2020-02-10 13:00 | 289 | 283
2020-02-10 13:30 | 372 | 368
2020-02-10 14:00 | 360 | 355
2020-02-10 14:30 | 372 | 367
2020-02-10 15:00 | 355 | 350
2020-02-10 15:30 | 319 | 312
2020-02-10 16:00 | 347 | 341
2020-02-10 16:30 | 391 | 386
2020-02-10 17:00 | 435 | 431
2020-02-10 17:30 | 550 | 544
2020-02-10 18:00 | 596 | 588
2020-02-10 18:30 | 622 | 609
2020-02-10 19:00 | 655 | 641
2020-02-10 19:30 | 670 | 653
2020-02-10 20:00 | 634 | 614
2020-02-10 20:30 | 628 | 614
2020-02-10 21:00 | 603 | 586
2020-02-10 21:30 | 576 | 553
2020-02-10 22:00 | 543 | 518
2020-02-10 22:30 | 509 | 486
2020-02-10 23:00 | 482 | 454
2020-02-10 23:30 | 444 | 428
2020-02-11 | 428 | 414
2020-02-11 00:30 | 421 | 406
2020-02-11 01:00 | 335 | 317
2020-02-11 01:30 | 328 | 306
2020-02-11 02:00 | 411 | 388
2020-02-11 02:30 | 413 | 387
2020-02-11 03:00 | 405 | 383
2020-02-11 03:30 | 404 | 381
2020-02-11 04:00 | 400 | 377
2020-02-11 04:30 | 428 | 407
2020-02-11 05:00 | 431 | 410
2020-02-11 05:30 | 442 | 424
2020-02-11 06:00 | 451 | 436
2020-02-11 06:30 | 465 | 452
2020-02-11 07:00 | 467 | 456
2020-02-11 07:30 | 443 | 433
2020-02-11 08:00 | 396 | 386
2020-02-11 08:30 | 338 | 327
2020-02-11 09:00 | 333 | 323
2020-02-11 09:30 | 291 | 283
2020-02-11 10:00 | 224 | 214
2020-02-11 10:30 | 208 | 198
2020-02-11 11:00 | 201 | 191
2020-02-11 11:30 | 204 | 193
2020-02-11 12:00 | 215 | 205
2020-02-11 12:30 | 232 | 223
2020-02-11 13:00 | 207 | 198
2020-02-11 13:30 | 237 | 229
2020-02-11 14:00 | 218 | 210
2020-02-11 14:30 | 225 | 217
2020-02-11 15:00 | 221 | 212
2020-02-11 15:30 | 230 | 222
2020-02-11 16:00 | 241 | 233
2020-02-11 16:30 | 231 | 222
2020-02-11 17:00 | 246 | 234
2020-02-11 17:30 | 306 | 296
2020-02-11 18:00 | 320 | 309
2020-02-11 18:30 | 378 | 367
2020-02-11 19:00 | 416 | 406
2020-02-11 19:30 | 458 | 448
2020-02-11 20:00 | 451 | 441
2020-02-11 20:30 | 454 | 442
2020-02-11 21:00 | 491 | 483
2020-02-11 21:30 | 486 | 478
2020-02-11 22:00 | 494 | 486
2020-02-11 22:30 | 428 | 421
2020-02-11 23:00 | 413 | 405
2020-02-11 23:30 | 378 | 372
2020-02-12 | 395 | 389
2020-02-12 00:30 | 461 | 448
2020-02-12 01:00 | 450 | 435
2020-02-12 01:30 | 439 | 425
2020-02-12 02:00 | 434 | 417
2020-02-12 02:30 | 427 | 410
2020-02-12 03:00 | 417 | 402
2020-02-12 03:30 | 412 | 396
2020-02-12 04:00 | 409 | 393
2020-02-12 04:30 | 408 | 391
2020-02-12 05:00 | 404 | 387
2020-02-12 05:30 | 419 | 404
2020-02-12 06:00 | 432 | 419
2020-02-12 06:30 | 448 | 437
2020-02-12 07:00 | 446 | 432
2020-02-12 07:30 | 413 | 399
2020-02-12 08:00 | 369 | 356
2020-02-12 08:30 | 328 | 314
2020-02-12 09:00 | 317 | 304
2020-02-12 09:30 | 292 | 278
2020-02-12 10:00 | 269 | 254
2020-02-12 10:30 | 241 | 226
2020-02-12 11:00 | 247 | 230
2020-02-12 11:30 | 256 | 240
2020-02-12 12:00 | 271 | 255
2020-02-12 12:30 | 283 | 268
2020-02-12 13:00 | 285 | 271
2020-02-12 13:30 | 331 | 319
2020-02-12 14:00 | 345 | 334
2020-02-12 14:30 | 358 | 347
2020-02-12 15:00 | 368 | 357
2020-02-12 15:30 | 387 | 376
2020-02-12 16:00 | 431 | 422
2020-02-12 16:30 | 471 | 462
2020-02-12 17:00 | 540 | 533
2020-02-12 17:30 | 563 | 554
2020-02-12 18:00 | 593 | 583
2020-02-12 18:30 | 645 | 636
2020-02-12 19:00 | 670 | 659
2020-02-12 19:30 | 681 | 667
2020-02-12 20:00 | 657 | 641
2020-02-12 20:30 | 634 | 615
2020-02-12 21:00 | 660 | 648
2020-02-12 21:30 | 647 | 634
2020-02-12 22:00 | 601 | 583
2020-02-12 22:30 | 559 | 535
2020-02-12 23:00 | 530 | 502
2020-02-12 23:30 | 506 | 474
2020-02-13 | 490 | 451
2020-02-13 00:30 | 476 | 430
2020-02-13 01:00 | 462 | 414
2020-02-13 01:30 | 452 | 405
2020-02-13 02:00 | 441 | 395
2020-02-13 02:30 | 416 | 388
2020-02-13 03:00 | 406 | 377
2020-02-13 03:30 | 399 | 368
2020-02-13 04:00 | 396 | 365
2020-02-13 04:30 | 401 | 371
2020-02-13 05:00 | 402 | 372
2020-02-13 05:30 | 411 | 382
2020-02-13 06:00 | 422 | 395
2020-02-13 06:30 | 432 | 408
2020-02-13 07:00 | 431 | 409
2020-02-13 07:30 | 414 | 394
2020-02-13 08:00 | 383 | 370
2020-02-13 08:30 | 348 | 336
2020-02-13 09:00 | 325 | 314
2020-02-13 09:30 | 310 | 298
2020-02-13 10:00 | 298 | 286
2020-02-13 10:30 | 272 | 258
2020-02-13 11:00 | 275 | 262
2020-02-13 11:30 | 269 | 255
2020-02-13 12:00 | 294 | 282
2020-02-13 12:30 | 307 | 295
2020-02-13 13:00 | 285 | 271
2020-02-13 13:30 | 346 | 335
2020-02-13 14:00 | 357 | 347
2020-02-13 14:30 | 327 | 318
2020-02-13 15:00 | 343 | 338
2020-02-13 15:30 | 347 | 343
2020-02-13 16:00 | 373 | 370
2020-02-13 16:30 | 427 | 423
2020-02-13 17:00 | 432 | 427
2020-02-13 17:30 | 495 | 490
2020-02-13 18:00 | 523 | 518
2020-02-13 18:30 | 558 | 551
2020-02-13 19:00 | 583 | 568
2020-02-13 19:30 | 597 | 577
2020-02-13 20:00 | 608 | 588
2020-02-13 20:30 | 617 | 600
2020-02-13 21:00 | 637 | 621
2020-02-13 21:30 | 648 | 630
2020-02-13 22:00 | 600 | 578
2020-02-13 22:30 | 551 | 524
2020-02-13 23:00 | 508 | 480
2020-02-13 23:30 | 476 | 446
2020-02-14 | 505 | 484
2020-02-14 00:30 | 495 | 473
2020-02-14 01:00 | 481 | 454
2020-02-14 01:30 | 466 | 437
2020-02-14 02:00 | 448 | 420
2020-02-14 02:30 | 426 | 398
2020-02-14 03:00 | 411 | 381
2020-02-14 03:30 | 417 | 388
2020-02-14 04:00 | 440 | 412
2020-02-14 04:30 | 457 | 430
2020-02-14 05:00 | 460 | 432
2020-02-14 05:30 | 465 | 439
2020-02-14 06:00 | 475 | 451
2020-02-14 06:30 | 484 | 463
2020-02-14 07:00 | 477 | 459
2020-02-14 07:30 | 434 | 416
2020-02-14 08:00 | 370 | 353
2020-02-14 08:30 | 336 | 319
2020-02-14 09:00 | 328 | 317
2020-02-14 09:30 | 318 | 315
2020-02-14 10:00 | 312 | 308
2020-02-14 10:30 | 278 | 275
2020-02-14 11:00 | 274 | 271
2020-02-14 11:30 | 276 | 273
2020-02-14 12:00 | 279 | 276
2020-02-14 12:30 | 302 | 299
2020-02-14 13:00 | 307 | 304
2020-02-14 13:30 | 371 | 367
2020-02-14 14:00 | 383 | 379
2020-02-14 14:30 | 392 | 388
2020-02-14 15:00 | 387 | 383
2020-02-14 15:30 | 443 | 436
2020-02-14 16:00 | 510 | 504
2020-02-14 16:30 | 549 | 542
2020-02-14 17:00 | 570 | 561
2020-02-14 17:30 | 592 | 583
2020-02-14 18:00 | 647 | 639
2020-02-14 18:30 | 692 | 683
2020-02-14 19:00 | 705 | 695
2020-02-14 19:30 | 716 | 702
2020-02-14 20:00 | 704 | 698
2020-02-14 20:30 | 745 | 738
2020-02-14 21:00 | 755 | 742
2020-02-14 21:30 | 735 | 725
2020-02-14 22:00 | 713 | 702
2020-02-14 22:30 | 677 | 663
2020-02-14 23:00 | 636 | 627
2020-02-14 23:30 | 598 | 593
2020-02-15 | 555 | 553
2020-02-15 00:30 | 513 | 511
2020-02-15 01:00 | 491 | 489
2020-02-15 01:30 | 481 | 478
2020-02-15 02:00 | 466 | 462
2020-02-15 02:30 | 451 | 448
2020-02-15 03:00 | 438 | 435
2020-02-15 03:30 | 438 | 435
2020-02-15 04:00 | 436 | 433
2020-02-15 04:30 | 440 | 437
2020-02-15 05:00 | 436 | 434
2020-02-15 05:30 | 441 | 439
2020-02-15 06:00 | 440 | 439
2020-02-15 06:30 | 438 | 437
2020-02-15 07:00 | 415 | 414
2020-02-15 07:30 | 383 | 382
2020-02-15 08:00 | 347 | 346
2020-02-15 08:30 | 308 | 308
2020-02-15 09:00 | 297 | 297
2020-02-15 09:30 | 315 | 315
2020-02-15 10:00 | 289 | 289
2020-02-15 10:30 | 251 | 251
2020-02-15 11:00 | 278 | 278
2020-02-15 11:30 | 266 | 266
2020-02-15 12:00 | 312 | 312
2020-02-15 12:30 | 308 | 308
2020-02-15 13:00 | 288 | 288
2020-02-15 13:30 | 336 | 336
2020-02-15 14:00 | 371 | 371
2020-02-15 14:30 | 398 | 398
2020-02-15 15:00 | 442 | 441
2020-02-15 15:30 | 475 | 469
2020-02-15 16:00 | 544 | 538
2020-02-15 16:30 | 624 | 620
2020-02-15 17:00 | 607 | 602
2020-02-15 17:30 | 617 | 612
2020-02-15 18:00 | 635 | 630
2020-02-15 18:30 | 661 | 656
2020-02-15 19:00 | 692 | 684
2020-02-15 19:30 | 701 | 689
2020-02-15 20:00 | 694 | 682
2020-02-15 20:30 | 705 | 692
2020-02-15 21:00 | 702 | 690
2020-02-15 21:30 | 704 | 694
2020-02-15 22:00 | 686 | 675
2020-02-15 22:30 | 659 | 648
2020-02-15 23:00 | 616 | 604
2020-02-15 23:30 | 599 | 585
2020-02-16 | 551 | 542
2020-02-16 00:30 | 557 | 550
2020-02-16 01:00 | 537 | 533
2020-02-16 01:30 | 523 | 520
2020-02-16 02:00 | 508 | 504
2020-02-16 02:30 | 491 | 487
2020-02-16 03:00 | 477 | 473
2020-02-16 03:30 | 448 | 444
2020-02-16 04:00 | 467 | 464
2020-02-16 04:30 | 483 | 480
2020-02-16 05:00 | 465 | 461
2020-02-16 05:30 | 456 | 452
2020-02-16 06:00 | 466 | 463
2020-02-16 06:30 | 471 | 468
2020-02-16 07:00 | 457 | 455
2020-02-16 07:30 | 417 | 415
2020-02-16 08:00 | 370 | 368
2020-02-16 08:30 | 347 | 345
2020-02-16 09:00 | 334 | 333
2020-02-16 09:30 | 328 | 328
2020-02-16 10:00 | 330 | 329
2020-02-16 10:30 | 373 | 372
2020-02-16 11:00 | 352 | 352
2020-02-16 11:30 | 329 | 329
2020-02-16 12:00 | 332 | 332
2020-02-16 12:30 | 342 | 342
2020-02-16 13:00 | 380 | 380
2020-02-16 13:30 | 488 | 488
2020-02-16 14:00 | 481 | 481
2020-02-16 14:30 | 518 | 517
2020-02-16 15:00 | 545 | 540
2020-02-16 15:30 | 521 | 515
2020-02-16 16:00 | 543 | 537
2020-02-16 16:30 | 558 | 552
2020-02-16 17:00 | 616 | 611
2020-02-16 17:30 | 627 | 618
2020-02-16 18:00 | 646 | 636
2020-02-16 18:30 | 646 | 636
2020-02-16 19:00 | 626 | 611
2020-02-16 19:30 | 618 | 599
2020-02-16 20:00 | 608 | 588
2020-02-16 20:30 | 632 | 616
2020-02-16 21:00 | 621 | 609
2020-02-16 21:30 | 618 | 611
2020-02-16 22:00 | 586 | 578
2020-02-16 22:30 | 557 | 545
2020-02-16 23:00 | 536 | 521
2020-02-16 23:30 | 513 | 497
2020-02-17 | 495 | 480
2020-02-17 00:30 | 519 | 509
2020-02-17 01:00 | 498 | 489
2020-02-17 01:30 | 489 | 477
2020-02-17 02:00 | 484 | 471
2020-02-17 02:30 | 480 | 465
2020-02-17 03:00 | 475 | 462
2020-02-17 03:30 | 470 | 458
2020-02-17 04:00 | 467 | 454
2020-02-17 04:30 | 471 | 458
2020-02-17 05:00 | 474 | 461
2020-02-17 05:30 | 483 | 472
2020-02-17 06:00 | 488 | 477
2020-02-17 06:30 | 486 | 473
2020-02-17 07:00 | 491 | 479
2020-02-17 07:30 | 470 | 459
2020-02-17 08:00 | 421 | 412
2020-02-17 08:30 | 393 | 385
2020-02-17 09:00 | 367 | 359
2020-02-17 09:30 | 364 | 357
2020-02-17 10:00 | 354 | 351
2020-02-17 10:30 | 298 | 295
2020-02-17 11:00 | 321 | 319
2020-02-17 11:30 | 348 | 345
2020-02-17 12:00 | 316 | 313
2020-02-17 12:30 | 321 | 317
2020-02-17 13:00 | 344 | 341
2020-02-17 13:30 | 351 | 348
2020-02-17 14:00 | 335 | 332
2020-02-17 14:30 | 319 | 316
2020-02-17 15:00 | 351 | 347
2020-02-17 15:30 | 407 | 403
2020-02-17 16:00 | 363 | 360
2020-02-17 16:30 | 321 | 317
2020-02-17 17:00 | 425 | 423
2020-02-17 17:30 | 471 | 468
2020-02-17 18:00 | 478 | 475
2020-02-17 18:30 | 499 | 495
2020-02-17 19:00 | 523 | 520
2020-02-17 19:30 | 546 | 544
2020-02-17 20:00 | 536 | 534
2020-02-17 20:30 | 547 | 544
2020-02-17 21:00 | 511 | 507
2020-02-17 21:30 | 609 | 606
2020-02-17 22:00 | 585 | 580
2020-02-17 22:30 | 536 | 528
2020-02-17 23:00 | 520 | 510
2020-02-17 23:30 | 515 | 506
2020-02-18 | 507 | 500
2020-02-18 00:30 | 504 | 497
2020-02-18 01:00 | 483 | 475
2020-02-18 01:30 | 477 | 471
2020-02-18 02:00 | 472 | 464
2020-02-18 02:30 | 470 | 463
2020-02-18 03:00 | 469 | 462
2020-02-18 03:30 | 467 | 459
2020-02-18 04:00 | 462 | 454
2020-02-18 04:30 | 463 | 455
2020-02-18 05:00 | 464 | 455
2020-02-18 05:30 | 475 | 467
2020-02-18 06:00 | 494 | 488
2020-02-18 06:30 | 518 | 513
2020-02-18 07:00 | 536 | 532
2020-02-18 07:30 | 511 | 508
2020-02-18 08:00 | 454 | 450
2020-02-18 08:30 | 416 | 413
2020-02-18 09:00 | 390 | 387
2020-02-18 09:30 | 363 | 359
2020-02-18 10:00 | 342 | 338
2020-02-18 10:30 | 316 | 311
2020-02-18 11:00 | 303 | 299
2020-02-18 11:30 | 322 | 318
2020-02-18 12:00 | 326 | 322
2020-02-18 12:30 | 344 | 339
2020-02-18 13:00 | 309 | 303
2020-02-18 13:30 | 390 | 386
2020-02-18 14:00 | 383 | 379
2020-02-18 14:30 | 393 | 389
2020-02-18 15:00 | 359 | 355
2020-02-18 15:30 | 330 | 327
2020-02-18 16:00 | 282 | 277
2020-02-18 16:30 | 307 | 302
2020-02-18 17:00 | 355 | 350
2020-02-18 17:30 | 380 | 375
2020-02-18 18:00 | 434 | 428
2020-02-18 18:30 | 455 | 448
2020-02-18 19:00 | 484 | 477
2020-02-18 19:30 | 502 | 496
2020-02-18 20:00 | 499 | 493
2020-02-18 20:30 | 526 | 520
2020-02-18 21:00 | 545 | 539
2020-02-18 21:30 | 569 | 564
2020-02-18 22:00 | 558 | 553
2020-02-18 22:30 | 622 | 619
2020-02-18 23:00 | 587 | 582
2020-02-18 23:30 | 555 | 548
2020-02-19 | 516 | 510
2020-02-19 00:30 | 495 | 492
2020-02-19 01:00 | 472 | 468
2020-02-19 01:30 | 470 | 466
2020-02-19 02:00 | 462 | 457
2020-02-19 02:30 | 454 | 449
2020-02-19 03:00 | 454 | 450
2020-02-19 03:30 | 455 | 452
2020-02-19 04:00 | 451 | 448
2020-02-19 04:30 | 454 | 451
2020-02-19 05:00 | 456 | 453
2020-02-19 05:30 | 469 | 467
2020-02-19 06:00 | 479 | 477
2020-02-19 06:30 | 501 | 499
2020-02-19 07:00 | 495 | 492
2020-02-19 07:30 | 479 | 476
2020-02-19 08:00 | 427 | 425
2020-02-19 08:30 | 376 | 374
2020-02-19 09:00 | 373 | 371
2020-02-19 09:30 | 358 | 356
2020-02-19 10:00 | 298 | 296
2020-02-19 10:30 | 248 | 247
2020-02-19 11:00 | 247 | 245
2020-02-19 11:30 | 240 | 238
2020-02-19 12:00 | 274 | 273
2020-02-19 12:30 | 290 | 290
2020-02-19 13:00 | 253 | 253
2020-02-19 13:30 | 258 | 258
2020-02-19 14:00 | 277 | 277
2020-02-19 14:30 | 235 | 235
2020-02-19 15:00 | 258 | 258
2020-02-19 15:30 | 261 | 261
2020-02-19 16:00 | 289 | 289
2020-02-19 16:30 | 288 | 288
2020-02-19 17:00 | 303 | 302
2020-02-19 17:30 | 310 | 308
2020-02-19 18:00 | 368 | 365
2020-02-19 18:30 | 429 | 426
2020-02-19 19:00 | 420 | 414
2020-02-19 19:30 | 344 | 338
2020-02-19 20:00 | 334 | 326
2020-02-19 20:30 | 372 | 365
2020-02-19 21:00 | 359 | 351
2020-02-19 21:30 | 364 | 358
2020-02-19 22:00 | 404 | 396
2020-02-19 22:30 | 403 | 393
2020-02-19 23:00 | 378 | 369
2020-02-19 23:30 | 409 | 405
2020-02-20 | 448 | 445
2020-02-20 00:30 | 527 | 524
2020-02-20 01:00 | 507 | 505
2020-02-20 01:30 | 494 | 492
2020-02-20 02:00 | 484 | 482
2020-02-20 02:30 | 478 | 476
2020-02-20 03:00 | 469 | 467
2020-02-20 03:30 | 467 | 464
2020-02-20 04:00 | 468 | 465
2020-02-20 04:30 | 472 | 469
2020-02-20 05:00 | 476 | 474
2020-02-20 05:30 | 484 | 483
2020-02-20 06:00 | 495 | 493
2020-02-20 06:30 | 516 | 514
2020-02-20 07:00 | 529 | 527
2020-02-20 07:30 | 508 | 506
2020-02-20 08:00 | 456 | 455
2020-02-20 08:30 | 441 | 439
2020-02-20 09:00 | 445 | 443
2020-02-20 09:30 | 421 | 419
2020-02-20 10:00 | 432 | 429
2020-02-20 10:30 | 403 | 401
2020-02-20 11:00 | 358 | 354
2020-02-20 11:30 | 352 | 349
2020-02-20 12:00 | 353 | 350
2020-02-20 12:30 | 373 | 371
2020-02-20 13:00 | 351 | 348
2020-02-20 13:30 | 374 | 371
2020-02-20 14:00 | 375 | 372
2020-02-20 14:30 | 382 | 379
2020-02-20 15:00 | 367 | 364
2020-02-20 15:30 | 311 | 307
2020-02-20 16:00 | 353 | 349
2020-02-20 16:30 | 430 | 423
2020-02-20 17:00 | 459 | 450
2020-02-20 17:30 | 490 | 481
2020-02-20 18:00 | 523 | 515
2020-02-20 18:30 | 534 | 525
2020-02-20 19:00 | 541 | 528
2020-02-20 19:30 | 547 | 533
2020-02-20 20:00 | 571 | 556
2020-02-20 20:30 | 575 | 560
2020-02-20 21:00 | 605 | 598
2020-02-20 21:30 | 589 | 583
2020-02-20 22:00 | 556 | 546
2020-02-20 22:30 | 598 | 592
2020-02-20 23:00 | 580 | 576
2020-02-20 23:30 | 555 | 551
2020-02-21 | 534 | 530
2020-02-21 00:30 | 531 | 527
2020-02-21 01:00 | 511 | 505
2020-02-21 01:30 | 493 | 486
2020-02-21 02:00 | 479 | 473
2020-02-21 02:30 | 467 | 460
2020-02-21 03:00 | 459 | 452
2020-02-21 03:30 | 455 | 448
2020-02-21 04:00 | 448 | 442
2020-02-21 04:30 | 444 | 439
2020-02-21 05:00 | 447 | 443
2020-02-21 05:30 | 455 | 450
2020-02-21 06:00 | 460 | 456
2020-02-21 06:30 | 477 | 474
2020-02-21 07:00 | 446 | 442
2020-02-21 07:30 | 463 | 459
2020-02-21 08:00 | 428 | 425
2020-02-21 08:30 | 357 | 355
2020-02-21 09:00 | 357 | 356
2020-02-21 09:30 | 344 | 344
2020-02-21 10:00 | 348 | 347
2020-02-21 10:30 | 326 | 325
2020-02-21 11:00 | 335 | 334
2020-02-21 11:30 | 349 | 347
2020-02-21 12:00 | 340 | 338
2020-02-21 12:30 | 309 | 307
2020-02-21 13:00 | 319 | 316
2020-02-21 13:30 | 320 | 317
2020-02-21 14:00 | 302 | 299
2020-02-21 14:30 | 345 | 342
2020-02-21 15:00 | 346 | 343
2020-02-21 15:30 | 346 | 343
2020-02-21 16:00 | 334 | 326
2020-02-21 16:30 | 410 | 403
2020-02-21 17:00 | 409 | 402
2020-02-21 17:30 | 447 | 440
2020-02-21 18:00 | 513 | 507
2020-02-21 18:30 | 565 | 560
2020-02-21 19:00 | 574 | 568
2020-02-21 19:30 | 560 | 551
2020-02-21 20:00 | 578 | 572
2020-02-21 20:30 | 586 | 578
2020-02-21 21:00 | 615 | 601
2020-02-21 21:30 | 602 | 584
2020-02-21 22:00 | 575 | 563
2020-02-21 22:30 | 540 | 531
2020-02-21 23:00 | 527 | 523
2020-02-21 23:30 | 501 | 497
2020-02-22 | 474 | 471
2020-02-22 00:30 | 481 | 479
2020-02-22 01:00 | 441 | 438
2020-02-22 01:30 | 412 | 408
2020-02-22 02:00 | 389 | 383
2020-02-22 02:30 | 385 | 378
2020-02-22 03:00 | 388 | 383
2020-02-22 03:30 | 393 | 388
2020-02-22 04:00 | 383 | 378
2020-02-22 04:30 | 372 | 366
2020-02-22 05:00 | 377 | 372
2020-02-22 05:30 | 396 | 391
2020-02-22 06:00 | 398 | 393
2020-02-22 06:30 | 393 | 388
2020-02-22 07:00 | 399 | 395
2020-02-22 07:30 | 426 | 422
2020-02-22 08:00 | 429 | 425
2020-02-22 08:30 | 450 | 447
2020-02-22 09:00 | 454 | 451
2020-02-22 09:30 | 422 | 420
2020-02-22 10:00 | 388 | 386
2020-02-22 10:30 | 345 | 343
2020-02-22 11:00 | 335 | 333
2020-02-22 11:30 | 373 | 371
2020-02-22 12:00 | 364 | 360
2020-02-22 12:30 | 342 | 337
2020-02-22 13:00 | 332 | 327
2020-02-22 13:30 | 372 | 366
2020-02-22 14:00 | 375 | 369
2020-02-22 14:30 | 377 | 371
2020-02-22 15:00 | 364 | 358
2020-02-22 15:30 | 380 | 373
2020-02-22 16:00 | 376 | 368
2020-02-22 16:30 | 369 | 361
2020-02-22 17:00 | 390 | 382
2020-02-22 17:30 | 402 | 395
2020-02-22 18:00 | 423 | 415
2020-02-22 18:30 | 445 | 438
2020-02-22 19:00 | 459 | 448
2020-02-22 19:30 | 478 | 467
2020-02-22 20:00 | 500 | 489
2020-02-22 20:30 | 488 | 476
2020-02-22 21:00 | 464 | 451
2020-02-22 21:30 | 414 | 398
2020-02-22 22:00 | 413 | 394
2020-02-22 22:30 | 451 | 431
2020-02-22 23:00 | 451 | 431
2020-02-22 23:30 | 425 | 403
2020-02-23 | 427 | 404
2020-02-23 00:30 | 441 | 419
2020-02-23 01:00 | 432 | 408
2020-02-23 01:30 | 423 | 398
2020-02-23 02:00 | 415 | 392
2020-02-23 02:30 | 407 | 384
2020-02-23 03:00 | 401 | 378
2020-02-23 03:30 | 408 | 385
2020-02-23 04:00 | 402 | 378
2020-02-23 04:30 | 398 | 374
2020-02-23 05:00 | 375 | 350
2020-02-23 05:30 | 331 | 303
2020-02-23 06:00 | 333 | 305
2020-02-23 06:30 | 359 | 329
2020-02-23 07:00 | 363 | 324
2020-02-23 07:30 | 361 | 322
2020-02-23 08:00 | 345 | 304
2020-02-23 08:30 | 358 | 320
2020-02-23 09:00 | 371 | 337
2020-02-23 09:30 | 388 | 358
2020-02-23 10:00 | 386 | 357
2020-02-23 10:30 | 345 | 314
2020-02-23 11:00 | 344 | 313
2020-02-23 11:30 | 311 | 285
2020-02-23 12:00 | 314 | 291
2020-02-23 12:30 | 305 | 282
2020-02-23 13:00 | 304 | 281
2020-02-23 13:30 | 312 | 289
2020-02-23 14:00 | 320 | 296
2020-02-23 14:30 | 328 | 304
2020-02-23 15:00 | 304 | 278
2020-02-23 15:30 | 276 | 248
2020-02-23 16:00 | 325 | 301
2020-02-23 16:30 | 351 | 327
2020-02-23 17:00 | 354 | 325
2020-02-23 17:30 | 389 | 362
2020-02-23 18:00 | 424 | 400
2020-02-23 18:30 | 447 | 424
2020-02-23 19:00 | 481 | 459
2020-02-23 19:30 | 491 | 470
2020-02-23 20:00 | 493 | 478
2020-02-23 20:30 | 500 | 484
2020-02-23 21:00 | 487 | 469
2020-02-23 21:30 | 458 | 438
2020-02-23 22:00 | 396 | 372
2020-02-23 22:30 | 372 | 345
2020-02-23 23:00 | 336 | 307
2020-02-23 23:30 | 323 | 290
2020-02-24 | 320 | 285
2020-02-24 00:30 | 337 | 303
2020-02-24 01:00 | 325 | 287
2020-02-24 01:30 | 334 | 298
2020-02-24 02:00 | 344 | 307
2020-02-24 02:30 | 343 | 306
2020-02-24 03:00 | 343 | 305
2020-02-24 03:30 | 347 | 310
2020-02-24 04:00 | 345 | 308
2020-02-24 04:30 | 354 | 319
2020-02-24 05:00 | 362 | 327
2020-02-24 05:30 | 361 | 327
2020-02-24 06:00 | 344 | 312
2020-02-24 06:30 | 379 | 355
2020-02-24 07:00 | 421 | 400
2020-02-24 07:30 | 424 | 405
2020-02-24 08:00 | 434 | 418
2020-02-24 08:30 | 442 | 427
2020-02-24 09:00 | 437 | 423
2020-02-24 09:30 | 421 | 414
2020-02-24 10:00 | 402 | 397
2020-02-24 10:30 | 339 | 332
2020-02-24 11:00 | 333 | 325
2020-02-24 11:30 | 302 | 293
2020-02-24 12:00 | 281 | 273
2020-02-24 12:30 | 273 | 264
2020-02-24 13:00 | 258 | 248
2020-02-24 13:30 | 326 | 318
2020-02-24 14:00 | 315 | 307
2020-02-24 14:30 | 292 | 285
2020-02-24 15:00 | 295 | 287
2020-02-24 15:30 | 321 | 313
2020-02-24 16:00 | 396 | 389
2020-02-24 16:30 | 419 | 412
2020-02-24 17:00 | 452 | 445
2020-02-24 17:30 | 480 | 474
2020-02-24 18:00 | 464 | 455
2020-02-24 18:30 | 481 | 467
2020-02-24 19:00 | 500 | 484
2020-02-24 19:30 | 511 | 495
2020-02-24 20:00 | 502 | 483
2020-02-24 20:30 | 487 | 464
2020-02-24 21:00 | 497 | 481
2020-02-24 21:30 | 483 | 468
2020-02-24 22:00 | 466 | 449
2020-02-24 22:30 | 444 | 425
2020-02-24 23:00 | 422 | 403
2020-02-24 23:30 | 409 | 385
2020-02-25 | 400 | 376
2020-02-25 00:30 | 410 | 386
2020-02-25 01:00 | 387 | 361
2020-02-25 01:30 | 377 | 350
2020-02-25 02:00 | 372 | 342
2020-02-25 02:30 | 369 | 335
2020-02-25 03:00 | 368 | 334
2020-02-25 03:30 | 363 | 327
2020-02-25 04:00 | 362 | 326
2020-02-25 04:30 | 365 | 330
2020-02-25 05:00 | 370 | 337
2020-02-25 05:30 | 384 | 355
2020-02-25 06:00 | 396 | 369
2020-02-25 06:30 | 415 | 394
2020-02-25 07:00 | 436 | 414
2020-02-25 07:30 | 452 | 433
2020-02-25 08:00 | 454 | 437
2020-02-25 08:30 | 424 | 410
2020-02-25 09:00 | 400 | 386
2020-02-25 09:30 | 377 | 364
2020-02-25 10:00 | 327 | 311
2020-02-25 10:30 | 297 | 280
2020-02-25 11:00 | 281 | 265
2020-02-25 11:30 | 254 | 236
2020-02-25 12:00 | 257 | 238
2020-02-25 12:30 | 285 | 269
2020-02-25 13:00 | 290 | 277
2020-02-25 13:30 | 332 | 325
2020-02-25 14:00 | 338 | 330
2020-02-25 14:30 | 365 | 358
2020-02-25 15:00 | 382 | 375
2020-02-25 15:30 | 406 | 399
2020-02-25 16:00 | 426 | 420
2020-02-25 16:30 | 406 | 400
2020-02-25 17:00 | 413 | 404
2020-02-25 17:30 | 396 | 386
2020-02-25 18:00 | 404 | 394
2020-02-25 18:30 | 399 | 386
2020-02-25 19:00 | 436 | 421
2020-02-25 19:30 | 456 | 444
2020-02-25 20:00 | 452 | 440
2020-02-25 20:30 | 459 | 446
2020-02-25 21:00 | 444 | 429
2020-02-25 21:30 | 495 | 481
2020-02-25 22:00 | 481 | 465
2020-02-25 22:30 | 453 | 434
2020-02-25 23:00 | 429 | 409
2020-02-25 23:30 | 414 | 391
2020-02-26 | 401 | 378
2020-02-26 00:30 | 415 | 392
2020-02-26 01:00 | 396 | 371
2020-02-26 01:30 | 384 | 357
2020-02-26 02:00 | 370 | 339
2020-02-26 02:30 | 351 | 296
2020-02-26 03:00 | 371 | 339
2020-02-26 03:30 | 372 | 341
2020-02-26 04:00 | 370 | 339
2020-02-26 04:30 | 373 | 342
2020-02-26 05:00 | 376 | 347
2020-02-26 05:30 | 383 | 356
2020-02-26 06:00 | 397 | 372
2020-02-26 06:30 | 424 | 403
2020-02-26 07:00 | 439 | 423
2020-02-26 07:30 | 445 | 431
2020-02-26 08:00 | 426 | 413
2020-02-26 08:30 | 381 | 368
2020-02-26 09:00 | 335 | 322
2020-02-26 09:30 | 300 | 285
2020-02-26 10:00 | 250 | 230
2020-02-26 10:30 | 213 | 190
2020-02-26 11:00 | 148 | 117
2020-02-26 11:30 | 142 | 111
2020-02-26 12:00 | 157 | 125
2020-02-26 12:30 | 162 | 128
2020-02-26 13:00 | 145 | 109
2020-02-26 13:30 | 173 | 143
2020-02-26 14:00 | 237 | 213
2020-02-26 14:30 | 306 | 288
2020-02-26 15:00 | 343 | 327
2020-02-26 15:30 | 346 | 329
2020-02-26 16:00 | 326 | 305
2020-02-26 16:30 | 308 | 284
2020-02-26 17:00 | 252 | 224
2020-02-26 17:30 | 267 | 239
2020-02-26 18:00 | 327 | 303
2020-02-26 18:30 | 362 | 339
2020-02-26 19:00 | 383 | 360
2020-02-26 19:30 | 391 | 368
2020-02-26 20:00 | 403 | 385
2020-02-26 20:30 | 415 | 401
2020-02-26 21:00 | 390 | 373
2020-02-26 21:30 | 368 | 347
2020-02-26 22:00 | 402 | 374
2020-02-26 22:30 | 423 | 391
2020-02-26 23:00 | 469 | 441
2020-02-26 23:30 | 449 | 419
2020-02-27 | 437 | 405
2020-02-27 00:30 | 442 | 409
2020-02-27 01:00 | 425 | 390
2020-02-27 01:30 | 409 | 376
2020-02-27 02:00 | 402 | 368
2020-02-27 02:30 | 397 | 362
2020-02-27 03:00 | 388 | 352
2020-02-27 03:30 | 381 | 348
2020-02-27 04:00 | 378 | 346
2020-02-27 04:30 | 384 | 353
2020-02-27 05:00 | 387 | 359
2020-02-27 05:30 | 396 | 370
2020-02-27 06:00 | 406 | 383
2020-02-27 06:30 | 430 | 413
2020-02-27 07:00 | 437 | 422
2020-02-27 07:30 | 419 | 405
2020-02-27 08:00 | 384 | 368
2020-02-27 08:30 | 339 | 322
2020-02-27 09:00 | 300 | 283
2020-02-27 09:30 | 261 | 243
2020-02-27 10:00 | 249 | 231
2020-02-27 10:30 | 224 | 206
2020-02-27 11:00 | 250 | 235
2020-02-27 11:30 | 285 | 269
2020-02-27 12:00 | 270 | 252
2020-02-27 12:30 | 265 | 248
2020-02-27 13:00 | 271 | 260
2020-02-27 13:30 | 297 | 288
2020-02-27 14:00 | 438 | 427
2020-02-27 14:30 | 480 | 467
2020-02-27 15:00 | 509 | 495
2020-02-27 15:30 | 517 | 503
2020-02-27 16:00 | 527 | 513
2020-02-27 16:30 | 443 | 411
2020-02-27 17:00 | 417 | 379
2020-02-27 17:30 | 476 | 445
2020-02-27 18:00 | 528 | 501
2020-02-27 18:30 | 549 | 521
2020-02-27 19:00 | 559 | 533
2020-02-27 19:30 | 552 | 525
2020-02-27 20:00 | 560 | 542
2020-02-27 20:30 | 532 | 515
2020-02-27 21:00 | 419 | 396
2020-02-27 21:30 | 440 | 416
2020-02-27 22:00 | 428 | 409
2020-02-27 22:30 | 389 | 370
2020-02-27 23:00 | 377 | 356
2020-02-27 23:30 | 365 | 341
2020-02-28 | 352 | 324
2020-02-28 00:30 | 354 | 325
2020-02-28 01:00 | 350 | 319
2020-02-28 01:30 | 334 | 302
2020-02-28 02:00 | 347 | 316
2020-02-28 02:30 | 342 | 310
2020-02-28 03:00 | 341 | 308
2020-02-28 03:30 | 297 | 261
2020-02-28 04:00 | 281 | 245
2020-02-28 04:30 | 291 | 255
2020-02-28 05:00 | 298 | 263
2020-02-28 05:30 | 295 | 261
2020-02-28 06:00 | 305 | 274
2020-02-28 06:30 | 317 | 291
2020-02-28 07:00 | 311 | 286
2020-02-28 07:30 | 283 | 255
2020-02-28 08:00 | 245 | 216
2020-02-28 08:30 | 223 | 192
2020-02-28 09:00 | 197 | 164
2020-02-28 09:30 | 170 | 132
2020-02-28 10:00 | 165 | 127
2020-02-28 10:30 | 166 | 129
2020-02-28 11:00 | 176 | 144
2020-02-28 11:30 | 178 | 149
2020-02-28 12:00 | 183 | 156
2020-02-28 12:30 | 193 | 167
2020-02-28 13:00 | 207 | 184
2020-02-28 13:30 | 232 | 212
2020-02-28 14:00 | 288 | 278
2020-02-28 14:30 | 324 | 316
2020-02-28 15:00 | 337 | 328
2020-02-28 15:30 | 394 | 386
2020-02-28 16:00 | 417 | 410
2020-02-28 16:30 | 386 | 376
2020-02-28 17:00 | 487 | 480
2020-02-28 17:30 | 519 | 512
2020-02-28 18:00 | 527 | 515
2020-02-28 18:30 | 570 | 557
2020-02-28 19:00 | 566 | 548
2020-02-28 19:30 | 559 | 537
2020-02-28 20:00 | 544 | 523
2020-02-28 20:30 | 528 | 503
2020-02-28 21:00 | 544 | 528
2020-02-28 21:30 | 524 | 507
2020-02-28 22:00 | 500 | 480
2020-02-28 22:30 | 479 | 455
2020-02-28 23:00 | 460 | 433
2020-02-28 23:30 | 431 | 412
2020-02-29 | 406 | 393
2020-02-29 00:30 | 414 | 401
2020-02-29 01:00 | 389 | 375
2020-02-29 01:30 | 375 | 360
2020-02-29 02:00 | 363 | 347
2020-02-29 02:30 | 357 | 340
2020-02-29 03:00 | 354 | 337
2020-02-29 03:30 | 351 | 334
2020-02-29 04:00 | 346 | 329
2020-02-29 04:30 | 347 | 329
2020-02-29 05:00 | 333 | 315
2020-02-29 05:30 | 334 | 316
2020-02-29 06:00 | 339 | 321
2020-02-29 06:30 | 344 | 326
2020-02-29 07:00 | 309 | 292
2020-02-29 07:30 | 262 | 243
2020-02-29 08:00 | 219 | 202
2020-02-29 08:30 | 186 | 167
2020-02-29 09:00 | 173 | 156
2020-02-29 09:30 | 160 | 144
2020-02-29 10:00 | 157 | 140
2020-02-29 10:30 | 178 | 164
2020-02-29 11:00 | 177 | 163
2020-02-29 11:30 | 169 | 156
2020-02-29 12:00 | 170 | 157
2020-02-29 12:30 | 173 | 160
2020-02-29 13:00 | 204 | 191
2020-02-29 13:30 | 222 | 211
2020-02-29 14:00 | 226 | 214
2020-02-29 14:30 | 227 | 215
2020-02-29 15:00 | 267 | 253
2020-02-29 15:30 | 299 | 285
2020-02-29 16:00 | 291 | 278
2020-02-29 16:30 | 332 | 322
2020-02-29 17:00 | 351 | 340
2020-02-29 17:30 | 386 | 374
2020-02-29 18:00 | 451 | 441
2020-02-29 18:30 | 468 | 457
2020-02-29 19:00 | 477 | 462
2020-02-29 19:30 | 505 | 490
2020-02-29 20:00 | 514 | 501
2020-02-29 20:30 | 528 | 520
2020-02-29 21:00 | 493 | 483
2020-02-29 21:30 | 461 | 449
2020-02-29 22:00 | 435 | 421
2020-02-29 22:30 | 428 | 413
2020-02-29 23:00 | 435 | 418
2020-02-29 23:30 | 408 | 398
2020-03-01 | 404 | 393
Formulas:
Date/Time = [Date/Time, row above]+30/24/60

## 24. Historic ratings
PQ Rating (MVA) |  | 2017 Winter | 2017/18 Summer | 2018 Winter | 2018/19 Summer | 2019 Winter | 2019/20 Summer
|  | 826 | 826 | 826 | 826 | 826 | 826
Transformer bays | H013-D06-442- | 286 | 286 | 286 | 286 | 286 | 286
| H013-D16-443- | 270 | 270 | 270 | 270 | 270 | 270
| H013-D17-444- | 270 | 270 | 270 | 270 | 270 | 270

## 26. Unplanned outages
Unplanned Outage Date/Time | Element Affected | Element Type | Outage Cause | Outage Duration (mins) | Customer Outage Duration (mins) | MW Lost (Instantaneous) | MW Minutes
2017-01-06 23:46 | H013 275KV 4 TRANSFORMER | TRANSFORMER | Natural Hazard | 236.7167
2017-03-08 21:38 | H013 275KV 4 TRANSFORMER | TRANSFORMER | Natural Hazard | 78.7833
2017-03-31 22:01 | 0879 - H035 Strathmore to H013 Ross | FEEDER | Transient Feeder Fault of Unknown Origin | 0.083333
2017-04-09 00:29 | H013 275KV SVC | STATIC VAR COMPENSATOR | SVC Equipment malfunction or failure | 3759.7333
2017-05-12 13:50 | H013 275KV 4 TRANSFORMER | TRANSFORMER | HV Maint | 151.95
2017-08-13 21:44 | H013 275KV 4 TRANSFORMER | TRANSFORMER | HV Equipment malfunction or failure | 7.6667
2017-11-02 13:41 | 0879 - H035 Strathmore to H013 Ross | FEEDER | Storm | 0.083333
2017-11-17 08:04 | H013 275KV SVC | STATIC VAR COMPENSATOR | HV Maint | 392.9
2018-01-02 18:14 | 8857 - H013 Ross to H035 Strathmore | FEEDER | Storm | 0.083333
2018-01-16 08:09 | H013 275KV 1 SVC | STATIC VAR COMPENSATOR | Human Error | 53.4667
2018-02-20 21:56 | 7144/1 - H013 Ross to T092 Dan Gleeson | FEEDER | Storm | 103.15 | 17.7 | 5 | 88.5
2018-02-20 23:34 | 0858 - H013 Ross to H032 Chalumbin | FEEDER | Storm | 0.1 | 8.38 | 7 | 58.68
2018-02-21 01:55 | 0858 - H013 Ross to H032 Chalumbin | FEEDER | HV Maint | 768.1667
2018-02-22 00:59 | 7144/1 - H013 Ross to T092 Dan Gleeson | FEEDER | Storm | 15.35
2018-02-24 22:12 | 7144/1 - H013 Ross to T092 Dan Gleeson | FEEDER | Storm | 21.5667 | 17.5 | 5 | 87.5
2018-02-25 00:12 | 7144/1 - H013 Ross to T092 Dan Gleeson | FEEDER | Storm | 21.6667 | 17.13 | 5 | 85.67
2018-03-08 08:27 | 7151/1 - H013 Ross to T092 Dan Gleeson | FEEDER | HV Maint | 102.2667
2018-03-14 18:00 | H013 275KV 4 TRANSFORMER | TRANSFORMER | HV Equipment malfunction or failure | 144.25
2018-04-05 23:16 | H013 275KV 4 TRANSFORMER | TRANSFORMER | HV Equipment malfunction or failure | 28.4667
2018-04-09 23:40 | H013 275KV 8858 REACTOR | REACTOR | HV Equipment malfunction or failure | 1079.9167
2018-04-12 23:17 | H013 275KV 4 TRANSFORMER | TRANSFORMER | HV Equipment malfunction or failure | 12.75
2018-04-13 08:39 | H013 275KV 8858 REACTOR | REACTOR | Sec Maint | 325.0333
2018-05-22 10:02 | H013 275KV 2 REACTOR | REACTOR | Process and Systems | 36.15
2018-05-22 10:02 | H013 275KV 2 TRANSFORMER | TRANSFORMER | Process and Systems | 29.9833
2018-05-22 10:02 | H013 275KV 3 TRANSFORMER | TRANSFORMER | Process and Systems | 27.35
2018-05-22 10:02 | H013 275KV 4 TRANSFORMER | TRANSFORMER | Process and Systems | 27.6333
2018-05-22 10:02 | H013 275KV 8858 REACTOR | REACTOR | Process and Systems | 36.15
2018-05-22 10:03 | H013 275KV 1 SVC | STATIC VAR COMPENSATOR | Process and Systems | 31.65
2018-07-03 17:56 | 7151/1 - H013 Ross to T092 Dan Gleeson | FEEDER | HV Maint | 213.3167
2018-08-12 16:23 | H013 275KV 2 TRANSFORMER | TRANSFORMER | HV Maint | 91.1
2018-12-05 22:29 | H013 275KV 4 TRANSFORMER | TRANSFORMER | HV Equipment malfunction or failure | 174.7
2018-12-15 09:15 | H013 275KV 4 TRANSFORMER | TRANSFORMER | HV Equipment malfunction or failure | 363.6667
2019-01-13 23:37 | H013 275KV 4 TRANSFORMER | TRANSFORMER | Natural Hazard | 134.1667
2019-01-19 21:43 | H013 275KV 4 TRANSFORMER | TRANSFORMER | HV Equipment malfunction or failure | 2827
2019-02-06 13:35 | H013 132KV 1 CAPACITOR | CAPACITOR | HV Maint | 3027.3167
2019-02-16 08:44 | H013 275KV 8857 REACTOR | REACTOR | HV Equipment malfunction or failure | 4881.5333
2019-02-24 06:41 | H013 132KV 1 CAPACITOR | CAPACITOR | Sec Maint | 4848.0833
2019-03-03 00:57 | H013 275KV 8857 REACTOR | REACTOR | HV Equipment malfunction or failure | 267119.8333
2019-04-01 12:04 | H013 132KV 1 CAPACITOR | CAPACITOR | Sec Maint | 4619.5667
2019-04-04 09:21 | H013 275KV 1 REACTOR | REACTOR | HV Maint | 1857.5167
2019-04-12 08:12 | H013 275KV 1 REACTOR | REACTOR | HV Maint | 515.8333
2019-06-20 04:46 | H013 275KV 3 TRANSFORMER | TRANSFORMER | HV Equipment malfunction or failure | 398.4667
2019-08-09 04:05 | 7144/1 - H013 Ross to T092 Dan Gleeson | FEEDER | HV Equipment malfunction or failure | 667.3667
2019-08-19 13:21 | 7156 - H013 Ross to T056 Townsville South | FEEDER | HV equipt maintenance | 8684.6833
2019-08-27 06:47 | 8911 - H091 Haughton River to H013 Ross | FEEDER | Transient Feeder Fault of Unknown Origin | 0.083333
2019-09-22 08:50 | H013 275KV 2 TRANSFORMER | TRANSFORMER | HV equipt maintenance | 71.7667
2019-10-05 01:10 | H013 275KV 8857 REACTOR | REACTOR | HV Equipment malfunction or failure | 4993.0667
2019-10-09 08:41 | 7151/1 - H013 Ross to T092 Dan Gleeson | FEEDER | HV equipt maintenance | 1610.8833
2019-10-25 03:15 | 7144/1 - H013 Ross to T092 Dan Gleeson | FEEDER | HV Equipment malfunction or failure | 11955.4833
2019-11-10 08:28 | H013 275KV 8857 REACTOR | REACTOR | HV Equipment malfunction or failure | 413.6167
2019-12-19 06:54 | H013 275KV 8857 REACTOR | REACTOR | HV Equipment malfunction or failure | 546.7833
2019-12-19 14:06 | H013 275KV 8857 REACTOR | REACTOR | HV equipt maintenance | 114.3667
2019-12-23 07:15 | H013 275KV 8857 REACTOR | REACTOR | HV Equipment malfunction or failure | 465.8667